F5_Commercial_Healthcare_New_Miscellaneous_Natural Gas_Pool Heater_E6 | F5 | Commercial | Healthcare | New | Miscellaneous | Natural Gas | Pool Heater | E6 | Utility - Cost of Operation | 0 | 0 | 0 | 0 | 0 | 0 | 0 | 0 | 0 | 0 | 0 | 0 | 0 | 0 | 0 | 0 | 0 | 0 | 0 | 0 | 0 | 0 | 0 | 0 | 0 | 0 | 0 | 0 | 0 | 0 | 0
F5_Commercial_Healthcare_New_Miscellaneous_Natural Gas_Pool Heater_E7 | F5 | Commercial | Healthcare | New | Miscellaneous | Natural Gas | Pool Heater | E7 | Utility - Cost of Operation | 0 | 0 | 0 | 0 | 0 | 0 | 0 | 0 | 0 | 0 | 0 | 0 | 0 | 0 | 0 | 0 | 0 | 0 | 0 | 0 | 0 | 0 | 0 | 0 | 0 | 0 | 0 | 0 | 0 | 0 | 0
F5_Commercial_Healthcare_New_Miscellaneous_Natural Gas_Pool Heater_E8 | F5 | Commercial | Healthcare | New | Miscellaneous | Natural Gas | Pool Heater | E8 | Utility - Cost of Operation | 0 | 0 | 0 | 0 | 0 | 0 | 0 | 0 | 0 | 0 | 0 | 0 | 0 | 0 | 0 | 0 | 0 | 0 | 0 | 0 | 0 | 0 | 0 | 0 | 0 | 0 | 0 | 0 | 0 | 0 | 0
F5_Commercial_Healthcare_New_Miscellaneous_Natural Gas_Pool Heater_E9 | F5 | Commercial | Healthcare | New | Miscellaneous | Natural Gas | Pool Heater | E9 | Utility - Cost of Operation | 0 | 0 | 0 | 0 | 0 | 0 | 0 | 0 | 0 | 0 | 0 | 0 | 0 | 0 | 0 | 0 | 0 | 0 | 0 | 0 | 0 | 0 | 0 | 0 | 0 | 0 | 0 | 0 | 0 | 0 | 0
F5_Commercial_Healthcare_New_Miscellaneous_Natural Gas_Pool Heater_E10 | F5 | Commercial | Healthcare | New | Miscellaneous | Natural Gas | Pool Heater | E10 | Utility - Cost of Operation | 0 | 0 | 0 | 0 | 0 | 0 | 0 | 0 | 0 | 0 | 0 | 0 | 0 | 0 | 0 | 0 | 0 | 0 | 0 | 0 | 0 | 0 | 0 | 0 | 0 | 0 | 0 | 0 | 0 | 0 | 0
F6_Commercial_Healthcare_New_Miscellaneous_Natural Gas_Pool Heater_E1 | F6 | Commercial | Healthcare | New | Miscellaneous | Natural Gas | Pool Heater | E1 | Utility - Value of Sales | 0.0080508 | 0.0083484 | 0.008467 | 0.0084952 | 0.0088166 | 0.0083115 | 0.0079621 | 0.0079525 | 0.0081875 | 0.0080495 | 0.0080118 | 0.0079254 | 0.0059463 | 0.0058015 | 0.0057592 | 0.0065095 | 0.0074338 | 0.0084741 | 0.0093038 | 0.010666 | 0.010834 | 0.011041 | 0.011289 | 0.0042599 | 0.0041693 | 0.0040854 | 0.0040072 | 0.0039339 | 0.0038645 | 0.0037982 | 0.0037345
F6_Commercial_Healthcare_New_Miscellaneous_Natural Gas_Pool Heater_E2 | F6 | Commercial | Healthcare | New | Miscellaneous | Natural Gas | Pool Heater | E2 | Utility - Value of Sales | 0.0068432 | 0.0070961 | 0.007197 | 0.0072209 | 0.0074941 | 0.0070648 | 0.0067678 | 0.0067596 | 0.0069593 | 0.0068421 | 0.00681 | 0.0067366 | 0.0050543 | 0.0049312 | 0.0048954 | 0.0055331 | 0.0063187 | 0.0072029 | 0.0079082 | 0.009066 | 0.0092085 | 0.0093852 | 0.009596 | 0.0036209 | 0.0035439 | 0.0034726 | 0.0034062 | 0.0033438 | 0.0032848 | 0.0032285 | 0.0031743
F6_Commercial_Healthcare_New_Miscellaneous_Natural Gas_Pool Heater_E3 | F6 | Commercial | Healthcare | New | Miscellaneous | Natural Gas | Pool Heater | E3 | Utility - Value of Sales | 0 | 0 | 0 | 0 | 0 | 0 | 0 | 0 | 0 | 0 | 0 | 0 | 0 | 0 | 0 | 0 | 0 | 0 | 0 | 0 | 0 | 0 | 0 | 0 | 0 | 0 | 0 | 0 | 0 | 0 | 0
F6_Commercial_Healthcare_New_Miscellaneous_Natural Gas_Pool Heater_E4 | F6 | Commercial | Healthcare | New | Miscellaneous | Natural Gas | Pool Heater | E4 | Utility - Value of Sales | 0 | 0 | 0 | 0 | 0 | 0 | 0 | 0 | 0 | 0 | 0 | 0 | 0 | 0 | 0 | 0 | 0 | 0 | 0 | 0 | 0 | 0 | 0 | 0 | 0 | 0 | 0 | 0 | 0 | 0 | 0
F6_Commercial_Healthcare_New_Miscellaneous_Natural Gas_Pool Heater_E5 | F6 | Commercial | Healthcare | New | Miscellaneous | Natural Gas | Pool Heater | E5 | Utility - Value of Sales | 0 | 0 | 0 | 0 | 0 | 0 | 0 | 0 | 0 | 0 | 0 | 0 | 0 | 0 | 0 | 0 | 0 | 0 | 0 | 0 | 0 | 0 | 0 | 0 | 0 | 0 | 0 | 0 | 0 | 0 | 0
F6_Commercial_Healthcare_New_Miscellaneous_Natural Gas_Pool Heater_E6 | F6 | Commercial | Healthcare | New | Miscellaneous | Natural Gas | Pool Heater | E6 | Utility - Value of Sales | 0 | 0 | 0 | 0 | 0 | 0 | 0 | 0 | 0 | 0 | 0 | 0 | 0 | 0 | 0 | 0 | 0 | 0 | 0 | 0 | 0 | 0 | 0 | 0 | 0 | 0 | 0 | 0 | 0 | 0 | 0
F6_Commercial_Healthcare_New_Miscellaneous_Natural Gas_Pool Heater_E7 | F6 | Commercial | Healthcare | New | Miscellaneous | Natural Gas | Pool Heater | E7 | Utility - Value of Sales | 0 | 0 | 0 | 0 | 0 | 0 | 0 | 0 | 0 | 0 | 0 | 0 | 0 | 0 | 0 | 0 | 0 | 0 | 0 | 0 | 0 | 0 | 0 | 0 | 0 | 0 | 0 | 0 | 0 | 0 | 0
F6_Commercial_Healthcare_New_Miscellaneous_Natural Gas_Pool Heater_E8 | F6 | Commercial | Healthcare | New | Miscellaneous | Natural Gas | Pool Heater | E8 | Utility - Value of Sales | 0 | 0 | 0 | 0 | 0 | 0 | 0 | 0 | 0 | 0 | 0 | 0 | 0 | 0 | 0 | 0 | 0 | 0 | 0 | 0 | 0 | 0 | 0 | 0 | 0 | 0 | 0 | 0 | 0 | 0 | 0
F6_Commercial_Healthcare_New_Miscellaneous_Natural Gas_Pool Heater_E9 | F6 | Commercial | Healthcare | New | Miscellaneous | Natural Gas | Pool Heater | E9 | Utility - Value of Sales | 0 | 0 | 0 | 0 | 0 | 0 | 0 | 0 | 0 | 0 | 0 | 0 | 0 | 0 | 0 | 0 | 0 | 0 | 0 | 0 | 0 | 0 | 0 | 0 | 0 | 0 | 0 | 0 | 0 | 0 | 0
F6_Commercial_Healthcare_New_Miscellaneous_Natural Gas_Pool Heater_E10 | F6 | Commercial | Healthcare | New | Miscellaneous | Natural Gas | Pool Heater | E10 | Utility - Value of Sales | 0 | 0 | 0 | 0 | 0 | 0 | 0 | 0 | 0 | 0 | 0 | 0 | 0 | 0 | 0 | 0 | 0 | 0 | 0 | 0 | 0 | 0 | 0 | 0 | 0 | 0 | 0 | 0 | 0 | 0 | 0
F1_Commercial_Healthcare_New_Miscellaneous_Natural Gas_Miscellaneous_E1 | F1 | Commercial | Healthcare | New | Miscellaneous | Natural Gas | Miscellaneous | E1 | Participant - Cost of Equipment | 0.24854 | 0.24854 | 0.24854 | 0.24854 | 0.24854 | 0.24854 | 0.24854 | 0.24854 | 0.24854 | 0.24854 | 0.24854 | 0.24854 | 0.24854 | 0.24854 | 0.24854 | 0.24854 | 0.24854 | 0.24854 | 0.24854 | 0.24854 | 0.24854 | 0.24854 | 0.24854 | 0.24854 | 0.24854 | 0.24854 | 0.24854 | 0.24854 | 0.24854 | 0.24854 | 0.24854
F1_Commercial_Healthcare_New_Miscellaneous_Natural Gas_Miscellaneous_E2 | F1 | Commercial | Healthcare | New | Miscellaneous | Natural Gas | Miscellaneous | E2 | Participant - Cost of Equipment | 0 | 0 | 0 | 0 | 0 | 0 | 0 | 0 | 0 | 0 | 0 | 0 | 0 | 0 | 0 | 0 | 0 | 0 | 0 | 0 | 0 | 0 | 0 | 0 | 0 | 0 | 0 | 0 | 0 | 0 | 0
F1_Commercial_Healthcare_New_Miscellaneous_Natural Gas_Miscellaneous_E3 | F1 | Commercial | Healthcare | New | Miscellaneous | Natural Gas | Miscellaneous | E3 | Participant - Cost of Equipment | 0 | 0 | 0 | 0 | 0 | 0 | 0 | 0 | 0 | 0 | 0 | 0 | 0 | 0 | 0 | 0 | 0 | 0 | 0 | 0 | 0 | 0 | 0 | 0 | 0 | 0 | 0 | 0 | 0 | 0 | 0
F1_Commercial_Healthcare_New_Miscellaneous_Natural Gas_Miscellaneous_E4 | F1 | Commercial | Healthcare | New | Miscellaneous | Natural Gas | Miscellaneous | E4 | Participant - Cost of Equipment | 0 | 0 | 0 | 0 | 0 | 0 | 0 | 0 | 0 | 0 | 0 | 0 | 0 | 0 | 0 | 0 | 0 | 0 | 0 | 0 | 0 | 0 | 0 | 0 | 0 | 0 | 0 | 0 | 0 | 0 | 0
F1_Commercial_Healthcare_New_Miscellaneous_Natural Gas_Miscellaneous_E5 | F1 | Commercial | Healthcare | New | Miscellaneous | Natural Gas | Miscellaneous | E5 | Participant - Cost of Equipment | 0 | 0 | 0 | 0 | 0 | 0 | 0 | 0 | 0 | 0 | 0 | 0 | 0 | 0 | 0 | 0 | 0 | 0 | 0 | 0 | 0 | 0 | 0 | 0 | 0 | 0 | 0 | 0 | 0 | 0 | 0
F1_Commercial_Healthcare_New_Miscellaneous_Natural Gas_Miscellaneous_E6 | F1 | Commercial | Healthcare | New | Miscellaneous | Natural Gas | Miscellaneous | E6 | Participant - Cost of Equipment | 0 | 0 | 0 | 0 | 0 | 0 | 0 | 0 | 0 | 0 | 0 | 0 | 0 | 0 | 0 | 0 | 0 | 0 | 0 | 0 | 0 | 0 | 0 | 0 | 0 | 0 | 0 | 0 | 0 | 0 | 0
F1_Commercial_Healthcare_New_Miscellaneous_Natural Gas_Miscellaneous_E7 | F1 | Commercial | Healthcare | New | Miscellaneous | Natural Gas | Miscellaneous | E7 | Participant - Cost of Equipment | 0 | 0 | 0 | 0 | 0 | 0 | 0 | 0 | 0 | 0 | 0 | 0 | 0 | 0 | 0 | 0 | 0 | 0 | 0 | 0 | 0 | 0 | 0 | 0 | 0 | 0 | 0 | 0 | 0 | 0 | 0
F1_Commercial_Healthcare_New_Miscellaneous_Natural Gas_Miscellaneous_E8 | F1 | Commercial | Healthcare | New | Miscellaneous | Natural Gas | Miscellaneous | E8 | Participant - Cost of Equipment | 0 | 0 | 0 | 0 | 0 | 0 | 0 | 0 | 0 | 0 | 0 | 0 | 0 | 0 | 0 | 0 | 0 | 0 | 0 | 0 | 0 | 0 | 0 | 0 | 0 | 0 | 0 | 0 | 0 | 0 | 0
F1_Commercial_Healthcare_New_Miscellaneous_Natural Gas_Miscellaneous_E9 | F1 | Commercial | Healthcare | New | Miscellaneous | Natural Gas | Miscellaneous | E9 | Participant - Cost of Equipment | 0 | 0 | 0 | 0 | 0 | 0 | 0 | 0 | 0 | 0 | 0 | 0 | 0 | 0 | 0 | 0 | 0 | 0 | 0 | 0 | 0 | 0 | 0 | 0 | 0 | 0 | 0 | 0 | 0 | 0 | 0
F1_Commercial_Healthcare_New_Miscellaneous_Natural Gas_Miscellaneous_E10 | F1 | Commercial | Healthcare | New | Miscellaneous | Natural Gas | Miscellaneous | E10 | Participant - Cost of Equipment | 0 | 0 | 0 | 0 | 0 | 0 | 0 | 0 | 0 | 0 | 0 | 0 | 0 | 0 | 0 | 0 | 0 | 0 | 0 | 0 | 0 | 0 | 0 | 0 | 0 | 0 | 0 | 0 | 0 | 0 | 0
F2_Commercial_Healthcare_New_Miscellaneous_Natural Gas_Miscellaneous_E1 | F2 | Commercial | Healthcare | New | Miscellaneous | Natural Gas | Miscellaneous | E1 | Participant - Cost of Operation | 0.0063489 | 0.0065529 | 0.0067074 | 0.0068843 | 0.0072237 | 0.0067088 | 0.0063199 | 0.0062445 | 0.0063945 | 0.0065007 | 0.0067084 | 0.006632 | 0.0047683 | 0.0046512 | 0.0046228 | 0.0051317 | 0.005769 | 0.0064473 | 0.0069014 | 0.0078204 | 0.0087609 | 0.0098224 | 0.010071 | 0.003426 | 0.0033521 | 0.0032837 | 0.0032201 | 0.0031606 | 0.0031044 | 0.0030508 | 0.0029995
F2_Commercial_Healthcare_New_Miscellaneous_Natural Gas_Miscellaneous_E2 | F2 | Commercial | Healthcare | New | Miscellaneous | Natural Gas | Miscellaneous | E2 | Participant - Cost of Operation | 0 | 0 | 0 | 0 | 0 | 0 | 0 | 0 | 0 | 0 | 0 | 0 | 0 | 0 | 0 | 0 | 0 | 0 | 0 | 0 | 0 | 0 | 0 | 0 | 0 | 0 | 0 | 0 | 0 | 0 | 0
F2_Commercial_Healthcare_New_Miscellaneous_Natural Gas_Miscellaneous_E3 | F2 | Commercial | Healthcare | New | Miscellaneous | Natural Gas | Miscellaneous | E3 | Participant - Cost of Operation | 0 | 0 | 0 | 0 | 0 | 0 | 0 | 0 | 0 | 0 | 0 | 0 | 0 | 0 | 0 | 0 | 0 | 0 | 0 | 0 | 0 | 0 | 0 | 0 | 0 | 0 | 0 | 0 | 0 | 0 | 0
F2_Commercial_Healthcare_New_Miscellaneous_Natural Gas_Miscellaneous_E4 | F2 | Commercial | Healthcare | New | Miscellaneous | Natural Gas | Miscellaneous | E4 | Participant - Cost of Operation | 0 | 0 | 0 | 0 | 0 | 0 | 0 | 0 | 0 | 0 | 0 | 0 | 0 | 0 | 0 | 0 | 0 | 0 | 0 | 0 | 0 | 0 | 0 | 0 | 0 | 0 | 0 | 0 | 0 | 0 | 0
F2_Commercial_Healthcare_New_Miscellaneous_Natural Gas_Miscellaneous_E5 | F2 | Commercial | Healthcare | New | Miscellaneous | Natural Gas | Miscellaneous | E5 | Participant - Cost of Operation | 0 | 0 | 0 | 0 | 0 | 0 | 0 | 0 | 0 | 0 | 0 | 0 | 0 | 0 | 0 | 0 | 0 | 0 | 0 | 0 | 0 | 0 | 0 | 0 | 0 | 0 | 0 | 0 | 0 | 0 | 0
F2_Commercial_Healthcare_New_Miscellaneous_Natural Gas_Miscellaneous_E6 | F2 | Commercial | Healthcare | New | Miscellaneous | Natural Gas | Miscellaneous | E6 | Participant - Cost of Operation | 0 | 0 | 0 | 0 | 0 | 0 | 0 | 0 | 0 | 0 | 0 | 0 | 0 | 0 | 0 | 0 | 0 | 0 | 0 | 0 | 0 | 0 | 0 | 0 | 0 | 0 | 0 | 0 | 0 | 0 | 0
F2_Commercial_Healthcare_New_Miscellaneous_Natural Gas_Miscellaneous_E7 | F2 | Commercial | Healthcare | New | Miscellaneous | Natural Gas | Miscellaneous | E7 | Participant - Cost of Operation | 0 | 0 | 0 | 0 | 0 | 0 | 0 | 0 | 0 | 0 | 0 | 0 | 0 | 0 | 0 | 0 | 0 | 0 | 0 | 0 | 0 | 0 | 0 | 0 | 0 | 0 | 0 | 0 | 0 | 0 | 0
F2_Commercial_Healthcare_New_Miscellaneous_Natural Gas_Miscellaneous_E8 | F2 | Commercial | Healthcare | New | Miscellaneous | Natural Gas | Miscellaneous | E8 | Participant - Cost of Operation | 0 | 0 | 0 | 0 | 0 | 0 | 0 | 0 | 0 | 0 | 0 | 0 | 0 | 0 | 0 | 0 | 0 | 0 | 0 | 0 | 0 | 0 | 0 | 0 | 0 | 0 | 0 | 0 | 0 | 0 | 0
F2_Commercial_Healthcare_New_Miscellaneous_Natural Gas_Miscellaneous_E9 | F2 | Commercial | Healthcare | New | Miscellaneous | Natural Gas | Miscellaneous | E9 | Participant - Cost of Operation | 0 | 0 | 0 | 0 | 0 | 0 | 0 | 0 | 0 | 0 | 0 | 0 | 0 | 0 | 0 | 0 | 0 | 0 | 0 | 0 | 0 | 0 | 0 | 0 | 0 | 0 | 0 | 0 | 0 | 0 | 0
F2_Commercial_Healthcare_New_Miscellaneous_Natural Gas_Miscellaneous_E10 | F2 | Commercial | Healthcare | New | Miscellaneous | Natural Gas | Miscellaneous | E10 | Participant - Cost of Operation | 0 | 0 | 0 | 0 | 0 | 0 | 0 | 0 | 0 | 0 | 0 | 0 | 0 | 0 | 0 | 0 | 0 | 0 | 0 | 0 | 0 | 0 | 0 | 0 | 0 | 0 | 0 | 0 | 0 | 0 | 0
F3_Commercial_Healthcare_New_Miscellaneous_Natural Gas_Miscellaneous_E1 | F3 | Commercial | Healthcare | New | Miscellaneous | Natural Gas | Miscellaneous | E1 | System - kBTUs of Conusmption | 0.54919 | 0.55199 | 0.55031 | 0.54916 | 0.54916 | 0.54916 | 0.54916 | 0.54916 | 0.54916 | 0.54916 | 0.54916 | 0.54916 | 0.54916 | 0.54916 | 0.54916 | 0.54916 | 0.54916 | 0.54916 | 0.54916 | 0.54916 | 0.54916 | 0.54916 | 0.54916 | 0.54916 | 0.54916 | 0.54916 | 0.54916 | 0.54916 | 0.54916 | 0.54916 | 0.54916
F3_Commercial_Healthcare_New_Miscellaneous_Natural Gas_Miscellaneous_E2 | F3 | Commercial | Healthcare | New | Miscellaneous | Natural Gas | Miscellaneous | E2 | System - kBTUs of Conusmption | 0 | 0 | 0 | 0 | 0 | 0 | 0 | 0 | 0 | 0 | 0 | 0 | 0 | 0 | 0 | 0 | 0 | 0 | 0 | 0 | 0 | 0 | 0 | 0 | 0 | 0 | 0 | 0 | 0 | 0 | 0
F3_Commercial_Healthcare_New_Miscellaneous_Natural Gas_Miscellaneous_E3 | F3 | Commercial | Healthcare | New | Miscellaneous | Natural Gas | Miscellaneous | E3 | System - kBTUs of Conusmption | 0 | 0 | 0 | 0 | 0 | 0 | 0 | 0 | 0 | 0 | 0 | 0 | 0 | 0 | 0 | 0 | 0 | 0 | 0 | 0 | 0 | 0 | 0 | 0 | 0 | 0 | 0 | 0 | 0 | 0 | 0
F3_Commercial_Healthcare_New_Miscellaneous_Natural Gas_Miscellaneous_E4 | F3 | Commercial | Healthcare | New | Miscellaneous | Natural Gas | Miscellaneous | E4 | System - kBTUs of Conusmption | 0 | 0 | 0 | 0 | 0 | 0 | 0 | 0 | 0 | 0 | 0 | 0 | 0 | 0 | 0 | 0 | 0 | 0 | 0 | 0 | 0 | 0 | 0 | 0 | 0 | 0 | 0 | 0 | 0 | 0 | 0
F3_Commercial_Healthcare_New_Miscellaneous_Natural Gas_Miscellaneous_E5 | F3 | Commercial | Healthcare | New | Miscellaneous | Natural Gas | Miscellaneous | E5 | System - kBTUs of Conusmption | 0 | 0 | 0 | 0 | 0 | 0 | 0 | 0 | 0 | 0 | 0 | 0 | 0 | 0 | 0 | 0 | 0 | 0 | 0 | 0 | 0 | 0 | 0 | 0 | 0 | 0 | 0 | 0 | 0 | 0 | 0
F3_Commercial_Healthcare_New_Miscellaneous_Natural Gas_Miscellaneous_E6 | F3 | Commercial | Healthcare | New | Miscellaneous | Natural Gas | Miscellaneous | E6 | System - kBTUs of Conusmption | 0 | 0 | 0 | 0 | 0 | 0 | 0 | 0 | 0 | 0 | 0 | 0 | 0 | 0 | 0 | 0 | 0 | 0 | 0 | 0 | 0 | 0 | 0 | 0 | 0 | 0 | 0 | 0 | 0 | 0 | 0
F3_Commercial_Healthcare_New_Miscellaneous_Natural Gas_Miscellaneous_E7 | F3 | Commercial | Healthcare | New | Miscellaneous | Natural Gas | Miscellaneous | E7 | System - kBTUs of Conusmption | 0 | 0 | 0 | 0 | 0 | 0 | 0 | 0 | 0 | 0 | 0 | 0 | 0 | 0 | 0 | 0 | 0 | 0 | 0 | 0 | 0 | 0 | 0 | 0 | 0 | 0 | 0 | 0 | 0 | 0 | 0
F3_Commercial_Healthcare_New_Miscellaneous_Natural Gas_Miscellaneous_E8 | F3 | Commercial | Healthcare | New | Miscellaneous | Natural Gas | Miscellaneous | E8 | System - kBTUs of Conusmption | 0 | 0 | 0 | 0 | 0 | 0 | 0 | 0 | 0 | 0 | 0 | 0 | 0 | 0 | 0 | 0 | 0 | 0 | 0 | 0 | 0 | 0 | 0 | 0 | 0 | 0 | 0 | 0 | 0 | 0 | 0
F3_Commercial_Healthcare_New_Miscellaneous_Natural Gas_Miscellaneous_E9 | F3 | Commercial | Healthcare | New | Miscellaneous | Natural Gas | Miscellaneous | E9 | System - kBTUs of Conusmption | 0 | 0 | 0 | 0 | 0 | 0 | 0 | 0 | 0 | 0 | 0 | 0 | 0 | 0 | 0 | 0 | 0 | 0 | 0 | 0 | 0 | 0 | 0 | 0 | 0 | 0 | 0 | 0 | 0 | 0 | 0
F3_Commercial_Healthcare_New_Miscellaneous_Natural Gas_Miscellaneous_E10 | F3 | Commercial | Healthcare | New | Miscellaneous | Natural Gas | Miscellaneous | E10 | System - kBTUs of Conusmption | 0 | 0 | 0 | 0 | 0 | 0 | 0 | 0 | 0 | 0 | 0 | 0 | 0 | 0 | 0 | 0 | 0 | 0 | 0 | 0 | 0 | 0 | 0 | 0 | 0 | 0 | 0 | 0 | 0 | 0 | 0
F4_Commercial_Healthcare_New_Miscellaneous_Natural Gas_Miscellaneous_E1 | F4 | Commercial | Healthcare | New | Miscellaneous | Natural Gas | Miscellaneous | E1 | Utility - Cost of Equipment | 0.24854 | 0.24854 | 0.24854 | 0.24854 | 0.24854 | 0.24854 | 0.24854 | 0.24854 | 0.24854 | 0.24854 | 0.24854 | 0.24854 | 0.24854 | 0.24854 | 0.24854 | 0.24854 | 0.24854 | 0.24854 | 0.24854 | 0.24854 | 0.24854 | 0.24854 | 0.24854 | 0.24854 | 0.24854 | 0.24854 | 0.24854 | 0.24854 | 0.24854 | 0.24854 | 0.24854
F4_Commercial_Healthcare_New_Miscellaneous_Natural Gas_Miscellaneous_E2 | F4 | Commercial | Healthcare | New | Miscellaneous | Natural Gas | Miscellaneous | E2 | Utility - Cost of Equipment | 0 | 0 | 0 | 0 | 0 | 0 | 0 | 0 | 0 | 0 | 0 | 0 | 0 | 0 | 0 | 0 | 0 | 0 | 0 | 0 | 0 | 0 | 0 | 0 | 0 | 0 | 0 | 0 | 0 | 0 | 0
F4_Commercial_Healthcare_New_Miscellaneous_Natural Gas_Miscellaneous_E3 | F4 | Commercial | Healthcare | New | Miscellaneous | Natural Gas | Miscellaneous | E3 | Utility - Cost of Equipment | 0 | 0 | 0 | 0 | 0 | 0 | 0 | 0 | 0 | 0 | 0 | 0 | 0 | 0 | 0 | 0 | 0 | 0 | 0 | 0 | 0 | 0 | 0 | 0 | 0 | 0 | 0 | 0 | 0 | 0 | 0
F4_Commercial_Healthcare_New_Miscellaneous_Natural Gas_Miscellaneous_E4 | F4 | Commercial | Healthcare | New | Miscellaneous | Natural Gas | Miscellaneous | E4 | Utility - Cost of Equipment | 0 | 0 | 0 | 0 | 0 | 0 | 0 | 0 | 0 | 0 | 0 | 0 | 0 | 0 | 0 | 0 | 0 | 0 | 0 | 0 | 0 | 0 | 0 | 0 | 0 | 0 | 0 | 0 | 0 | 0 | 0
F4_Commercial_Healthcare_New_Miscellaneous_Natural Gas_Miscellaneous_E5 | F4 | Commercial | Healthcare | New | Miscellaneous | Natural Gas | Miscellaneous | E5 | Utility - Cost of Equipment | 0 | 0 | 0 | 0 | 0 | 0 | 0 | 0 | 0 | 0 | 0 | 0 | 0 | 0 | 0 | 0 | 0 | 0 | 0 | 0 | 0 | 0 | 0 | 0 | 0 | 0 | 0 | 0 | 0 | 0 | 0
F4_Commercial_Healthcare_New_Miscellaneous_Natural Gas_Miscellaneous_E6 | F4 | Commercial | Healthcare | New | Miscellaneous | Natural Gas | Miscellaneous | E6 | Utility - Cost of Equipment | 0 | 0 | 0 | 0 | 0 | 0 | 0 | 0 | 0 | 0 | 0 | 0 | 0 | 0 | 0 | 0 | 0 | 0 | 0 | 0 | 0 | 0 | 0 | 0 | 0 | 0 | 0 | 0 | 0 | 0 | 0
F4_Commercial_Healthcare_New_Miscellaneous_Natural Gas_Miscellaneous_E7 | F4 | Commercial | Healthcare | New | Miscellaneous | Natural Gas | Miscellaneous | E7 | Utility - Cost of Equipment | 0 | 0 | 0 | 0 | 0 | 0 | 0 | 0 | 0 | 0 | 0 | 0 | 0 | 0 | 0 | 0 | 0 | 0 | 0 | 0 | 0 | 0 | 0 | 0 | 0 | 0 | 0 | 0 | 0 | 0 | 0
F4_Commercial_Healthcare_New_Miscellaneous_Natural Gas_Miscellaneous_E8 | F4 | Commercial | Healthcare | New | Miscellaneous | Natural Gas | Miscellaneous | E8 | Utility - Cost of Equipment | 0 | 0 | 0 | 0 | 0 | 0 | 0 | 0 | 0 | 0 | 0 | 0 | 0 | 0 | 0 | 0 | 0 | 0 | 0 | 0 | 0 | 0 | 0 | 0 | 0 | 0 | 0 | 0 | 0 | 0 | 0
F4_Commercial_Healthcare_New_Miscellaneous_Natural Gas_Miscellaneous_E9 | F4 | Commercial | Healthcare | New | Miscellaneous | Natural Gas | Miscellaneous | E9 | Utility - Cost of Equipment | 0 | 0 | 0 | 0 | 0 | 0 | 0 | 0 | 0 | 0 | 0 | 0 | 0 | 0 | 0 | 0 | 0 | 0 | 0 | 0 | 0 | 0 | 0 | 0 | 0 | 0 | 0 | 0 | 0 | 0 | 0
F4_Commercial_Healthcare_New_Miscellaneous_Natural Gas_Miscellaneous_E10 | F4 | Commercial | Healthcare | New | Miscellaneous | Natural Gas | Miscellaneous | E10 | Utility - Cost of Equipment | 0 | 0 | 0 | 0 | 0 | 0 | 0 | 0 | 0 | 0 | 0 | 0 | 0 | 0 | 0 | 0 | 0 | 0 | 0 | 0 | 0 | 0 | 0 | 0 | 0 | 0 | 0 | 0 | 0 | 0 | 0
F5_Commercial_Healthcare_New_Miscellaneous_Natural Gas_Miscellaneous_E1 | F5 | Commercial | Healthcare | New | Miscellaneous | Natural Gas | Miscellaneous | E1 | Utility - Cost of Operation | 0.0052993 | 0.0054696 | 0.0055985 | 0.0057462 | 0.0060295 | 0.0055997 | 0.0052751 | 0.0052122 | 0.0053373 | 0.005426 | 0.0055994 | 0.0055356 | 0.00398 | 0.0038823 | 0.0038586 | 0.0042834 | 0.0048153 | 0.0053814 | 0.0057605 | 0.0065275 | 0.0073125 | 0.0081986 | 0.0084062 | 0.0028596 | 0.0027979 | 0.0027408 | 0.0026878 | 0.0026381 | 0.0025912 | 0.0025465 | 0.0025036
F5_Commercial_Healthcare_New_Miscellaneous_Natural Gas_Miscellaneous_E2 | F5 | Commercial | Healthcare | New | Miscellaneous | Natural Gas | Miscellaneous | E2 | Utility - Cost of Operation | 0 | 0 | 0 | 0 | 0 | 0 | 0 | 0 | 0 | 0 | 0 | 0 | 0 | 0 | 0 | 0 | 0 | 0 | 0 | 0 | 0 | 0 | 0 | 0 | 0 | 0 | 0 | 0 | 0 | 0 | 0
F5_Commercial_Healthcare_New_Miscellaneous_Natural Gas_Miscellaneous_E3 | F5 | Commercial | Healthcare | New | Miscellaneous | Natural Gas | Miscellaneous | E3 | Utility - Cost of Operation | 0 | 0 | 0 | 0 | 0 | 0 | 0 | 0 | 0 | 0 | 0 | 0 | 0 | 0 | 0 | 0 | 0 | 0 | 0 | 0 | 0 | 0 | 0 | 0 | 0 | 0 | 0 | 0 | 0 | 0 | 0
F5_Commercial_Healthcare_New_Miscellaneous_Natural Gas_Miscellaneous_E4 | F5 | Commercial | Healthcare | New | Miscellaneous | Natural Gas | Miscellaneous | E4 | Utility - Cost of Operation | 0 | 0 | 0 | 0 | 0 | 0 | 0 | 0 | 0 | 0 | 0 | 0 | 0 | 0 | 0 | 0 | 0 | 0 | 0 | 0 | 0 | 0 | 0 | 0 | 0 | 0 | 0 | 0 | 0 | 0 | 0
F5_Commercial_Healthcare_New_Miscellaneous_Natural Gas_Miscellaneous_E5 | F5 | Commercial | Healthcare | New | Miscellaneous | Natural Gas | Miscellaneous | E5 | Utility - Cost of Operation | 0 | 0 | 0 | 0 | 0 | 0 | 0 | 0 | 0 | 0 | 0 | 0 | 0 | 0 | 0 | 0 | 0 | 0 | 0 | 0 | 0 | 0 | 0 | 0 | 0 | 0 | 0 | 0 | 0 | 0 | 0
F5_Commercial_Healthcare_New_Miscellaneous_Natural Gas_Miscellaneous_E6 | F5 | Commercial | Healthcare | New | Miscellaneous | Natural Gas | Miscellaneous | E6 | Utility - Cost of Operation | 0 | 0 | 0 | 0 | 0 | 0 | 0 | 0 | 0 | 0 | 0 | 0 | 0 | 0 | 0 | 0 | 0 | 0 | 0 | 0 | 0 | 0 | 0 | 0 | 0 | 0 | 0 | 0 | 0 | 0 | 0
F5_Commercial_Healthcare_New_Miscellaneous_Natural Gas_Miscellaneous_E7 | F5 | Commercial | Healthcare | New | Miscellaneous | Natural Gas | Miscellaneous | E7 | Utility - Cost of Operation | 0 | 0 | 0 | 0 | 0 | 0 | 0 | 0 | 0 | 0 | 0 | 0 | 0 | 0 | 0 | 0 | 0 | 0 | 0 | 0 | 0 | 0 | 0 | 0 | 0 | 0 | 0 | 0 | 0 | 0 | 0
F5_Commercial_Healthcare_New_Miscellaneous_Natural Gas_Miscellaneous_E8 | F5 | Commercial | Healthcare | New | Miscellaneous | Natural Gas | Miscellaneous | E8 | Utility - Cost of Operation | 0 | 0 | 0 | 0 | 0 | 0 | 0 | 0 | 0 | 0 | 0 | 0 | 0 | 0 | 0 | 0 | 0 | 0 | 0 | 0 | 0 | 0 | 0 | 0 | 0 | 0 | 0 | 0 | 0 | 0 | 0
F5_Commercial_Healthcare_New_Miscellaneous_Natural Gas_Miscellaneous_E9 | F5 | Commercial | Healthcare | New | Miscellaneous | Natural Gas | Miscellaneous | E9 | Utility - Cost of Operation | 0 | 0 | 0 | 0 | 0 | 0 | 0 | 0 | 0 | 0 | 0 | 0 | 0 | 0 | 0 | 0 | 0 | 0 | 0 | 0 | 0 | 0 | 0 | 0 | 0 | 0 | 0 | 0 | 0 | 0 | 0
F5_Commercial_Healthcare_New_Miscellaneous_Natural Gas_Miscellaneous_E10 | F5 | Commercial | Healthcare | New | Miscellaneous | Natural Gas | Miscellaneous | E10 | Utility - Cost of Operation | 0 | 0 | 0 | 0 | 0 | 0 | 0 | 0 | 0 | 0 | 0 | 0 | 0 | 0 | 0 | 0 | 0 | 0 | 0 | 0 | 0 | 0 | 0 | 0 | 0 | 0 | 0 | 0 | 0 | 0 | 0
F6_Commercial_Healthcare_New_Miscellaneous_Natural Gas_Miscellaneous_E1 | F6 | Commercial | Healthcare | New | Miscellaneous | Natural Gas | Miscellaneous | E1 | Utility - Value of Sales | 0.0063489 | 0.0065529 | 0.0067074 | 0.0068843 | 0.0072237 | 0.0067088 | 0.0063199 | 0.0062445 | 0.0063945 | 0.0065007 | 0.0067084 | 0.006632 | 0.0047683 | 0.0046512 | 0.0046228 | 0.0051317 | 0.005769 | 0.0064473 | 0.0069014 | 0.0078204 | 0.0087609 | 0.0098224 | 0.010071 | 0.003426 | 0.0033521 | 0.0032837 | 0.0032201 | 0.0031606 | 0.0031044 | 0.0030508 | 0.0029995
F6_Commercial_Healthcare_New_Miscellaneous_Natural Gas_Miscellaneous_E2 | F6 | Commercial | Healthcare | New | Miscellaneous | Natural Gas | Miscellaneous | E2 | Utility - Value of Sales | 0 | 0 | 0 | 0 | 0 | 0 | 0 | 0 | 0 | 0 | 0 | 0 | 0 | 0 | 0 | 0 | 0 | 0 | 0 | 0 | 0 | 0 | 0 | 0 | 0 | 0 | 0 | 0 | 0 | 0 | 0
F6_Commercial_Healthcare_New_Miscellaneous_Natural Gas_Miscellaneous_E3 | F6 | Commercial | Healthcare | New | Miscellaneous | Natural Gas | Miscellaneous | E3 | Utility - Value of Sales | 0 | 0 | 0 | 0 | 0 | 0 | 0 | 0 | 0 | 0 | 0 | 0 | 0 | 0 | 0 | 0 | 0 | 0 | 0 | 0 | 0 | 0 | 0 | 0 | 0 | 0 | 0 | 0 | 0 | 0 | 0
F6_Commercial_Healthcare_New_Miscellaneous_Natural Gas_Miscellaneous_E4 | F6 | Commercial | Healthcare | New | Miscellaneous | Natural Gas | Miscellaneous | E4 | Utility - Value of Sales | 0 | 0 | 0 | 0 | 0 | 0 | 0 | 0 | 0 | 0 | 0 | 0 | 0 | 0 | 0 | 0 | 0 | 0 | 0 | 0 | 0 | 0 | 0 | 0 | 0 | 0 | 0 | 0 | 0 | 0 | 0
F6_Commercial_Healthcare_New_Miscellaneous_Natural Gas_Miscellaneous_E5 | F6 | Commercial | Healthcare | New | Miscellaneous | Natural Gas | Miscellaneous | E5 | Utility - Value of Sales | 0 | 0 | 0 | 0 | 0 | 0 | 0 | 0 | 0 | 0 | 0 | 0 | 0 | 0 | 0 | 0 | 0 | 0 | 0 | 0 | 0 | 0 | 0 | 0 | 0 | 0 | 0 | 0 | 0 | 0 | 0
F6_Commercial_Healthcare_New_Miscellaneous_Natural Gas_Miscellaneous_E6 | F6 | Commercial | Healthcare | New | Miscellaneous | Natural Gas | Miscellaneous | E6 | Utility - Value of Sales | 0 | 0 | 0 | 0 | 0 | 0 | 0 | 0 | 0 | 0 | 0 | 0 | 0 | 0 | 0 | 0 | 0 | 0 | 0 | 0 | 0 | 0 | 0 | 0 | 0 | 0 | 0 | 0 | 0 | 0 | 0
F6_Commercial_Healthcare_New_Miscellaneous_Natural Gas_Miscellaneous_E7 | F6 | Commercial | Healthcare | New | Miscellaneous | Natural Gas | Miscellaneous | E7 | Utility - Value of Sales | 0 | 0 | 0 | 0 | 0 | 0 | 0 | 0 | 0 | 0 | 0 | 0 | 0 | 0 | 0 | 0 | 0 | 0 | 0 | 0 | 0 | 0 | 0 | 0 | 0 | 0 | 0 | 0 | 0 | 0 | 0
F6_Commercial_Healthcare_New_Miscellaneous_Natural Gas_Miscellaneous_E8 | F6 | Commercial | Healthcare | New | Miscellaneous | Natural Gas | Miscellaneous | E8 | Utility - Value of Sales | 0 | 0 | 0 | 0 | 0 | 0 | 0 | 0 | 0 | 0 | 0 | 0 | 0 | 0 | 0 | 0 | 0 | 0 | 0 | 0 | 0 | 0 | 0 | 0 | 0 | 0 | 0 | 0 | 0 | 0 | 0
F6_Commercial_Healthcare_New_Miscellaneous_Natural Gas_Miscellaneous_E9 | F6 | Commercial | Healthcare | New | Miscellaneous | Natural Gas | Miscellaneous | E9 | Utility - Value of Sales | 0 | 0 | 0 | 0 | 0 | 0 | 0 | 0 | 0 | 0 | 0 | 0 | 0 | 0 | 0 | 0 | 0 | 0 | 0 | 0 | 0 | 0 | 0 | 0 | 0 | 0 | 0 | 0 | 0 | 0 | 0
F6_Commercial_Healthcare_New_Miscellaneous_Natural Gas_Miscellaneous_E10 | F6 | Commercial | Healthcare | New | Miscellaneous | Natural Gas | Miscellaneous | E10 | Utility - Value of Sales | 0 | 0 | 0 | 0 | 0 | 0 | 0 | 0 | 0 | 0 | 0 | 0 | 0 | 0 | 0 | 0 | 0 | 0 | 0 | 0 | 0 | 0 | 0 | 0 | 0 | 0 | 0 | 0 | 0 | 0 | 0
F1_Commercial_Lodging_Existing_Space Heating_Natural Gas_Furnace_E1 | F1 | Commercial | Lodging | Existing | Space Heating | Natural Gas | Furnace | E1 | Participant - Cost of Equipment | 0.05863 | 0.05863 | 0.05863 | 0.05863 | 0.05863 | 0 | 0 | 0 | 0 | 0 | 0 | 0 | 0 | 0 | 0 | 0 | 0 | 0 | 0 | 0 | 0 | 0 | 0 | 0 | 0 | 0 | 0 | 0 | 0 | 0 | 0
F1_Commercial_Lodging_Existing_Space Heating_Natural Gas_Furnace_E2 | F1 | Commercial | Lodging | Existing | Space Heating | Natural Gas | Furnace | E2 | Participant - Cost of Equipment | 0.072415 | 0.072415 | 0.072415 | 0.072415 | 0.072415 | 0 | 0 | 0 | 0 | 0 | 0 | 0 | 0 | 0 | 0 | 0 | 0 | 0 | 0 | 0 | 0 | 0 | 0 | 0 | 0 | 0 | 0 | 0 | 0 | 0 | 0
F1_Commercial_Lodging_Existing_Space Heating_Natural Gas_Furnace_E3 | F1 | Commercial | Lodging | Existing | Space Heating | Natural Gas | Furnace | E3 | Participant - Cost of Equipment | 0.087378 | 0.087378 | 0.087378 | 0.087378 | 0.087378 | 0.087378 | 0.087378 | 0.087378 | 0.087378 | 0.087378 | 0.087378 | 0.087378 | 0.087378 | 0.087378 | 0.087378 | 0.087378 | 0.087378 | 0.087378 | 0.087378 | 0.087378 | 0.087378 | 0.087378 | 0.087378 | 0.087378 | 0.087378 | 0.087378 | 0.087378 | 0.087378 | 0.087378 | 0.087378 | 0.087378
F1_Commercial_Lodging_Existing_Space Heating_Natural Gas_Furnace_E4 | F1 | Commercial | Lodging | Existing | Space Heating | Natural Gas | Furnace | E4 | Participant - Cost of Equipment | 0.072274 | 0.072274 | 0.072274 | 0.072274 | 0.072274 | 0.072274 | 0.072274 | 0.072274 | 0.072274 | 0.072274 | 0.072274 | 0.072274 | 0.072274 | 0.072274 | 0.072274 | 0.072274 | 0.072274 | 0.072274 | 0.072274 | 0.072274 | 0.072274 | 0.072274 | 0.072274 | 0.072274 | 0.072274 | 0.072274 | 0.072274 | 0.072274 | 0.072274 | 0.072274 | 0.072274
F1_Commercial_Lodging_Existing_Space Heating_Natural Gas_Furnace_E5 | F1 | Commercial | Lodging | Existing | Space Heating | Natural Gas | Furnace | E5 | Participant - Cost of Equipment | 0 | 0 | 0 | 0 | 0 | 0 | 0 | 0.60178 | 0.60178 | 0.60178 | 0.60178 | 0.60178 | 0.60178 | 0.60178 | 0.60178 | 0.60178 | 0.60178 | 0.60178 | 0.60178 | 0.60178 | 0.60178 | 0.60178 | 0.60178 | 0.60178 | 0.60178 | 0.60178 | 0.60178 | 0.60178 | 0.60178 | 0.60178 | 0.60178
F1_Commercial_Lodging_Existing_Space Heating_Natural Gas_Furnace_E6 | F1 | Commercial | Lodging | Existing | Space Heating | Natural Gas | Furnace | E6 | Participant - Cost of Equipment | 0 | 0 | 0 | 0 | 0 | 0 | 0 | 0 | 0 | 0 | 0 | 0 | 0 | 0 | 0 | 0 | 0 | 0 | 0 | 0 | 0 | 0 | 0 | 0 | 0 | 0 | 0 | 0 | 0 | 0 | 0
F1_Commercial_Lodging_Existing_Space Heating_Natural Gas_Furnace_E7 | F1 | Commercial | Lodging | Existing | Space Heating | Natural Gas | Furnace | E7 | Participant - Cost of Equipment | 0 | 0 | 0 | 0 | 0 | 0 | 0 | 0 | 0 | 0 | 0 | 0 | 0 | 0 | 0 | 0 | 0 | 0 | 0 | 0 | 0 | 0 | 0 | 0 | 0 | 0 | 0 | 0 | 0 | 0 | 0
F1_Commercial_Lodging_Existing_Space Heating_Natural Gas_Furnace_E8 | F1 | Commercial | Lodging | Existing | Space Heating | Natural Gas | Furnace | E8 | Participant - Cost of Equipment | 0 | 0 | 0 | 0 | 0 | 0 | 0 | 0 | 0 | 0 | 0 | 0 | 0 | 0 | 0 | 0 | 0 | 0 | 0 | 0 | 0 | 0 | 0 | 0 | 0 | 0 | 0 | 0 | 0 | 0 | 0
F1_Commercial_Lodging_Existing_Space Heating_Natural Gas_Furnace_E9 | F1 | Commercial | Lodging | Existing | Space Heating | Natural Gas | Furnace | E9 | Participant - Cost of Equipment | 0 | 0 | 0 | 0 | 0 | 0 | 0 | 0 | 0 | 0 | 0 | 0 | 0 | 0 | 0 | 0 | 0 | 0 | 0 | 0 | 0 | 0 | 0 | 0 | 0 | 0 | 0 | 0 | 0 | 0 | 0
F1_Commercial_Lodging_Existing_Space Heating_Natural Gas_Furnace_E10 | F1 | Commercial | Lodging | Existing | Space Heating | Natural Gas | Furnace | E10 | Participant - Cost of Equipment | 0 | 0 | 0 | 0 | 0 | 0 | 0 | 0 | 0 | 0 | 0 | 0 | 0 | 0 | 0 | 0 | 0 | 0 | 0 | 0 | 0 | 0 | 0 | 0 | 0 | 0 | 0 | 0 | 0 | 0 | 0
F2_Commercial_Lodging_Existing_Space Heating_Natural Gas_Furnace_E1 | F2 | Commercial | Lodging | Existing | Space Heating | Natural Gas | Furnace | E1 | Participant - Cost of Operation | 0.11079 | 0.1115 | 0.1119 | 0.11238 | 0.11337 | 0 | 0 | 0 | 0 | 0 | 0 | 0 | 0 | 0 | 0 | 0 | 0 | 0 | 0 | 0 | 0 | 0 | 0 | 0 | 0 | 0 | 0 | 0 | 0 | 0 | 0
F2_Commercial_Lodging_Existing_Space Heating_Natural Gas_Furnace_E2 | F2 | Commercial | Lodging | Existing | Space Heating | Natural Gas | Furnace | E2 | Participant - Cost of Operation | 0.10942 | 0.11012 | 0.11051 | 0.11099 | 0.11197 | 0 | 0 | 0 | 0 | 0 | 0 | 0 | 0 | 0 | 0 | 0 | 0 | 0 | 0 | 0 | 0 | 0 | 0 | 0 | 0 | 0 | 0 | 0 | 0 | 0 | 0
F2_Commercial_Lodging_Existing_Space Heating_Natural Gas_Furnace_E3 | F2 | Commercial | Lodging | Existing | Space Heating | Natural Gas | Furnace | E3 | Participant - Cost of Operation | 0.097395 | 0.098022 | 0.09837 | 0.098793 | 0.099666 | 0.096711 | 0.094621 | 0.092943 | 0.092384 | 0.09159 | 0.091158 | 0.090561 | 0.081287 | 0.080631 | 0.080549 | 0.079942 | 0.079729 | 0.079665 | 0.078182 | 0.078679 | 0.078892 | 0.07926 | 0.079777 | 0.046412 | 0.045254 | 0.044064 | 0.042832 | 0.041545 | 0.040192 | 0.03876 | 0.037239
F2_Commercial_Lodging_Existing_Space Heating_Natural Gas_Furnace_E4 | F2 | Commercial | Lodging | Existing | Space Heating | Natural Gas | Furnace | E4 | Participant - Cost of Operation | 0.092323 | 0.092917 | 0.093247 | 0.093647 | 0.094475 | 0.091674 | 0.089693 | 0.088103 | 0.087573 | 0.08682 | 0.08641 | 0.085844 | 0.077053 | 0.076431 | 0.076354 | 0.075779 | 0.075576 | 0.075516 | 0.07411 | 0.074581 | 0.074783 | 0.075132 | 0.075622 | 0.043995 | 0.042897 | 0.041769 | 0.040601 | 0.039382 | 0.038099 | 0.036741 | 0.035299
F2_Commercial_Lodging_Existing_Space Heating_Natural Gas_Furnace_E5 | F2 | Commercial | Lodging | Existing | Space Heating | Natural Gas | Furnace | E5 | Participant - Cost of Operation | 0 | 0 | 0 | 0 | 0 | 0 | 0 | 0.06506 | 0.064669 | 0.064113 | 0.063811 | 0.063392 | 0.056901 | 0.056442 | 0.056385 | 0.05596 | 0.05581 | 0.055765 | 0.054727 | 0.055075 | 0.055224 | 0.055482 | 0.055844 | 0.032488 | 0.031677 | 0.030845 | 0.029983 | 0.029082 | 0.028134 | 0.027132 | 0.026067
F2_Commercial_Lodging_Existing_Space Heating_Natural Gas_Furnace_E6 | F2 | Commercial | Lodging | Existing | Space Heating | Natural Gas | Furnace | E6 | Participant - Cost of Operation | 0 | 0 | 0 | 0 | 0 | 0 | 0 | 0 | 0 | 0 | 0 | 0 | 0 | 0 | 0 | 0 | 0 | 0 | 0 | 0 | 0 | 0 | 0 | 0 | 0 | 0 | 0 | 0 | 0 | 0 | 0
F2_Commercial_Lodging_Existing_Space Heating_Natural Gas_Furnace_E7 | F2 | Commercial | Lodging | Existing | Space Heating | Natural Gas | Furnace | E7 | Participant - Cost of Operation | 0 | 0 | 0 | 0 | 0 | 0 | 0 | 0 | 0 | 0 | 0 | 0 | 0 | 0 | 0 | 0 | 0 | 0 | 0 | 0 | 0 | 0 | 0 | 0 | 0 | 0 | 0 | 0 | 0 | 0 | 0
F2_Commercial_Lodging_Existing_Space Heating_Natural Gas_Furnace_E8 | F2 | Commercial | Lodging | Existing | Space Heating | Natural Gas | Furnace | E8 | Participant - Cost of Operation | 0 | 0 | 0 | 0 | 0 | 0 | 0 | 0 | 0 | 0 | 0 | 0 | 0 | 0 | 0 | 0 | 0 | 0 | 0 | 0 | 0 | 0 | 0 | 0 | 0 | 0 | 0 | 0 | 0 | 0 | 0
F2_Commercial_Lodging_Existing_Space Heating_Natural Gas_Furnace_E9 | F2 | Commercial | Lodging | Existing | Space Heating | Natural Gas | Furnace | E9 | Participant - Cost of Operation | 0 | 0 | 0 | 0 | 0 | 0 | 0 | 0 | 0 | 0 | 0 | 0 | 0 | 0 | 0 | 0 | 0 | 0 | 0 | 0 | 0 | 0 | 0 | 0 | 0 | 0 | 0 | 0 | 0 | 0 | 0
F2_Commercial_Lodging_Existing_Space Heating_Natural Gas_Furnace_E10 | F2 | Commercial | Lodging | Existing | Space Heating | Natural Gas | Furnace | E10 | Participant - Cost of Operation | 0 | 0 | 0 | 0 | 0 | 0 | 0 | 0 | 0 | 0 | 0 | 0 | 0 | 0 | 0 | 0 | 0 | 0 | 0 | 0 | 0 | 0 | 0 | 0 | 0 | 0 | 0 | 0 | 0 | 0 | 0
F3_Commercial_Lodging_Existing_Space Heating_Natural Gas_Furnace_E1 | F3 | Commercial | Lodging | Existing | Space Heating | Natural Gas | Furnace | E1 | System - kBTUs of Conusmption | 9.5161 | 9.526 | 9.5197 | 9.5154 | 9.5154 | 0 | 0 | 0 | 0 | 0 | 0 | 0 | 0 | 0 | 0 | 0 | 0 | 0 | 0 | 0 | 0 | 0 | 0 | 0 | 0 | 0 | 0 | 0 | 0 | 0 | 0
F3_Commercial_Lodging_Existing_Space Heating_Natural Gas_Furnace_E2 | F3 | Commercial | Lodging | Existing | Space Heating | Natural Gas | Furnace | E2 | System - kBTUs of Conusmption | 9.3986 | 9.4084 | 9.4022 | 9.3979 | 9.3979 | 0 | 0 | 0 | 0 | 0 | 0 | 0 | 0 | 0 | 0 | 0 | 0 | 0 | 0 | 0 | 0 | 0 | 0 | 0 | 0 | 0 | 0 | 0 | 0 | 0 | 0
F3_Commercial_Lodging_Existing_Space Heating_Natural Gas_Furnace_E3 | F3 | Commercial | Lodging | Existing | Space Heating | Natural Gas | Furnace | E3 | System - kBTUs of Conusmption | 8.3658 | 8.3745 | 8.369 | 8.3652 | 8.3652 | 8.3652 | 8.3652 | 8.3652 | 8.3652 | 8.3652 | 8.3652 | 8.3652 | 8.3652 | 8.3652 | 8.3652 | 8.3652 | 8.3652 | 8.3652 | 8.3652 | 8.3652 | 8.3652 | 8.3652 | 8.3652 | 8.3652 | 8.3652 | 8.3652 | 8.3652 | 8.3652 | 8.3652 | 8.3652 | 8.3652
F3_Commercial_Lodging_Existing_Space Heating_Natural Gas_Furnace_E4 | F3 | Commercial | Lodging | Existing | Space Heating | Natural Gas | Furnace | E4 | System - kBTUs of Conusmption | 7.9301 | 7.9384 | 7.9331 | 7.9295 | 7.9295 | 7.9295 | 7.9295 | 7.9295 | 7.9295 | 7.9295 | 7.9295 | 7.9295 | 7.9295 | 7.9295 | 7.9295 | 7.9295 | 7.9295 | 7.9295 | 7.9295 | 7.9295 | 7.9295 | 7.9295 | 7.9295 | 7.9295 | 7.9295 | 7.9295 | 7.9295 | 7.9295 | 7.9295 | 7.9295 | 7.9295
F3_Commercial_Lodging_Existing_Space Heating_Natural Gas_Furnace_E5 | F3 | Commercial | Lodging | Existing | Space Heating | Natural Gas | Furnace | E5 | System - kBTUs of Conusmption | 0 | 0 | 0 | 0 | 0 | 0 | 0 | 5.8556 | 5.8556 | 5.8556 | 5.8556 | 5.8556 | 5.8556 | 5.8556 | 5.8556 | 5.8556 | 5.8556 | 5.8556 | 5.8556 | 5.8556 | 5.8556 | 5.8556 | 5.8556 | 5.8556 | 5.8556 | 5.8556 | 5.8556 | 5.8556 | 5.8556 | 5.8556 | 5.8556
F3_Commercial_Lodging_Existing_Space Heating_Natural Gas_Furnace_E6 | F3 | Commercial | Lodging | Existing | Space Heating | Natural Gas | Furnace | E6 | System - kBTUs of Conusmption | 0 | 0 | 0 | 0 | 0 | 0 | 0 | 0 | 0 | 0 | 0 | 0 | 0 | 0 | 0 | 0 | 0 | 0 | 0 | 0 | 0 | 0 | 0 | 0 | 0 | 0 | 0 | 0 | 0 | 0 | 0
F3_Commercial_Lodging_Existing_Space Heating_Natural Gas_Furnace_E7 | F3 | Commercial | Lodging | Existing | Space Heating | Natural Gas | Furnace | E7 | System - kBTUs of Conusmption | 0 | 0 | 0 | 0 | 0 | 0 | 0 | 0 | 0 | 0 | 0 | 0 | 0 | 0 | 0 | 0 | 0 | 0 | 0 | 0 | 0 | 0 | 0 | 0 | 0 | 0 | 0 | 0 | 0 | 0 | 0
F3_Commercial_Lodging_Existing_Space Heating_Natural Gas_Furnace_E8 | F3 | Commercial | Lodging | Existing | Space Heating | Natural Gas | Furnace | E8 | System - kBTUs of Conusmption | 0 | 0 | 0 | 0 | 0 | 0 | 0 | 0 | 0 | 0 | 0 | 0 | 0 | 0 | 0 | 0 | 0 | 0 | 0 | 0 | 0 | 0 | 0 | 0 | 0 | 0 | 0 | 0 | 0 | 0 | 0
F3_Commercial_Lodging_Existing_Space Heating_Natural Gas_Furnace_E9 | F3 | Commercial | Lodging | Existing | Space Heating | Natural Gas | Furnace | E9 | System - kBTUs of Conusmption | 0 | 0 | 0 | 0 | 0 | 0 | 0 | 0 | 0 | 0 | 0 | 0 | 0 | 0 | 0 | 0 | 0 | 0 | 0 | 0 | 0 | 0 | 0 | 0 | 0 | 0 | 0 | 0 | 0 | 0 | 0
F3_Commercial_Lodging_Existing_Space Heating_Natural Gas_Furnace_E10 | F3 | Commercial | Lodging | Existing | Space Heating | Natural Gas | Furnace | E10 | System - kBTUs of Conusmption | 0 | 0 | 0 | 0 | 0 | 0 | 0 | 0 | 0 | 0 | 0 | 0 | 0 | 0 | 0 | 0 | 0 | 0 | 0 | 0 | 0 | 0 | 0 | 0 | 0 | 0 | 0 | 0 | 0 | 0 | 0
F4_Commercial_Lodging_Existing_Space Heating_Natural Gas_Furnace_E1 | F4 | Commercial | Lodging | Existing | Space Heating | Natural Gas | Furnace | E1 | Utility - Cost of Equipment | 0.05863 | 0.05863 | 0.05863 | 0.05863 | 0.05863 | 0 | 0 | 0 | 0 | 0 | 0 | 0 | 0 | 0 | 0 | 0 | 0 | 0 | 0 | 0 | 0 | 0 | 0 | 0 | 0 | 0 | 0 | 0 | 0 | 0 | 0
F4_Commercial_Lodging_Existing_Space Heating_Natural Gas_Furnace_E2 | F4 | Commercial | Lodging | Existing | Space Heating | Natural Gas | Furnace | E2 | Utility - Cost of Equipment | 0.072415 | 0.072415 | 0.072415 | 0.072415 | 0.072415 | 0 | 0 | 0 | 0 | 0 | 0 | 0 | 0 | 0 | 0 | 0 | 0 | 0 | 0 | 0 | 0 | 0 | 0 | 0 | 0 | 0 | 0 | 0 | 0 | 0 | 0
F4_Commercial_Lodging_Existing_Space Heating_Natural Gas_Furnace_E3 | F4 | Commercial | Lodging | Existing | Space Heating | Natural Gas | Furnace | E3 | Utility - Cost of Equipment | 0.087378 | 0.087378 | 0.087378 | 0.087378 | 0.087378 | 0.087378 | 0.087378 | 0.087378 | 0.087378 | 0.087378 | 0.087378 | 0.087378 | 0.087378 | 0.087378 | 0.087378 | 0.087378 | 0.087378 | 0.087378 | 0.087378 | 0.087378 | 0.087378 | 0.087378 | 0.087378 | 0.087378 | 0.087378 | 0.087378 | 0.087378 | 0.087378 | 0.087378 | 0.087378 | 0.087378
F4_Commercial_Lodging_Existing_Space Heating_Natural Gas_Furnace_E4 | F4 | Commercial | Lodging | Existing | Space Heating | Natural Gas | Furnace | E4 | Utility - Cost of Equipment | 0.072274 | 0.072274 | 0.072274 | 0.072274 | 0.072274 | 0.072274 | 0.072274 | 0.072274 | 0.072274 | 0.072274 | 0.072274 | 0.072274 | 0.072274 | 0.072274 | 0.072274 | 0.072274 | 0.072274 | 0.072274 | 0.072274 | 0.072274 | 0.072274 | 0.072274 | 0.072274 | 0.072274 | 0.072274 | 0.072274 | 0.072274 | 0.072274 | 0.072274 | 0.072274 | 0.072274
F4_Commercial_Lodging_Existing_Space Heating_Natural Gas_Furnace_E5 | F4 | Commercial | Lodging | Existing | Space Heating | Natural Gas | Furnace | E5 | Utility - Cost of Equipment | 0 | 0 | 0 | 0 | 0 | 0 | 0 | 0.60178 | 0.60178 | 0.60178 | 0.60178 | 0.60178 | 0.60178 | 0.60178 | 0.60178 | 0.60178 | 0.60178 | 0.60178 | 0.60178 | 0.60178 | 0.60178 | 0.60178 | 0.60178 | 0.60178 | 0.60178 | 0.60178 | 0.60178 | 0.60178 | 0.60178 | 0.60178 | 0.60178
F4_Commercial_Lodging_Existing_Space Heating_Natural Gas_Furnace_E6 | F4 | Commercial | Lodging | Existing | Space Heating | Natural Gas | Furnace | E6 | Utility - Cost of Equipment | 0 | 0 | 0 | 0 | 0 | 0 | 0 | 0 | 0 | 0 | 0 | 0 | 0 | 0 | 0 | 0 | 0 | 0 | 0 | 0 | 0 | 0 | 0 | 0 | 0 | 0 | 0 | 0 | 0 | 0 | 0
F4_Commercial_Lodging_Existing_Space Heating_Natural Gas_Furnace_E7 | F4 | Commercial | Lodging | Existing | Space Heating | Natural Gas | Furnace | E7 | Utility - Cost of Equipment | 0 | 0 | 0 | 0 | 0 | 0 | 0 | 0 | 0 | 0 | 0 | 0 | 0 | 0 | 0 | 0 | 0 | 0 | 0 | 0 | 0 | 0 | 0 | 0 | 0 | 0 | 0 | 0 | 0 | 0 | 0
F4_Commercial_Lodging_Existing_Space Heating_Natural Gas_Furnace_E8 | F4 | Commercial | Lodging | Existing | Space Heating | Natural Gas | Furnace | E8 | Utility - Cost of Equipment | 0 | 0 | 0 | 0 | 0 | 0 | 0 | 0 | 0 | 0 | 0 | 0 | 0 | 0 | 0 | 0 | 0 | 0 | 0 | 0 | 0 | 0 | 0 | 0 | 0 | 0 | 0 | 0 | 0 | 0 | 0
F4_Commercial_Lodging_Existing_Space Heating_Natural Gas_Furnace_E9 | F4 | Commercial | Lodging | Existing | Space Heating | Natural Gas | Furnace | E9 | Utility - Cost of Equipment | 0 | 0 | 0 | 0 | 0 | 0 | 0 | 0 | 0 | 0 | 0 | 0 | 0 | 0 | 0 | 0 | 0 | 0 | 0 | 0 | 0 | 0 | 0 | 0 | 0 | 0 | 0 | 0 | 0 | 0 | 0
F4_Commercial_Lodging_Existing_Space Heating_Natural Gas_Furnace_E10 | F4 | Commercial | Lodging | Existing | Space Heating | Natural Gas | Furnace | E10 | Utility - Cost of Equipment | 0 | 0 | 0 | 0 | 0 | 0 | 0 | 0 | 0 | 0 | 0 | 0 | 0 | 0 | 0 | 0 | 0 | 0 | 0 | 0 | 0 | 0 | 0 | 0 | 0 | 0 | 0 | 0 | 0 | 0 | 0
F5_Commercial_Lodging_Existing_Space Heating_Natural Gas_Furnace_E1 | F5 | Commercial | Lodging | Existing | Space Heating | Natural Gas | Furnace | E1 | Utility - Cost of Operation | 0.092472 | 0.093067 | 0.093397 | 0.093799 | 0.094627 | 0 | 0 | 0 | 0 | 0 | 0 | 0 | 0 | 0 | 0 | 0 | 0 | 0 | 0 | 0 | 0 | 0 | 0 | 0 | 0 | 0 | 0 | 0 | 0 | 0 | 0
F5_Commercial_Lodging_Existing_Space Heating_Natural Gas_Furnace_E2 | F5 | Commercial | Lodging | Existing | Space Heating | Natural Gas | Furnace | E2 | Utility - Cost of Operation | 0.09133 | 0.091918 | 0.092244 | 0.092641 | 0.093459 | 0 | 0 | 0 | 0 | 0 | 0 | 0 | 0 | 0 | 0 | 0 | 0 | 0 | 0 | 0 | 0 | 0 | 0 | 0 | 0 | 0 | 0 | 0 | 0 | 0 | 0
F5_Commercial_Lodging_Existing_Space Heating_Natural Gas_Furnace_E3 | F5 | Commercial | Lodging | Existing | Space Heating | Natural Gas | Furnace | E3 | Utility - Cost of Operation | 0.081294 | 0.081817 | 0.082107 | 0.08246 | 0.083189 | 0.080723 | 0.078979 | 0.077578 | 0.077111 | 0.076448 | 0.076088 | 0.075589 | 0.067848 | 0.067301 | 0.067233 | 0.066726 | 0.066548 | 0.066495 | 0.065257 | 0.065672 | 0.065849 | 0.066157 | 0.066588 | 0.038739 | 0.037772 | 0.03678 | 0.035751 | 0.034677 | 0.033547 | 0.032352 | 0.031083
F5_Commercial_Lodging_Existing_Space Heating_Natural Gas_Furnace_E4 | F5 | Commercial | Lodging | Existing | Space Heating | Natural Gas | Furnace | E4 | Utility - Cost of Operation | 0.07706 | 0.077556 | 0.077831 | 0.078165 | 0.078856 | 0.076519 | 0.074865 | 0.073537 | 0.073095 | 0.072466 | 0.072125 | 0.071652 | 0.064314 | 0.063796 | 0.063731 | 0.063251 | 0.063082 | 0.063031 | 0.061858 | 0.062251 | 0.06242 | 0.062711 | 0.06312 | 0.036721 | 0.035805 | 0.034864 | 0.033889 | 0.032871 | 0.0318 | 0.030667 | 0.029464
F5_Commercial_Lodging_Existing_Space Heating_Natural Gas_Furnace_E5 | F5 | Commercial | Lodging | Existing | Space Heating | Natural Gas | Furnace | E5 | Utility - Cost of Operation | 0 | 0 | 0 | 0 | 0 | 0 | 0 | 0.054305 | 0.053978 | 0.053514 | 0.053261 | 0.052912 | 0.047494 | 0.047111 | 0.047063 | 0.046708 | 0.046584 | 0.046546 | 0.04568 | 0.04597 | 0.046095 | 0.04631 | 0.046612 | 0.027117 | 0.026441 | 0.025746 | 0.025026 | 0.024274 | 0.023483 | 0.022647 | 0.021758
F5_Commercial_Lodging_Existing_Space Heating_Natural Gas_Furnace_E6 | F5 | Commercial | Lodging | Existing | Space Heating | Natural Gas | Furnace | E6 | Utility - Cost of Operation | 0 | 0 | 0 | 0 | 0 | 0 | 0 | 0 | 0 | 0 | 0 | 0 | 0 | 0 | 0 | 0 | 0 | 0 | 0 | 0 | 0 | 0 | 0 | 0 | 0 | 0 | 0 | 0 | 0 | 0 | 0
F5_Commercial_Lodging_Existing_Space Heating_Natural Gas_Furnace_E7 | F5 | Commercial | Lodging | Existing | Space Heating | Natural Gas | Furnace | E7 | Utility - Cost of Operation | 0 | 0 | 0 | 0 | 0 | 0 | 0 | 0 | 0 | 0 | 0 | 0 | 0 | 0 | 0 | 0 | 0 | 0 | 0 | 0 | 0 | 0 | 0 | 0 | 0 | 0 | 0 | 0 | 0 | 0 | 0
F5_Commercial_Lodging_Existing_Space Heating_Natural Gas_Furnace_E8 | F5 | Commercial | Lodging | Existing | Space Heating | Natural Gas | Furnace | E8 | Utility - Cost of Operation | 0 | 0 | 0 | 0 | 0 | 0 | 0 | 0 | 0 | 0 | 0 | 0 | 0 | 0 | 0 | 0 | 0 | 0 | 0 | 0 | 0 | 0 | 0 | 0 | 0 | 0 | 0 | 0 | 0 | 0 | 0
F5_Commercial_Lodging_Existing_Space Heating_Natural Gas_Furnace_E9 | F5 | Commercial | Lodging | Existing | Space Heating | Natural Gas | Furnace | E9 | Utility - Cost of Operation | 0 | 0 | 0 | 0 | 0 | 0 | 0 | 0 | 0 | 0 | 0 | 0 | 0 | 0 | 0 | 0 | 0 | 0 | 0 | 0 | 0 | 0 | 0 | 0 | 0 | 0 | 0 | 0 | 0 | 0 | 0
F5_Commercial_Lodging_Existing_Space Heating_Natural Gas_Furnace_E10 | F5 | Commercial | Lodging | Existing | Space Heating | Natural Gas | Furnace | E10 | Utility - Cost of Operation | 0 | 0 | 0 | 0 | 0 | 0 | 0 | 0 | 0 | 0 | 0 | 0 | 0 | 0 | 0 | 0 | 0 | 0 | 0 | 0 | 0 | 0 | 0 | 0 | 0 | 0 | 0 | 0 | 0 | 0 | 0
F6_Commercial_Lodging_Existing_Space Heating_Natural Gas_Furnace_E1 | F6 | Commercial | Lodging | Existing | Space Heating | Natural Gas | Furnace | E1 | Utility - Value of Sales | 0.11079 | 0.1115 | 0.1119 | 0.11238 | 0.11337 | 0 | 0 | 0 | 0 | 0 | 0 | 0 | 0 | 0 | 0 | 0 | 0 | 0 | 0 | 0 | 0 | 0 | 0 | 0 | 0 | 0 | 0 | 0 | 0 | 0 | 0
F6_Commercial_Lodging_Existing_Space Heating_Natural Gas_Furnace_E2 | F6 | Commercial | Lodging | Existing | Space Heating | Natural Gas | Furnace | E2 | Utility - Value of Sales | 0.10942 | 0.11012 | 0.11051 | 0.11099 | 0.11197 | 0 | 0 | 0 | 0 | 0 | 0 | 0 | 0 | 0 | 0 | 0 | 0 | 0 | 0 | 0 | 0 | 0 | 0 | 0 | 0 | 0 | 0 | 0 | 0 | 0 | 0
F6_Commercial_Lodging_Existing_Space Heating_Natural Gas_Furnace_E3 | F6 | Commercial | Lodging | Existing | Space Heating | Natural Gas | Furnace | E3 | Utility - Value of Sales | 0.097395 | 0.098022 | 0.09837 | 0.098793 | 0.099666 | 0.096711 | 0.094621 | 0.092943 | 0.092384 | 0.09159 | 0.091158 | 0.090561 | 0.081287 | 0.080631 | 0.080549 | 0.079942 | 0.079729 | 0.079665 | 0.078182 | 0.078679 | 0.078892 | 0.07926 | 0.079777 | 0.046412 | 0.045254 | 0.044064 | 0.042832 | 0.041545 | 0.040192 | 0.03876 | 0.037239
F6_Commercial_Lodging_Existing_Space Heating_Natural Gas_Furnace_E4 | F6 | Commercial | Lodging | Existing | Space Heating | Natural Gas | Furnace | E4 | Utility - Value of Sales | 0.092323 | 0.092917 | 0.093247 | 0.093647 | 0.094475 | 0.091674 | 0.089693 | 0.088103 | 0.087573 | 0.08682 | 0.08641 | 0.085844 | 0.077053 | 0.076431 | 0.076354 | 0.075779 | 0.075576 | 0.075516 | 0.07411 | 0.074581 | 0.074783 | 0.075132 | 0.075622 | 0.043995 | 0.042897 | 0.041769 | 0.040601 | 0.039382 | 0.038099 | 0.036741 | 0.035299
F6_Commercial_Lodging_Existing_Space Heating_Natural Gas_Furnace_E5 | F6 | Commercial | Lodging | Existing | Space Heating | Natural Gas | Furnace | E5 | Utility - Value of Sales | 0 | 0 | 0 | 0 | 0 | 0 | 0 | 0.06506 | 0.064669 | 0.064113 | 0.063811 | 0.063392 | 0.056901 | 0.056442 | 0.056385 | 0.05596 | 0.05581 | 0.055765 | 0.054727 | 0.055075 | 0.055224 | 0.055482 | 0.055844 | 0.032488 | 0.031677 | 0.030845 | 0.029983 | 0.029082 | 0.028134 | 0.027132 | 0.026067
F6_Commercial_Lodging_Existing_Space Heating_Natural Gas_Furnace_E6 | F6 | Commercial | Lodging | Existing | Space Heating | Natural Gas | Furnace | E6 | Utility - Value of Sales | 0 | 0 | 0 | 0 | 0 | 0 | 0 | 0 | 0 | 0 | 0 | 0 | 0 | 0 | 0 | 0 | 0 | 0 | 0 | 0 | 0 | 0 | 0 | 0 | 0 | 0 | 0 | 0 | 0 | 0 | 0
F6_Commercial_Lodging_Existing_Space Heating_Natural Gas_Furnace_E7 | F6 | Commercial | Lodging | Existing | Space Heating | Natural Gas | Furnace | E7 | Utility - Value of Sales | 0 | 0 | 0 | 0 | 0 | 0 | 0 | 0 | 0 | 0 | 0 | 0 | 0 | 0 | 0 | 0 | 0 | 0 | 0 | 0 | 0 | 0 | 0 | 0 | 0 | 0 | 0 | 0 | 0 | 0 | 0
F6_Commercial_Lodging_Existing_Space Heating_Natural Gas_Furnace_E8 | F6 | Commercial | Lodging | Existing | Space Heating | Natural Gas | Furnace | E8 | Utility - Value of Sales | 0 | 0 | 0 | 0 | 0 | 0 | 0 | 0 | 0 | 0 | 0 | 0 | 0 | 0 | 0 | 0 | 0 | 0 | 0 | 0 | 0 | 0 | 0 | 0 | 0 | 0 | 0 | 0 | 0 | 0 | 0
F6_Commercial_Lodging_Existing_Space Heating_Natural Gas_Furnace_E9 | F6 | Commercial | Lodging | Existing | Space Heating | Natural Gas | Furnace | E9 | Utility - Value of Sales | 0 | 0 | 0 | 0 | 0 | 0 | 0 | 0 | 0 | 0 | 0 | 0 | 0 | 0 | 0 | 0 | 0 | 0 | 0 | 0 | 0 | 0 | 0 | 0 | 0 | 0 | 0 | 0 | 0 | 0 | 0
F6_Commercial_Lodging_Existing_Space Heating_Natural Gas_Furnace_E10 | F6 | Commercial | Lodging | Existing | Space Heating | Natural Gas | Furnace | E10 | Utility - Value of Sales | 0 | 0 | 0 | 0 | 0 | 0 | 0 | 0 | 0 | 0 | 0 | 0 | 0 | 0 | 0 | 0 | 0 | 0 | 0 | 0 | 0 | 0 | 0 | 0 | 0 | 0 | 0 | 0 | 0 | 0 | 0
F1_Commercial_Lodging_Existing_Space Heating_Natural Gas_Boiler_E1 | F1 | Commercial | Lodging | Existing | Space Heating | Natural Gas | Boiler | E1 | Participant - Cost of Equipment | 0.1132 | 0.1132 | 0.1132 | 0.1132 | 0.1132 | 0 | 0 | 0 | 0 | 0 | 0 | 0 | 0 | 0 | 0 | 0 | 0 | 0 | 0 | 0 | 0 | 0 | 0 | 0 | 0 | 0 | 0 | 0 | 0 | 0 | 0
F1_Commercial_Lodging_Existing_Space Heating_Natural Gas_Boiler_E2 | F1 | Commercial | Lodging | Existing | Space Heating | Natural Gas | Boiler | E2 | Participant - Cost of Equipment | 0.11701 | 0.11701 | 0.11701 | 0.11701 | 0.11701 | 0 | 0 | 0 | 0 | 0 | 0 | 0 | 0 | 0 | 0 | 0 | 0 | 0 | 0 | 0 | 0 | 0 | 0 | 0 | 0 | 0 | 0 | 0 | 0 | 0 | 0
F1_Commercial_Lodging_Existing_Space Heating_Natural Gas_Boiler_E3 | F1 | Commercial | Lodging | Existing | Space Heating | Natural Gas | Boiler | E3 | Participant - Cost of Equipment | 0.18393 | 0.18393 | 0.18393 | 0.18393 | 0.18393 | 0.18393 | 0.18393 | 0.18393 | 0.18393 | 0.18393 | 0.18393 | 0.18393 | 0.18393 | 0.18393 | 0.18393 | 0.18393 | 0.18393 | 0.18393 | 0.18393 | 0.18393 | 0.18393 | 0.18393 | 0.18393 | 0.18393 | 0.18393 | 0.18393 | 0.18393 | 0.18393 | 0.18393 | 0.18393 | 0.18393
F1_Commercial_Lodging_Existing_Space Heating_Natural Gas_Boiler_E4 | F1 | Commercial | Lodging | Existing | Space Heating | Natural Gas | Boiler | E4 | Participant - Cost of Equipment | 0.20115 | 0.20115 | 0.20115 | 0.20115 | 0.20115 | 0.20115 | 0.20115 | 0.20115 | 0.20115 | 0.20115 | 0.20115 | 0.20115 | 0.20115 | 0.20115 | 0.20115 | 0.20115 | 0.20115 | 0.20115 | 0.20115 | 0.20115 | 0.20115 | 0.20115 | 0.20115 | 0.20115 | 0.20115 | 0.20115 | 0.20115 | 0.20115 | 0.20115 | 0.20115 | 0.20115
F1_Commercial_Lodging_Existing_Space Heating_Natural Gas_Boiler_E5 | F1 | Commercial | Lodging | Existing | Space Heating | Natural Gas | Boiler | E5 | Participant - Cost of Equipment | 0.66215 | 0.66215 | 0.66215 | 0.66215 | 0.66215 | 0.66215 | 0.66215 | 0.66215 | 0.66215 | 0.66215 | 0.66215 | 0.66215 | 0.66215 | 0.66215 | 0.66215 | 0.66215 | 0.66215 | 0.66215 | 0.66215 | 0.66215 | 0.66215 | 0.66215 | 0.66215 | 0.66215 | 0.66215 | 0.66215 | 0.66215 | 0.66215 | 0.66215 | 0.66215 | 0.66215
F1_Commercial_Lodging_Existing_Space Heating_Natural Gas_Boiler_E6 | F1 | Commercial | Lodging | Existing | Space Heating | Natural Gas | Boiler | E6 | Participant - Cost of Equipment | 0 | 0 | 0 | 0 | 0 | 0 | 0 | 0 | 0 | 0 | 0 | 0 | 0 | 0 | 0 | 0 | 0 | 0 | 0 | 0 | 0 | 0 | 0 | 0 | 0 | 0 | 0 | 0 | 0 | 0 | 0
F1_Commercial_Lodging_Existing_Space Heating_Natural Gas_Boiler_E7 | F1 | Commercial | Lodging | Existing | Space Heating | Natural Gas | Boiler | E7 | Participant - Cost of Equipment | 0 | 0 | 0 | 0 | 0 | 0 | 0 | 0 | 0 | 0 | 0 | 0 | 0 | 0 | 0 | 0 | 0 | 0 | 0 | 0 | 0 | 0 | 0 | 0 | 0 | 0 | 0 | 0 | 0 | 0 | 0
F1_Commercial_Lodging_Existing_Space Heating_Natural Gas_Boiler_E8 | F1 | Commercial | Lodging | Existing | Space Heating | Natural Gas | Boiler | E8 | Participant - Cost of Equipment | 0 | 0 | 0 | 0 | 0 | 0 | 0 | 0 | 0 | 0 | 0 | 0 | 0 | 0 | 0 | 0 | 0 | 0 | 0 | 0 | 0 | 0 | 0 | 0 | 0 | 0 | 0 | 0 | 0 | 0 | 0
F1_Commercial_Lodging_Existing_Space Heating_Natural Gas_Boiler_E9 | F1 | Commercial | Lodging | Existing | Space Heating | Natural Gas | Boiler | E9 | Participant - Cost of Equipment | 0 | 0 | 0 | 0 | 0 | 0 | 0 | 0 | 0 | 0 | 0 | 0 | 0 | 0 | 0 | 0 | 0 | 0 | 0 | 0 | 0 | 0 | 0 | 0 | 0 | 0 | 0 | 0 | 0 | 0 | 0
F1_Commercial_Lodging_Existing_Space Heating_Natural Gas_Boiler_E10 | F1 | Commercial | Lodging | Existing | Space Heating | Natural Gas | Boiler | E10 | Participant - Cost of Equipment | 0 | 0 | 0 | 0 | 0 | 0 | 0 | 0 | 0 | 0 | 0 | 0 | 0 | 0 | 0 | 0 | 0 | 0 | 0 | 0 | 0 | 0 | 0 | 0 | 0 | 0 | 0 | 0 | 0 | 0 | 0
F2_Commercial_Lodging_Existing_Space Heating_Natural Gas_Boiler_E1 | F2 | Commercial | Lodging | Existing | Space Heating | Natural Gas | Boiler | E1 | Participant - Cost of Operation | 0.20168 | 0.20288 | 0.20365 | 0.20456 | 0.20639 | 0 | 0 | 0 | 0 | 0 | 0 | 0 | 0 | 0 | 0 | 0 | 0 | 0 | 0 | 0 | 0 | 0 | 0 | 0 | 0 | 0 | 0 | 0 | 0 | 0 | 0
F2_Commercial_Lodging_Existing_Space Heating_Natural Gas_Boiler_E2 | F2 | Commercial | Lodging | Existing | Space Heating | Natural Gas | Boiler | E2 | Participant - Cost of Operation | 0.19208 | 0.19322 | 0.19395 | 0.19482 | 0.19656 | 0 | 0 | 0 | 0 | 0 | 0 | 0 | 0 | 0 | 0 | 0 | 0 | 0 | 0 | 0 | 0 | 0 | 0 | 0 | 0 | 0 | 0 | 0 | 0 | 0 | 0
F2_Commercial_Lodging_Existing_Space Heating_Natural Gas_Boiler_E3 | F2 | Commercial | Lodging | Existing | Space Heating | Natural Gas | Boiler | E3 | Participant - Cost of Operation | 0.17164 | 0.17267 | 0.17332 | 0.1741 | 0.17565 | 0.16896 | 0.16354 | 0.16064 | 0.15963 | 0.15822 | 0.15743 | 0.15636 | 0.14065 | 0.13948 | 0.13929 | 0.13821 | 0.1378 | 0.13764 | 0.13501 | 0.13565 | 0.13579 | 0.1362 | 0.13685 | 0.080294 | 0.078104 | 0.075856 | 0.073529 | 0.071101 | 0.068553 | 0.065864 | 0.063016
F2_Commercial_Lodging_Existing_Space Heating_Natural Gas_Boiler_E4 | F2 | Commercial | Lodging | Existing | Space Heating | Natural Gas | Boiler | E4 | Participant - Cost of Operation | 0.16464 | 0.16562 | 0.16625 | 0.16699 | 0.16848 | 0.16206 | 0.15687 | 0.15408 | 0.15311 | 0.15176 | 0.151 | 0.14998 | 0.13491 | 0.13379 | 0.13361 | 0.13257 | 0.13218 | 0.13202 | 0.1295 | 0.13011 | 0.13025 | 0.13064 | 0.13127 | 0.077016 | 0.074916 | 0.07276 | 0.070527 | 0.068199 | 0.065755 | 0.063176 | 0.060444
F2_Commercial_Lodging_Existing_Space Heating_Natural Gas_Boiler_E5 | F2 | Commercial | Lodging | Existing | Space Heating | Natural Gas | Boiler | E5 | Participant - Cost of Operation | 0.12411 | 0.12485 | 0.12532 | 0.12588 | 0.12701 | 0.12217 | 0.11825 | 0.11615 | 0.11542 | 0.1144 | 0.11383 | 0.11306 | 0.1017 | 0.10086 | 0.10072 | 0.099939 | 0.099641 | 0.099526 | 0.097625 | 0.098083 | 0.09819 | 0.098483 | 0.098954 | 0.058059 | 0.056475 | 0.05485 | 0.053167 | 0.051411 | 0.049569 | 0.047625 | 0.045565
F2_Commercial_Lodging_Existing_Space Heating_Natural Gas_Boiler_E6 | F2 | Commercial | Lodging | Existing | Space Heating | Natural Gas | Boiler | E6 | Participant - Cost of Operation | 0 | 0 | 0 | 0 | 0 | 0 | 0 | 0 | 0 | 0 | 0 | 0 | 0 | 0 | 0 | 0 | 0 | 0 | 0 | 0 | 0 | 0 | 0 | 0 | 0 | 0 | 0 | 0 | 0 | 0 | 0
F2_Commercial_Lodging_Existing_Space Heating_Natural Gas_Boiler_E7 | F2 | Commercial | Lodging | Existing | Space Heating | Natural Gas | Boiler | E7 | Participant - Cost of Operation | 0 | 0 | 0 | 0 | 0 | 0 | 0 | 0 | 0 | 0 | 0 | 0 | 0 | 0 | 0 | 0 | 0 | 0 | 0 | 0 | 0 | 0 | 0 | 0 | 0 | 0 | 0 | 0 | 0 | 0 | 0
F2_Commercial_Lodging_Existing_Space Heating_Natural Gas_Boiler_E8 | F2 | Commercial | Lodging | Existing | Space Heating | Natural Gas | Boiler | E8 | Participant - Cost of Operation | 0 | 0 | 0 | 0 | 0 | 0 | 0 | 0 | 0 | 0 | 0 | 0 | 0 | 0 | 0 | 0 | 0 | 0 | 0 | 0 | 0 | 0 | 0 | 0 | 0 | 0 | 0 | 0 | 0 | 0 | 0
F2_Commercial_Lodging_Existing_Space Heating_Natural Gas_Boiler_E9 | F2 | Commercial | Lodging | Existing | Space Heating | Natural Gas | Boiler | E9 | Participant - Cost of Operation | 0 | 0 | 0 | 0 | 0 | 0 | 0 | 0 | 0 | 0 | 0 | 0 | 0 | 0 | 0 | 0 | 0 | 0 | 0 | 0 | 0 | 0 | 0 | 0 | 0 | 0 | 0 | 0 | 0 | 0 | 0
F2_Commercial_Lodging_Existing_Space Heating_Natural Gas_Boiler_E10 | F2 | Commercial | Lodging | Existing | Space Heating | Natural Gas | Boiler | E10 | Participant - Cost of Operation | 0 | 0 | 0 | 0 | 0 | 0 | 0 | 0 | 0 | 0 | 0 | 0 | 0 | 0 | 0 | 0 | 0 | 0 | 0 | 0 | 0 | 0 | 0 | 0 | 0 | 0 | 0 | 0 | 0 | 0 | 0
F3_Commercial_Lodging_Existing_Space Heating_Natural Gas_Boiler_E1 | F3 | Commercial | Lodging | Existing | Space Heating | Natural Gas | Boiler | E1 | System - kBTUs of Conusmption | 17.334 | 17.3506 | 17.34 | 17.3327 | 17.3327 | 0 | 0 | 0 | 0 | 0 | 0 | 0 | 0 | 0 | 0 | 0 | 0 | 0 | 0 | 0 | 0 | 0 | 0 | 0 | 0 | 0 | 0 | 0 | 0 | 0 | 0
F3_Commercial_Lodging_Existing_Space Heating_Natural Gas_Boiler_E2 | F3 | Commercial | Lodging | Existing | Space Heating | Natural Gas | Boiler | E2 | System - kBTUs of Conusmption | 16.5085 | 16.5244 | 16.5143 | 16.5074 | 16.5074 | 0 | 0 | 0 | 0 | 0 | 0 | 0 | 0 | 0 | 0 | 0 | 0 | 0 | 0 | 0 | 0 | 0 | 0 | 0 | 0 | 0 | 0 | 0 | 0 | 0 | 0
F3_Commercial_Lodging_Existing_Space Heating_Natural Gas_Boiler_E3 | F3 | Commercial | Lodging | Existing | Space Heating | Natural Gas | Boiler | E3 | System - kBTUs of Conusmption | 14.7523 | 14.7664 | 14.7574 | 14.7513 | 14.7513 | 14.7513 | 14.7513 | 14.7513 | 14.7513 | 14.7513 | 14.7513 | 14.7513 | 14.7513 | 14.7513 | 14.7513 | 14.7513 | 14.7513 | 14.7513 | 14.7513 | 14.7513 | 14.7513 | 14.7513 | 14.7513 | 14.7513 | 14.7513 | 14.7513 | 14.7513 | 14.7513 | 14.7513 | 14.7513 | 14.7059
F3_Commercial_Lodging_Existing_Space Heating_Natural Gas_Boiler_E4 | F3 | Commercial | Lodging | Existing | Space Heating | Natural Gas | Boiler | E4 | System - kBTUs of Conusmption | 14.1502 | 14.1637 | 14.1551 | 14.1492 | 14.1492 | 14.1492 | 14.1492 | 14.1492 | 14.1492 | 14.1492 | 14.1492 | 14.1492 | 14.1492 | 14.1492 | 14.1492 | 14.1492 | 14.1492 | 14.1492 | 14.1492 | 14.1492 | 14.1492 | 14.1492 | 14.1492 | 14.1492 | 14.1492 | 14.1492 | 14.1492 | 14.1492 | 14.1492 | 14.1492 | 14.1056
F3_Commercial_Lodging_Existing_Space Heating_Natural Gas_Boiler_E5 | F3 | Commercial | Lodging | Existing | Space Heating | Natural Gas | Boiler | E5 | System - kBTUs of Conusmption | 10.6671 | 10.6773 | 10.6708 | 10.6663 | 10.6663 | 10.6663 | 10.6663 | 10.6663 | 10.6663 | 10.6663 | 10.6663 | 10.6663 | 10.6663 | 10.6663 | 10.6663 | 10.6663 | 10.6663 | 10.6663 | 10.6663 | 10.6663 | 10.6663 | 10.6663 | 10.6663 | 10.6663 | 10.6663 | 10.6663 | 10.6663 | 10.6663 | 10.6663 | 10.6663 | 10.6335
F3_Commercial_Lodging_Existing_Space Heating_Natural Gas_Boiler_E6 | F3 | Commercial | Lodging | Existing | Space Heating | Natural Gas | Boiler | E6 | System - kBTUs of Conusmption | 0 | 0 | 0 | 0 | 0 | 0 | 0 | 0 | 0 | 0 | 0 | 0 | 0 | 0 | 0 | 0 | 0 | 0 | 0 | 0 | 0 | 0 | 0 | 0 | 0 | 0 | 0 | 0 | 0 | 0 | 0
F3_Commercial_Lodging_Existing_Space Heating_Natural Gas_Boiler_E7 | F3 | Commercial | Lodging | Existing | Space Heating | Natural Gas | Boiler | E7 | System - kBTUs of Conusmption | 0 | 0 | 0 | 0 | 0 | 0 | 0 | 0 | 0 | 0 | 0 | 0 | 0 | 0 | 0 | 0 | 0 | 0 | 0 | 0 | 0 | 0 | 0 | 0 | 0 | 0 | 0 | 0 | 0 | 0 | 0
F3_Commercial_Lodging_Existing_Space Heating_Natural Gas_Boiler_E8 | F3 | Commercial | Lodging | Existing | Space Heating | Natural Gas | Boiler | E8 | System - kBTUs of Conusmption | 0 | 0 | 0 | 0 | 0 | 0 | 0 | 0 | 0 | 0 | 0 | 0 | 0 | 0 | 0 | 0 | 0 | 0 | 0 | 0 | 0 | 0 | 0 | 0 | 0 | 0 | 0 | 0 | 0 | 0 | 0
F3_Commercial_Lodging_Existing_Space Heating_Natural Gas_Boiler_E9 | F3 | Commercial | Lodging | Existing | Space Heating | Natural Gas | Boiler | E9 | System - kBTUs of Conusmption | 0 | 0 | 0 | 0 | 0 | 0 | 0 | 0 | 0 | 0 | 0 | 0 | 0 | 0 | 0 | 0 | 0 | 0 | 0 | 0 | 0 | 0 | 0 | 0 | 0 | 0 | 0 | 0 | 0 | 0 | 0
F3_Commercial_Lodging_Existing_Space Heating_Natural Gas_Boiler_E10 | F3 | Commercial | Lodging | Existing | Space Heating | Natural Gas | Boiler | E10 | System - kBTUs of Conusmption | 0 | 0 | 0 | 0 | 0 | 0 | 0 | 0 | 0 | 0 | 0 | 0 | 0 | 0 | 0 | 0 | 0 | 0 | 0 | 0 | 0 | 0 | 0 | 0 | 0 | 0 | 0 | 0 | 0 | 0 | 0
F4_Commercial_Lodging_Existing_Space Heating_Natural Gas_Boiler_E1 | F4 | Commercial | Lodging | Existing | Space Heating | Natural Gas | Boiler | E1 | Utility - Cost of Equipment | 0.1132 | 0.1132 | 0.1132 | 0.1132 | 0.1132 | 0 | 0 | 0 | 0 | 0 | 0 | 0 | 0 | 0 | 0 | 0 | 0 | 0 | 0 | 0 | 0 | 0 | 0 | 0 | 0 | 0 | 0 | 0 | 0 | 0 | 0
F4_Commercial_Lodging_Existing_Space Heating_Natural Gas_Boiler_E2 | F4 | Commercial | Lodging | Existing | Space Heating | Natural Gas | Boiler | E2 | Utility - Cost of Equipment | 0.11701 | 0.11701 | 0.11701 | 0.11701 | 0.11701 | 0 | 0 | 0 | 0 | 0 | 0 | 0 | 0 | 0 | 0 | 0 | 0 | 0 | 0 | 0 | 0 | 0 | 0 | 0 | 0 | 0 | 0 | 0 | 0 | 0 | 0
F4_Commercial_Lodging_Existing_Space Heating_Natural Gas_Boiler_E3 | F4 | Commercial | Lodging | Existing | Space Heating | Natural Gas | Boiler | E3 | Utility - Cost of Equipment | 0.18393 | 0.18393 | 0.18393 | 0.18393 | 0.18393 | 0.18393 | 0.18393 | 0.18393 | 0.18393 | 0.18393 | 0.18393 | 0.18393 | 0.18393 | 0.18393 | 0.18393 | 0.18393 | 0.18393 | 0.18393 | 0.18393 | 0.18393 | 0.18393 | 0.18393 | 0.18393 | 0.18393 | 0.18393 | 0.18393 | 0.18393 | 0.18393 | 0.18393 | 0.18393 | 0.18393
F4_Commercial_Lodging_Existing_Space Heating_Natural Gas_Boiler_E4 | F4 | Commercial | Lodging | Existing | Space Heating | Natural Gas | Boiler | E4 | Utility - Cost of Equipment | 0.20115 | 0.20115 | 0.20115 | 0.20115 | 0.20115 | 0.20115 | 0.20115 | 0.20115 | 0.20115 | 0.20115 | 0.20115 | 0.20115 | 0.20115 | 0.20115 | 0.20115 | 0.20115 | 0.20115 | 0.20115 | 0.20115 | 0.20115 | 0.20115 | 0.20115 | 0.20115 | 0.20115 | 0.20115 | 0.20115 | 0.20115 | 0.20115 | 0.20115 | 0.20115 | 0.20115
F4_Commercial_Lodging_Existing_Space Heating_Natural Gas_Boiler_E5 | F4 | Commercial | Lodging | Existing | Space Heating | Natural Gas | Boiler | E5 | Utility - Cost of Equipment | 0.66215 | 0.66215 | 0.66215 | 0.66215 | 0.66215 | 0.66215 | 0.66215 | 0.66215 | 0.66215 | 0.66215 | 0.66215 | 0.66215 | 0.66215 | 0.66215 | 0.66215 | 0.66215 | 0.66215 | 0.66215 | 0.66215 | 0.66215 | 0.66215 | 0.66215 | 0.66215 | 0.66215 | 0.66215 | 0.66215 | 0.66215 | 0.66215 | 0.66215 | 0.66215 | 0.66215
F4_Commercial_Lodging_Existing_Space Heating_Natural Gas_Boiler_E6 | F4 | Commercial | Lodging | Existing | Space Heating | Natural Gas | Boiler | E6 | Utility - Cost of Equipment | 0 | 0 | 0 | 0 | 0 | 0 | 0 | 0 | 0 | 0 | 0 | 0 | 0 | 0 | 0 | 0 | 0 | 0 | 0 | 0 | 0 | 0 | 0 | 0 | 0 | 0 | 0 | 0 | 0 | 0 | 0
F4_Commercial_Lodging_Existing_Space Heating_Natural Gas_Boiler_E7 | F4 | Commercial | Lodging | Existing | Space Heating | Natural Gas | Boiler | E7 | Utility - Cost of Equipment | 0 | 0 | 0 | 0 | 0 | 0 | 0 | 0 | 0 | 0 | 0 | 0 | 0 | 0 | 0 | 0 | 0 | 0 | 0 | 0 | 0 | 0 | 0 | 0 | 0 | 0 | 0 | 0 | 0 | 0 | 0
F4_Commercial_Lodging_Existing_Space Heating_Natural Gas_Boiler_E8 | F4 | Commercial | Lodging | Existing | Space Heating | Natural Gas | Boiler | E8 | Utility - Cost of Equipment | 0 | 0 | 0 | 0 | 0 | 0 | 0 | 0 | 0 | 0 | 0 | 0 | 0 | 0 | 0 | 0 | 0 | 0 | 0 | 0 | 0 | 0 | 0 | 0 | 0 | 0 | 0 | 0 | 0 | 0 | 0
F4_Commercial_Lodging_Existing_Space Heating_Natural Gas_Boiler_E9 | F4 | Commercial | Lodging | Existing | Space Heating | Natural Gas | Boiler | E9 | Utility - Cost of Equipment | 0 | 0 | 0 | 0 | 0 | 0 | 0 | 0 | 0 | 0 | 0 | 0 | 0 | 0 | 0 | 0 | 0 | 0 | 0 | 0 | 0 | 0 | 0 | 0 | 0 | 0 | 0 | 0 | 0 | 0 | 0
F4_Commercial_Lodging_Existing_Space Heating_Natural Gas_Boiler_E10 | F4 | Commercial | Lodging | Existing | Space Heating | Natural Gas | Boiler | E10 | Utility - Cost of Equipment | 0 | 0 | 0 | 0 | 0 | 0 | 0 | 0 | 0 | 0 | 0 | 0 | 0 | 0 | 0 | 0 | 0 | 0 | 0 | 0 | 0 | 0 | 0 | 0 | 0 | 0 | 0 | 0 | 0 | 0 | 0
F5_Commercial_Lodging_Existing_Space Heating_Natural Gas_Boiler_E1 | F5 | Commercial | Lodging | Existing | Space Heating | Natural Gas | Boiler | E1 | Utility - Cost of Operation | 0.16834 | 0.16934 | 0.16998 | 0.17074 | 0.17227 | 0 | 0 | 0 | 0 | 0 | 0 | 0 | 0 | 0 | 0 | 0 | 0 | 0 | 0 | 0 | 0 | 0 | 0 | 0 | 0 | 0 | 0 | 0 | 0 | 0 | 0
F5_Commercial_Lodging_Existing_Space Heating_Natural Gas_Boiler_E2 | F5 | Commercial | Lodging | Existing | Space Heating | Natural Gas | Boiler | E2 | Utility - Cost of Operation | 0.16032 | 0.16128 | 0.16189 | 0.16261 | 0.16407 | 0 | 0 | 0 | 0 | 0 | 0 | 0 | 0 | 0 | 0 | 0 | 0 | 0 | 0 | 0 | 0 | 0 | 0 | 0 | 0 | 0 | 0 | 0 | 0 | 0 | 0
F5_Commercial_Lodging_Existing_Space Heating_Natural Gas_Boiler_E3 | F5 | Commercial | Lodging | Existing | Space Heating | Natural Gas | Boiler | E3 | Utility - Cost of Operation | 0.14327 | 0.14412 | 0.14467 | 0.14531 | 0.14661 | 0.14102 | 0.1365 | 0.13408 | 0.13324 | 0.13206 | 0.1314 | 0.13051 | 0.11739 | 0.11642 | 0.11626 | 0.11536 | 0.11502 | 0.11489 | 0.11269 | 0.11322 | 0.11334 | 0.11368 | 0.11423 | 0.06702 | 0.065192 | 0.063315 | 0.061373 | 0.059346 | 0.05722 | 0.054975 | 0.052598
F5_Commercial_Lodging_Existing_Space Heating_Natural Gas_Boiler_E4 | F5 | Commercial | Lodging | Existing | Space Heating | Natural Gas | Boiler | E4 | Utility - Cost of Operation | 0.13742 | 0.13824 | 0.13876 | 0.13938 | 0.14063 | 0.13527 | 0.13093 | 0.12861 | 0.1278 | 0.12667 | 0.12604 | 0.12518 | 0.1126 | 0.11167 | 0.11152 | 0.11066 | 0.11033 | 0.1102 | 0.10809 | 0.1086 | 0.10872 | 0.10904 | 0.10956 | 0.064284 | 0.062531 | 0.060731 | 0.058868 | 0.056924 | 0.054884 | 0.052731 | 0.050451
F5_Commercial_Lodging_Existing_Space Heating_Natural Gas_Boiler_E5 | F5 | Commercial | Lodging | Existing | Space Heating | Natural Gas | Boiler | E5 | Utility - Cost of Operation | 0.10359 | 0.10421 | 0.1046 | 0.10507 | 0.10601 | 0.10197 | 0.098704 | 0.09695 | 0.09634 | 0.095491 | 0.095014 | 0.094369 | 0.084885 | 0.084184 | 0.084068 | 0.083417 | 0.083168 | 0.083073 | 0.081486 | 0.081868 | 0.081957 | 0.082202 | 0.082595 | 0.04846 | 0.047139 | 0.045782 | 0.044377 | 0.042912 | 0.041374 | 0.039751 | 0.038032
F5_Commercial_Lodging_Existing_Space Heating_Natural Gas_Boiler_E6 | F5 | Commercial | Lodging | Existing | Space Heating | Natural Gas | Boiler | E6 | Utility - Cost of Operation | 0 | 0 | 0 | 0 | 0 | 0 | 0 | 0 | 0 | 0 | 0 | 0 | 0 | 0 | 0 | 0 | 0 | 0 | 0 | 0 | 0 | 0 | 0 | 0 | 0 | 0 | 0 | 0 | 0 | 0 | 0
F5_Commercial_Lodging_Existing_Space Heating_Natural Gas_Boiler_E7 | F5 | Commercial | Lodging | Existing | Space Heating | Natural Gas | Boiler | E7 | Utility - Cost of Operation | 0 | 0 | 0 | 0 | 0 | 0 | 0 | 0 | 0 | 0 | 0 | 0 | 0 | 0 | 0 | 0 | 0 | 0 | 0 | 0 | 0 | 0 | 0 | 0 | 0 | 0 | 0 | 0 | 0 | 0 | 0
F5_Commercial_Lodging_Existing_Space Heating_Natural Gas_Boiler_E8 | F5 | Commercial | Lodging | Existing | Space Heating | Natural Gas | Boiler | E8 | Utility - Cost of Operation | 0 | 0 | 0 | 0 | 0 | 0 | 0 | 0 | 0 | 0 | 0 | 0 | 0 | 0 | 0 | 0 | 0 | 0 | 0 | 0 | 0 | 0 | 0 | 0 | 0 | 0 | 0 | 0 | 0 | 0 | 0
F5_Commercial_Lodging_Existing_Space Heating_Natural Gas_Boiler_E9 | F5 | Commercial | Lodging | Existing | Space Heating | Natural Gas | Boiler | E9 | Utility - Cost of Operation | 0 | 0 | 0 | 0 | 0 | 0 | 0 | 0 | 0 | 0 | 0 | 0 | 0 | 0 | 0 | 0 | 0 | 0 | 0 | 0 | 0 | 0 | 0 | 0 | 0 | 0 | 0 | 0 | 0 | 0 | 0
F5_Commercial_Lodging_Existing_Space Heating_Natural Gas_Boiler_E10 | F5 | Commercial | Lodging | Existing | Space Heating | Natural Gas | Boiler | E10 | Utility - Cost of Operation | 0 | 0 | 0 | 0 | 0 | 0 | 0 | 0 | 0 | 0 | 0 | 0 | 0 | 0 | 0 | 0 | 0 | 0 | 0 | 0 | 0 | 0 | 0 | 0 | 0 | 0 | 0 | 0 | 0 | 0 | 0
F6_Commercial_Lodging_Existing_Space Heating_Natural Gas_Boiler_E1 | F6 | Commercial | Lodging | Existing | Space Heating | Natural Gas | Boiler | E1 | Utility - Value of Sales | 0.20168 | 0.20288 | 0.20365 | 0.20456 | 0.20639 | 0 | 0 | 0 | 0 | 0 | 0 | 0 | 0 | 0 | 0 | 0 | 0 | 0 | 0 | 0 | 0 | 0 | 0 | 0 | 0 | 0 | 0 | 0 | 0 | 0 | 0
F6_Commercial_Lodging_Existing_Space Heating_Natural Gas_Boiler_E2 | F6 | Commercial | Lodging | Existing | Space Heating | Natural Gas | Boiler | E2 | Utility - Value of Sales | 0.19208 | 0.19322 | 0.19395 | 0.19482 | 0.19656 | 0 | 0 | 0 | 0 | 0 | 0 | 0 | 0 | 0 | 0 | 0 | 0 | 0 | 0 | 0 | 0 | 0 | 0 | 0 | 0 | 0 | 0 | 0 | 0 | 0 | 0
F6_Commercial_Lodging_Existing_Space Heating_Natural Gas_Boiler_E3 | F6 | Commercial | Lodging | Existing | Space Heating | Natural Gas | Boiler | E3 | Utility - Value of Sales | 0.17164 | 0.17267 | 0.17332 | 0.1741 | 0.17565 | 0.16896 | 0.16354 | 0.16064 | 0.15963 | 0.15822 | 0.15743 | 0.15636 | 0.14065 | 0.13948 | 0.13929 | 0.13821 | 0.1378 | 0.13764 | 0.13501 | 0.13565 | 0.13579 | 0.1362 | 0.13685 | 0.080294 | 0.078104 | 0.075856 | 0.073529 | 0.071101 | 0.068553 | 0.065864 | 0.063016
F6_Commercial_Lodging_Existing_Space Heating_Natural Gas_Boiler_E4 | F6 | Commercial | Lodging | Existing | Space Heating | Natural Gas | Boiler | E4 | Utility - Value of Sales | 0.16464 | 0.16562 | 0.16625 | 0.16699 | 0.16848 | 0.16206 | 0.15687 | 0.15408 | 0.15311 | 0.15176 | 0.151 | 0.14998 | 0.13491 | 0.13379 | 0.13361 | 0.13257 | 0.13218 | 0.13202 | 0.1295 | 0.13011 | 0.13025 | 0.13064 | 0.13127 | 0.077016 | 0.074916 | 0.07276 | 0.070527 | 0.068199 | 0.065755 | 0.063176 | 0.060444
F6_Commercial_Lodging_Existing_Space Heating_Natural Gas_Boiler_E5 | F6 | Commercial | Lodging | Existing | Space Heating | Natural Gas | Boiler | E5 | Utility - Value of Sales | 0.12411 | 0.12485 | 0.12532 | 0.12588 | 0.12701 | 0.12217 | 0.11825 | 0.11615 | 0.11542 | 0.1144 | 0.11383 | 0.11306 | 0.1017 | 0.10086 | 0.10072 | 0.099939 | 0.099641 | 0.099526 | 0.097625 | 0.098083 | 0.09819 | 0.098483 | 0.098954 | 0.058059 | 0.056475 | 0.05485 | 0.053167 | 0.051411 | 0.049569 | 0.047625 | 0.045565
F6_Commercial_Lodging_Existing_Space Heating_Natural Gas_Boiler_E6 | F6 | Commercial | Lodging | Existing | Space Heating | Natural Gas | Boiler | E6 | Utility - Value of Sales | 0 | 0 | 0 | 0 | 0 | 0 | 0 | 0 | 0 | 0 | 0 | 0 | 0 | 0 | 0 | 0 | 0 | 0 | 0 | 0 | 0 | 0 | 0 | 0 | 0 | 0 | 0 | 0 | 0 | 0 | 0
F6_Commercial_Lodging_Existing_Space Heating_Natural Gas_Boiler_E7 | F6 | Commercial | Lodging | Existing | Space Heating | Natural Gas | Boiler | E7 | Utility - Value of Sales | 0 | 0 | 0 | 0 | 0 | 0 | 0 | 0 | 0 | 0 | 0 | 0 | 0 | 0 | 0 | 0 | 0 | 0 | 0 | 0 | 0 | 0 | 0 | 0 | 0 | 0 | 0 | 0 | 0 | 0 | 0
F6_Commercial_Lodging_Existing_Space Heating_Natural Gas_Boiler_E8 | F6 | Commercial | Lodging | Existing | Space Heating | Natural Gas | Boiler | E8 | Utility - Value of Sales | 0 | 0 | 0 | 0 | 0 | 0 | 0 | 0 | 0 | 0 | 0 | 0 | 0 | 0 | 0 | 0 | 0 | 0 | 0 | 0 | 0 | 0 | 0 | 0 | 0 | 0 | 0 | 0 | 0 | 0 | 0
F6_Commercial_Lodging_Existing_Space Heating_Natural Gas_Boiler_E9 | F6 | Commercial | Lodging | Existing | Space Heating | Natural Gas | Boiler | E9 | Utility - Value of Sales | 0 | 0 | 0 | 0 | 0 | 0 | 0 | 0 | 0 | 0 | 0 | 0 | 0 | 0 | 0 | 0 | 0 | 0 | 0 | 0 | 0 | 0 | 0 | 0 | 0 | 0 | 0 | 0 | 0 | 0 | 0
F6_Commercial_Lodging_Existing_Space Heating_Natural Gas_Boiler_E10 | F6 | Commercial | Lodging | Existing | Space Heating | Natural Gas | Boiler | E10 | Utility - Value of Sales | 0 | 0 | 0 | 0 | 0 | 0 | 0 | 0 | 0 | 0 | 0 | 0 | 0 | 0 | 0 | 0 | 0 | 0 | 0 | 0 | 0 | 0 | 0 | 0 | 0 | 0 | 0 | 0 | 0 | 0 | 0
F1_Commercial_Lodging_Existing_Space Heating_Natural Gas_Unit Heater_E1 | F1 | Commercial | Lodging | Existing | Space Heating | Natural Gas | Unit Heater | E1 | Participant - Cost of Equipment | 0.014073 | 0.014073 | 0.014073 | 0.014073 | 0.014073 | 0 | 0 | 0 | 0 | 0 | 0 | 0 | 0 | 0 | 0 | 0 | 0 | 0 | 0 | 0 | 0 | 0 | 0 | 0 | 0 | 0 | 0 | 0 | 0 | 0 | 0
F1_Commercial_Lodging_Existing_Space Heating_Natural Gas_Unit Heater_E2 | F1 | Commercial | Lodging | Existing | Space Heating | Natural Gas | Unit Heater | E2 | Participant - Cost of Equipment | 0.045 | 0.045 | 0.045 | 0.045 | 0.045 | 0.045 | 0.045 | 0.045 | 0.045 | 0.045 | 0.045 | 0.045 | 0.045 | 0.045 | 0.045 | 0.045 | 0.045 | 0.045 | 0.045 | 0.045 | 0.045 | 0.045 | 0.045 | 0.045 | 0.045 | 0.045 | 0.045 | 0.045 | 0.045 | 0.045 | 0.045
F1_Commercial_Lodging_Existing_Space Heating_Natural Gas_Unit Heater_E3 | F1 | Commercial | Lodging | Existing | Space Heating | Natural Gas | Unit Heater | E3 | Participant - Cost of Equipment | 0.019439 | 0.019439 | 0.019439 | 0.019439 | 0.019439 | 0.019439 | 0.019439 | 0.019439 | 0.019439 | 0.019439 | 0.019439 | 0.019439 | 0.019439 | 0.019439 | 0.019439 | 0.019439 | 0.019439 | 0.019439 | 0.019439 | 0.019439 | 0.019439 | 0.019439 | 0.019439 | 0.019439 | 0.019439 | 0.019439 | 0.019439 | 0.019439 | 0.019439 | 0.019439 | 0.019439
F1_Commercial_Lodging_Existing_Space Heating_Natural Gas_Unit Heater_E4 | F1 | Commercial | Lodging | Existing | Space Heating | Natural Gas | Unit Heater | E4 | Participant - Cost of Equipment | 0 | 0 | 0 | 0 | 0 | 0 | 0 | 0 | 0 | 0 | 0 | 0 | 0 | 0 | 0 | 0 | 0 | 0 | 0 | 0 | 0 | 0 | 0 | 0 | 0 | 0 | 0 | 0 | 0 | 0 | 0
F1_Commercial_Lodging_Existing_Space Heating_Natural Gas_Unit Heater_E5 | F1 | Commercial | Lodging | Existing | Space Heating | Natural Gas | Unit Heater | E5 | Participant - Cost of Equipment | 0 | 0 | 0 | 0 | 0 | 0 | 0 | 0 | 0 | 0 | 0 | 0 | 0 | 0 | 0 | 0 | 0 | 0 | 0 | 0 | 0 | 0 | 0 | 0 | 0 | 0 | 0 | 0 | 0 | 0 | 0
F1_Commercial_Lodging_Existing_Space Heating_Natural Gas_Unit Heater_E6 | F1 | Commercial | Lodging | Existing | Space Heating | Natural Gas | Unit Heater | E6 | Participant - Cost of Equipment | 0 | 0 | 0 | 0 | 0 | 0 | 0 | 0 | 0 | 0 | 0 | 0 | 0 | 0 | 0 | 0 | 0 | 0 | 0 | 0 | 0 | 0 | 0 | 0 | 0 | 0 | 0 | 0 | 0 | 0 | 0
F1_Commercial_Lodging_Existing_Space Heating_Natural Gas_Unit Heater_E7 | F1 | Commercial | Lodging | Existing | Space Heating | Natural Gas | Unit Heater | E7 | Participant - Cost of Equipment | 0 | 0 | 0 | 0 | 0 | 0 | 0 | 0 | 0 | 0 | 0 | 0 | 0 | 0 | 0 | 0 | 0 | 0 | 0 | 0 | 0 | 0 | 0 | 0 | 0 | 0 | 0 | 0 | 0 | 0 | 0
F1_Commercial_Lodging_Existing_Space Heating_Natural Gas_Unit Heater_E8 | F1 | Commercial | Lodging | Existing | Space Heating | Natural Gas | Unit Heater | E8 | Participant - Cost of Equipment | 0 | 0 | 0 | 0 | 0 | 0 | 0 | 0 | 0 | 0 | 0 | 0 | 0 | 0 | 0 | 0 | 0 | 0 | 0 | 0 | 0 | 0 | 0 | 0 | 0 | 0 | 0 | 0 | 0 | 0 | 0
F1_Commercial_Lodging_Existing_Space Heating_Natural Gas_Unit Heater_E9 | F1 | Commercial | Lodging | Existing | Space Heating | Natural Gas | Unit Heater | E9 | Participant - Cost of Equipment | 0 | 0 | 0 | 0 | 0 | 0 | 0 | 0 | 0 | 0 | 0 | 0 | 0 | 0 | 0 | 0 | 0 | 0 | 0 | 0 | 0 | 0 | 0 | 0 | 0 | 0 | 0 | 0 | 0 | 0 | 0
F1_Commercial_Lodging_Existing_Space Heating_Natural Gas_Unit Heater_E10 | F1 | Commercial | Lodging | Existing | Space Heating | Natural Gas | Unit Heater | E10 | Participant - Cost of Equipment | 0 | 0 | 0 | 0 | 0 | 0 | 0 | 0 | 0 | 0 | 0 | 0 | 0 | 0 | 0 | 0 | 0 | 0 | 0 | 0 | 0 | 0 | 0 | 0 | 0 | 0 | 0 | 0 | 0 | 0 | 0
F2_Commercial_Lodging_Existing_Space Heating_Natural Gas_Unit Heater_E1 | F2 | Commercial | Lodging | Existing | Space Heating | Natural Gas | Unit Heater | E1 | Participant - Cost of Operation | 0.14935 | 0.15095 | 0.15193 | 0.1531 | 0.15315 | 0 | 0 | 0 | 0 | 0 | 0 | 0 | 0 | 0 | 0 | 0 | 0 | 0 | 0 | 0 | 0 | 0 | 0 | 0 | 0 | 0 | 0 | 0 | 0 | 0 | 0
F2_Commercial_Lodging_Existing_Space Heating_Natural Gas_Unit Heater_E2 | F2 | Commercial | Lodging | Existing | Space Heating | Natural Gas | Unit Heater | E2 | Participant - Cost of Operation | 0.13439 | 0.13584 | 0.13672 | 0.13778 | 0.13782 | 0.12974 | 0.12316 | 0.11941 | 0.12252 | 0.1255 | 0.1293 | 0.13323 | 0.11992 | 0.12467 | 0.13115 | 0.1305 | 0.13063 | 0.13104 | 0.12854 | 0.13006 | 0.13109 | 0.13253 | 0.13439 | 0.067281 | 0.065967 | 0.064732 | 0.063565 | 0.062455 | 0.061392 | 0.060368 | 0.059377
F2_Commercial_Lodging_Existing_Space Heating_Natural Gas_Unit Heater_E3 | F2 | Commercial | Lodging | Existing | Space Heating | Natural Gas | Unit Heater | E3 | Participant - Cost of Operation | 0.11607 | 0.11732 | 0.11808 | 0.11899 | 0.11903 | 0.11205 | 0.10637 | 0.10313 | 0.10582 | 0.10839 | 0.11167 | 0.11507 | 0.10357 | 0.10767 | 0.11326 | 0.11271 | 0.11282 | 0.11318 | 0.11102 | 0.11233 | 0.11322 | 0.11446 | 0.11606 | 0.058107 | 0.056972 | 0.055906 | 0.054898 | 0.053939 | 0.053021 | 0.052137 | 0.051281
F2_Commercial_Lodging_Existing_Space Heating_Natural Gas_Unit Heater_E4 | F2 | Commercial | Lodging | Existing | Space Heating | Natural Gas | Unit Heater | E4 | Participant - Cost of Operation | 0 | 0 | 0 | 0 | 0 | 0 | 0 | 0 | 0 | 0 | 0 | 0 | 0 | 0 | 0 | 0 | 0 | 0 | 0 | 0 | 0 | 0 | 0 | 0 | 0 | 0 | 0 | 0 | 0 | 0 | 0
F2_Commercial_Lodging_Existing_Space Heating_Natural Gas_Unit Heater_E5 | F2 | Commercial | Lodging | Existing | Space Heating | Natural Gas | Unit Heater | E5 | Participant - Cost of Operation | 0 | 0 | 0 | 0 | 0 | 0 | 0 | 0 | 0 | 0 | 0 | 0 | 0 | 0 | 0 | 0 | 0 | 0 | 0 | 0 | 0 | 0 | 0 | 0 | 0 | 0 | 0 | 0 | 0 | 0 | 0
F2_Commercial_Lodging_Existing_Space Heating_Natural Gas_Unit Heater_E6 | F2 | Commercial | Lodging | Existing | Space Heating | Natural Gas | Unit Heater | E6 | Participant - Cost of Operation | 0 | 0 | 0 | 0 | 0 | 0 | 0 | 0 | 0 | 0 | 0 | 0 | 0 | 0 | 0 | 0 | 0 | 0 | 0 | 0 | 0 | 0 | 0 | 0 | 0 | 0 | 0 | 0 | 0 | 0 | 0
F2_Commercial_Lodging_Existing_Space Heating_Natural Gas_Unit Heater_E7 | F2 | Commercial | Lodging | Existing | Space Heating | Natural Gas | Unit Heater | E7 | Participant - Cost of Operation | 0 | 0 | 0 | 0 | 0 | 0 | 0 | 0 | 0 | 0 | 0 | 0 | 0 | 0 | 0 | 0 | 0 | 0 | 0 | 0 | 0 | 0 | 0 | 0 | 0 | 0 | 0 | 0 | 0 | 0 | 0
F2_Commercial_Lodging_Existing_Space Heating_Natural Gas_Unit Heater_E8 | F2 | Commercial | Lodging | Existing | Space Heating | Natural Gas | Unit Heater | E8 | Participant - Cost of Operation | 0 | 0 | 0 | 0 | 0 | 0 | 0 | 0 | 0 | 0 | 0 | 0 | 0 | 0 | 0 | 0 | 0 | 0 | 0 | 0 | 0 | 0 | 0 | 0 | 0 | 0 | 0 | 0 | 0 | 0 | 0
F2_Commercial_Lodging_Existing_Space Heating_Natural Gas_Unit Heater_E9 | F2 | Commercial | Lodging | Existing | Space Heating | Natural Gas | Unit Heater | E9 | Participant - Cost of Operation | 0 | 0 | 0 | 0 | 0 | 0 | 0 | 0 | 0 | 0 | 0 | 0 | 0 | 0 | 0 | 0 | 0 | 0 | 0 | 0 | 0 | 0 | 0 | 0 | 0 | 0 | 0 | 0 | 0 | 0 | 0
F2_Commercial_Lodging_Existing_Space Heating_Natural Gas_Unit Heater_E10 | F2 | Commercial | Lodging | Existing | Space Heating | Natural Gas | Unit Heater | E10 | Participant - Cost of Operation | 0 | 0 | 0 | 0 | 0 | 0 | 0 | 0 | 0 | 0 | 0 | 0 | 0 | 0 | 0 | 0 | 0 | 0 | 0 | 0 | 0 | 0 | 0 | 0 | 0 | 0 | 0 | 0 | 0 | 0 | 0
F3_Commercial_Lodging_Existing_Space Heating_Natural Gas_Unit Heater_E1 | F3 | Commercial | Lodging | Existing | Space Heating | Natural Gas | Unit Heater | E1 | System - kBTUs of Conusmption | 12.483 | 12.5079 | 12.492 | 12.4811 | 12.4811 | 0 | 0 | 0 | 0 | 0 | 0 | 0 | 0 | 0 | 0 | 0 | 0 | 0 | 0 | 0 | 0 | 0 | 0 | 0 | 0 | 0 | 0 | 0 | 0 | 0 | 0
F3_Commercial_Lodging_Existing_Space Heating_Natural Gas_Unit Heater_E2 | F3 | Commercial | Lodging | Existing | Space Heating | Natural Gas | Unit Heater | E2 | System - kBTUs of Conusmption | 11.2333 | 11.2557 | 11.2414 | 11.2316 | 11.2316 | 11.2316 | 11.2316 | 11.2316 | 11.2316 | 11.2316 | 11.2316 | 11.2316 | 11.2316 | 11.2316 | 11.2316 | 11.2316 | 11.2316 | 11.2316 | 11.2316 | 11.2316 | 11.2316 | 11.2316 | 11.2316 | 11.2316 | 11.2316 | 11.2316 | 11.2316 | 11.2316 | 11.2316 | 11.2316 | 11.2316
F3_Commercial_Lodging_Existing_Space Heating_Natural Gas_Unit Heater_E3 | F3 | Commercial | Lodging | Existing | Space Heating | Natural Gas | Unit Heater | E3 | System - kBTUs of Conusmption | 9.7016 | 9.7209 | 9.7086 | 9.7002 | 9.7002 | 9.7002 | 9.7002 | 9.7002 | 9.7002 | 9.7002 | 9.7002 | 9.7002 | 9.7002 | 9.7002 | 9.7002 | 9.7002 | 9.7002 | 9.7002 | 9.7002 | 9.7002 | 9.7002 | 9.7002 | 9.7002 | 9.7002 | 9.7002 | 9.7002 | 9.7002 | 9.7002 | 9.7002 | 9.7002 | 9.7002
F3_Commercial_Lodging_Existing_Space Heating_Natural Gas_Unit Heater_E4 | F3 | Commercial | Lodging | Existing | Space Heating | Natural Gas | Unit Heater | E4 | System - kBTUs of Conusmption | 0 | 0 | 0 | 0 | 0 | 0 | 0 | 0 | 0 | 0 | 0 | 0 | 0 | 0 | 0 | 0 | 0 | 0 | 0 | 0 | 0 | 0 | 0 | 0 | 0 | 0 | 0 | 0 | 0 | 0 | 0
F3_Commercial_Lodging_Existing_Space Heating_Natural Gas_Unit Heater_E5 | F3 | Commercial | Lodging | Existing | Space Heating | Natural Gas | Unit Heater | E5 | System - kBTUs of Conusmption | 0 | 0 | 0 | 0 | 0 | 0 | 0 | 0 | 0 | 0 | 0 | 0 | 0 | 0 | 0 | 0 | 0 | 0 | 0 | 0 | 0 | 0 | 0 | 0 | 0 | 0 | 0 | 0 | 0 | 0 | 0
F3_Commercial_Lodging_Existing_Space Heating_Natural Gas_Unit Heater_E6 | F3 | Commercial | Lodging | Existing | Space Heating | Natural Gas | Unit Heater | E6 | System - kBTUs of Conusmption | 0 | 0 | 0 | 0 | 0 | 0 | 0 | 0 | 0 | 0 | 0 | 0 | 0 | 0 | 0 | 0 | 0 | 0 | 0 | 0 | 0 | 0 | 0 | 0 | 0 | 0 | 0 | 0 | 0 | 0 | 0
F3_Commercial_Lodging_Existing_Space Heating_Natural Gas_Unit Heater_E7 | F3 | Commercial | Lodging | Existing | Space Heating | Natural Gas | Unit Heater | E7 | System - kBTUs of Conusmption | 0 | 0 | 0 | 0 | 0 | 0 | 0 | 0 | 0 | 0 | 0 | 0 | 0 | 0 | 0 | 0 | 0 | 0 | 0 | 0 | 0 | 0 | 0 | 0 | 0 | 0 | 0 | 0 | 0 | 0 | 0
F3_Commercial_Lodging_Existing_Space Heating_Natural Gas_Unit Heater_E8 | F3 | Commercial | Lodging | Existing | Space Heating | Natural Gas | Unit Heater | E8 | System - kBTUs of Conusmption | 0 | 0 | 0 | 0 | 0 | 0 | 0 | 0 | 0 | 0 | 0 | 0 | 0 | 0 | 0 | 0 | 0 | 0 | 0 | 0 | 0 | 0 | 0 | 0 | 0 | 0 | 0 | 0 | 0 | 0 | 0
F3_Commercial_Lodging_Existing_Space Heating_Natural Gas_Unit Heater_E9 | F3 | Commercial | Lodging | Existing | Space Heating | Natural Gas | Unit Heater | E9 | System - kBTUs of Conusmption | 0 | 0 | 0 | 0 | 0 | 0 | 0 | 0 | 0 | 0 | 0 | 0 | 0 | 0 | 0 | 0 | 0 | 0 | 0 | 0 | 0 | 0 | 0 | 0 | 0 | 0 | 0 | 0 | 0 | 0 | 0
F3_Commercial_Lodging_Existing_Space Heating_Natural Gas_Unit Heater_E10 | F3 | Commercial | Lodging | Existing | Space Heating | Natural Gas | Unit Heater | E10 | System - kBTUs of Conusmption | 0 | 0 | 0 | 0 | 0 | 0 | 0 | 0 | 0 | 0 | 0 | 0 | 0 | 0 | 0 | 0 | 0 | 0 | 0 | 0 | 0 | 0 | 0 | 0 | 0 | 0 | 0 | 0 | 0 | 0 | 0
F4_Commercial_Lodging_Existing_Space Heating_Natural Gas_Unit Heater_E1 | F4 | Commercial | Lodging | Existing | Space Heating | Natural Gas | Unit Heater | E1 | Utility - Cost of Equipment | 0.014073 | 0.014073 | 0.014073 | 0.014073 | 0.014073 | 0 | 0 | 0 | 0 | 0 | 0 | 0 | 0 | 0 | 0 | 0 | 0 | 0 | 0 | 0 | 0 | 0 | 0 | 0 | 0 | 0 | 0 | 0 | 0 | 0 | 0
F4_Commercial_Lodging_Existing_Space Heating_Natural Gas_Unit Heater_E2 | F4 | Commercial | Lodging | Existing | Space Heating | Natural Gas | Unit Heater | E2 | Utility - Cost of Equipment | 0.045 | 0.045 | 0.045 | 0.045 | 0.045 | 0.045 | 0.045 | 0.045 | 0.045 | 0.045 | 0.045 | 0.045 | 0.045 | 0.045 | 0.045 | 0.045 | 0.045 | 0.045 | 0.045 | 0.045 | 0.045 | 0.045 | 0.045 | 0.045 | 0.045 | 0.045 | 0.045 | 0.045 | 0.045 | 0.045 | 0.045
F4_Commercial_Lodging_Existing_Space Heating_Natural Gas_Unit Heater_E3 | F4 | Commercial | Lodging | Existing | Space Heating | Natural Gas | Unit Heater | E3 | Utility - Cost of Equipment | 0.019439 | 0.019439 | 0.019439 | 0.019439 | 0.019439 | 0.019439 | 0.019439 | 0.019439 | 0.019439 | 0.019439 | 0.019439 | 0.019439 | 0.019439 | 0.019439 | 0.019439 | 0.019439 | 0.019439 | 0.019439 | 0.019439 | 0.019439 | 0.019439 | 0.019439 | 0.019439 | 0.019439 | 0.019439 | 0.019439 | 0.019439 | 0.019439 | 0.019439 | 0.019439 | 0.019439
F4_Commercial_Lodging_Existing_Space Heating_Natural Gas_Unit Heater_E4 | F4 | Commercial | Lodging | Existing | Space Heating | Natural Gas | Unit Heater | E4 | Utility - Cost of Equipment | 0 | 0 | 0 | 0 | 0 | 0 | 0 | 0 | 0 | 0 | 0 | 0 | 0 | 0 | 0 | 0 | 0 | 0 | 0 | 0 | 0 | 0 | 0 | 0 | 0 | 0 | 0 | 0 | 0 | 0 | 0
F4_Commercial_Lodging_Existing_Space Heating_Natural Gas_Unit Heater_E5 | F4 | Commercial | Lodging | Existing | Space Heating | Natural Gas | Unit Heater | E5 | Utility - Cost of Equipment | 0 | 0 | 0 | 0 | 0 | 0 | 0 | 0 | 0 | 0 | 0 | 0 | 0 | 0 | 0 | 0 | 0 | 0 | 0 | 0 | 0 | 0 | 0 | 0 | 0 | 0 | 0 | 0 | 0 | 0 | 0
F4_Commercial_Lodging_Existing_Space Heating_Natural Gas_Unit Heater_E6 | F4 | Commercial | Lodging | Existing | Space Heating | Natural Gas | Unit Heater | E6 | Utility - Cost of Equipment | 0 | 0 | 0 | 0 | 0 | 0 | 0 | 0 | 0 | 0 | 0 | 0 | 0 | 0 | 0 | 0 | 0 | 0 | 0 | 0 | 0 | 0 | 0 | 0 | 0 | 0 | 0 | 0 | 0 | 0 | 0
F4_Commercial_Lodging_Existing_Space Heating_Natural Gas_Unit Heater_E7 | F4 | Commercial | Lodging | Existing | Space Heating | Natural Gas | Unit Heater | E7 | Utility - Cost of Equipment | 0 | 0 | 0 | 0 | 0 | 0 | 0 | 0 | 0 | 0 | 0 | 0 | 0 | 0 | 0 | 0 | 0 | 0 | 0 | 0 | 0 | 0 | 0 | 0 | 0 | 0 | 0 | 0 | 0 | 0 | 0
F4_Commercial_Lodging_Existing_Space Heating_Natural Gas_Unit Heater_E8 | F4 | Commercial | Lodging | Existing | Space Heating | Natural Gas | Unit Heater | E8 | Utility - Cost of Equipment | 0 | 0 | 0 | 0 | 0 | 0 | 0 | 0 | 0 | 0 | 0 | 0 | 0 | 0 | 0 | 0 | 0 | 0 | 0 | 0 | 0 | 0 | 0 | 0 | 0 | 0 | 0 | 0 | 0 | 0 | 0
F4_Commercial_Lodging_Existing_Space Heating_Natural Gas_Unit Heater_E9 | F4 | Commercial | Lodging | Existing | Space Heating | Natural Gas | Unit Heater | E9 | Utility - Cost of Equipment | 0 | 0 | 0 | 0 | 0 | 0 | 0 | 0 | 0 | 0 | 0 | 0 | 0 | 0 | 0 | 0 | 0 | 0 | 0 | 0 | 0 | 0 | 0 | 0 | 0 | 0 | 0 | 0 | 0 | 0 | 0
F4_Commercial_Lodging_Existing_Space Heating_Natural Gas_Unit Heater_E10 | F4 | Commercial | Lodging | Existing | Space Heating | Natural Gas | Unit Heater | E10 | Utility - Cost of Equipment | 0 | 0 | 0 | 0 | 0 | 0 | 0 | 0 | 0 | 0 | 0 | 0 | 0 | 0 | 0 | 0 | 0 | 0 | 0 | 0 | 0 | 0 | 0 | 0 | 0 | 0 | 0 | 0 | 0 | 0 | 0
F5_Commercial_Lodging_Existing_Space Heating_Natural Gas_Unit Heater_E1 | F5 | Commercial | Lodging | Existing | Space Heating | Natural Gas | Unit Heater | E1 | Utility - Cost of Operation | 0.12466 | 0.126 | 0.12681 | 0.12779 | 0.12783 | 0 | 0 | 0 | 0 | 0 | 0 | 0 | 0 | 0 | 0 | 0 | 0 | 0 | 0 | 0 | 0 | 0 | 0 | 0 | 0 | 0 | 0 | 0 | 0 | 0 | 0
F5_Commercial_Lodging_Existing_Space Heating_Natural Gas_Unit Heater_E2 | F5 | Commercial | Lodging | Existing | Space Heating | Natural Gas | Unit Heater | E2 | Utility - Cost of Operation | 0.11218 | 0.11338 | 0.11412 | 0.115 | 0.11503 | 0.10829 | 0.1028 | 0.099671 | 0.10227 | 0.10475 | 0.10793 | 0.11121 | 0.10009 | 0.10406 | 0.10946 | 0.10893 | 0.10904 | 0.10938 | 0.10729 | 0.10856 | 0.10942 | 0.11062 | 0.11217 | 0.056158 | 0.055061 | 0.05403 | 0.053057 | 0.05213 | 0.051243 | 0.050388 | 0.049561
F5_Commercial_Lodging_Existing_Space Heating_Natural Gas_Unit Heater_E3 | F5 | Commercial | Lodging | Existing | Space Heating | Natural Gas | Unit Heater | E3 | Utility - Cost of Operation | 0.096881 | 0.097922 | 0.098555 | 0.099318 | 0.099349 | 0.093526 | 0.088781 | 0.08608 | 0.088322 | 0.09047 | 0.093211 | 0.096045 | 0.086444 | 0.089868 | 0.094538 | 0.094074 | 0.094168 | 0.094466 | 0.092663 | 0.093759 | 0.094499 | 0.095539 | 0.096874 | 0.048501 | 0.047553 | 0.046663 | 0.045822 | 0.045022 | 0.044256 | 0.043517 | 0.042803
F5_Commercial_Lodging_Existing_Space Heating_Natural Gas_Unit Heater_E4 | F5 | Commercial | Lodging | Existing | Space Heating | Natural Gas | Unit Heater | E4 | Utility - Cost of Operation | 0 | 0 | 0 | 0 | 0 | 0 | 0 | 0 | 0 | 0 | 0 | 0 | 0 | 0 | 0 | 0 | 0 | 0 | 0 | 0 | 0 | 0 | 0 | 0 | 0 | 0 | 0 | 0 | 0 | 0 | 0
F5_Commercial_Lodging_Existing_Space Heating_Natural Gas_Unit Heater_E5 | F5 | Commercial | Lodging | Existing | Space Heating | Natural Gas | Unit Heater | E5 | Utility - Cost of Operation | 0 | 0 | 0 | 0 | 0 | 0 | 0 | 0 | 0 | 0 | 0 | 0 | 0 | 0 | 0 | 0 | 0 | 0 | 0 | 0 | 0 | 0 | 0 | 0 | 0 | 0 | 0 | 0 | 0 | 0 | 0
F5_Commercial_Lodging_Existing_Space Heating_Natural Gas_Unit Heater_E6 | F5 | Commercial | Lodging | Existing | Space Heating | Natural Gas | Unit Heater | E6 | Utility - Cost of Operation | 0 | 0 | 0 | 0 | 0 | 0 | 0 | 0 | 0 | 0 | 0 | 0 | 0 | 0 | 0 | 0 | 0 | 0 | 0 | 0 | 0 | 0 | 0 | 0 | 0 | 0 | 0 | 0 | 0 | 0 | 0
F5_Commercial_Lodging_Existing_Space Heating_Natural Gas_Unit Heater_E7 | F5 | Commercial | Lodging | Existing | Space Heating | Natural Gas | Unit Heater | E7 | Utility - Cost of Operation | 0 | 0 | 0 | 0 | 0 | 0 | 0 | 0 | 0 | 0 | 0 | 0 | 0 | 0 | 0 | 0 | 0 | 0 | 0 | 0 | 0 | 0 | 0 | 0 | 0 | 0 | 0 | 0 | 0 | 0 | 0
F5_Commercial_Lodging_Existing_Space Heating_Natural Gas_Unit Heater_E8 | F5 | Commercial | Lodging | Existing | Space Heating | Natural Gas | Unit Heater | E8 | Utility - Cost of Operation | 0 | 0 | 0 | 0 | 0 | 0 | 0 | 0 | 0 | 0 | 0 | 0 | 0 | 0 | 0 | 0 | 0 | 0 | 0 | 0 | 0 | 0 | 0 | 0 | 0 | 0 | 0 | 0 | 0 | 0 | 0
F5_Commercial_Lodging_Existing_Space Heating_Natural Gas_Unit Heater_E9 | F5 | Commercial | Lodging | Existing | Space Heating | Natural Gas | Unit Heater | E9 | Utility - Cost of Operation | 0 | 0 | 0 | 0 | 0 | 0 | 0 | 0 | 0 | 0 | 0 | 0 | 0 | 0 | 0 | 0 | 0 | 0 | 0 | 0 | 0 | 0 | 0 | 0 | 0 | 0 | 0 | 0 | 0 | 0 | 0
F5_Commercial_Lodging_Existing_Space Heating_Natural Gas_Unit Heater_E10 | F5 | Commercial | Lodging | Existing | Space Heating | Natural Gas | Unit Heater | E10 | Utility - Cost of Operation | 0 | 0 | 0 | 0 | 0 | 0 | 0 | 0 | 0 | 0 | 0 | 0 | 0 | 0 | 0 | 0 | 0 | 0 | 0 | 0 | 0 | 0 | 0 | 0 | 0 | 0 | 0 | 0 | 0 | 0 | 0
F6_Commercial_Lodging_Existing_Space Heating_Natural Gas_Unit Heater_E1 | F6 | Commercial | Lodging | Existing | Space Heating | Natural Gas | Unit Heater | E1 | Utility - Value of Sales | 0.14935 | 0.15095 | 0.15193 | 0.1531 | 0.15315 | 0 | 0 | 0 | 0 | 0 | 0 | 0 | 0 | 0 | 0 | 0 | 0 | 0 | 0 | 0 | 0 | 0 | 0 | 0 | 0 | 0 | 0 | 0 | 0 | 0 | 0
F6_Commercial_Lodging_Existing_Space Heating_Natural Gas_Unit Heater_E2 | F6 | Commercial | Lodging | Existing | Space Heating | Natural Gas | Unit Heater | E2 | Utility - Value of Sales | 0.13439 | 0.13584 | 0.13672 | 0.13778 | 0.13782 | 0.12974 | 0.12316 | 0.11941 | 0.12252 | 0.1255 | 0.1293 | 0.13323 | 0.11992 | 0.12467 | 0.13115 | 0.1305 | 0.13063 | 0.13104 | 0.12854 | 0.13006 | 0.13109 | 0.13253 | 0.13439 | 0.067281 | 0.065967 | 0.064732 | 0.063565 | 0.062455 | 0.061392 | 0.060368 | 0.059377
F6_Commercial_Lodging_Existing_Space Heating_Natural Gas_Unit Heater_E3 | F6 | Commercial | Lodging | Existing | Space Heating | Natural Gas | Unit Heater | E3 | Utility - Value of Sales | 0.11607 | 0.11732 | 0.11808 | 0.11899 | 0.11903 | 0.11205 | 0.10637 | 0.10313 | 0.10582 | 0.10839 | 0.11167 | 0.11507 | 0.10357 | 0.10767 | 0.11326 | 0.11271 | 0.11282 | 0.11318 | 0.11102 | 0.11233 | 0.11322 | 0.11446 | 0.11606 | 0.058107 | 0.056972 | 0.055906 | 0.054898 | 0.053939 | 0.053021 | 0.052137 | 0.051281
F6_Commercial_Lodging_Existing_Space Heating_Natural Gas_Unit Heater_E4 | F6 | Commercial | Lodging | Existing | Space Heating | Natural Gas | Unit Heater | E4 | Utility - Value of Sales | 0 | 0 | 0 | 0 | 0 | 0 | 0 | 0 | 0 | 0 | 0 | 0 | 0 | 0 | 0 | 0 | 0 | 0 | 0 | 0 | 0 | 0 | 0 | 0 | 0 | 0 | 0 | 0 | 0 | 0 | 0
F6_Commercial_Lodging_Existing_Space Heating_Natural Gas_Unit Heater_E5 | F6 | Commercial | Lodging | Existing | Space Heating | Natural Gas | Unit Heater | E5 | Utility - Value of Sales | 0 | 0 | 0 | 0 | 0 | 0 | 0 | 0 | 0 | 0 | 0 | 0 | 0 | 0 | 0 | 0 | 0 | 0 | 0 | 0 | 0 | 0 | 0 | 0 | 0 | 0 | 0 | 0 | 0 | 0 | 0
F6_Commercial_Lodging_Existing_Space Heating_Natural Gas_Unit Heater_E6 | F6 | Commercial | Lodging | Existing | Space Heating | Natural Gas | Unit Heater | E6 | Utility - Value of Sales | 0 | 0 | 0 | 0 | 0 | 0 | 0 | 0 | 0 | 0 | 0 | 0 | 0 | 0 | 0 | 0 | 0 | 0 | 0 | 0 | 0 | 0 | 0 | 0 | 0 | 0 | 0 | 0 | 0 | 0 | 0
F6_Commercial_Lodging_Existing_Space Heating_Natural Gas_Unit Heater_E7 | F6 | Commercial | Lodging | Existing | Space Heating | Natural Gas | Unit Heater | E7 | Utility - Value of Sales | 0 | 0 | 0 | 0 | 0 | 0 | 0 | 0 | 0 | 0 | 0 | 0 | 0 | 0 | 0 | 0 | 0 | 0 | 0 | 0 | 0 | 0 | 0 | 0 | 0 | 0 | 0 | 0 | 0 | 0 | 0
F6_Commercial_Lodging_Existing_Space Heating_Natural Gas_Unit Heater_E8 | F6 | Commercial | Lodging | Existing | Space Heating | Natural Gas | Unit Heater | E8 | Utility - Value of Sales | 0 | 0 | 0 | 0 | 0 | 0 | 0 | 0 | 0 | 0 | 0 | 0 | 0 | 0 | 0 | 0 | 0 | 0 | 0 | 0 | 0 | 0 | 0 | 0 | 0 | 0 | 0 | 0 | 0 | 0 | 0
F6_Commercial_Lodging_Existing_Space Heating_Natural Gas_Unit Heater_E9 | F6 | Commercial | Lodging | Existing | Space Heating | Natural Gas | Unit Heater | E9 | Utility - Value of Sales | 0 | 0 | 0 | 0 | 0 | 0 | 0 | 0 | 0 | 0 | 0 | 0 | 0 | 0 | 0 | 0 | 0 | 0 | 0 | 0 | 0 | 0 | 0 | 0 | 0 | 0 | 0 | 0 | 0 | 0 | 0
F6_Commercial_Lodging_Existing_Space Heating_Natural Gas_Unit Heater_E10 | F6 | Commercial | Lodging | Existing | Space Heating | Natural Gas | Unit Heater | E10 | Utility - Value of Sales | 0 | 0 | 0 | 0 | 0 | 0 | 0 | 0 | 0 | 0 | 0 | 0 | 0 | 0 | 0 | 0 | 0 | 0 | 0 | 0 | 0 | 0 | 0 | 0 | 0 | 0 | 0 | 0 | 0 | 0 | 0
F1_Commercial_Lodging_Existing_Water Heating_Natural Gas_Water Heater_E1 | F1 | Commercial | Lodging | Existing | Water Heating | Natural Gas | Water Heater | E1 | Participant - Cost of Equipment | 0.21556 | 0.21556 | 0.21556 | 0.21556 | 0.21556 | 0.21556 | 0.21556 | 0.21556 | 0.21556 | 0.21556 | 0.21556 | 0.21556 | 0.21556 | 0.21556 | 0.21556 | 0.21556 | 0.21556 | 0.21556 | 0.21556 | 0.21556 | 0.21556 | 0.21556 | 0.21556 | 0.21556 | 0.21556 | 0.21556 | 0.21556 | 0.21556 | 0.21556 | 0.21556 | 0.21556
F1_Commercial_Lodging_Existing_Water Heating_Natural Gas_Water Heater_E2 | F1 | Commercial | Lodging | Existing | Water Heating | Natural Gas | Water Heater | E2 | Participant - Cost of Equipment | 0.24088 | 0.24088 | 0.24088 | 0.24088 | 0.24088 | 0.24088 | 0.24088 | 0.24088 | 0.24088 | 0.24088 | 0.24088 | 0.24088 | 0.24088 | 0.24088 | 0.24088 | 0.24088 | 0.24088 | 0.24088 | 0.24088 | 0.24088 | 0.24088 | 0.24088 | 0.24088 | 0.24088 | 0.24088 | 0.24088 | 0.24088 | 0.24088 | 0.24088 | 0.24088 | 0.24088
F1_Commercial_Lodging_Existing_Water Heating_Natural Gas_Water Heater_E3 | F1 | Commercial | Lodging | Existing | Water Heating | Natural Gas | Water Heater | E3 | Participant - Cost of Equipment | 0.2518 | 0.2518 | 0.2518 | 0.2518 | 0.2518 | 0.2518 | 0.2518 | 0.2518 | 0.2518 | 0.2518 | 0.2518 | 0.2518 | 0.2518 | 0.2518 | 0.2518 | 0.2518 | 0.2518 | 0.2518 | 0.2518 | 0.2518 | 0.2518 | 0.2518 | 0.2518 | 0.2518 | 0.2518 | 0.2518 | 0.2518 | 0.2518 | 0.2518 | 0.2518 | 0.2518
F1_Commercial_Lodging_Existing_Water Heating_Natural Gas_Water Heater_E4 | F1 | Commercial | Lodging | Existing | Water Heating | Natural Gas | Water Heater | E4 | Participant - Cost of Equipment | 0 | 0 | 0 | 0 | 0 | 0 | 0 | 0.34526 | 0.34526 | 0.34526 | 0.34526 | 0.34526 | 0.34526 | 0.34526 | 0.34526 | 0.34526 | 0.34526 | 0.34526 | 0.34526 | 0.34526 | 0.34526 | 0.34526 | 0.34526 | 0.34526 | 0.34526 | 0.34526 | 0.34526 | 0.34526 | 0.34526 | 0.34526 | 0.34526
F1_Commercial_Lodging_Existing_Water Heating_Natural Gas_Water Heater_E5 | F1 | Commercial | Lodging | Existing | Water Heating | Natural Gas | Water Heater | E5 | Participant - Cost of Equipment | 0 | 0 | 0 | 0 | 0 | 0 | 0 | 0 | 0 | 0 | 0 | 0 | 0 | 0 | 0 | 0 | 0 | 0 | 0 | 0 | 0 | 0 | 0 | 0 | 0 | 0 | 0 | 0 | 0 | 0 | 0
F1_Commercial_Lodging_Existing_Water Heating_Natural Gas_Water Heater_E6 | F1 | Commercial | Lodging | Existing | Water Heating | Natural Gas | Water Heater | E6 | Participant - Cost of Equipment | 0 | 0 | 0 | 0 | 0 | 0 | 0 | 0 | 0 | 0 | 0 | 0 | 0 | 0 | 0 | 0 | 0 | 0 | 0 | 0 | 0 | 0 | 0 | 0 | 0 | 0 | 0 | 0 | 0 | 0 | 0
F1_Commercial_Lodging_Existing_Water Heating_Natural Gas_Water Heater_E7 | F1 | Commercial | Lodging | Existing | Water Heating | Natural Gas | Water Heater | E7 | Participant - Cost of Equipment | 0 | 0 | 0 | 0 | 0 | 0 | 0 | 0 | 0 | 0 | 0 | 0 | 0 | 0 | 0 | 0 | 0 | 0 | 0 | 0 | 0 | 0 | 0 | 0 | 0 | 0 | 0 | 0 | 0 | 0 | 0
F1_Commercial_Lodging_Existing_Water Heating_Natural Gas_Water Heater_E8 | F1 | Commercial | Lodging | Existing | Water Heating | Natural Gas | Water Heater | E8 | Participant - Cost of Equipment | 0 | 0 | 0 | 0 | 0 | 0 | 0 | 0 | 0 | 0 | 0 | 0 | 0 | 0 | 0 | 0 | 0 | 0 | 0 | 0 | 0 | 0 | 0 | 0 | 0 | 0 | 0 | 0 | 0 | 0 | 0
F1_Commercial_Lodging_Existing_Water Heating_Natural Gas_Water Heater_E9 | F1 | Commercial | Lodging | Existing | Water Heating | Natural Gas | Water Heater | E9 | Participant - Cost of Equipment | 0 | 0 | 0 | 0 | 0 | 0 | 0 | 0 | 0 | 0 | 0 | 0 | 0 | 0 | 0 | 0 | 0 | 0 | 0 | 0 | 0 | 0 | 0 | 0 | 0 | 0 | 0 | 0 | 0 | 0 | 0
F1_Commercial_Lodging_Existing_Water Heating_Natural Gas_Water Heater_E10 | F1 | Commercial | Lodging | Existing | Water Heating | Natural Gas | Water Heater | E10 | Participant - Cost of Equipment | 0 | 0 | 0 | 0 | 0 | 0 | 0 | 0 | 0 | 0 | 0 | 0 | 0 | 0 | 0 | 0 | 0 | 0 | 0 | 0 | 0 | 0 | 0 | 0 | 0 | 0 | 0 | 0 | 0 | 0 | 0
F2_Commercial_Lodging_Existing_Water Heating_Natural Gas_Water Heater_E1 | F2 | Commercial | Lodging | Existing | Water Heating | Natural Gas | Water Heater | E1 | Participant - Cost of Operation | 1.6562 | 1.689 | 1.7125 | 1.738 | 1.7745 | 1.6625 | 1.575 | 1.529 | 1.5125 | 1.4871 | 1.47 | 1.5479 | 1.3853 | 1.4807 | 1.6031 | 1.7221 | 1.7266 | 1.7348 | 1.7016 | 1.7253 | 1.7418 | 1.7642 | 1.7923 | 0.84424 | 0.8274 | 0.81164 | 0.7968 | 0.78272 | 0.76928 | 0.75636 | 0.74388
F2_Commercial_Lodging_Existing_Water Heating_Natural Gas_Water Heater_E2 | F2 | Commercial | Lodging | Existing | Water Heating | Natural Gas | Water Heater | E2 | Participant - Cost of Operation | 1.4095 | 1.4375 | 1.4574 | 1.4791 | 1.5102 | 1.4149 | 1.3405 | 1.3013 | 1.2872 | 1.2656 | 1.2511 | 1.3173 | 1.179 | 1.2602 | 1.3643 | 1.4656 | 1.4694 | 1.4764 | 1.4482 | 1.4683 | 1.4824 | 1.5014 | 1.5253 | 0.7185 | 0.70417 | 0.69075 | 0.67813 | 0.66615 | 0.65471 | 0.64371 | 0.63309
F2_Commercial_Lodging_Existing_Water Heating_Natural Gas_Water Heater_E3 | F2 | Commercial | Lodging | Existing | Water Heating | Natural Gas | Water Heater | E3 | Participant - Cost of Operation | 1.1746 | 1.1979 | 1.2145 | 1.2326 | 1.2585 | 1.1791 | 1.117 | 1.0844 | 1.0727 | 1.0547 | 1.0426 | 1.0978 | 0.98248 | 1.0501 | 1.137 | 1.2214 | 1.2245 | 1.2304 | 1.2068 | 1.2236 | 1.2353 | 1.2512 | 1.2711 | 0.59875 | 0.58681 | 0.57563 | 0.5651 | 0.55512 | 0.54559 | 0.53643 | 0.52757
F2_Commercial_Lodging_Existing_Water Heating_Natural Gas_Water Heater_E4 | F2 | Commercial | Lodging | Existing | Water Heating | Natural Gas | Water Heater | E4 | Participant - Cost of Operation | 0 | 0 | 0 | 0 | 0 | 0 | 0 | 0.83153 | 0.84361 | 0.85485 | 0.872 | 0.88924 | 0.80889 | 0.80362 | 0.80485 | 0.79994 | 0.79949 | 0.80069 | 0.78551 | 0.79307 | 0.79787 | 0.80505 | 0.81457 | 0.43502 | 0.42672 | 0.41888 | 0.41145 | 0.40435 | 0.39754 | 0.39096 | 0.38323
F2_Commercial_Lodging_Existing_Water Heating_Natural Gas_Water Heater_E5 | F2 | Commercial | Lodging | Existing | Water Heating | Natural Gas | Water Heater | E5 | Participant - Cost of Operation | 0 | 0 | 0 | 0 | 0 | 0 | 0 | 0 | 0 | 0 | 0 | 0 | 0 | 0 | 0 | 0 | 0 | 0 | 0 | 0 | 0 | 0 | 0 | 0 | 0 | 0 | 0 | 0 | 0 | 0 | 0
F2_Commercial_Lodging_Existing_Water Heating_Natural Gas_Water Heater_E6 | F2 | Commercial | Lodging | Existing | Water Heating | Natural Gas | Water Heater | E6 | Participant - Cost of Operation | 0 | 0 | 0 | 0 | 0 | 0 | 0 | 0 | 0 | 0 | 0 | 0 | 0 | 0 | 0 | 0 | 0 | 0 | 0 | 0 | 0 | 0 | 0 | 0 | 0 | 0 | 0 | 0 | 0 | 0 | 0
F2_Commercial_Lodging_Existing_Water Heating_Natural Gas_Water Heater_E7 | F2 | Commercial | Lodging | Existing | Water Heating | Natural Gas | Water Heater | E7 | Participant - Cost of Operation | 0 | 0 | 0 | 0 | 0 | 0 | 0 | 0 | 0 | 0 | 0 | 0 | 0 | 0 | 0 | 0 | 0 | 0 | 0 | 0 | 0 | 0 | 0 | 0 | 0 | 0 | 0 | 0 | 0 | 0 | 0
F2_Commercial_Lodging_Existing_Water Heating_Natural Gas_Water Heater_E8 | F2 | Commercial | Lodging | Existing | Water Heating | Natural Gas | Water Heater | E8 | Participant - Cost of Operation | 0 | 0 | 0 | 0 | 0 | 0 | 0 | 0 | 0 | 0 | 0 | 0 | 0 | 0 | 0 | 0 | 0 | 0 | 0 | 0 | 0 | 0 | 0 | 0 | 0 | 0 | 0 | 0 | 0 | 0 | 0
F2_Commercial_Lodging_Existing_Water Heating_Natural Gas_Water Heater_E9 | F2 | Commercial | Lodging | Existing | Water Heating | Natural Gas | Water Heater | E9 | Participant - Cost of Operation | 0 | 0 | 0 | 0 | 0 | 0 | 0 | 0 | 0 | 0 | 0 | 0 | 0 | 0 | 0 | 0 | 0 | 0 | 0 | 0 | 0 | 0 | 0 | 0 | 0 | 0 | 0 | 0 | 0 | 0 | 0
F2_Commercial_Lodging_Existing_Water Heating_Natural Gas_Water Heater_E10 | F2 | Commercial | Lodging | Existing | Water Heating | Natural Gas | Water Heater | E10 | Participant - Cost of Operation | 0 | 0 | 0 | 0 | 0 | 0 | 0 | 0 | 0 | 0 | 0 | 0 | 0 | 0 | 0 | 0 | 0 | 0 | 0 | 0 | 0 | 0 | 0 | 0 | 0 | 0 | 0 | 0 | 0 | 0 | 0
F3_Commercial_Lodging_Existing_Water Heating_Natural Gas_Water Heater_E1 | F3 | Commercial | Lodging | Existing | Water Heating | Natural Gas | Water Heater | E1 | System - kBTUs of Conusmption | 138.5905 | 138.9225 | 138.7109 | 138.5661 | 138.5661 | 138.5661 | 138.5661 | 138.5661 | 138.5661 | 138.5661 | 138.5661 | 138.5661 | 138.5661 | 138.5661 | 138.5661 | 138.5661 | 138.5661 | 138.5661 | 138.5661 | 138.5661 | 138.5661 | 138.5661 | 138.5661 | 138.5661 | 138.5661 | 138.5661 | 138.5661 | 138.5661 | 138.5661 | 138.5661 | 138.5661
F3_Commercial_Lodging_Existing_Water Heating_Natural Gas_Water Heater_E2 | F3 | Commercial | Lodging | Existing | Water Heating | Natural Gas | Water Heater | E2 | System - kBTUs of Conusmption | 117.9493 | 118.2319 | 118.0519 | 117.9286 | 117.9286 | 117.9286 | 117.9286 | 117.9286 | 117.9286 | 117.9286 | 117.9286 | 117.9286 | 117.9286 | 117.9286 | 117.9286 | 117.9286 | 117.9286 | 117.9286 | 117.9286 | 117.9286 | 117.9286 | 117.9286 | 117.9286 | 117.9286 | 117.9286 | 117.9286 | 117.9286 | 117.9286 | 117.9286 | 117.9286 | 117.9286
F3_Commercial_Lodging_Existing_Water Heating_Natural Gas_Water Heater_E3 | F3 | Commercial | Lodging | Existing | Water Heating | Natural Gas | Water Heater | E3 | System - kBTUs of Conusmption | 98.2911 | 98.5266 | 98.3766 | 98.2738 | 98.2738 | 98.2738 | 98.2738 | 98.2738 | 98.2738 | 98.2738 | 98.2738 | 98.2738 | 98.2738 | 98.2738 | 98.2738 | 98.2738 | 98.2738 | 98.2738 | 98.2738 | 98.2738 | 98.2738 | 98.2738 | 98.2738 | 98.2738 | 98.2738 | 98.2738 | 98.2738 | 98.2738 | 98.2738 | 98.2738 | 98.2738
F3_Commercial_Lodging_Existing_Water Heating_Natural Gas_Water Heater_E4 | F3 | Commercial | Lodging | Existing | Water Heating | Natural Gas | Water Heater | E4 | System - kBTUs of Conusmption | 0 | 0 | 0 | 0 | 0 | 0 | 0 | 74.1689 | 74.1689 | 74.1689 | 74.1689 | 74.1689 | 74.1689 | 74.1689 | 74.1689 | 74.1689 | 74.1689 | 74.1689 | 74.1689 | 74.1689 | 74.1689 | 74.1689 | 74.1689 | 74.1689 | 74.1689 | 74.1689 | 74.1689 | 74.1689 | 74.1689 | 74.1689 | 74.1689
F3_Commercial_Lodging_Existing_Water Heating_Natural Gas_Water Heater_E5 | F3 | Commercial | Lodging | Existing | Water Heating | Natural Gas | Water Heater | E5 | System - kBTUs of Conusmption | 0 | 0 | 0 | 0 | 0 | 0 | 0 | 0 | 0 | 0 | 0 | 0 | 0 | 0 | 0 | 0 | 0 | 0 | 0 | 0 | 0 | 0 | 0 | 0 | 0 | 0 | 0 | 0 | 0 | 0 | 0
F3_Commercial_Lodging_Existing_Water Heating_Natural Gas_Water Heater_E6 | F3 | Commercial | Lodging | Existing | Water Heating | Natural Gas | Water Heater | E6 | System - kBTUs of Conusmption | 0 | 0 | 0 | 0 | 0 | 0 | 0 | 0 | 0 | 0 | 0 | 0 | 0 | 0 | 0 | 0 | 0 | 0 | 0 | 0 | 0 | 0 | 0 | 0 | 0 | 0 | 0 | 0 | 0 | 0 | 0
F3_Commercial_Lodging_Existing_Water Heating_Natural Gas_Water Heater_E7 | F3 | Commercial | Lodging | Existing | Water Heating | Natural Gas | Water Heater | E7 | System - kBTUs of Conusmption | 0 | 0 | 0 | 0 | 0 | 0 | 0 | 0 | 0 | 0 | 0 | 0 | 0 | 0 | 0 | 0 | 0 | 0 | 0 | 0 | 0 | 0 | 0 | 0 | 0 | 0 | 0 | 0 | 0 | 0 | 0
F3_Commercial_Lodging_Existing_Water Heating_Natural Gas_Water Heater_E8 | F3 | Commercial | Lodging | Existing | Water Heating | Natural Gas | Water Heater | E8 | System - kBTUs of Conusmption | 0 | 0 | 0 | 0 | 0 | 0 | 0 | 0 | 0 | 0 | 0 | 0 | 0 | 0 | 0 | 0 | 0 | 0 | 0 | 0 | 0 | 0 | 0 | 0 | 0 | 0 | 0 | 0 | 0 | 0 | 0
F3_Commercial_Lodging_Existing_Water Heating_Natural Gas_Water Heater_E9 | F3 | Commercial | Lodging | Existing | Water Heating | Natural Gas | Water Heater | E9 | System - kBTUs of Conusmption | 0 | 0 | 0 | 0 | 0 | 0 | 0 | 0 | 0 | 0 | 0 | 0 | 0 | 0 | 0 | 0 | 0 | 0 | 0 | 0 | 0 | 0 | 0 | 0 | 0 | 0 | 0 | 0 | 0 | 0 | 0
F3_Commercial_Lodging_Existing_Water Heating_Natural Gas_Water Heater_E10 | F3 | Commercial | Lodging | Existing | Water Heating | Natural Gas | Water Heater | E10 | System - kBTUs of Conusmption | 0 | 0 | 0 | 0 | 0 | 0 | 0 | 0 | 0 | 0 | 0 | 0 | 0 | 0 | 0 | 0 | 0 | 0 | 0 | 0 | 0 | 0 | 0 | 0 | 0 | 0 | 0 | 0 | 0 | 0 | 0
F4_Commercial_Lodging_Existing_Water Heating_Natural Gas_Water Heater_E1 | F4 | Commercial | Lodging | Existing | Water Heating | Natural Gas | Water Heater | E1 | Utility - Cost of Equipment | 0.21556 | 0.21556 | 0.21556 | 0.21556 | 0.21556 | 0.21556 | 0.21556 | 0.21556 | 0.21556 | 0.21556 | 0.21556 | 0.21556 | 0.21556 | 0.21556 | 0.21556 | 0.21556 | 0.21556 | 0.21556 | 0.21556 | 0.21556 | 0.21556 | 0.21556 | 0.21556 | 0.21556 | 0.21556 | 0.21556 | 0.21556 | 0.21556 | 0.21556 | 0.21556 | 0.21556
F4_Commercial_Lodging_Existing_Water Heating_Natural Gas_Water Heater_E2 | F4 | Commercial | Lodging | Existing | Water Heating | Natural Gas | Water Heater | E2 | Utility - Cost of Equipment | 0.24088 | 0.24088 | 0.24088 | 0.24088 | 0.24088 | 0.24088 | 0.24088 | 0.24088 | 0.24088 | 0.24088 | 0.24088 | 0.24088 | 0.24088 | 0.24088 | 0.24088 | 0.24088 | 0.24088 | 0.24088 | 0.24088 | 0.24088 | 0.24088 | 0.24088 | 0.24088 | 0.24088 | 0.24088 | 0.24088 | 0.24088 | 0.24088 | 0.24088 | 0.24088 | 0.24088
F4_Commercial_Lodging_Existing_Water Heating_Natural Gas_Water Heater_E3 | F4 | Commercial | Lodging | Existing | Water Heating | Natural Gas | Water Heater | E3 | Utility - Cost of Equipment | 0.2518 | 0.2518 | 0.2518 | 0.2518 | 0.2518 | 0.2518 | 0.2518 | 0.2518 | 0.2518 | 0.2518 | 0.2518 | 0.2518 | 0.2518 | 0.2518 | 0.2518 | 0.2518 | 0.2518 | 0.2518 | 0.2518 | 0.2518 | 0.2518 | 0.2518 | 0.2518 | 0.2518 | 0.2518 | 0.2518 | 0.2518 | 0.2518 | 0.2518 | 0.2518 | 0.2518
F4_Commercial_Lodging_Existing_Water Heating_Natural Gas_Water Heater_E4 | F4 | Commercial | Lodging | Existing | Water Heating | Natural Gas | Water Heater | E4 | Utility - Cost of Equipment | 0 | 0 | 0 | 0 | 0 | 0 | 0 | 0.34526 | 0.34526 | 0.34526 | 0.34526 | 0.34526 | 0.34526 | 0.34526 | 0.34526 | 0.34526 | 0.34526 | 0.34526 | 0.34526 | 0.34526 | 0.34526 | 0.34526 | 0.34526 | 0.34526 | 0.34526 | 0.34526 | 0.34526 | 0.34526 | 0.34526 | 0.34526 | 0.34526
F4_Commercial_Lodging_Existing_Water Heating_Natural Gas_Water Heater_E5 | F4 | Commercial | Lodging | Existing | Water Heating | Natural Gas | Water Heater | E5 | Utility - Cost of Equipment | 0 | 0 | 0 | 0 | 0 | 0 | 0 | 0 | 0 | 0 | 0 | 0 | 0 | 0 | 0 | 0 | 0 | 0 | 0 | 0 | 0 | 0 | 0 | 0 | 0 | 0 | 0 | 0 | 0 | 0 | 0
F4_Commercial_Lodging_Existing_Water Heating_Natural Gas_Water Heater_E6 | F4 | Commercial | Lodging | Existing | Water Heating | Natural Gas | Water Heater | E6 | Utility - Cost of Equipment | 0 | 0 | 0 | 0 | 0 | 0 | 0 | 0 | 0 | 0 | 0 | 0 | 0 | 0 | 0 | 0 | 0 | 0 | 0 | 0 | 0 | 0 | 0 | 0 | 0 | 0 | 0 | 0 | 0 | 0 | 0
F4_Commercial_Lodging_Existing_Water Heating_Natural Gas_Water Heater_E7 | F4 | Commercial | Lodging | Existing | Water Heating | Natural Gas | Water Heater | E7 | Utility - Cost of Equipment | 0 | 0 | 0 | 0 | 0 | 0 | 0 | 0 | 0 | 0 | 0 | 0 | 0 | 0 | 0 | 0 | 0 | 0 | 0 | 0 | 0 | 0 | 0 | 0 | 0 | 0 | 0 | 0 | 0 | 0 | 0
F4_Commercial_Lodging_Existing_Water Heating_Natural Gas_Water Heater_E8 | F4 | Commercial | Lodging | Existing | Water Heating | Natural Gas | Water Heater | E8 | Utility - Cost of Equipment | 0 | 0 | 0 | 0 | 0 | 0 | 0 | 0 | 0 | 0 | 0 | 0 | 0 | 0 | 0 | 0 | 0 | 0 | 0 | 0 | 0 | 0 | 0 | 0 | 0 | 0 | 0 | 0 | 0 | 0 | 0
F4_Commercial_Lodging_Existing_Water Heating_Natural Gas_Water Heater_E9 | F4 | Commercial | Lodging | Existing | Water Heating | Natural Gas | Water Heater | E9 | Utility - Cost of Equipment | 0 | 0 | 0 | 0 | 0 | 0 | 0 | 0 | 0 | 0 | 0 | 0 | 0 | 0 | 0 | 0 | 0 | 0 | 0 | 0 | 0 | 0 | 0 | 0 | 0 | 0 | 0 | 0 | 0 | 0 | 0
F4_Commercial_Lodging_Existing_Water Heating_Natural Gas_Water Heater_E10 | F4 | Commercial | Lodging | Existing | Water Heating | Natural Gas | Water Heater | E10 | Utility - Cost of Equipment | 0 | 0 | 0 | 0 | 0 | 0 | 0 | 0 | 0 | 0 | 0 | 0 | 0 | 0 | 0 | 0 | 0 | 0 | 0 | 0 | 0 | 0 | 0 | 0 | 0 | 0 | 0 | 0 | 0 | 0 | 0
F5_Commercial_Lodging_Existing_Water Heating_Natural Gas_Water Heater_E1 | F5 | Commercial | Lodging | Existing | Water Heating | Natural Gas | Water Heater | E1 | Utility - Cost of Operation | 1.3824 | 1.4098 | 1.4294 | 1.4506 | 1.4811 | 1.3877 | 1.3146 | 1.2762 | 1.2624 | 1.2413 | 1.227 | 1.292 | 1.1563 | 1.2359 | 1.3381 | 1.4374 | 1.4411 | 1.448 | 1.4203 | 1.4401 | 1.4539 | 1.4725 | 1.496 | 0.70467 | 0.69061 | 0.67746 | 0.66507 | 0.65332 | 0.64211 | 0.63132 | 0.6209
F5_Commercial_Lodging_Existing_Water Heating_Natural Gas_Water Heater_E2 | F5 | Commercial | Lodging | Existing | Water Heating | Natural Gas | Water Heater | E2 | Utility - Cost of Operation | 1.1765 | 1.1998 | 1.2165 | 1.2346 | 1.2606 | 1.181 | 1.1188 | 1.0862 | 1.0744 | 1.0564 | 1.0442 | 1.0996 | 0.98406 | 1.0518 | 1.1388 | 1.2233 | 1.2265 | 1.2323 | 1.2088 | 1.2256 | 1.2373 | 1.2532 | 1.2732 | 0.59972 | 0.58776 | 0.57656 | 0.56602 | 0.55602 | 0.54647 | 0.53729 | 0.52842
F5_Commercial_Lodging_Existing_Water Heating_Natural Gas_Water Heater_E3 | F5 | Commercial | Lodging | Existing | Water Heating | Natural Gas | Water Heater | E3 | Utility - Cost of Operation | 0.98042 | 0.99985 | 1.0138 | 1.0288 | 1.0505 | 0.98418 | 0.93237 | 0.90513 | 0.89535 | 0.88033 | 0.8702 | 0.9163 | 0.82005 | 0.87652 | 0.94899 | 1.0194 | 1.0221 | 1.0269 | 1.0073 | 1.0213 | 1.0311 | 1.0443 | 1.061 | 0.49977 | 0.4898 | 0.48047 | 0.47168 | 0.46335 | 0.45539 | 0.44774 | 0.44035
F5_Commercial_Lodging_Existing_Water Heating_Natural Gas_Water Heater_E4 | F5 | Commercial | Lodging | Existing | Water Heating | Natural Gas | Water Heater | E4 | Utility - Cost of Operation | 0 | 0 | 0 | 0 | 0 | 0 | 0 | 0.69406 | 0.70414 | 0.71352 | 0.72784 | 0.74223 | 0.67516 | 0.67077 | 0.67179 | 0.6677 | 0.66732 | 0.66832 | 0.65565 | 0.66196 | 0.66597 | 0.67196 | 0.67991 | 0.3631 | 0.35617 | 0.34963 | 0.34343 | 0.33751 | 0.33182 | 0.32632 | 0.31987
F5_Commercial_Lodging_Existing_Water Heating_Natural Gas_Water Heater_E5 | F5 | Commercial | Lodging | Existing | Water Heating | Natural Gas | Water Heater | E5 | Utility - Cost of Operation | 0 | 0 | 0 | 0 | 0 | 0 | 0 | 0 | 0 | 0 | 0 | 0 | 0 | 0 | 0 | 0 | 0 | 0 | 0 | 0 | 0 | 0 | 0 | 0 | 0 | 0 | 0 | 0 | 0 | 0 | 0
F5_Commercial_Lodging_Existing_Water Heating_Natural Gas_Water Heater_E6 | F5 | Commercial | Lodging | Existing | Water Heating | Natural Gas | Water Heater | E6 | Utility - Cost of Operation | 0 | 0 | 0 | 0 | 0 | 0 | 0 | 0 | 0 | 0 | 0 | 0 | 0 | 0 | 0 | 0 | 0 | 0 | 0 | 0 | 0 | 0 | 0 | 0 | 0 | 0 | 0 | 0 | 0 | 0 | 0
F5_Commercial_Lodging_Existing_Water Heating_Natural Gas_Water Heater_E7 | F5 | Commercial | Lodging | Existing | Water Heating | Natural Gas | Water Heater | E7 | Utility - Cost of Operation | 0 | 0 | 0 | 0 | 0 | 0 | 0 | 0 | 0 | 0 | 0 | 0 | 0 | 0 | 0 | 0 | 0 | 0 | 0 | 0 | 0 | 0 | 0 | 0 | 0 | 0 | 0 | 0 | 0 | 0 | 0
F5_Commercial_Lodging_Existing_Water Heating_Natural Gas_Water Heater_E8 | F5 | Commercial | Lodging | Existing | Water Heating | Natural Gas | Water Heater | E8 | Utility - Cost of Operation | 0 | 0 | 0 | 0 | 0 | 0 | 0 | 0 | 0 | 0 | 0 | 0 | 0 | 0 | 0 | 0 | 0 | 0 | 0 | 0 | 0 | 0 | 0 | 0 | 0 | 0 | 0 | 0 | 0 | 0 | 0
F5_Commercial_Lodging_Existing_Water Heating_Natural Gas_Water Heater_E9 | F5 | Commercial | Lodging | Existing | Water Heating | Natural Gas | Water Heater | E9 | Utility - Cost of Operation | 0 | 0 | 0 | 0 | 0 | 0 | 0 | 0 | 0 | 0 | 0 | 0 | 0 | 0 | 0 | 0 | 0 | 0 | 0 | 0 | 0 | 0 | 0 | 0 | 0 | 0 | 0 | 0 | 0 | 0 | 0
F5_Commercial_Lodging_Existing_Water Heating_Natural Gas_Water Heater_E10 | F5 | Commercial | Lodging | Existing | Water Heating | Natural Gas | Water Heater | E10 | Utility - Cost of Operation | 0 | 0 | 0 | 0 | 0 | 0 | 0 | 0 | 0 | 0 | 0 | 0 | 0 | 0 | 0 | 0 | 0 | 0 | 0 | 0 | 0 | 0 | 0 | 0 | 0 | 0 | 0 | 0 | 0 | 0 | 0
F6_Commercial_Lodging_Existing_Water Heating_Natural Gas_Water Heater_E1 | F6 | Commercial | Lodging | Existing | Water Heating | Natural Gas | Water Heater | E1 | Utility - Value of Sales | 1.6562 | 1.689 | 1.7125 | 1.738 | 1.7745 | 1.6625 | 1.575 | 1.529 | 1.5125 | 1.4871 | 1.47 | 1.5479 | 1.3853 | 1.4807 | 1.6031 | 1.7221 | 1.7266 | 1.7348 | 1.7016 | 1.7253 | 1.7418 | 1.7642 | 1.7923 | 0.84424 | 0.8274 | 0.81164 | 0.7968 | 0.78272 | 0.76928 | 0.75636 | 0.74388
F6_Commercial_Lodging_Existing_Water Heating_Natural Gas_Water Heater_E2 | F6 | Commercial | Lodging | Existing | Water Heating | Natural Gas | Water Heater | E2 | Utility - Value of Sales | 1.4095 | 1.4375 | 1.4574 | 1.4791 | 1.5102 | 1.4149 | 1.3405 | 1.3013 | 1.2872 | 1.2656 | 1.2511 | 1.3173 | 1.179 | 1.2602 | 1.3643 | 1.4656 | 1.4694 | 1.4764 | 1.4482 | 1.4683 | 1.4824 | 1.5014 | 1.5253 | 0.7185 | 0.70417 | 0.69075 | 0.67813 | 0.66615 | 0.65471 | 0.64371 | 0.63309
F6_Commercial_Lodging_Existing_Water Heating_Natural Gas_Water Heater_E3 | F6 | Commercial | Lodging | Existing | Water Heating | Natural Gas | Water Heater | E3 | Utility - Value of Sales | 1.1746 | 1.1979 | 1.2145 | 1.2326 | 1.2585 | 1.1791 | 1.117 | 1.0844 | 1.0727 | 1.0547 | 1.0426 | 1.0978 | 0.98248 | 1.0501 | 1.137 | 1.2214 | 1.2245 | 1.2304 | 1.2068 | 1.2236 | 1.2353 | 1.2512 | 1.2711 | 0.59875 | 0.58681 | 0.57563 | 0.5651 | 0.55512 | 0.54559 | 0.53643 | 0.52757
F6_Commercial_Lodging_Existing_Water Heating_Natural Gas_Water Heater_E4 | F6 | Commercial | Lodging | Existing | Water Heating | Natural Gas | Water Heater | E4 | Utility - Value of Sales | 0 | 0 | 0 | 0 | 0 | 0 | 0 | 0.83153 | 0.84361 | 0.85485 | 0.872 | 0.88924 | 0.80889 | 0.80362 | 0.80485 | 0.79994 | 0.79949 | 0.80069 | 0.78551 | 0.79307 | 0.79787 | 0.80505 | 0.81457 | 0.43502 | 0.42672 | 0.41888 | 0.41145 | 0.40435 | 0.39754 | 0.39096 | 0.38323
F6_Commercial_Lodging_Existing_Water Heating_Natural Gas_Water Heater_E5 | F6 | Commercial | Lodging | Existing | Water Heating | Natural Gas | Water Heater | E5 | Utility - Value of Sales | 0 | 0 | 0 | 0 | 0 | 0 | 0 | 0 | 0 | 0 | 0 | 0 | 0 | 0 | 0 | 0 | 0 | 0 | 0 | 0 | 0 | 0 | 0 | 0 | 0 | 0 | 0 | 0 | 0 | 0 | 0
F6_Commercial_Lodging_Existing_Water Heating_Natural Gas_Water Heater_E6 | F6 | Commercial | Lodging | Existing | Water Heating | Natural Gas | Water Heater | E6 | Utility - Value of Sales | 0 | 0 | 0 | 0 | 0 | 0 | 0 | 0 | 0 | 0 | 0 | 0 | 0 | 0 | 0 | 0 | 0 | 0 | 0 | 0 | 0 | 0 | 0 | 0 | 0 | 0 | 0 | 0 | 0 | 0 | 0
F6_Commercial_Lodging_Existing_Water Heating_Natural Gas_Water Heater_E7 | F6 | Commercial | Lodging | Existing | Water Heating | Natural Gas | Water Heater | E7 | Utility - Value of Sales | 0 | 0 | 0 | 0 | 0 | 0 | 0 | 0 | 0 | 0 | 0 | 0 | 0 | 0 | 0 | 0 | 0 | 0 | 0 | 0 | 0 | 0 | 0 | 0 | 0 | 0 | 0 | 0 | 0 | 0 | 0
F6_Commercial_Lodging_Existing_Water Heating_Natural Gas_Water Heater_E8 | F6 | Commercial | Lodging | Existing | Water Heating | Natural Gas | Water Heater | E8 | Utility - Value of Sales | 0 | 0 | 0 | 0 | 0 | 0 | 0 | 0 | 0 | 0 | 0 | 0 | 0 | 0 | 0 | 0 | 0 | 0 | 0 | 0 | 0 | 0 | 0 | 0 | 0 | 0 | 0 | 0 | 0 | 0 | 0
F6_Commercial_Lodging_Existing_Water Heating_Natural Gas_Water Heater_E9 | F6 | Commercial | Lodging | Existing | Water Heating | Natural Gas | Water Heater | E9 | Utility - Value of Sales | 0 | 0 | 0 | 0 | 0 | 0 | 0 | 0 | 0 | 0 | 0 | 0 | 0 | 0 | 0 | 0 | 0 | 0 | 0 | 0 | 0 | 0 | 0 | 0 | 0 | 0 | 0 | 0 | 0 | 0 | 0
F6_Commercial_Lodging_Existing_Water Heating_Natural Gas_Water Heater_E10 | F6 | Commercial | Lodging | Existing | Water Heating | Natural Gas | Water Heater | E10 | Utility - Value of Sales | 0 | 0 | 0 | 0 | 0 | 0 | 0 | 0 | 0 | 0 | 0 | 0 | 0 | 0 | 0 | 0 | 0 | 0 | 0 | 0 | 0 | 0 | 0 | 0 | 0 | 0 | 0 | 0 | 0 | 0 | 0
F1_Commercial_Lodging_Existing_Food Preparation_Natural Gas_Oven_E1 | F1 | Commercial | Lodging | Existing | Food Preparation | Natural Gas | Oven | E1 | Participant - Cost of Equipment | 0.15216 | 0.15216 | 0.15216 | 0.15216 | 0.15216 | 0.15216 | 0.15216 | 0.15216 | 0.15216 | 0.15216 | 0.15216 | 0.15216 | 0.15216 | 0.15216 | 0.15216 | 0.15216 | 0.15216 | 0.15216 | 0.15216 | 0.15216 | 0.15216 | 0.15216 | 0.15216 | 0.15216 | 0.15216 | 0.15216 | 0.15216 | 0.15216 | 0.15216 | 0.15216 | 0.15216
F1_Commercial_Lodging_Existing_Food Preparation_Natural Gas_Oven_E2 | F1 | Commercial | Lodging | Existing | Food Preparation | Natural Gas | Oven | E2 | Participant - Cost of Equipment | 0.15856 | 0.15856 | 0.15856 | 0.15856 | 0.15856 | 0.15856 | 0.15856 | 0.15856 | 0.15856 | 0.15856 | 0.15856 | 0.15856 | 0.15856 | 0.15856 | 0.15856 | 0.15856 | 0.15856 | 0.15856 | 0.15856 | 0.15856 | 0.15856 | 0.15856 | 0.15856 | 0.15856 | 0.15856 | 0.15856 | 0.15856 | 0.15856 | 0.15856 | 0.15856 | 0.15856
F1_Commercial_Lodging_Existing_Food Preparation_Natural Gas_Oven_E3 | F1 | Commercial | Lodging | Existing | Food Preparation | Natural Gas | Oven | E3 | Participant - Cost of Equipment | 0 | 0 | 0 | 0 | 0 | 0 | 0 | 0 | 0 | 0 | 0 | 0 | 0 | 0 | 0 | 0 | 0 | 0 | 0 | 0 | 0 | 0 | 0 | 0 | 0 | 0 | 0 | 0 | 0 | 0 | 0
F1_Commercial_Lodging_Existing_Food Preparation_Natural Gas_Oven_E4 | F1 | Commercial | Lodging | Existing | Food Preparation | Natural Gas | Oven | E4 | Participant - Cost of Equipment | 0 | 0 | 0 | 0 | 0 | 0 | 0 | 0 | 0 | 0 | 0 | 0 | 0 | 0 | 0 | 0 | 0 | 0 | 0 | 0 | 0 | 0 | 0 | 0 | 0 | 0 | 0 | 0 | 0 | 0 | 0
F1_Commercial_Lodging_Existing_Food Preparation_Natural Gas_Oven_E5 | F1 | Commercial | Lodging | Existing | Food Preparation | Natural Gas | Oven | E5 | Participant - Cost of Equipment | 0 | 0 | 0 | 0 | 0 | 0 | 0 | 0 | 0 | 0 | 0 | 0 | 0 | 0 | 0 | 0 | 0 | 0 | 0 | 0 | 0 | 0 | 0 | 0 | 0 | 0 | 0 | 0 | 0 | 0 | 0
F1_Commercial_Lodging_Existing_Food Preparation_Natural Gas_Oven_E6 | F1 | Commercial | Lodging | Existing | Food Preparation | Natural Gas | Oven | E6 | Participant - Cost of Equipment | 0 | 0 | 0 | 0 | 0 | 0 | 0 | 0 | 0 | 0 | 0 | 0 | 0 | 0 | 0 | 0 | 0 | 0 | 0 | 0 | 0 | 0 | 0 | 0 | 0 | 0 | 0 | 0 | 0 | 0 | 0
F1_Commercial_Lodging_Existing_Food Preparation_Natural Gas_Oven_E7 | F1 | Commercial | Lodging | Existing | Food Preparation | Natural Gas | Oven | E7 | Participant - Cost of Equipment | 0 | 0 | 0 | 0 | 0 | 0 | 0 | 0 | 0 | 0 | 0 | 0 | 0 | 0 | 0 | 0 | 0 | 0 | 0 | 0 | 0 | 0 | 0 | 0 | 0 | 0 | 0 | 0 | 0 | 0 | 0
F1_Commercial_Lodging_Existing_Food Preparation_Natural Gas_Oven_E8 | F1 | Commercial | Lodging | Existing | Food Preparation | Natural Gas | Oven | E8 | Participant - Cost of Equipment | 0 | 0 | 0 | 0 | 0 | 0 | 0 | 0 | 0 | 0 | 0 | 0 | 0 | 0 | 0 | 0 | 0 | 0 | 0 | 0 | 0 | 0 | 0 | 0 | 0 | 0 | 0 | 0 | 0 | 0 | 0
F1_Commercial_Lodging_Existing_Food Preparation_Natural Gas_Oven_E9 | F1 | Commercial | Lodging | Existing | Food Preparation | Natural Gas | Oven | E9 | Participant - Cost of Equipment | 0 | 0 | 0 | 0 | 0 | 0 | 0 | 0 | 0 | 0 | 0 | 0 | 0 | 0 | 0 | 0 | 0 | 0 | 0 | 0 | 0 | 0 | 0 | 0 | 0 | 0 | 0 | 0 | 0 | 0 | 0
F1_Commercial_Lodging_Existing_Food Preparation_Natural Gas_Oven_E10 | F1 | Commercial | Lodging | Existing | Food Preparation | Natural Gas | Oven | E10 | Participant - Cost of Equipment | 0 | 0 | 0 | 0 | 0 | 0 | 0 | 0 | 0 | 0 | 0 | 0 | 0 | 0 | 0 | 0 | 0 | 0 | 0 | 0 | 0 | 0 | 0 | 0 | 0 | 0 | 0 | 0 | 0 | 0 | 0
F2_Commercial_Lodging_Existing_Food Preparation_Natural Gas_Oven_E1 | F2 | Commercial | Lodging | Existing | Food Preparation | Natural Gas | Oven | E1 | Participant - Cost of Operation | 0.062148 | 0.063093 | 0.063754 | 0.064438 | 0.065507 | 0.061568 | 0.058315 | 0.056588 | 0.055922 | 0.054932 | 0.057338 | 0.059625 | 0.053184 | 0.05598 | 0.059685 | 0.063194 | 0.06333 | 0.063605 | 0.06239 | 0.063222 | 0.0638 | 0.064587 | 0.065582 | 0.031409 | 0.030786 | 0.030202 | 0.029652 | 0.02913 | 0.028631 | 0.028151 | 0.027687
F2_Commercial_Lodging_Existing_Food Preparation_Natural Gas_Oven_E2 | F2 | Commercial | Lodging | Existing | Food Preparation | Natural Gas | Oven | E2 | Participant - Cost of Operation | 0.035588 | 0.036129 | 0.036507 | 0.036899 | 0.037511 | 0.035255 | 0.033393 | 0.032404 | 0.032022 | 0.031456 | 0.032833 | 0.034143 | 0.030455 | 0.032056 | 0.034177 | 0.036187 | 0.036265 | 0.036422 | 0.035726 | 0.036203 | 0.036534 | 0.036985 | 0.037554 | 0.017986 | 0.017629 | 0.017295 | 0.01698 | 0.016681 | 0.016395 | 0.01612 | 0.015855
F2_Commercial_Lodging_Existing_Food Preparation_Natural Gas_Oven_E3 | F2 | Commercial | Lodging | Existing | Food Preparation | Natural Gas | Oven | E3 | Participant - Cost of Operation | 0 | 0 | 0 | 0 | 0 | 0 | 0 | 0 | 0 | 0 | 0 | 0 | 0 | 0 | 0 | 0 | 0 | 0 | 0 | 0 | 0 | 0 | 0 | 0 | 0 | 0 | 0 | 0 | 0 | 0 | 0
F2_Commercial_Lodging_Existing_Food Preparation_Natural Gas_Oven_E4 | F2 | Commercial | Lodging | Existing | Food Preparation | Natural Gas | Oven | E4 | Participant - Cost of Operation | 0 | 0 | 0 | 0 | 0 | 0 | 0 | 0 | 0 | 0 | 0 | 0 | 0 | 0 | 0 | 0 | 0 | 0 | 0 | 0 | 0 | 0 | 0 | 0 | 0 | 0 | 0 | 0 | 0 | 0 | 0
F2_Commercial_Lodging_Existing_Food Preparation_Natural Gas_Oven_E5 | F2 | Commercial | Lodging | Existing | Food Preparation | Natural Gas | Oven | E5 | Participant - Cost of Operation | 0 | 0 | 0 | 0 | 0 | 0 | 0 | 0 | 0 | 0 | 0 | 0 | 0 | 0 | 0 | 0 | 0 | 0 | 0 | 0 | 0 | 0 | 0 | 0 | 0 | 0 | 0 | 0 | 0 | 0 | 0
F2_Commercial_Lodging_Existing_Food Preparation_Natural Gas_Oven_E6 | F2 | Commercial | Lodging | Existing | Food Preparation | Natural Gas | Oven | E6 | Participant - Cost of Operation | 0 | 0 | 0 | 0 | 0 | 0 | 0 | 0 | 0 | 0 | 0 | 0 | 0 | 0 | 0 | 0 | 0 | 0 | 0 | 0 | 0 | 0 | 0 | 0 | 0 | 0 | 0 | 0 | 0 | 0 | 0
F2_Commercial_Lodging_Existing_Food Preparation_Natural Gas_Oven_E7 | F2 | Commercial | Lodging | Existing | Food Preparation | Natural Gas | Oven | E7 | Participant - Cost of Operation | 0 | 0 | 0 | 0 | 0 | 0 | 0 | 0 | 0 | 0 | 0 | 0 | 0 | 0 | 0 | 0 | 0 | 0 | 0 | 0 | 0 | 0 | 0 | 0 | 0 | 0 | 0 | 0 | 0 | 0 | 0
F2_Commercial_Lodging_Existing_Food Preparation_Natural Gas_Oven_E8 | F2 | Commercial | Lodging | Existing | Food Preparation | Natural Gas | Oven | E8 | Participant - Cost of Operation | 0 | 0 | 0 | 0 | 0 | 0 | 0 | 0 | 0 | 0 | 0 | 0 | 0 | 0 | 0 | 0 | 0 | 0 | 0 | 0 | 0 | 0 | 0 | 0 | 0 | 0 | 0 | 0 | 0 | 0 | 0
F2_Commercial_Lodging_Existing_Food Preparation_Natural Gas_Oven_E9 | F2 | Commercial | Lodging | Existing | Food Preparation | Natural Gas | Oven | E9 | Participant - Cost of Operation | 0 | 0 | 0 | 0 | 0 | 0 | 0 | 0 | 0 | 0 | 0 | 0 | 0 | 0 | 0 | 0 | 0 | 0 | 0 | 0 | 0 | 0 | 0 | 0 | 0 | 0 | 0 | 0 | 0 | 0 | 0
F2_Commercial_Lodging_Existing_Food Preparation_Natural Gas_Oven_E10 | F2 | Commercial | Lodging | Existing | Food Preparation | Natural Gas | Oven | E10 | Participant - Cost of Operation | 0 | 0 | 0 | 0 | 0 | 0 | 0 | 0 | 0 | 0 | 0 | 0 | 0 | 0 | 0 | 0 | 0 | 0 | 0 | 0 | 0 | 0 | 0 | 0 | 0 | 0 | 0 | 0 | 0 | 0 | 0
F3_Commercial_Lodging_Existing_Food Preparation_Natural Gas_Oven_E1 | F3 | Commercial | Lodging | Existing | Food Preparation | Natural Gas | Oven | E1 | System - kBTUs of Conusmption | 5.184 | 5.1958 | 5.1883 | 5.1831 | 5.1831 | 5.1831 | 5.1831 | 5.1831 | 5.1831 | 5.1831 | 5.1831 | 5.1831 | 5.1831 | 5.1831 | 5.1831 | 5.1831 | 5.1831 | 5.1831 | 5.1831 | 5.1831 | 5.1831 | 5.1831 | 5.1831 | 5.1831 | 5.1831 | 5.1831 | 5.1831 | 5.1831 | 5.1831 | 5.1831 | 5.1831
F3_Commercial_Lodging_Existing_Food Preparation_Natural Gas_Oven_E2 | F3 | Commercial | Lodging | Existing | Food Preparation | Natural Gas | Oven | E2 | System - kBTUs of Conusmption | 2.9685 | 2.9753 | 2.9709 | 2.968 | 2.968 | 2.968 | 2.968 | 2.968 | 2.968 | 2.968 | 2.968 | 2.968 | 2.968 | 2.968 | 2.968 | 2.968 | 2.968 | 2.968 | 2.968 | 2.968 | 2.968 | 2.968 | 2.968 | 2.968 | 2.968 | 2.968 | 2.968 | 2.968 | 2.968 | 2.968 | 2.968
F3_Commercial_Lodging_Existing_Food Preparation_Natural Gas_Oven_E3 | F3 | Commercial | Lodging | Existing | Food Preparation | Natural Gas | Oven | E3 | System - kBTUs of Conusmption | 0 | 0 | 0 | 0 | 0 | 0 | 0 | 0 | 0 | 0 | 0 | 0 | 0 | 0 | 0 | 0 | 0 | 0 | 0 | 0 | 0 | 0 | 0 | 0 | 0 | 0 | 0 | 0 | 0 | 0 | 0
F3_Commercial_Lodging_Existing_Food Preparation_Natural Gas_Oven_E4 | F3 | Commercial | Lodging | Existing | Food Preparation | Natural Gas | Oven | E4 | System - kBTUs of Conusmption | 0 | 0 | 0 | 0 | 0 | 0 | 0 | 0 | 0 | 0 | 0 | 0 | 0 | 0 | 0 | 0 | 0 | 0 | 0 | 0 | 0 | 0 | 0 | 0 | 0 | 0 | 0 | 0 | 0 | 0 | 0
F3_Commercial_Lodging_Existing_Food Preparation_Natural Gas_Oven_E5 | F3 | Commercial | Lodging | Existing | Food Preparation | Natural Gas | Oven | E5 | System - kBTUs of Conusmption | 0 | 0 | 0 | 0 | 0 | 0 | 0 | 0 | 0 | 0 | 0 | 0 | 0 | 0 | 0 | 0 | 0 | 0 | 0 | 0 | 0 | 0 | 0 | 0 | 0 | 0 | 0 | 0 | 0 | 0 | 0
F3_Commercial_Lodging_Existing_Food Preparation_Natural Gas_Oven_E6 | F3 | Commercial | Lodging | Existing | Food Preparation | Natural Gas | Oven | E6 | System - kBTUs of Conusmption | 0 | 0 | 0 | 0 | 0 | 0 | 0 | 0 | 0 | 0 | 0 | 0 | 0 | 0 | 0 | 0 | 0 | 0 | 0 | 0 | 0 | 0 | 0 | 0 | 0 | 0 | 0 | 0 | 0 | 0 | 0
F3_Commercial_Lodging_Existing_Food Preparation_Natural Gas_Oven_E7 | F3 | Commercial | Lodging | Existing | Food Preparation | Natural Gas | Oven | E7 | System - kBTUs of Conusmption | 0 | 0 | 0 | 0 | 0 | 0 | 0 | 0 | 0 | 0 | 0 | 0 | 0 | 0 | 0 | 0 | 0 | 0 | 0 | 0 | 0 | 0 | 0 | 0 | 0 | 0 | 0 | 0 | 0 | 0 | 0
F3_Commercial_Lodging_Existing_Food Preparation_Natural Gas_Oven_E8 | F3 | Commercial | Lodging | Existing | Food Preparation | Natural Gas | Oven | E8 | System - kBTUs of Conusmption | 0 | 0 | 0 | 0 | 0 | 0 | 0 | 0 | 0 | 0 | 0 | 0 | 0 | 0 | 0 | 0 | 0 | 0 | 0 | 0 | 0 | 0 | 0 | 0 | 0 | 0 | 0 | 0 | 0 | 0 | 0
F3_Commercial_Lodging_Existing_Food Preparation_Natural Gas_Oven_E9 | F3 | Commercial | Lodging | Existing | Food Preparation | Natural Gas | Oven | E9 | System - kBTUs of Conusmption | 0 | 0 | 0 | 0 | 0 | 0 | 0 | 0 | 0 | 0 | 0 | 0 | 0 | 0 | 0 | 0 | 0 | 0 | 0 | 0 | 0 | 0 | 0 | 0 | 0 | 0 | 0 | 0 | 0 | 0 | 0
F3_Commercial_Lodging_Existing_Food Preparation_Natural Gas_Oven_E10 | F3 | Commercial | Lodging | Existing | Food Preparation | Natural Gas | Oven | E10 | System - kBTUs of Conusmption | 0 | 0 | 0 | 0 | 0 | 0 | 0 | 0 | 0 | 0 | 0 | 0 | 0 | 0 | 0 | 0 | 0 | 0 | 0 | 0 | 0 | 0 | 0 | 0 | 0 | 0 | 0 | 0 | 0 | 0 | 0
F4_Commercial_Lodging_Existing_Food Preparation_Natural Gas_Oven_E1 | F4 | Commercial | Lodging | Existing | Food Preparation | Natural Gas | Oven | E1 | Utility - Cost of Equipment | 0.15216 | 0.15216 | 0.15216 | 0.15216 | 0.15216 | 0.15216 | 0.15216 | 0.15216 | 0.15216 | 0.15216 | 0.15216 | 0.15216 | 0.15216 | 0.15216 | 0.15216 | 0.15216 | 0.15216 | 0.15216 | 0.15216 | 0.15216 | 0.15216 | 0.15216 | 0.15216 | 0.15216 | 0.15216 | 0.15216 | 0.15216 | 0.15216 | 0.15216 | 0.15216 | 0.15216
F4_Commercial_Lodging_Existing_Food Preparation_Natural Gas_Oven_E2 | F4 | Commercial | Lodging | Existing | Food Preparation | Natural Gas | Oven | E2 | Utility - Cost of Equipment | 0.15856 | 0.15856 | 0.15856 | 0.15856 | 0.15856 | 0.15856 | 0.15856 | 0.15856 | 0.15856 | 0.15856 | 0.15856 | 0.15856 | 0.15856 | 0.15856 | 0.15856 | 0.15856 | 0.15856 | 0.15856 | 0.15856 | 0.15856 | 0.15856 | 0.15856 | 0.15856 | 0.15856 | 0.15856 | 0.15856 | 0.15856 | 0.15856 | 0.15856 | 0.15856 | 0.15856
F4_Commercial_Lodging_Existing_Food Preparation_Natural Gas_Oven_E3 | F4 | Commercial | Lodging | Existing | Food Preparation | Natural Gas | Oven | E3 | Utility - Cost of Equipment | 0 | 0 | 0 | 0 | 0 | 0 | 0 | 0 | 0 | 0 | 0 | 0 | 0 | 0 | 0 | 0 | 0 | 0 | 0 | 0 | 0 | 0 | 0 | 0 | 0 | 0 | 0 | 0 | 0 | 0 | 0
F4_Commercial_Lodging_Existing_Food Preparation_Natural Gas_Oven_E4 | F4 | Commercial | Lodging | Existing | Food Preparation | Natural Gas | Oven | E4 | Utility - Cost of Equipment | 0 | 0 | 0 | 0 | 0 | 0 | 0 | 0 | 0 | 0 | 0 | 0 | 0 | 0 | 0 | 0 | 0 | 0 | 0 | 0 | 0 | 0 | 0 | 0 | 0 | 0 | 0 | 0 | 0 | 0 | 0
F4_Commercial_Lodging_Existing_Food Preparation_Natural Gas_Oven_E5 | F4 | Commercial | Lodging | Existing | Food Preparation | Natural Gas | Oven | E5 | Utility - Cost of Equipment | 0 | 0 | 0 | 0 | 0 | 0 | 0 | 0 | 0 | 0 | 0 | 0 | 0 | 0 | 0 | 0 | 0 | 0 | 0 | 0 | 0 | 0 | 0 | 0 | 0 | 0 | 0 | 0 | 0 | 0 | 0
F4_Commercial_Lodging_Existing_Food Preparation_Natural Gas_Oven_E6 | F4 | Commercial | Lodging | Existing | Food Preparation | Natural Gas | Oven | E6 | Utility - Cost of Equipment | 0 | 0 | 0 | 0 | 0 | 0 | 0 | 0 | 0 | 0 | 0 | 0 | 0 | 0 | 0 | 0 | 0 | 0 | 0 | 0 | 0 | 0 | 0 | 0 | 0 | 0 | 0 | 0 | 0 | 0 | 0
F4_Commercial_Lodging_Existing_Food Preparation_Natural Gas_Oven_E7 | F4 | Commercial | Lodging | Existing | Food Preparation | Natural Gas | Oven | E7 | Utility - Cost of Equipment | 0 | 0 | 0 | 0 | 0 | 0 | 0 | 0 | 0 | 0 | 0 | 0 | 0 | 0 | 0 | 0 | 0 | 0 | 0 | 0 | 0 | 0 | 0 | 0 | 0 | 0 | 0 | 0 | 0 | 0 | 0
F4_Commercial_Lodging_Existing_Food Preparation_Natural Gas_Oven_E8 | F4 | Commercial | Lodging | Existing | Food Preparation | Natural Gas | Oven | E8 | Utility - Cost of Equipment | 0 | 0 | 0 | 0 | 0 | 0 | 0 | 0 | 0 | 0 | 0 | 0 | 0 | 0 | 0 | 0 | 0 | 0 | 0 | 0 | 0 | 0 | 0 | 0 | 0 | 0 | 0 | 0 | 0 | 0 | 0
F4_Commercial_Lodging_Existing_Food Preparation_Natural Gas_Oven_E9 | F4 | Commercial | Lodging | Existing | Food Preparation | Natural Gas | Oven | E9 | Utility - Cost of Equipment | 0 | 0 | 0 | 0 | 0 | 0 | 0 | 0 | 0 | 0 | 0 | 0 | 0 | 0 | 0 | 0 | 0 | 0 | 0 | 0 | 0 | 0 | 0 | 0 | 0 | 0 | 0 | 0 | 0 | 0 | 0
F4_Commercial_Lodging_Existing_Food Preparation_Natural Gas_Oven_E10 | F4 | Commercial | Lodging | Existing | Food Preparation | Natural Gas | Oven | E10 | Utility - Cost of Equipment | 0 | 0 | 0 | 0 | 0 | 0 | 0 | 0 | 0 | 0 | 0 | 0 | 0 | 0 | 0 | 0 | 0 | 0 | 0 | 0 | 0 | 0 | 0 | 0 | 0 | 0 | 0 | 0 | 0 | 0 | 0
F5_Commercial_Lodging_Existing_Food Preparation_Natural Gas_Oven_E1 | F5 | Commercial | Lodging | Existing | Food Preparation | Natural Gas | Oven | E1 | Utility - Cost of Operation | 0.051874 | 0.052662 | 0.053214 | 0.053785 | 0.054677 | 0.051389 | 0.048674 | 0.047233 | 0.046677 | 0.04585 | 0.047859 | 0.049768 | 0.044392 | 0.046726 | 0.049818 | 0.052747 | 0.05286 | 0.05309 | 0.052076 | 0.05277 | 0.053253 | 0.05391 | 0.05474 | 0.026217 | 0.025697 | 0.025209 | 0.02475 | 0.024314 | 0.023898 | 0.023497 | 0.02311
F5_Commercial_Lodging_Existing_Food Preparation_Natural Gas_Oven_E2 | F5 | Commercial | Lodging | Existing | Food Preparation | Natural Gas | Oven | E2 | Utility - Cost of Operation | 0.029704 | 0.030156 | 0.030472 | 0.030799 | 0.03131 | 0.029427 | 0.027872 | 0.027047 | 0.026728 | 0.026255 | 0.027405 | 0.028498 | 0.02542 | 0.026756 | 0.028527 | 0.030204 | 0.030269 | 0.030401 | 0.02982 | 0.030218 | 0.030494 | 0.03087 | 0.031346 | 0.015012 | 0.014715 | 0.014436 | 0.014173 | 0.013923 | 0.013685 | 0.013455 | 0.013233
F5_Commercial_Lodging_Existing_Food Preparation_Natural Gas_Oven_E3 | F5 | Commercial | Lodging | Existing | Food Preparation | Natural Gas | Oven | E3 | Utility - Cost of Operation | 0 | 0 | 0 | 0 | 0 | 0 | 0 | 0 | 0 | 0 | 0 | 0 | 0 | 0 | 0 | 0 | 0 | 0 | 0 | 0 | 0 | 0 | 0 | 0 | 0 | 0 | 0 | 0 | 0 | 0 | 0
F5_Commercial_Lodging_Existing_Food Preparation_Natural Gas_Oven_E4 | F5 | Commercial | Lodging | Existing | Food Preparation | Natural Gas | Oven | E4 | Utility - Cost of Operation | 0 | 0 | 0 | 0 | 0 | 0 | 0 | 0 | 0 | 0 | 0 | 0 | 0 | 0 | 0 | 0 | 0 | 0 | 0 | 0 | 0 | 0 | 0 | 0 | 0 | 0 | 0 | 0 | 0 | 0 | 0
F5_Commercial_Lodging_Existing_Food Preparation_Natural Gas_Oven_E5 | F5 | Commercial | Lodging | Existing | Food Preparation | Natural Gas | Oven | E5 | Utility - Cost of Operation | 0 | 0 | 0 | 0 | 0 | 0 | 0 | 0 | 0 | 0 | 0 | 0 | 0 | 0 | 0 | 0 | 0 | 0 | 0 | 0 | 0 | 0 | 0 | 0 | 0 | 0 | 0 | 0 | 0 | 0 | 0
F5_Commercial_Lodging_Existing_Food Preparation_Natural Gas_Oven_E6 | F5 | Commercial | Lodging | Existing | Food Preparation | Natural Gas | Oven | E6 | Utility - Cost of Operation | 0 | 0 | 0 | 0 | 0 | 0 | 0 | 0 | 0 | 0 | 0 | 0 | 0 | 0 | 0 | 0 | 0 | 0 | 0 | 0 | 0 | 0 | 0 | 0 | 0 | 0 | 0 | 0 | 0 | 0 | 0
F5_Commercial_Lodging_Existing_Food Preparation_Natural Gas_Oven_E7 | F5 | Commercial | Lodging | Existing | Food Preparation | Natural Gas | Oven | E7 | Utility - Cost of Operation | 0 | 0 | 0 | 0 | 0 | 0 | 0 | 0 | 0 | 0 | 0 | 0 | 0 | 0 | 0 | 0 | 0 | 0 | 0 | 0 | 0 | 0 | 0 | 0 | 0 | 0 | 0 | 0 | 0 | 0 | 0
F5_Commercial_Lodging_Existing_Food Preparation_Natural Gas_Oven_E8 | F5 | Commercial | Lodging | Existing | Food Preparation | Natural Gas | Oven | E8 | Utility - Cost of Operation | 0 | 0 | 0 | 0 | 0 | 0 | 0 | 0 | 0 | 0 | 0 | 0 | 0 | 0 | 0 | 0 | 0 | 0 | 0 | 0 | 0 | 0 | 0 | 0 | 0 | 0 | 0 | 0 | 0 | 0 | 0
F5_Commercial_Lodging_Existing_Food Preparation_Natural Gas_Oven_E9 | F5 | Commercial | Lodging | Existing | Food Preparation | Natural Gas | Oven | E9 | Utility - Cost of Operation | 0 | 0 | 0 | 0 | 0 | 0 | 0 | 0 | 0 | 0 | 0 | 0 | 0 | 0 | 0 | 0 | 0 | 0 | 0 | 0 | 0 | 0 | 0 | 0 | 0 | 0 | 0 | 0 | 0 | 0 | 0
F5_Commercial_Lodging_Existing_Food Preparation_Natural Gas_Oven_E10 | F5 | Commercial | Lodging | Existing | Food Preparation | Natural Gas | Oven | E10 | Utility - Cost of Operation | 0 | 0 | 0 | 0 | 0 | 0 | 0 | 0 | 0 | 0 | 0 | 0 | 0 | 0 | 0 | 0 | 0 | 0 | 0 | 0 | 0 | 0 | 0 | 0 | 0 | 0 | 0 | 0 | 0 | 0 | 0
F6_Commercial_Lodging_Existing_Food Preparation_Natural Gas_Oven_E1 | F6 | Commercial | Lodging | Existing | Food Preparation | Natural Gas | Oven | E1 | Utility - Value of Sales | 0.062148 | 0.063093 | 0.063754 | 0.064438 | 0.065507 | 0.061568 | 0.058315 | 0.056588 | 0.055922 | 0.054932 | 0.057338 | 0.059625 | 0.053184 | 0.05598 | 0.059685 | 0.063194 | 0.06333 | 0.063605 | 0.06239 | 0.063222 | 0.0638 | 0.064587 | 0.065582 | 0.031409 | 0.030786 | 0.030202 | 0.029652 | 0.02913 | 0.028631 | 0.028151 | 0.027687
F6_Commercial_Lodging_Existing_Food Preparation_Natural Gas_Oven_E2 | F6 | Commercial | Lodging | Existing | Food Preparation | Natural Gas | Oven | E2 | Utility - Value of Sales | 0.035588 | 0.036129 | 0.036507 | 0.036899 | 0.037511 | 0.035255 | 0.033393 | 0.032404 | 0.032022 | 0.031456 | 0.032833 | 0.034143 | 0.030455 | 0.032056 | 0.034177 | 0.036187 | 0.036265 | 0.036422 | 0.035726 | 0.036203 | 0.036534 | 0.036985 | 0.037554 | 0.017986 | 0.017629 | 0.017295 | 0.01698 | 0.016681 | 0.016395 | 0.01612 | 0.015855
F6_Commercial_Lodging_Existing_Food Preparation_Natural Gas_Oven_E3 | F6 | Commercial | Lodging | Existing | Food Preparation | Natural Gas | Oven | E3 | Utility - Value of Sales | 0 | 0 | 0 | 0 | 0 | 0 | 0 | 0 | 0 | 0 | 0 | 0 | 0 | 0 | 0 | 0 | 0 | 0 | 0 | 0 | 0 | 0 | 0 | 0 | 0 | 0 | 0 | 0 | 0 | 0 | 0
F6_Commercial_Lodging_Existing_Food Preparation_Natural Gas_Oven_E4 | F6 | Commercial | Lodging | Existing | Food Preparation | Natural Gas | Oven | E4 | Utility - Value of Sales | 0 | 0 | 0 | 0 | 0 | 0 | 0 | 0 | 0 | 0 | 0 | 0 | 0 | 0 | 0 | 0 | 0 | 0 | 0 | 0 | 0 | 0 | 0 | 0 | 0 | 0 | 0 | 0 | 0 | 0 | 0
F6_Commercial_Lodging_Existing_Food Preparation_Natural Gas_Oven_E5 | F6 | Commercial | Lodging | Existing | Food Preparation | Natural Gas | Oven | E5 | Utility - Value of Sales | 0 | 0 | 0 | 0 | 0 | 0 | 0 | 0 | 0 | 0 | 0 | 0 | 0 | 0 | 0 | 0 | 0 | 0 | 0 | 0 | 0 | 0 | 0 | 0 | 0 | 0 | 0 | 0 | 0 | 0 | 0
F6_Commercial_Lodging_Existing_Food Preparation_Natural Gas_Oven_E6 | F6 | Commercial | Lodging | Existing | Food Preparation | Natural Gas | Oven | E6 | Utility - Value of Sales | 0 | 0 | 0 | 0 | 0 | 0 | 0 | 0 | 0 | 0 | 0 | 0 | 0 | 0 | 0 | 0 | 0 | 0 | 0 | 0 | 0 | 0 | 0 | 0 | 0 | 0 | 0 | 0 | 0 | 0 | 0
F6_Commercial_Lodging_Existing_Food Preparation_Natural Gas_Oven_E7 | F6 | Commercial | Lodging | Existing | Food Preparation | Natural Gas | Oven | E7 | Utility - Value of Sales | 0 | 0 | 0 | 0 | 0 | 0 | 0 | 0 | 0 | 0 | 0 | 0 | 0 | 0 | 0 | 0 | 0 | 0 | 0 | 0 | 0 | 0 | 0 | 0 | 0 | 0 | 0 | 0 | 0 | 0 | 0
F6_Commercial_Lodging_Existing_Food Preparation_Natural Gas_Oven_E8 | F6 | Commercial | Lodging | Existing | Food Preparation | Natural Gas | Oven | E8 | Utility - Value of Sales | 0 | 0 | 0 | 0 | 0 | 0 | 0 | 0 | 0 | 0 | 0 | 0 | 0 | 0 | 0 | 0 | 0 | 0 | 0 | 0 | 0 | 0 | 0 | 0 | 0 | 0 | 0 | 0 | 0 | 0 | 0
F6_Commercial_Lodging_Existing_Food Preparation_Natural Gas_Oven_E9 | F6 | Commercial | Lodging | Existing | Food Preparation | Natural Gas | Oven | E9 | Utility - Value of Sales | 0 | 0 | 0 | 0 | 0 | 0 | 0 | 0 | 0 | 0 | 0 | 0 | 0 | 0 | 0 | 0 | 0 | 0 | 0 | 0 | 0 | 0 | 0 | 0 | 0 | 0 | 0 | 0 | 0 | 0 | 0
F6_Commercial_Lodging_Existing_Food Preparation_Natural Gas_Oven_E10 | F6 | Commercial | Lodging | Existing | Food Preparation | Natural Gas | Oven | E10 | Utility - Value of Sales | 0 | 0 | 0 | 0 | 0 | 0 | 0 | 0 | 0 | 0 | 0 | 0 | 0 | 0 | 0 | 0 | 0 | 0 | 0 | 0 | 0 | 0 | 0 | 0 | 0 | 0 | 0 | 0 | 0 | 0 | 0
F1_Commercial_Lodging_Existing_Food Preparation_Natural Gas_Conveyor Oven_E1 | F1 | Commercial | Lodging | Existing | Food Preparation | Natural Gas | Conveyor Oven | E1 | Participant - Cost of Equipment | 0.025765 | 0.025765 | 0.025765 | 0.025765 | 0.025765 | 0.025765 | 0.025765 | 0.025765 | 0.025765 | 0.025765 | 0.025765 | 0.025765 | 0.025765 | 0.025765 | 0.025765 | 0.025765 | 0.025765 | 0.025765 | 0.025765 | 0.025765 | 0.025765 | 0.025765 | 0.025765 | 0.025765 | 0.025765 | 0.025765 | 0.025765 | 0.025765 | 0.025765 | 0.025765 | 0.025765
F1_Commercial_Lodging_Existing_Food Preparation_Natural Gas_Conveyor Oven_E2 | F1 | Commercial | Lodging | Existing | Food Preparation | Natural Gas | Conveyor Oven | E2 | Participant - Cost of Equipment | 0.031411 | 0.031411 | 0.031411 | 0.031411 | 0.031411 | 0.031411 | 0.031411 | 0.031411 | 0.031411 | 0.031411 | 0.031411 | 0.031411 | 0.031411 | 0.031411 | 0.031411 | 0.031411 | 0.031411 | 0.031411 | 0.031411 | 0.031411 | 0.031411 | 0.031411 | 0.031411 | 0.031411 | 0.031411 | 0.031411 | 0.031411 | 0.031411 | 0.031411 | 0.031411 | 0.031411
F1_Commercial_Lodging_Existing_Food Preparation_Natural Gas_Conveyor Oven_E3 | F1 | Commercial | Lodging | Existing | Food Preparation | Natural Gas | Conveyor Oven | E3 | Participant - Cost of Equipment | 0 | 0 | 0 | 0 | 0 | 0 | 0 | 0 | 0 | 0 | 0 | 0 | 0 | 0 | 0 | 0 | 0 | 0 | 0 | 0 | 0 | 0 | 0 | 0 | 0 | 0 | 0 | 0 | 0 | 0 | 0
F1_Commercial_Lodging_Existing_Food Preparation_Natural Gas_Conveyor Oven_E4 | F1 | Commercial | Lodging | Existing | Food Preparation | Natural Gas | Conveyor Oven | E4 | Participant - Cost of Equipment | 0 | 0 | 0 | 0 | 0 | 0 | 0 | 0 | 0 | 0 | 0 | 0 | 0 | 0 | 0 | 0 | 0 | 0 | 0 | 0 | 0 | 0 | 0 | 0 | 0 | 0 | 0 | 0 | 0 | 0 | 0
F1_Commercial_Lodging_Existing_Food Preparation_Natural Gas_Conveyor Oven_E5 | F1 | Commercial | Lodging | Existing | Food Preparation | Natural Gas | Conveyor Oven | E5 | Participant - Cost of Equipment | 0 | 0 | 0 | 0 | 0 | 0 | 0 | 0 | 0 | 0 | 0 | 0 | 0 | 0 | 0 | 0 | 0 | 0 | 0 | 0 | 0 | 0 | 0 | 0 | 0 | 0 | 0 | 0 | 0 | 0 | 0
F1_Commercial_Lodging_Existing_Food Preparation_Natural Gas_Conveyor Oven_E6 | F1 | Commercial | Lodging | Existing | Food Preparation | Natural Gas | Conveyor Oven | E6 | Participant - Cost of Equipment | 0 | 0 | 0 | 0 | 0 | 0 | 0 | 0 | 0 | 0 | 0 | 0 | 0 | 0 | 0 | 0 | 0 | 0 | 0 | 0 | 0 | 0 | 0 | 0 | 0 | 0 | 0 | 0 | 0 | 0 | 0
F1_Commercial_Lodging_Existing_Food Preparation_Natural Gas_Conveyor Oven_E7 | F1 | Commercial | Lodging | Existing | Food Preparation | Natural Gas | Conveyor Oven | E7 | Participant - Cost of Equipment | 0 | 0 | 0 | 0 | 0 | 0 | 0 | 0 | 0 | 0 | 0 | 0 | 0 | 0 | 0 | 0 | 0 | 0 | 0 | 0 | 0 | 0 | 0 | 0 | 0 | 0 | 0 | 0 | 0 | 0 | 0
F1_Commercial_Lodging_Existing_Food Preparation_Natural Gas_Conveyor Oven_E8 | F1 | Commercial | Lodging | Existing | Food Preparation | Natural Gas | Conveyor Oven | E8 | Participant - Cost of Equipment | 0 | 0 | 0 | 0 | 0 | 0 | 0 | 0 | 0 | 0 | 0 | 0 | 0 | 0 | 0 | 0 | 0 | 0 | 0 | 0 | 0 | 0 | 0 | 0 | 0 | 0 | 0 | 0 | 0 | 0 | 0
F1_Commercial_Lodging_Existing_Food Preparation_Natural Gas_Conveyor Oven_E9 | F1 | Commercial | Lodging | Existing | Food Preparation | Natural Gas | Conveyor Oven | E9 | Participant - Cost of Equipment | 0 | 0 | 0 | 0 | 0 | 0 | 0 | 0 | 0 | 0 | 0 | 0 | 0 | 0 | 0 | 0 | 0 | 0 | 0 | 0 | 0 | 0 | 0 | 0 | 0 | 0 | 0 | 0 | 0 | 0 | 0
F1_Commercial_Lodging_Existing_Food Preparation_Natural Gas_Conveyor Oven_E10 | F1 | Commercial | Lodging | Existing | Food Preparation | Natural Gas | Conveyor Oven | E10 | Participant - Cost of Equipment | 0 | 0 | 0 | 0 | 0 | 0 | 0 | 0 | 0 | 0 | 0 | 0 | 0 | 0 | 0 | 0 | 0 | 0 | 0 | 0 | 0 | 0 | 0 | 0 | 0 | 0 | 0 | 0 | 0 | 0 | 0
F2_Commercial_Lodging_Existing_Food Preparation_Natural Gas_Conveyor Oven_E1 | F2 | Commercial | Lodging | Existing | Food Preparation | Natural Gas | Conveyor Oven | E1 | Participant - Cost of Operation | 0.090203 | 0.089962 | 0.089343 | 0.088656 | 0.091082 | 0.089454 | 0.088922 | 0.090317 | 0.09327 | 0.09256 | 0.09224 | 0.091729 | 0.081636 | 0.081048 | 0.08109 | 0.080547 | 0.080436 | 0.080486 | 0.078968 | 0.079634 | 0.080037 | 0.080669 | 0.081527 | 0.045059 | 0.04421 | 0.043406 | 0.042642 | 0.041912 | 0.041209 | 0.040529 | 0.039637
F2_Commercial_Lodging_Existing_Food Preparation_Natural Gas_Conveyor Oven_E2 | F2 | Commercial | Lodging | Existing | Food Preparation | Natural Gas | Conveyor Oven | E2 | Participant - Cost of Operation | 0.068568 | 0.068385 | 0.067915 | 0.067393 | 0.069236 | 0.067999 | 0.067594 | 0.068655 | 0.0709 | 0.07036 | 0.070117 | 0.069729 | 0.062056 | 0.061609 | 0.061641 | 0.061228 | 0.061144 | 0.061182 | 0.060028 | 0.060534 | 0.06084 | 0.061321 | 0.061974 | 0.034252 | 0.033606 | 0.032995 | 0.032415 | 0.031859 | 0.031325 | 0.030809 | 0.030131
F2_Commercial_Lodging_Existing_Food Preparation_Natural Gas_Conveyor Oven_E3 | F2 | Commercial | Lodging | Existing | Food Preparation | Natural Gas | Conveyor Oven | E3 | Participant - Cost of Operation | 0 | 0 | 0 | 0 | 0 | 0 | 0 | 0 | 0 | 0 | 0 | 0 | 0 | 0 | 0 | 0 | 0 | 0 | 0 | 0 | 0 | 0 | 0 | 0 | 0 | 0 | 0 | 0 | 0 | 0 | 0
F2_Commercial_Lodging_Existing_Food Preparation_Natural Gas_Conveyor Oven_E4 | F2 | Commercial | Lodging | Existing | Food Preparation | Natural Gas | Conveyor Oven | E4 | Participant - Cost of Operation | 0 | 0 | 0 | 0 | 0 | 0 | 0 | 0 | 0 | 0 | 0 | 0 | 0 | 0 | 0 | 0 | 0 | 0 | 0 | 0 | 0 | 0 | 0 | 0 | 0 | 0 | 0 | 0 | 0 | 0 | 0
F2_Commercial_Lodging_Existing_Food Preparation_Natural Gas_Conveyor Oven_E5 | F2 | Commercial | Lodging | Existing | Food Preparation | Natural Gas | Conveyor Oven | E5 | Participant - Cost of Operation | 0 | 0 | 0 | 0 | 0 | 0 | 0 | 0 | 0 | 0 | 0 | 0 | 0 | 0 | 0 | 0 | 0 | 0 | 0 | 0 | 0 | 0 | 0 | 0 | 0 | 0 | 0 | 0 | 0 | 0 | 0
F2_Commercial_Lodging_Existing_Food Preparation_Natural Gas_Conveyor Oven_E6 | F2 | Commercial | Lodging | Existing | Food Preparation | Natural Gas | Conveyor Oven | E6 | Participant - Cost of Operation | 0 | 0 | 0 | 0 | 0 | 0 | 0 | 0 | 0 | 0 | 0 | 0 | 0 | 0 | 0 | 0 | 0 | 0 | 0 | 0 | 0 | 0 | 0 | 0 | 0 | 0 | 0 | 0 | 0 | 0 | 0
F2_Commercial_Lodging_Existing_Food Preparation_Natural Gas_Conveyor Oven_E7 | F2 | Commercial | Lodging | Existing | Food Preparation | Natural Gas | Conveyor Oven | E7 | Participant - Cost of Operation | 0 | 0 | 0 | 0 | 0 | 0 | 0 | 0 | 0 | 0 | 0 | 0 | 0 | 0 | 0 | 0 | 0 | 0 | 0 | 0 | 0 | 0 | 0 | 0 | 0 | 0 | 0 | 0 | 0 | 0 | 0
F2_Commercial_Lodging_Existing_Food Preparation_Natural Gas_Conveyor Oven_E8 | F2 | Commercial | Lodging | Existing | Food Preparation | Natural Gas | Conveyor Oven | E8 | Participant - Cost of Operation | 0 | 0 | 0 | 0 | 0 | 0 | 0 | 0 | 0 | 0 | 0 | 0 | 0 | 0 | 0 | 0 | 0 | 0 | 0 | 0 | 0 | 0 | 0 | 0 | 0 | 0 | 0 | 0 | 0 | 0 | 0
F2_Commercial_Lodging_Existing_Food Preparation_Natural Gas_Conveyor Oven_E9 | F2 | Commercial | Lodging | Existing | Food Preparation | Natural Gas | Conveyor Oven | E9 | Participant - Cost of Operation | 0 | 0 | 0 | 0 | 0 | 0 | 0 | 0 | 0 | 0 | 0 | 0 | 0 | 0 | 0 | 0 | 0 | 0 | 0 | 0 | 0 | 0 | 0 | 0 | 0 | 0 | 0 | 0 | 0 | 0 | 0
F2_Commercial_Lodging_Existing_Food Preparation_Natural Gas_Conveyor Oven_E10 | F2 | Commercial | Lodging | Existing | Food Preparation | Natural Gas | Conveyor Oven | E10 | Participant - Cost of Operation | 0 | 0 | 0 | 0 | 0 | 0 | 0 | 0 | 0 | 0 | 0 | 0 | 0 | 0 | 0 | 0 | 0 | 0 | 0 | 0 | 0 | 0 | 0 | 0 | 0 | 0 | 0 | 0 | 0 | 0 | 0
F3_Commercial_Lodging_Existing_Food Preparation_Natural Gas_Conveyor Oven_E1 | F3 | Commercial | Lodging | Existing | Food Preparation | Natural Gas | Conveyor Oven | E1 | System - kBTUs of Conusmption | 7.7265 | 7.7374 | 7.7304 | 7.7257 | 7.7257 | 7.7257 | 7.7257 | 7.7257 | 7.7257 | 7.7257 | 7.7257 | 7.7257 | 7.7257 | 7.7257 | 7.7257 | 7.7257 | 7.7257 | 7.7257 | 7.7257 | 7.7257 | 7.7257 | 7.7257 | 7.7257 | 7.7257 | 7.7257 | 7.7257 | 7.7257 | 7.7257 | 7.7257 | 7.7257 | 7.7257
F3_Commercial_Lodging_Existing_Food Preparation_Natural Gas_Conveyor Oven_E2 | F3 | Commercial | Lodging | Existing | Food Preparation | Natural Gas | Conveyor Oven | E2 | System - kBTUs of Conusmption | 5.8733 | 5.8816 | 5.8763 | 5.8727 | 5.8727 | 5.8727 | 5.8727 | 5.8727 | 5.8727 | 5.8727 | 5.8727 | 5.8727 | 5.8727 | 5.8727 | 5.8727 | 5.8727 | 5.8727 | 5.8727 | 5.8727 | 5.8727 | 5.8727 | 5.8727 | 5.8727 | 5.8727 | 5.8727 | 5.8727 | 5.8727 | 5.8727 | 5.8727 | 5.8727 | 5.8727
F3_Commercial_Lodging_Existing_Food Preparation_Natural Gas_Conveyor Oven_E3 | F3 | Commercial | Lodging | Existing | Food Preparation | Natural Gas | Conveyor Oven | E3 | System - kBTUs of Conusmption | 0 | 0 | 0 | 0 | 0 | 0 | 0 | 0 | 0 | 0 | 0 | 0 | 0 | 0 | 0 | 0 | 0 | 0 | 0 | 0 | 0 | 0 | 0 | 0 | 0 | 0 | 0 | 0 | 0 | 0 | 0
F3_Commercial_Lodging_Existing_Food Preparation_Natural Gas_Conveyor Oven_E4 | F3 | Commercial | Lodging | Existing | Food Preparation | Natural Gas | Conveyor Oven | E4 | System - kBTUs of Conusmption | 0 | 0 | 0 | 0 | 0 | 0 | 0 | 0 | 0 | 0 | 0 | 0 | 0 | 0 | 0 | 0 | 0 | 0 | 0 | 0 | 0 | 0 | 0 | 0 | 0 | 0 | 0 | 0 | 0 | 0 | 0
F3_Commercial_Lodging_Existing_Food Preparation_Natural Gas_Conveyor Oven_E5 | F3 | Commercial | Lodging | Existing | Food Preparation | Natural Gas | Conveyor Oven | E5 | System - kBTUs of Conusmption | 0 | 0 | 0 | 0 | 0 | 0 | 0 | 0 | 0 | 0 | 0 | 0 | 0 | 0 | 0 | 0 | 0 | 0 | 0 | 0 | 0 | 0 | 0 | 0 | 0 | 0 | 0 | 0 | 0 | 0 | 0
F3_Commercial_Lodging_Existing_Food Preparation_Natural Gas_Conveyor Oven_E6 | F3 | Commercial | Lodging | Existing | Food Preparation | Natural Gas | Conveyor Oven | E6 | System - kBTUs of Conusmption | 0 | 0 | 0 | 0 | 0 | 0 | 0 | 0 | 0 | 0 | 0 | 0 | 0 | 0 | 0 | 0 | 0 | 0 | 0 | 0 | 0 | 0 | 0 | 0 | 0 | 0 | 0 | 0 | 0 | 0 | 0
F3_Commercial_Lodging_Existing_Food Preparation_Natural Gas_Conveyor Oven_E7 | F3 | Commercial | Lodging | Existing | Food Preparation | Natural Gas | Conveyor Oven | E7 | System - kBTUs of Conusmption | 0 | 0 | 0 | 0 | 0 | 0 | 0 | 0 | 0 | 0 | 0 | 0 | 0 | 0 | 0 | 0 | 0 | 0 | 0 | 0 | 0 | 0 | 0 | 0 | 0 | 0 | 0 | 0 | 0 | 0 | 0
F3_Commercial_Lodging_Existing_Food Preparation_Natural Gas_Conveyor Oven_E8 | F3 | Commercial | Lodging | Existing | Food Preparation | Natural Gas | Conveyor Oven | E8 | System - kBTUs of Conusmption | 0 | 0 | 0 | 0 | 0 | 0 | 0 | 0 | 0 | 0 | 0 | 0 | 0 | 0 | 0 | 0 | 0 | 0 | 0 | 0 | 0 | 0 | 0 | 0 | 0 | 0 | 0 | 0 | 0 | 0 | 0
F3_Commercial_Lodging_Existing_Food Preparation_Natural Gas_Conveyor Oven_E9 | F3 | Commercial | Lodging | Existing | Food Preparation | Natural Gas | Conveyor Oven | E9 | System - kBTUs of Conusmption | 0 | 0 | 0 | 0 | 0 | 0 | 0 | 0 | 0 | 0 | 0 | 0 | 0 | 0 | 0 | 0 | 0 | 0 | 0 | 0 | 0 | 0 | 0 | 0 | 0 | 0 | 0 | 0 | 0 | 0 | 0
F3_Commercial_Lodging_Existing_Food Preparation_Natural Gas_Conveyor Oven_E10 | F3 | Commercial | Lodging | Existing | Food Preparation | Natural Gas | Conveyor Oven | E10 | System - kBTUs of Conusmption | 0 | 0 | 0 | 0 | 0 | 0 | 0 | 0 | 0 | 0 | 0 | 0 | 0 | 0 | 0 | 0 | 0 | 0 | 0 | 0 | 0 | 0 | 0 | 0 | 0 | 0 | 0 | 0 | 0 | 0 | 0
F4_Commercial_Lodging_Existing_Food Preparation_Natural Gas_Conveyor Oven_E1 | F4 | Commercial | Lodging | Existing | Food Preparation | Natural Gas | Conveyor Oven | E1 | Utility - Cost of Equipment | 0.025765 | 0.025765 | 0.025765 | 0.025765 | 0.025765 | 0.025765 | 0.025765 | 0.025765 | 0.025765 | 0.025765 | 0.025765 | 0.025765 | 0.025765 | 0.025765 | 0.025765 | 0.025765 | 0.025765 | 0.025765 | 0.025765 | 0.025765 | 0.025765 | 0.025765 | 0.025765 | 0.025765 | 0.025765 | 0.025765 | 0.025765 | 0.025765 | 0.025765 | 0.025765 | 0.025765
F4_Commercial_Lodging_Existing_Food Preparation_Natural Gas_Conveyor Oven_E2 | F4 | Commercial | Lodging | Existing | Food Preparation | Natural Gas | Conveyor Oven | E2 | Utility - Cost of Equipment | 0.031411 | 0.031411 | 0.031411 | 0.031411 | 0.031411 | 0.031411 | 0.031411 | 0.031411 | 0.031411 | 0.031411 | 0.031411 | 0.031411 | 0.031411 | 0.031411 | 0.031411 | 0.031411 | 0.031411 | 0.031411 | 0.031411 | 0.031411 | 0.031411 | 0.031411 | 0.031411 | 0.031411 | 0.031411 | 0.031411 | 0.031411 | 0.031411 | 0.031411 | 0.031411 | 0.031411
F4_Commercial_Lodging_Existing_Food Preparation_Natural Gas_Conveyor Oven_E3 | F4 | Commercial | Lodging | Existing | Food Preparation | Natural Gas | Conveyor Oven | E3 | Utility - Cost of Equipment | 0 | 0 | 0 | 0 | 0 | 0 | 0 | 0 | 0 | 0 | 0 | 0 | 0 | 0 | 0 | 0 | 0 | 0 | 0 | 0 | 0 | 0 | 0 | 0 | 0 | 0 | 0 | 0 | 0 | 0 | 0
F4_Commercial_Lodging_Existing_Food Preparation_Natural Gas_Conveyor Oven_E4 | F4 | Commercial | Lodging | Existing | Food Preparation | Natural Gas | Conveyor Oven | E4 | Utility - Cost of Equipment | 0 | 0 | 0 | 0 | 0 | 0 | 0 | 0 | 0 | 0 | 0 | 0 | 0 | 0 | 0 | 0 | 0 | 0 | 0 | 0 | 0 | 0 | 0 | 0 | 0 | 0 | 0 | 0 | 0 | 0 | 0
F4_Commercial_Lodging_Existing_Food Preparation_Natural Gas_Conveyor Oven_E5 | F4 | Commercial | Lodging | Existing | Food Preparation | Natural Gas | Conveyor Oven | E5 | Utility - Cost of Equipment | 0 | 0 | 0 | 0 | 0 | 0 | 0 | 0 | 0 | 0 | 0 | 0 | 0 | 0 | 0 | 0 | 0 | 0 | 0 | 0 | 0 | 0 | 0 | 0 | 0 | 0 | 0 | 0 | 0 | 0 | 0
F4_Commercial_Lodging_Existing_Food Preparation_Natural Gas_Conveyor Oven_E6 | F4 | Commercial | Lodging | Existing | Food Preparation | Natural Gas | Conveyor Oven | E6 | Utility - Cost of Equipment | 0 | 0 | 0 | 0 | 0 | 0 | 0 | 0 | 0 | 0 | 0 | 0 | 0 | 0 | 0 | 0 | 0 | 0 | 0 | 0 | 0 | 0 | 0 | 0 | 0 | 0 | 0 | 0 | 0 | 0 | 0
F4_Commercial_Lodging_Existing_Food Preparation_Natural Gas_Conveyor Oven_E7 | F4 | Commercial | Lodging | Existing | Food Preparation | Natural Gas | Conveyor Oven | E7 | Utility - Cost of Equipment | 0 | 0 | 0 | 0 | 0 | 0 | 0 | 0 | 0 | 0 | 0 | 0 | 0 | 0 | 0 | 0 | 0 | 0 | 0 | 0 | 0 | 0 | 0 | 0 | 0 | 0 | 0 | 0 | 0 | 0 | 0
F4_Commercial_Lodging_Existing_Food Preparation_Natural Gas_Conveyor Oven_E8 | F4 | Commercial | Lodging | Existing | Food Preparation | Natural Gas | Conveyor Oven | E8 | Utility - Cost of Equipment | 0 | 0 | 0 | 0 | 0 | 0 | 0 | 0 | 0 | 0 | 0 | 0 | 0 | 0 | 0 | 0 | 0 | 0 | 0 | 0 | 0 | 0 | 0 | 0 | 0 | 0 | 0 | 0 | 0 | 0 | 0
F4_Commercial_Lodging_Existing_Food Preparation_Natural Gas_Conveyor Oven_E9 | F4 | Commercial | Lodging | Existing | Food Preparation | Natural Gas | Conveyor Oven | E9 | Utility - Cost of Equipment | 0 | 0 | 0 | 0 | 0 | 0 | 0 | 0 | 0 | 0 | 0 | 0 | 0 | 0 | 0 | 0 | 0 | 0 | 0 | 0 | 0 | 0 | 0 | 0 | 0 | 0 | 0 | 0 | 0 | 0 | 0
F4_Commercial_Lodging_Existing_Food Preparation_Natural Gas_Conveyor Oven_E10 | F4 | Commercial | Lodging | Existing | Food Preparation | Natural Gas | Conveyor Oven | E10 | Utility - Cost of Equipment | 0 | 0 | 0 | 0 | 0 | 0 | 0 | 0 | 0 | 0 | 0 | 0 | 0 | 0 | 0 | 0 | 0 | 0 | 0 | 0 | 0 | 0 | 0 | 0 | 0 | 0 | 0 | 0 | 0 | 0 | 0
F5_Commercial_Lodging_Existing_Food Preparation_Natural Gas_Conveyor Oven_E1 | F5 | Commercial | Lodging | Existing | Food Preparation | Natural Gas | Conveyor Oven | E1 | Utility - Cost of Operation | 0.07529 | 0.075089 | 0.074573 | 0.074 | 0.076024 | 0.074665 | 0.074221 | 0.075386 | 0.077851 | 0.077258 | 0.076991 | 0.076565 | 0.06814 | 0.067649 | 0.067684 | 0.067231 | 0.067138 | 0.06718 | 0.065913 | 0.066468 | 0.066805 | 0.067333 | 0.068049 | 0.03761 | 0.036901 | 0.03623 | 0.035593 | 0.034983 | 0.034396 | 0.033829 | 0.033084
F5_Commercial_Lodging_Existing_Food Preparation_Natural Gas_Conveyor Oven_E2 | F5 | Commercial | Lodging | Existing | Food Preparation | Natural Gas | Conveyor Oven | E2 | Utility - Cost of Operation | 0.057232 | 0.05708 | 0.056687 | 0.056251 | 0.05779 | 0.056757 | 0.05642 | 0.057305 | 0.059179 | 0.058728 | 0.058525 | 0.058201 | 0.051797 | 0.051424 | 0.05145 | 0.051106 | 0.051035 | 0.051068 | 0.050104 | 0.050526 | 0.050782 | 0.051183 | 0.051728 | 0.028589 | 0.02805 | 0.027541 | 0.027056 | 0.026592 | 0.026146 | 0.025715 | 0.025149
F5_Commercial_Lodging_Existing_Food Preparation_Natural Gas_Conveyor Oven_E3 | F5 | Commercial | Lodging | Existing | Food Preparation | Natural Gas | Conveyor Oven | E3 | Utility - Cost of Operation | 0 | 0 | 0 | 0 | 0 | 0 | 0 | 0 | 0 | 0 | 0 | 0 | 0 | 0 | 0 | 0 | 0 | 0 | 0 | 0 | 0 | 0 | 0 | 0 | 0 | 0 | 0 | 0 | 0 | 0 | 0
F5_Commercial_Lodging_Existing_Food Preparation_Natural Gas_Conveyor Oven_E4 | F5 | Commercial | Lodging | Existing | Food Preparation | Natural Gas | Conveyor Oven | E4 | Utility - Cost of Operation | 0 | 0 | 0 | 0 | 0 | 0 | 0 | 0 | 0 | 0 | 0 | 0 | 0 | 0 | 0 | 0 | 0 | 0 | 0 | 0 | 0 | 0 | 0 | 0 | 0 | 0 | 0 | 0 | 0 | 0 | 0
F5_Commercial_Lodging_Existing_Food Preparation_Natural Gas_Conveyor Oven_E5 | F5 | Commercial | Lodging | Existing | Food Preparation | Natural Gas | Conveyor Oven | E5 | Utility - Cost of Operation | 0 | 0 | 0 | 0 | 0 | 0 | 0 | 0 | 0 | 0 | 0 | 0 | 0 | 0 | 0 | 0 | 0 | 0 | 0 | 0 | 0 | 0 | 0 | 0 | 0 | 0 | 0 | 0 | 0 | 0 | 0
F5_Commercial_Lodging_Existing_Food Preparation_Natural Gas_Conveyor Oven_E6 | F5 | Commercial | Lodging | Existing | Food Preparation | Natural Gas | Conveyor Oven | E6 | Utility - Cost of Operation | 0 | 0 | 0 | 0 | 0 | 0 | 0 | 0 | 0 | 0 | 0 | 0 | 0 | 0 | 0 | 0 | 0 | 0 | 0 | 0 | 0 | 0 | 0 | 0 | 0 | 0 | 0 | 0 | 0 | 0 | 0
F5_Commercial_Lodging_Existing_Food Preparation_Natural Gas_Conveyor Oven_E7 | F5 | Commercial | Lodging | Existing | Food Preparation | Natural Gas | Conveyor Oven | E7 | Utility - Cost of Operation | 0 | 0 | 0 | 0 | 0 | 0 | 0 | 0 | 0 | 0 | 0 | 0 | 0 | 0 | 0 | 0 | 0 | 0 | 0 | 0 | 0 | 0 | 0 | 0 | 0 | 0 | 0 | 0 | 0 | 0 | 0
F5_Commercial_Lodging_Existing_Food Preparation_Natural Gas_Conveyor Oven_E8 | F5 | Commercial | Lodging | Existing | Food Preparation | Natural Gas | Conveyor Oven | E8 | Utility - Cost of Operation | 0 | 0 | 0 | 0 | 0 | 0 | 0 | 0 | 0 | 0 | 0 | 0 | 0 | 0 | 0 | 0 | 0 | 0 | 0 | 0 | 0 | 0 | 0 | 0 | 0 | 0 | 0 | 0 | 0 | 0 | 0
F5_Commercial_Lodging_Existing_Food Preparation_Natural Gas_Conveyor Oven_E9 | F5 | Commercial | Lodging | Existing | Food Preparation | Natural Gas | Conveyor Oven | E9 | Utility - Cost of Operation | 0 | 0 | 0 | 0 | 0 | 0 | 0 | 0 | 0 | 0 | 0 | 0 | 0 | 0 | 0 | 0 | 0 | 0 | 0 | 0 | 0 | 0 | 0 | 0 | 0 | 0 | 0 | 0 | 0 | 0 | 0
F5_Commercial_Lodging_Existing_Food Preparation_Natural Gas_Conveyor Oven_E10 | F5 | Commercial | Lodging | Existing | Food Preparation | Natural Gas | Conveyor Oven | E10 | Utility - Cost of Operation | 0 | 0 | 0 | 0 | 0 | 0 | 0 | 0 | 0 | 0 | 0 | 0 | 0 | 0 | 0 | 0 | 0 | 0 | 0 | 0 | 0 | 0 | 0 | 0 | 0 | 0 | 0 | 0 | 0 | 0 | 0
F6_Commercial_Lodging_Existing_Food Preparation_Natural Gas_Conveyor Oven_E1 | F6 | Commercial | Lodging | Existing | Food Preparation | Natural Gas | Conveyor Oven | E1 | Utility - Value of Sales | 0.090203 | 0.089962 | 0.089343 | 0.088656 | 0.091082 | 0.089454 | 0.088922 | 0.090317 | 0.09327 | 0.09256 | 0.09224 | 0.091729 | 0.081636 | 0.081048 | 0.08109 | 0.080547 | 0.080436 | 0.080486 | 0.078968 | 0.079634 | 0.080037 | 0.080669 | 0.081527 | 0.045059 | 0.04421 | 0.043406 | 0.042642 | 0.041912 | 0.041209 | 0.040529 | 0.039637
F6_Commercial_Lodging_Existing_Food Preparation_Natural Gas_Conveyor Oven_E2 | F6 | Commercial | Lodging | Existing | Food Preparation | Natural Gas | Conveyor Oven | E2 | Utility - Value of Sales | 0.068568 | 0.068385 | 0.067915 | 0.067393 | 0.069236 | 0.067999 | 0.067594 | 0.068655 | 0.0709 | 0.07036 | 0.070117 | 0.069729 | 0.062056 | 0.061609 | 0.061641 | 0.061228 | 0.061144 | 0.061182 | 0.060028 | 0.060534 | 0.06084 | 0.061321 | 0.061974 | 0.034252 | 0.033606 | 0.032995 | 0.032415 | 0.031859 | 0.031325 | 0.030809 | 0.030131
F6_Commercial_Lodging_Existing_Food Preparation_Natural Gas_Conveyor Oven_E3 | F6 | Commercial | Lodging | Existing | Food Preparation | Natural Gas | Conveyor Oven | E3 | Utility - Value of Sales | 0 | 0 | 0 | 0 | 0 | 0 | 0 | 0 | 0 | 0 | 0 | 0 | 0 | 0 | 0 | 0 | 0 | 0 | 0 | 0 | 0 | 0 | 0 | 0 | 0 | 0 | 0 | 0 | 0 | 0 | 0
F6_Commercial_Lodging_Existing_Food Preparation_Natural Gas_Conveyor Oven_E4 | F6 | Commercial | Lodging | Existing | Food Preparation | Natural Gas | Conveyor Oven | E4 | Utility - Value of Sales | 0 | 0 | 0 | 0 | 0 | 0 | 0 | 0 | 0 | 0 | 0 | 0 | 0 | 0 | 0 | 0 | 0 | 0 | 0 | 0 | 0 | 0 | 0 | 0 | 0 | 0 | 0 | 0 | 0 | 0 | 0
F6_Commercial_Lodging_Existing_Food Preparation_Natural Gas_Conveyor Oven_E5 | F6 | Commercial | Lodging | Existing | Food Preparation | Natural Gas | Conveyor Oven | E5 | Utility - Value of Sales | 0 | 0 | 0 | 0 | 0 | 0 | 0 | 0 | 0 | 0 | 0 | 0 | 0 | 0 | 0 | 0 | 0 | 0 | 0 | 0 | 0 | 0 | 0 | 0 | 0 | 0 | 0 | 0 | 0 | 0 | 0
F6_Commercial_Lodging_Existing_Food Preparation_Natural Gas_Conveyor Oven_E6 | F6 | Commercial | Lodging | Existing | Food Preparation | Natural Gas | Conveyor Oven | E6 | Utility - Value of Sales | 0 | 0 | 0 | 0 | 0 | 0 | 0 | 0 | 0 | 0 | 0 | 0 | 0 | 0 | 0 | 0 | 0 | 0 | 0 | 0 | 0 | 0 | 0 | 0 | 0 | 0 | 0 | 0 | 0 | 0 | 0
F6_Commercial_Lodging_Existing_Food Preparation_Natural Gas_Conveyor Oven_E7 | F6 | Commercial | Lodging | Existing | Food Preparation | Natural Gas | Conveyor Oven | E7 | Utility - Value of Sales | 0 | 0 | 0 | 0 | 0 | 0 | 0 | 0 | 0 | 0 | 0 | 0 | 0 | 0 | 0 | 0 | 0 | 0 | 0 | 0 | 0 | 0 | 0 | 0 | 0 | 0 | 0 | 0 | 0 | 0 | 0
F6_Commercial_Lodging_Existing_Food Preparation_Natural Gas_Conveyor Oven_E8 | F6 | Commercial | Lodging | Existing | Food Preparation | Natural Gas | Conveyor Oven | E8 | Utility - Value of Sales | 0 | 0 | 0 | 0 | 0 | 0 | 0 | 0 | 0 | 0 | 0 | 0 | 0 | 0 | 0 | 0 | 0 | 0 | 0 | 0 | 0 | 0 | 0 | 0 | 0 | 0 | 0 | 0 | 0 | 0 | 0
F6_Commercial_Lodging_Existing_Food Preparation_Natural Gas_Conveyor Oven_E9 | F6 | Commercial | Lodging | Existing | Food Preparation | Natural Gas | Conveyor Oven | E9 | Utility - Value of Sales | 0 | 0 | 0 | 0 | 0 | 0 | 0 | 0 | 0 | 0 | 0 | 0 | 0 | 0 | 0 | 0 | 0 | 0 | 0 | 0 | 0 | 0 | 0 | 0 | 0 | 0 | 0 | 0 | 0 | 0 | 0
F6_Commercial_Lodging_Existing_Food Preparation_Natural Gas_Conveyor Oven_E10 | F6 | Commercial | Lodging | Existing | Food Preparation | Natural Gas | Conveyor Oven | E10 | Utility - Value of Sales | 0 | 0 | 0 | 0 | 0 | 0 | 0 | 0 | 0 | 0 | 0 | 0 | 0 | 0 | 0 | 0 | 0 | 0 | 0 | 0 | 0 | 0 | 0 | 0 | 0 | 0 | 0 | 0 | 0 | 0 | 0
F1_Commercial_Lodging_Existing_Food Preparation_Natural Gas_Double Rack Oven_E1 | F1 | Commercial | Lodging | Existing | Food Preparation | Natural Gas | Double Rack Oven | E1 | Participant - Cost of Equipment | 0.048151 | 0.048151 | 0.048151 | 0.048151 | 0.048151 | 0.048151 | 0.048151 | 0.048151 | 0.048151 | 0.048151 | 0.048151 | 0.048151 | 0.048151 | 0.048151 | 0.048151 | 0.048151 | 0.048151 | 0.048151 | 0.048151 | 0.048151 | 0.048151 | 0.048151 | 0.048151 | 0.048151 | 0.048151 | 0.048151 | 0.048151 | 0.048151 | 0.048151 | 0.048151 | 0.048151
F1_Commercial_Lodging_Existing_Food Preparation_Natural Gas_Double Rack Oven_E2 | F1 | Commercial | Lodging | Existing | Food Preparation | Natural Gas | Double Rack Oven | E2 | Participant - Cost of Equipment | 0.064036 | 0.064036 | 0.064036 | 0.064036 | 0.064036 | 0.064036 | 0.064036 | 0.064036 | 0.064036 | 0.064036 | 0.064036 | 0.064036 | 0.064036 | 0.064036 | 0.064036 | 0.064036 | 0.064036 | 0.064036 | 0.064036 | 0.064036 | 0.064036 | 0.064036 | 0.064036 | 0.064036 | 0.064036 | 0.064036 | 0.064036 | 0.064036 | 0.064036 | 0.064036 | 0.064036
F1_Commercial_Lodging_Existing_Food Preparation_Natural Gas_Double Rack Oven_E3 | F1 | Commercial | Lodging | Existing | Food Preparation | Natural Gas | Double Rack Oven | E3 | Participant - Cost of Equipment | 0 | 0 | 0 | 0 | 0 | 0 | 0 | 0 | 0 | 0 | 0 | 0 | 0 | 0 | 0 | 0 | 0 | 0 | 0 | 0 | 0 | 0 | 0 | 0 | 0 | 0 | 0 | 0 | 0 | 0 | 0
F1_Commercial_Lodging_Existing_Food Preparation_Natural Gas_Double Rack Oven_E4 | F1 | Commercial | Lodging | Existing | Food Preparation | Natural Gas | Double Rack Oven | E4 | Participant - Cost of Equipment | 0 | 0 | 0 | 0 | 0 | 0 | 0 | 0 | 0 | 0 | 0 | 0 | 0 | 0 | 0 | 0 | 0 | 0 | 0 | 0 | 0 | 0 | 0 | 0 | 0 | 0 | 0 | 0 | 0 | 0 | 0
F1_Commercial_Lodging_Existing_Food Preparation_Natural Gas_Double Rack Oven_E5 | F1 | Commercial | Lodging | Existing | Food Preparation | Natural Gas | Double Rack Oven | E5 | Participant - Cost of Equipment | 0 | 0 | 0 | 0 | 0 | 0 | 0 | 0 | 0 | 0 | 0 | 0 | 0 | 0 | 0 | 0 | 0 | 0 | 0 | 0 | 0 | 0 | 0 | 0 | 0 | 0 | 0 | 0 | 0 | 0 | 0
F1_Commercial_Lodging_Existing_Food Preparation_Natural Gas_Double Rack Oven_E6 | F1 | Commercial | Lodging | Existing | Food Preparation | Natural Gas | Double Rack Oven | E6 | Participant - Cost of Equipment | 0 | 0 | 0 | 0 | 0 | 0 | 0 | 0 | 0 | 0 | 0 | 0 | 0 | 0 | 0 | 0 | 0 | 0 | 0 | 0 | 0 | 0 | 0 | 0 | 0 | 0 | 0 | 0 | 0 | 0 | 0
F1_Commercial_Lodging_Existing_Food Preparation_Natural Gas_Double Rack Oven_E7 | F1 | Commercial | Lodging | Existing | Food Preparation | Natural Gas | Double Rack Oven | E7 | Participant - Cost of Equipment | 0 | 0 | 0 | 0 | 0 | 0 | 0 | 0 | 0 | 0 | 0 | 0 | 0 | 0 | 0 | 0 | 0 | 0 | 0 | 0 | 0 | 0 | 0 | 0 | 0 | 0 | 0 | 0 | 0 | 0 | 0
F1_Commercial_Lodging_Existing_Food Preparation_Natural Gas_Double Rack Oven_E8 | F1 | Commercial | Lodging | Existing | Food Preparation | Natural Gas | Double Rack Oven | E8 | Participant - Cost of Equipment | 0 | 0 | 0 | 0 | 0 | 0 | 0 | 0 | 0 | 0 | 0 | 0 | 0 | 0 | 0 | 0 | 0 | 0 | 0 | 0 | 0 | 0 | 0 | 0 | 0 | 0 | 0 | 0 | 0 | 0 | 0
F1_Commercial_Lodging_Existing_Food Preparation_Natural Gas_Double Rack Oven_E9 | F1 | Commercial | Lodging | Existing | Food Preparation | Natural Gas | Double Rack Oven | E9 | Participant - Cost of Equipment | 0 | 0 | 0 | 0 | 0 | 0 | 0 | 0 | 0 | 0 | 0 | 0 | 0 | 0 | 0 | 0 | 0 | 0 | 0 | 0 | 0 | 0 | 0 | 0 | 0 | 0 | 0 | 0 | 0 | 0 | 0
F1_Commercial_Lodging_Existing_Food Preparation_Natural Gas_Double Rack Oven_E10 | F1 | Commercial | Lodging | Existing | Food Preparation | Natural Gas | Double Rack Oven | E10 | Participant - Cost of Equipment | 0 | 0 | 0 | 0 | 0 | 0 | 0 | 0 | 0 | 0 | 0 | 0 | 0 | 0 | 0 | 0 | 0 | 0 | 0 | 0 | 0 | 0 | 0 | 0 | 0 | 0 | 0 | 0 | 0 | 0 | 0
F2_Commercial_Lodging_Existing_Food Preparation_Natural Gas_Double Rack Oven_E1 | F2 | Commercial | Lodging | Existing | Food Preparation | Natural Gas | Double Rack Oven | E1 | Participant - Cost of Operation | 0.16572 | 0.16828 | 0.17014 | 0.16919 | 0.16936 | 0.15963 | 0.15159 | 0.1471 | 0.14523 | 0.15062 | 0.15769 | 0.16508 | 0.1516 | 0.1606 | 0.16114 | 0.16034 | 0.16049 | 0.16098 | 0.15791 | 0.15976 | 0.16101 | 0.16277 | 0.16504 | 0.082773 | 0.081156 | 0.079638 | 0.078203 | 0.076837 | 0.075529 | 0.07427 | 0.07305
F2_Commercial_Lodging_Existing_Food Preparation_Natural Gas_Double Rack Oven_E2 | F2 | Commercial | Lodging | Existing | Food Preparation | Natural Gas | Double Rack Oven | E2 | Participant - Cost of Operation | 0.090394 | 0.091789 | 0.092802 | 0.092285 | 0.092378 | 0.087073 | 0.082685 | 0.080235 | 0.079219 | 0.082155 | 0.086011 | 0.090041 | 0.082693 | 0.087598 | 0.087897 | 0.087458 | 0.087538 | 0.087808 | 0.08613 | 0.087143 | 0.087825 | 0.088786 | 0.090021 | 0.045149 | 0.044267 | 0.043439 | 0.042656 | 0.041911 | 0.041198 | 0.040511 | 0.039846
F2_Commercial_Lodging_Existing_Food Preparation_Natural Gas_Double Rack Oven_E3 | F2 | Commercial | Lodging | Existing | Food Preparation | Natural Gas | Double Rack Oven | E3 | Participant - Cost of Operation | 0 | 0 | 0 | 0 | 0 | 0 | 0 | 0 | 0 | 0 | 0 | 0 | 0 | 0 | 0 | 0 | 0 | 0 | 0 | 0 | 0 | 0 | 0 | 0 | 0 | 0 | 0 | 0 | 0 | 0 | 0
F2_Commercial_Lodging_Existing_Food Preparation_Natural Gas_Double Rack Oven_E4 | F2 | Commercial | Lodging | Existing | Food Preparation | Natural Gas | Double Rack Oven | E4 | Participant - Cost of Operation | 0 | 0 | 0 | 0 | 0 | 0 | 0 | 0 | 0 | 0 | 0 | 0 | 0 | 0 | 0 | 0 | 0 | 0 | 0 | 0 | 0 | 0 | 0 | 0 | 0 | 0 | 0 | 0 | 0 | 0 | 0
F2_Commercial_Lodging_Existing_Food Preparation_Natural Gas_Double Rack Oven_E5 | F2 | Commercial | Lodging | Existing | Food Preparation | Natural Gas | Double Rack Oven | E5 | Participant - Cost of Operation | 0 | 0 | 0 | 0 | 0 | 0 | 0 | 0 | 0 | 0 | 0 | 0 | 0 | 0 | 0 | 0 | 0 | 0 | 0 | 0 | 0 | 0 | 0 | 0 | 0 | 0 | 0 | 0 | 0 | 0 | 0
F2_Commercial_Lodging_Existing_Food Preparation_Natural Gas_Double Rack Oven_E6 | F2 | Commercial | Lodging | Existing | Food Preparation | Natural Gas | Double Rack Oven | E6 | Participant - Cost of Operation | 0 | 0 | 0 | 0 | 0 | 0 | 0 | 0 | 0 | 0 | 0 | 0 | 0 | 0 | 0 | 0 | 0 | 0 | 0 | 0 | 0 | 0 | 0 | 0 | 0 | 0 | 0 | 0 | 0 | 0 | 0
F2_Commercial_Lodging_Existing_Food Preparation_Natural Gas_Double Rack Oven_E7 | F2 | Commercial | Lodging | Existing | Food Preparation | Natural Gas | Double Rack Oven | E7 | Participant - Cost of Operation | 0 | 0 | 0 | 0 | 0 | 0 | 0 | 0 | 0 | 0 | 0 | 0 | 0 | 0 | 0 | 0 | 0 | 0 | 0 | 0 | 0 | 0 | 0 | 0 | 0 | 0 | 0 | 0 | 0 | 0 | 0
F2_Commercial_Lodging_Existing_Food Preparation_Natural Gas_Double Rack Oven_E8 | F2 | Commercial | Lodging | Existing | Food Preparation | Natural Gas | Double Rack Oven | E8 | Participant - Cost of Operation | 0 | 0 | 0 | 0 | 0 | 0 | 0 | 0 | 0 | 0 | 0 | 0 | 0 | 0 | 0 | 0 | 0 | 0 | 0 | 0 | 0 | 0 | 0 | 0 | 0 | 0 | 0 | 0 | 0 | 0 | 0
F2_Commercial_Lodging_Existing_Food Preparation_Natural Gas_Double Rack Oven_E9 | F2 | Commercial | Lodging | Existing | Food Preparation | Natural Gas | Double Rack Oven | E9 | Participant - Cost of Operation | 0 | 0 | 0 | 0 | 0 | 0 | 0 | 0 | 0 | 0 | 0 | 0 | 0 | 0 | 0 | 0 | 0 | 0 | 0 | 0 | 0 | 0 | 0 | 0 | 0 | 0 | 0 | 0 | 0 | 0 | 0
F2_Commercial_Lodging_Existing_Food Preparation_Natural Gas_Double Rack Oven_E10 | F2 | Commercial | Lodging | Existing | Food Preparation | Natural Gas | Double Rack Oven | E10 | Participant - Cost of Operation | 0 | 0 | 0 | 0 | 0 | 0 | 0 | 0 | 0 | 0 | 0 | 0 | 0 | 0 | 0 | 0 | 0 | 0 | 0 | 0 | 0 | 0 | 0 | 0 | 0 | 0 | 0 | 0 | 0 | 0 | 0
F3_Commercial_Lodging_Existing_Food Preparation_Natural Gas_Double Rack Oven_E1 | F3 | Commercial | Lodging | Existing | Food Preparation | Natural Gas | Double Rack Oven | E1 | System - kBTUs of Conusmption | 13.7703 | 13.7978 | 13.7803 | 13.7683 | 13.7683 | 13.7683 | 13.7683 | 13.7683 | 13.7683 | 13.7683 | 13.7683 | 13.7683 | 13.7683 | 13.7683 | 13.7683 | 13.7683 | 13.7683 | 13.7683 | 13.7683 | 13.7683 | 13.7683 | 13.7683 | 13.7683 | 13.7683 | 13.7683 | 13.7683 | 13.7683 | 13.7683 | 13.7683 | 13.7683 | 13.7683
F3_Commercial_Lodging_Existing_Food Preparation_Natural Gas_Double Rack Oven_E2 | F3 | Commercial | Lodging | Existing | Food Preparation | Natural Gas | Double Rack Oven | E2 | System - kBTUs of Conusmption | 7.5111 | 7.5261 | 7.5165 | 7.51 | 7.51 | 7.51 | 7.51 | 7.51 | 7.51 | 7.51 | 7.51 | 7.51 | 7.51 | 7.51 | 7.51 | 7.51 | 7.51 | 7.51 | 7.51 | 7.51 | 7.51 | 7.51 | 7.51 | 7.51 | 7.51 | 7.51 | 7.51 | 7.51 | 7.51 | 7.51 | 7.51
F3_Commercial_Lodging_Existing_Food Preparation_Natural Gas_Double Rack Oven_E3 | F3 | Commercial | Lodging | Existing | Food Preparation | Natural Gas | Double Rack Oven | E3 | System - kBTUs of Conusmption | 0 | 0 | 0 | 0 | 0 | 0 | 0 | 0 | 0 | 0 | 0 | 0 | 0 | 0 | 0 | 0 | 0 | 0 | 0 | 0 | 0 | 0 | 0 | 0 | 0 | 0 | 0 | 0 | 0 | 0 | 0
F3_Commercial_Lodging_Existing_Food Preparation_Natural Gas_Double Rack Oven_E4 | F3 | Commercial | Lodging | Existing | Food Preparation | Natural Gas | Double Rack Oven | E4 | System - kBTUs of Conusmption | 0 | 0 | 0 | 0 | 0 | 0 | 0 | 0 | 0 | 0 | 0 | 0 | 0 | 0 | 0 | 0 | 0 | 0 | 0 | 0 | 0 | 0 | 0 | 0 | 0 | 0 | 0 | 0 | 0 | 0 | 0
F3_Commercial_Lodging_Existing_Food Preparation_Natural Gas_Double Rack Oven_E5 | F3 | Commercial | Lodging | Existing | Food Preparation | Natural Gas | Double Rack Oven | E5 | System - kBTUs of Conusmption | 0 | 0 | 0 | 0 | 0 | 0 | 0 | 0 | 0 | 0 | 0 | 0 | 0 | 0 | 0 | 0 | 0 | 0 | 0 | 0 | 0 | 0 | 0 | 0 | 0 | 0 | 0 | 0 | 0 | 0 | 0
F3_Commercial_Lodging_Existing_Food Preparation_Natural Gas_Double Rack Oven_E6 | F3 | Commercial | Lodging | Existing | Food Preparation | Natural Gas | Double Rack Oven | E6 | System - kBTUs of Conusmption | 0 | 0 | 0 | 0 | 0 | 0 | 0 | 0 | 0 | 0 | 0 | 0 | 0 | 0 | 0 | 0 | 0 | 0 | 0 | 0 | 0 | 0 | 0 | 0 | 0 | 0 | 0 | 0 | 0 | 0 | 0
F3_Commercial_Lodging_Existing_Food Preparation_Natural Gas_Double Rack Oven_E7 | F3 | Commercial | Lodging | Existing | Food Preparation | Natural Gas | Double Rack Oven | E7 | System - kBTUs of Conusmption | 0 | 0 | 0 | 0 | 0 | 0 | 0 | 0 | 0 | 0 | 0 | 0 | 0 | 0 | 0 | 0 | 0 | 0 | 0 | 0 | 0 | 0 | 0 | 0 | 0 | 0 | 0 | 0 | 0 | 0 | 0
F3_Commercial_Lodging_Existing_Food Preparation_Natural Gas_Double Rack Oven_E8 | F3 | Commercial | Lodging | Existing | Food Preparation | Natural Gas | Double Rack Oven | E8 | System - kBTUs of Conusmption | 0 | 0 | 0 | 0 | 0 | 0 | 0 | 0 | 0 | 0 | 0 | 0 | 0 | 0 | 0 | 0 | 0 | 0 | 0 | 0 | 0 | 0 | 0 | 0 | 0 | 0 | 0 | 0 | 0 | 0 | 0
F3_Commercial_Lodging_Existing_Food Preparation_Natural Gas_Double Rack Oven_E9 | F3 | Commercial | Lodging | Existing | Food Preparation | Natural Gas | Double Rack Oven | E9 | System - kBTUs of Conusmption | 0 | 0 | 0 | 0 | 0 | 0 | 0 | 0 | 0 | 0 | 0 | 0 | 0 | 0 | 0 | 0 | 0 | 0 | 0 | 0 | 0 | 0 | 0 | 0 | 0 | 0 | 0 | 0 | 0 | 0 | 0
F3_Commercial_Lodging_Existing_Food Preparation_Natural Gas_Double Rack Oven_E10 | F3 | Commercial | Lodging | Existing | Food Preparation | Natural Gas | Double Rack Oven | E10 | System - kBTUs of Conusmption | 0 | 0 | 0 | 0 | 0 | 0 | 0 | 0 | 0 | 0 | 0 | 0 | 0 | 0 | 0 | 0 | 0 | 0 | 0 | 0 | 0 | 0 | 0 | 0 | 0 | 0 | 0 | 0 | 0 | 0 | 0
F4_Commercial_Lodging_Existing_Food Preparation_Natural Gas_Double Rack Oven_E1 | F4 | Commercial | Lodging | Existing | Food Preparation | Natural Gas | Double Rack Oven | E1 | Utility - Cost of Equipment | 0.048151 | 0.048151 | 0.048151 | 0.048151 | 0.048151 | 0.048151 | 0.048151 | 0.048151 | 0.048151 | 0.048151 | 0.048151 | 0.048151 | 0.048151 | 0.048151 | 0.048151 | 0.048151 | 0.048151 | 0.048151 | 0.048151 | 0.048151 | 0.048151 | 0.048151 | 0.048151 | 0.048151 | 0.048151 | 0.048151 | 0.048151 | 0.048151 | 0.048151 | 0.048151 | 0.048151
F4_Commercial_Lodging_Existing_Food Preparation_Natural Gas_Double Rack Oven_E2 | F4 | Commercial | Lodging | Existing | Food Preparation | Natural Gas | Double Rack Oven | E2 | Utility - Cost of Equipment | 0.064036 | 0.064036 | 0.064036 | 0.064036 | 0.064036 | 0.064036 | 0.064036 | 0.064036 | 0.064036 | 0.064036 | 0.064036 | 0.064036 | 0.064036 | 0.064036 | 0.064036 | 0.064036 | 0.064036 | 0.064036 | 0.064036 | 0.064036 | 0.064036 | 0.064036 | 0.064036 | 0.064036 | 0.064036 | 0.064036 | 0.064036 | 0.064036 | 0.064036 | 0.064036 | 0.064036
F4_Commercial_Lodging_Existing_Food Preparation_Natural Gas_Double Rack Oven_E3 | F4 | Commercial | Lodging | Existing | Food Preparation | Natural Gas | Double Rack Oven | E3 | Utility - Cost of Equipment | 0 | 0 | 0 | 0 | 0 | 0 | 0 | 0 | 0 | 0 | 0 | 0 | 0 | 0 | 0 | 0 | 0 | 0 | 0 | 0 | 0 | 0 | 0 | 0 | 0 | 0 | 0 | 0 | 0 | 0 | 0
F4_Commercial_Lodging_Existing_Food Preparation_Natural Gas_Double Rack Oven_E4 | F4 | Commercial | Lodging | Existing | Food Preparation | Natural Gas | Double Rack Oven | E4 | Utility - Cost of Equipment | 0 | 0 | 0 | 0 | 0 | 0 | 0 | 0 | 0 | 0 | 0 | 0 | 0 | 0 | 0 | 0 | 0 | 0 | 0 | 0 | 0 | 0 | 0 | 0 | 0 | 0 | 0 | 0 | 0 | 0 | 0
F4_Commercial_Lodging_Existing_Food Preparation_Natural Gas_Double Rack Oven_E5 | F4 | Commercial | Lodging | Existing | Food Preparation | Natural Gas | Double Rack Oven | E5 | Utility - Cost of Equipment | 0 | 0 | 0 | 0 | 0 | 0 | 0 | 0 | 0 | 0 | 0 | 0 | 0 | 0 | 0 | 0 | 0 | 0 | 0 | 0 | 0 | 0 | 0 | 0 | 0 | 0 | 0 | 0 | 0 | 0 | 0
F4_Commercial_Lodging_Existing_Food Preparation_Natural Gas_Double Rack Oven_E6 | F4 | Commercial | Lodging | Existing | Food Preparation | Natural Gas | Double Rack Oven | E6 | Utility - Cost of Equipment | 0 | 0 | 0 | 0 | 0 | 0 | 0 | 0 | 0 | 0 | 0 | 0 | 0 | 0 | 0 | 0 | 0 | 0 | 0 | 0 | 0 | 0 | 0 | 0 | 0 | 0 | 0 | 0 | 0 | 0 | 0
F4_Commercial_Lodging_Existing_Food Preparation_Natural Gas_Double Rack Oven_E7 | F4 | Commercial | Lodging | Existing | Food Preparation | Natural Gas | Double Rack Oven | E7 | Utility - Cost of Equipment | 0 | 0 | 0 | 0 | 0 | 0 | 0 | 0 | 0 | 0 | 0 | 0 | 0 | 0 | 0 | 0 | 0 | 0 | 0 | 0 | 0 | 0 | 0 | 0 | 0 | 0 | 0 | 0 | 0 | 0 | 0
F4_Commercial_Lodging_Existing_Food Preparation_Natural Gas_Double Rack Oven_E8 | F4 | Commercial | Lodging | Existing | Food Preparation | Natural Gas | Double Rack Oven | E8 | Utility - Cost of Equipment | 0 | 0 | 0 | 0 | 0 | 0 | 0 | 0 | 0 | 0 | 0 | 0 | 0 | 0 | 0 | 0 | 0 | 0 | 0 | 0 | 0 | 0 | 0 | 0 | 0 | 0 | 0 | 0 | 0 | 0 | 0
F4_Commercial_Lodging_Existing_Food Preparation_Natural Gas_Double Rack Oven_E9 | F4 | Commercial | Lodging | Existing | Food Preparation | Natural Gas | Double Rack Oven | E9 | Utility - Cost of Equipment | 0 | 0 | 0 | 0 | 0 | 0 | 0 | 0 | 0 | 0 | 0 | 0 | 0 | 0 | 0 | 0 | 0 | 0 | 0 | 0 | 0 | 0 | 0 | 0 | 0 | 0 | 0 | 0 | 0 | 0 | 0
F4_Commercial_Lodging_Existing_Food Preparation_Natural Gas_Double Rack Oven_E10 | F4 | Commercial | Lodging | Existing | Food Preparation | Natural Gas | Double Rack Oven | E10 | Utility - Cost of Equipment | 0 | 0 | 0 | 0 | 0 | 0 | 0 | 0 | 0 | 0 | 0 | 0 | 0 | 0 | 0 | 0 | 0 | 0 | 0 | 0 | 0 | 0 | 0 | 0 | 0 | 0 | 0 | 0 | 0 | 0 | 0
F5_Commercial_Lodging_Existing_Food Preparation_Natural Gas_Double Rack Oven_E1 | F5 | Commercial | Lodging | Existing | Food Preparation | Natural Gas | Double Rack Oven | E1 | Utility - Cost of Operation | 0.13833 | 0.14046 | 0.14201 | 0.14122 | 0.14136 | 0.13324 | 0.12653 | 0.12278 | 0.12122 | 0.12572 | 0.13162 | 0.13779 | 0.12654 | 0.13405 | 0.1345 | 0.13383 | 0.13395 | 0.13437 | 0.1318 | 0.13335 | 0.13439 | 0.13586 | 0.13775 | 0.069089 | 0.06774 | 0.066472 | 0.065274 | 0.064134 | 0.063043 | 0.061991 | 0.060973
F5_Commercial_Lodging_Existing_Food Preparation_Natural Gas_Double Rack Oven_E2 | F5 | Commercial | Lodging | Existing | Food Preparation | Natural Gas | Double Rack Oven | E2 | Utility - Cost of Operation | 0.07545 | 0.076614 | 0.07746 | 0.077028 | 0.077106 | 0.072678 | 0.069015 | 0.06697 | 0.066122 | 0.068573 | 0.071792 | 0.075156 | 0.069022 | 0.073116 | 0.073365 | 0.072999 | 0.073066 | 0.073291 | 0.071891 | 0.072736 | 0.073306 | 0.074108 | 0.075139 | 0.037685 | 0.036949 | 0.036257 | 0.035604 | 0.034982 | 0.034387 | 0.033813 | 0.033258
F5_Commercial_Lodging_Existing_Food Preparation_Natural Gas_Double Rack Oven_E3 | F5 | Commercial | Lodging | Existing | Food Preparation | Natural Gas | Double Rack Oven | E3 | Utility - Cost of Operation | 0 | 0 | 0 | 0 | 0 | 0 | 0 | 0 | 0 | 0 | 0 | 0 | 0 | 0 | 0 | 0 | 0 | 0 | 0 | 0 | 0 | 0 | 0 | 0 | 0 | 0 | 0 | 0 | 0 | 0 | 0
F5_Commercial_Lodging_Existing_Food Preparation_Natural Gas_Double Rack Oven_E4 | F5 | Commercial | Lodging | Existing | Food Preparation | Natural Gas | Double Rack Oven | E4 | Utility - Cost of Operation | 0 | 0 | 0 | 0 | 0 | 0 | 0 | 0 | 0 | 0 | 0 | 0 | 0 | 0 | 0 | 0 | 0 | 0 | 0 | 0 | 0 | 0 | 0 | 0 | 0 | 0 | 0 | 0 | 0 | 0 | 0
F5_Commercial_Lodging_Existing_Food Preparation_Natural Gas_Double Rack Oven_E5 | F5 | Commercial | Lodging | Existing | Food Preparation | Natural Gas | Double Rack Oven | E5 | Utility - Cost of Operation | 0 | 0 | 0 | 0 | 0 | 0 | 0 | 0 | 0 | 0 | 0 | 0 | 0 | 0 | 0 | 0 | 0 | 0 | 0 | 0 | 0 | 0 | 0 | 0 | 0 | 0 | 0 | 0 | 0 | 0 | 0
F5_Commercial_Lodging_Existing_Food Preparation_Natural Gas_Double Rack Oven_E6 | F5 | Commercial | Lodging | Existing | Food Preparation | Natural Gas | Double Rack Oven | E6 | Utility - Cost of Operation | 0 | 0 | 0 | 0 | 0 | 0 | 0 | 0 | 0 | 0 | 0 | 0 | 0 | 0 | 0 | 0 | 0 | 0 | 0 | 0 | 0 | 0 | 0 | 0 | 0 | 0 | 0 | 0 | 0 | 0 | 0
F5_Commercial_Lodging_Existing_Food Preparation_Natural Gas_Double Rack Oven_E7 | F5 | Commercial | Lodging | Existing | Food Preparation | Natural Gas | Double Rack Oven | E7 | Utility - Cost of Operation | 0 | 0 | 0 | 0 | 0 | 0 | 0 | 0 | 0 | 0 | 0 | 0 | 0 | 0 | 0 | 0 | 0 | 0 | 0 | 0 | 0 | 0 | 0 | 0 | 0 | 0 | 0 | 0 | 0 | 0 | 0
F5_Commercial_Lodging_Existing_Food Preparation_Natural Gas_Double Rack Oven_E8 | F5 | Commercial | Lodging | Existing | Food Preparation | Natural Gas | Double Rack Oven | E8 | Utility - Cost of Operation | 0 | 0 | 0 | 0 | 0 | 0 | 0 | 0 | 0 | 0 | 0 | 0 | 0 | 0 | 0 | 0 | 0 | 0 | 0 | 0 | 0 | 0 | 0 | 0 | 0 | 0 | 0 | 0 | 0 | 0 | 0
F5_Commercial_Lodging_Existing_Food Preparation_Natural Gas_Double Rack Oven_E9 | F5 | Commercial | Lodging | Existing | Food Preparation | Natural Gas | Double Rack Oven | E9 | Utility - Cost of Operation | 0 | 0 | 0 | 0 | 0 | 0 | 0 | 0 | 0 | 0 | 0 | 0 | 0 | 0 | 0 | 0 | 0 | 0 | 0 | 0 | 0 | 0 | 0 | 0 | 0 | 0 | 0 | 0 | 0 | 0 | 0
F5_Commercial_Lodging_Existing_Food Preparation_Natural Gas_Double Rack Oven_E10 | F5 | Commercial | Lodging | Existing | Food Preparation | Natural Gas | Double Rack Oven | E10 | Utility - Cost of Operation | 0 | 0 | 0 | 0 | 0 | 0 | 0 | 0 | 0 | 0 | 0 | 0 | 0 | 0 | 0 | 0 | 0 | 0 | 0 | 0 | 0 | 0 | 0 | 0 | 0 | 0 | 0 | 0 | 0 | 0 | 0
F6_Commercial_Lodging_Existing_Food Preparation_Natural Gas_Double Rack Oven_E1 | F6 | Commercial | Lodging | Existing | Food Preparation | Natural Gas | Double Rack Oven | E1 | Utility - Value of Sales | 0.16572 | 0.16828 | 0.17014 | 0.16919 | 0.16936 | 0.15963 | 0.15159 | 0.1471 | 0.14523 | 0.15062 | 0.15769 | 0.16508 | 0.1516 | 0.1606 | 0.16114 | 0.16034 | 0.16049 | 0.16098 | 0.15791 | 0.15976 | 0.16101 | 0.16277 | 0.16504 | 0.082773 | 0.081156 | 0.079638 | 0.078203 | 0.076837 | 0.075529 | 0.07427 | 0.07305
F6_Commercial_Lodging_Existing_Food Preparation_Natural Gas_Double Rack Oven_E2 | F6 | Commercial | Lodging | Existing | Food Preparation | Natural Gas | Double Rack Oven | E2 | Utility - Value of Sales | 0.090394 | 0.091789 | 0.092802 | 0.092285 | 0.092378 | 0.087073 | 0.082685 | 0.080235 | 0.079219 | 0.082155 | 0.086011 | 0.090041 | 0.082693 | 0.087598 | 0.087897 | 0.087458 | 0.087538 | 0.087808 | 0.08613 | 0.087143 | 0.087825 | 0.088786 | 0.090021 | 0.045149 | 0.044267 | 0.043439 | 0.042656 | 0.041911 | 0.041198 | 0.040511 | 0.039846
F6_Commercial_Lodging_Existing_Food Preparation_Natural Gas_Double Rack Oven_E3 | F6 | Commercial | Lodging | Existing | Food Preparation | Natural Gas | Double Rack Oven | E3 | Utility - Value of Sales | 0 | 0 | 0 | 0 | 0 | 0 | 0 | 0 | 0 | 0 | 0 | 0 | 0 | 0 | 0 | 0 | 0 | 0 | 0 | 0 | 0 | 0 | 0 | 0 | 0 | 0 | 0 | 0 | 0 | 0 | 0
F6_Commercial_Lodging_Existing_Food Preparation_Natural Gas_Double Rack Oven_E4 | F6 | Commercial | Lodging | Existing | Food Preparation | Natural Gas | Double Rack Oven | E4 | Utility - Value of Sales | 0 | 0 | 0 | 0 | 0 | 0 | 0 | 0 | 0 | 0 | 0 | 0 | 0 | 0 | 0 | 0 | 0 | 0 | 0 | 0 | 0 | 0 | 0 | 0 | 0 | 0 | 0 | 0 | 0 | 0 | 0
F6_Commercial_Lodging_Existing_Food Preparation_Natural Gas_Double Rack Oven_E5 | F6 | Commercial | Lodging | Existing | Food Preparation | Natural Gas | Double Rack Oven | E5 | Utility - Value of Sales | 0 | 0 | 0 | 0 | 0 | 0 | 0 | 0 | 0 | 0 | 0 | 0 | 0 | 0 | 0 | 0 | 0 | 0 | 0 | 0 | 0 | 0 | 0 | 0 | 0 | 0 | 0 | 0 | 0 | 0 | 0
F6_Commercial_Lodging_Existing_Food Preparation_Natural Gas_Double Rack Oven_E6 | F6 | Commercial | Lodging | Existing | Food Preparation | Natural Gas | Double Rack Oven | E6 | Utility - Value of Sales | 0 | 0 | 0 | 0 | 0 | 0 | 0 | 0 | 0 | 0 | 0 | 0 | 0 | 0 | 0 | 0 | 0 | 0 | 0 | 0 | 0 | 0 | 0 | 0 | 0 | 0 | 0 | 0 | 0 | 0 | 0
F6_Commercial_Lodging_Existing_Food Preparation_Natural Gas_Double Rack Oven_E7 | F6 | Commercial | Lodging | Existing | Food Preparation | Natural Gas | Double Rack Oven | E7 | Utility - Value of Sales | 0 | 0 | 0 | 0 | 0 | 0 | 0 | 0 | 0 | 0 | 0 | 0 | 0 | 0 | 0 | 0 | 0 | 0 | 0 | 0 | 0 | 0 | 0 | 0 | 0 | 0 | 0 | 0 | 0 | 0 | 0
F6_Commercial_Lodging_Existing_Food Preparation_Natural Gas_Double Rack Oven_E8 | F6 | Commercial | Lodging | Existing | Food Preparation | Natural Gas | Double Rack Oven | E8 | Utility - Value of Sales | 0 | 0 | 0 | 0 | 0 | 0 | 0 | 0 | 0 | 0 | 0 | 0 | 0 | 0 | 0 | 0 | 0 | 0 | 0 | 0 | 0 | 0 | 0 | 0 | 0 | 0 | 0 | 0 | 0 | 0 | 0
F6_Commercial_Lodging_Existing_Food Preparation_Natural Gas_Double Rack Oven_E9 | F6 | Commercial | Lodging | Existing | Food Preparation | Natural Gas | Double Rack Oven | E9 | Utility - Value of Sales | 0 | 0 | 0 | 0 | 0 | 0 | 0 | 0 | 0 | 0 | 0 | 0 | 0 | 0 | 0 | 0 | 0 | 0 | 0 | 0 | 0 | 0 | 0 | 0 | 0 | 0 | 0 | 0 | 0 | 0 | 0
F6_Commercial_Lodging_Existing_Food Preparation_Natural Gas_Double Rack Oven_E10 | F6 | Commercial | Lodging | Existing | Food Preparation | Natural Gas | Double Rack Oven | E10 | Utility - Value of Sales | 0 | 0 | 0 | 0 | 0 | 0 | 0 | 0 | 0 | 0 | 0 | 0 | 0 | 0 | 0 | 0 | 0 | 0 | 0 | 0 | 0 | 0 | 0 | 0 | 0 | 0 | 0 | 0 | 0 | 0 | 0
F1_Commercial_Lodging_Existing_Food Preparation_Natural Gas_Fryer_E1 | F1 | Commercial | Lodging | Existing | Food Preparation | Natural Gas | Fryer | E1 | Participant - Cost of Equipment | 0.037938 | 0.037938 | 0.037938 | 0 | 0 | 0 | 0 | 0 | 0 | 0 | 0 | 0 | 0 | 0 | 0 | 0 | 0 | 0 | 0 | 0 | 0 | 0 | 0 | 0 | 0 | 0 | 0 | 0 | 0 | 0 | 0
F1_Commercial_Lodging_Existing_Food Preparation_Natural Gas_Fryer_E2 | F1 | Commercial | Lodging | Existing | Food Preparation | Natural Gas | Fryer | E2 | Participant - Cost of Equipment | 0.045246 | 0.045246 | 0.045246 | 0.045246 | 0.045246 | 0.045246 | 0.045246 | 0.045246 | 0.045246 | 0.045246 | 0.045246 | 0.045246 | 0.045246 | 0.045246 | 0.045246 | 0.045246 | 0.045246 | 0.045246 | 0.045246 | 0.045246 | 0.045246 | 0.045246 | 0.045246 | 0.045246 | 0.045246 | 0.045246 | 0.045246 | 0.045246 | 0.045246 | 0.045246 | 0.045246
F1_Commercial_Lodging_Existing_Food Preparation_Natural Gas_Fryer_E3 | F1 | Commercial | Lodging | Existing | Food Preparation | Natural Gas | Fryer | E3 | Participant - Cost of Equipment | 0 | 0 | 0 | 0 | 0 | 0 | 0 | 0 | 0 | 0 | 0 | 0 | 0 | 0 | 0 | 0 | 0 | 0 | 0 | 0 | 0 | 0 | 0 | 0 | 0 | 0 | 0 | 0 | 0 | 0 | 0
F1_Commercial_Lodging_Existing_Food Preparation_Natural Gas_Fryer_E4 | F1 | Commercial | Lodging | Existing | Food Preparation | Natural Gas | Fryer | E4 | Participant - Cost of Equipment | 0 | 0 | 0 | 0 | 0 | 0 | 0 | 0 | 0 | 0 | 0 | 0 | 0 | 0 | 0 | 0 | 0 | 0 | 0 | 0 | 0 | 0 | 0 | 0 | 0 | 0 | 0 | 0 | 0 | 0 | 0
F1_Commercial_Lodging_Existing_Food Preparation_Natural Gas_Fryer_E5 | F1 | Commercial | Lodging | Existing | Food Preparation | Natural Gas | Fryer | E5 | Participant - Cost of Equipment | 0 | 0 | 0 | 0 | 0 | 0 | 0 | 0 | 0 | 0 | 0 | 0 | 0 | 0 | 0 | 0 | 0 | 0 | 0 | 0 | 0 | 0 | 0 | 0 | 0 | 0 | 0 | 0 | 0 | 0 | 0
F1_Commercial_Lodging_Existing_Food Preparation_Natural Gas_Fryer_E6 | F1 | Commercial | Lodging | Existing | Food Preparation | Natural Gas | Fryer | E6 | Participant - Cost of Equipment | 0 | 0 | 0 | 0 | 0 | 0 | 0 | 0 | 0 | 0 | 0 | 0 | 0 | 0 | 0 | 0 | 0 | 0 | 0 | 0 | 0 | 0 | 0 | 0 | 0 | 0 | 0 | 0 | 0 | 0 | 0
F1_Commercial_Lodging_Existing_Food Preparation_Natural Gas_Fryer_E7 | F1 | Commercial | Lodging | Existing | Food Preparation | Natural Gas | Fryer | E7 | Participant - Cost of Equipment | 0 | 0 | 0 | 0 | 0 | 0 | 0 | 0 | 0 | 0 | 0 | 0 | 0 | 0 | 0 | 0 | 0 | 0 | 0 | 0 | 0 | 0 | 0 | 0 | 0 | 0 | 0 | 0 | 0 | 0 | 0
F1_Commercial_Lodging_Existing_Food Preparation_Natural Gas_Fryer_E8 | F1 | Commercial | Lodging | Existing | Food Preparation | Natural Gas | Fryer | E8 | Participant - Cost of Equipment | 0 | 0 | 0 | 0 | 0 | 0 | 0 | 0 | 0 | 0 | 0 | 0 | 0 | 0 | 0 | 0 | 0 | 0 | 0 | 0 | 0 | 0 | 0 | 0 | 0 | 0 | 0 | 0 | 0 | 0 | 0
F1_Commercial_Lodging_Existing_Food Preparation_Natural Gas_Fryer_E9 | F1 | Commercial | Lodging | Existing | Food Preparation | Natural Gas | Fryer | E9 | Participant - Cost of Equipment | 0 | 0 | 0 | 0 | 0 | 0 | 0 | 0 | 0 | 0 | 0 | 0 | 0 | 0 | 0 | 0 | 0 | 0 | 0 | 0 | 0 | 0 | 0 | 0 | 0 | 0 | 0 | 0 | 0 | 0 | 0
F1_Commercial_Lodging_Existing_Food Preparation_Natural Gas_Fryer_E10 | F1 | Commercial | Lodging | Existing | Food Preparation | Natural Gas | Fryer | E10 | Participant - Cost of Equipment | 0 | 0 | 0 | 0 | 0 | 0 | 0 | 0 | 0 | 0 | 0 | 0 | 0 | 0 | 0 | 0 | 0 | 0 | 0 | 0 | 0 | 0 | 0 | 0 | 0 | 0 | 0 | 0 | 0 | 0 | 0
F2_Commercial_Lodging_Existing_Food Preparation_Natural Gas_Fryer_E1 | F2 | Commercial | Lodging | Existing | Food Preparation | Natural Gas | Fryer | E1 | Participant - Cost of Operation | 0.081425 | 0.083219 | 0.084659 | 0 | 0 | 0 | 0 | 0 | 0 | 0 | 0 | 0 | 0 | 0 | 0 | 0 | 0 | 0 | 0 | 0 | 0 | 0 | 0 | 0 | 0 | 0 | 0 | 0 | 0 | 0 | 0
F2_Commercial_Lodging_Existing_Food Preparation_Natural Gas_Fryer_E2 | F2 | Commercial | Lodging | Existing | Food Preparation | Natural Gas | Fryer | E2 | Participant - Cost of Operation | 0.054717 | 0.055922 | 0.05689 | 0.057815 | 0.05921 | 0.056539 | 0.053316 | 0.051734 | 0.051268 | 0.050448 | 0.049928 | 0.049149 | 0.043116 | 0.046436 | 0.050705 | 0.054824 | 0.059798 | 0.060151 | 0.059005 | 0.059906 | 0.060548 | 0.061397 | 0.06245 | 0.02826 | 0.027689 | 0.027156 | 0.026655 | 0.026181 | 0.025729 | 0.025295 | 0.024876
F2_Commercial_Lodging_Existing_Food Preparation_Natural Gas_Fryer_E3 | F2 | Commercial | Lodging | Existing | Food Preparation | Natural Gas | Fryer | E3 | Participant - Cost of Operation | 0 | 0 | 0 | 0 | 0 | 0 | 0 | 0 | 0 | 0 | 0 | 0 | 0 | 0 | 0 | 0 | 0 | 0 | 0 | 0 | 0 | 0 | 0 | 0 | 0 | 0 | 0 | 0 | 0 | 0 | 0
F2_Commercial_Lodging_Existing_Food Preparation_Natural Gas_Fryer_E4 | F2 | Commercial | Lodging | Existing | Food Preparation | Natural Gas | Fryer | E4 | Participant - Cost of Operation | 0 | 0 | 0 | 0 | 0 | 0 | 0 | 0 | 0 | 0 | 0 | 0 | 0 | 0 | 0 | 0 | 0 | 0 | 0 | 0 | 0 | 0 | 0 | 0 | 0 | 0 | 0 | 0 | 0 | 0 | 0
F2_Commercial_Lodging_Existing_Food Preparation_Natural Gas_Fryer_E5 | F2 | Commercial | Lodging | Existing | Food Preparation | Natural Gas | Fryer | E5 | Participant - Cost of Operation | 0 | 0 | 0 | 0 | 0 | 0 | 0 | 0 | 0 | 0 | 0 | 0 | 0 | 0 | 0 | 0 | 0 | 0 | 0 | 0 | 0 | 0 | 0 | 0 | 0 | 0 | 0 | 0 | 0 | 0 | 0
F2_Commercial_Lodging_Existing_Food Preparation_Natural Gas_Fryer_E6 | F2 | Commercial | Lodging | Existing | Food Preparation | Natural Gas | Fryer | E6 | Participant - Cost of Operation | 0 | 0 | 0 | 0 | 0 | 0 | 0 | 0 | 0 | 0 | 0 | 0 | 0 | 0 | 0 | 0 | 0 | 0 | 0 | 0 | 0 | 0 | 0 | 0 | 0 | 0 | 0 | 0 | 0 | 0 | 0
F2_Commercial_Lodging_Existing_Food Preparation_Natural Gas_Fryer_E7 | F2 | Commercial | Lodging | Existing | Food Preparation | Natural Gas | Fryer | E7 | Participant - Cost of Operation | 0 | 0 | 0 | 0 | 0 | 0 | 0 | 0 | 0 | 0 | 0 | 0 | 0 | 0 | 0 | 0 | 0 | 0 | 0 | 0 | 0 | 0 | 0 | 0 | 0 | 0 | 0 | 0 | 0 | 0 | 0
F2_Commercial_Lodging_Existing_Food Preparation_Natural Gas_Fryer_E8 | F2 | Commercial | Lodging | Existing | Food Preparation | Natural Gas | Fryer | E8 | Participant - Cost of Operation | 0 | 0 | 0 | 0 | 0 | 0 | 0 | 0 | 0 | 0 | 0 | 0 | 0 | 0 | 0 | 0 | 0 | 0 | 0 | 0 | 0 | 0 | 0 | 0 | 0 | 0 | 0 | 0 | 0 | 0 | 0
F2_Commercial_Lodging_Existing_Food Preparation_Natural Gas_Fryer_E9 | F2 | Commercial | Lodging | Existing | Food Preparation | Natural Gas | Fryer | E9 | Participant - Cost of Operation | 0 | 0 | 0 | 0 | 0 | 0 | 0 | 0 | 0 | 0 | 0 | 0 | 0 | 0 | 0 | 0 | 0 | 0 | 0 | 0 | 0 | 0 | 0 | 0 | 0 | 0 | 0 | 0 | 0 | 0 | 0
F2_Commercial_Lodging_Existing_Food Preparation_Natural Gas_Fryer_E10 | F2 | Commercial | Lodging | Existing | Food Preparation | Natural Gas | Fryer | E10 | Participant - Cost of Operation | 0 | 0 | 0 | 0 | 0 | 0 | 0 | 0 | 0 | 0 | 0 | 0 | 0 | 0 | 0 | 0 | 0 | 0 | 0 | 0 | 0 | 0 | 0 | 0 | 0 | 0 | 0 | 0 | 0 | 0 | 0
F3_Commercial_Lodging_Existing_Food Preparation_Natural Gas_Fryer_E1 | F3 | Commercial | Lodging | Existing | Food Preparation | Natural Gas | Fryer | E1 | System - kBTUs of Conusmption | 6.856 | 6.8742 | 6.8626 | 0 | 0 | 0 | 0 | 0 | 0 | 0 | 0 | 0 | 0 | 0 | 0 | 0 | 0 | 0 | 0 | 0 | 0 | 0 | 0 | 0 | 0 | 0 | 0 | 0 | 0 | 0 | 0
F3_Commercial_Lodging_Existing_Food Preparation_Natural Gas_Fryer_E2 | F3 | Commercial | Lodging | Existing | Food Preparation | Natural Gas | Fryer | E2 | System - kBTUs of Conusmption | 4.6072 | 4.6194 | 4.6116 | 4.6063 | 4.6063 | 4.6063 | 4.6063 | 4.6063 | 4.6063 | 4.6063 | 4.6063 | 4.6063 | 4.6063 | 4.6063 | 4.6063 | 4.6063 | 4.6063 | 4.6063 | 4.6063 | 4.6063 | 4.6063 | 4.6063 | 4.6063 | 4.6063 | 4.6063 | 4.6063 | 4.6063 | 4.6063 | 4.6063 | 4.6063 | 4.6063
F3_Commercial_Lodging_Existing_Food Preparation_Natural Gas_Fryer_E3 | F3 | Commercial | Lodging | Existing | Food Preparation | Natural Gas | Fryer | E3 | System - kBTUs of Conusmption | 0 | 0 | 0 | 0 | 0 | 0 | 0 | 0 | 0 | 0 | 0 | 0 | 0 | 0 | 0 | 0 | 0 | 0 | 0 | 0 | 0 | 0 | 0 | 0 | 0 | 0 | 0 | 0 | 0 | 0 | 0
F3_Commercial_Lodging_Existing_Food Preparation_Natural Gas_Fryer_E4 | F3 | Commercial | Lodging | Existing | Food Preparation | Natural Gas | Fryer | E4 | System - kBTUs of Conusmption | 0 | 0 | 0 | 0 | 0 | 0 | 0 | 0 | 0 | 0 | 0 | 0 | 0 | 0 | 0 | 0 | 0 | 0 | 0 | 0 | 0 | 0 | 0 | 0 | 0 | 0 | 0 | 0 | 0 | 0 | 0
F3_Commercial_Lodging_Existing_Food Preparation_Natural Gas_Fryer_E5 | F3 | Commercial | Lodging | Existing | Food Preparation | Natural Gas | Fryer | E5 | System - kBTUs of Conusmption | 0 | 0 | 0 | 0 | 0 | 0 | 0 | 0 | 0 | 0 | 0 | 0 | 0 | 0 | 0 | 0 | 0 | 0 | 0 | 0 | 0 | 0 | 0 | 0 | 0 | 0 | 0 | 0 | 0 | 0 | 0
F3_Commercial_Lodging_Existing_Food Preparation_Natural Gas_Fryer_E6 | F3 | Commercial | Lodging | Existing | Food Preparation | Natural Gas | Fryer | E6 | System - kBTUs of Conusmption | 0 | 0 | 0 | 0 | 0 | 0 | 0 | 0 | 0 | 0 | 0 | 0 | 0 | 0 | 0 | 0 | 0 | 0 | 0 | 0 | 0 | 0 | 0 | 0 | 0 | 0 | 0 | 0 | 0 | 0 | 0
F3_Commercial_Lodging_Existing_Food Preparation_Natural Gas_Fryer_E7 | F3 | Commercial | Lodging | Existing | Food Preparation | Natural Gas | Fryer | E7 | System - kBTUs of Conusmption | 0 | 0 | 0 | 0 | 0 | 0 | 0 | 0 | 0 | 0 | 0 | 0 | 0 | 0 | 0 | 0 | 0 | 0 | 0 | 0 | 0 | 0 | 0 | 0 | 0 | 0 | 0 | 0 | 0 | 0 | 0
F3_Commercial_Lodging_Existing_Food Preparation_Natural Gas_Fryer_E8 | F3 | Commercial | Lodging | Existing | Food Preparation | Natural Gas | Fryer | E8 | System - kBTUs of Conusmption | 0 | 0 | 0 | 0 | 0 | 0 | 0 | 0 | 0 | 0 | 0 | 0 | 0 | 0 | 0 | 0 | 0 | 0 | 0 | 0 | 0 | 0 | 0 | 0 | 0 | 0 | 0 | 0 | 0 | 0 | 0
F3_Commercial_Lodging_Existing_Food Preparation_Natural Gas_Fryer_E9 | F3 | Commercial | Lodging | Existing | Food Preparation | Natural Gas | Fryer | E9 | System - kBTUs of Conusmption | 0 | 0 | 0 | 0 | 0 | 0 | 0 | 0 | 0 | 0 | 0 | 0 | 0 | 0 | 0 | 0 | 0 | 0 | 0 | 0 | 0 | 0 | 0 | 0 | 0 | 0 | 0 | 0 | 0 | 0 | 0
F3_Commercial_Lodging_Existing_Food Preparation_Natural Gas_Fryer_E10 | F3 | Commercial | Lodging | Existing | Food Preparation | Natural Gas | Fryer | E10 | System - kBTUs of Conusmption | 0 | 0 | 0 | 0 | 0 | 0 | 0 | 0 | 0 | 0 | 0 | 0 | 0 | 0 | 0 | 0 | 0 | 0 | 0 | 0 | 0 | 0 | 0 | 0 | 0 | 0 | 0 | 0 | 0 | 0 | 0
F4_Commercial_Lodging_Existing_Food Preparation_Natural Gas_Fryer_E1 | F4 | Commercial | Lodging | Existing | Food Preparation | Natural Gas | Fryer | E1 | Utility - Cost of Equipment | 0.037938 | 0.037938 | 0.037938 | 0 | 0 | 0 | 0 | 0 | 0 | 0 | 0 | 0 | 0 | 0 | 0 | 0 | 0 | 0 | 0 | 0 | 0 | 0 | 0 | 0 | 0 | 0 | 0 | 0 | 0 | 0 | 0
F4_Commercial_Lodging_Existing_Food Preparation_Natural Gas_Fryer_E2 | F4 | Commercial | Lodging | Existing | Food Preparation | Natural Gas | Fryer | E2 | Utility - Cost of Equipment | 0.045246 | 0.045246 | 0.045246 | 0.045246 | 0.045246 | 0.045246 | 0.045246 | 0.045246 | 0.045246 | 0.045246 | 0.045246 | 0.045246 | 0.045246 | 0.045246 | 0.045246 | 0.045246 | 0.045246 | 0.045246 | 0.045246 | 0.045246 | 0.045246 | 0.045246 | 0.045246 | 0.045246 | 0.045246 | 0.045246 | 0.045246 | 0.045246 | 0.045246 | 0.045246 | 0.045246
F4_Commercial_Lodging_Existing_Food Preparation_Natural Gas_Fryer_E3 | F4 | Commercial | Lodging | Existing | Food Preparation | Natural Gas | Fryer | E3 | Utility - Cost of Equipment | 0 | 0 | 0 | 0 | 0 | 0 | 0 | 0 | 0 | 0 | 0 | 0 | 0 | 0 | 0 | 0 | 0 | 0 | 0 | 0 | 0 | 0 | 0 | 0 | 0 | 0 | 0 | 0 | 0 | 0 | 0
F4_Commercial_Lodging_Existing_Food Preparation_Natural Gas_Fryer_E4 | F4 | Commercial | Lodging | Existing | Food Preparation | Natural Gas | Fryer | E4 | Utility - Cost of Equipment | 0 | 0 | 0 | 0 | 0 | 0 | 0 | 0 | 0 | 0 | 0 | 0 | 0 | 0 | 0 | 0 | 0 | 0 | 0 | 0 | 0 | 0 | 0 | 0 | 0 | 0 | 0 | 0 | 0 | 0 | 0
F4_Commercial_Lodging_Existing_Food Preparation_Natural Gas_Fryer_E5 | F4 | Commercial | Lodging | Existing | Food Preparation | Natural Gas | Fryer | E5 | Utility - Cost of Equipment | 0 | 0 | 0 | 0 | 0 | 0 | 0 | 0 | 0 | 0 | 0 | 0 | 0 | 0 | 0 | 0 | 0 | 0 | 0 | 0 | 0 | 0 | 0 | 0 | 0 | 0 | 0 | 0 | 0 | 0 | 0
F4_Commercial_Lodging_Existing_Food Preparation_Natural Gas_Fryer_E6 | F4 | Commercial | Lodging | Existing | Food Preparation | Natural Gas | Fryer | E6 | Utility - Cost of Equipment | 0 | 0 | 0 | 0 | 0 | 0 | 0 | 0 | 0 | 0 | 0 | 0 | 0 | 0 | 0 | 0 | 0 | 0 | 0 | 0 | 0 | 0 | 0 | 0 | 0 | 0 | 0 | 0 | 0 | 0 | 0
F4_Commercial_Lodging_Existing_Food Preparation_Natural Gas_Fryer_E7 | F4 | Commercial | Lodging | Existing | Food Preparation | Natural Gas | Fryer | E7 | Utility - Cost of Equipment | 0 | 0 | 0 | 0 | 0 | 0 | 0 | 0 | 0 | 0 | 0 | 0 | 0 | 0 | 0 | 0 | 0 | 0 | 0 | 0 | 0 | 0 | 0 | 0 | 0 | 0 | 0 | 0 | 0 | 0 | 0
F4_Commercial_Lodging_Existing_Food Preparation_Natural Gas_Fryer_E8 | F4 | Commercial | Lodging | Existing | Food Preparation | Natural Gas | Fryer | E8 | Utility - Cost of Equipment | 0 | 0 | 0 | 0 | 0 | 0 | 0 | 0 | 0 | 0 | 0 | 0 | 0 | 0 | 0 | 0 | 0 | 0 | 0 | 0 | 0 | 0 | 0 | 0 | 0 | 0 | 0 | 0 | 0 | 0 | 0
F4_Commercial_Lodging_Existing_Food Preparation_Natural Gas_Fryer_E9 | F4 | Commercial | Lodging | Existing | Food Preparation | Natural Gas | Fryer | E9 | Utility - Cost of Equipment | 0 | 0 | 0 | 0 | 0 | 0 | 0 | 0 | 0 | 0 | 0 | 0 | 0 | 0 | 0 | 0 | 0 | 0 | 0 | 0 | 0 | 0 | 0 | 0 | 0 | 0 | 0 | 0 | 0 | 0 | 0
F4_Commercial_Lodging_Existing_Food Preparation_Natural Gas_Fryer_E10 | F4 | Commercial | Lodging | Existing | Food Preparation | Natural Gas | Fryer | E10 | Utility - Cost of Equipment | 0 | 0 | 0 | 0 | 0 | 0 | 0 | 0 | 0 | 0 | 0 | 0 | 0 | 0 | 0 | 0 | 0 | 0 | 0 | 0 | 0 | 0 | 0 | 0 | 0 | 0 | 0 | 0 | 0 | 0 | 0
F5_Commercial_Lodging_Existing_Food Preparation_Natural Gas_Fryer_E1 | F5 | Commercial | Lodging | Existing | Food Preparation | Natural Gas | Fryer | E1 | Utility - Cost of Operation | 0.067964 | 0.069461 | 0.070663 | 0 | 0 | 0 | 0 | 0 | 0 | 0 | 0 | 0 | 0 | 0 | 0 | 0 | 0 | 0 | 0 | 0 | 0 | 0 | 0 | 0 | 0 | 0 | 0 | 0 | 0 | 0 | 0
F5_Commercial_Lodging_Existing_Food Preparation_Natural Gas_Fryer_E2 | F5 | Commercial | Lodging | Existing | Food Preparation | Natural Gas | Fryer | E2 | Utility - Cost of Operation | 0.045671 | 0.046677 | 0.047485 | 0.048257 | 0.049421 | 0.047192 | 0.044502 | 0.043182 | 0.042792 | 0.042108 | 0.041674 | 0.041024 | 0.035988 | 0.038759 | 0.042323 | 0.04576 | 0.049912 | 0.050207 | 0.04925 | 0.050003 | 0.050538 | 0.051246 | 0.052126 | 0.023588 | 0.023111 | 0.022666 | 0.022248 | 0.021852 | 0.021475 | 0.021113 | 0.020763
F5_Commercial_Lodging_Existing_Food Preparation_Natural Gas_Fryer_E3 | F5 | Commercial | Lodging | Existing | Food Preparation | Natural Gas | Fryer | E3 | Utility - Cost of Operation | 0 | 0 | 0 | 0 | 0 | 0 | 0 | 0 | 0 | 0 | 0 | 0 | 0 | 0 | 0 | 0 | 0 | 0 | 0 | 0 | 0 | 0 | 0 | 0 | 0 | 0 | 0 | 0 | 0 | 0 | 0
F5_Commercial_Lodging_Existing_Food Preparation_Natural Gas_Fryer_E4 | F5 | Commercial | Lodging | Existing | Food Preparation | Natural Gas | Fryer | E4 | Utility - Cost of Operation | 0 | 0 | 0 | 0 | 0 | 0 | 0 | 0 | 0 | 0 | 0 | 0 | 0 | 0 | 0 | 0 | 0 | 0 | 0 | 0 | 0 | 0 | 0 | 0 | 0 | 0 | 0 | 0 | 0 | 0 | 0
F5_Commercial_Lodging_Existing_Food Preparation_Natural Gas_Fryer_E5 | F5 | Commercial | Lodging | Existing | Food Preparation | Natural Gas | Fryer | E5 | Utility - Cost of Operation | 0 | 0 | 0 | 0 | 0 | 0 | 0 | 0 | 0 | 0 | 0 | 0 | 0 | 0 | 0 | 0 | 0 | 0 | 0 | 0 | 0 | 0 | 0 | 0 | 0 | 0 | 0 | 0 | 0 | 0 | 0
F5_Commercial_Lodging_Existing_Food Preparation_Natural Gas_Fryer_E6 | F5 | Commercial | Lodging | Existing | Food Preparation | Natural Gas | Fryer | E6 | Utility - Cost of Operation | 0 | 0 | 0 | 0 | 0 | 0 | 0 | 0 | 0 | 0 | 0 | 0 | 0 | 0 | 0 | 0 | 0 | 0 | 0 | 0 | 0 | 0 | 0 | 0 | 0 | 0 | 0 | 0 | 0 | 0 | 0
F5_Commercial_Lodging_Existing_Food Preparation_Natural Gas_Fryer_E7 | F5 | Commercial | Lodging | Existing | Food Preparation | Natural Gas | Fryer | E7 | Utility - Cost of Operation | 0 | 0 | 0 | 0 | 0 | 0 | 0 | 0 | 0 | 0 | 0 | 0 | 0 | 0 | 0 | 0 | 0 | 0 | 0 | 0 | 0 | 0 | 0 | 0 | 0 | 0 | 0 | 0 | 0 | 0 | 0
F5_Commercial_Lodging_Existing_Food Preparation_Natural Gas_Fryer_E8 | F5 | Commercial | Lodging | Existing | Food Preparation | Natural Gas | Fryer | E8 | Utility - Cost of Operation | 0 | 0 | 0 | 0 | 0 | 0 | 0 | 0 | 0 | 0 | 0 | 0 | 0 | 0 | 0 | 0 | 0 | 0 | 0 | 0 | 0 | 0 | 0 | 0 | 0 | 0 | 0 | 0 | 0 | 0 | 0
F5_Commercial_Lodging_Existing_Food Preparation_Natural Gas_Fryer_E9 | F5 | Commercial | Lodging | Existing | Food Preparation | Natural Gas | Fryer | E9 | Utility - Cost of Operation | 0 | 0 | 0 | 0 | 0 | 0 | 0 | 0 | 0 | 0 | 0 | 0 | 0 | 0 | 0 | 0 | 0 | 0 | 0 | 0 | 0 | 0 | 0 | 0 | 0 | 0 | 0 | 0 | 0 | 0 | 0
F5_Commercial_Lodging_Existing_Food Preparation_Natural Gas_Fryer_E10 | F5 | Commercial | Lodging | Existing | Food Preparation | Natural Gas | Fryer | E10 | Utility - Cost of Operation | 0 | 0 | 0 | 0 | 0 | 0 | 0 | 0 | 0 | 0 | 0 | 0 | 0 | 0 | 0 | 0 | 0 | 0 | 0 | 0 | 0 | 0 | 0 | 0 | 0 | 0 | 0 | 0 | 0 | 0 | 0
F6_Commercial_Lodging_Existing_Food Preparation_Natural Gas_Fryer_E1 | F6 | Commercial | Lodging | Existing | Food Preparation | Natural Gas | Fryer | E1 | Utility - Value of Sales | 0.081425 | 0.083219 | 0.084659 | 0 | 0 | 0 | 0 | 0 | 0 | 0 | 0 | 0 | 0 | 0 | 0 | 0 | 0 | 0 | 0 | 0 | 0 | 0 | 0 | 0 | 0 | 0 | 0 | 0 | 0 | 0 | 0
F6_Commercial_Lodging_Existing_Food Preparation_Natural Gas_Fryer_E2 | F6 | Commercial | Lodging | Existing | Food Preparation | Natural Gas | Fryer | E2 | Utility - Value of Sales | 0.054717 | 0.055922 | 0.05689 | 0.057815 | 0.05921 | 0.056539 | 0.053316 | 0.051734 | 0.051268 | 0.050448 | 0.049928 | 0.049149 | 0.043116 | 0.046436 | 0.050705 | 0.054824 | 0.059798 | 0.060151 | 0.059005 | 0.059906 | 0.060548 | 0.061397 | 0.06245 | 0.02826 | 0.027689 | 0.027156 | 0.026655 | 0.026181 | 0.025729 | 0.025295 | 0.024876
F6_Commercial_Lodging_Existing_Food Preparation_Natural Gas_Fryer_E3 | F6 | Commercial | Lodging | Existing | Food Preparation | Natural Gas | Fryer | E3 | Utility - Value of Sales | 0 | 0 | 0 | 0 | 0 | 0 | 0 | 0 | 0 | 0 | 0 | 0 | 0 | 0 | 0 | 0 | 0 | 0 | 0 | 0 | 0 | 0 | 0 | 0 | 0 | 0 | 0 | 0 | 0 | 0 | 0
F6_Commercial_Lodging_Existing_Food Preparation_Natural Gas_Fryer_E4 | F6 | Commercial | Lodging | Existing | Food Preparation | Natural Gas | Fryer | E4 | Utility - Value of Sales | 0 | 0 | 0 | 0 | 0 | 0 | 0 | 0 | 0 | 0 | 0 | 0 | 0 | 0 | 0 | 0 | 0 | 0 | 0 | 0 | 0 | 0 | 0 | 0 | 0 | 0 | 0 | 0 | 0 | 0 | 0
F6_Commercial_Lodging_Existing_Food Preparation_Natural Gas_Fryer_E5 | F6 | Commercial | Lodging | Existing | Food Preparation | Natural Gas | Fryer | E5 | Utility - Value of Sales | 0 | 0 | 0 | 0 | 0 | 0 | 0 | 0 | 0 | 0 | 0 | 0 | 0 | 0 | 0 | 0 | 0 | 0 | 0 | 0 | 0 | 0 | 0 | 0 | 0 | 0 | 0 | 0 | 0 | 0 | 0
F6_Commercial_Lodging_Existing_Food Preparation_Natural Gas_Fryer_E6 | F6 | Commercial | Lodging | Existing | Food Preparation | Natural Gas | Fryer | E6 | Utility - Value of Sales | 0 | 0 | 0 | 0 | 0 | 0 | 0 | 0 | 0 | 0 | 0 | 0 | 0 | 0 | 0 | 0 | 0 | 0 | 0 | 0 | 0 | 0 | 0 | 0 | 0 | 0 | 0 | 0 | 0 | 0 | 0
F6_Commercial_Lodging_Existing_Food Preparation_Natural Gas_Fryer_E7 | F6 | Commercial | Lodging | Existing | Food Preparation | Natural Gas | Fryer | E7 | Utility - Value of Sales | 0 | 0 | 0 | 0 | 0 | 0 | 0 | 0 | 0 | 0 | 0 | 0 | 0 | 0 | 0 | 0 | 0 | 0 | 0 | 0 | 0 | 0 | 0 | 0 | 0 | 0 | 0 | 0 | 0 | 0 | 0
F6_Commercial_Lodging_Existing_Food Preparation_Natural Gas_Fryer_E8 | F6 | Commercial | Lodging | Existing | Food Preparation | Natural Gas | Fryer | E8 | Utility - Value of Sales | 0 | 0 | 0 | 0 | 0 | 0 | 0 | 0 | 0 | 0 | 0 | 0 | 0 | 0 | 0 | 0 | 0 | 0 | 0 | 0 | 0 | 0 | 0 | 0 | 0 | 0 | 0 | 0 | 0 | 0 | 0
F6_Commercial_Lodging_Existing_Food Preparation_Natural Gas_Fryer_E9 | F6 | Commercial | Lodging | Existing | Food Preparation | Natural Gas | Fryer | E9 | Utility - Value of Sales | 0 | 0 | 0 | 0 | 0 | 0 | 0 | 0 | 0 | 0 | 0 | 0 | 0 | 0 | 0 | 0 | 0 | 0 | 0 | 0 | 0 | 0 | 0 | 0 | 0 | 0 | 0 | 0 | 0 | 0 | 0
F6_Commercial_Lodging_Existing_Food Preparation_Natural Gas_Fryer_E10 | F6 | Commercial | Lodging | Existing | Food Preparation | Natural Gas | Fryer | E10 | Utility - Value of Sales | 0 | 0 | 0 | 0 | 0 | 0 | 0 | 0 | 0 | 0 | 0 | 0 | 0 | 0 | 0 | 0 | 0 | 0 | 0 | 0 | 0 | 0 | 0 | 0 | 0 | 0 | 0 | 0 | 0 | 0 | 0
F1_Commercial_Lodging_Existing_Food Preparation_Natural Gas_Broiler_E1 | F1 | Commercial | Lodging | Existing | Food Preparation | Natural Gas | Broiler | E1 | Participant - Cost of Equipment | 0.034016 | 0.034016 | 0.034016 | 0.034016 | 0.034016 | 0.034016 | 0.034016 | 0.034016 | 0.034016 | 0.034016 | 0.034016 | 0.034016 | 0.034016 | 0.034016 | 0.034016 | 0.034016 | 0.034016 | 0.034016 | 0.034016 | 0.034016 | 0.034016 | 0.034016 | 0.034016 | 0.034016 | 0.034016 | 0.034016 | 0.034016 | 0.034016 | 0.034016 | 0.034016 | 0.034016
F1_Commercial_Lodging_Existing_Food Preparation_Natural Gas_Broiler_E2 | F1 | Commercial | Lodging | Existing | Food Preparation | Natural Gas | Broiler | E2 | Participant - Cost of Equipment | 0.047623 | 0.047623 | 0.047623 | 0.047623 | 0.047623 | 0.047623 | 0.047623 | 0.047623 | 0.047623 | 0.047623 | 0.047623 | 0.047623 | 0.047623 | 0.047623 | 0.047623 | 0.047623 | 0.047623 | 0.047623 | 0.047623 | 0.047623 | 0.047623 | 0.047623 | 0.047623 | 0.047623 | 0.047623 | 0.047623 | 0.047623 | 0.047623 | 0.047623 | 0.047623 | 0.047623
F1_Commercial_Lodging_Existing_Food Preparation_Natural Gas_Broiler_E3 | F1 | Commercial | Lodging | Existing | Food Preparation | Natural Gas | Broiler | E3 | Participant - Cost of Equipment | 0 | 0 | 0 | 0 | 0 | 0 | 0 | 0 | 0 | 0 | 0 | 0 | 0 | 0 | 0 | 0 | 0 | 0 | 0 | 0 | 0 | 0 | 0 | 0 | 0 | 0 | 0 | 0 | 0 | 0 | 0
F1_Commercial_Lodging_Existing_Food Preparation_Natural Gas_Broiler_E4 | F1 | Commercial | Lodging | Existing | Food Preparation | Natural Gas | Broiler | E4 | Participant - Cost of Equipment | 0 | 0 | 0 | 0 | 0 | 0 | 0 | 0 | 0 | 0 | 0 | 0 | 0 | 0 | 0 | 0 | 0 | 0 | 0 | 0 | 0 | 0 | 0 | 0 | 0 | 0 | 0 | 0 | 0 | 0 | 0
F1_Commercial_Lodging_Existing_Food Preparation_Natural Gas_Broiler_E5 | F1 | Commercial | Lodging | Existing | Food Preparation | Natural Gas | Broiler | E5 | Participant - Cost of Equipment | 0 | 0 | 0 | 0 | 0 | 0 | 0 | 0 | 0 | 0 | 0 | 0 | 0 | 0 | 0 | 0 | 0 | 0 | 0 | 0 | 0 | 0 | 0 | 0 | 0 | 0 | 0 | 0 | 0 | 0 | 0
F1_Commercial_Lodging_Existing_Food Preparation_Natural Gas_Broiler_E6 | F1 | Commercial | Lodging | Existing | Food Preparation | Natural Gas | Broiler | E6 | Participant - Cost of Equipment | 0 | 0 | 0 | 0 | 0 | 0 | 0 | 0 | 0 | 0 | 0 | 0 | 0 | 0 | 0 | 0 | 0 | 0 | 0 | 0 | 0 | 0 | 0 | 0 | 0 | 0 | 0 | 0 | 0 | 0 | 0
F1_Commercial_Lodging_Existing_Food Preparation_Natural Gas_Broiler_E7 | F1 | Commercial | Lodging | Existing | Food Preparation | Natural Gas | Broiler | E7 | Participant - Cost of Equipment | 0 | 0 | 0 | 0 | 0 | 0 | 0 | 0 | 0 | 0 | 0 | 0 | 0 | 0 | 0 | 0 | 0 | 0 | 0 | 0 | 0 | 0 | 0 | 0 | 0 | 0 | 0 | 0 | 0 | 0 | 0
F1_Commercial_Lodging_Existing_Food Preparation_Natural Gas_Broiler_E8 | F1 | Commercial | Lodging | Existing | Food Preparation | Natural Gas | Broiler | E8 | Participant - Cost of Equipment | 0 | 0 | 0 | 0 | 0 | 0 | 0 | 0 | 0 | 0 | 0 | 0 | 0 | 0 | 0 | 0 | 0 | 0 | 0 | 0 | 0 | 0 | 0 | 0 | 0 | 0 | 0 | 0 | 0 | 0 | 0
F1_Commercial_Lodging_Existing_Food Preparation_Natural Gas_Broiler_E9 | F1 | Commercial | Lodging | Existing | Food Preparation | Natural Gas | Broiler | E9 | Participant - Cost of Equipment | 0 | 0 | 0 | 0 | 0 | 0 | 0 | 0 | 0 | 0 | 0 | 0 | 0 | 0 | 0 | 0 | 0 | 0 | 0 | 0 | 0 | 0 | 0 | 0 | 0 | 0 | 0 | 0 | 0 | 0 | 0
F1_Commercial_Lodging_Existing_Food Preparation_Natural Gas_Broiler_E10 | F1 | Commercial | Lodging | Existing | Food Preparation | Natural Gas | Broiler | E10 | Participant - Cost of Equipment | 0 | 0 | 0 | 0 | 0 | 0 | 0 | 0 | 0 | 0 | 0 | 0 | 0 | 0 | 0 | 0 | 0 | 0 | 0 | 0 | 0 | 0 | 0 | 0 | 0 | 0 | 0 | 0 | 0 | 0 | 0
F2_Commercial_Lodging_Existing_Food Preparation_Natural Gas_Broiler_E1 | F2 | Commercial | Lodging | Existing | Food Preparation | Natural Gas | Broiler | E1 | Participant - Cost of Operation | 0.085457 | 0.086775 | 0.087733 | 0.087244 | 0.087333 | 0.082317 | 0.078169 | 0.075853 | 0.074892 | 0.077668 | 0.081313 | 0.085123 | 0.078177 | 0.082813 | 0.083096 | 0.082681 | 0.082757 | 0.083012 | 0.081426 | 0.082383 | 0.083028 | 0.083936 | 0.085104 | 0.042683 | 0.041849 | 0.041066 | 0.040326 | 0.039622 | 0.038948 | 0.038298 | 0.037669
F2_Commercial_Lodging_Existing_Food Preparation_Natural Gas_Broiler_E2 | F2 | Commercial | Lodging | Existing | Food Preparation | Natural Gas | Broiler | E2 | Participant - Cost of Operation | 0.054937 | 0.055784 | 0.0564 | 0.056085 | 0.056142 | 0.052918 | 0.050251 | 0.048762 | 0.048145 | 0.049929 | 0.052273 | 0.054722 | 0.050256 | 0.053237 | 0.053419 | 0.053152 | 0.053201 | 0.053365 | 0.052345 | 0.05296 | 0.053375 | 0.053959 | 0.05471 | 0.027439 | 0.026903 | 0.0264 | 0.025924 | 0.025471 | 0.025038 | 0.02462 | 0.024216
F2_Commercial_Lodging_Existing_Food Preparation_Natural Gas_Broiler_E3 | F2 | Commercial | Lodging | Existing | Food Preparation | Natural Gas | Broiler | E3 | Participant - Cost of Operation | 0 | 0 | 0 | 0 | 0 | 0 | 0 | 0 | 0 | 0 | 0 | 0 | 0 | 0 | 0 | 0 | 0 | 0 | 0 | 0 | 0 | 0 | 0 | 0 | 0 | 0 | 0 | 0 | 0 | 0 | 0
F2_Commercial_Lodging_Existing_Food Preparation_Natural Gas_Broiler_E4 | F2 | Commercial | Lodging | Existing | Food Preparation | Natural Gas | Broiler | E4 | Participant - Cost of Operation | 0 | 0 | 0 | 0 | 0 | 0 | 0 | 0 | 0 | 0 | 0 | 0 | 0 | 0 | 0 | 0 | 0 | 0 | 0 | 0 | 0 | 0 | 0 | 0 | 0 | 0 | 0 | 0 | 0 | 0 | 0
F2_Commercial_Lodging_Existing_Food Preparation_Natural Gas_Broiler_E5 | F2 | Commercial | Lodging | Existing | Food Preparation | Natural Gas | Broiler | E5 | Participant - Cost of Operation | 0 | 0 | 0 | 0 | 0 | 0 | 0 | 0 | 0 | 0 | 0 | 0 | 0 | 0 | 0 | 0 | 0 | 0 | 0 | 0 | 0 | 0 | 0 | 0 | 0 | 0 | 0 | 0 | 0 | 0 | 0
F2_Commercial_Lodging_Existing_Food Preparation_Natural Gas_Broiler_E6 | F2 | Commercial | Lodging | Existing | Food Preparation | Natural Gas | Broiler | E6 | Participant - Cost of Operation | 0 | 0 | 0 | 0 | 0 | 0 | 0 | 0 | 0 | 0 | 0 | 0 | 0 | 0 | 0 | 0 | 0 | 0 | 0 | 0 | 0 | 0 | 0 | 0 | 0 | 0 | 0 | 0 | 0 | 0 | 0
F2_Commercial_Lodging_Existing_Food Preparation_Natural Gas_Broiler_E7 | F2 | Commercial | Lodging | Existing | Food Preparation | Natural Gas | Broiler | E7 | Participant - Cost of Operation | 0 | 0 | 0 | 0 | 0 | 0 | 0 | 0 | 0 | 0 | 0 | 0 | 0 | 0 | 0 | 0 | 0 | 0 | 0 | 0 | 0 | 0 | 0 | 0 | 0 | 0 | 0 | 0 | 0 | 0 | 0
F2_Commercial_Lodging_Existing_Food Preparation_Natural Gas_Broiler_E8 | F2 | Commercial | Lodging | Existing | Food Preparation | Natural Gas | Broiler | E8 | Participant - Cost of Operation | 0 | 0 | 0 | 0 | 0 | 0 | 0 | 0 | 0 | 0 | 0 | 0 | 0 | 0 | 0 | 0 | 0 | 0 | 0 | 0 | 0 | 0 | 0 | 0 | 0 | 0 | 0 | 0 | 0 | 0 | 0
F2_Commercial_Lodging_Existing_Food Preparation_Natural Gas_Broiler_E9 | F2 | Commercial | Lodging | Existing | Food Preparation | Natural Gas | Broiler | E9 | Participant - Cost of Operation | 0 | 0 | 0 | 0 | 0 | 0 | 0 | 0 | 0 | 0 | 0 | 0 | 0 | 0 | 0 | 0 | 0 | 0 | 0 | 0 | 0 | 0 | 0 | 0 | 0 | 0 | 0 | 0 | 0 | 0 | 0
F2_Commercial_Lodging_Existing_Food Preparation_Natural Gas_Broiler_E10 | F2 | Commercial | Lodging | Existing | Food Preparation | Natural Gas | Broiler | E10 | Participant - Cost of Operation | 0 | 0 | 0 | 0 | 0 | 0 | 0 | 0 | 0 | 0 | 0 | 0 | 0 | 0 | 0 | 0 | 0 | 0 | 0 | 0 | 0 | 0 | 0 | 0 | 0 | 0 | 0 | 0 | 0 | 0 | 0
F3_Commercial_Lodging_Existing_Food Preparation_Natural Gas_Broiler_E1 | F3 | Commercial | Lodging | Existing | Food Preparation | Natural Gas | Broiler | E1 | System - kBTUs of Conusmption | 7.1008 | 7.115 | 7.1059 | 7.0998 | 7.0998 | 7.0998 | 7.0998 | 7.0998 | 7.0998 | 7.0998 | 7.0998 | 7.0998 | 7.0998 | 7.0998 | 7.0998 | 7.0998 | 7.0998 | 7.0998 | 7.0998 | 7.0998 | 7.0998 | 7.0998 | 7.0998 | 7.0998 | 7.0998 | 7.0998 | 7.0998 | 7.0998 | 7.0998 | 7.0998 | 7.0998
F3_Commercial_Lodging_Existing_Food Preparation_Natural Gas_Broiler_E2 | F3 | Commercial | Lodging | Existing | Food Preparation | Natural Gas | Broiler | E2 | System - kBTUs of Conusmption | 4.5648 | 4.5739 | 4.5681 | 4.5641 | 4.5641 | 4.5641 | 4.5641 | 4.5641 | 4.5641 | 4.5641 | 4.5641 | 4.5641 | 4.5641 | 4.5641 | 4.5641 | 4.5641 | 4.5641 | 4.5641 | 4.5641 | 4.5641 | 4.5641 | 4.5641 | 4.5641 | 4.5641 | 4.5641 | 4.5641 | 4.5641 | 4.5641 | 4.5641 | 4.5641 | 4.5641
F3_Commercial_Lodging_Existing_Food Preparation_Natural Gas_Broiler_E3 | F3 | Commercial | Lodging | Existing | Food Preparation | Natural Gas | Broiler | E3 | System - kBTUs of Conusmption | 0 | 0 | 0 | 0 | 0 | 0 | 0 | 0 | 0 | 0 | 0 | 0 | 0 | 0 | 0 | 0 | 0 | 0 | 0 | 0 | 0 | 0 | 0 | 0 | 0 | 0 | 0 | 0 | 0 | 0 | 0
F3_Commercial_Lodging_Existing_Food Preparation_Natural Gas_Broiler_E4 | F3 | Commercial | Lodging | Existing | Food Preparation | Natural Gas | Broiler | E4 | System - kBTUs of Conusmption | 0 | 0 | 0 | 0 | 0 | 0 | 0 | 0 | 0 | 0 | 0 | 0 | 0 | 0 | 0 | 0 | 0 | 0 | 0 | 0 | 0 | 0 | 0 | 0 | 0 | 0 | 0 | 0 | 0 | 0 | 0
F3_Commercial_Lodging_Existing_Food Preparation_Natural Gas_Broiler_E5 | F3 | Commercial | Lodging | Existing | Food Preparation | Natural Gas | Broiler | E5 | System - kBTUs of Conusmption | 0 | 0 | 0 | 0 | 0 | 0 | 0 | 0 | 0 | 0 | 0 | 0 | 0 | 0 | 0 | 0 | 0 | 0 | 0 | 0 | 0 | 0 | 0 | 0 | 0 | 0 | 0 | 0 | 0 | 0 | 0
F3_Commercial_Lodging_Existing_Food Preparation_Natural Gas_Broiler_E6 | F3 | Commercial | Lodging | Existing | Food Preparation | Natural Gas | Broiler | E6 | System - kBTUs of Conusmption | 0 | 0 | 0 | 0 | 0 | 0 | 0 | 0 | 0 | 0 | 0 | 0 | 0 | 0 | 0 | 0 | 0 | 0 | 0 | 0 | 0 | 0 | 0 | 0 | 0 | 0 | 0 | 0 | 0 | 0 | 0
F3_Commercial_Lodging_Existing_Food Preparation_Natural Gas_Broiler_E7 | F3 | Commercial | Lodging | Existing | Food Preparation | Natural Gas | Broiler | E7 | System - kBTUs of Conusmption | 0 | 0 | 0 | 0 | 0 | 0 | 0 | 0 | 0 | 0 | 0 | 0 | 0 | 0 | 0 | 0 | 0 | 0 | 0 | 0 | 0 | 0 | 0 | 0 | 0 | 0 | 0 | 0 | 0 | 0 | 0
F3_Commercial_Lodging_Existing_Food Preparation_Natural Gas_Broiler_E8 | F3 | Commercial | Lodging | Existing | Food Preparation | Natural Gas | Broiler | E8 | System - kBTUs of Conusmption | 0 | 0 | 0 | 0 | 0 | 0 | 0 | 0 | 0 | 0 | 0 | 0 | 0 | 0 | 0 | 0 | 0 | 0 | 0 | 0 | 0 | 0 | 0 | 0 | 0 | 0 | 0 | 0 | 0 | 0 | 0
F3_Commercial_Lodging_Existing_Food Preparation_Natural Gas_Broiler_E9 | F3 | Commercial | Lodging | Existing | Food Preparation | Natural Gas | Broiler | E9 | System - kBTUs of Conusmption | 0 | 0 | 0 | 0 | 0 | 0 | 0 | 0 | 0 | 0 | 0 | 0 | 0 | 0 | 0 | 0 | 0 | 0 | 0 | 0 | 0 | 0 | 0 | 0 | 0 | 0 | 0 | 0 | 0 | 0 | 0
F3_Commercial_Lodging_Existing_Food Preparation_Natural Gas_Broiler_E10 | F3 | Commercial | Lodging | Existing | Food Preparation | Natural Gas | Broiler | E10 | System - kBTUs of Conusmption | 0 | 0 | 0 | 0 | 0 | 0 | 0 | 0 | 0 | 0 | 0 | 0 | 0 | 0 | 0 | 0 | 0 | 0 | 0 | 0 | 0 | 0 | 0 | 0 | 0 | 0 | 0 | 0 | 0 | 0 | 0
F4_Commercial_Lodging_Existing_Food Preparation_Natural Gas_Broiler_E1 | F4 | Commercial | Lodging | Existing | Food Preparation | Natural Gas | Broiler | E1 | Utility - Cost of Equipment | 0.034016 | 0.034016 | 0.034016 | 0.034016 | 0.034016 | 0.034016 | 0.034016 | 0.034016 | 0.034016 | 0.034016 | 0.034016 | 0.034016 | 0.034016 | 0.034016 | 0.034016 | 0.034016 | 0.034016 | 0.034016 | 0.034016 | 0.034016 | 0.034016 | 0.034016 | 0.034016 | 0.034016 | 0.034016 | 0.034016 | 0.034016 | 0.034016 | 0.034016 | 0.034016 | 0.034016
F4_Commercial_Lodging_Existing_Food Preparation_Natural Gas_Broiler_E2 | F4 | Commercial | Lodging | Existing | Food Preparation | Natural Gas | Broiler | E2 | Utility - Cost of Equipment | 0.047623 | 0.047623 | 0.047623 | 0.047623 | 0.047623 | 0.047623 | 0.047623 | 0.047623 | 0.047623 | 0.047623 | 0.047623 | 0.047623 | 0.047623 | 0.047623 | 0.047623 | 0.047623 | 0.047623 | 0.047623 | 0.047623 | 0.047623 | 0.047623 | 0.047623 | 0.047623 | 0.047623 | 0.047623 | 0.047623 | 0.047623 | 0.047623 | 0.047623 | 0.047623 | 0.047623
F4_Commercial_Lodging_Existing_Food Preparation_Natural Gas_Broiler_E3 | F4 | Commercial | Lodging | Existing | Food Preparation | Natural Gas | Broiler | E3 | Utility - Cost of Equipment | 0 | 0 | 0 | 0 | 0 | 0 | 0 | 0 | 0 | 0 | 0 | 0 | 0 | 0 | 0 | 0 | 0 | 0 | 0 | 0 | 0 | 0 | 0 | 0 | 0 | 0 | 0 | 0 | 0 | 0 | 0
F4_Commercial_Lodging_Existing_Food Preparation_Natural Gas_Broiler_E4 | F4 | Commercial | Lodging | Existing | Food Preparation | Natural Gas | Broiler | E4 | Utility - Cost of Equipment | 0 | 0 | 0 | 0 | 0 | 0 | 0 | 0 | 0 | 0 | 0 | 0 | 0 | 0 | 0 | 0 | 0 | 0 | 0 | 0 | 0 | 0 | 0 | 0 | 0 | 0 | 0 | 0 | 0 | 0 | 0
F4_Commercial_Lodging_Existing_Food Preparation_Natural Gas_Broiler_E5 | F4 | Commercial | Lodging | Existing | Food Preparation | Natural Gas | Broiler | E5 | Utility - Cost of Equipment | 0 | 0 | 0 | 0 | 0 | 0 | 0 | 0 | 0 | 0 | 0 | 0 | 0 | 0 | 0 | 0 | 0 | 0 | 0 | 0 | 0 | 0 | 0 | 0 | 0 | 0 | 0 | 0 | 0 | 0 | 0
F4_Commercial_Lodging_Existing_Food Preparation_Natural Gas_Broiler_E6 | F4 | Commercial | Lodging | Existing | Food Preparation | Natural Gas | Broiler | E6 | Utility - Cost of Equipment | 0 | 0 | 0 | 0 | 0 | 0 | 0 | 0 | 0 | 0 | 0 | 0 | 0 | 0 | 0 | 0 | 0 | 0 | 0 | 0 | 0 | 0 | 0 | 0 | 0 | 0 | 0 | 0 | 0 | 0 | 0
F4_Commercial_Lodging_Existing_Food Preparation_Natural Gas_Broiler_E7 | F4 | Commercial | Lodging | Existing | Food Preparation | Natural Gas | Broiler | E7 | Utility - Cost of Equipment | 0 | 0 | 0 | 0 | 0 | 0 | 0 | 0 | 0 | 0 | 0 | 0 | 0 | 0 | 0 | 0 | 0 | 0 | 0 | 0 | 0 | 0 | 0 | 0 | 0 | 0 | 0 | 0 | 0 | 0 | 0
F4_Commercial_Lodging_Existing_Food Preparation_Natural Gas_Broiler_E8 | F4 | Commercial | Lodging | Existing | Food Preparation | Natural Gas | Broiler | E8 | Utility - Cost of Equipment | 0 | 0 | 0 | 0 | 0 | 0 | 0 | 0 | 0 | 0 | 0 | 0 | 0 | 0 | 0 | 0 | 0 | 0 | 0 | 0 | 0 | 0 | 0 | 0 | 0 | 0 | 0 | 0 | 0 | 0 | 0
F4_Commercial_Lodging_Existing_Food Preparation_Natural Gas_Broiler_E9 | F4 | Commercial | Lodging | Existing | Food Preparation | Natural Gas | Broiler | E9 | Utility - Cost of Equipment | 0 | 0 | 0 | 0 | 0 | 0 | 0 | 0 | 0 | 0 | 0 | 0 | 0 | 0 | 0 | 0 | 0 | 0 | 0 | 0 | 0 | 0 | 0 | 0 | 0 | 0 | 0 | 0 | 0 | 0 | 0
F4_Commercial_Lodging_Existing_Food Preparation_Natural Gas_Broiler_E10 | F4 | Commercial | Lodging | Existing | Food Preparation | Natural Gas | Broiler | E10 | Utility - Cost of Equipment | 0 | 0 | 0 | 0 | 0 | 0 | 0 | 0 | 0 | 0 | 0 | 0 | 0 | 0 | 0 | 0 | 0 | 0 | 0 | 0 | 0 | 0 | 0 | 0 | 0 | 0 | 0 | 0 | 0 | 0 | 0
F5_Commercial_Lodging_Existing_Food Preparation_Natural Gas_Broiler_E1 | F5 | Commercial | Lodging | Existing | Food Preparation | Natural Gas | Broiler | E1 | Utility - Cost of Operation | 0.071329 | 0.072429 | 0.073229 | 0.072821 | 0.072895 | 0.068708 | 0.065246 | 0.063313 | 0.062511 | 0.064827 | 0.067871 | 0.071051 | 0.065252 | 0.069122 | 0.069358 | 0.069012 | 0.069075 | 0.069288 | 0.067964 | 0.068763 | 0.069302 | 0.07006 | 0.071035 | 0.035626 | 0.034931 | 0.034277 | 0.033659 | 0.033072 | 0.032509 | 0.031966 | 0.031442
F5_Commercial_Lodging_Existing_Food Preparation_Natural Gas_Broiler_E2 | F5 | Commercial | Lodging | Existing | Food Preparation | Natural Gas | Broiler | E2 | Utility - Cost of Operation | 0.045854 | 0.046562 | 0.047076 | 0.046813 | 0.046861 | 0.04417 | 0.041944 | 0.040701 | 0.040185 | 0.041675 | 0.043631 | 0.045675 | 0.041948 | 0.044436 | 0.044587 | 0.044365 | 0.044406 | 0.044542 | 0.043691 | 0.044205 | 0.044551 | 0.045038 | 0.045665 | 0.022903 | 0.022455 | 0.022035 | 0.021638 | 0.02126 | 0.020899 | 0.02055 | 0.020212
F5_Commercial_Lodging_Existing_Food Preparation_Natural Gas_Broiler_E3 | F5 | Commercial | Lodging | Existing | Food Preparation | Natural Gas | Broiler | E3 | Utility - Cost of Operation | 0 | 0 | 0 | 0 | 0 | 0 | 0 | 0 | 0 | 0 | 0 | 0 | 0 | 0 | 0 | 0 | 0 | 0 | 0 | 0 | 0 | 0 | 0 | 0 | 0 | 0 | 0 | 0 | 0 | 0 | 0
F5_Commercial_Lodging_Existing_Food Preparation_Natural Gas_Broiler_E4 | F5 | Commercial | Lodging | Existing | Food Preparation | Natural Gas | Broiler | E4 | Utility - Cost of Operation | 0 | 0 | 0 | 0 | 0 | 0 | 0 | 0 | 0 | 0 | 0 | 0 | 0 | 0 | 0 | 0 | 0 | 0 | 0 | 0 | 0 | 0 | 0 | 0 | 0 | 0 | 0 | 0 | 0 | 0 | 0
F5_Commercial_Lodging_Existing_Food Preparation_Natural Gas_Broiler_E5 | F5 | Commercial | Lodging | Existing | Food Preparation | Natural Gas | Broiler | E5 | Utility - Cost of Operation | 0 | 0 | 0 | 0 | 0 | 0 | 0 | 0 | 0 | 0 | 0 | 0 | 0 | 0 | 0 | 0 | 0 | 0 | 0 | 0 | 0 | 0 | 0 | 0 | 0 | 0 | 0 | 0 | 0 | 0 | 0
F5_Commercial_Lodging_Existing_Food Preparation_Natural Gas_Broiler_E6 | F5 | Commercial | Lodging | Existing | Food Preparation | Natural Gas | Broiler | E6 | Utility - Cost of Operation | 0 | 0 | 0 | 0 | 0 | 0 | 0 | 0 | 0 | 0 | 0 | 0 | 0 | 0 | 0 | 0 | 0 | 0 | 0 | 0 | 0 | 0 | 0 | 0 | 0 | 0 | 0 | 0 | 0 | 0 | 0
F5_Commercial_Lodging_Existing_Food Preparation_Natural Gas_Broiler_E7 | F5 | Commercial | Lodging | Existing | Food Preparation | Natural Gas | Broiler | E7 | Utility - Cost of Operation | 0 | 0 | 0 | 0 | 0 | 0 | 0 | 0 | 0 | 0 | 0 | 0 | 0 | 0 | 0 | 0 | 0 | 0 | 0 | 0 | 0 | 0 | 0 | 0 | 0 | 0 | 0 | 0 | 0 | 0 | 0
F5_Commercial_Lodging_Existing_Food Preparation_Natural Gas_Broiler_E8 | F5 | Commercial | Lodging | Existing | Food Preparation | Natural Gas | Broiler | E8 | Utility - Cost of Operation | 0 | 0 | 0 | 0 | 0 | 0 | 0 | 0 | 0 | 0 | 0 | 0 | 0 | 0 | 0 | 0 | 0 | 0 | 0 | 0 | 0 | 0 | 0 | 0 | 0 | 0 | 0 | 0 | 0 | 0 | 0
F5_Commercial_Lodging_Existing_Food Preparation_Natural Gas_Broiler_E9 | F5 | Commercial | Lodging | Existing | Food Preparation | Natural Gas | Broiler | E9 | Utility - Cost of Operation | 0 | 0 | 0 | 0 | 0 | 0 | 0 | 0 | 0 | 0 | 0 | 0 | 0 | 0 | 0 | 0 | 0 | 0 | 0 | 0 | 0 | 0 | 0 | 0 | 0 | 0 | 0 | 0 | 0 | 0 | 0
F5_Commercial_Lodging_Existing_Food Preparation_Natural Gas_Broiler_E10 | F5 | Commercial | Lodging | Existing | Food Preparation | Natural Gas | Broiler | E10 | Utility - Cost of Operation | 0 | 0 | 0 | 0 | 0 | 0 | 0 | 0 | 0 | 0 | 0 | 0 | 0 | 0 | 0 | 0 | 0 | 0 | 0 | 0 | 0 | 0 | 0 | 0 | 0 | 0 | 0 | 0 | 0 | 0 | 0
F6_Commercial_Lodging_Existing_Food Preparation_Natural Gas_Broiler_E1 | F6 | Commercial | Lodging | Existing | Food Preparation | Natural Gas | Broiler | E1 | Utility - Value of Sales | 0.085457 | 0.086775 | 0.087733 | 0.087244 | 0.087333 | 0.082317 | 0.078169 | 0.075853 | 0.074892 | 0.077668 | 0.081313 | 0.085123 | 0.078177 | 0.082813 | 0.083096 | 0.082681 | 0.082757 | 0.083012 | 0.081426 | 0.082383 | 0.083028 | 0.083936 | 0.085104 | 0.042683 | 0.041849 | 0.041066 | 0.040326 | 0.039622 | 0.038948 | 0.038298 | 0.037669
F6_Commercial_Lodging_Existing_Food Preparation_Natural Gas_Broiler_E2 | F6 | Commercial | Lodging | Existing | Food Preparation | Natural Gas | Broiler | E2 | Utility - Value of Sales | 0.054937 | 0.055784 | 0.0564 | 0.056085 | 0.056142 | 0.052918 | 0.050251 | 0.048762 | 0.048145 | 0.049929 | 0.052273 | 0.054722 | 0.050256 | 0.053237 | 0.053419 | 0.053152 | 0.053201 | 0.053365 | 0.052345 | 0.05296 | 0.053375 | 0.053959 | 0.05471 | 0.027439 | 0.026903 | 0.0264 | 0.025924 | 0.025471 | 0.025038 | 0.02462 | 0.024216
F6_Commercial_Lodging_Existing_Food Preparation_Natural Gas_Broiler_E3 | F6 | Commercial | Lodging | Existing | Food Preparation | Natural Gas | Broiler | E3 | Utility - Value of Sales | 0 | 0 | 0 | 0 | 0 | 0 | 0 | 0 | 0 | 0 | 0 | 0 | 0 | 0 | 0 | 0 | 0 | 0 | 0 | 0 | 0 | 0 | 0 | 0 | 0 | 0 | 0 | 0 | 0 | 0 | 0
F6_Commercial_Lodging_Existing_Food Preparation_Natural Gas_Broiler_E4 | F6 | Commercial | Lodging | Existing | Food Preparation | Natural Gas | Broiler | E4 | Utility - Value of Sales | 0 | 0 | 0 | 0 | 0 | 0 | 0 | 0 | 0 | 0 | 0 | 0 | 0 | 0 | 0 | 0 | 0 | 0 | 0 | 0 | 0 | 0 | 0 | 0 | 0 | 0 | 0 | 0 | 0 | 0 | 0
F6_Commercial_Lodging_Existing_Food Preparation_Natural Gas_Broiler_E5 | F6 | Commercial | Lodging | Existing | Food Preparation | Natural Gas | Broiler | E5 | Utility - Value of Sales | 0 | 0 | 0 | 0 | 0 | 0 | 0 | 0 | 0 | 0 | 0 | 0 | 0 | 0 | 0 | 0 | 0 | 0 | 0 | 0 | 0 | 0 | 0 | 0 | 0 | 0 | 0 | 0 | 0 | 0 | 0
F6_Commercial_Lodging_Existing_Food Preparation_Natural Gas_Broiler_E6 | F6 | Commercial | Lodging | Existing | Food Preparation | Natural Gas | Broiler | E6 | Utility - Value of Sales | 0 | 0 | 0 | 0 | 0 | 0 | 0 | 0 | 0 | 0 | 0 | 0 | 0 | 0 | 0 | 0 | 0 | 0 | 0 | 0 | 0 | 0 | 0 | 0 | 0 | 0 | 0 | 0 | 0 | 0 | 0
F6_Commercial_Lodging_Existing_Food Preparation_Natural Gas_Broiler_E7 | F6 | Commercial | Lodging | Existing | Food Preparation | Natural Gas | Broiler | E7 | Utility - Value of Sales | 0 | 0 | 0 | 0 | 0 | 0 | 0 | 0 | 0 | 0 | 0 | 0 | 0 | 0 | 0 | 0 | 0 | 0 | 0 | 0 | 0 | 0 | 0 | 0 | 0 | 0 | 0 | 0 | 0 | 0 | 0
F6_Commercial_Lodging_Existing_Food Preparation_Natural Gas_Broiler_E8 | F6 | Commercial | Lodging | Existing | Food Preparation | Natural Gas | Broiler | E8 | Utility - Value of Sales | 0 | 0 | 0 | 0 | 0 | 0 | 0 | 0 | 0 | 0 | 0 | 0 | 0 | 0 | 0 | 0 | 0 | 0 | 0 | 0 | 0 | 0 | 0 | 0 | 0 | 0 | 0 | 0 | 0 | 0 | 0
F6_Commercial_Lodging_Existing_Food Preparation_Natural Gas_Broiler_E9 | F6 | Commercial | Lodging | Existing | Food Preparation | Natural Gas | Broiler | E9 | Utility - Value of Sales | 0 | 0 | 0 | 0 | 0 | 0 | 0 | 0 | 0 | 0 | 0 | 0 | 0 | 0 | 0 | 0 | 0 | 0 | 0 | 0 | 0 | 0 | 0 | 0 | 0 | 0 | 0 | 0 | 0 | 0 | 0
F6_Commercial_Lodging_Existing_Food Preparation_Natural Gas_Broiler_E10 | F6 | Commercial | Lodging | Existing | Food Preparation | Natural Gas | Broiler | E10 | Utility - Value of Sales | 0 | 0 | 0 | 0 | 0 | 0 | 0 | 0 | 0 | 0 | 0 | 0 | 0 | 0 | 0 | 0 | 0 | 0 | 0 | 0 | 0 | 0 | 0 | 0 | 0 | 0 | 0 | 0 | 0 | 0 | 0
F1_Commercial_Lodging_Existing_Food Preparation_Natural Gas_Griddle_E1 | F1 | Commercial | Lodging | Existing | Food Preparation | Natural Gas | Griddle | E1 | Participant - Cost of Equipment | 0.024761 | 0.024761 | 0.024761 | 0.024761 | 0.024761 | 0.024761 | 0.024761 | 0.024761 | 0.024761 | 0.024761 | 0.024761 | 0.024761 | 0.024761 | 0.024761 | 0.024761 | 0.024761 | 0.024761 | 0.024761 | 0.024761 | 0.024761 | 0.024761 | 0.024761 | 0.024761 | 0.024761 | 0.024761 | 0.024761 | 0.024761 | 0.024761 | 0.024761 | 0.024761 | 0.024761
F1_Commercial_Lodging_Existing_Food Preparation_Natural Gas_Griddle_E2 | F1 | Commercial | Lodging | Existing | Food Preparation | Natural Gas | Griddle | E2 | Participant - Cost of Equipment | 0.026492 | 0.026492 | 0.026492 | 0.026492 | 0.026492 | 0.026492 | 0.026492 | 0.026492 | 0.026492 | 0.026492 | 0.026492 | 0.026492 | 0.026492 | 0.026492 | 0.026492 | 0.026492 | 0.026492 | 0.026492 | 0.026492 | 0.026492 | 0.026492 | 0.026492 | 0.026492 | 0.026492 | 0.026492 | 0.026492 | 0.026492 | 0.026492 | 0.026492 | 0.026492 | 0.026492
F1_Commercial_Lodging_Existing_Food Preparation_Natural Gas_Griddle_E3 | F1 | Commercial | Lodging | Existing | Food Preparation | Natural Gas | Griddle | E3 | Participant - Cost of Equipment | 0 | 0 | 0 | 0 | 0 | 0 | 0 | 0 | 0 | 0 | 0 | 0 | 0 | 0 | 0 | 0 | 0 | 0 | 0 | 0 | 0 | 0 | 0 | 0 | 0 | 0 | 0 | 0 | 0 | 0 | 0
F1_Commercial_Lodging_Existing_Food Preparation_Natural Gas_Griddle_E4 | F1 | Commercial | Lodging | Existing | Food Preparation | Natural Gas | Griddle | E4 | Participant - Cost of Equipment | 0 | 0 | 0 | 0 | 0 | 0 | 0 | 0 | 0 | 0 | 0 | 0 | 0 | 0 | 0 | 0 | 0 | 0 | 0 | 0 | 0 | 0 | 0 | 0 | 0 | 0 | 0 | 0 | 0 | 0 | 0
F1_Commercial_Lodging_Existing_Food Preparation_Natural Gas_Griddle_E5 | F1 | Commercial | Lodging | Existing | Food Preparation | Natural Gas | Griddle | E5 | Participant - Cost of Equipment | 0 | 0 | 0 | 0 | 0 | 0 | 0 | 0 | 0 | 0 | 0 | 0 | 0 | 0 | 0 | 0 | 0 | 0 | 0 | 0 | 0 | 0 | 0 | 0 | 0 | 0 | 0 | 0 | 0 | 0 | 0
F1_Commercial_Lodging_Existing_Food Preparation_Natural Gas_Griddle_E6 | F1 | Commercial | Lodging | Existing | Food Preparation | Natural Gas | Griddle | E6 | Participant - Cost of Equipment | 0 | 0 | 0 | 0 | 0 | 0 | 0 | 0 | 0 | 0 | 0 | 0 | 0 | 0 | 0 | 0 | 0 | 0 | 0 | 0 | 0 | 0 | 0 | 0 | 0 | 0 | 0 | 0 | 0 | 0 | 0
F1_Commercial_Lodging_Existing_Food Preparation_Natural Gas_Griddle_E7 | F1 | Commercial | Lodging | Existing | Food Preparation | Natural Gas | Griddle | E7 | Participant - Cost of Equipment | 0 | 0 | 0 | 0 | 0 | 0 | 0 | 0 | 0 | 0 | 0 | 0 | 0 | 0 | 0 | 0 | 0 | 0 | 0 | 0 | 0 | 0 | 0 | 0 | 0 | 0 | 0 | 0 | 0 | 0 | 0
F1_Commercial_Lodging_Existing_Food Preparation_Natural Gas_Griddle_E8 | F1 | Commercial | Lodging | Existing | Food Preparation | Natural Gas | Griddle | E8 | Participant - Cost of Equipment | 0 | 0 | 0 | 0 | 0 | 0 | 0 | 0 | 0 | 0 | 0 | 0 | 0 | 0 | 0 | 0 | 0 | 0 | 0 | 0 | 0 | 0 | 0 | 0 | 0 | 0 | 0 | 0 | 0 | 0 | 0
F1_Commercial_Lodging_Existing_Food Preparation_Natural Gas_Griddle_E9 | F1 | Commercial | Lodging | Existing | Food Preparation | Natural Gas | Griddle | E9 | Participant - Cost of Equipment | 0 | 0 | 0 | 0 | 0 | 0 | 0 | 0 | 0 | 0 | 0 | 0 | 0 | 0 | 0 | 0 | 0 | 0 | 0 | 0 | 0 | 0 | 0 | 0 | 0 | 0 | 0 | 0 | 0 | 0 | 0
F1_Commercial_Lodging_Existing_Food Preparation_Natural Gas_Griddle_E10 | F1 | Commercial | Lodging | Existing | Food Preparation | Natural Gas | Griddle | E10 | Participant - Cost of Equipment | 0 | 0 | 0 | 0 | 0 | 0 | 0 | 0 | 0 | 0 | 0 | 0 | 0 | 0 | 0 | 0 | 0 | 0 | 0 | 0 | 0 | 0 | 0 | 0 | 0 | 0 | 0 | 0 | 0 | 0 | 0
F2_Commercial_Lodging_Existing_Food Preparation_Natural Gas_Griddle_E1 | F2 | Commercial | Lodging | Existing | Food Preparation | Natural Gas | Griddle | E1 | Participant - Cost of Operation | 0.057368 | 0.058253 | 0.058896 | 0.058568 | 0.058627 | 0.05526 | 0.052475 | 0.050921 | 0.050276 | 0.052139 | 0.054587 | 0.057144 | 0.052481 | 0.055593 | 0.055783 | 0.055505 | 0.055556 | 0.055727 | 0.054662 | 0.055304 | 0.055738 | 0.056347 | 0.057131 | 0.028653 | 0.028094 | 0.027568 | 0.027071 | 0.026599 | 0.026146 | 0.02571 | 0.025288
F2_Commercial_Lodging_Existing_Food Preparation_Natural Gas_Griddle_E2 | F2 | Commercial | Lodging | Existing | Food Preparation | Natural Gas | Griddle | E2 | Participant - Cost of Operation | 0.049547 | 0.050311 | 0.050867 | 0.050583 | 0.050635 | 0.047726 | 0.045321 | 0.043978 | 0.043421 | 0.045031 | 0.047145 | 0.049353 | 0.045326 | 0.048014 | 0.048178 | 0.047938 | 0.047982 | 0.048129 | 0.04721 | 0.047765 | 0.048139 | 0.048665 | 0.049342 | 0.024747 | 0.024264 | 0.02381 | 0.023381 | 0.022972 | 0.022581 | 0.022205 | 0.02184
F2_Commercial_Lodging_Existing_Food Preparation_Natural Gas_Griddle_E3 | F2 | Commercial | Lodging | Existing | Food Preparation | Natural Gas | Griddle | E3 | Participant - Cost of Operation | 0 | 0 | 0 | 0 | 0 | 0 | 0 | 0 | 0 | 0 | 0 | 0 | 0 | 0 | 0 | 0 | 0 | 0 | 0 | 0 | 0 | 0 | 0 | 0 | 0 | 0 | 0 | 0 | 0 | 0 | 0
F2_Commercial_Lodging_Existing_Food Preparation_Natural Gas_Griddle_E4 | F2 | Commercial | Lodging | Existing | Food Preparation | Natural Gas | Griddle | E4 | Participant - Cost of Operation | 0 | 0 | 0 | 0 | 0 | 0 | 0 | 0 | 0 | 0 | 0 | 0 | 0 | 0 | 0 | 0 | 0 | 0 | 0 | 0 | 0 | 0 | 0 | 0 | 0 | 0 | 0 | 0 | 0 | 0 | 0
F2_Commercial_Lodging_Existing_Food Preparation_Natural Gas_Griddle_E5 | F2 | Commercial | Lodging | Existing | Food Preparation | Natural Gas | Griddle | E5 | Participant - Cost of Operation | 0 | 0 | 0 | 0 | 0 | 0 | 0 | 0 | 0 | 0 | 0 | 0 | 0 | 0 | 0 | 0 | 0 | 0 | 0 | 0 | 0 | 0 | 0 | 0 | 0 | 0 | 0 | 0 | 0 | 0 | 0
F2_Commercial_Lodging_Existing_Food Preparation_Natural Gas_Griddle_E6 | F2 | Commercial | Lodging | Existing | Food Preparation | Natural Gas | Griddle | E6 | Participant - Cost of Operation | 0 | 0 | 0 | 0 | 0 | 0 | 0 | 0 | 0 | 0 | 0 | 0 | 0 | 0 | 0 | 0 | 0 | 0 | 0 | 0 | 0 | 0 | 0 | 0 | 0 | 0 | 0 | 0 | 0 | 0 | 0
F2_Commercial_Lodging_Existing_Food Preparation_Natural Gas_Griddle_E7 | F2 | Commercial | Lodging | Existing | Food Preparation | Natural Gas | Griddle | E7 | Participant - Cost of Operation | 0 | 0 | 0 | 0 | 0 | 0 | 0 | 0 | 0 | 0 | 0 | 0 | 0 | 0 | 0 | 0 | 0 | 0 | 0 | 0 | 0 | 0 | 0 | 0 | 0 | 0 | 0 | 0 | 0 | 0 | 0
F2_Commercial_Lodging_Existing_Food Preparation_Natural Gas_Griddle_E8 | F2 | Commercial | Lodging | Existing | Food Preparation | Natural Gas | Griddle | E8 | Participant - Cost of Operation | 0 | 0 | 0 | 0 | 0 | 0 | 0 | 0 | 0 | 0 | 0 | 0 | 0 | 0 | 0 | 0 | 0 | 0 | 0 | 0 | 0 | 0 | 0 | 0 | 0 | 0 | 0 | 0 | 0 | 0 | 0
F2_Commercial_Lodging_Existing_Food Preparation_Natural Gas_Griddle_E9 | F2 | Commercial | Lodging | Existing | Food Preparation | Natural Gas | Griddle | E9 | Participant - Cost of Operation | 0 | 0 | 0 | 0 | 0 | 0 | 0 | 0 | 0 | 0 | 0 | 0 | 0 | 0 | 0 | 0 | 0 | 0 | 0 | 0 | 0 | 0 | 0 | 0 | 0 | 0 | 0 | 0 | 0 | 0 | 0
F2_Commercial_Lodging_Existing_Food Preparation_Natural Gas_Griddle_E10 | F2 | Commercial | Lodging | Existing | Food Preparation | Natural Gas | Griddle | E10 | Participant - Cost of Operation | 0 | 0 | 0 | 0 | 0 | 0 | 0 | 0 | 0 | 0 | 0 | 0 | 0 | 0 | 0 | 0 | 0 | 0 | 0 | 0 | 0 | 0 | 0 | 0 | 0 | 0 | 0 | 0 | 0 | 0 | 0
F3_Commercial_Lodging_Existing_Food Preparation_Natural Gas_Griddle_E1 | F3 | Commercial | Lodging | Existing | Food Preparation | Natural Gas | Griddle | E1 | System - kBTUs of Conusmption | 4.7668 | 4.7764 | 4.7703 | 4.7661 | 4.7661 | 4.7661 | 4.7661 | 4.7661 | 4.7661 | 4.7661 | 4.7661 | 4.7661 | 4.7661 | 4.7661 | 4.7661 | 4.7661 | 4.7661 | 4.7661 | 4.7661 | 4.7661 | 4.7661 | 4.7661 | 4.7661 | 4.7661 | 4.7661 | 4.7661 | 4.7661 | 4.7661 | 4.7661 | 4.7661 | 4.7661
F3_Commercial_Lodging_Existing_Food Preparation_Natural Gas_Griddle_E2 | F3 | Commercial | Lodging | Existing | Food Preparation | Natural Gas | Griddle | E2 | System - kBTUs of Conusmption | 4.117 | 4.1252 | 4.12 | 4.1164 | 4.1164 | 4.1164 | 4.1164 | 4.1164 | 4.1164 | 4.1164 | 4.1164 | 4.1164 | 4.1164 | 4.1164 | 4.1164 | 4.1164 | 4.1164 | 4.1164 | 4.1164 | 4.1164 | 4.1164 | 4.1164 | 4.1164 | 4.1164 | 4.1164 | 4.1164 | 4.1164 | 4.1164 | 4.1164 | 4.1164 | 4.1164
F3_Commercial_Lodging_Existing_Food Preparation_Natural Gas_Griddle_E3 | F3 | Commercial | Lodging | Existing | Food Preparation | Natural Gas | Griddle | E3 | System - kBTUs of Conusmption | 0 | 0 | 0 | 0 | 0 | 0 | 0 | 0 | 0 | 0 | 0 | 0 | 0 | 0 | 0 | 0 | 0 | 0 | 0 | 0 | 0 | 0 | 0 | 0 | 0 | 0 | 0 | 0 | 0 | 0 | 0
F3_Commercial_Lodging_Existing_Food Preparation_Natural Gas_Griddle_E4 | F3 | Commercial | Lodging | Existing | Food Preparation | Natural Gas | Griddle | E4 | System - kBTUs of Conusmption | 0 | 0 | 0 | 0 | 0 | 0 | 0 | 0 | 0 | 0 | 0 | 0 | 0 | 0 | 0 | 0 | 0 | 0 | 0 | 0 | 0 | 0 | 0 | 0 | 0 | 0 | 0 | 0 | 0 | 0 | 0
F3_Commercial_Lodging_Existing_Food Preparation_Natural Gas_Griddle_E5 | F3 | Commercial | Lodging | Existing | Food Preparation | Natural Gas | Griddle | E5 | System - kBTUs of Conusmption | 0 | 0 | 0 | 0 | 0 | 0 | 0 | 0 | 0 | 0 | 0 | 0 | 0 | 0 | 0 | 0 | 0 | 0 | 0 | 0 | 0 | 0 | 0 | 0 | 0 | 0 | 0 | 0 | 0 | 0 | 0
F3_Commercial_Lodging_Existing_Food Preparation_Natural Gas_Griddle_E6 | F3 | Commercial | Lodging | Existing | Food Preparation | Natural Gas | Griddle | E6 | System - kBTUs of Conusmption | 0 | 0 | 0 | 0 | 0 | 0 | 0 | 0 | 0 | 0 | 0 | 0 | 0 | 0 | 0 | 0 | 0 | 0 | 0 | 0 | 0 | 0 | 0 | 0 | 0 | 0 | 0 | 0 | 0 | 0 | 0
F3_Commercial_Lodging_Existing_Food Preparation_Natural Gas_Griddle_E7 | F3 | Commercial | Lodging | Existing | Food Preparation | Natural Gas | Griddle | E7 | System - kBTUs of Conusmption | 0 | 0 | 0 | 0 | 0 | 0 | 0 | 0 | 0 | 0 | 0 | 0 | 0 | 0 | 0 | 0 | 0 | 0 | 0 | 0 | 0 | 0 | 0 | 0 | 0 | 0 | 0 | 0 | 0 | 0 | 0
F3_Commercial_Lodging_Existing_Food Preparation_Natural Gas_Griddle_E8 | F3 | Commercial | Lodging | Existing | Food Preparation | Natural Gas | Griddle | E8 | System - kBTUs of Conusmption | 0 | 0 | 0 | 0 | 0 | 0 | 0 | 0 | 0 | 0 | 0 | 0 | 0 | 0 | 0 | 0 | 0 | 0 | 0 | 0 | 0 | 0 | 0 | 0 | 0 | 0 | 0 | 0 | 0 | 0 | 0
F3_Commercial_Lodging_Existing_Food Preparation_Natural Gas_Griddle_E9 | F3 | Commercial | Lodging | Existing | Food Preparation | Natural Gas | Griddle | E9 | System - kBTUs of Conusmption | 0 | 0 | 0 | 0 | 0 | 0 | 0 | 0 | 0 | 0 | 0 | 0 | 0 | 0 | 0 | 0 | 0 | 0 | 0 | 0 | 0 | 0 | 0 | 0 | 0 | 0 | 0 | 0 | 0 | 0 | 0
F3_Commercial_Lodging_Existing_Food Preparation_Natural Gas_Griddle_E10 | F3 | Commercial | Lodging | Existing | Food Preparation | Natural Gas | Griddle | E10 | System - kBTUs of Conusmption | 0 | 0 | 0 | 0 | 0 | 0 | 0 | 0 | 0 | 0 | 0 | 0 | 0 | 0 | 0 | 0 | 0 | 0 | 0 | 0 | 0 | 0 | 0 | 0 | 0 | 0 | 0 | 0 | 0 | 0 | 0
F4_Commercial_Lodging_Existing_Food Preparation_Natural Gas_Griddle_E1 | F4 | Commercial | Lodging | Existing | Food Preparation | Natural Gas | Griddle | E1 | Utility - Cost of Equipment | 0.024761 | 0.024761 | 0.024761 | 0.024761 | 0.024761 | 0.024761 | 0.024761 | 0.024761 | 0.024761 | 0.024761 | 0.024761 | 0.024761 | 0.024761 | 0.024761 | 0.024761 | 0.024761 | 0.024761 | 0.024761 | 0.024761 | 0.024761 | 0.024761 | 0.024761 | 0.024761 | 0.024761 | 0.024761 | 0.024761 | 0.024761 | 0.024761 | 0.024761 | 0.024761 | 0.024761
F4_Commercial_Lodging_Existing_Food Preparation_Natural Gas_Griddle_E2 | F4 | Commercial | Lodging | Existing | Food Preparation | Natural Gas | Griddle | E2 | Utility - Cost of Equipment | 0.026492 | 0.026492 | 0.026492 | 0.026492 | 0.026492 | 0.026492 | 0.026492 | 0.026492 | 0.026492 | 0.026492 | 0.026492 | 0.026492 | 0.026492 | 0.026492 | 0.026492 | 0.026492 | 0.026492 | 0.026492 | 0.026492 | 0.026492 | 0.026492 | 0.026492 | 0.026492 | 0.026492 | 0.026492 | 0.026492 | 0.026492 | 0.026492 | 0.026492 | 0.026492 | 0.026492
F4_Commercial_Lodging_Existing_Food Preparation_Natural Gas_Griddle_E3 | F4 | Commercial | Lodging | Existing | Food Preparation | Natural Gas | Griddle | E3 | Utility - Cost of Equipment | 0 | 0 | 0 | 0 | 0 | 0 | 0 | 0 | 0 | 0 | 0 | 0 | 0 | 0 | 0 | 0 | 0 | 0 | 0 | 0 | 0 | 0 | 0 | 0 | 0 | 0 | 0 | 0 | 0 | 0 | 0
F4_Commercial_Lodging_Existing_Food Preparation_Natural Gas_Griddle_E4 | F4 | Commercial | Lodging | Existing | Food Preparation | Natural Gas | Griddle | E4 | Utility - Cost of Equipment | 0 | 0 | 0 | 0 | 0 | 0 | 0 | 0 | 0 | 0 | 0 | 0 | 0 | 0 | 0 | 0 | 0 | 0 | 0 | 0 | 0 | 0 | 0 | 0 | 0 | 0 | 0 | 0 | 0 | 0 | 0
F4_Commercial_Lodging_Existing_Food Preparation_Natural Gas_Griddle_E5 | F4 | Commercial | Lodging | Existing | Food Preparation | Natural Gas | Griddle | E5 | Utility - Cost of Equipment | 0 | 0 | 0 | 0 | 0 | 0 | 0 | 0 | 0 | 0 | 0 | 0 | 0 | 0 | 0 | 0 | 0 | 0 | 0 | 0 | 0 | 0 | 0 | 0 | 0 | 0 | 0 | 0 | 0 | 0 | 0
F4_Commercial_Lodging_Existing_Food Preparation_Natural Gas_Griddle_E6 | F4 | Commercial | Lodging | Existing | Food Preparation | Natural Gas | Griddle | E6 | Utility - Cost of Equipment | 0 | 0 | 0 | 0 | 0 | 0 | 0 | 0 | 0 | 0 | 0 | 0 | 0 | 0 | 0 | 0 | 0 | 0 | 0 | 0 | 0 | 0 | 0 | 0 | 0 | 0 | 0 | 0 | 0 | 0 | 0
F4_Commercial_Lodging_Existing_Food Preparation_Natural Gas_Griddle_E7 | F4 | Commercial | Lodging | Existing | Food Preparation | Natural Gas | Griddle | E7 | Utility - Cost of Equipment | 0 | 0 | 0 | 0 | 0 | 0 | 0 | 0 | 0 | 0 | 0 | 0 | 0 | 0 | 0 | 0 | 0 | 0 | 0 | 0 | 0 | 0 | 0 | 0 | 0 | 0 | 0 | 0 | 0 | 0 | 0
F4_Commercial_Lodging_Existing_Food Preparation_Natural Gas_Griddle_E8 | F4 | Commercial | Lodging | Existing | Food Preparation | Natural Gas | Griddle | E8 | Utility - Cost of Equipment | 0 | 0 | 0 | 0 | 0 | 0 | 0 | 0 | 0 | 0 | 0 | 0 | 0 | 0 | 0 | 0 | 0 | 0 | 0 | 0 | 0 | 0 | 0 | 0 | 0 | 0 | 0 | 0 | 0 | 0 | 0
F4_Commercial_Lodging_Existing_Food Preparation_Natural Gas_Griddle_E9 | F4 | Commercial | Lodging | Existing | Food Preparation | Natural Gas | Griddle | E9 | Utility - Cost of Equipment | 0 | 0 | 0 | 0 | 0 | 0 | 0 | 0 | 0 | 0 | 0 | 0 | 0 | 0 | 0 | 0 | 0 | 0 | 0 | 0 | 0 | 0 | 0 | 0 | 0 | 0 | 0 | 0 | 0 | 0 | 0
F4_Commercial_Lodging_Existing_Food Preparation_Natural Gas_Griddle_E10 | F4 | Commercial | Lodging | Existing | Food Preparation | Natural Gas | Griddle | E10 | Utility - Cost of Equipment | 0 | 0 | 0 | 0 | 0 | 0 | 0 | 0 | 0 | 0 | 0 | 0 | 0 | 0 | 0 | 0 | 0 | 0 | 0 | 0 | 0 | 0 | 0 | 0 | 0 | 0 | 0 | 0 | 0 | 0 | 0
F5_Commercial_Lodging_Existing_Food Preparation_Natural Gas_Griddle_E1 | F5 | Commercial | Lodging | Existing | Food Preparation | Natural Gas | Griddle | E1 | Utility - Cost of Operation | 0.047884 | 0.048623 | 0.049159 | 0.048885 | 0.048935 | 0.046125 | 0.0438 | 0.042502 | 0.041964 | 0.043519 | 0.045562 | 0.047697 | 0.043805 | 0.046403 | 0.046561 | 0.046329 | 0.046371 | 0.046514 | 0.045625 | 0.046161 | 0.046523 | 0.047032 | 0.047686 | 0.023916 | 0.023449 | 0.023011 | 0.022596 | 0.022201 | 0.021823 | 0.021459 | 0.021107
F5_Commercial_Lodging_Existing_Food Preparation_Natural Gas_Griddle_E2 | F5 | Commercial | Lodging | Existing | Food Preparation | Natural Gas | Griddle | E2 | Utility - Cost of Operation | 0.041356 | 0.041994 | 0.042457 | 0.042221 | 0.042264 | 0.039836 | 0.037829 | 0.036708 | 0.036243 | 0.037586 | 0.039351 | 0.041194 | 0.037833 | 0.040076 | 0.040213 | 0.040012 | 0.040049 | 0.040172 | 0.039405 | 0.039868 | 0.04018 | 0.04062 | 0.041185 | 0.020656 | 0.020252 | 0.019873 | 0.019515 | 0.019175 | 0.018848 | 0.018534 | 0.01823
F5_Commercial_Lodging_Existing_Food Preparation_Natural Gas_Griddle_E3 | F5 | Commercial | Lodging | Existing | Food Preparation | Natural Gas | Griddle | E3 | Utility - Cost of Operation | 0 | 0 | 0 | 0 | 0 | 0 | 0 | 0 | 0 | 0 | 0 | 0 | 0 | 0 | 0 | 0 | 0 | 0 | 0 | 0 | 0 | 0 | 0 | 0 | 0 | 0 | 0 | 0 | 0 | 0 | 0
F5_Commercial_Lodging_Existing_Food Preparation_Natural Gas_Griddle_E4 | F5 | Commercial | Lodging | Existing | Food Preparation | Natural Gas | Griddle | E4 | Utility - Cost of Operation | 0 | 0 | 0 | 0 | 0 | 0 | 0 | 0 | 0 | 0 | 0 | 0 | 0 | 0 | 0 | 0 | 0 | 0 | 0 | 0 | 0 | 0 | 0 | 0 | 0 | 0 | 0 | 0 | 0 | 0 | 0
F5_Commercial_Lodging_Existing_Food Preparation_Natural Gas_Griddle_E5 | F5 | Commercial | Lodging | Existing | Food Preparation | Natural Gas | Griddle | E5 | Utility - Cost of Operation | 0 | 0 | 0 | 0 | 0 | 0 | 0 | 0 | 0 | 0 | 0 | 0 | 0 | 0 | 0 | 0 | 0 | 0 | 0 | 0 | 0 | 0 | 0 | 0 | 0 | 0 | 0 | 0 | 0 | 0 | 0
F5_Commercial_Lodging_Existing_Food Preparation_Natural Gas_Griddle_E6 | F5 | Commercial | Lodging | Existing | Food Preparation | Natural Gas | Griddle | E6 | Utility - Cost of Operation | 0 | 0 | 0 | 0 | 0 | 0 | 0 | 0 | 0 | 0 | 0 | 0 | 0 | 0 | 0 | 0 | 0 | 0 | 0 | 0 | 0 | 0 | 0 | 0 | 0 | 0 | 0 | 0 | 0 | 0 | 0
F5_Commercial_Lodging_Existing_Food Preparation_Natural Gas_Griddle_E7 | F5 | Commercial | Lodging | Existing | Food Preparation | Natural Gas | Griddle | E7 | Utility - Cost of Operation | 0 | 0 | 0 | 0 | 0 | 0 | 0 | 0 | 0 | 0 | 0 | 0 | 0 | 0 | 0 | 0 | 0 | 0 | 0 | 0 | 0 | 0 | 0 | 0 | 0 | 0 | 0 | 0 | 0 | 0 | 0
F5_Commercial_Lodging_Existing_Food Preparation_Natural Gas_Griddle_E8 | F5 | Commercial | Lodging | Existing | Food Preparation | Natural Gas | Griddle | E8 | Utility - Cost of Operation | 0 | 0 | 0 | 0 | 0 | 0 | 0 | 0 | 0 | 0 | 0 | 0 | 0 | 0 | 0 | 0 | 0 | 0 | 0 | 0 | 0 | 0 | 0 | 0 | 0 | 0 | 0 | 0 | 0 | 0 | 0
F5_Commercial_Lodging_Existing_Food Preparation_Natural Gas_Griddle_E9 | F5 | Commercial | Lodging | Existing | Food Preparation | Natural Gas | Griddle | E9 | Utility - Cost of Operation | 0 | 0 | 0 | 0 | 0 | 0 | 0 | 0 | 0 | 0 | 0 | 0 | 0 | 0 | 0 | 0 | 0 | 0 | 0 | 0 | 0 | 0 | 0 | 0 | 0 | 0 | 0 | 0 | 0 | 0 | 0
F5_Commercial_Lodging_Existing_Food Preparation_Natural Gas_Griddle_E10 | F5 | Commercial | Lodging | Existing | Food Preparation | Natural Gas | Griddle | E10 | Utility - Cost of Operation | 0 | 0 | 0 | 0 | 0 | 0 | 0 | 0 | 0 | 0 | 0 | 0 | 0 | 0 | 0 | 0 | 0 | 0 | 0 | 0 | 0 | 0 | 0 | 0 | 0 | 0 | 0 | 0 | 0 | 0 | 0
F6_Commercial_Lodging_Existing_Food Preparation_Natural Gas_Griddle_E1 | F6 | Commercial | Lodging | Existing | Food Preparation | Natural Gas | Griddle | E1 | Utility - Value of Sales | 0.057368 | 0.058253 | 0.058896 | 0.058568 | 0.058627 | 0.05526 | 0.052475 | 0.050921 | 0.050276 | 0.052139 | 0.054587 | 0.057144 | 0.052481 | 0.055593 | 0.055783 | 0.055505 | 0.055556 | 0.055727 | 0.054662 | 0.055304 | 0.055738 | 0.056347 | 0.057131 | 0.028653 | 0.028094 | 0.027568 | 0.027071 | 0.026599 | 0.026146 | 0.02571 | 0.025288
F6_Commercial_Lodging_Existing_Food Preparation_Natural Gas_Griddle_E2 | F6 | Commercial | Lodging | Existing | Food Preparation | Natural Gas | Griddle | E2 | Utility - Value of Sales | 0.049547 | 0.050311 | 0.050867 | 0.050583 | 0.050635 | 0.047726 | 0.045321 | 0.043978 | 0.043421 | 0.045031 | 0.047145 | 0.049353 | 0.045326 | 0.048014 | 0.048178 | 0.047938 | 0.047982 | 0.048129 | 0.04721 | 0.047765 | 0.048139 | 0.048665 | 0.049342 | 0.024747 | 0.024264 | 0.02381 | 0.023381 | 0.022972 | 0.022581 | 0.022205 | 0.02184
F6_Commercial_Lodging_Existing_Food Preparation_Natural Gas_Griddle_E3 | F6 | Commercial | Lodging | Existing | Food Preparation | Natural Gas | Griddle | E3 | Utility - Value of Sales | 0 | 0 | 0 | 0 | 0 | 0 | 0 | 0 | 0 | 0 | 0 | 0 | 0 | 0 | 0 | 0 | 0 | 0 | 0 | 0 | 0 | 0 | 0 | 0 | 0 | 0 | 0 | 0 | 0 | 0 | 0
F6_Commercial_Lodging_Existing_Food Preparation_Natural Gas_Griddle_E4 | F6 | Commercial | Lodging | Existing | Food Preparation | Natural Gas | Griddle | E4 | Utility - Value of Sales | 0 | 0 | 0 | 0 | 0 | 0 | 0 | 0 | 0 | 0 | 0 | 0 | 0 | 0 | 0 | 0 | 0 | 0 | 0 | 0 | 0 | 0 | 0 | 0 | 0 | 0 | 0 | 0 | 0 | 0 | 0
F6_Commercial_Lodging_Existing_Food Preparation_Natural Gas_Griddle_E5 | F6 | Commercial | Lodging | Existing | Food Preparation | Natural Gas | Griddle | E5 | Utility - Value of Sales | 0 | 0 | 0 | 0 | 0 | 0 | 0 | 0 | 0 | 0 | 0 | 0 | 0 | 0 | 0 | 0 | 0 | 0 | 0 | 0 | 0 | 0 | 0 | 0 | 0 | 0 | 0 | 0 | 0 | 0 | 0
F6_Commercial_Lodging_Existing_Food Preparation_Natural Gas_Griddle_E6 | F6 | Commercial | Lodging | Existing | Food Preparation | Natural Gas | Griddle | E6 | Utility - Value of Sales | 0 | 0 | 0 | 0 | 0 | 0 | 0 | 0 | 0 | 0 | 0 | 0 | 0 | 0 | 0 | 0 | 0 | 0 | 0 | 0 | 0 | 0 | 0 | 0 | 0 | 0 | 0 | 0 | 0 | 0 | 0
F6_Commercial_Lodging_Existing_Food Preparation_Natural Gas_Griddle_E7 | F6 | Commercial | Lodging | Existing | Food Preparation | Natural Gas | Griddle | E7 | Utility - Value of Sales | 0 | 0 | 0 | 0 | 0 | 0 | 0 | 0 | 0 | 0 | 0 | 0 | 0 | 0 | 0 | 0 | 0 | 0 | 0 | 0 | 0 | 0 | 0 | 0 | 0 | 0 | 0 | 0 | 0 | 0 | 0
F6_Commercial_Lodging_Existing_Food Preparation_Natural Gas_Griddle_E8 | F6 | Commercial | Lodging | Existing | Food Preparation | Natural Gas | Griddle | E8 | Utility - Value of Sales | 0 | 0 | 0 | 0 | 0 | 0 | 0 | 0 | 0 | 0 | 0 | 0 | 0 | 0 | 0 | 0 | 0 | 0 | 0 | 0 | 0 | 0 | 0 | 0 | 0 | 0 | 0 | 0 | 0 | 0 | 0
F6_Commercial_Lodging_Existing_Food Preparation_Natural Gas_Griddle_E9 | F6 | Commercial | Lodging | Existing | Food Preparation | Natural Gas | Griddle | E9 | Utility - Value of Sales | 0 | 0 | 0 | 0 | 0 | 0 | 0 | 0 | 0 | 0 | 0 | 0 | 0 | 0 | 0 | 0 | 0 | 0 | 0 | 0 | 0 | 0 | 0 | 0 | 0 | 0 | 0 | 0 | 0 | 0 | 0
F6_Commercial_Lodging_Existing_Food Preparation_Natural Gas_Griddle_E10 | F6 | Commercial | Lodging | Existing | Food Preparation | Natural Gas | Griddle | E10 | Utility - Value of Sales | 0 | 0 | 0 | 0 | 0 | 0 | 0 | 0 | 0 | 0 | 0 | 0 | 0 | 0 | 0 | 0 | 0 | 0 | 0 | 0 | 0 | 0 | 0 | 0 | 0 | 0 | 0 | 0 | 0 | 0 | 0
F1_Commercial_Lodging_Existing_Food Preparation_Natural Gas_Range_E1 | F1 | Commercial | Lodging | Existing | Food Preparation | Natural Gas | Range | E1 | Participant - Cost of Equipment | 0.046604 | 0.046604 | 0.046604 | 0.046604 | 0.046604 | 0.046604 | 0.046604 | 0.046604 | 0.046604 | 0.046604 | 0.046604 | 0.046604 | 0.046604 | 0.046604 | 0.046604 | 0.046604 | 0.046604 | 0.046604 | 0.046604 | 0.046604 | 0.046604 | 0.046604 | 0.046604 | 0.046604 | 0.046604 | 0.046604 | 0.046604 | 0.046604 | 0.046604 | 0.046604 | 0.046604
F1_Commercial_Lodging_Existing_Food Preparation_Natural Gas_Range_E2 | F1 | Commercial | Lodging | Existing | Food Preparation | Natural Gas | Range | E2 | Participant - Cost of Equipment | 0.04661 | 0.04661 | 0.04661 | 0.04661 | 0.04661 | 0.04661 | 0.04661 | 0.04661 | 0.04661 | 0.04661 | 0.04661 | 0.04661 | 0.04661 | 0.04661 | 0.04661 | 0.04661 | 0.04661 | 0.04661 | 0.04661 | 0.04661 | 0.04661 | 0.04661 | 0.04661 | 0.04661 | 0.04661 | 0.04661 | 0.04661 | 0.04661 | 0.04661 | 0.04661 | 0.04661
F1_Commercial_Lodging_Existing_Food Preparation_Natural Gas_Range_E3 | F1 | Commercial | Lodging | Existing | Food Preparation | Natural Gas | Range | E3 | Participant - Cost of Equipment | 0 | 0 | 0 | 0 | 0 | 0 | 0 | 0 | 0 | 0 | 0 | 0 | 0 | 0 | 0 | 0 | 0 | 0 | 0 | 0 | 0 | 0 | 0 | 0 | 0 | 0 | 0 | 0 | 0 | 0 | 0
F1_Commercial_Lodging_Existing_Food Preparation_Natural Gas_Range_E4 | F1 | Commercial | Lodging | Existing | Food Preparation | Natural Gas | Range | E4 | Participant - Cost of Equipment | 0 | 0 | 0 | 0 | 0 | 0 | 0 | 0 | 0 | 0 | 0 | 0 | 0 | 0 | 0 | 0 | 0 | 0 | 0 | 0 | 0 | 0 | 0 | 0 | 0 | 0 | 0 | 0 | 0 | 0 | 0
F1_Commercial_Lodging_Existing_Food Preparation_Natural Gas_Range_E5 | F1 | Commercial | Lodging | Existing | Food Preparation | Natural Gas | Range | E5 | Participant - Cost of Equipment | 0 | 0 | 0 | 0 | 0 | 0 | 0 | 0 | 0 | 0 | 0 | 0 | 0 | 0 | 0 | 0 | 0 | 0 | 0 | 0 | 0 | 0 | 0 | 0 | 0 | 0 | 0 | 0 | 0 | 0 | 0
F1_Commercial_Lodging_Existing_Food Preparation_Natural Gas_Range_E6 | F1 | Commercial | Lodging | Existing | Food Preparation | Natural Gas | Range | E6 | Participant - Cost of Equipment | 0 | 0 | 0 | 0 | 0 | 0 | 0 | 0 | 0 | 0 | 0 | 0 | 0 | 0 | 0 | 0 | 0 | 0 | 0 | 0 | 0 | 0 | 0 | 0 | 0 | 0 | 0 | 0 | 0 | 0 | 0
F1_Commercial_Lodging_Existing_Food Preparation_Natural Gas_Range_E7 | F1 | Commercial | Lodging | Existing | Food Preparation | Natural Gas | Range | E7 | Participant - Cost of Equipment | 0 | 0 | 0 | 0 | 0 | 0 | 0 | 0 | 0 | 0 | 0 | 0 | 0 | 0 | 0 | 0 | 0 | 0 | 0 | 0 | 0 | 0 | 0 | 0 | 0 | 0 | 0 | 0 | 0 | 0 | 0
F1_Commercial_Lodging_Existing_Food Preparation_Natural Gas_Range_E8 | F1 | Commercial | Lodging | Existing | Food Preparation | Natural Gas | Range | E8 | Participant - Cost of Equipment | 0 | 0 | 0 | 0 | 0 | 0 | 0 | 0 | 0 | 0 | 0 | 0 | 0 | 0 | 0 | 0 | 0 | 0 | 0 | 0 | 0 | 0 | 0 | 0 | 0 | 0 | 0 | 0 | 0 | 0 | 0
F1_Commercial_Lodging_Existing_Food Preparation_Natural Gas_Range_E9 | F1 | Commercial | Lodging | Existing | Food Preparation | Natural Gas | Range | E9 | Participant - Cost of Equipment | 0 | 0 | 0 | 0 | 0 | 0 | 0 | 0 | 0 | 0 | 0 | 0 | 0 | 0 | 0 | 0 | 0 | 0 | 0 | 0 | 0 | 0 | 0 | 0 | 0 | 0 | 0 | 0 | 0 | 0 | 0
F1_Commercial_Lodging_Existing_Food Preparation_Natural Gas_Range_E10 | F1 | Commercial | Lodging | Existing | Food Preparation | Natural Gas | Range | E10 | Participant - Cost of Equipment | 0 | 0 | 0 | 0 | 0 | 0 | 0 | 0 | 0 | 0 | 0 | 0 | 0 | 0 | 0 | 0 | 0 | 0 | 0 | 0 | 0 | 0 | 0 | 0 | 0 | 0 | 0 | 0 | 0 | 0 | 0
F2_Commercial_Lodging_Existing_Food Preparation_Natural Gas_Range_E1 | F2 | Commercial | Lodging | Existing | Food Preparation | Natural Gas | Range | E1 | Participant - Cost of Operation | 0.066575 | 0.067895 | 0.068838 | 0.069862 | 0.071331 | 0.06683 | 0.063313 | 0.061463 | 0.060798 | 0.059779 | 0.05909 | 0.062221 | 0.055685 | 0.05952 | 0.064441 | 0.069225 | 0.069403 | 0.069735 | 0.068402 | 0.069353 | 0.070018 | 0.070916 | 0.072045 | 0.033937 | 0.03326 | 0.032626 | 0.032029 | 0.031464 | 0.030923 | 0.030404 | 0.029902
F2_Commercial_Lodging_Existing_Food Preparation_Natural Gas_Range_E2 | F2 | Commercial | Lodging | Existing | Food Preparation | Natural Gas | Range | E2 | Participant - Cost of Operation | 0.049931 | 0.050921 | 0.051629 | 0.052396 | 0.053498 | 0.050123 | 0.047484 | 0.046097 | 0.045599 | 0.044834 | 0.044318 | 0.046666 | 0.041764 | 0.04464 | 0.048331 | 0.051919 | 0.052052 | 0.052301 | 0.051302 | 0.052015 | 0.052513 | 0.053187 | 0.054033 | 0.025452 | 0.024945 | 0.024469 | 0.024022 | 0.023598 | 0.023193 | 0.022803 | 0.022427
F2_Commercial_Lodging_Existing_Food Preparation_Natural Gas_Range_E3 | F2 | Commercial | Lodging | Existing | Food Preparation | Natural Gas | Range | E3 | Participant - Cost of Operation | 0 | 0 | 0 | 0 | 0 | 0 | 0 | 0 | 0 | 0 | 0 | 0 | 0 | 0 | 0 | 0 | 0 | 0 | 0 | 0 | 0 | 0 | 0 | 0 | 0 | 0 | 0 | 0 | 0 | 0 | 0
F2_Commercial_Lodging_Existing_Food Preparation_Natural Gas_Range_E4 | F2 | Commercial | Lodging | Existing | Food Preparation | Natural Gas | Range | E4 | Participant - Cost of Operation | 0 | 0 | 0 | 0 | 0 | 0 | 0 | 0 | 0 | 0 | 0 | 0 | 0 | 0 | 0 | 0 | 0 | 0 | 0 | 0 | 0 | 0 | 0 | 0 | 0 | 0 | 0 | 0 | 0 | 0 | 0
F2_Commercial_Lodging_Existing_Food Preparation_Natural Gas_Range_E5 | F2 | Commercial | Lodging | Existing | Food Preparation | Natural Gas | Range | E5 | Participant - Cost of Operation | 0 | 0 | 0 | 0 | 0 | 0 | 0 | 0 | 0 | 0 | 0 | 0 | 0 | 0 | 0 | 0 | 0 | 0 | 0 | 0 | 0 | 0 | 0 | 0 | 0 | 0 | 0 | 0 | 0 | 0 | 0
F2_Commercial_Lodging_Existing_Food Preparation_Natural Gas_Range_E6 | F2 | Commercial | Lodging | Existing | Food Preparation | Natural Gas | Range | E6 | Participant - Cost of Operation | 0 | 0 | 0 | 0 | 0 | 0 | 0 | 0 | 0 | 0 | 0 | 0 | 0 | 0 | 0 | 0 | 0 | 0 | 0 | 0 | 0 | 0 | 0 | 0 | 0 | 0 | 0 | 0 | 0 | 0 | 0
F2_Commercial_Lodging_Existing_Food Preparation_Natural Gas_Range_E7 | F2 | Commercial | Lodging | Existing | Food Preparation | Natural Gas | Range | E7 | Participant - Cost of Operation | 0 | 0 | 0 | 0 | 0 | 0 | 0 | 0 | 0 | 0 | 0 | 0 | 0 | 0 | 0 | 0 | 0 | 0 | 0 | 0 | 0 | 0 | 0 | 0 | 0 | 0 | 0 | 0 | 0 | 0 | 0
F2_Commercial_Lodging_Existing_Food Preparation_Natural Gas_Range_E8 | F2 | Commercial | Lodging | Existing | Food Preparation | Natural Gas | Range | E8 | Participant - Cost of Operation | 0 | 0 | 0 | 0 | 0 | 0 | 0 | 0 | 0 | 0 | 0 | 0 | 0 | 0 | 0 | 0 | 0 | 0 | 0 | 0 | 0 | 0 | 0 | 0 | 0 | 0 | 0 | 0 | 0 | 0 | 0
F2_Commercial_Lodging_Existing_Food Preparation_Natural Gas_Range_E9 | F2 | Commercial | Lodging | Existing | Food Preparation | Natural Gas | Range | E9 | Participant - Cost of Operation | 0 | 0 | 0 | 0 | 0 | 0 | 0 | 0 | 0 | 0 | 0 | 0 | 0 | 0 | 0 | 0 | 0 | 0 | 0 | 0 | 0 | 0 | 0 | 0 | 0 | 0 | 0 | 0 | 0 | 0 | 0
F2_Commercial_Lodging_Existing_Food Preparation_Natural Gas_Range_E10 | F2 | Commercial | Lodging | Existing | Food Preparation | Natural Gas | Range | E10 | Participant - Cost of Operation | 0 | 0 | 0 | 0 | 0 | 0 | 0 | 0 | 0 | 0 | 0 | 0 | 0 | 0 | 0 | 0 | 0 | 0 | 0 | 0 | 0 | 0 | 0 | 0 | 0 | 0 | 0 | 0 | 0 | 0 | 0
F3_Commercial_Lodging_Existing_Food Preparation_Natural Gas_Range_E1 | F3 | Commercial | Lodging | Existing | Food Preparation | Natural Gas | Range | E1 | System - kBTUs of Conusmption | 5.571 | 5.5844 | 5.5759 | 5.57 | 5.57 | 5.57 | 5.57 | 5.57 | 5.57 | 5.57 | 5.57 | 5.57 | 5.57 | 5.57 | 5.57 | 5.57 | 5.57 | 5.57 | 5.57 | 5.57 | 5.57 | 5.57 | 5.57 | 5.57 | 5.57 | 5.57 | 5.57 | 5.57 | 5.57 | 5.57 | 5.57
F3_Commercial_Lodging_Existing_Food Preparation_Natural Gas_Range_E2 | F3 | Commercial | Lodging | Existing | Food Preparation | Natural Gas | Range | E2 | System - kBTUs of Conusmption | 4.1783 | 4.1883 | 4.1819 | 4.1775 | 4.1775 | 4.1775 | 4.1775 | 4.1775 | 4.1775 | 4.1775 | 4.1775 | 4.1775 | 4.1775 | 4.1775 | 4.1775 | 4.1775 | 4.1775 | 4.1775 | 4.1775 | 4.1775 | 4.1775 | 4.1775 | 4.1775 | 4.1775 | 4.1775 | 4.1775 | 4.1775 | 4.1775 | 4.1775 | 4.1775 | 4.1775
F3_Commercial_Lodging_Existing_Food Preparation_Natural Gas_Range_E3 | F3 | Commercial | Lodging | Existing | Food Preparation | Natural Gas | Range | E3 | System - kBTUs of Conusmption | 0 | 0 | 0 | 0 | 0 | 0 | 0 | 0 | 0 | 0 | 0 | 0 | 0 | 0 | 0 | 0 | 0 | 0 | 0 | 0 | 0 | 0 | 0 | 0 | 0 | 0 | 0 | 0 | 0 | 0 | 0
F3_Commercial_Lodging_Existing_Food Preparation_Natural Gas_Range_E4 | F3 | Commercial | Lodging | Existing | Food Preparation | Natural Gas | Range | E4 | System - kBTUs of Conusmption | 0 | 0 | 0 | 0 | 0 | 0 | 0 | 0 | 0 | 0 | 0 | 0 | 0 | 0 | 0 | 0 | 0 | 0 | 0 | 0 | 0 | 0 | 0 | 0 | 0 | 0 | 0 | 0 | 0 | 0 | 0
F3_Commercial_Lodging_Existing_Food Preparation_Natural Gas_Range_E5 | F3 | Commercial | Lodging | Existing | Food Preparation | Natural Gas | Range | E5 | System - kBTUs of Conusmption | 0 | 0 | 0 | 0 | 0 | 0 | 0 | 0 | 0 | 0 | 0 | 0 | 0 | 0 | 0 | 0 | 0 | 0 | 0 | 0 | 0 | 0 | 0 | 0 | 0 | 0 | 0 | 0 | 0 | 0 | 0
F3_Commercial_Lodging_Existing_Food Preparation_Natural Gas_Range_E6 | F3 | Commercial | Lodging | Existing | Food Preparation | Natural Gas | Range | E6 | System - kBTUs of Conusmption | 0 | 0 | 0 | 0 | 0 | 0 | 0 | 0 | 0 | 0 | 0 | 0 | 0 | 0 | 0 | 0 | 0 | 0 | 0 | 0 | 0 | 0 | 0 | 0 | 0 | 0 | 0 | 0 | 0 | 0 | 0
F3_Commercial_Lodging_Existing_Food Preparation_Natural Gas_Range_E7 | F3 | Commercial | Lodging | Existing | Food Preparation | Natural Gas | Range | E7 | System - kBTUs of Conusmption | 0 | 0 | 0 | 0 | 0 | 0 | 0 | 0 | 0 | 0 | 0 | 0 | 0 | 0 | 0 | 0 | 0 | 0 | 0 | 0 | 0 | 0 | 0 | 0 | 0 | 0 | 0 | 0 | 0 | 0 | 0
F3_Commercial_Lodging_Existing_Food Preparation_Natural Gas_Range_E8 | F3 | Commercial | Lodging | Existing | Food Preparation | Natural Gas | Range | E8 | System - kBTUs of Conusmption | 0 | 0 | 0 | 0 | 0 | 0 | 0 | 0 | 0 | 0 | 0 | 0 | 0 | 0 | 0 | 0 | 0 | 0 | 0 | 0 | 0 | 0 | 0 | 0 | 0 | 0 | 0 | 0 | 0 | 0 | 0
F3_Commercial_Lodging_Existing_Food Preparation_Natural Gas_Range_E9 | F3 | Commercial | Lodging | Existing | Food Preparation | Natural Gas | Range | E9 | System - kBTUs of Conusmption | 0 | 0 | 0 | 0 | 0 | 0 | 0 | 0 | 0 | 0 | 0 | 0 | 0 | 0 | 0 | 0 | 0 | 0 | 0 | 0 | 0 | 0 | 0 | 0 | 0 | 0 | 0 | 0 | 0 | 0 | 0
F3_Commercial_Lodging_Existing_Food Preparation_Natural Gas_Range_E10 | F3 | Commercial | Lodging | Existing | Food Preparation | Natural Gas | Range | E10 | System - kBTUs of Conusmption | 0 | 0 | 0 | 0 | 0 | 0 | 0 | 0 | 0 | 0 | 0 | 0 | 0 | 0 | 0 | 0 | 0 | 0 | 0 | 0 | 0 | 0 | 0 | 0 | 0 | 0 | 0 | 0 | 0 | 0 | 0
F4_Commercial_Lodging_Existing_Food Preparation_Natural Gas_Range_E1 | F4 | Commercial | Lodging | Existing | Food Preparation | Natural Gas | Range | E1 | Utility - Cost of Equipment | 0.046604 | 0.046604 | 0.046604 | 0.046604 | 0.046604 | 0.046604 | 0.046604 | 0.046604 | 0.046604 | 0.046604 | 0.046604 | 0.046604 | 0.046604 | 0.046604 | 0.046604 | 0.046604 | 0.046604 | 0.046604 | 0.046604 | 0.046604 | 0.046604 | 0.046604 | 0.046604 | 0.046604 | 0.046604 | 0.046604 | 0.046604 | 0.046604 | 0.046604 | 0.046604 | 0.046604
F4_Commercial_Lodging_Existing_Food Preparation_Natural Gas_Range_E2 | F4 | Commercial | Lodging | Existing | Food Preparation | Natural Gas | Range | E2 | Utility - Cost of Equipment | 0.04661 | 0.04661 | 0.04661 | 0.04661 | 0.04661 | 0.04661 | 0.04661 | 0.04661 | 0.04661 | 0.04661 | 0.04661 | 0.04661 | 0.04661 | 0.04661 | 0.04661 | 0.04661 | 0.04661 | 0.04661 | 0.04661 | 0.04661 | 0.04661 | 0.04661 | 0.04661 | 0.04661 | 0.04661 | 0.04661 | 0.04661 | 0.04661 | 0.04661 | 0.04661 | 0.04661
F4_Commercial_Lodging_Existing_Food Preparation_Natural Gas_Range_E3 | F4 | Commercial | Lodging | Existing | Food Preparation | Natural Gas | Range | E3 | Utility - Cost of Equipment | 0 | 0 | 0 | 0 | 0 | 0 | 0 | 0 | 0 | 0 | 0 | 0 | 0 | 0 | 0 | 0 | 0 | 0 | 0 | 0 | 0 | 0 | 0 | 0 | 0 | 0 | 0 | 0 | 0 | 0 | 0
F4_Commercial_Lodging_Existing_Food Preparation_Natural Gas_Range_E4 | F4 | Commercial | Lodging | Existing | Food Preparation | Natural Gas | Range | E4 | Utility - Cost of Equipment | 0 | 0 | 0 | 0 | 0 | 0 | 0 | 0 | 0 | 0 | 0 | 0 | 0 | 0 | 0 | 0 | 0 | 0 | 0 | 0 | 0 | 0 | 0 | 0 | 0 | 0 | 0 | 0 | 0 | 0 | 0
F4_Commercial_Lodging_Existing_Food Preparation_Natural Gas_Range_E5 | F4 | Commercial | Lodging | Existing | Food Preparation | Natural Gas | Range | E5 | Utility - Cost of Equipment | 0 | 0 | 0 | 0 | 0 | 0 | 0 | 0 | 0 | 0 | 0 | 0 | 0 | 0 | 0 | 0 | 0 | 0 | 0 | 0 | 0 | 0 | 0 | 0 | 0 | 0 | 0 | 0 | 0 | 0 | 0
F4_Commercial_Lodging_Existing_Food Preparation_Natural Gas_Range_E6 | F4 | Commercial | Lodging | Existing | Food Preparation | Natural Gas | Range | E6 | Utility - Cost of Equipment | 0 | 0 | 0 | 0 | 0 | 0 | 0 | 0 | 0 | 0 | 0 | 0 | 0 | 0 | 0 | 0 | 0 | 0 | 0 | 0 | 0 | 0 | 0 | 0 | 0 | 0 | 0 | 0 | 0 | 0 | 0
F4_Commercial_Lodging_Existing_Food Preparation_Natural Gas_Range_E7 | F4 | Commercial | Lodging | Existing | Food Preparation | Natural Gas | Range | E7 | Utility - Cost of Equipment | 0 | 0 | 0 | 0 | 0 | 0 | 0 | 0 | 0 | 0 | 0 | 0 | 0 | 0 | 0 | 0 | 0 | 0 | 0 | 0 | 0 | 0 | 0 | 0 | 0 | 0 | 0 | 0 | 0 | 0 | 0
F4_Commercial_Lodging_Existing_Food Preparation_Natural Gas_Range_E8 | F4 | Commercial | Lodging | Existing | Food Preparation | Natural Gas | Range | E8 | Utility - Cost of Equipment | 0 | 0 | 0 | 0 | 0 | 0 | 0 | 0 | 0 | 0 | 0 | 0 | 0 | 0 | 0 | 0 | 0 | 0 | 0 | 0 | 0 | 0 | 0 | 0 | 0 | 0 | 0 | 0 | 0 | 0 | 0
F4_Commercial_Lodging_Existing_Food Preparation_Natural Gas_Range_E9 | F4 | Commercial | Lodging | Existing | Food Preparation | Natural Gas | Range | E9 | Utility - Cost of Equipment | 0 | 0 | 0 | 0 | 0 | 0 | 0 | 0 | 0 | 0 | 0 | 0 | 0 | 0 | 0 | 0 | 0 | 0 | 0 | 0 | 0 | 0 | 0 | 0 | 0 | 0 | 0 | 0 | 0 | 0 | 0
F4_Commercial_Lodging_Existing_Food Preparation_Natural Gas_Range_E10 | F4 | Commercial | Lodging | Existing | Food Preparation | Natural Gas | Range | E10 | Utility - Cost of Equipment | 0 | 0 | 0 | 0 | 0 | 0 | 0 | 0 | 0 | 0 | 0 | 0 | 0 | 0 | 0 | 0 | 0 | 0 | 0 | 0 | 0 | 0 | 0 | 0 | 0 | 0 | 0 | 0 | 0 | 0 | 0
F5_Commercial_Lodging_Existing_Food Preparation_Natural Gas_Range_E1 | F5 | Commercial | Lodging | Existing | Food Preparation | Natural Gas | Range | E1 | Utility - Cost of Operation | 0.055569 | 0.05667 | 0.057458 | 0.058312 | 0.059539 | 0.055782 | 0.052846 | 0.051302 | 0.050747 | 0.049896 | 0.049322 | 0.051935 | 0.04648 | 0.04968 | 0.053788 | 0.05778 | 0.057929 | 0.058206 | 0.057094 | 0.057887 | 0.058443 | 0.059192 | 0.060134 | 0.028326 | 0.027761 | 0.027232 | 0.026734 | 0.026262 | 0.025811 | 0.025378 | 0.024959
F5_Commercial_Lodging_Existing_Food Preparation_Natural Gas_Range_E2 | F5 | Commercial | Lodging | Existing | Food Preparation | Natural Gas | Range | E2 | Utility - Cost of Operation | 0.041677 | 0.042503 | 0.043094 | 0.043734 | 0.044654 | 0.041836 | 0.039634 | 0.038476 | 0.03806 | 0.037422 | 0.036991 | 0.038951 | 0.03486 | 0.03726 | 0.040341 | 0.043335 | 0.043447 | 0.043655 | 0.04282 | 0.043415 | 0.043832 | 0.044394 | 0.045101 | 0.021245 | 0.020821 | 0.020424 | 0.020051 | 0.019697 | 0.019358 | 0.019033 | 0.018719
F5_Commercial_Lodging_Existing_Food Preparation_Natural Gas_Range_E3 | F5 | Commercial | Lodging | Existing | Food Preparation | Natural Gas | Range | E3 | Utility - Cost of Operation | 0 | 0 | 0 | 0 | 0 | 0 | 0 | 0 | 0 | 0 | 0 | 0 | 0 | 0 | 0 | 0 | 0 | 0 | 0 | 0 | 0 | 0 | 0 | 0 | 0 | 0 | 0 | 0 | 0 | 0 | 0
F5_Commercial_Lodging_Existing_Food Preparation_Natural Gas_Range_E4 | F5 | Commercial | Lodging | Existing | Food Preparation | Natural Gas | Range | E4 | Utility - Cost of Operation | 0 | 0 | 0 | 0 | 0 | 0 | 0 | 0 | 0 | 0 | 0 | 0 | 0 | 0 | 0 | 0 | 0 | 0 | 0 | 0 | 0 | 0 | 0 | 0 | 0 | 0 | 0 | 0 | 0 | 0 | 0
F5_Commercial_Lodging_Existing_Food Preparation_Natural Gas_Range_E5 | F5 | Commercial | Lodging | Existing | Food Preparation | Natural Gas | Range | E5 | Utility - Cost of Operation | 0 | 0 | 0 | 0 | 0 | 0 | 0 | 0 | 0 | 0 | 0 | 0 | 0 | 0 | 0 | 0 | 0 | 0 | 0 | 0 | 0 | 0 | 0 | 0 | 0 | 0 | 0 | 0 | 0 | 0 | 0
F5_Commercial_Lodging_Existing_Food Preparation_Natural Gas_Range_E6 | F5 | Commercial | Lodging | Existing | Food Preparation | Natural Gas | Range | E6 | Utility - Cost of Operation | 0 | 0 | 0 | 0 | 0 | 0 | 0 | 0 | 0 | 0 | 0 | 0 | 0 | 0 | 0 | 0 | 0 | 0 | 0 | 0 | 0 | 0 | 0 | 0 | 0 | 0 | 0 | 0 | 0 | 0 | 0
F5_Commercial_Lodging_Existing_Food Preparation_Natural Gas_Range_E7 | F5 | Commercial | Lodging | Existing | Food Preparation | Natural Gas | Range | E7 | Utility - Cost of Operation | 0 | 0 | 0 | 0 | 0 | 0 | 0 | 0 | 0 | 0 | 0 | 0 | 0 | 0 | 0 | 0 | 0 | 0 | 0 | 0 | 0 | 0 | 0 | 0 | 0 | 0 | 0 | 0 | 0 | 0 | 0
F5_Commercial_Lodging_Existing_Food Preparation_Natural Gas_Range_E8 | F5 | Commercial | Lodging | Existing | Food Preparation | Natural Gas | Range | E8 | Utility - Cost of Operation | 0 | 0 | 0 | 0 | 0 | 0 | 0 | 0 | 0 | 0 | 0 | 0 | 0 | 0 | 0 | 0 | 0 | 0 | 0 | 0 | 0 | 0 | 0 | 0 | 0 | 0 | 0 | 0 | 0 | 0 | 0
F5_Commercial_Lodging_Existing_Food Preparation_Natural Gas_Range_E9 | F5 | Commercial | Lodging | Existing | Food Preparation | Natural Gas | Range | E9 | Utility - Cost of Operation | 0 | 0 | 0 | 0 | 0 | 0 | 0 | 0 | 0 | 0 | 0 | 0 | 0 | 0 | 0 | 0 | 0 | 0 | 0 | 0 | 0 | 0 | 0 | 0 | 0 | 0 | 0 | 0 | 0 | 0 | 0
F5_Commercial_Lodging_Existing_Food Preparation_Natural Gas_Range_E10 | F5 | Commercial | Lodging | Existing | Food Preparation | Natural Gas | Range | E10 | Utility - Cost of Operation | 0 | 0 | 0 | 0 | 0 | 0 | 0 | 0 | 0 | 0 | 0 | 0 | 0 | 0 | 0 | 0 | 0 | 0 | 0 | 0 | 0 | 0 | 0 | 0 | 0 | 0 | 0 | 0 | 0 | 0 | 0
F6_Commercial_Lodging_Existing_Food Preparation_Natural Gas_Range_E1 | F6 | Commercial | Lodging | Existing | Food Preparation | Natural Gas | Range | E1 | Utility - Value of Sales | 0.066575 | 0.067895 | 0.068838 | 0.069862 | 0.071331 | 0.06683 | 0.063313 | 0.061463 | 0.060798 | 0.059779 | 0.05909 | 0.062221 | 0.055685 | 0.05952 | 0.064441 | 0.069225 | 0.069403 | 0.069735 | 0.068402 | 0.069353 | 0.070018 | 0.070916 | 0.072045 | 0.033937 | 0.03326 | 0.032626 | 0.032029 | 0.031464 | 0.030923 | 0.030404 | 0.029902
F6_Commercial_Lodging_Existing_Food Preparation_Natural Gas_Range_E2 | F6 | Commercial | Lodging | Existing | Food Preparation | Natural Gas | Range | E2 | Utility - Value of Sales | 0.049931 | 0.050921 | 0.051629 | 0.052396 | 0.053498 | 0.050123 | 0.047484 | 0.046097 | 0.045599 | 0.044834 | 0.044318 | 0.046666 | 0.041764 | 0.04464 | 0.048331 | 0.051919 | 0.052052 | 0.052301 | 0.051302 | 0.052015 | 0.052513 | 0.053187 | 0.054033 | 0.025452 | 0.024945 | 0.024469 | 0.024022 | 0.023598 | 0.023193 | 0.022803 | 0.022427
F6_Commercial_Lodging_Existing_Food Preparation_Natural Gas_Range_E3 | F6 | Commercial | Lodging | Existing | Food Preparation | Natural Gas | Range | E3 | Utility - Value of Sales | 0 | 0 | 0 | 0 | 0 | 0 | 0 | 0 | 0 | 0 | 0 | 0 | 0 | 0 | 0 | 0 | 0 | 0 | 0 | 0 | 0 | 0 | 0 | 0 | 0 | 0 | 0 | 0 | 0 | 0 | 0
F6_Commercial_Lodging_Existing_Food Preparation_Natural Gas_Range_E4 | F6 | Commercial | Lodging | Existing | Food Preparation | Natural Gas | Range | E4 | Utility - Value of Sales | 0 | 0 | 0 | 0 | 0 | 0 | 0 | 0 | 0 | 0 | 0 | 0 | 0 | 0 | 0 | 0 | 0 | 0 | 0 | 0 | 0 | 0 | 0 | 0 | 0 | 0 | 0 | 0 | 0 | 0 | 0
F6_Commercial_Lodging_Existing_Food Preparation_Natural Gas_Range_E5 | F6 | Commercial | Lodging | Existing | Food Preparation | Natural Gas | Range | E5 | Utility - Value of Sales | 0 | 0 | 0 | 0 | 0 | 0 | 0 | 0 | 0 | 0 | 0 | 0 | 0 | 0 | 0 | 0 | 0 | 0 | 0 | 0 | 0 | 0 | 0 | 0 | 0 | 0 | 0 | 0 | 0 | 0 | 0
F6_Commercial_Lodging_Existing_Food Preparation_Natural Gas_Range_E6 | F6 | Commercial | Lodging | Existing | Food Preparation | Natural Gas | Range | E6 | Utility - Value of Sales | 0 | 0 | 0 | 0 | 0 | 0 | 0 | 0 | 0 | 0 | 0 | 0 | 0 | 0 | 0 | 0 | 0 | 0 | 0 | 0 | 0 | 0 | 0 | 0 | 0 | 0 | 0 | 0 | 0 | 0 | 0
F6_Commercial_Lodging_Existing_Food Preparation_Natural Gas_Range_E7 | F6 | Commercial | Lodging | Existing | Food Preparation | Natural Gas | Range | E7 | Utility - Value of Sales | 0 | 0 | 0 | 0 | 0 | 0 | 0 | 0 | 0 | 0 | 0 | 0 | 0 | 0 | 0 | 0 | 0 | 0 | 0 | 0 | 0 | 0 | 0 | 0 | 0 | 0 | 0 | 0 | 0 | 0 | 0
F6_Commercial_Lodging_Existing_Food Preparation_Natural Gas_Range_E8 | F6 | Commercial | Lodging | Existing | Food Preparation | Natural Gas | Range | E8 | Utility - Value of Sales | 0 | 0 | 0 | 0 | 0 | 0 | 0 | 0 | 0 | 0 | 0 | 0 | 0 | 0 | 0 | 0 | 0 | 0 | 0 | 0 | 0 | 0 | 0 | 0 | 0 | 0 | 0 | 0 | 0 | 0 | 0
F6_Commercial_Lodging_Existing_Food Preparation_Natural Gas_Range_E9 | F6 | Commercial | Lodging | Existing | Food Preparation | Natural Gas | Range | E9 | Utility - Value of Sales | 0 | 0 | 0 | 0 | 0 | 0 | 0 | 0 | 0 | 0 | 0 | 0 | 0 | 0 | 0 | 0 | 0 | 0 | 0 | 0 | 0 | 0 | 0 | 0 | 0 | 0 | 0 | 0 | 0 | 0 | 0
F6_Commercial_Lodging_Existing_Food Preparation_Natural Gas_Range_E10 | F6 | Commercial | Lodging | Existing | Food Preparation | Natural Gas | Range | E10 | Utility - Value of Sales | 0 | 0 | 0 | 0 | 0 | 0 | 0 | 0 | 0 | 0 | 0 | 0 | 0 | 0 | 0 | 0 | 0 | 0 | 0 | 0 | 0 | 0 | 0 | 0 | 0 | 0 | 0 | 0 | 0 | 0 | 0
F1_Commercial_Lodging_Existing_Food Preparation_Natural Gas_Steamer_E1 | F1 | Commercial | Lodging | Existing | Food Preparation | Natural Gas | Steamer | E1 | Participant - Cost of Equipment | 0.14261 | 0.14261 | 0.14261 | 0 | 0 | 0 | 0 | 0 | 0 | 0 | 0 | 0 | 0 | 0 | 0 | 0 | 0 | 0 | 0 | 0 | 0 | 0 | 0 | 0 | 0 | 0 | 0 | 0 | 0 | 0 | 0
F1_Commercial_Lodging_Existing_Food Preparation_Natural Gas_Steamer_E2 | F1 | Commercial | Lodging | Existing | Food Preparation | Natural Gas | Steamer | E2 | Participant - Cost of Equipment | 0.15321 | 0.15321 | 0.15321 | 0.15321 | 0.15321 | 0.15321 | 0.15321 | 0.15321 | 0.15321 | 0.15321 | 0.15321 | 0.15321 | 0.15321 | 0.15321 | 0.15321 | 0.15321 | 0.15321 | 0.15321 | 0.15321 | 0.15321 | 0.15321 | 0.15321 | 0.15321 | 0.15321 | 0.15321 | 0.15321 | 0.15321 | 0.15321 | 0.15321 | 0.15321 | 0.15321
F1_Commercial_Lodging_Existing_Food Preparation_Natural Gas_Steamer_E3 | F1 | Commercial | Lodging | Existing | Food Preparation | Natural Gas | Steamer | E3 | Participant - Cost of Equipment | 0 | 0 | 0 | 0 | 0 | 0 | 0 | 0 | 0 | 0 | 0 | 0 | 0 | 0 | 0 | 0 | 0 | 0 | 0 | 0 | 0 | 0 | 0 | 0 | 0 | 0 | 0 | 0 | 0 | 0 | 0
F1_Commercial_Lodging_Existing_Food Preparation_Natural Gas_Steamer_E4 | F1 | Commercial | Lodging | Existing | Food Preparation | Natural Gas | Steamer | E4 | Participant - Cost of Equipment | 0 | 0 | 0 | 0 | 0 | 0 | 0 | 0 | 0 | 0 | 0 | 0 | 0 | 0 | 0 | 0 | 0 | 0 | 0 | 0 | 0 | 0 | 0 | 0 | 0 | 0 | 0 | 0 | 0 | 0 | 0
F1_Commercial_Lodging_Existing_Food Preparation_Natural Gas_Steamer_E5 | F1 | Commercial | Lodging | Existing | Food Preparation | Natural Gas | Steamer | E5 | Participant - Cost of Equipment | 0 | 0 | 0 | 0 | 0 | 0 | 0 | 0 | 0 | 0 | 0 | 0 | 0 | 0 | 0 | 0 | 0 | 0 | 0 | 0 | 0 | 0 | 0 | 0 | 0 | 0 | 0 | 0 | 0 | 0 | 0
F1_Commercial_Lodging_Existing_Food Preparation_Natural Gas_Steamer_E6 | F1 | Commercial | Lodging | Existing | Food Preparation | Natural Gas | Steamer | E6 | Participant - Cost of Equipment | 0 | 0 | 0 | 0 | 0 | 0 | 0 | 0 | 0 | 0 | 0 | 0 | 0 | 0 | 0 | 0 | 0 | 0 | 0 | 0 | 0 | 0 | 0 | 0 | 0 | 0 | 0 | 0 | 0 | 0 | 0
F1_Commercial_Lodging_Existing_Food Preparation_Natural Gas_Steamer_E7 | F1 | Commercial | Lodging | Existing | Food Preparation | Natural Gas | Steamer | E7 | Participant - Cost of Equipment | 0 | 0 | 0 | 0 | 0 | 0 | 0 | 0 | 0 | 0 | 0 | 0 | 0 | 0 | 0 | 0 | 0 | 0 | 0 | 0 | 0 | 0 | 0 | 0 | 0 | 0 | 0 | 0 | 0 | 0 | 0
F1_Commercial_Lodging_Existing_Food Preparation_Natural Gas_Steamer_E8 | F1 | Commercial | Lodging | Existing | Food Preparation | Natural Gas | Steamer | E8 | Participant - Cost of Equipment | 0 | 0 | 0 | 0 | 0 | 0 | 0 | 0 | 0 | 0 | 0 | 0 | 0 | 0 | 0 | 0 | 0 | 0 | 0 | 0 | 0 | 0 | 0 | 0 | 0 | 0 | 0 | 0 | 0 | 0 | 0
F1_Commercial_Lodging_Existing_Food Preparation_Natural Gas_Steamer_E9 | F1 | Commercial | Lodging | Existing | Food Preparation | Natural Gas | Steamer | E9 | Participant - Cost of Equipment | 0 | 0 | 0 | 0 | 0 | 0 | 0 | 0 | 0 | 0 | 0 | 0 | 0 | 0 | 0 | 0 | 0 | 0 | 0 | 0 | 0 | 0 | 0 | 0 | 0 | 0 | 0 | 0 | 0 | 0 | 0
F1_Commercial_Lodging_Existing_Food Preparation_Natural Gas_Steamer_E10 | F1 | Commercial | Lodging | Existing | Food Preparation | Natural Gas | Steamer | E10 | Participant - Cost of Equipment | 0 | 0 | 0 | 0 | 0 | 0 | 0 | 0 | 0 | 0 | 0 | 0 | 0 | 0 | 0 | 0 | 0 | 0 | 0 | 0 | 0 | 0 | 0 | 0 | 0 | 0 | 0 | 0 | 0 | 0 | 0
F2_Commercial_Lodging_Existing_Food Preparation_Natural Gas_Steamer_E1 | F2 | Commercial | Lodging | Existing | Food Preparation | Natural Gas | Steamer | E1 | Participant - Cost of Operation | 0.15603 | 0.15735 | 0.15811 | 0 | 0 | 0 | 0 | 0 | 0 | 0 | 0 | 0 | 0 | 0 | 0 | 0 | 0 | 0 | 0 | 0 | 0 | 0 | 0 | 0 | 0 | 0 | 0 | 0 | 0 | 0 | 0
F2_Commercial_Lodging_Existing_Food Preparation_Natural Gas_Steamer_E2 | F2 | Commercial | Lodging | Existing | Food Preparation | Natural Gas | Steamer | E2 | Participant - Cost of Operation | 0.032546 | 0.032822 | 0.032981 | 0.033129 | 0.033456 | 0.031484 | 0.029854 | 0.029793 | 0.030333 | 0.030817 | 0.031548 | 0.032212 | 0.028655 | 0.029468 | 0.030664 | 0.03171 | 0.031745 | 0.031849 | 0.031242 | 0.031615 | 0.031868 | 0.032221 | 0.032674 | 0.01632 | 0.016001 | 0.015701 | 0.015418 | 0.015149 | 0.014891 | 0.014643 | 0.014402
F2_Commercial_Lodging_Existing_Food Preparation_Natural Gas_Steamer_E3 | F2 | Commercial | Lodging | Existing | Food Preparation | Natural Gas | Steamer | E3 | Participant - Cost of Operation | 0 | 0 | 0 | 0 | 0 | 0 | 0 | 0 | 0 | 0 | 0 | 0 | 0 | 0 | 0 | 0 | 0 | 0 | 0 | 0 | 0 | 0 | 0 | 0 | 0 | 0 | 0 | 0 | 0 | 0 | 0
F2_Commercial_Lodging_Existing_Food Preparation_Natural Gas_Steamer_E4 | F2 | Commercial | Lodging | Existing | Food Preparation | Natural Gas | Steamer | E4 | Participant - Cost of Operation | 0 | 0 | 0 | 0 | 0 | 0 | 0 | 0 | 0 | 0 | 0 | 0 | 0 | 0 | 0 | 0 | 0 | 0 | 0 | 0 | 0 | 0 | 0 | 0 | 0 | 0 | 0 | 0 | 0 | 0 | 0
F2_Commercial_Lodging_Existing_Food Preparation_Natural Gas_Steamer_E5 | F2 | Commercial | Lodging | Existing | Food Preparation | Natural Gas | Steamer | E5 | Participant - Cost of Operation | 0 | 0 | 0 | 0 | 0 | 0 | 0 | 0 | 0 | 0 | 0 | 0 | 0 | 0 | 0 | 0 | 0 | 0 | 0 | 0 | 0 | 0 | 0 | 0 | 0 | 0 | 0 | 0 | 0 | 0 | 0
F2_Commercial_Lodging_Existing_Food Preparation_Natural Gas_Steamer_E6 | F2 | Commercial | Lodging | Existing | Food Preparation | Natural Gas | Steamer | E6 | Participant - Cost of Operation | 0 | 0 | 0 | 0 | 0 | 0 | 0 | 0 | 0 | 0 | 0 | 0 | 0 | 0 | 0 | 0 | 0 | 0 | 0 | 0 | 0 | 0 | 0 | 0 | 0 | 0 | 0 | 0 | 0 | 0 | 0
F2_Commercial_Lodging_Existing_Food Preparation_Natural Gas_Steamer_E7 | F2 | Commercial | Lodging | Existing | Food Preparation | Natural Gas | Steamer | E7 | Participant - Cost of Operation | 0 | 0 | 0 | 0 | 0 | 0 | 0 | 0 | 0 | 0 | 0 | 0 | 0 | 0 | 0 | 0 | 0 | 0 | 0 | 0 | 0 | 0 | 0 | 0 | 0 | 0 | 0 | 0 | 0 | 0 | 0
F2_Commercial_Lodging_Existing_Food Preparation_Natural Gas_Steamer_E8 | F2 | Commercial | Lodging | Existing | Food Preparation | Natural Gas | Steamer | E8 | Participant - Cost of Operation | 0 | 0 | 0 | 0 | 0 | 0 | 0 | 0 | 0 | 0 | 0 | 0 | 0 | 0 | 0 | 0 | 0 | 0 | 0 | 0 | 0 | 0 | 0 | 0 | 0 | 0 | 0 | 0 | 0 | 0 | 0
F2_Commercial_Lodging_Existing_Food Preparation_Natural Gas_Steamer_E9 | F2 | Commercial | Lodging | Existing | Food Preparation | Natural Gas | Steamer | E9 | Participant - Cost of Operation | 0 | 0 | 0 | 0 | 0 | 0 | 0 | 0 | 0 | 0 | 0 | 0 | 0 | 0 | 0 | 0 | 0 | 0 | 0 | 0 | 0 | 0 | 0 | 0 | 0 | 0 | 0 | 0 | 0 | 0 | 0
F2_Commercial_Lodging_Existing_Food Preparation_Natural Gas_Steamer_E10 | F2 | Commercial | Lodging | Existing | Food Preparation | Natural Gas | Steamer | E10 | Participant - Cost of Operation | 0 | 0 | 0 | 0 | 0 | 0 | 0 | 0 | 0 | 0 | 0 | 0 | 0 | 0 | 0 | 0 | 0 | 0 | 0 | 0 | 0 | 0 | 0 | 0 | 0 | 0 | 0 | 0 | 0 | 0 | 0
F3_Commercial_Lodging_Existing_Food Preparation_Natural Gas_Steamer_E1 | F3 | Commercial | Lodging | Existing | Food Preparation | Natural Gas | Steamer | E1 | System - kBTUs of Conusmption | 13.1259 | 13.1521 | 13.1354 | 0 | 0 | 0 | 0 | 0 | 0 | 0 | 0 | 0 | 0 | 0 | 0 | 0 | 0 | 0 | 0 | 0 | 0 | 0 | 0 | 0 | 0 | 0 | 0 | 0 | 0 | 0 | 0
F3_Commercial_Lodging_Existing_Food Preparation_Natural Gas_Steamer_E2 | F3 | Commercial | Lodging | Existing | Food Preparation | Natural Gas | Steamer | E2 | System - kBTUs of Conusmption | 2.7379 | 2.7434 | 2.7399 | 2.7375 | 2.7375 | 2.7375 | 2.7375 | 2.7375 | 2.7375 | 2.7375 | 2.7375 | 2.7375 | 2.7375 | 2.7375 | 2.7375 | 2.7375 | 2.7375 | 2.7375 | 2.7375 | 2.7375 | 2.7375 | 2.7375 | 2.7375 | 2.7375 | 2.7375 | 2.7375 | 2.7375 | 2.7375 | 2.7375 | 2.7375 | 2.7375
F3_Commercial_Lodging_Existing_Food Preparation_Natural Gas_Steamer_E3 | F3 | Commercial | Lodging | Existing | Food Preparation | Natural Gas | Steamer | E3 | System - kBTUs of Conusmption | 0 | 0 | 0 | 0 | 0 | 0 | 0 | 0 | 0 | 0 | 0 | 0 | 0 | 0 | 0 | 0 | 0 | 0 | 0 | 0 | 0 | 0 | 0 | 0 | 0 | 0 | 0 | 0 | 0 | 0 | 0
F3_Commercial_Lodging_Existing_Food Preparation_Natural Gas_Steamer_E4 | F3 | Commercial | Lodging | Existing | Food Preparation | Natural Gas | Steamer | E4 | System - kBTUs of Conusmption | 0 | 0 | 0 | 0 | 0 | 0 | 0 | 0 | 0 | 0 | 0 | 0 | 0 | 0 | 0 | 0 | 0 | 0 | 0 | 0 | 0 | 0 | 0 | 0 | 0 | 0 | 0 | 0 | 0 | 0 | 0
F3_Commercial_Lodging_Existing_Food Preparation_Natural Gas_Steamer_E5 | F3 | Commercial | Lodging | Existing | Food Preparation | Natural Gas | Steamer | E5 | System - kBTUs of Conusmption | 0 | 0 | 0 | 0 | 0 | 0 | 0 | 0 | 0 | 0 | 0 | 0 | 0 | 0 | 0 | 0 | 0 | 0 | 0 | 0 | 0 | 0 | 0 | 0 | 0 | 0 | 0 | 0 | 0 | 0 | 0
F3_Commercial_Lodging_Existing_Food Preparation_Natural Gas_Steamer_E6 | F3 | Commercial | Lodging | Existing | Food Preparation | Natural Gas | Steamer | E6 | System - kBTUs of Conusmption | 0 | 0 | 0 | 0 | 0 | 0 | 0 | 0 | 0 | 0 | 0 | 0 | 0 | 0 | 0 | 0 | 0 | 0 | 0 | 0 | 0 | 0 | 0 | 0 | 0 | 0 | 0 | 0 | 0 | 0 | 0
F3_Commercial_Lodging_Existing_Food Preparation_Natural Gas_Steamer_E7 | F3 | Commercial | Lodging | Existing | Food Preparation | Natural Gas | Steamer | E7 | System - kBTUs of Conusmption | 0 | 0 | 0 | 0 | 0 | 0 | 0 | 0 | 0 | 0 | 0 | 0 | 0 | 0 | 0 | 0 | 0 | 0 | 0 | 0 | 0 | 0 | 0 | 0 | 0 | 0 | 0 | 0 | 0 | 0 | 0
F3_Commercial_Lodging_Existing_Food Preparation_Natural Gas_Steamer_E8 | F3 | Commercial | Lodging | Existing | Food Preparation | Natural Gas | Steamer | E8 | System - kBTUs of Conusmption | 0 | 0 | 0 | 0 | 0 | 0 | 0 | 0 | 0 | 0 | 0 | 0 | 0 | 0 | 0 | 0 | 0 | 0 | 0 | 0 | 0 | 0 | 0 | 0 | 0 | 0 | 0 | 0 | 0 | 0 | 0
F3_Commercial_Lodging_Existing_Food Preparation_Natural Gas_Steamer_E9 | F3 | Commercial | Lodging | Existing | Food Preparation | Natural Gas | Steamer | E9 | System - kBTUs of Conusmption | 0 | 0 | 0 | 0 | 0 | 0 | 0 | 0 | 0 | 0 | 0 | 0 | 0 | 0 | 0 | 0 | 0 | 0 | 0 | 0 | 0 | 0 | 0 | 0 | 0 | 0 | 0 | 0 | 0 | 0 | 0
F3_Commercial_Lodging_Existing_Food Preparation_Natural Gas_Steamer_E10 | F3 | Commercial | Lodging | Existing | Food Preparation | Natural Gas | Steamer | E10 | System - kBTUs of Conusmption | 0 | 0 | 0 | 0 | 0 | 0 | 0 | 0 | 0 | 0 | 0 | 0 | 0 | 0 | 0 | 0 | 0 | 0 | 0 | 0 | 0 | 0 | 0 | 0 | 0 | 0 | 0 | 0 | 0 | 0 | 0
F4_Commercial_Lodging_Existing_Food Preparation_Natural Gas_Steamer_E1 | F4 | Commercial | Lodging | Existing | Food Preparation | Natural Gas | Steamer | E1 | Utility - Cost of Equipment | 0.14261 | 0.14261 | 0.14261 | 0 | 0 | 0 | 0 | 0 | 0 | 0 | 0 | 0 | 0 | 0 | 0 | 0 | 0 | 0 | 0 | 0 | 0 | 0 | 0 | 0 | 0 | 0 | 0 | 0 | 0 | 0 | 0
F4_Commercial_Lodging_Existing_Food Preparation_Natural Gas_Steamer_E2 | F4 | Commercial | Lodging | Existing | Food Preparation | Natural Gas | Steamer | E2 | Utility - Cost of Equipment | 0.15321 | 0.15321 | 0.15321 | 0.15321 | 0.15321 | 0.15321 | 0.15321 | 0.15321 | 0.15321 | 0.15321 | 0.15321 | 0.15321 | 0.15321 | 0.15321 | 0.15321 | 0.15321 | 0.15321 | 0.15321 | 0.15321 | 0.15321 | 0.15321 | 0.15321 | 0.15321 | 0.15321 | 0.15321 | 0.15321 | 0.15321 | 0.15321 | 0.15321 | 0.15321 | 0.15321
F4_Commercial_Lodging_Existing_Food Preparation_Natural Gas_Steamer_E3 | F4 | Commercial | Lodging | Existing | Food Preparation | Natural Gas | Steamer | E3 | Utility - Cost of Equipment | 0 | 0 | 0 | 0 | 0 | 0 | 0 | 0 | 0 | 0 | 0 | 0 | 0 | 0 | 0 | 0 | 0 | 0 | 0 | 0 | 0 | 0 | 0 | 0 | 0 | 0 | 0 | 0 | 0 | 0 | 0
F4_Commercial_Lodging_Existing_Food Preparation_Natural Gas_Steamer_E4 | F4 | Commercial | Lodging | Existing | Food Preparation | Natural Gas | Steamer | E4 | Utility - Cost of Equipment | 0 | 0 | 0 | 0 | 0 | 0 | 0 | 0 | 0 | 0 | 0 | 0 | 0 | 0 | 0 | 0 | 0 | 0 | 0 | 0 | 0 | 0 | 0 | 0 | 0 | 0 | 0 | 0 | 0 | 0 | 0
F4_Commercial_Lodging_Existing_Food Preparation_Natural Gas_Steamer_E5 | F4 | Commercial | Lodging | Existing | Food Preparation | Natural Gas | Steamer | E5 | Utility - Cost of Equipment | 0 | 0 | 0 | 0 | 0 | 0 | 0 | 0 | 0 | 0 | 0 | 0 | 0 | 0 | 0 | 0 | 0 | 0 | 0 | 0 | 0 | 0 | 0 | 0 | 0 | 0 | 0 | 0 | 0 | 0 | 0
F4_Commercial_Lodging_Existing_Food Preparation_Natural Gas_Steamer_E6 | F4 | Commercial | Lodging | Existing | Food Preparation | Natural Gas | Steamer | E6 | Utility - Cost of Equipment | 0 | 0 | 0 | 0 | 0 | 0 | 0 | 0 | 0 | 0 | 0 | 0 | 0 | 0 | 0 | 0 | 0 | 0 | 0 | 0 | 0 | 0 | 0 | 0 | 0 | 0 | 0 | 0 | 0 | 0 | 0
F4_Commercial_Lodging_Existing_Food Preparation_Natural Gas_Steamer_E7 | F4 | Commercial | Lodging | Existing | Food Preparation | Natural Gas | Steamer | E7 | Utility - Cost of Equipment | 0 | 0 | 0 | 0 | 0 | 0 | 0 | 0 | 0 | 0 | 0 | 0 | 0 | 0 | 0 | 0 | 0 | 0 | 0 | 0 | 0 | 0 | 0 | 0 | 0 | 0 | 0 | 0 | 0 | 0 | 0
F4_Commercial_Lodging_Existing_Food Preparation_Natural Gas_Steamer_E8 | F4 | Commercial | Lodging | Existing | Food Preparation | Natural Gas | Steamer | E8 | Utility - Cost of Equipment | 0 | 0 | 0 | 0 | 0 | 0 | 0 | 0 | 0 | 0 | 0 | 0 | 0 | 0 | 0 | 0 | 0 | 0 | 0 | 0 | 0 | 0 | 0 | 0 | 0 | 0 | 0 | 0 | 0 | 0 | 0
F4_Commercial_Lodging_Existing_Food Preparation_Natural Gas_Steamer_E9 | F4 | Commercial | Lodging | Existing | Food Preparation | Natural Gas | Steamer | E9 | Utility - Cost of Equipment | 0 | 0 | 0 | 0 | 0 | 0 | 0 | 0 | 0 | 0 | 0 | 0 | 0 | 0 | 0 | 0 | 0 | 0 | 0 | 0 | 0 | 0 | 0 | 0 | 0 | 0 | 0 | 0 | 0 | 0 | 0
F4_Commercial_Lodging_Existing_Food Preparation_Natural Gas_Steamer_E10 | F4 | Commercial | Lodging | Existing | Food Preparation | Natural Gas | Steamer | E10 | Utility - Cost of Equipment | 0 | 0 | 0 | 0 | 0 | 0 | 0 | 0 | 0 | 0 | 0 | 0 | 0 | 0 | 0 | 0 | 0 | 0 | 0 | 0 | 0 | 0 | 0 | 0 | 0 | 0 | 0 | 0 | 0 | 0 | 0
F5_Commercial_Lodging_Existing_Food Preparation_Natural Gas_Steamer_E1 | F5 | Commercial | Lodging | Existing | Food Preparation | Natural Gas | Steamer | E1 | Utility - Cost of Operation | 0.13023 | 0.13134 | 0.13197 | 0 | 0 | 0 | 0 | 0 | 0 | 0 | 0 | 0 | 0 | 0 | 0 | 0 | 0 | 0 | 0 | 0 | 0 | 0 | 0 | 0 | 0 | 0 | 0 | 0 | 0 | 0 | 0
F5_Commercial_Lodging_Existing_Food Preparation_Natural Gas_Steamer_E2 | F5 | Commercial | Lodging | Existing | Food Preparation | Natural Gas | Steamer | E2 | Utility - Cost of Operation | 0.027166 | 0.027396 | 0.027528 | 0.027652 | 0.027925 | 0.026279 | 0.024919 | 0.024868 | 0.025319 | 0.025722 | 0.026332 | 0.026886 | 0.023918 | 0.024597 | 0.025595 | 0.026468 | 0.026497 | 0.026584 | 0.026077 | 0.026389 | 0.026599 | 0.026894 | 0.027272 | 0.013622 | 0.013356 | 0.013106 | 0.012869 | 0.012645 | 0.012429 | 0.012222 | 0.012021
F5_Commercial_Lodging_Existing_Food Preparation_Natural Gas_Steamer_E3 | F5 | Commercial | Lodging | Existing | Food Preparation | Natural Gas | Steamer | E3 | Utility - Cost of Operation | 0 | 0 | 0 | 0 | 0 | 0 | 0 | 0 | 0 | 0 | 0 | 0 | 0 | 0 | 0 | 0 | 0 | 0 | 0 | 0 | 0 | 0 | 0 | 0 | 0 | 0 | 0 | 0 | 0 | 0 | 0
F5_Commercial_Lodging_Existing_Food Preparation_Natural Gas_Steamer_E4 | F5 | Commercial | Lodging | Existing | Food Preparation | Natural Gas | Steamer | E4 | Utility - Cost of Operation | 0 | 0 | 0 | 0 | 0 | 0 | 0 | 0 | 0 | 0 | 0 | 0 | 0 | 0 | 0 | 0 | 0 | 0 | 0 | 0 | 0 | 0 | 0 | 0 | 0 | 0 | 0 | 0 | 0 | 0 | 0
F5_Commercial_Lodging_Existing_Food Preparation_Natural Gas_Steamer_E5 | F5 | Commercial | Lodging | Existing | Food Preparation | Natural Gas | Steamer | E5 | Utility - Cost of Operation | 0 | 0 | 0 | 0 | 0 | 0 | 0 | 0 | 0 | 0 | 0 | 0 | 0 | 0 | 0 | 0 | 0 | 0 | 0 | 0 | 0 | 0 | 0 | 0 | 0 | 0 | 0 | 0 | 0 | 0 | 0
F5_Commercial_Lodging_Existing_Food Preparation_Natural Gas_Steamer_E6 | F5 | Commercial | Lodging | Existing | Food Preparation | Natural Gas | Steamer | E6 | Utility - Cost of Operation | 0 | 0 | 0 | 0 | 0 | 0 | 0 | 0 | 0 | 0 | 0 | 0 | 0 | 0 | 0 | 0 | 0 | 0 | 0 | 0 | 0 | 0 | 0 | 0 | 0 | 0 | 0 | 0 | 0 | 0 | 0
F5_Commercial_Lodging_Existing_Food Preparation_Natural Gas_Steamer_E7 | F5 | Commercial | Lodging | Existing | Food Preparation | Natural Gas | Steamer | E7 | Utility - Cost of Operation | 0 | 0 | 0 | 0 | 0 | 0 | 0 | 0 | 0 | 0 | 0 | 0 | 0 | 0 | 0 | 0 | 0 | 0 | 0 | 0 | 0 | 0 | 0 | 0 | 0 | 0 | 0 | 0 | 0 | 0 | 0
F5_Commercial_Lodging_Existing_Food Preparation_Natural Gas_Steamer_E8 | F5 | Commercial | Lodging | Existing | Food Preparation | Natural Gas | Steamer | E8 | Utility - Cost of Operation | 0 | 0 | 0 | 0 | 0 | 0 | 0 | 0 | 0 | 0 | 0 | 0 | 0 | 0 | 0 | 0 | 0 | 0 | 0 | 0 | 0 | 0 | 0 | 0 | 0 | 0 | 0 | 0 | 0 | 0 | 0
F5_Commercial_Lodging_Existing_Food Preparation_Natural Gas_Steamer_E9 | F5 | Commercial | Lodging | Existing | Food Preparation | Natural Gas | Steamer | E9 | Utility - Cost of Operation | 0 | 0 | 0 | 0 | 0 | 0 | 0 | 0 | 0 | 0 | 0 | 0 | 0 | 0 | 0 | 0 | 0 | 0 | 0 | 0 | 0 | 0 | 0 | 0 | 0 | 0 | 0 | 0 | 0 | 0 | 0
F5_Commercial_Lodging_Existing_Food Preparation_Natural Gas_Steamer_E10 | F5 | Commercial | Lodging | Existing | Food Preparation | Natural Gas | Steamer | E10 | Utility - Cost of Operation | 0 | 0 | 0 | 0 | 0 | 0 | 0 | 0 | 0 | 0 | 0 | 0 | 0 | 0 | 0 | 0 | 0 | 0 | 0 | 0 | 0 | 0 | 0 | 0 | 0 | 0 | 0 | 0 | 0 | 0 | 0
F6_Commercial_Lodging_Existing_Food Preparation_Natural Gas_Steamer_E1 | F6 | Commercial | Lodging | Existing | Food Preparation | Natural Gas | Steamer | E1 | Utility - Value of Sales | 0.15603 | 0.15735 | 0.15811 | 0 | 0 | 0 | 0 | 0 | 0 | 0 | 0 | 0 | 0 | 0 | 0 | 0 | 0 | 0 | 0 | 0 | 0 | 0 | 0 | 0 | 0 | 0 | 0 | 0 | 0 | 0 | 0
F6_Commercial_Lodging_Existing_Food Preparation_Natural Gas_Steamer_E2 | F6 | Commercial | Lodging | Existing | Food Preparation | Natural Gas | Steamer | E2 | Utility - Value of Sales | 0.032546 | 0.032822 | 0.032981 | 0.033129 | 0.033456 | 0.031484 | 0.029854 | 0.029793 | 0.030333 | 0.030817 | 0.031548 | 0.032212 | 0.028655 | 0.029468 | 0.030664 | 0.03171 | 0.031745 | 0.031849 | 0.031242 | 0.031615 | 0.031868 | 0.032221 | 0.032674 | 0.01632 | 0.016001 | 0.015701 | 0.015418 | 0.015149 | 0.014891 | 0.014643 | 0.014402
F6_Commercial_Lodging_Existing_Food Preparation_Natural Gas_Steamer_E3 | F6 | Commercial | Lodging | Existing | Food Preparation | Natural Gas | Steamer | E3 | Utility - Value of Sales | 0 | 0 | 0 | 0 | 0 | 0 | 0 | 0 | 0 | 0 | 0 | 0 | 0 | 0 | 0 | 0 | 0 | 0 | 0 | 0 | 0 | 0 | 0 | 0 | 0 | 0 | 0 | 0 | 0 | 0 | 0
F6_Commercial_Lodging_Existing_Food Preparation_Natural Gas_Steamer_E4 | F6 | Commercial | Lodging | Existing | Food Preparation | Natural Gas | Steamer | E4 | Utility - Value of Sales | 0 | 0 | 0 | 0 | 0 | 0 | 0 | 0 | 0 | 0 | 0 | 0 | 0 | 0 | 0 | 0 | 0 | 0 | 0 | 0 | 0 | 0 | 0 | 0 | 0 | 0 | 0 | 0 | 0 | 0 | 0
F6_Commercial_Lodging_Existing_Food Preparation_Natural Gas_Steamer_E5 | F6 | Commercial | Lodging | Existing | Food Preparation | Natural Gas | Steamer | E5 | Utility - Value of Sales | 0 | 0 | 0 | 0 | 0 | 0 | 0 | 0 | 0 | 0 | 0 | 0 | 0 | 0 | 0 | 0 | 0 | 0 | 0 | 0 | 0 | 0 | 0 | 0 | 0 | 0 | 0 | 0 | 0 | 0 | 0
F6_Commercial_Lodging_Existing_Food Preparation_Natural Gas_Steamer_E6 | F6 | Commercial | Lodging | Existing | Food Preparation | Natural Gas | Steamer | E6 | Utility - Value of Sales | 0 | 0 | 0 | 0 | 0 | 0 | 0 | 0 | 0 | 0 | 0 | 0 | 0 | 0 | 0 | 0 | 0 | 0 | 0 | 0 | 0 | 0 | 0 | 0 | 0 | 0 | 0 | 0 | 0 | 0 | 0
F6_Commercial_Lodging_Existing_Food Preparation_Natural Gas_Steamer_E7 | F6 | Commercial | Lodging | Existing | Food Preparation | Natural Gas | Steamer | E7 | Utility - Value of Sales | 0 | 0 | 0 | 0 | 0 | 0 | 0 | 0 | 0 | 0 | 0 | 0 | 0 | 0 | 0 | 0 | 0 | 0 | 0 | 0 | 0 | 0 | 0 | 0 | 0 | 0 | 0 | 0 | 0 | 0 | 0
F6_Commercial_Lodging_Existing_Food Preparation_Natural Gas_Steamer_E8 | F6 | Commercial | Lodging | Existing | Food Preparation | Natural Gas | Steamer | E8 | Utility - Value of Sales | 0 | 0 | 0 | 0 | 0 | 0 | 0 | 0 | 0 | 0 | 0 | 0 | 0 | 0 | 0 | 0 | 0 | 0 | 0 | 0 | 0 | 0 | 0 | 0 | 0 | 0 | 0 | 0 | 0 | 0 | 0
F6_Commercial_Lodging_Existing_Food Preparation_Natural Gas_Steamer_E9 | F6 | Commercial | Lodging | Existing | Food Preparation | Natural Gas | Steamer | E9 | Utility - Value of Sales | 0 | 0 | 0 | 0 | 0 | 0 | 0 | 0 | 0 | 0 | 0 | 0 | 0 | 0 | 0 | 0 | 0 | 0 | 0 | 0 | 0 | 0 | 0 | 0 | 0 | 0 | 0 | 0 | 0 | 0 | 0
F6_Commercial_Lodging_Existing_Food Preparation_Natural Gas_Steamer_E10 | F6 | Commercial | Lodging | Existing | Food Preparation | Natural Gas | Steamer | E10 | Utility - Value of Sales | 0 | 0 | 0 | 0 | 0 | 0 | 0 | 0 | 0 | 0 | 0 | 0 | 0 | 0 | 0 | 0 | 0 | 0 | 0 | 0 | 0 | 0 | 0 | 0 | 0 | 0 | 0 | 0 | 0 | 0 | 0
F1_Commercial_Lodging_Existing_Food Preparation_Natural Gas_Food Prep Other_E1 | F1 | Commercial | Lodging | Existing | Food Preparation | Natural Gas | Food Prep Other | E1 | Participant - Cost of Equipment | 0.0059574 | 0.0059574 | 0.0059574 | 0.0059574 | 0.0059574 | 0.0059574 | 0.0059574 | 0.0059574 | 0.0059574 | 0.0059574 | 0.0059574 | 0.0059574 | 0.0059574 | 0.0059574 | 0.0059574 | 0.0059574 | 0.0059574 | 0.0059574 | 0.0059574 | 0.0059574 | 0.0059574 | 0.0059574 | 0.0059574 | 0.0059574 | 0.0059574 | 0.0059574 | 0.0059574 | 0.0059574 | 0.0059574 | 0.0059574 | 0.0059574
F1_Commercial_Lodging_Existing_Food Preparation_Natural Gas_Food Prep Other_E2 | F1 | Commercial | Lodging | Existing | Food Preparation | Natural Gas | Food Prep Other | E2 | Participant - Cost of Equipment | 0.0059634 | 0.0059634 | 0.0059634 | 0.0059634 | 0.0059634 | 0.0059634 | 0.0059634 | 0.0059634 | 0.0059634 | 0.0059634 | 0.0059634 | 0.0059634 | 0.0059634 | 0.0059634 | 0.0059634 | 0.0059634 | 0.0059634 | 0.0059634 | 0.0059634 | 0.0059634 | 0.0059634 | 0.0059634 | 0.0059634 | 0.0059634 | 0.0059634 | 0.0059634 | 0.0059634 | 0.0059634 | 0.0059634 | 0.0059634 | 0.0059634
F1_Commercial_Lodging_Existing_Food Preparation_Natural Gas_Food Prep Other_E3 | F1 | Commercial | Lodging | Existing | Food Preparation | Natural Gas | Food Prep Other | E3 | Participant - Cost of Equipment | 0 | 0 | 0 | 0 | 0 | 0 | 0 | 0 | 0 | 0 | 0 | 0 | 0 | 0 | 0 | 0 | 0 | 0 | 0 | 0 | 0 | 0 | 0 | 0 | 0 | 0 | 0 | 0 | 0 | 0 | 0
F1_Commercial_Lodging_Existing_Food Preparation_Natural Gas_Food Prep Other_E4 | F1 | Commercial | Lodging | Existing | Food Preparation | Natural Gas | Food Prep Other | E4 | Participant - Cost of Equipment | 0 | 0 | 0 | 0 | 0 | 0 | 0 | 0 | 0 | 0 | 0 | 0 | 0 | 0 | 0 | 0 | 0 | 0 | 0 | 0 | 0 | 0 | 0 | 0 | 0 | 0 | 0 | 0 | 0 | 0 | 0
F1_Commercial_Lodging_Existing_Food Preparation_Natural Gas_Food Prep Other_E5 | F1 | Commercial | Lodging | Existing | Food Preparation | Natural Gas | Food Prep Other | E5 | Participant - Cost of Equipment | 0 | 0 | 0 | 0 | 0 | 0 | 0 | 0 | 0 | 0 | 0 | 0 | 0 | 0 | 0 | 0 | 0 | 0 | 0 | 0 | 0 | 0 | 0 | 0 | 0 | 0 | 0 | 0 | 0 | 0 | 0
F1_Commercial_Lodging_Existing_Food Preparation_Natural Gas_Food Prep Other_E6 | F1 | Commercial | Lodging | Existing | Food Preparation | Natural Gas | Food Prep Other | E6 | Participant - Cost of Equipment | 0 | 0 | 0 | 0 | 0 | 0 | 0 | 0 | 0 | 0 | 0 | 0 | 0 | 0 | 0 | 0 | 0 | 0 | 0 | 0 | 0 | 0 | 0 | 0 | 0 | 0 | 0 | 0 | 0 | 0 | 0
F1_Commercial_Lodging_Existing_Food Preparation_Natural Gas_Food Prep Other_E7 | F1 | Commercial | Lodging | Existing | Food Preparation | Natural Gas | Food Prep Other | E7 | Participant - Cost of Equipment | 0 | 0 | 0 | 0 | 0 | 0 | 0 | 0 | 0 | 0 | 0 | 0 | 0 | 0 | 0 | 0 | 0 | 0 | 0 | 0 | 0 | 0 | 0 | 0 | 0 | 0 | 0 | 0 | 0 | 0 | 0
F1_Commercial_Lodging_Existing_Food Preparation_Natural Gas_Food Prep Other_E8 | F1 | Commercial | Lodging | Existing | Food Preparation | Natural Gas | Food Prep Other | E8 | Participant - Cost of Equipment | 0 | 0 | 0 | 0 | 0 | 0 | 0 | 0 | 0 | 0 | 0 | 0 | 0 | 0 | 0 | 0 | 0 | 0 | 0 | 0 | 0 | 0 | 0 | 0 | 0 | 0 | 0 | 0 | 0 | 0 | 0
F1_Commercial_Lodging_Existing_Food Preparation_Natural Gas_Food Prep Other_E9 | F1 | Commercial | Lodging | Existing | Food Preparation | Natural Gas | Food Prep Other | E9 | Participant - Cost of Equipment | 0 | 0 | 0 | 0 | 0 | 0 | 0 | 0 | 0 | 0 | 0 | 0 | 0 | 0 | 0 | 0 | 0 | 0 | 0 | 0 | 0 | 0 | 0 | 0 | 0 | 0 | 0 | 0 | 0 | 0 | 0
F1_Commercial_Lodging_Existing_Food Preparation_Natural Gas_Food Prep Other_E10 | F1 | Commercial | Lodging | Existing | Food Preparation | Natural Gas | Food Prep Other | E10 | Participant - Cost of Equipment | 0 | 0 | 0 | 0 | 0 | 0 | 0 | 0 | 0 | 0 | 0 | 0 | 0 | 0 | 0 | 0 | 0 | 0 | 0 | 0 | 0 | 0 | 0 | 0 | 0 | 0 | 0 | 0 | 0 | 0 | 0
F2_Commercial_Lodging_Existing_Food Preparation_Natural Gas_Food Prep Other_E1 | F2 | Commercial | Lodging | Existing | Food Preparation | Natural Gas | Food Prep Other | E1 | Participant - Cost of Operation | 0.067419 | 0.068755 | 0.069711 | 0.070747 | 0.072235 | 0.067677 | 0.064115 | 0.062242 | 0.061569 | 0.060536 | 0.059839 | 0.06301 | 0.056391 | 0.060274 | 0.065258 | 0.070102 | 0.070283 | 0.070618 | 0.069269 | 0.070232 | 0.070905 | 0.071815 | 0.072958 | 0.034367 | 0.033681 | 0.033039 | 0.032435 | 0.031862 | 0.031315 | 0.030789 | 0.030281
F2_Commercial_Lodging_Existing_Food Preparation_Natural Gas_Food Prep Other_E2 | F2 | Commercial | Lodging | Existing | Food Preparation | Natural Gas | Food Prep Other | E2 | Participant - Cost of Operation | 0.067418 | 0.068755 | 0.06971 | 0.070746 | 0.072235 | 0.067677 | 0.064114 | 0.062241 | 0.061568 | 0.060536 | 0.059839 | 0.063009 | 0.056391 | 0.060274 | 0.065257 | 0.070102 | 0.070282 | 0.070618 | 0.069269 | 0.070231 | 0.070905 | 0.071814 | 0.072957 | 0.034366 | 0.033681 | 0.033039 | 0.032435 | 0.031862 | 0.031315 | 0.030789 | 0.030281
F2_Commercial_Lodging_Existing_Food Preparation_Natural Gas_Food Prep Other_E3 | F2 | Commercial | Lodging | Existing | Food Preparation | Natural Gas | Food Prep Other | E3 | Participant - Cost of Operation | 0 | 0 | 0 | 0 | 0 | 0 | 0 | 0 | 0 | 0 | 0 | 0 | 0 | 0 | 0 | 0 | 0 | 0 | 0 | 0 | 0 | 0 | 0 | 0 | 0 | 0 | 0 | 0 | 0 | 0 | 0
F2_Commercial_Lodging_Existing_Food Preparation_Natural Gas_Food Prep Other_E4 | F2 | Commercial | Lodging | Existing | Food Preparation | Natural Gas | Food Prep Other | E4 | Participant - Cost of Operation | 0 | 0 | 0 | 0 | 0 | 0 | 0 | 0 | 0 | 0 | 0 | 0 | 0 | 0 | 0 | 0 | 0 | 0 | 0 | 0 | 0 | 0 | 0 | 0 | 0 | 0 | 0 | 0 | 0 | 0 | 0
F2_Commercial_Lodging_Existing_Food Preparation_Natural Gas_Food Prep Other_E5 | F2 | Commercial | Lodging | Existing | Food Preparation | Natural Gas | Food Prep Other | E5 | Participant - Cost of Operation | 0 | 0 | 0 | 0 | 0 | 0 | 0 | 0 | 0 | 0 | 0 | 0 | 0 | 0 | 0 | 0 | 0 | 0 | 0 | 0 | 0 | 0 | 0 | 0 | 0 | 0 | 0 | 0 | 0 | 0 | 0
F2_Commercial_Lodging_Existing_Food Preparation_Natural Gas_Food Prep Other_E6 | F2 | Commercial | Lodging | Existing | Food Preparation | Natural Gas | Food Prep Other | E6 | Participant - Cost of Operation | 0 | 0 | 0 | 0 | 0 | 0 | 0 | 0 | 0 | 0 | 0 | 0 | 0 | 0 | 0 | 0 | 0 | 0 | 0 | 0 | 0 | 0 | 0 | 0 | 0 | 0 | 0 | 0 | 0 | 0 | 0
F2_Commercial_Lodging_Existing_Food Preparation_Natural Gas_Food Prep Other_E7 | F2 | Commercial | Lodging | Existing | Food Preparation | Natural Gas | Food Prep Other | E7 | Participant - Cost of Operation | 0 | 0 | 0 | 0 | 0 | 0 | 0 | 0 | 0 | 0 | 0 | 0 | 0 | 0 | 0 | 0 | 0 | 0 | 0 | 0 | 0 | 0 | 0 | 0 | 0 | 0 | 0 | 0 | 0 | 0 | 0
F2_Commercial_Lodging_Existing_Food Preparation_Natural Gas_Food Prep Other_E8 | F2 | Commercial | Lodging | Existing | Food Preparation | Natural Gas | Food Prep Other | E8 | Participant - Cost of Operation | 0 | 0 | 0 | 0 | 0 | 0 | 0 | 0 | 0 | 0 | 0 | 0 | 0 | 0 | 0 | 0 | 0 | 0 | 0 | 0 | 0 | 0 | 0 | 0 | 0 | 0 | 0 | 0 | 0 | 0 | 0
F2_Commercial_Lodging_Existing_Food Preparation_Natural Gas_Food Prep Other_E9 | F2 | Commercial | Lodging | Existing | Food Preparation | Natural Gas | Food Prep Other | E9 | Participant - Cost of Operation | 0 | 0 | 0 | 0 | 0 | 0 | 0 | 0 | 0 | 0 | 0 | 0 | 0 | 0 | 0 | 0 | 0 | 0 | 0 | 0 | 0 | 0 | 0 | 0 | 0 | 0 | 0 | 0 | 0 | 0 | 0
F2_Commercial_Lodging_Existing_Food Preparation_Natural Gas_Food Prep Other_E10 | F2 | Commercial | Lodging | Existing | Food Preparation | Natural Gas | Food Prep Other | E10 | Participant - Cost of Operation | 0 | 0 | 0 | 0 | 0 | 0 | 0 | 0 | 0 | 0 | 0 | 0 | 0 | 0 | 0 | 0 | 0 | 0 | 0 | 0 | 0 | 0 | 0 | 0 | 0 | 0 | 0 | 0 | 0 | 0 | 0
F3_Commercial_Lodging_Existing_Food Preparation_Natural Gas_Food Prep Other_E1 | F3 | Commercial | Lodging | Existing | Food Preparation | Natural Gas | Food Prep Other | E1 | System - kBTUs of Conusmption | 5.6416 | 5.6551 | 5.6465 | 5.6406 | 5.6406 | 5.6406 | 5.6406 | 5.6406 | 5.6406 | 5.6406 | 5.6406 | 5.6406 | 5.6406 | 5.6406 | 5.6406 | 5.6406 | 5.6406 | 5.6406 | 5.6406 | 5.6406 | 5.6406 | 5.6406 | 5.6406 | 5.6406 | 5.6406 | 5.6406 | 5.6406 | 5.6406 | 5.6406 | 5.6406 | 5.6406
F3_Commercial_Lodging_Existing_Food Preparation_Natural Gas_Food Prep Other_E2 | F3 | Commercial | Lodging | Existing | Food Preparation | Natural Gas | Food Prep Other | E2 | System - kBTUs of Conusmption | 5.6416 | 5.6551 | 5.6465 | 5.6406 | 5.6406 | 5.6406 | 5.6406 | 5.6406 | 5.6406 | 5.6406 | 5.6406 | 5.6406 | 5.6406 | 5.6406 | 5.6406 | 5.6406 | 5.6406 | 5.6406 | 5.6406 | 5.6406 | 5.6406 | 5.6406 | 5.6406 | 5.6406 | 5.6406 | 5.6406 | 5.6406 | 5.6406 | 5.6406 | 5.6406 | 5.6406
F3_Commercial_Lodging_Existing_Food Preparation_Natural Gas_Food Prep Other_E3 | F3 | Commercial | Lodging | Existing | Food Preparation | Natural Gas | Food Prep Other | E3 | System - kBTUs of Conusmption | 0 | 0 | 0 | 0 | 0 | 0 | 0 | 0 | 0 | 0 | 0 | 0 | 0 | 0 | 0 | 0 | 0 | 0 | 0 | 0 | 0 | 0 | 0 | 0 | 0 | 0 | 0 | 0 | 0 | 0 | 0
F3_Commercial_Lodging_Existing_Food Preparation_Natural Gas_Food Prep Other_E4 | F3 | Commercial | Lodging | Existing | Food Preparation | Natural Gas | Food Prep Other | E4 | System - kBTUs of Conusmption | 0 | 0 | 0 | 0 | 0 | 0 | 0 | 0 | 0 | 0 | 0 | 0 | 0 | 0 | 0 | 0 | 0 | 0 | 0 | 0 | 0 | 0 | 0 | 0 | 0 | 0 | 0 | 0 | 0 | 0 | 0
F3_Commercial_Lodging_Existing_Food Preparation_Natural Gas_Food Prep Other_E5 | F3 | Commercial | Lodging | Existing | Food Preparation | Natural Gas | Food Prep Other | E5 | System - kBTUs of Conusmption | 0 | 0 | 0 | 0 | 0 | 0 | 0 | 0 | 0 | 0 | 0 | 0 | 0 | 0 | 0 | 0 | 0 | 0 | 0 | 0 | 0 | 0 | 0 | 0 | 0 | 0 | 0 | 0 | 0 | 0 | 0
F3_Commercial_Lodging_Existing_Food Preparation_Natural Gas_Food Prep Other_E6 | F3 | Commercial | Lodging | Existing | Food Preparation | Natural Gas | Food Prep Other | E6 | System - kBTUs of Conusmption | 0 | 0 | 0 | 0 | 0 | 0 | 0 | 0 | 0 | 0 | 0 | 0 | 0 | 0 | 0 | 0 | 0 | 0 | 0 | 0 | 0 | 0 | 0 | 0 | 0 | 0 | 0 | 0 | 0 | 0 | 0
F3_Commercial_Lodging_Existing_Food Preparation_Natural Gas_Food Prep Other_E7 | F3 | Commercial | Lodging | Existing | Food Preparation | Natural Gas | Food Prep Other | E7 | System - kBTUs of Conusmption | 0 | 0 | 0 | 0 | 0 | 0 | 0 | 0 | 0 | 0 | 0 | 0 | 0 | 0 | 0 | 0 | 0 | 0 | 0 | 0 | 0 | 0 | 0 | 0 | 0 | 0 | 0 | 0 | 0 | 0 | 0
F3_Commercial_Lodging_Existing_Food Preparation_Natural Gas_Food Prep Other_E8 | F3 | Commercial | Lodging | Existing | Food Preparation | Natural Gas | Food Prep Other | E8 | System - kBTUs of Conusmption | 0 | 0 | 0 | 0 | 0 | 0 | 0 | 0 | 0 | 0 | 0 | 0 | 0 | 0 | 0 | 0 | 0 | 0 | 0 | 0 | 0 | 0 | 0 | 0 | 0 | 0 | 0 | 0 | 0 | 0 | 0
F3_Commercial_Lodging_Existing_Food Preparation_Natural Gas_Food Prep Other_E9 | F3 | Commercial | Lodging | Existing | Food Preparation | Natural Gas | Food Prep Other | E9 | System - kBTUs of Conusmption | 0 | 0 | 0 | 0 | 0 | 0 | 0 | 0 | 0 | 0 | 0 | 0 | 0 | 0 | 0 | 0 | 0 | 0 | 0 | 0 | 0 | 0 | 0 | 0 | 0 | 0 | 0 | 0 | 0 | 0 | 0
F3_Commercial_Lodging_Existing_Food Preparation_Natural Gas_Food Prep Other_E10 | F3 | Commercial | Lodging | Existing | Food Preparation | Natural Gas | Food Prep Other | E10 | System - kBTUs of Conusmption | 0 | 0 | 0 | 0 | 0 | 0 | 0 | 0 | 0 | 0 | 0 | 0 | 0 | 0 | 0 | 0 | 0 | 0 | 0 | 0 | 0 | 0 | 0 | 0 | 0 | 0 | 0 | 0 | 0 | 0 | 0
F4_Commercial_Lodging_Existing_Food Preparation_Natural Gas_Food Prep Other_E1 | F4 | Commercial | Lodging | Existing | Food Preparation | Natural Gas | Food Prep Other | E1 | Utility - Cost of Equipment | 0.0059574 | 0.0059574 | 0.0059574 | 0.0059574 | 0.0059574 | 0.0059574 | 0.0059574 | 0.0059574 | 0.0059574 | 0.0059574 | 0.0059574 | 0.0059574 | 0.0059574 | 0.0059574 | 0.0059574 | 0.0059574 | 0.0059574 | 0.0059574 | 0.0059574 | 0.0059574 | 0.0059574 | 0.0059574 | 0.0059574 | 0.0059574 | 0.0059574 | 0.0059574 | 0.0059574 | 0.0059574 | 0.0059574 | 0.0059574 | 0.0059574
F4_Commercial_Lodging_Existing_Food Preparation_Natural Gas_Food Prep Other_E2 | F4 | Commercial | Lodging | Existing | Food Preparation | Natural Gas | Food Prep Other | E2 | Utility - Cost of Equipment | 0.0059634 | 0.0059634 | 0.0059634 | 0.0059634 | 0.0059634 | 0.0059634 | 0.0059634 | 0.0059634 | 0.0059634 | 0.0059634 | 0.0059634 | 0.0059634 | 0.0059634 | 0.0059634 | 0.0059634 | 0.0059634 | 0.0059634 | 0.0059634 | 0.0059634 | 0.0059634 | 0.0059634 | 0.0059634 | 0.0059634 | 0.0059634 | 0.0059634 | 0.0059634 | 0.0059634 | 0.0059634 | 0.0059634 | 0.0059634 | 0.0059634
F4_Commercial_Lodging_Existing_Food Preparation_Natural Gas_Food Prep Other_E3 | F4 | Commercial | Lodging | Existing | Food Preparation | Natural Gas | Food Prep Other | E3 | Utility - Cost of Equipment | 0 | 0 | 0 | 0 | 0 | 0 | 0 | 0 | 0 | 0 | 0 | 0 | 0 | 0 | 0 | 0 | 0 | 0 | 0 | 0 | 0 | 0 | 0 | 0 | 0 | 0 | 0 | 0 | 0 | 0 | 0
F4_Commercial_Lodging_Existing_Food Preparation_Natural Gas_Food Prep Other_E4 | F4 | Commercial | Lodging | Existing | Food Preparation | Natural Gas | Food Prep Other | E4 | Utility - Cost of Equipment | 0 | 0 | 0 | 0 | 0 | 0 | 0 | 0 | 0 | 0 | 0 | 0 | 0 | 0 | 0 | 0 | 0 | 0 | 0 | 0 | 0 | 0 | 0 | 0 | 0 | 0 | 0 | 0 | 0 | 0 | 0
F4_Commercial_Lodging_Existing_Food Preparation_Natural Gas_Food Prep Other_E5 | F4 | Commercial | Lodging | Existing | Food Preparation | Natural Gas | Food Prep Other | E5 | Utility - Cost of Equipment | 0 | 0 | 0 | 0 | 0 | 0 | 0 | 0 | 0 | 0 | 0 | 0 | 0 | 0 | 0 | 0 | 0 | 0 | 0 | 0 | 0 | 0 | 0 | 0 | 0 | 0 | 0 | 0 | 0 | 0 | 0
F4_Commercial_Lodging_Existing_Food Preparation_Natural Gas_Food Prep Other_E6 | F4 | Commercial | Lodging | Existing | Food Preparation | Natural Gas | Food Prep Other | E6 | Utility - Cost of Equipment | 0 | 0 | 0 | 0 | 0 | 0 | 0 | 0 | 0 | 0 | 0 | 0 | 0 | 0 | 0 | 0 | 0 | 0 | 0 | 0 | 0 | 0 | 0 | 0 | 0 | 0 | 0 | 0 | 0 | 0 | 0
F4_Commercial_Lodging_Existing_Food Preparation_Natural Gas_Food Prep Other_E7 | F4 | Commercial | Lodging | Existing | Food Preparation | Natural Gas | Food Prep Other | E7 | Utility - Cost of Equipment | 0 | 0 | 0 | 0 | 0 | 0 | 0 | 0 | 0 | 0 | 0 | 0 | 0 | 0 | 0 | 0 | 0 | 0 | 0 | 0 | 0 | 0 | 0 | 0 | 0 | 0 | 0 | 0 | 0 | 0 | 0
F4_Commercial_Lodging_Existing_Food Preparation_Natural Gas_Food Prep Other_E8 | F4 | Commercial | Lodging | Existing | Food Preparation | Natural Gas | Food Prep Other | E8 | Utility - Cost of Equipment | 0 | 0 | 0 | 0 | 0 | 0 | 0 | 0 | 0 | 0 | 0 | 0 | 0 | 0 | 0 | 0 | 0 | 0 | 0 | 0 | 0 | 0 | 0 | 0 | 0 | 0 | 0 | 0 | 0 | 0 | 0
F4_Commercial_Lodging_Existing_Food Preparation_Natural Gas_Food Prep Other_E9 | F4 | Commercial | Lodging | Existing | Food Preparation | Natural Gas | Food Prep Other | E9 | Utility - Cost of Equipment | 0 | 0 | 0 | 0 | 0 | 0 | 0 | 0 | 0 | 0 | 0 | 0 | 0 | 0 | 0 | 0 | 0 | 0 | 0 | 0 | 0 | 0 | 0 | 0 | 0 | 0 | 0 | 0 | 0 | 0 | 0
F4_Commercial_Lodging_Existing_Food Preparation_Natural Gas_Food Prep Other_E10 | F4 | Commercial | Lodging | Existing | Food Preparation | Natural Gas | Food Prep Other | E10 | Utility - Cost of Equipment | 0 | 0 | 0 | 0 | 0 | 0 | 0 | 0 | 0 | 0 | 0 | 0 | 0 | 0 | 0 | 0 | 0 | 0 | 0 | 0 | 0 | 0 | 0 | 0 | 0 | 0 | 0 | 0 | 0 | 0 | 0
F5_Commercial_Lodging_Existing_Food Preparation_Natural Gas_Food Prep Other_E1 | F5 | Commercial | Lodging | Existing | Food Preparation | Natural Gas | Food Prep Other | E1 | Utility - Cost of Operation | 0.056273 | 0.057388 | 0.058186 | 0.059051 | 0.060293 | 0.056489 | 0.053515 | 0.051952 | 0.05139 | 0.050528 | 0.049947 | 0.052593 | 0.047069 | 0.05031 | 0.054469 | 0.058513 | 0.058664 | 0.058944 | 0.057817 | 0.058621 | 0.059183 | 0.059942 | 0.060896 | 0.028685 | 0.028113 | 0.027577 | 0.027073 | 0.026595 | 0.026138 | 0.025699 | 0.025275
F5_Commercial_Lodging_Existing_Food Preparation_Natural Gas_Food Prep Other_E2 | F5 | Commercial | Lodging | Existing | Food Preparation | Natural Gas | Food Prep Other | E2 | Utility - Cost of Operation | 0.056273 | 0.057388 | 0.058186 | 0.059051 | 0.060293 | 0.056488 | 0.053515 | 0.051951 | 0.05139 | 0.050528 | 0.049946 | 0.052593 | 0.047068 | 0.050309 | 0.054469 | 0.058512 | 0.058663 | 0.058943 | 0.057817 | 0.058621 | 0.059183 | 0.059942 | 0.060896 | 0.028685 | 0.028113 | 0.027577 | 0.027073 | 0.026595 | 0.026138 | 0.025699 | 0.025275
F5_Commercial_Lodging_Existing_Food Preparation_Natural Gas_Food Prep Other_E3 | F5 | Commercial | Lodging | Existing | Food Preparation | Natural Gas | Food Prep Other | E3 | Utility - Cost of Operation | 0 | 0 | 0 | 0 | 0 | 0 | 0 | 0 | 0 | 0 | 0 | 0 | 0 | 0 | 0 | 0 | 0 | 0 | 0 | 0 | 0 | 0 | 0 | 0 | 0 | 0 | 0 | 0 | 0 | 0 | 0
F5_Commercial_Lodging_Existing_Food Preparation_Natural Gas_Food Prep Other_E4 | F5 | Commercial | Lodging | Existing | Food Preparation | Natural Gas | Food Prep Other | E4 | Utility - Cost of Operation | 0 | 0 | 0 | 0 | 0 | 0 | 0 | 0 | 0 | 0 | 0 | 0 | 0 | 0 | 0 | 0 | 0 | 0 | 0 | 0 | 0 | 0 | 0 | 0 | 0 | 0 | 0 | 0 | 0 | 0 | 0
F5_Commercial_Lodging_Existing_Food Preparation_Natural Gas_Food Prep Other_E5 | F5 | Commercial | Lodging | Existing | Food Preparation | Natural Gas | Food Prep Other | E5 | Utility - Cost of Operation | 0 | 0 | 0 | 0 | 0 | 0 | 0 | 0 | 0 | 0 | 0 | 0 | 0 | 0 | 0 | 0 | 0 | 0 | 0 | 0 | 0 | 0 | 0 | 0 | 0 | 0 | 0 | 0 | 0 | 0 | 0
F5_Commercial_Lodging_Existing_Food Preparation_Natural Gas_Food Prep Other_E6 | F5 | Commercial | Lodging | Existing | Food Preparation | Natural Gas | Food Prep Other | E6 | Utility - Cost of Operation | 0 | 0 | 0 | 0 | 0 | 0 | 0 | 0 | 0 | 0 | 0 | 0 | 0 | 0 | 0 | 0 | 0 | 0 | 0 | 0 | 0 | 0 | 0 | 0 | 0 | 0 | 0 | 0 | 0 | 0 | 0
F5_Commercial_Lodging_Existing_Food Preparation_Natural Gas_Food Prep Other_E7 | F5 | Commercial | Lodging | Existing | Food Preparation | Natural Gas | Food Prep Other | E7 | Utility - Cost of Operation | 0 | 0 | 0 | 0 | 0 | 0 | 0 | 0 | 0 | 0 | 0 | 0 | 0 | 0 | 0 | 0 | 0 | 0 | 0 | 0 | 0 | 0 | 0 | 0 | 0 | 0 | 0 | 0 | 0 | 0 | 0
F5_Commercial_Lodging_Existing_Food Preparation_Natural Gas_Food Prep Other_E8 | F5 | Commercial | Lodging | Existing | Food Preparation | Natural Gas | Food Prep Other | E8 | Utility - Cost of Operation | 0 | 0 | 0 | 0 | 0 | 0 | 0 | 0 | 0 | 0 | 0 | 0 | 0 | 0 | 0 | 0 | 0 | 0 | 0 | 0 | 0 | 0 | 0 | 0 | 0 | 0 | 0 | 0 | 0 | 0 | 0
F5_Commercial_Lodging_Existing_Food Preparation_Natural Gas_Food Prep Other_E9 | F5 | Commercial | Lodging | Existing | Food Preparation | Natural Gas | Food Prep Other | E9 | Utility - Cost of Operation | 0 | 0 | 0 | 0 | 0 | 0 | 0 | 0 | 0 | 0 | 0 | 0 | 0 | 0 | 0 | 0 | 0 | 0 | 0 | 0 | 0 | 0 | 0 | 0 | 0 | 0 | 0 | 0 | 0 | 0 | 0
F5_Commercial_Lodging_Existing_Food Preparation_Natural Gas_Food Prep Other_E10 | F5 | Commercial | Lodging | Existing | Food Preparation | Natural Gas | Food Prep Other | E10 | Utility - Cost of Operation | 0 | 0 | 0 | 0 | 0 | 0 | 0 | 0 | 0 | 0 | 0 | 0 | 0 | 0 | 0 | 0 | 0 | 0 | 0 | 0 | 0 | 0 | 0 | 0 | 0 | 0 | 0 | 0 | 0 | 0 | 0
F6_Commercial_Lodging_Existing_Food Preparation_Natural Gas_Food Prep Other_E1 | F6 | Commercial | Lodging | Existing | Food Preparation | Natural Gas | Food Prep Other | E1 | Utility - Value of Sales | 0.067419 | 0.068755 | 0.069711 | 0.070747 | 0.072235 | 0.067677 | 0.064115 | 0.062242 | 0.061569 | 0.060536 | 0.059839 | 0.06301 | 0.056391 | 0.060274 | 0.065258 | 0.070102 | 0.070283 | 0.070618 | 0.069269 | 0.070232 | 0.070905 | 0.071815 | 0.072958 | 0.034367 | 0.033681 | 0.033039 | 0.032435 | 0.031862 | 0.031315 | 0.030789 | 0.030281
F6_Commercial_Lodging_Existing_Food Preparation_Natural Gas_Food Prep Other_E2 | F6 | Commercial | Lodging | Existing | Food Preparation | Natural Gas | Food Prep Other | E2 | Utility - Value of Sales | 0.067418 | 0.068755 | 0.06971 | 0.070746 | 0.072235 | 0.067677 | 0.064114 | 0.062241 | 0.061568 | 0.060536 | 0.059839 | 0.063009 | 0.056391 | 0.060274 | 0.065257 | 0.070102 | 0.070282 | 0.070618 | 0.069269 | 0.070231 | 0.070905 | 0.071814 | 0.072957 | 0.034366 | 0.033681 | 0.033039 | 0.032435 | 0.031862 | 0.031315 | 0.030789 | 0.030281
F6_Commercial_Lodging_Existing_Food Preparation_Natural Gas_Food Prep Other_E3 | F6 | Commercial | Lodging | Existing | Food Preparation | Natural Gas | Food Prep Other | E3 | Utility - Value of Sales | 0 | 0 | 0 | 0 | 0 | 0 | 0 | 0 | 0 | 0 | 0 | 0 | 0 | 0 | 0 | 0 | 0 | 0 | 0 | 0 | 0 | 0 | 0 | 0 | 0 | 0 | 0 | 0 | 0 | 0 | 0
F6_Commercial_Lodging_Existing_Food Preparation_Natural Gas_Food Prep Other_E4 | F6 | Commercial | Lodging | Existing | Food Preparation | Natural Gas | Food Prep Other | E4 | Utility - Value of Sales | 0 | 0 | 0 | 0 | 0 | 0 | 0 | 0 | 0 | 0 | 0 | 0 | 0 | 0 | 0 | 0 | 0 | 0 | 0 | 0 | 0 | 0 | 0 | 0 | 0 | 0 | 0 | 0 | 0 | 0 | 0
F6_Commercial_Lodging_Existing_Food Preparation_Natural Gas_Food Prep Other_E5 | F6 | Commercial | Lodging | Existing | Food Preparation | Natural Gas | Food Prep Other | E5 | Utility - Value of Sales | 0 | 0 | 0 | 0 | 0 | 0 | 0 | 0 | 0 | 0 | 0 | 0 | 0 | 0 | 0 | 0 | 0 | 0 | 0 | 0 | 0 | 0 | 0 | 0 | 0 | 0 | 0 | 0 | 0 | 0 | 0
F6_Commercial_Lodging_Existing_Food Preparation_Natural Gas_Food Prep Other_E6 | F6 | Commercial | Lodging | Existing | Food Preparation | Natural Gas | Food Prep Other | E6 | Utility - Value of Sales | 0 | 0 | 0 | 0 | 0 | 0 | 0 | 0 | 0 | 0 | 0 | 0 | 0 | 0 | 0 | 0 | 0 | 0 | 0 | 0 | 0 | 0 | 0 | 0 | 0 | 0 | 0 | 0 | 0 | 0 | 0
F6_Commercial_Lodging_Existing_Food Preparation_Natural Gas_Food Prep Other_E7 | F6 | Commercial | Lodging | Existing | Food Preparation | Natural Gas | Food Prep Other | E7 | Utility - Value of Sales | 0 | 0 | 0 | 0 | 0 | 0 | 0 | 0 | 0 | 0 | 0 | 0 | 0 | 0 | 0 | 0 | 0 | 0 | 0 | 0 | 0 | 0 | 0 | 0 | 0 | 0 | 0 | 0 | 0 | 0 | 0
F6_Commercial_Lodging_Existing_Food Preparation_Natural Gas_Food Prep Other_E8 | F6 | Commercial | Lodging | Existing | Food Preparation | Natural Gas | Food Prep Other | E8 | Utility - Value of Sales | 0 | 0 | 0 | 0 | 0 | 0 | 0 | 0 | 0 | 0 | 0 | 0 | 0 | 0 | 0 | 0 | 0 | 0 | 0 | 0 | 0 | 0 | 0 | 0 | 0 | 0 | 0 | 0 | 0 | 0 | 0
F6_Commercial_Lodging_Existing_Food Preparation_Natural Gas_Food Prep Other_E9 | F6 | Commercial | Lodging | Existing | Food Preparation | Natural Gas | Food Prep Other | E9 | Utility - Value of Sales | 0 | 0 | 0 | 0 | 0 | 0 | 0 | 0 | 0 | 0 | 0 | 0 | 0 | 0 | 0 | 0 | 0 | 0 | 0 | 0 | 0 | 0 | 0 | 0 | 0 | 0 | 0 | 0 | 0 | 0 | 0
F6_Commercial_Lodging_Existing_Food Preparation_Natural Gas_Food Prep Other_E10 | F6 | Commercial | Lodging | Existing | Food Preparation | Natural Gas | Food Prep Other | E10 | Utility - Value of Sales | 0 | 0 | 0 | 0 | 0 | 0 | 0 | 0 | 0 | 0 | 0 | 0 | 0 | 0 | 0 | 0 | 0 | 0 | 0 | 0 | 0 | 0 | 0 | 0 | 0 | 0 | 0 | 0 | 0 | 0 | 0
F1_Commercial_Lodging_Existing_Miscellaneous_Natural Gas_Pool Heater_E1 | F1 | Commercial | Lodging | Existing | Miscellaneous | Natural Gas | Pool Heater | E1 | Participant - Cost of Equipment | 0.0069275 | 0.0069275 | 0.0069275 | 0.0069275 | 0.0069275 | 0.0069275 | 0.0069275 | 0.0069275 | 0.0069275 | 0.0069275 | 0.0069275 | 0.0069275 | 0.0069275 | 0.0069275 | 0.0069275 | 0.0069275 | 0.0069275 | 0.0069275 | 0.0069275 | 0.0069275 | 0.0069275 | 0.0069275 | 0.0069275 | 0.0069275 | 0.0069275 | 0.0069275 | 0.0069275 | 0.0069275 | 0.0069275 | 0.0069275 | 0.0069275
F1_Commercial_Lodging_Existing_Miscellaneous_Natural Gas_Pool Heater_E2 | F1 | Commercial | Lodging | Existing | Miscellaneous | Natural Gas | Pool Heater | E2 | Participant - Cost of Equipment | 0.011343 | 0.011343 | 0.011343 | 0.011343 | 0.011343 | 0.011343 | 0.011343 | 0.011343 | 0.011343 | 0.011343 | 0.011343 | 0.011343 | 0.011343 | 0.011343 | 0.011343 | 0.011343 | 0.011343 | 0.011343 | 0.011343 | 0.011343 | 0.011343 | 0.011343 | 0.011343 | 0.011343 | 0.011343 | 0.011343 | 0.011343 | 0.011343 | 0.011343 | 0.011343 | 0.011343
F1_Commercial_Lodging_Existing_Miscellaneous_Natural Gas_Pool Heater_E3 | F1 | Commercial | Lodging | Existing | Miscellaneous | Natural Gas | Pool Heater | E3 | Participant - Cost of Equipment | 0 | 0 | 0 | 0 | 0 | 0 | 0 | 0 | 0 | 0 | 0 | 0 | 0 | 0 | 0 | 0 | 0 | 0 | 0 | 0 | 0 | 0 | 0 | 0 | 0 | 0 | 0 | 0 | 0 | 0 | 0
F1_Commercial_Lodging_Existing_Miscellaneous_Natural Gas_Pool Heater_E4 | F1 | Commercial | Lodging | Existing | Miscellaneous | Natural Gas | Pool Heater | E4 | Participant - Cost of Equipment | 0 | 0 | 0 | 0 | 0 | 0 | 0 | 0 | 0 | 0 | 0 | 0 | 0 | 0 | 0 | 0 | 0 | 0 | 0 | 0 | 0 | 0 | 0 | 0 | 0 | 0 | 0 | 0 | 0 | 0 | 0
F1_Commercial_Lodging_Existing_Miscellaneous_Natural Gas_Pool Heater_E5 | F1 | Commercial | Lodging | Existing | Miscellaneous | Natural Gas | Pool Heater | E5 | Participant - Cost of Equipment | 0 | 0 | 0 | 0 | 0 | 0 | 0 | 0 | 0 | 0 | 0 | 0 | 0 | 0 | 0 | 0 | 0 | 0 | 0 | 0 | 0 | 0 | 0 | 0 | 0 | 0 | 0 | 0 | 0 | 0 | 0
F1_Commercial_Lodging_Existing_Miscellaneous_Natural Gas_Pool Heater_E6 | F1 | Commercial | Lodging | Existing | Miscellaneous | Natural Gas | Pool Heater | E6 | Participant - Cost of Equipment | 0 | 0 | 0 | 0 | 0 | 0 | 0 | 0 | 0 | 0 | 0 | 0 | 0 | 0 | 0 | 0 | 0 | 0 | 0 | 0 | 0 | 0 | 0 | 0 | 0 | 0 | 0 | 0 | 0 | 0 | 0
F1_Commercial_Lodging_Existing_Miscellaneous_Natural Gas_Pool Heater_E7 | F1 | Commercial | Lodging | Existing | Miscellaneous | Natural Gas | Pool Heater | E7 | Participant - Cost of Equipment | 0 | 0 | 0 | 0 | 0 | 0 | 0 | 0 | 0 | 0 | 0 | 0 | 0 | 0 | 0 | 0 | 0 | 0 | 0 | 0 | 0 | 0 | 0 | 0 | 0 | 0 | 0 | 0 | 0 | 0 | 0
F1_Commercial_Lodging_Existing_Miscellaneous_Natural Gas_Pool Heater_E8 | F1 | Commercial | Lodging | Existing | Miscellaneous | Natural Gas | Pool Heater | E8 | Participant - Cost of Equipment | 0 | 0 | 0 | 0 | 0 | 0 | 0 | 0 | 0 | 0 | 0 | 0 | 0 | 0 | 0 | 0 | 0 | 0 | 0 | 0 | 0 | 0 | 0 | 0 | 0 | 0 | 0 | 0 | 0 | 0 | 0
F1_Commercial_Lodging_Existing_Miscellaneous_Natural Gas_Pool Heater_E9 | F1 | Commercial | Lodging | Existing | Miscellaneous | Natural Gas | Pool Heater | E9 | Participant - Cost of Equipment | 0 | 0 | 0 | 0 | 0 | 0 | 0 | 0 | 0 | 0 | 0 | 0 | 0 | 0 | 0 | 0 | 0 | 0 | 0 | 0 | 0 | 0 | 0 | 0 | 0 | 0 | 0 | 0 | 0 | 0 | 0
F1_Commercial_Lodging_Existing_Miscellaneous_Natural Gas_Pool Heater_E10 | F1 | Commercial | Lodging | Existing | Miscellaneous | Natural Gas | Pool Heater | E10 | Participant - Cost of Equipment | 0 | 0 | 0 | 0 | 0 | 0 | 0 | 0 | 0 | 0 | 0 | 0 | 0 | 0 | 0 | 0 | 0 | 0 | 0 | 0 | 0 | 0 | 0 | 0 | 0 | 0 | 0 | 0 | 0 | 0 | 0
F2_Commercial_Lodging_Existing_Miscellaneous_Natural Gas_Pool Heater_E1 | F2 | Commercial | Lodging | Existing | Miscellaneous | Natural Gas | Pool Heater | E1 | Participant - Cost of Operation | 0.031986 | 0.033168 | 0.03364 | 0.033752 | 0.035028 | 0.033022 | 0.031634 | 0.031595 | 0.032529 | 0.031981 | 0.031831 | 0.031488 | 0.023625 | 0.023049 | 0.022882 | 0.025862 | 0.029534 | 0.033668 | 0.036964 | 0.042376 | 0.043042 | 0.043868 | 0.044853 | 0.016925 | 0.016565 | 0.016231 | 0.015921 | 0.015629 | 0.015354 | 0.01509 | 0.014837
F2_Commercial_Lodging_Existing_Miscellaneous_Natural Gas_Pool Heater_E2 | F2 | Commercial | Lodging | Existing | Miscellaneous | Natural Gas | Pool Heater | E2 | Participant - Cost of Operation | 0.027188 | 0.028193 | 0.028594 | 0.028689 | 0.029774 | 0.028068 | 0.026889 | 0.026856 | 0.02765 | 0.027184 | 0.027056 | 0.026764 | 0.020081 | 0.019592 | 0.019449 | 0.021983 | 0.025104 | 0.028617 | 0.03142 | 0.036019 | 0.036586 | 0.037287 | 0.038125 | 0.014386 | 0.01408 | 0.013797 | 0.013533 | 0.013285 | 0.013051 | 0.012827 | 0.012612
F2_Commercial_Lodging_Existing_Miscellaneous_Natural Gas_Pool Heater_E3 | F2 | Commercial | Lodging | Existing | Miscellaneous | Natural Gas | Pool Heater | E3 | Participant - Cost of Operation | 0 | 0 | 0 | 0 | 0 | 0 | 0 | 0 | 0 | 0 | 0 | 0 | 0 | 0 | 0 | 0 | 0 | 0 | 0 | 0 | 0 | 0 | 0 | 0 | 0 | 0 | 0 | 0 | 0 | 0 | 0
F2_Commercial_Lodging_Existing_Miscellaneous_Natural Gas_Pool Heater_E4 | F2 | Commercial | Lodging | Existing | Miscellaneous | Natural Gas | Pool Heater | E4 | Participant - Cost of Operation | 0 | 0 | 0 | 0 | 0 | 0 | 0 | 0 | 0 | 0 | 0 | 0 | 0 | 0 | 0 | 0 | 0 | 0 | 0 | 0 | 0 | 0 | 0 | 0 | 0 | 0 | 0 | 0 | 0 | 0 | 0
F2_Commercial_Lodging_Existing_Miscellaneous_Natural Gas_Pool Heater_E5 | F2 | Commercial | Lodging | Existing | Miscellaneous | Natural Gas | Pool Heater | E5 | Participant - Cost of Operation | 0 | 0 | 0 | 0 | 0 | 0 | 0 | 0 | 0 | 0 | 0 | 0 | 0 | 0 | 0 | 0 | 0 | 0 | 0 | 0 | 0 | 0 | 0 | 0 | 0 | 0 | 0 | 0 | 0 | 0 | 0
F2_Commercial_Lodging_Existing_Miscellaneous_Natural Gas_Pool Heater_E6 | F2 | Commercial | Lodging | Existing | Miscellaneous | Natural Gas | Pool Heater | E6 | Participant - Cost of Operation | 0 | 0 | 0 | 0 | 0 | 0 | 0 | 0 | 0 | 0 | 0 | 0 | 0 | 0 | 0 | 0 | 0 | 0 | 0 | 0 | 0 | 0 | 0 | 0 | 0 | 0 | 0 | 0 | 0 | 0 | 0
F2_Commercial_Lodging_Existing_Miscellaneous_Natural Gas_Pool Heater_E7 | F2 | Commercial | Lodging | Existing | Miscellaneous | Natural Gas | Pool Heater | E7 | Participant - Cost of Operation | 0 | 0 | 0 | 0 | 0 | 0 | 0 | 0 | 0 | 0 | 0 | 0 | 0 | 0 | 0 | 0 | 0 | 0 | 0 | 0 | 0 | 0 | 0 | 0 | 0 | 0 | 0 | 0 | 0 | 0 | 0
F2_Commercial_Lodging_Existing_Miscellaneous_Natural Gas_Pool Heater_E8 | F2 | Commercial | Lodging | Existing | Miscellaneous | Natural Gas | Pool Heater | E8 | Participant - Cost of Operation | 0 | 0 | 0 | 0 | 0 | 0 | 0 | 0 | 0 | 0 | 0 | 0 | 0 | 0 | 0 | 0 | 0 | 0 | 0 | 0 | 0 | 0 | 0 | 0 | 0 | 0 | 0 | 0 | 0 | 0 | 0
F2_Commercial_Lodging_Existing_Miscellaneous_Natural Gas_Pool Heater_E9 | F2 | Commercial | Lodging | Existing | Miscellaneous | Natural Gas | Pool Heater | E9 | Participant - Cost of Operation | 0 | 0 | 0 | 0 | 0 | 0 | 0 | 0 | 0 | 0 | 0 | 0 | 0 | 0 | 0 | 0 | 0 | 0 | 0 | 0 | 0 | 0 | 0 | 0 | 0 | 0 | 0 | 0 | 0 | 0 | 0
F2_Commercial_Lodging_Existing_Miscellaneous_Natural Gas_Pool Heater_E10 | F2 | Commercial | Lodging | Existing | Miscellaneous | Natural Gas | Pool Heater | E10 | Participant - Cost of Operation | 0 | 0 | 0 | 0 | 0 | 0 | 0 | 0 | 0 | 0 | 0 | 0 | 0 | 0 | 0 | 0 | 0 | 0 | 0 | 0 | 0 | 0 | 0 | 0 | 0 | 0 | 0 | 0 | 0 | 0 | 0
F3_Commercial_Lodging_Existing_Miscellaneous_Natural Gas_Pool Heater_E1 | F3 | Commercial | Lodging | Existing | Miscellaneous | Natural Gas | Pool Heater | E1 | System - kBTUs of Conusmption | 2.7007 | 2.7115 | 2.7046 | 2.6999 | 2.6999 | 2.6999 | 2.6999 | 2.6999 | 2.6999 | 2.6999 | 2.6999 | 2.6999 | 2.6999 | 2.6999 | 2.6999 | 2.6999 | 2.6999 | 2.6999 | 2.6999 | 2.6999 | 2.6999 | 2.6999 | 2.6999 | 2.6999 | 2.6999 | 2.6999 | 2.6999 | 2.6999 | 2.6999 | 2.6999 | 2.6999
F3_Commercial_Lodging_Existing_Miscellaneous_Natural Gas_Pool Heater_E2 | F3 | Commercial | Lodging | Existing | Miscellaneous | Natural Gas | Pool Heater | E2 | System - kBTUs of Conusmption | 2.2956 | 2.3048 | 2.2989 | 2.2949 | 2.2949 | 2.2949 | 2.2949 | 2.2949 | 2.2949 | 2.2949 | 2.2949 | 2.2949 | 2.2949 | 2.2949 | 2.2949 | 2.2949 | 2.2949 | 2.2949 | 2.2949 | 2.2949 | 2.2949 | 2.2949 | 2.2949 | 2.2949 | 2.2949 | 2.2949 | 2.2949 | 2.2949 | 2.2949 | 2.2949 | 2.2949
F3_Commercial_Lodging_Existing_Miscellaneous_Natural Gas_Pool Heater_E3 | F3 | Commercial | Lodging | Existing | Miscellaneous | Natural Gas | Pool Heater | E3 | System - kBTUs of Conusmption | 0 | 0 | 0 | 0 | 0 | 0 | 0 | 0 | 0 | 0 | 0 | 0 | 0 | 0 | 0 | 0 | 0 | 0 | 0 | 0 | 0 | 0 | 0 | 0 | 0 | 0 | 0 | 0 | 0 | 0 | 0
F3_Commercial_Lodging_Existing_Miscellaneous_Natural Gas_Pool Heater_E4 | F3 | Commercial | Lodging | Existing | Miscellaneous | Natural Gas | Pool Heater | E4 | System - kBTUs of Conusmption | 0 | 0 | 0 | 0 | 0 | 0 | 0 | 0 | 0 | 0 | 0 | 0 | 0 | 0 | 0 | 0 | 0 | 0 | 0 | 0 | 0 | 0 | 0 | 0 | 0 | 0 | 0 | 0 | 0 | 0 | 0
F3_Commercial_Lodging_Existing_Miscellaneous_Natural Gas_Pool Heater_E5 | F3 | Commercial | Lodging | Existing | Miscellaneous | Natural Gas | Pool Heater | E5 | System - kBTUs of Conusmption | 0 | 0 | 0 | 0 | 0 | 0 | 0 | 0 | 0 | 0 | 0 | 0 | 0 | 0 | 0 | 0 | 0 | 0 | 0 | 0 | 0 | 0 | 0 | 0 | 0 | 0 | 0 | 0 | 0 | 0 | 0
F3_Commercial_Lodging_Existing_Miscellaneous_Natural Gas_Pool Heater_E6 | F3 | Commercial | Lodging | Existing | Miscellaneous | Natural Gas | Pool Heater | E6 | System - kBTUs of Conusmption | 0 | 0 | 0 | 0 | 0 | 0 | 0 | 0 | 0 | 0 | 0 | 0 | 0 | 0 | 0 | 0 | 0 | 0 | 0 | 0 | 0 | 0 | 0 | 0 | 0 | 0 | 0 | 0 | 0 | 0 | 0
F3_Commercial_Lodging_Existing_Miscellaneous_Natural Gas_Pool Heater_E7 | F3 | Commercial | Lodging | Existing | Miscellaneous | Natural Gas | Pool Heater | E7 | System - kBTUs of Conusmption | 0 | 0 | 0 | 0 | 0 | 0 | 0 | 0 | 0 | 0 | 0 | 0 | 0 | 0 | 0 | 0 | 0 | 0 | 0 | 0 | 0 | 0 | 0 | 0 | 0 | 0 | 0 | 0 | 0 | 0 | 0
F3_Commercial_Lodging_Existing_Miscellaneous_Natural Gas_Pool Heater_E8 | F3 | Commercial | Lodging | Existing | Miscellaneous | Natural Gas | Pool Heater | E8 | System - kBTUs of Conusmption | 0 | 0 | 0 | 0 | 0 | 0 | 0 | 0 | 0 | 0 | 0 | 0 | 0 | 0 | 0 | 0 | 0 | 0 | 0 | 0 | 0 | 0 | 0 | 0 | 0 | 0 | 0 | 0 | 0 | 0 | 0
F3_Commercial_Lodging_Existing_Miscellaneous_Natural Gas_Pool Heater_E9 | F3 | Commercial | Lodging | Existing | Miscellaneous | Natural Gas | Pool Heater | E9 | System - kBTUs of Conusmption | 0 | 0 | 0 | 0 | 0 | 0 | 0 | 0 | 0 | 0 | 0 | 0 | 0 | 0 | 0 | 0 | 0 | 0 | 0 | 0 | 0 | 0 | 0 | 0 | 0 | 0 | 0 | 0 | 0 | 0 | 0
F3_Commercial_Lodging_Existing_Miscellaneous_Natural Gas_Pool Heater_E10 | F3 | Commercial | Lodging | Existing | Miscellaneous | Natural Gas | Pool Heater | E10 | System - kBTUs of Conusmption | 0 | 0 | 0 | 0 | 0 | 0 | 0 | 0 | 0 | 0 | 0 | 0 | 0 | 0 | 0 | 0 | 0 | 0 | 0 | 0 | 0 | 0 | 0 | 0 | 0 | 0 | 0 | 0 | 0 | 0 | 0
F4_Commercial_Lodging_Existing_Miscellaneous_Natural Gas_Pool Heater_E1 | F4 | Commercial | Lodging | Existing | Miscellaneous | Natural Gas | Pool Heater | E1 | Utility - Cost of Equipment | 0.0069275 | 0.0069275 | 0.0069275 | 0.0069275 | 0.0069275 | 0.0069275 | 0.0069275 | 0.0069275 | 0.0069275 | 0.0069275 | 0.0069275 | 0.0069275 | 0.0069275 | 0.0069275 | 0.0069275 | 0.0069275 | 0.0069275 | 0.0069275 | 0.0069275 | 0.0069275 | 0.0069275 | 0.0069275 | 0.0069275 | 0.0069275 | 0.0069275 | 0.0069275 | 0.0069275 | 0.0069275 | 0.0069275 | 0.0069275 | 0.0069275
F4_Commercial_Lodging_Existing_Miscellaneous_Natural Gas_Pool Heater_E2 | F4 | Commercial | Lodging | Existing | Miscellaneous | Natural Gas | Pool Heater | E2 | Utility - Cost of Equipment | 0.011343 | 0.011343 | 0.011343 | 0.011343 | 0.011343 | 0.011343 | 0.011343 | 0.011343 | 0.011343 | 0.011343 | 0.011343 | 0.011343 | 0.011343 | 0.011343 | 0.011343 | 0.011343 | 0.011343 | 0.011343 | 0.011343 | 0.011343 | 0.011343 | 0.011343 | 0.011343 | 0.011343 | 0.011343 | 0.011343 | 0.011343 | 0.011343 | 0.011343 | 0.011343 | 0.011343
F4_Commercial_Lodging_Existing_Miscellaneous_Natural Gas_Pool Heater_E3 | F4 | Commercial | Lodging | Existing | Miscellaneous | Natural Gas | Pool Heater | E3 | Utility - Cost of Equipment | 0 | 0 | 0 | 0 | 0 | 0 | 0 | 0 | 0 | 0 | 0 | 0 | 0 | 0 | 0 | 0 | 0 | 0 | 0 | 0 | 0 | 0 | 0 | 0 | 0 | 0 | 0 | 0 | 0 | 0 | 0
F4_Commercial_Lodging_Existing_Miscellaneous_Natural Gas_Pool Heater_E4 | F4 | Commercial | Lodging | Existing | Miscellaneous | Natural Gas | Pool Heater | E4 | Utility - Cost of Equipment | 0 | 0 | 0 | 0 | 0 | 0 | 0 | 0 | 0 | 0 | 0 | 0 | 0 | 0 | 0 | 0 | 0 | 0 | 0 | 0 | 0 | 0 | 0 | 0 | 0 | 0 | 0 | 0 | 0 | 0 | 0
F4_Commercial_Lodging_Existing_Miscellaneous_Natural Gas_Pool Heater_E5 | F4 | Commercial | Lodging | Existing | Miscellaneous | Natural Gas | Pool Heater | E5 | Utility - Cost of Equipment | 0 | 0 | 0 | 0 | 0 | 0 | 0 | 0 | 0 | 0 | 0 | 0 | 0 | 0 | 0 | 0 | 0 | 0 | 0 | 0 | 0 | 0 | 0 | 0 | 0 | 0 | 0 | 0 | 0 | 0 | 0
F4_Commercial_Lodging_Existing_Miscellaneous_Natural Gas_Pool Heater_E6 | F4 | Commercial | Lodging | Existing | Miscellaneous | Natural Gas | Pool Heater | E6 | Utility - Cost of Equipment | 0 | 0 | 0 | 0 | 0 | 0 | 0 | 0 | 0 | 0 | 0 | 0 | 0 | 0 | 0 | 0 | 0 | 0 | 0 | 0 | 0 | 0 | 0 | 0 | 0 | 0 | 0 | 0 | 0 | 0 | 0
F4_Commercial_Lodging_Existing_Miscellaneous_Natural Gas_Pool Heater_E7 | F4 | Commercial | Lodging | Existing | Miscellaneous | Natural Gas | Pool Heater | E7 | Utility - Cost of Equipment | 0 | 0 | 0 | 0 | 0 | 0 | 0 | 0 | 0 | 0 | 0 | 0 | 0 | 0 | 0 | 0 | 0 | 0 | 0 | 0 | 0 | 0 | 0 | 0 | 0 | 0 | 0 | 0 | 0 | 0 | 0
F4_Commercial_Lodging_Existing_Miscellaneous_Natural Gas_Pool Heater_E8 | F4 | Commercial | Lodging | Existing | Miscellaneous | Natural Gas | Pool Heater | E8 | Utility - Cost of Equipment | 0 | 0 | 0 | 0 | 0 | 0 | 0 | 0 | 0 | 0 | 0 | 0 | 0 | 0 | 0 | 0 | 0 | 0 | 0 | 0 | 0 | 0 | 0 | 0 | 0 | 0 | 0 | 0 | 0 | 0 | 0
F4_Commercial_Lodging_Existing_Miscellaneous_Natural Gas_Pool Heater_E9 | F4 | Commercial | Lodging | Existing | Miscellaneous | Natural Gas | Pool Heater | E9 | Utility - Cost of Equipment | 0 | 0 | 0 | 0 | 0 | 0 | 0 | 0 | 0 | 0 | 0 | 0 | 0 | 0 | 0 | 0 | 0 | 0 | 0 | 0 | 0 | 0 | 0 | 0 | 0 | 0 | 0 | 0 | 0 | 0 | 0
F4_Commercial_Lodging_Existing_Miscellaneous_Natural Gas_Pool Heater_E10 | F4 | Commercial | Lodging | Existing | Miscellaneous | Natural Gas | Pool Heater | E10 | Utility - Cost of Equipment | 0 | 0 | 0 | 0 | 0 | 0 | 0 | 0 | 0 | 0 | 0 | 0 | 0 | 0 | 0 | 0 | 0 | 0 | 0 | 0 | 0 | 0 | 0 | 0 | 0 | 0 | 0 | 0 | 0 | 0 | 0
F5_Commercial_Lodging_Existing_Miscellaneous_Natural Gas_Pool Heater_E1 | F5 | Commercial | Lodging | Existing | Miscellaneous | Natural Gas | Pool Heater | E1 | Utility - Cost of Operation | 0.026698 | 0.027685 | 0.028078 | 0.028172 | 0.029237 | 0.027563 | 0.026404 | 0.026372 | 0.027151 | 0.026694 | 0.026569 | 0.026282 | 0.019719 | 0.019239 | 0.019099 | 0.021587 | 0.024652 | 0.028102 | 0.030853 | 0.03537 | 0.035926 | 0.036615 | 0.037438 | 0.014127 | 0.013826 | 0.013548 | 0.013289 | 0.013046 | 0.012815 | 0.012596 | 0.012384
F5_Commercial_Lodging_Existing_Miscellaneous_Natural Gas_Pool Heater_E2 | F5 | Commercial | Lodging | Existing | Miscellaneous | Natural Gas | Pool Heater | E2 | Utility - Cost of Operation | 0.022693 | 0.023532 | 0.023867 | 0.023946 | 0.024852 | 0.023428 | 0.022443 | 0.022416 | 0.023079 | 0.02269 | 0.022583 | 0.02234 | 0.016761 | 0.016353 | 0.016234 | 0.018349 | 0.020954 | 0.023886 | 0.026225 | 0.030065 | 0.030537 | 0.031123 | 0.031822 | 0.012008 | 0.011752 | 0.011516 | 0.011295 | 0.011089 | 0.010893 | 0.010706 | 0.010527
F5_Commercial_Lodging_Existing_Miscellaneous_Natural Gas_Pool Heater_E3 | F5 | Commercial | Lodging | Existing | Miscellaneous | Natural Gas | Pool Heater | E3 | Utility - Cost of Operation | 0 | 0 | 0 | 0 | 0 | 0 | 0 | 0 | 0 | 0 | 0 | 0 | 0 | 0 | 0 | 0 | 0 | 0 | 0 | 0 | 0 | 0 | 0 | 0 | 0 | 0 | 0 | 0 | 0 | 0 | 0
F5_Commercial_Lodging_Existing_Miscellaneous_Natural Gas_Pool Heater_E4 | F5 | Commercial | Lodging | Existing | Miscellaneous | Natural Gas | Pool Heater | E4 | Utility - Cost of Operation | 0 | 0 | 0 | 0 | 0 | 0 | 0 | 0 | 0 | 0 | 0 | 0 | 0 | 0 | 0 | 0 | 0 | 0 | 0 | 0 | 0 | 0 | 0 | 0 | 0 | 0 | 0 | 0 | 0 | 0 | 0
F5_Commercial_Lodging_Existing_Miscellaneous_Natural Gas_Pool Heater_E5 | F5 | Commercial | Lodging | Existing | Miscellaneous | Natural Gas | Pool Heater | E5 | Utility - Cost of Operation | 0 | 0 | 0 | 0 | 0 | 0 | 0 | 0 | 0 | 0 | 0 | 0 | 0 | 0 | 0 | 0 | 0 | 0 | 0 | 0 | 0 | 0 | 0 | 0 | 0 | 0 | 0 | 0 | 0 | 0 | 0
F5_Commercial_Lodging_Existing_Miscellaneous_Natural Gas_Pool Heater_E6 | F5 | Commercial | Lodging | Existing | Miscellaneous | Natural Gas | Pool Heater | E6 | Utility - Cost of Operation | 0 | 0 | 0 | 0 | 0 | 0 | 0 | 0 | 0 | 0 | 0 | 0 | 0 | 0 | 0 | 0 | 0 | 0 | 0 | 0 | 0 | 0 | 0 | 0 | 0 | 0 | 0 | 0 | 0 | 0 | 0
F5_Commercial_Lodging_Existing_Miscellaneous_Natural Gas_Pool Heater_E7 | F5 | Commercial | Lodging | Existing | Miscellaneous | Natural Gas | Pool Heater | E7 | Utility - Cost of Operation | 0 | 0 | 0 | 0 | 0 | 0 | 0 | 0 | 0 | 0 | 0 | 0 | 0 | 0 | 0 | 0 | 0 | 0 | 0 | 0 | 0 | 0 | 0 | 0 | 0 | 0 | 0 | 0 | 0 | 0 | 0
F5_Commercial_Lodging_Existing_Miscellaneous_Natural Gas_Pool Heater_E8 | F5 | Commercial | Lodging | Existing | Miscellaneous | Natural Gas | Pool Heater | E8 | Utility - Cost of Operation | 0 | 0 | 0 | 0 | 0 | 0 | 0 | 0 | 0 | 0 | 0 | 0 | 0 | 0 | 0 | 0 | 0 | 0 | 0 | 0 | 0 | 0 | 0 | 0 | 0 | 0 | 0 | 0 | 0 | 0 | 0
F5_Commercial_Lodging_Existing_Miscellaneous_Natural Gas_Pool Heater_E9 | F5 | Commercial | Lodging | Existing | Miscellaneous | Natural Gas | Pool Heater | E9 | Utility - Cost of Operation | 0 | 0 | 0 | 0 | 0 | 0 | 0 | 0 | 0 | 0 | 0 | 0 | 0 | 0 | 0 | 0 | 0 | 0 | 0 | 0 | 0 | 0 | 0 | 0 | 0 | 0 | 0 | 0 | 0 | 0 | 0
F5_Commercial_Lodging_Existing_Miscellaneous_Natural Gas_Pool Heater_E10 | F5 | Commercial | Lodging | Existing | Miscellaneous | Natural Gas | Pool Heater | E10 | Utility - Cost of Operation | 0 | 0 | 0 | 0 | 0 | 0 | 0 | 0 | 0 | 0 | 0 | 0 | 0 | 0 | 0 | 0 | 0 | 0 | 0 | 0 | 0 | 0 | 0 | 0 | 0 | 0 | 0 | 0 | 0 | 0 | 0
F6_Commercial_Lodging_Existing_Miscellaneous_Natural Gas_Pool Heater_E1 | F6 | Commercial | Lodging | Existing | Miscellaneous | Natural Gas | Pool Heater | E1 | Utility - Value of Sales | 0.031986 | 0.033168 | 0.03364 | 0.033752 | 0.035028 | 0.033022 | 0.031634 | 0.031595 | 0.032529 | 0.031981 | 0.031831 | 0.031488 | 0.023625 | 0.023049 | 0.022882 | 0.025862 | 0.029534 | 0.033668 | 0.036964 | 0.042376 | 0.043042 | 0.043868 | 0.044853 | 0.016925 | 0.016565 | 0.016231 | 0.015921 | 0.015629 | 0.015354 | 0.01509 | 0.014837
F6_Commercial_Lodging_Existing_Miscellaneous_Natural Gas_Pool Heater_E2 | F6 | Commercial | Lodging | Existing | Miscellaneous | Natural Gas | Pool Heater | E2 | Utility - Value of Sales | 0.027188 | 0.028193 | 0.028594 | 0.028689 | 0.029774 | 0.028068 | 0.026889 | 0.026856 | 0.02765 | 0.027184 | 0.027056 | 0.026764 | 0.020081 | 0.019592 | 0.019449 | 0.021983 | 0.025104 | 0.028617 | 0.03142 | 0.036019 | 0.036586 | 0.037287 | 0.038125 | 0.014386 | 0.01408 | 0.013797 | 0.013533 | 0.013285 | 0.013051 | 0.012827 | 0.012612
F6_Commercial_Lodging_Existing_Miscellaneous_Natural Gas_Pool Heater_E3 | F6 | Commercial | Lodging | Existing | Miscellaneous | Natural Gas | Pool Heater | E3 | Utility - Value of Sales | 0 | 0 | 0 | 0 | 0 | 0 | 0 | 0 | 0 | 0 | 0 | 0 | 0 | 0 | 0 | 0 | 0 | 0 | 0 | 0 | 0 | 0 | 0 | 0 | 0 | 0 | 0 | 0 | 0 | 0 | 0
F6_Commercial_Lodging_Existing_Miscellaneous_Natural Gas_Pool Heater_E4 | F6 | Commercial | Lodging | Existing | Miscellaneous | Natural Gas | Pool Heater | E4 | Utility - Value of Sales | 0 | 0 | 0 | 0 | 0 | 0 | 0 | 0 | 0 | 0 | 0 | 0 | 0 | 0 | 0 | 0 | 0 | 0 | 0 | 0 | 0 | 0 | 0 | 0 | 0 | 0 | 0 | 0 | 0 | 0 | 0
F6_Commercial_Lodging_Existing_Miscellaneous_Natural Gas_Pool Heater_E5 | F6 | Commercial | Lodging | Existing | Miscellaneous | Natural Gas | Pool Heater | E5 | Utility - Value of Sales | 0 | 0 | 0 | 0 | 0 | 0 | 0 | 0 | 0 | 0 | 0 | 0 | 0 | 0 | 0 | 0 | 0 | 0 | 0 | 0 | 0 | 0 | 0 | 0 | 0 | 0 | 0 | 0 | 0 | 0 | 0
F6_Commercial_Lodging_Existing_Miscellaneous_Natural Gas_Pool Heater_E6 | F6 | Commercial | Lodging | Existing | Miscellaneous | Natural Gas | Pool Heater | E6 | Utility - Value of Sales | 0 | 0 | 0 | 0 | 0 | 0 | 0 | 0 | 0 | 0 | 0 | 0 | 0 | 0 | 0 | 0 | 0 | 0 | 0 | 0 | 0 | 0 | 0 | 0 | 0 | 0 | 0 | 0 | 0 | 0 | 0
F6_Commercial_Lodging_Existing_Miscellaneous_Natural Gas_Pool Heater_E7 | F6 | Commercial | Lodging | Existing | Miscellaneous | Natural Gas | Pool Heater | E7 | Utility - Value of Sales | 0 | 0 | 0 | 0 | 0 | 0 | 0 | 0 | 0 | 0 | 0 | 0 | 0 | 0 | 0 | 0 | 0 | 0 | 0 | 0 | 0 | 0 | 0 | 0 | 0 | 0 | 0 | 0 | 0 | 0 | 0
F6_Commercial_Lodging_Existing_Miscellaneous_Natural Gas_Pool Heater_E8 | F6 | Commercial | Lodging | Existing | Miscellaneous | Natural Gas | Pool Heater | E8 | Utility - Value of Sales | 0 | 0 | 0 | 0 | 0 | 0 | 0 | 0 | 0 | 0 | 0 | 0 | 0 | 0 | 0 | 0 | 0 | 0 | 0 | 0 | 0 | 0 | 0 | 0 | 0 | 0 | 0 | 0 | 0 | 0 | 0
F6_Commercial_Lodging_Existing_Miscellaneous_Natural Gas_Pool Heater_E9 | F6 | Commercial | Lodging | Existing | Miscellaneous | Natural Gas | Pool Heater | E9 | Utility - Value of Sales | 0 | 0 | 0 | 0 | 0 | 0 | 0 | 0 | 0 | 0 | 0 | 0 | 0 | 0 | 0 | 0 | 0 | 0 | 0 | 0 | 0 | 0 | 0 | 0 | 0 | 0 | 0 | 0 | 0 | 0 | 0
F6_Commercial_Lodging_Existing_Miscellaneous_Natural Gas_Pool Heater_E10 | F6 | Commercial | Lodging | Existing | Miscellaneous | Natural Gas | Pool Heater | E10 | Utility - Value of Sales | 0 | 0 | 0 | 0 | 0 | 0 | 0 | 0 | 0 | 0 | 0 | 0 | 0 | 0 | 0 | 0 | 0 | 0 | 0 | 0 | 0 | 0 | 0 | 0 | 0 | 0 | 0 | 0 | 0 | 0 | 0
F1_Commercial_Lodging_Existing_Miscellaneous_Natural Gas_Miscellaneous_E1 | F1 | Commercial | Lodging | Existing | Miscellaneous | Natural Gas | Miscellaneous | E1 | Participant - Cost of Equipment | 0.0013889 | 0.0013889 | 0.0013889 | 0.0013889 | 0.0013889 | 0.0013889 | 0.0013889 | 0.0013889 | 0.0013889 | 0.0013889 | 0.0013889 | 0.0013889 | 0.0013889 | 0.0013889 | 0.0013889 | 0.0013889 | 0.0013889 | 0.0013889 | 0.0013889 | 0.0013889 | 0.0013889 | 0.0013889 | 0.0013889 | 0.0013889 | 0.0013889 | 0.0013889 | 0.0013889 | 0.0013889 | 0.0013889 | 0.0013889 | 0.0013889
F1_Commercial_Lodging_Existing_Miscellaneous_Natural Gas_Miscellaneous_E2 | F1 | Commercial | Lodging | Existing | Miscellaneous | Natural Gas | Miscellaneous | E2 | Participant - Cost of Equipment | 0 | 0 | 0 | 0 | 0 | 0 | 0 | 0 | 0 | 0 | 0 | 0 | 0 | 0 | 0 | 0 | 0 | 0 | 0 | 0 | 0 | 0 | 0 | 0 | 0 | 0 | 0 | 0 | 0 | 0 | 0
F1_Commercial_Lodging_Existing_Miscellaneous_Natural Gas_Miscellaneous_E3 | F1 | Commercial | Lodging | Existing | Miscellaneous | Natural Gas | Miscellaneous | E3 | Participant - Cost of Equipment | 0 | 0 | 0 | 0 | 0 | 0 | 0 | 0 | 0 | 0 | 0 | 0 | 0 | 0 | 0 | 0 | 0 | 0 | 0 | 0 | 0 | 0 | 0 | 0 | 0 | 0 | 0 | 0 | 0 | 0 | 0
F1_Commercial_Lodging_Existing_Miscellaneous_Natural Gas_Miscellaneous_E4 | F1 | Commercial | Lodging | Existing | Miscellaneous | Natural Gas | Miscellaneous | E4 | Participant - Cost of Equipment | 0 | 0 | 0 | 0 | 0 | 0 | 0 | 0 | 0 | 0 | 0 | 0 | 0 | 0 | 0 | 0 | 0 | 0 | 0 | 0 | 0 | 0 | 0 | 0 | 0 | 0 | 0 | 0 | 0 | 0 | 0
F1_Commercial_Lodging_Existing_Miscellaneous_Natural Gas_Miscellaneous_E5 | F1 | Commercial | Lodging | Existing | Miscellaneous | Natural Gas | Miscellaneous | E5 | Participant - Cost of Equipment | 0 | 0 | 0 | 0 | 0 | 0 | 0 | 0 | 0 | 0 | 0 | 0 | 0 | 0 | 0 | 0 | 0 | 0 | 0 | 0 | 0 | 0 | 0 | 0 | 0 | 0 | 0 | 0 | 0 | 0 | 0
F1_Commercial_Lodging_Existing_Miscellaneous_Natural Gas_Miscellaneous_E6 | F1 | Commercial | Lodging | Existing | Miscellaneous | Natural Gas | Miscellaneous | E6 | Participant - Cost of Equipment | 0 | 0 | 0 | 0 | 0 | 0 | 0 | 0 | 0 | 0 | 0 | 0 | 0 | 0 | 0 | 0 | 0 | 0 | 0 | 0 | 0 | 0 | 0 | 0 | 0 | 0 | 0 | 0 | 0 | 0 | 0
F1_Commercial_Lodging_Existing_Miscellaneous_Natural Gas_Miscellaneous_E7 | F1 | Commercial | Lodging | Existing | Miscellaneous | Natural Gas | Miscellaneous | E7 | Participant - Cost of Equipment | 0 | 0 | 0 | 0 | 0 | 0 | 0 | 0 | 0 | 0 | 0 | 0 | 0 | 0 | 0 | 0 | 0 | 0 | 0 | 0 | 0 | 0 | 0 | 0 | 0 | 0 | 0 | 0 | 0 | 0 | 0
F1_Commercial_Lodging_Existing_Miscellaneous_Natural Gas_Miscellaneous_E8 | F1 | Commercial | Lodging | Existing | Miscellaneous | Natural Gas | Miscellaneous | E8 | Participant - Cost of Equipment | 0 | 0 | 0 | 0 | 0 | 0 | 0 | 0 | 0 | 0 | 0 | 0 | 0 | 0 | 0 | 0 | 0 | 0 | 0 | 0 | 0 | 0 | 0 | 0 | 0 | 0 | 0 | 0 | 0 | 0 | 0
F1_Commercial_Lodging_Existing_Miscellaneous_Natural Gas_Miscellaneous_E9 | F1 | Commercial | Lodging | Existing | Miscellaneous | Natural Gas | Miscellaneous | E9 | Participant - Cost of Equipment | 0 | 0 | 0 | 0 | 0 | 0 | 0 | 0 | 0 | 0 | 0 | 0 | 0 | 0 | 0 | 0 | 0 | 0 | 0 | 0 | 0 | 0 | 0 | 0 | 0 | 0 | 0 | 0 | 0 | 0 | 0
F1_Commercial_Lodging_Existing_Miscellaneous_Natural Gas_Miscellaneous_E10 | F1 | Commercial | Lodging | Existing | Miscellaneous | Natural Gas | Miscellaneous | E10 | Participant - Cost of Equipment | 0 | 0 | 0 | 0 | 0 | 0 | 0 | 0 | 0 | 0 | 0 | 0 | 0 | 0 | 0 | 0 | 0 | 0 | 0 | 0 | 0 | 0 | 0 | 0 | 0 | 0 | 0 | 0 | 0 | 0 | 0
F2_Commercial_Lodging_Existing_Miscellaneous_Natural Gas_Miscellaneous_E1 | F2 | Commercial | Lodging | Existing | Miscellaneous | Natural Gas | Miscellaneous | E1 | Participant - Cost of Operation | 0.0066193 | 0.006832 | 0.006993 | 0.0071775 | 0.0075314 | 0.0069945 | 0.0065891 | 0.0065104 | 0.0066668 | 0.0067776 | 0.0069941 | 0.0069145 | 0.0049713 | 0.0048493 | 0.0048197 | 0.0053503 | 0.0060147 | 0.0067218 | 0.0071953 | 0.0081534 | 0.009134 | 0.010241 | 0.0105 | 0.0035719 | 0.0034948 | 0.0034235 | 0.0033573 | 0.0032952 | 0.0032366 | 0.0031808 | 0.0031272
F2_Commercial_Lodging_Existing_Miscellaneous_Natural Gas_Miscellaneous_E2 | F2 | Commercial | Lodging | Existing | Miscellaneous | Natural Gas | Miscellaneous | E2 | Participant - Cost of Operation | 0 | 0 | 0 | 0 | 0 | 0 | 0 | 0 | 0 | 0 | 0 | 0 | 0 | 0 | 0 | 0 | 0 | 0 | 0 | 0 | 0 | 0 | 0 | 0 | 0 | 0 | 0 | 0 | 0 | 0 | 0
F2_Commercial_Lodging_Existing_Miscellaneous_Natural Gas_Miscellaneous_E3 | F2 | Commercial | Lodging | Existing | Miscellaneous | Natural Gas | Miscellaneous | E3 | Participant - Cost of Operation | 0 | 0 | 0 | 0 | 0 | 0 | 0 | 0 | 0 | 0 | 0 | 0 | 0 | 0 | 0 | 0 | 0 | 0 | 0 | 0 | 0 | 0 | 0 | 0 | 0 | 0 | 0 | 0 | 0 | 0 | 0
F2_Commercial_Lodging_Existing_Miscellaneous_Natural Gas_Miscellaneous_E4 | F2 | Commercial | Lodging | Existing | Miscellaneous | Natural Gas | Miscellaneous | E4 | Participant - Cost of Operation | 0 | 0 | 0 | 0 | 0 | 0 | 0 | 0 | 0 | 0 | 0 | 0 | 0 | 0 | 0 | 0 | 0 | 0 | 0 | 0 | 0 | 0 | 0 | 0 | 0 | 0 | 0 | 0 | 0 | 0 | 0
F2_Commercial_Lodging_Existing_Miscellaneous_Natural Gas_Miscellaneous_E5 | F2 | Commercial | Lodging | Existing | Miscellaneous | Natural Gas | Miscellaneous | E5 | Participant - Cost of Operation | 0 | 0 | 0 | 0 | 0 | 0 | 0 | 0 | 0 | 0 | 0 | 0 | 0 | 0 | 0 | 0 | 0 | 0 | 0 | 0 | 0 | 0 | 0 | 0 | 0 | 0 | 0 | 0 | 0 | 0 | 0
F2_Commercial_Lodging_Existing_Miscellaneous_Natural Gas_Miscellaneous_E6 | F2 | Commercial | Lodging | Existing | Miscellaneous | Natural Gas | Miscellaneous | E6 | Participant - Cost of Operation | 0 | 0 | 0 | 0 | 0 | 0 | 0 | 0 | 0 | 0 | 0 | 0 | 0 | 0 | 0 | 0 | 0 | 0 | 0 | 0 | 0 | 0 | 0 | 0 | 0 | 0 | 0 | 0 | 0 | 0 | 0
F2_Commercial_Lodging_Existing_Miscellaneous_Natural Gas_Miscellaneous_E7 | F2 | Commercial | Lodging | Existing | Miscellaneous | Natural Gas | Miscellaneous | E7 | Participant - Cost of Operation | 0 | 0 | 0 | 0 | 0 | 0 | 0 | 0 | 0 | 0 | 0 | 0 | 0 | 0 | 0 | 0 | 0 | 0 | 0 | 0 | 0 | 0 | 0 | 0 | 0 | 0 | 0 | 0 | 0 | 0 | 0
F2_Commercial_Lodging_Existing_Miscellaneous_Natural Gas_Miscellaneous_E8 | F2 | Commercial | Lodging | Existing | Miscellaneous | Natural Gas | Miscellaneous | E8 | Participant - Cost of Operation | 0 | 0 | 0 | 0 | 0 | 0 | 0 | 0 | 0 | 0 | 0 | 0 | 0 | 0 | 0 | 0 | 0 | 0 | 0 | 0 | 0 | 0 | 0 | 0 | 0 | 0 | 0 | 0 | 0 | 0 | 0
F2_Commercial_Lodging_Existing_Miscellaneous_Natural Gas_Miscellaneous_E9 | F2 | Commercial | Lodging | Existing | Miscellaneous | Natural Gas | Miscellaneous | E9 | Participant - Cost of Operation | 0 | 0 | 0 | 0 | 0 | 0 | 0 | 0 | 0 | 0 | 0 | 0 | 0 | 0 | 0 | 0 | 0 | 0 | 0 | 0 | 0 | 0 | 0 | 0 | 0 | 0 | 0 | 0 | 0 | 0 | 0
F2_Commercial_Lodging_Existing_Miscellaneous_Natural Gas_Miscellaneous_E10 | F2 | Commercial | Lodging | Existing | Miscellaneous | Natural Gas | Miscellaneous | E10 | Participant - Cost of Operation | 0 | 0 | 0 | 0 | 0 | 0 | 0 | 0 | 0 | 0 | 0 | 0 | 0 | 0 | 0 | 0 | 0 | 0 | 0 | 0 | 0 | 0 | 0 | 0 | 0 | 0 | 0 | 0 | 0 | 0 | 0
F3_Commercial_Lodging_Existing_Miscellaneous_Natural Gas_Miscellaneous_E1 | F3 | Commercial | Lodging | Existing | Miscellaneous | Natural Gas | Miscellaneous | E1 | System - kBTUs of Conusmption | 0.57258 | 0.5755 | 0.57375 | 0.57255 | 0.57255 | 0.57255 | 0.57255 | 0.57255 | 0.57255 | 0.57255 | 0.57255 | 0.57255 | 0.57255 | 0.57255 | 0.57255 | 0.57255 | 0.57255 | 0.57255 | 0.57255 | 0.57255 | 0.57255 | 0.57255 | 0.57255 | 0.57255 | 0.57255 | 0.57255 | 0.57255 | 0.57255 | 0.57255 | 0.57255 | 0.57255
F3_Commercial_Lodging_Existing_Miscellaneous_Natural Gas_Miscellaneous_E2 | F3 | Commercial | Lodging | Existing | Miscellaneous | Natural Gas | Miscellaneous | E2 | System - kBTUs of Conusmption | 0 | 0 | 0 | 0 | 0 | 0 | 0 | 0 | 0 | 0 | 0 | 0 | 0 | 0 | 0 | 0 | 0 | 0 | 0 | 0 | 0 | 0 | 0 | 0 | 0 | 0 | 0 | 0 | 0 | 0 | 0
F3_Commercial_Lodging_Existing_Miscellaneous_Natural Gas_Miscellaneous_E3 | F3 | Commercial | Lodging | Existing | Miscellaneous | Natural Gas | Miscellaneous | E3 | System - kBTUs of Conusmption | 0 | 0 | 0 | 0 | 0 | 0 | 0 | 0 | 0 | 0 | 0 | 0 | 0 | 0 | 0 | 0 | 0 | 0 | 0 | 0 | 0 | 0 | 0 | 0 | 0 | 0 | 0 | 0 | 0 | 0 | 0
F3_Commercial_Lodging_Existing_Miscellaneous_Natural Gas_Miscellaneous_E4 | F3 | Commercial | Lodging | Existing | Miscellaneous | Natural Gas | Miscellaneous | E4 | System - kBTUs of Conusmption | 0 | 0 | 0 | 0 | 0 | 0 | 0 | 0 | 0 | 0 | 0 | 0 | 0 | 0 | 0 | 0 | 0 | 0 | 0 | 0 | 0 | 0 | 0 | 0 | 0 | 0 | 0 | 0 | 0 | 0 | 0
F3_Commercial_Lodging_Existing_Miscellaneous_Natural Gas_Miscellaneous_E5 | F3 | Commercial | Lodging | Existing | Miscellaneous | Natural Gas | Miscellaneous | E5 | System - kBTUs of Conusmption | 0 | 0 | 0 | 0 | 0 | 0 | 0 | 0 | 0 | 0 | 0 | 0 | 0 | 0 | 0 | 0 | 0 | 0 | 0 | 0 | 0 | 0 | 0 | 0 | 0 | 0 | 0 | 0 | 0 | 0 | 0
F3_Commercial_Lodging_Existing_Miscellaneous_Natural Gas_Miscellaneous_E6 | F3 | Commercial | Lodging | Existing | Miscellaneous | Natural Gas | Miscellaneous | E6 | System - kBTUs of Conusmption | 0 | 0 | 0 | 0 | 0 | 0 | 0 | 0 | 0 | 0 | 0 | 0 | 0 | 0 | 0 | 0 | 0 | 0 | 0 | 0 | 0 | 0 | 0 | 0 | 0 | 0 | 0 | 0 | 0 | 0 | 0
F3_Commercial_Lodging_Existing_Miscellaneous_Natural Gas_Miscellaneous_E7 | F3 | Commercial | Lodging | Existing | Miscellaneous | Natural Gas | Miscellaneous | E7 | System - kBTUs of Conusmption | 0 | 0 | 0 | 0 | 0 | 0 | 0 | 0 | 0 | 0 | 0 | 0 | 0 | 0 | 0 | 0 | 0 | 0 | 0 | 0 | 0 | 0 | 0 | 0 | 0 | 0 | 0 | 0 | 0 | 0 | 0
F3_Commercial_Lodging_Existing_Miscellaneous_Natural Gas_Miscellaneous_E8 | F3 | Commercial | Lodging | Existing | Miscellaneous | Natural Gas | Miscellaneous | E8 | System - kBTUs of Conusmption | 0 | 0 | 0 | 0 | 0 | 0 | 0 | 0 | 0 | 0 | 0 | 0 | 0 | 0 | 0 | 0 | 0 | 0 | 0 | 0 | 0 | 0 | 0 | 0 | 0 | 0 | 0 | 0 | 0 | 0 | 0
F3_Commercial_Lodging_Existing_Miscellaneous_Natural Gas_Miscellaneous_E9 | F3 | Commercial | Lodging | Existing | Miscellaneous | Natural Gas | Miscellaneous | E9 | System - kBTUs of Conusmption | 0 | 0 | 0 | 0 | 0 | 0 | 0 | 0 | 0 | 0 | 0 | 0 | 0 | 0 | 0 | 0 | 0 | 0 | 0 | 0 | 0 | 0 | 0 | 0 | 0 | 0 | 0 | 0 | 0 | 0 | 0
F3_Commercial_Lodging_Existing_Miscellaneous_Natural Gas_Miscellaneous_E10 | F3 | Commercial | Lodging | Existing | Miscellaneous | Natural Gas | Miscellaneous | E10 | System - kBTUs of Conusmption | 0 | 0 | 0 | 0 | 0 | 0 | 0 | 0 | 0 | 0 | 0 | 0 | 0 | 0 | 0 | 0 | 0 | 0 | 0 | 0 | 0 | 0 | 0 | 0 | 0 | 0 | 0 | 0 | 0 | 0 | 0
F4_Commercial_Lodging_Existing_Miscellaneous_Natural Gas_Miscellaneous_E1 | F4 | Commercial | Lodging | Existing | Miscellaneous | Natural Gas | Miscellaneous | E1 | Utility - Cost of Equipment | 0.0013889 | 0.0013889 | 0.0013889 | 0.0013889 | 0.0013889 | 0.0013889 | 0.0013889 | 0.0013889 | 0.0013889 | 0.0013889 | 0.0013889 | 0.0013889 | 0.0013889 | 0.0013889 | 0.0013889 | 0.0013889 | 0.0013889 | 0.0013889 | 0.0013889 | 0.0013889 | 0.0013889 | 0.0013889 | 0.0013889 | 0.0013889 | 0.0013889 | 0.0013889 | 0.0013889 | 0.0013889 | 0.0013889 | 0.0013889 | 0.0013889
F4_Commercial_Lodging_Existing_Miscellaneous_Natural Gas_Miscellaneous_E2 | F4 | Commercial | Lodging | Existing | Miscellaneous | Natural Gas | Miscellaneous | E2 | Utility - Cost of Equipment | 0 | 0 | 0 | 0 | 0 | 0 | 0 | 0 | 0 | 0 | 0 | 0 | 0 | 0 | 0 | 0 | 0 | 0 | 0 | 0 | 0 | 0 | 0 | 0 | 0 | 0 | 0 | 0 | 0 | 0 | 0
F4_Commercial_Lodging_Existing_Miscellaneous_Natural Gas_Miscellaneous_E3 | F4 | Commercial | Lodging | Existing | Miscellaneous | Natural Gas | Miscellaneous | E3 | Utility - Cost of Equipment | 0 | 0 | 0 | 0 | 0 | 0 | 0 | 0 | 0 | 0 | 0 | 0 | 0 | 0 | 0 | 0 | 0 | 0 | 0 | 0 | 0 | 0 | 0 | 0 | 0 | 0 | 0 | 0 | 0 | 0 | 0
F4_Commercial_Lodging_Existing_Miscellaneous_Natural Gas_Miscellaneous_E4 | F4 | Commercial | Lodging | Existing | Miscellaneous | Natural Gas | Miscellaneous | E4 | Utility - Cost of Equipment | 0 | 0 | 0 | 0 | 0 | 0 | 0 | 0 | 0 | 0 | 0 | 0 | 0 | 0 | 0 | 0 | 0 | 0 | 0 | 0 | 0 | 0 | 0 | 0 | 0 | 0 | 0 | 0 | 0 | 0 | 0
F4_Commercial_Lodging_Existing_Miscellaneous_Natural Gas_Miscellaneous_E5 | F4 | Commercial | Lodging | Existing | Miscellaneous | Natural Gas | Miscellaneous | E5 | Utility - Cost of Equipment | 0 | 0 | 0 | 0 | 0 | 0 | 0 | 0 | 0 | 0 | 0 | 0 | 0 | 0 | 0 | 0 | 0 | 0 | 0 | 0 | 0 | 0 | 0 | 0 | 0 | 0 | 0 | 0 | 0 | 0 | 0
F4_Commercial_Lodging_Existing_Miscellaneous_Natural Gas_Miscellaneous_E6 | F4 | Commercial | Lodging | Existing | Miscellaneous | Natural Gas | Miscellaneous | E6 | Utility - Cost of Equipment | 0 | 0 | 0 | 0 | 0 | 0 | 0 | 0 | 0 | 0 | 0 | 0 | 0 | 0 | 0 | 0 | 0 | 0 | 0 | 0 | 0 | 0 | 0 | 0 | 0 | 0 | 0 | 0 | 0 | 0 | 0
F4_Commercial_Lodging_Existing_Miscellaneous_Natural Gas_Miscellaneous_E7 | F4 | Commercial | Lodging | Existing | Miscellaneous | Natural Gas | Miscellaneous | E7 | Utility - Cost of Equipment | 0 | 0 | 0 | 0 | 0 | 0 | 0 | 0 | 0 | 0 | 0 | 0 | 0 | 0 | 0 | 0 | 0 | 0 | 0 | 0 | 0 | 0 | 0 | 0 | 0 | 0 | 0 | 0 | 0 | 0 | 0
F4_Commercial_Lodging_Existing_Miscellaneous_Natural Gas_Miscellaneous_E8 | F4 | Commercial | Lodging | Existing | Miscellaneous | Natural Gas | Miscellaneous | E8 | Utility - Cost of Equipment | 0 | 0 | 0 | 0 | 0 | 0 | 0 | 0 | 0 | 0 | 0 | 0 | 0 | 0 | 0 | 0 | 0 | 0 | 0 | 0 | 0 | 0 | 0 | 0 | 0 | 0 | 0 | 0 | 0 | 0 | 0
F4_Commercial_Lodging_Existing_Miscellaneous_Natural Gas_Miscellaneous_E9 | F4 | Commercial | Lodging | Existing | Miscellaneous | Natural Gas | Miscellaneous | E9 | Utility - Cost of Equipment | 0 | 0 | 0 | 0 | 0 | 0 | 0 | 0 | 0 | 0 | 0 | 0 | 0 | 0 | 0 | 0 | 0 | 0 | 0 | 0 | 0 | 0 | 0 | 0 | 0 | 0 | 0 | 0 | 0 | 0 | 0
F4_Commercial_Lodging_Existing_Miscellaneous_Natural Gas_Miscellaneous_E10 | F4 | Commercial | Lodging | Existing | Miscellaneous | Natural Gas | Miscellaneous | E10 | Utility - Cost of Equipment | 0 | 0 | 0 | 0 | 0 | 0 | 0 | 0 | 0 | 0 | 0 | 0 | 0 | 0 | 0 | 0 | 0 | 0 | 0 | 0 | 0 | 0 | 0 | 0 | 0 | 0 | 0 | 0 | 0 | 0 | 0
F5_Commercial_Lodging_Existing_Miscellaneous_Natural Gas_Miscellaneous_E1 | F5 | Commercial | Lodging | Existing | Miscellaneous | Natural Gas | Miscellaneous | E1 | Utility - Cost of Operation | 0.005525 | 0.0057025 | 0.0058369 | 0.0059909 | 0.0062863 | 0.0058382 | 0.0054998 | 0.0054341 | 0.0055646 | 0.0056571 | 0.0058378 | 0.0057714 | 0.0041495 | 0.0040476 | 0.0040229 | 0.0044658 | 0.0050204 | 0.0056106 | 0.0060058 | 0.0068055 | 0.0076239 | 0.0085477 | 0.0087642 | 0.0029814 | 0.0029171 | 0.0028576 | 0.0028023 | 0.0027505 | 0.0027015 | 0.0026549 | 0.0026102
F5_Commercial_Lodging_Existing_Miscellaneous_Natural Gas_Miscellaneous_E2 | F5 | Commercial | Lodging | Existing | Miscellaneous | Natural Gas | Miscellaneous | E2 | Utility - Cost of Operation | 0 | 0 | 0 | 0 | 0 | 0 | 0 | 0 | 0 | 0 | 0 | 0 | 0 | 0 | 0 | 0 | 0 | 0 | 0 | 0 | 0 | 0 | 0 | 0 | 0 | 0 | 0 | 0 | 0 | 0 | 0
F5_Commercial_Lodging_Existing_Miscellaneous_Natural Gas_Miscellaneous_E3 | F5 | Commercial | Lodging | Existing | Miscellaneous | Natural Gas | Miscellaneous | E3 | Utility - Cost of Operation | 0 | 0 | 0 | 0 | 0 | 0 | 0 | 0 | 0 | 0 | 0 | 0 | 0 | 0 | 0 | 0 | 0 | 0 | 0 | 0 | 0 | 0 | 0 | 0 | 0 | 0 | 0 | 0 | 0 | 0 | 0
F5_Commercial_Lodging_Existing_Miscellaneous_Natural Gas_Miscellaneous_E4 | F5 | Commercial | Lodging | Existing | Miscellaneous | Natural Gas | Miscellaneous | E4 | Utility - Cost of Operation | 0 | 0 | 0 | 0 | 0 | 0 | 0 | 0 | 0 | 0 | 0 | 0 | 0 | 0 | 0 | 0 | 0 | 0 | 0 | 0 | 0 | 0 | 0 | 0 | 0 | 0 | 0 | 0 | 0 | 0 | 0
F5_Commercial_Lodging_Existing_Miscellaneous_Natural Gas_Miscellaneous_E5 | F5 | Commercial | Lodging | Existing | Miscellaneous | Natural Gas | Miscellaneous | E5 | Utility - Cost of Operation | 0 | 0 | 0 | 0 | 0 | 0 | 0 | 0 | 0 | 0 | 0 | 0 | 0 | 0 | 0 | 0 | 0 | 0 | 0 | 0 | 0 | 0 | 0 | 0 | 0 | 0 | 0 | 0 | 0 | 0 | 0
F5_Commercial_Lodging_Existing_Miscellaneous_Natural Gas_Miscellaneous_E6 | F5 | Commercial | Lodging | Existing | Miscellaneous | Natural Gas | Miscellaneous | E6 | Utility - Cost of Operation | 0 | 0 | 0 | 0 | 0 | 0 | 0 | 0 | 0 | 0 | 0 | 0 | 0 | 0 | 0 | 0 | 0 | 0 | 0 | 0 | 0 | 0 | 0 | 0 | 0 | 0 | 0 | 0 | 0 | 0 | 0
F5_Commercial_Lodging_Existing_Miscellaneous_Natural Gas_Miscellaneous_E7 | F5 | Commercial | Lodging | Existing | Miscellaneous | Natural Gas | Miscellaneous | E7 | Utility - Cost of Operation | 0 | 0 | 0 | 0 | 0 | 0 | 0 | 0 | 0 | 0 | 0 | 0 | 0 | 0 | 0 | 0 | 0 | 0 | 0 | 0 | 0 | 0 | 0 | 0 | 0 | 0 | 0 | 0 | 0 | 0 | 0
F5_Commercial_Lodging_Existing_Miscellaneous_Natural Gas_Miscellaneous_E8 | F5 | Commercial | Lodging | Existing | Miscellaneous | Natural Gas | Miscellaneous | E8 | Utility - Cost of Operation | 0 | 0 | 0 | 0 | 0 | 0 | 0 | 0 | 0 | 0 | 0 | 0 | 0 | 0 | 0 | 0 | 0 | 0 | 0 | 0 | 0 | 0 | 0 | 0 | 0 | 0 | 0 | 0 | 0 | 0 | 0
F5_Commercial_Lodging_Existing_Miscellaneous_Natural Gas_Miscellaneous_E9 | F5 | Commercial | Lodging | Existing | Miscellaneous | Natural Gas | Miscellaneous | E9 | Utility - Cost of Operation | 0 | 0 | 0 | 0 | 0 | 0 | 0 | 0 | 0 | 0 | 0 | 0 | 0 | 0 | 0 | 0 | 0 | 0 | 0 | 0 | 0 | 0 | 0 | 0 | 0 | 0 | 0 | 0 | 0 | 0 | 0
F5_Commercial_Lodging_Existing_Miscellaneous_Natural Gas_Miscellaneous_E10 | F5 | Commercial | Lodging | Existing | Miscellaneous | Natural Gas | Miscellaneous | E10 | Utility - Cost of Operation | 0 | 0 | 0 | 0 | 0 | 0 | 0 | 0 | 0 | 0 | 0 | 0 | 0 | 0 | 0 | 0 | 0 | 0 | 0 | 0 | 0 | 0 | 0 | 0 | 0 | 0 | 0 | 0 | 0 | 0 | 0
F6_Commercial_Lodging_Existing_Miscellaneous_Natural Gas_Miscellaneous_E1 | F6 | Commercial | Lodging | Existing | Miscellaneous | Natural Gas | Miscellaneous | E1 | Utility - Value of Sales | 0.0066193 | 0.006832 | 0.006993 | 0.0071775 | 0.0075314 | 0.0069945 | 0.0065891 | 0.0065104 | 0.0066668 | 0.0067776 | 0.0069941 | 0.0069145 | 0.0049713 | 0.0048493 | 0.0048197 | 0.0053503 | 0.0060147 | 0.0067218 | 0.0071953 | 0.0081534 | 0.009134 | 0.010241 | 0.0105 | 0.0035719 | 0.0034948 | 0.0034235 | 0.0033573 | 0.0032952 | 0.0032366 | 0.0031808 | 0.0031272
F6_Commercial_Lodging_Existing_Miscellaneous_Natural Gas_Miscellaneous_E2 | F6 | Commercial | Lodging | Existing | Miscellaneous | Natural Gas | Miscellaneous | E2 | Utility - Value of Sales | 0 | 0 | 0 | 0 | 0 | 0 | 0 | 0 | 0 | 0 | 0 | 0 | 0 | 0 | 0 | 0 | 0 | 0 | 0 | 0 | 0 | 0 | 0 | 0 | 0 | 0 | 0 | 0 | 0 | 0 | 0
F6_Commercial_Lodging_Existing_Miscellaneous_Natural Gas_Miscellaneous_E3 | F6 | Commercial | Lodging | Existing | Miscellaneous | Natural Gas | Miscellaneous | E3 | Utility - Value of Sales | 0 | 0 | 0 | 0 | 0 | 0 | 0 | 0 | 0 | 0 | 0 | 0 | 0 | 0 | 0 | 0 | 0 | 0 | 0 | 0 | 0 | 0 | 0 | 0 | 0 | 0 | 0 | 0 | 0 | 0 | 0
F6_Commercial_Lodging_Existing_Miscellaneous_Natural Gas_Miscellaneous_E4 | F6 | Commercial | Lodging | Existing | Miscellaneous | Natural Gas | Miscellaneous | E4 | Utility - Value of Sales | 0 | 0 | 0 | 0 | 0 | 0 | 0 | 0 | 0 | 0 | 0 | 0 | 0 | 0 | 0 | 0 | 0 | 0 | 0 | 0 | 0 | 0 | 0 | 0 | 0 | 0 | 0 | 0 | 0 | 0 | 0
F6_Commercial_Lodging_Existing_Miscellaneous_Natural Gas_Miscellaneous_E5 | F6 | Commercial | Lodging | Existing | Miscellaneous | Natural Gas | Miscellaneous | E5 | Utility - Value of Sales | 0 | 0 | 0 | 0 | 0 | 0 | 0 | 0 | 0 | 0 | 0 | 0 | 0 | 0 | 0 | 0 | 0 | 0 | 0 | 0 | 0 | 0 | 0 | 0 | 0 | 0 | 0 | 0 | 0 | 0 | 0
F6_Commercial_Lodging_Existing_Miscellaneous_Natural Gas_Miscellaneous_E6 | F6 | Commercial | Lodging | Existing | Miscellaneous | Natural Gas | Miscellaneous | E6 | Utility - Value of Sales | 0 | 0 | 0 | 0 | 0 | 0 | 0 | 0 | 0 | 0 | 0 | 0 | 0 | 0 | 0 | 0 | 0 | 0 | 0 | 0 | 0 | 0 | 0 | 0 | 0 | 0 | 0 | 0 | 0 | 0 | 0
F6_Commercial_Lodging_Existing_Miscellaneous_Natural Gas_Miscellaneous_E7 | F6 | Commercial | Lodging | Existing | Miscellaneous | Natural Gas | Miscellaneous | E7 | Utility - Value of Sales | 0 | 0 | 0 | 0 | 0 | 0 | 0 | 0 | 0 | 0 | 0 | 0 | 0 | 0 | 0 | 0 | 0 | 0 | 0 | 0 | 0 | 0 | 0 | 0 | 0 | 0 | 0 | 0 | 0 | 0 | 0
F6_Commercial_Lodging_Existing_Miscellaneous_Natural Gas_Miscellaneous_E8 | F6 | Commercial | Lodging | Existing | Miscellaneous | Natural Gas | Miscellaneous | E8 | Utility - Value of Sales | 0 | 0 | 0 | 0 | 0 | 0 | 0 | 0 | 0 | 0 | 0 | 0 | 0 | 0 | 0 | 0 | 0 | 0 | 0 | 0 | 0 | 0 | 0 | 0 | 0 | 0 | 0 | 0 | 0 | 0 | 0
F6_Commercial_Lodging_Existing_Miscellaneous_Natural Gas_Miscellaneous_E9 | F6 | Commercial | Lodging | Existing | Miscellaneous | Natural Gas | Miscellaneous | E9 | Utility - Value of Sales | 0 | 0 | 0 | 0 | 0 | 0 | 0 | 0 | 0 | 0 | 0 | 0 | 0 | 0 | 0 | 0 | 0 | 0 | 0 | 0 | 0 | 0 | 0 | 0 | 0 | 0 | 0 | 0 | 0 | 0 | 0
F6_Commercial_Lodging_Existing_Miscellaneous_Natural Gas_Miscellaneous_E10 | F6 | Commercial | Lodging | Existing | Miscellaneous | Natural Gas | Miscellaneous | E10 | Utility - Value of Sales | 0 | 0 | 0 | 0 | 0 | 0 | 0 | 0 | 0 | 0 | 0 | 0 | 0 | 0 | 0 | 0 | 0 | 0 | 0 | 0 | 0 | 0 | 0 | 0 | 0 | 0 | 0 | 0 | 0 | 0 | 0
F1_Commercial_Lodging_New_Space Heating_Natural Gas_Furnace_E1 | F1 | Commercial | Lodging | New | Space Heating | Natural Gas | Furnace | E1 | Participant - Cost of Equipment | 0.05863 | 0.05863 | 0.05863 | 0.05863 | 0.05863 | 0 | 0 | 0 | 0 | 0 | 0 | 0 | 0 | 0 | 0 | 0 | 0 | 0 | 0 | 0 | 0 | 0 | 0 | 0 | 0 | 0 | 0 | 0 | 0 | 0 | 0
F1_Commercial_Lodging_New_Space Heating_Natural Gas_Furnace_E2 | F1 | Commercial | Lodging | New | Space Heating | Natural Gas | Furnace | E2 | Participant - Cost of Equipment | 0.072415 | 0.072415 | 0.072415 | 0.072415 | 0.072415 | 0 | 0 | 0 | 0 | 0 | 0 | 0 | 0 | 0 | 0 | 0 | 0 | 0 | 0 | 0 | 0 | 0 | 0 | 0 | 0 | 0 | 0 | 0 | 0 | 0 | 0
F1_Commercial_Lodging_New_Space Heating_Natural Gas_Furnace_E3 | F1 | Commercial | Lodging | New | Space Heating | Natural Gas | Furnace | E3 | Participant - Cost of Equipment | 0.087378 | 0.087378 | 0.087378 | 0.087378 | 0.087378 | 0.087378 | 0.087378 | 0.087378 | 0.087378 | 0.087378 | 0.087378 | 0.087378 | 0.087378 | 0.087378 | 0.087378 | 0.087378 | 0.087378 | 0.087378 | 0.087378 | 0.087378 | 0.087378 | 0.087378 | 0.087378 | 0.087378 | 0.087378 | 0.087378 | 0.087378 | 0.087378 | 0.087378 | 0.087378 | 0.087378
F1_Commercial_Lodging_New_Space Heating_Natural Gas_Furnace_E4 | F1 | Commercial | Lodging | New | Space Heating | Natural Gas | Furnace | E4 | Participant - Cost of Equipment | 0.072274 | 0.072274 | 0.072274 | 0.072274 | 0.072274 | 0.072274 | 0.072274 | 0.072274 | 0.072274 | 0.072274 | 0.072274 | 0.072274 | 0.072274 | 0.072274 | 0.072274 | 0.072274 | 0.072274 | 0.072274 | 0.072274 | 0.072274 | 0.072274 | 0.072274 | 0.072274 | 0.072274 | 0.072274 | 0.072274 | 0.072274 | 0.072274 | 0.072274 | 0.072274 | 0.072274
F1_Commercial_Lodging_New_Space Heating_Natural Gas_Furnace_E5 | F1 | Commercial | Lodging | New | Space Heating | Natural Gas | Furnace | E5 | Participant - Cost of Equipment | 0 | 0 | 0 | 0 | 0 | 0 | 0 | 0.60178 | 0.60178 | 0.60178 | 0.60178 | 0.60178 | 0.60178 | 0.60178 | 0.60178 | 0.60178 | 0.60178 | 0.60178 | 0.60178 | 0.60178 | 0.60178 | 0.60178 | 0.60178 | 0.60178 | 0.60178 | 0.60178 | 0.60178 | 0.60178 | 0.60178 | 0.60178 | 0.60178
F1_Commercial_Lodging_New_Space Heating_Natural Gas_Furnace_E6 | F1 | Commercial | Lodging | New | Space Heating | Natural Gas | Furnace | E6 | Participant - Cost of Equipment | 0 | 0 | 0 | 0 | 0 | 0 | 0 | 0 | 0 | 0 | 0 | 0 | 0 | 0 | 0 | 0 | 0 | 0 | 0 | 0 | 0 | 0 | 0 | 0 | 0 | 0 | 0 | 0 | 0 | 0 | 0
F1_Commercial_Lodging_New_Space Heating_Natural Gas_Furnace_E7 | F1 | Commercial | Lodging | New | Space Heating | Natural Gas | Furnace | E7 | Participant - Cost of Equipment | 0 | 0 | 0 | 0 | 0 | 0 | 0 | 0 | 0 | 0 | 0 | 0 | 0 | 0 | 0 | 0 | 0 | 0 | 0 | 0 | 0 | 0 | 0 | 0 | 0 | 0 | 0 | 0 | 0 | 0 | 0
F1_Commercial_Lodging_New_Space Heating_Natural Gas_Furnace_E8 | F1 | Commercial | Lodging | New | Space Heating | Natural Gas | Furnace | E8 | Participant - Cost of Equipment | 0 | 0 | 0 | 0 | 0 | 0 | 0 | 0 | 0 | 0 | 0 | 0 | 0 | 0 | 0 | 0 | 0 | 0 | 0 | 0 | 0 | 0 | 0 | 0 | 0 | 0 | 0 | 0 | 0 | 0 | 0
F1_Commercial_Lodging_New_Space Heating_Natural Gas_Furnace_E9 | F1 | Commercial | Lodging | New | Space Heating | Natural Gas | Furnace | E9 | Participant - Cost of Equipment | 0 | 0 | 0 | 0 | 0 | 0 | 0 | 0 | 0 | 0 | 0 | 0 | 0 | 0 | 0 | 0 | 0 | 0 | 0 | 0 | 0 | 0 | 0 | 0 | 0 | 0 | 0 | 0 | 0 | 0 | 0
F1_Commercial_Lodging_New_Space Heating_Natural Gas_Furnace_E10 | F1 | Commercial | Lodging | New | Space Heating | Natural Gas | Furnace | E10 | Participant - Cost of Equipment | 0 | 0 | 0 | 0 | 0 | 0 | 0 | 0 | 0 | 0 | 0 | 0 | 0 | 0 | 0 | 0 | 0 | 0 | 0 | 0 | 0 | 0 | 0 | 0 | 0 | 0 | 0 | 0 | 0 | 0 | 0
F2_Commercial_Lodging_New_Space Heating_Natural Gas_Furnace_E1 | F2 | Commercial | Lodging | New | Space Heating | Natural Gas | Furnace | E1 | Participant - Cost of Operation | 0.11079 | 0.1115 | 0.1119 | 0.11238 | 0.11337 | 0 | 0 | 0 | 0 | 0 | 0 | 0 | 0 | 0 | 0 | 0 | 0 | 0 | 0 | 0 | 0 | 0 | 0 | 0 | 0 | 0 | 0 | 0 | 0 | 0 | 0
F2_Commercial_Lodging_New_Space Heating_Natural Gas_Furnace_E2 | F2 | Commercial | Lodging | New | Space Heating | Natural Gas | Furnace | E2 | Participant - Cost of Operation | 0.10942 | 0.11012 | 0.11052 | 0.11099 | 0.11197 | 0 | 0 | 0 | 0 | 0 | 0 | 0 | 0 | 0 | 0 | 0 | 0 | 0 | 0 | 0 | 0 | 0 | 0 | 0 | 0 | 0 | 0 | 0 | 0 | 0 | 0
F2_Commercial_Lodging_New_Space Heating_Natural Gas_Furnace_E3 | F2 | Commercial | Lodging | New | Space Heating | Natural Gas | Furnace | E3 | Participant - Cost of Operation | 0.097397 | 0.098023 | 0.098371 | 0.098794 | 0.099667 | 0.096713 | 0.094623 | 0.092945 | 0.092386 | 0.091591 | 0.091159 | 0.090562 | 0.081288 | 0.080632 | 0.08055 | 0.079943 | 0.07973 | 0.079666 | 0.078182 | 0.07868 | 0.078893 | 0.079261 | 0.079778 | 0.046412 | 0.045254 | 0.044065 | 0.042833 | 0.041546 | 0.040192 | 0.038761 | 0.037239
F2_Commercial_Lodging_New_Space Heating_Natural Gas_Furnace_E4 | F2 | Commercial | Lodging | New | Space Heating | Natural Gas | Furnace | E4 | Participant - Cost of Operation | 0.092324 | 0.092918 | 0.093248 | 0.093648 | 0.094476 | 0.091675 | 0.089694 | 0.088104 | 0.087574 | 0.086821 | 0.086411 | 0.085845 | 0.077054 | 0.076432 | 0.076355 | 0.07578 | 0.075577 | 0.075517 | 0.07411 | 0.074582 | 0.074784 | 0.075133 | 0.075623 | 0.043995 | 0.042897 | 0.04177 | 0.040602 | 0.039382 | 0.038099 | 0.036742 | 0.0353
F2_Commercial_Lodging_New_Space Heating_Natural Gas_Furnace_E5 | F2 | Commercial | Lodging | New | Space Heating | Natural Gas | Furnace | E5 | Participant - Cost of Operation | 0 | 0 | 0 | 0 | 0 | 0 | 0 | 0.065061 | 0.06467 | 0.064114 | 0.063811 | 0.063393 | 0.056901 | 0.056442 | 0.056385 | 0.05596 | 0.055811 | 0.055766 | 0.054728 | 0.055076 | 0.055225 | 0.055483 | 0.055845 | 0.032489 | 0.031678 | 0.030845 | 0.029983 | 0.029082 | 0.028135 | 0.027132 | 0.026068
F2_Commercial_Lodging_New_Space Heating_Natural Gas_Furnace_E6 | F2 | Commercial | Lodging | New | Space Heating | Natural Gas | Furnace | E6 | Participant - Cost of Operation | 0 | 0 | 0 | 0 | 0 | 0 | 0 | 0 | 0 | 0 | 0 | 0 | 0 | 0 | 0 | 0 | 0 | 0 | 0 | 0 | 0 | 0 | 0 | 0 | 0 | 0 | 0 | 0 | 0 | 0 | 0
F2_Commercial_Lodging_New_Space Heating_Natural Gas_Furnace_E7 | F2 | Commercial | Lodging | New | Space Heating | Natural Gas | Furnace | E7 | Participant - Cost of Operation | 0 | 0 | 0 | 0 | 0 | 0 | 0 | 0 | 0 | 0 | 0 | 0 | 0 | 0 | 0 | 0 | 0 | 0 | 0 | 0 | 0 | 0 | 0 | 0 | 0 | 0 | 0 | 0 | 0 | 0 | 0
F2_Commercial_Lodging_New_Space Heating_Natural Gas_Furnace_E8 | F2 | Commercial | Lodging | New | Space Heating | Natural Gas | Furnace | E8 | Participant - Cost of Operation | 0 | 0 | 0 | 0 | 0 | 0 | 0 | 0 | 0 | 0 | 0 | 0 | 0 | 0 | 0 | 0 | 0 | 0 | 0 | 0 | 0 | 0 | 0 | 0 | 0 | 0 | 0 | 0 | 0 | 0 | 0
F2_Commercial_Lodging_New_Space Heating_Natural Gas_Furnace_E9 | F2 | Commercial | Lodging | New | Space Heating | Natural Gas | Furnace | E9 | Participant - Cost of Operation | 0 | 0 | 0 | 0 | 0 | 0 | 0 | 0 | 0 | 0 | 0 | 0 | 0 | 0 | 0 | 0 | 0 | 0 | 0 | 0 | 0 | 0 | 0 | 0 | 0 | 0 | 0 | 0 | 0 | 0 | 0
F2_Commercial_Lodging_New_Space Heating_Natural Gas_Furnace_E10 | F2 | Commercial | Lodging | New | Space Heating | Natural Gas | Furnace | E10 | Participant - Cost of Operation | 0 | 0 | 0 | 0 | 0 | 0 | 0 | 0 | 0 | 0 | 0 | 0 | 0 | 0 | 0 | 0 | 0 | 0 | 0 | 0 | 0 | 0 | 0 | 0 | 0 | 0 | 0 | 0 | 0 | 0 | 0
F3_Commercial_Lodging_New_Space Heating_Natural Gas_Furnace_E1 | F3 | Commercial | Lodging | New | Space Heating | Natural Gas | Furnace | E1 | System - kBTUs of Conusmption | 9.5162 | 9.5262 | 9.5198 | 9.5155 | 9.5155 | 0 | 0 | 0 | 0 | 0 | 0 | 0 | 0 | 0 | 0 | 0 | 0 | 0 | 0 | 0 | 0 | 0 | 0 | 0 | 0 | 0 | 0 | 0 | 0 | 0 | 0
F3_Commercial_Lodging_New_Space Heating_Natural Gas_Furnace_E2 | F3 | Commercial | Lodging | New | Space Heating | Natural Gas | Furnace | E2 | System - kBTUs of Conusmption | 9.3988 | 9.4085 | 9.4023 | 9.398 | 9.398 | 0 | 0 | 0 | 0 | 0 | 0 | 0 | 0 | 0 | 0 | 0 | 0 | 0 | 0 | 0 | 0 | 0 | 0 | 0 | 0 | 0 | 0 | 0 | 0 | 0 | 0
F3_Commercial_Lodging_New_Space Heating_Natural Gas_Furnace_E3 | F3 | Commercial | Lodging | New | Space Heating | Natural Gas | Furnace | E3 | System - kBTUs of Conusmption | 8.3659 | 8.3746 | 8.3691 | 8.3653 | 8.3653 | 8.3653 | 8.3653 | 8.3653 | 8.3653 | 8.3653 | 8.3653 | 8.3653 | 8.3653 | 8.3653 | 8.3653 | 8.3653 | 8.3653 | 8.3653 | 8.3653 | 8.3653 | 8.3653 | 8.3653 | 8.3653 | 8.3653 | 8.3653 | 8.3653 | 8.3653 | 8.3653 | 8.3653 | 8.3653 | 8.3653
F3_Commercial_Lodging_New_Space Heating_Natural Gas_Furnace_E4 | F3 | Commercial | Lodging | New | Space Heating | Natural Gas | Furnace | E4 | System - kBTUs of Conusmption | 7.9302 | 7.9385 | 7.9332 | 7.9296 | 7.9296 | 7.9296 | 7.9296 | 7.9296 | 7.9296 | 7.9296 | 7.9296 | 7.9296 | 7.9296 | 7.9296 | 7.9296 | 7.9296 | 7.9296 | 7.9296 | 7.9296 | 7.9296 | 7.9296 | 7.9296 | 7.9296 | 7.9296 | 7.9296 | 7.9296 | 7.9296 | 7.9296 | 7.9296 | 7.9296 | 7.9296
F3_Commercial_Lodging_New_Space Heating_Natural Gas_Furnace_E5 | F3 | Commercial | Lodging | New | Space Heating | Natural Gas | Furnace | E5 | System - kBTUs of Conusmption | 0 | 0 | 0 | 0 | 0 | 0 | 0 | 5.8557 | 5.8557 | 5.8557 | 5.8557 | 5.8557 | 5.8557 | 5.8557 | 5.8557 | 5.8557 | 5.8557 | 5.8557 | 5.8557 | 5.8557 | 5.8557 | 5.8557 | 5.8557 | 5.8557 | 5.8557 | 5.8557 | 5.8557 | 5.8557 | 5.8557 | 5.8557 | 5.8557
F3_Commercial_Lodging_New_Space Heating_Natural Gas_Furnace_E6 | F3 | Commercial | Lodging | New | Space Heating | Natural Gas | Furnace | E6 | System - kBTUs of Conusmption | 0 | 0 | 0 | 0 | 0 | 0 | 0 | 0 | 0 | 0 | 0 | 0 | 0 | 0 | 0 | 0 | 0 | 0 | 0 | 0 | 0 | 0 | 0 | 0 | 0 | 0 | 0 | 0 | 0 | 0 | 0
F3_Commercial_Lodging_New_Space Heating_Natural Gas_Furnace_E7 | F3 | Commercial | Lodging | New | Space Heating | Natural Gas | Furnace | E7 | System - kBTUs of Conusmption | 0 | 0 | 0 | 0 | 0 | 0 | 0 | 0 | 0 | 0 | 0 | 0 | 0 | 0 | 0 | 0 | 0 | 0 | 0 | 0 | 0 | 0 | 0 | 0 | 0 | 0 | 0 | 0 | 0 | 0 | 0
F3_Commercial_Lodging_New_Space Heating_Natural Gas_Furnace_E8 | F3 | Commercial | Lodging | New | Space Heating | Natural Gas | Furnace | E8 | System - kBTUs of Conusmption | 0 | 0 | 0 | 0 | 0 | 0 | 0 | 0 | 0 | 0 | 0 | 0 | 0 | 0 | 0 | 0 | 0 | 0 | 0 | 0 | 0 | 0 | 0 | 0 | 0 | 0 | 0 | 0 | 0 | 0 | 0
F3_Commercial_Lodging_New_Space Heating_Natural Gas_Furnace_E9 | F3 | Commercial | Lodging | New | Space Heating | Natural Gas | Furnace | E9 | System - kBTUs of Conusmption | 0 | 0 | 0 | 0 | 0 | 0 | 0 | 0 | 0 | 0 | 0 | 0 | 0 | 0 | 0 | 0 | 0 | 0 | 0 | 0 | 0 | 0 | 0 | 0 | 0 | 0 | 0 | 0 | 0 | 0 | 0
F3_Commercial_Lodging_New_Space Heating_Natural Gas_Furnace_E10 | F3 | Commercial | Lodging | New | Space Heating | Natural Gas | Furnace | E10 | System - kBTUs of Conusmption | 0 | 0 | 0 | 0 | 0 | 0 | 0 | 0 | 0 | 0 | 0 | 0 | 0 | 0 | 0 | 0 | 0 | 0 | 0 | 0 | 0 | 0 | 0 | 0 | 0 | 0 | 0 | 0 | 0 | 0 | 0
F4_Commercial_Lodging_New_Space Heating_Natural Gas_Furnace_E1 | F4 | Commercial | Lodging | New | Space Heating | Natural Gas | Furnace | E1 | Utility - Cost of Equipment | 0.05863 | 0.05863 | 0.05863 | 0.05863 | 0.05863 | 0 | 0 | 0 | 0 | 0 | 0 | 0 | 0 | 0 | 0 | 0 | 0 | 0 | 0 | 0 | 0 | 0 | 0 | 0 | 0 | 0 | 0 | 0 | 0 | 0 | 0
F4_Commercial_Lodging_New_Space Heating_Natural Gas_Furnace_E2 | F4 | Commercial | Lodging | New | Space Heating | Natural Gas | Furnace | E2 | Utility - Cost of Equipment | 0.072415 | 0.072415 | 0.072415 | 0.072415 | 0.072415 | 0 | 0 | 0 | 0 | 0 | 0 | 0 | 0 | 0 | 0 | 0 | 0 | 0 | 0 | 0 | 0 | 0 | 0 | 0 | 0 | 0 | 0 | 0 | 0 | 0 | 0
F4_Commercial_Lodging_New_Space Heating_Natural Gas_Furnace_E3 | F4 | Commercial | Lodging | New | Space Heating | Natural Gas | Furnace | E3 | Utility - Cost of Equipment | 0.087378 | 0.087378 | 0.087378 | 0.087378 | 0.087378 | 0.087378 | 0.087378 | 0.087378 | 0.087378 | 0.087378 | 0.087378 | 0.087378 | 0.087378 | 0.087378 | 0.087378 | 0.087378 | 0.087378 | 0.087378 | 0.087378 | 0.087378 | 0.087378 | 0.087378 | 0.087378 | 0.087378 | 0.087378 | 0.087378 | 0.087378 | 0.087378 | 0.087378 | 0.087378 | 0.087378
F4_Commercial_Lodging_New_Space Heating_Natural Gas_Furnace_E4 | F4 | Commercial | Lodging | New | Space Heating | Natural Gas | Furnace | E4 | Utility - Cost of Equipment | 0.072274 | 0.072274 | 0.072274 | 0.072274 | 0.072274 | 0.072274 | 0.072274 | 0.072274 | 0.072274 | 0.072274 | 0.072274 | 0.072274 | 0.072274 | 0.072274 | 0.072274 | 0.072274 | 0.072274 | 0.072274 | 0.072274 | 0.072274 | 0.072274 | 0.072274 | 0.072274 | 0.072274 | 0.072274 | 0.072274 | 0.072274 | 0.072274 | 0.072274 | 0.072274 | 0.072274
F4_Commercial_Lodging_New_Space Heating_Natural Gas_Furnace_E5 | F4 | Commercial | Lodging | New | Space Heating | Natural Gas | Furnace | E5 | Utility - Cost of Equipment | 0 | 0 | 0 | 0 | 0 | 0 | 0 | 0.60178 | 0.60178 | 0.60178 | 0.60178 | 0.60178 | 0.60178 | 0.60178 | 0.60178 | 0.60178 | 0.60178 | 0.60178 | 0.60178 | 0.60178 | 0.60178 | 0.60178 | 0.60178 | 0.60178 | 0.60178 | 0.60178 | 0.60178 | 0.60178 | 0.60178 | 0.60178 | 0.60178
F4_Commercial_Lodging_New_Space Heating_Natural Gas_Furnace_E6 | F4 | Commercial | Lodging | New | Space Heating | Natural Gas | Furnace | E6 | Utility - Cost of Equipment | 0 | 0 | 0 | 0 | 0 | 0 | 0 | 0 | 0 | 0 | 0 | 0 | 0 | 0 | 0 | 0 | 0 | 0 | 0 | 0 | 0 | 0 | 0 | 0 | 0 | 0 | 0 | 0 | 0 | 0 | 0
F4_Commercial_Lodging_New_Space Heating_Natural Gas_Furnace_E7 | F4 | Commercial | Lodging | New | Space Heating | Natural Gas | Furnace | E7 | Utility - Cost of Equipment | 0 | 0 | 0 | 0 | 0 | 0 | 0 | 0 | 0 | 0 | 0 | 0 | 0 | 0 | 0 | 0 | 0 | 0 | 0 | 0 | 0 | 0 | 0 | 0 | 0 | 0 | 0 | 0 | 0 | 0 | 0
F4_Commercial_Lodging_New_Space Heating_Natural Gas_Furnace_E8 | F4 | Commercial | Lodging | New | Space Heating | Natural Gas | Furnace | E8 | Utility - Cost of Equipment | 0 | 0 | 0 | 0 | 0 | 0 | 0 | 0 | 0 | 0 | 0 | 0 | 0 | 0 | 0 | 0 | 0 | 0 | 0 | 0 | 0 | 0 | 0 | 0 | 0 | 0 | 0 | 0 | 0 | 0 | 0
F4_Commercial_Lodging_New_Space Heating_Natural Gas_Furnace_E9 | F4 | Commercial | Lodging | New | Space Heating | Natural Gas | Furnace | E9 | Utility - Cost of Equipment | 0 | 0 | 0 | 0 | 0 | 0 | 0 | 0 | 0 | 0 | 0 | 0 | 0 | 0 | 0 | 0 | 0 | 0 | 0 | 0 | 0 | 0 | 0 | 0 | 0 | 0 | 0 | 0 | 0 | 0 | 0
F4_Commercial_Lodging_New_Space Heating_Natural Gas_Furnace_E10 | F4 | Commercial | Lodging | New | Space Heating | Natural Gas | Furnace | E10 | Utility - Cost of Equipment | 0 | 0 | 0 | 0 | 0 | 0 | 0 | 0 | 0 | 0 | 0 | 0 | 0 | 0 | 0 | 0 | 0 | 0 | 0 | 0 | 0 | 0 | 0 | 0 | 0 | 0 | 0 | 0 | 0 | 0 | 0
F5_Commercial_Lodging_New_Space Heating_Natural Gas_Furnace_E1 | F5 | Commercial | Lodging | New | Space Heating | Natural Gas | Furnace | E1 | Utility - Cost of Operation | 0.092473 | 0.093068 | 0.093398 | 0.0938 | 0.094628 | 0 | 0 | 0 | 0 | 0 | 0 | 0 | 0 | 0 | 0 | 0 | 0 | 0 | 0 | 0 | 0 | 0 | 0 | 0 | 0 | 0 | 0 | 0 | 0 | 0 | 0
F5_Commercial_Lodging_New_Space Heating_Natural Gas_Furnace_E2 | F5 | Commercial | Lodging | New | Space Heating | Natural Gas | Furnace | E2 | Utility - Cost of Operation | 0.091331 | 0.091919 | 0.092245 | 0.092642 | 0.09346 | 0 | 0 | 0 | 0 | 0 | 0 | 0 | 0 | 0 | 0 | 0 | 0 | 0 | 0 | 0 | 0 | 0 | 0 | 0 | 0 | 0 | 0 | 0 | 0 | 0 | 0
F5_Commercial_Lodging_New_Space Heating_Natural Gas_Furnace_E3 | F5 | Commercial | Lodging | New | Space Heating | Natural Gas | Furnace | E3 | Utility - Cost of Operation | 0.081295 | 0.081818 | 0.082108 | 0.082461 | 0.08319 | 0.080724 | 0.07898 | 0.077579 | 0.077112 | 0.076449 | 0.076089 | 0.07559 | 0.067849 | 0.067302 | 0.067234 | 0.066727 | 0.066549 | 0.066495 | 0.065257 | 0.065673 | 0.06585 | 0.066158 | 0.066589 | 0.03874 | 0.037773 | 0.03678 | 0.035752 | 0.034678 | 0.033548 | 0.032353 | 0.031083
F5_Commercial_Lodging_New_Space Heating_Natural Gas_Furnace_E4 | F5 | Commercial | Lodging | New | Space Heating | Natural Gas | Furnace | E4 | Utility - Cost of Operation | 0.077061 | 0.077557 | 0.077832 | 0.078166 | 0.078857 | 0.07652 | 0.074866 | 0.073538 | 0.073096 | 0.072467 | 0.072126 | 0.071653 | 0.064315 | 0.063797 | 0.063732 | 0.063252 | 0.063083 | 0.063032 | 0.061858 | 0.062252 | 0.06242 | 0.062712 | 0.063121 | 0.036722 | 0.035805 | 0.034864 | 0.03389 | 0.032871 | 0.0318 | 0.030668 | 0.029464
F5_Commercial_Lodging_New_Space Heating_Natural Gas_Furnace_E5 | F5 | Commercial | Lodging | New | Space Heating | Natural Gas | Furnace | E5 | Utility - Cost of Operation | 0 | 0 | 0 | 0 | 0 | 0 | 0 | 0.054305 | 0.053979 | 0.053514 | 0.053262 | 0.052913 | 0.047494 | 0.047111 | 0.047064 | 0.046709 | 0.046584 | 0.046547 | 0.04568 | 0.045971 | 0.046095 | 0.04631 | 0.046612 | 0.027118 | 0.026441 | 0.025746 | 0.025026 | 0.024274 | 0.023483 | 0.022647 | 0.021758
F5_Commercial_Lodging_New_Space Heating_Natural Gas_Furnace_E6 | F5 | Commercial | Lodging | New | Space Heating | Natural Gas | Furnace | E6 | Utility - Cost of Operation | 0 | 0 | 0 | 0 | 0 | 0 | 0 | 0 | 0 | 0 | 0 | 0 | 0 | 0 | 0 | 0 | 0 | 0 | 0 | 0 | 0 | 0 | 0 | 0 | 0 | 0 | 0 | 0 | 0 | 0 | 0
F5_Commercial_Lodging_New_Space Heating_Natural Gas_Furnace_E7 | F5 | Commercial | Lodging | New | Space Heating | Natural Gas | Furnace | E7 | Utility - Cost of Operation | 0 | 0 | 0 | 0 | 0 | 0 | 0 | 0 | 0 | 0 | 0 | 0 | 0 | 0 | 0 | 0 | 0 | 0 | 0 | 0 | 0 | 0 | 0 | 0 | 0 | 0 | 0 | 0 | 0 | 0 | 0
F5_Commercial_Lodging_New_Space Heating_Natural Gas_Furnace_E8 | F5 | Commercial | Lodging | New | Space Heating | Natural Gas | Furnace | E8 | Utility - Cost of Operation | 0 | 0 | 0 | 0 | 0 | 0 | 0 | 0 | 0 | 0 | 0 | 0 | 0 | 0 | 0 | 0 | 0 | 0 | 0 | 0 | 0 | 0 | 0 | 0 | 0 | 0 | 0 | 0 | 0 | 0 | 0
F5_Commercial_Lodging_New_Space Heating_Natural Gas_Furnace_E9 | F5 | Commercial | Lodging | New | Space Heating | Natural Gas | Furnace | E9 | Utility - Cost of Operation | 0 | 0 | 0 | 0 | 0 | 0 | 0 | 0 | 0 | 0 | 0 | 0 | 0 | 0 | 0 | 0 | 0 | 0 | 0 | 0 | 0 | 0 | 0 | 0 | 0 | 0 | 0 | 0 | 0 | 0 | 0
F5_Commercial_Lodging_New_Space Heating_Natural Gas_Furnace_E10 | F5 | Commercial | Lodging | New | Space Heating | Natural Gas | Furnace | E10 | Utility - Cost of Operation | 0 | 0 | 0 | 0 | 0 | 0 | 0 | 0 | 0 | 0 | 0 | 0 | 0 | 0 | 0 | 0 | 0 | 0 | 0 | 0 | 0 | 0 | 0 | 0 | 0 | 0 | 0 | 0 | 0 | 0 | 0
F6_Commercial_Lodging_New_Space Heating_Natural Gas_Furnace_E1 | F6 | Commercial | Lodging | New | Space Heating | Natural Gas | Furnace | E1 | Utility - Value of Sales | 0.11079 | 0.1115 | 0.1119 | 0.11238 | 0.11337 | 0 | 0 | 0 | 0 | 0 | 0 | 0 | 0 | 0 | 0 | 0 | 0 | 0 | 0 | 0 | 0 | 0 | 0 | 0 | 0 | 0 | 0 | 0 | 0 | 0 | 0
F6_Commercial_Lodging_New_Space Heating_Natural Gas_Furnace_E2 | F6 | Commercial | Lodging | New | Space Heating | Natural Gas | Furnace | E2 | Utility - Value of Sales | 0.10942 | 0.11012 | 0.11052 | 0.11099 | 0.11197 | 0 | 0 | 0 | 0 | 0 | 0 | 0 | 0 | 0 | 0 | 0 | 0 | 0 | 0 | 0 | 0 | 0 | 0 | 0 | 0 | 0 | 0 | 0 | 0 | 0 | 0
F6_Commercial_Lodging_New_Space Heating_Natural Gas_Furnace_E3 | F6 | Commercial | Lodging | New | Space Heating | Natural Gas | Furnace | E3 | Utility - Value of Sales | 0.097397 | 0.098023 | 0.098371 | 0.098794 | 0.099667 | 0.096713 | 0.094623 | 0.092945 | 0.092386 | 0.091591 | 0.091159 | 0.090562 | 0.081288 | 0.080632 | 0.08055 | 0.079943 | 0.07973 | 0.079666 | 0.078182 | 0.07868 | 0.078893 | 0.079261 | 0.079778 | 0.046412 | 0.045254 | 0.044065 | 0.042833 | 0.041546 | 0.040192 | 0.038761 | 0.037239
F6_Commercial_Lodging_New_Space Heating_Natural Gas_Furnace_E4 | F6 | Commercial | Lodging | New | Space Heating | Natural Gas | Furnace | E4 | Utility - Value of Sales | 0.092324 | 0.092918 | 0.093248 | 0.093648 | 0.094476 | 0.091675 | 0.089694 | 0.088104 | 0.087574 | 0.086821 | 0.086411 | 0.085845 | 0.077054 | 0.076432 | 0.076355 | 0.07578 | 0.075577 | 0.075517 | 0.07411 | 0.074582 | 0.074784 | 0.075133 | 0.075623 | 0.043995 | 0.042897 | 0.04177 | 0.040602 | 0.039382 | 0.038099 | 0.036742 | 0.0353
F6_Commercial_Lodging_New_Space Heating_Natural Gas_Furnace_E5 | F6 | Commercial | Lodging | New | Space Heating | Natural Gas | Furnace | E5 | Utility - Value of Sales | 0 | 0 | 0 | 0 | 0 | 0 | 0 | 0.065061 | 0.06467 | 0.064114 | 0.063811 | 0.063393 | 0.056901 | 0.056442 | 0.056385 | 0.05596 | 0.055811 | 0.055766 | 0.054728 | 0.055076 | 0.055225 | 0.055483 | 0.055845 | 0.032489 | 0.031678 | 0.030845 | 0.029983 | 0.029082 | 0.028135 | 0.027132 | 0.026068
F6_Commercial_Lodging_New_Space Heating_Natural Gas_Furnace_E6 | F6 | Commercial | Lodging | New | Space Heating | Natural Gas | Furnace | E6 | Utility - Value of Sales | 0 | 0 | 0 | 0 | 0 | 0 | 0 | 0 | 0 | 0 | 0 | 0 | 0 | 0 | 0 | 0 | 0 | 0 | 0 | 0 | 0 | 0 | 0 | 0 | 0 | 0 | 0 | 0 | 0 | 0 | 0
F6_Commercial_Lodging_New_Space Heating_Natural Gas_Furnace_E7 | F6 | Commercial | Lodging | New | Space Heating | Natural Gas | Furnace | E7 | Utility - Value of Sales | 0 | 0 | 0 | 0 | 0 | 0 | 0 | 0 | 0 | 0 | 0 | 0 | 0 | 0 | 0 | 0 | 0 | 0 | 0 | 0 | 0 | 0 | 0 | 0 | 0 | 0 | 0 | 0 | 0 | 0 | 0
F6_Commercial_Lodging_New_Space Heating_Natural Gas_Furnace_E8 | F6 | Commercial | Lodging | New | Space Heating | Natural Gas | Furnace | E8 | Utility - Value of Sales | 0 | 0 | 0 | 0 | 0 | 0 | 0 | 0 | 0 | 0 | 0 | 0 | 0 | 0 | 0 | 0 | 0 | 0 | 0 | 0 | 0 | 0 | 0 | 0 | 0 | 0 | 0 | 0 | 0 | 0 | 0
F6_Commercial_Lodging_New_Space Heating_Natural Gas_Furnace_E9 | F6 | Commercial | Lodging | New | Space Heating | Natural Gas | Furnace | E9 | Utility - Value of Sales | 0 | 0 | 0 | 0 | 0 | 0 | 0 | 0 | 0 | 0 | 0 | 0 | 0 | 0 | 0 | 0 | 0 | 0 | 0 | 0 | 0 | 0 | 0 | 0 | 0 | 0 | 0 | 0 | 0 | 0 | 0
F6_Commercial_Lodging_New_Space Heating_Natural Gas_Furnace_E10 | F6 | Commercial | Lodging | New | Space Heating | Natural Gas | Furnace | E10 | Utility - Value of Sales | 0 | 0 | 0 | 0 | 0 | 0 | 0 | 0 | 0 | 0 | 0 | 0 | 0 | 0 | 0 | 0 | 0 | 0 | 0 | 0 | 0 | 0 | 0 | 0 | 0 | 0 | 0 | 0 | 0 | 0 | 0
F1_Commercial_Lodging_New_Space Heating_Natural Gas_Boiler_E1 | F1 | Commercial | Lodging | New | Space Heating | Natural Gas | Boiler | E1 | Participant - Cost of Equipment | 0.1132 | 0.1132 | 0.1132 | 0.1132 | 0.1132 | 0 | 0 | 0 | 0 | 0 | 0 | 0 | 0 | 0 | 0 | 0 | 0 | 0 | 0 | 0 | 0 | 0 | 0 | 0 | 0 | 0 | 0 | 0 | 0 | 0 | 0
F1_Commercial_Lodging_New_Space Heating_Natural Gas_Boiler_E2 | F1 | Commercial | Lodging | New | Space Heating | Natural Gas | Boiler | E2 | Participant - Cost of Equipment | 0.11701 | 0.11701 | 0.11701 | 0.11701 | 0.11701 | 0 | 0 | 0 | 0 | 0 | 0 | 0 | 0 | 0 | 0 | 0 | 0 | 0 | 0 | 0 | 0 | 0 | 0 | 0 | 0 | 0 | 0 | 0 | 0 | 0 | 0
F1_Commercial_Lodging_New_Space Heating_Natural Gas_Boiler_E3 | F1 | Commercial | Lodging | New | Space Heating | Natural Gas | Boiler | E3 | Participant - Cost of Equipment | 0.18393 | 0.18393 | 0.18393 | 0.18393 | 0.18393 | 0.18393 | 0.18393 | 0.18393 | 0.18393 | 0.18393 | 0.18393 | 0.18393 | 0.18393 | 0.18393 | 0.18393 | 0.18393 | 0.18393 | 0.18393 | 0.18393 | 0.18393 | 0.18393 | 0.18393 | 0.18393 | 0.18393 | 0.18393 | 0.18393 | 0.18393 | 0.18393 | 0.18393 | 0.18393 | 0.18393
F1_Commercial_Lodging_New_Space Heating_Natural Gas_Boiler_E4 | F1 | Commercial | Lodging | New | Space Heating | Natural Gas | Boiler | E4 | Participant - Cost of Equipment | 0.20115 | 0.20115 | 0.20115 | 0.20115 | 0.20115 | 0.20115 | 0.20115 | 0.20115 | 0.20115 | 0.20115 | 0.20115 | 0.20115 | 0.20115 | 0.20115 | 0.20115 | 0.20115 | 0.20115 | 0.20115 | 0.20115 | 0.20115 | 0.20115 | 0.20115 | 0.20115 | 0.20115 | 0.20115 | 0.20115 | 0.20115 | 0.20115 | 0.20115 | 0.20115 | 0.20115
F1_Commercial_Lodging_New_Space Heating_Natural Gas_Boiler_E5 | F1 | Commercial | Lodging | New | Space Heating | Natural Gas | Boiler | E5 | Participant - Cost of Equipment | 0.66215 | 0.66215 | 0.66215 | 0.66215 | 0.66215 | 0.66215 | 0.66215 | 0.66215 | 0.66215 | 0.66215 | 0.66215 | 0.66215 | 0.66215 | 0.66215 | 0.66215 | 0.66215 | 0.66215 | 0.66215 | 0.66215 | 0.66215 | 0.66215 | 0.66215 | 0.66215 | 0.66215 | 0.66215 | 0.66215 | 0.66215 | 0.66215 | 0.66215 | 0.66215 | 0.66215
F1_Commercial_Lodging_New_Space Heating_Natural Gas_Boiler_E6 | F1 | Commercial | Lodging | New | Space Heating | Natural Gas | Boiler | E6 | Participant - Cost of Equipment | 0 | 0 | 0 | 0 | 0 | 0 | 0 | 0 | 0 | 0 | 0 | 0 | 0 | 0 | 0 | 0 | 0 | 0 | 0 | 0 | 0 | 0 | 0 | 0 | 0 | 0 | 0 | 0 | 0 | 0 | 0
F1_Commercial_Lodging_New_Space Heating_Natural Gas_Boiler_E7 | F1 | Commercial | Lodging | New | Space Heating | Natural Gas | Boiler | E7 | Participant - Cost of Equipment | 0 | 0 | 0 | 0 | 0 | 0 | 0 | 0 | 0 | 0 | 0 | 0 | 0 | 0 | 0 | 0 | 0 | 0 | 0 | 0 | 0 | 0 | 0 | 0 | 0 | 0 | 0 | 0 | 0 | 0 | 0
F1_Commercial_Lodging_New_Space Heating_Natural Gas_Boiler_E8 | F1 | Commercial | Lodging | New | Space Heating | Natural Gas | Boiler | E8 | Participant - Cost of Equipment | 0 | 0 | 0 | 0 | 0 | 0 | 0 | 0 | 0 | 0 | 0 | 0 | 0 | 0 | 0 | 0 | 0 | 0 | 0 | 0 | 0 | 0 | 0 | 0 | 0 | 0 | 0 | 0 | 0 | 0 | 0
F1_Commercial_Lodging_New_Space Heating_Natural Gas_Boiler_E9 | F1 | Commercial | Lodging | New | Space Heating | Natural Gas | Boiler | E9 | Participant - Cost of Equipment | 0 | 0 | 0 | 0 | 0 | 0 | 0 | 0 | 0 | 0 | 0 | 0 | 0 | 0 | 0 | 0 | 0 | 0 | 0 | 0 | 0 | 0 | 0 | 0 | 0 | 0 | 0 | 0 | 0 | 0 | 0
F1_Commercial_Lodging_New_Space Heating_Natural Gas_Boiler_E10 | F1 | Commercial | Lodging | New | Space Heating | Natural Gas | Boiler | E10 | Participant - Cost of Equipment | 0 | 0 | 0 | 0 | 0 | 0 | 0 | 0 | 0 | 0 | 0 | 0 | 0 | 0 | 0 | 0 | 0 | 0 | 0 | 0 | 0 | 0 | 0 | 0 | 0 | 0 | 0 | 0 | 0 | 0 | 0
F2_Commercial_Lodging_New_Space Heating_Natural Gas_Boiler_E1 | F2 | Commercial | Lodging | New | Space Heating | Natural Gas | Boiler | E1 | Participant - Cost of Operation | 0.2024 | 0.20361 | 0.20438 | 0.2053 | 0.20713 | 0 | 0 | 0 | 0 | 0 | 0 | 0 | 0 | 0 | 0 | 0 | 0 | 0 | 0 | 0 | 0 | 0 | 0 | 0 | 0 | 0 | 0 | 0 | 0 | 0 | 0
F2_Commercial_Lodging_New_Space Heating_Natural Gas_Boiler_E2 | F2 | Commercial | Lodging | New | Space Heating | Natural Gas | Boiler | E2 | Participant - Cost of Operation | 0.19277 | 0.19392 | 0.19465 | 0.19552 | 0.19727 | 0 | 0 | 0 | 0 | 0 | 0 | 0 | 0 | 0 | 0 | 0 | 0 | 0 | 0 | 0 | 0 | 0 | 0 | 0 | 0 | 0 | 0 | 0 | 0 | 0 | 0
F2_Commercial_Lodging_New_Space Heating_Natural Gas_Boiler_E3 | F2 | Commercial | Lodging | New | Space Heating | Natural Gas | Boiler | E3 | Participant - Cost of Operation | 0.17226 | 0.17329 | 0.17394 | 0.17472 | 0.17628 | 0.16956 | 0.16413 | 0.16121 | 0.1602 | 0.15879 | 0.15799 | 0.15692 | 0.14115 | 0.13998 | 0.13979 | 0.13871 | 0.1383 | 0.13814 | 0.1355 | 0.13613 | 0.13628 | 0.13669 | 0.13734 | 0.080582 | 0.078385 | 0.076128 | 0.073793 | 0.071356 | 0.068799 | 0.066101 | 0.063242
F2_Commercial_Lodging_New_Space Heating_Natural Gas_Boiler_E4 | F2 | Commercial | Lodging | New | Space Heating | Natural Gas | Boiler | E4 | Participant - Cost of Operation | 0.16523 | 0.16621 | 0.16684 | 0.16759 | 0.16909 | 0.16264 | 0.15743 | 0.15463 | 0.15366 | 0.15231 | 0.15155 | 0.15052 | 0.13539 | 0.13427 | 0.13409 | 0.13305 | 0.13265 | 0.1325 | 0.12997 | 0.13058 | 0.13072 | 0.13111 | 0.13174 | 0.077293 | 0.075185 | 0.073021 | 0.070781 | 0.068444 | 0.065991 | 0.063403 | 0.060661
F2_Commercial_Lodging_New_Space Heating_Natural Gas_Boiler_E5 | F2 | Commercial | Lodging | New | Space Heating | Natural Gas | Boiler | E5 | Participant - Cost of Operation | 0.12456 | 0.1253 | 0.12577 | 0.12634 | 0.12747 | 0.12261 | 0.11868 | 0.11657 | 0.11584 | 0.11482 | 0.11424 | 0.11347 | 0.10206 | 0.10122 | 0.10108 | 0.1003 | 0.099999 | 0.099884 | 0.097976 | 0.098435 | 0.098543 | 0.098837 | 0.099309 | 0.058267 | 0.056678 | 0.055047 | 0.053358 | 0.051596 | 0.049747 | 0.047796 | 0.045729
F2_Commercial_Lodging_New_Space Heating_Natural Gas_Boiler_E6 | F2 | Commercial | Lodging | New | Space Heating | Natural Gas | Boiler | E6 | Participant - Cost of Operation | 0 | 0 | 0 | 0 | 0 | 0 | 0 | 0 | 0 | 0 | 0 | 0 | 0 | 0 | 0 | 0 | 0 | 0 | 0 | 0 | 0 | 0 | 0 | 0 | 0 | 0 | 0 | 0 | 0 | 0 | 0
F2_Commercial_Lodging_New_Space Heating_Natural Gas_Boiler_E7 | F2 | Commercial | Lodging | New | Space Heating | Natural Gas | Boiler | E7 | Participant - Cost of Operation | 0 | 0 | 0 | 0 | 0 | 0 | 0 | 0 | 0 | 0 | 0 | 0 | 0 | 0 | 0 | 0 | 0 | 0 | 0 | 0 | 0 | 0 | 0 | 0 | 0 | 0 | 0 | 0 | 0 | 0 | 0
F2_Commercial_Lodging_New_Space Heating_Natural Gas_Boiler_E8 | F2 | Commercial | Lodging | New | Space Heating | Natural Gas | Boiler | E8 | Participant - Cost of Operation | 0 | 0 | 0 | 0 | 0 | 0 | 0 | 0 | 0 | 0 | 0 | 0 | 0 | 0 | 0 | 0 | 0 | 0 | 0 | 0 | 0 | 0 | 0 | 0 | 0 | 0 | 0 | 0 | 0 | 0 | 0
F2_Commercial_Lodging_New_Space Heating_Natural Gas_Boiler_E9 | F2 | Commercial | Lodging | New | Space Heating | Natural Gas | Boiler | E9 | Participant - Cost of Operation | 0 | 0 | 0 | 0 | 0 | 0 | 0 | 0 | 0 | 0 | 0 | 0 | 0 | 0 | 0 | 0 | 0 | 0 | 0 | 0 | 0 | 0 | 0 | 0 | 0 | 0 | 0 | 0 | 0 | 0 | 0
F2_Commercial_Lodging_New_Space Heating_Natural Gas_Boiler_E10 | F2 | Commercial | Lodging | New | Space Heating | Natural Gas | Boiler | E10 | Participant - Cost of Operation | 0 | 0 | 0 | 0 | 0 | 0 | 0 | 0 | 0 | 0 | 0 | 0 | 0 | 0 | 0 | 0 | 0 | 0 | 0 | 0 | 0 | 0 | 0 | 0 | 0 | 0 | 0 | 0 | 0 | 0 | 0
F3_Commercial_Lodging_New_Space Heating_Natural Gas_Boiler_E1 | F3 | Commercial | Lodging | New | Space Heating | Natural Gas | Boiler | E1 | System - kBTUs of Conusmption | 17.3962 | 17.4129 | 17.4023 | 17.395 | 17.395 | 0 | 0 | 0 | 0 | 0 | 0 | 0 | 0 | 0 | 0 | 0 | 0 | 0 | 0 | 0 | 0 | 0 | 0 | 0 | 0 | 0 | 0 | 0 | 0 | 0 | 0
F3_Commercial_Lodging_New_Space Heating_Natural Gas_Boiler_E2 | F3 | Commercial | Lodging | New | Space Heating | Natural Gas | Boiler | E2 | System - kBTUs of Conusmption | 16.5678 | 16.5837 | 16.5736 | 16.5667 | 16.5667 | 0 | 0 | 0 | 0 | 0 | 0 | 0 | 0 | 0 | 0 | 0 | 0 | 0 | 0 | 0 | 0 | 0 | 0 | 0 | 0 | 0 | 0 | 0 | 0 | 0 | 0
F3_Commercial_Lodging_New_Space Heating_Natural Gas_Boiler_E3 | F3 | Commercial | Lodging | New | Space Heating | Natural Gas | Boiler | E3 | System - kBTUs of Conusmption | 14.8053 | 14.8195 | 14.8105 | 14.8043 | 14.8043 | 14.8043 | 14.8043 | 14.8043 | 14.8043 | 14.8043 | 14.8043 | 14.8043 | 14.8043 | 14.8043 | 14.8043 | 14.8043 | 14.8043 | 14.8043 | 14.8043 | 14.8043 | 14.8043 | 14.8043 | 14.8043 | 14.8043 | 14.8043 | 14.8043 | 14.8043 | 14.8043 | 14.8043 | 14.8043 | 14.7587
F3_Commercial_Lodging_New_Space Heating_Natural Gas_Boiler_E4 | F3 | Commercial | Lodging | New | Space Heating | Natural Gas | Boiler | E4 | System - kBTUs of Conusmption | 14.201 | 14.2146 | 14.2059 | 14.2 | 14.2 | 14.2 | 14.2 | 14.2 | 14.2 | 14.2 | 14.2 | 14.2 | 14.2 | 14.2 | 14.2 | 14.2 | 14.2 | 14.2 | 14.2 | 14.2 | 14.2 | 14.2 | 14.2 | 14.2 | 14.2 | 14.2 | 14.2 | 14.2 | 14.2 | 14.2 | 14.1563
F3_Commercial_Lodging_New_Space Heating_Natural Gas_Boiler_E5 | F3 | Commercial | Lodging | New | Space Heating | Natural Gas | Boiler | E5 | System - kBTUs of Conusmption | 10.7054 | 10.7156 | 10.7091 | 10.7046 | 10.7046 | 10.7046 | 10.7046 | 10.7046 | 10.7046 | 10.7046 | 10.7046 | 10.7046 | 10.7046 | 10.7046 | 10.7046 | 10.7046 | 10.7046 | 10.7046 | 10.7046 | 10.7046 | 10.7046 | 10.7046 | 10.7046 | 10.7046 | 10.7046 | 10.7046 | 10.7046 | 10.7046 | 10.7046 | 10.7046 | 10.6717
F3_Commercial_Lodging_New_Space Heating_Natural Gas_Boiler_E6 | F3 | Commercial | Lodging | New | Space Heating | Natural Gas | Boiler | E6 | System - kBTUs of Conusmption | 0 | 0 | 0 | 0 | 0 | 0 | 0 | 0 | 0 | 0 | 0 | 0 | 0 | 0 | 0 | 0 | 0 | 0 | 0 | 0 | 0 | 0 | 0 | 0 | 0 | 0 | 0 | 0 | 0 | 0 | 0
F3_Commercial_Lodging_New_Space Heating_Natural Gas_Boiler_E7 | F3 | Commercial | Lodging | New | Space Heating | Natural Gas | Boiler | E7 | System - kBTUs of Conusmption | 0 | 0 | 0 | 0 | 0 | 0 | 0 | 0 | 0 | 0 | 0 | 0 | 0 | 0 | 0 | 0 | 0 | 0 | 0 | 0 | 0 | 0 | 0 | 0 | 0 | 0 | 0 | 0 | 0 | 0 | 0
F3_Commercial_Lodging_New_Space Heating_Natural Gas_Boiler_E8 | F3 | Commercial | Lodging | New | Space Heating | Natural Gas | Boiler | E8 | System - kBTUs of Conusmption | 0 | 0 | 0 | 0 | 0 | 0 | 0 | 0 | 0 | 0 | 0 | 0 | 0 | 0 | 0 | 0 | 0 | 0 | 0 | 0 | 0 | 0 | 0 | 0 | 0 | 0 | 0 | 0 | 0 | 0 | 0
F3_Commercial_Lodging_New_Space Heating_Natural Gas_Boiler_E9 | F3 | Commercial | Lodging | New | Space Heating | Natural Gas | Boiler | E9 | System - kBTUs of Conusmption | 0 | 0 | 0 | 0 | 0 | 0 | 0 | 0 | 0 | 0 | 0 | 0 | 0 | 0 | 0 | 0 | 0 | 0 | 0 | 0 | 0 | 0 | 0 | 0 | 0 | 0 | 0 | 0 | 0 | 0 | 0
F3_Commercial_Lodging_New_Space Heating_Natural Gas_Boiler_E10 | F3 | Commercial | Lodging | New | Space Heating | Natural Gas | Boiler | E10 | System - kBTUs of Conusmption | 0 | 0 | 0 | 0 | 0 | 0 | 0 | 0 | 0 | 0 | 0 | 0 | 0 | 0 | 0 | 0 | 0 | 0 | 0 | 0 | 0 | 0 | 0 | 0 | 0 | 0 | 0 | 0 | 0 | 0 | 0
F4_Commercial_Lodging_New_Space Heating_Natural Gas_Boiler_E1 | F4 | Commercial | Lodging | New | Space Heating | Natural Gas | Boiler | E1 | Utility - Cost of Equipment | 0.1132 | 0.1132 | 0.1132 | 0.1132 | 0.1132 | 0 | 0 | 0 | 0 | 0 | 0 | 0 | 0 | 0 | 0 | 0 | 0 | 0 | 0 | 0 | 0 | 0 | 0 | 0 | 0 | 0 | 0 | 0 | 0 | 0 | 0
F4_Commercial_Lodging_New_Space Heating_Natural Gas_Boiler_E2 | F4 | Commercial | Lodging | New | Space Heating | Natural Gas | Boiler | E2 | Utility - Cost of Equipment | 0.11701 | 0.11701 | 0.11701 | 0.11701 | 0.11701 | 0 | 0 | 0 | 0 | 0 | 0 | 0 | 0 | 0 | 0 | 0 | 0 | 0 | 0 | 0 | 0 | 0 | 0 | 0 | 0 | 0 | 0 | 0 | 0 | 0 | 0
F4_Commercial_Lodging_New_Space Heating_Natural Gas_Boiler_E3 | F4 | Commercial | Lodging | New | Space Heating | Natural Gas | Boiler | E3 | Utility - Cost of Equipment | 0.18393 | 0.18393 | 0.18393 | 0.18393 | 0.18393 | 0.18393 | 0.18393 | 0.18393 | 0.18393 | 0.18393 | 0.18393 | 0.18393 | 0.18393 | 0.18393 | 0.18393 | 0.18393 | 0.18393 | 0.18393 | 0.18393 | 0.18393 | 0.18393 | 0.18393 | 0.18393 | 0.18393 | 0.18393 | 0.18393 | 0.18393 | 0.18393 | 0.18393 | 0.18393 | 0.18393
F4_Commercial_Lodging_New_Space Heating_Natural Gas_Boiler_E4 | F4 | Commercial | Lodging | New | Space Heating | Natural Gas | Boiler | E4 | Utility - Cost of Equipment | 0.20115 | 0.20115 | 0.20115 | 0.20115 | 0.20115 | 0.20115 | 0.20115 | 0.20115 | 0.20115 | 0.20115 | 0.20115 | 0.20115 | 0.20115 | 0.20115 | 0.20115 | 0.20115 | 0.20115 | 0.20115 | 0.20115 | 0.20115 | 0.20115 | 0.20115 | 0.20115 | 0.20115 | 0.20115 | 0.20115 | 0.20115 | 0.20115 | 0.20115 | 0.20115 | 0.20115
F4_Commercial_Lodging_New_Space Heating_Natural Gas_Boiler_E5 | F4 | Commercial | Lodging | New | Space Heating | Natural Gas | Boiler | E5 | Utility - Cost of Equipment | 0.66215 | 0.66215 | 0.66215 | 0.66215 | 0.66215 | 0.66215 | 0.66215 | 0.66215 | 0.66215 | 0.66215 | 0.66215 | 0.66215 | 0.66215 | 0.66215 | 0.66215 | 0.66215 | 0.66215 | 0.66215 | 0.66215 | 0.66215 | 0.66215 | 0.66215 | 0.66215 | 0.66215 | 0.66215 | 0.66215 | 0.66215 | 0.66215 | 0.66215 | 0.66215 | 0.66215
F4_Commercial_Lodging_New_Space Heating_Natural Gas_Boiler_E6 | F4 | Commercial | Lodging | New | Space Heating | Natural Gas | Boiler | E6 | Utility - Cost of Equipment | 0 | 0 | 0 | 0 | 0 | 0 | 0 | 0 | 0 | 0 | 0 | 0 | 0 | 0 | 0 | 0 | 0 | 0 | 0 | 0 | 0 | 0 | 0 | 0 | 0 | 0 | 0 | 0 | 0 | 0 | 0
F4_Commercial_Lodging_New_Space Heating_Natural Gas_Boiler_E7 | F4 | Commercial | Lodging | New | Space Heating | Natural Gas | Boiler | E7 | Utility - Cost of Equipment | 0 | 0 | 0 | 0 | 0 | 0 | 0 | 0 | 0 | 0 | 0 | 0 | 0 | 0 | 0 | 0 | 0 | 0 | 0 | 0 | 0 | 0 | 0 | 0 | 0 | 0 | 0 | 0 | 0 | 0 | 0
F4_Commercial_Lodging_New_Space Heating_Natural Gas_Boiler_E8 | F4 | Commercial | Lodging | New | Space Heating | Natural Gas | Boiler | E8 | Utility - Cost of Equipment | 0 | 0 | 0 | 0 | 0 | 0 | 0 | 0 | 0 | 0 | 0 | 0 | 0 | 0 | 0 | 0 | 0 | 0 | 0 | 0 | 0 | 0 | 0 | 0 | 0 | 0 | 0 | 0 | 0 | 0 | 0
F4_Commercial_Lodging_New_Space Heating_Natural Gas_Boiler_E9 | F4 | Commercial | Lodging | New | Space Heating | Natural Gas | Boiler | E9 | Utility - Cost of Equipment | 0 | 0 | 0 | 0 | 0 | 0 | 0 | 0 | 0 | 0 | 0 | 0 | 0 | 0 | 0 | 0 | 0 | 0 | 0 | 0 | 0 | 0 | 0 | 0 | 0 | 0 | 0 | 0 | 0 | 0 | 0
F4_Commercial_Lodging_New_Space Heating_Natural Gas_Boiler_E10 | F4 | Commercial | Lodging | New | Space Heating | Natural Gas | Boiler | E10 | Utility - Cost of Equipment | 0 | 0 | 0 | 0 | 0 | 0 | 0 | 0 | 0 | 0 | 0 | 0 | 0 | 0 | 0 | 0 | 0 | 0 | 0 | 0 | 0 | 0 | 0 | 0 | 0 | 0 | 0 | 0 | 0 | 0 | 0
F5_Commercial_Lodging_New_Space Heating_Natural Gas_Boiler_E1 | F5 | Commercial | Lodging | New | Space Heating | Natural Gas | Boiler | E1 | Utility - Cost of Operation | 0.16894 | 0.16995 | 0.17059 | 0.17136 | 0.17289 | 0 | 0 | 0 | 0 | 0 | 0 | 0 | 0 | 0 | 0 | 0 | 0 | 0 | 0 | 0 | 0 | 0 | 0 | 0 | 0 | 0 | 0 | 0 | 0 | 0 | 0
F5_Commercial_Lodging_New_Space Heating_Natural Gas_Boiler_E2 | F5 | Commercial | Lodging | New | Space Heating | Natural Gas | Boiler | E2 | Utility - Cost of Operation | 0.1609 | 0.16186 | 0.16247 | 0.1632 | 0.16466 | 0 | 0 | 0 | 0 | 0 | 0 | 0 | 0 | 0 | 0 | 0 | 0 | 0 | 0 | 0 | 0 | 0 | 0 | 0 | 0 | 0 | 0 | 0 | 0 | 0 | 0
F5_Commercial_Lodging_New_Space Heating_Natural Gas_Boiler_E3 | F5 | Commercial | Lodging | New | Space Heating | Natural Gas | Boiler | E3 | Utility - Cost of Operation | 0.14378 | 0.14464 | 0.14519 | 0.14584 | 0.14714 | 0.14153 | 0.137 | 0.13456 | 0.13371 | 0.13254 | 0.13187 | 0.13098 | 0.11782 | 0.11684 | 0.11668 | 0.11578 | 0.11543 | 0.1153 | 0.1131 | 0.11363 | 0.11375 | 0.11409 | 0.11464 | 0.06726 | 0.065426 | 0.063543 | 0.061593 | 0.05956 | 0.057425 | 0.055173 | 0.052787
F5_Commercial_Lodging_New_Space Heating_Natural Gas_Boiler_E4 | F5 | Commercial | Lodging | New | Space Heating | Natural Gas | Boiler | E4 | Utility - Cost of Operation | 0.13791 | 0.13874 | 0.13926 | 0.13988 | 0.14114 | 0.13575 | 0.1314 | 0.12907 | 0.12826 | 0.12713 | 0.12649 | 0.12563 | 0.11301 | 0.11207 | 0.11192 | 0.11105 | 0.11072 | 0.11059 | 0.10848 | 0.10899 | 0.10911 | 0.10944 | 0.10996 | 0.064515 | 0.062756 | 0.060949 | 0.059079 | 0.057129 | 0.055081 | 0.052921 | 0.050632
F5_Commercial_Lodging_New_Space Heating_Natural Gas_Boiler_E5 | F5 | Commercial | Lodging | New | Space Heating | Natural Gas | Boiler | E5 | Utility - Cost of Operation | 0.10397 | 0.10459 | 0.10498 | 0.10545 | 0.10639 | 0.10234 | 0.099058 | 0.097299 | 0.096686 | 0.095834 | 0.095355 | 0.094708 | 0.08519 | 0.084486 | 0.08437 | 0.083717 | 0.083467 | 0.083371 | 0.081778 | 0.082162 | 0.082251 | 0.082497 | 0.082891 | 0.048634 | 0.047308 | 0.045946 | 0.044537 | 0.043066 | 0.041523 | 0.039894 | 0.038169
F5_Commercial_Lodging_New_Space Heating_Natural Gas_Boiler_E6 | F5 | Commercial | Lodging | New | Space Heating | Natural Gas | Boiler | E6 | Utility - Cost of Operation | 0 | 0 | 0 | 0 | 0 | 0 | 0 | 0 | 0 | 0 | 0 | 0 | 0 | 0 | 0 | 0 | 0 | 0 | 0 | 0 | 0 | 0 | 0 | 0 | 0 | 0 | 0 | 0 | 0 | 0 | 0
F5_Commercial_Lodging_New_Space Heating_Natural Gas_Boiler_E7 | F5 | Commercial | Lodging | New | Space Heating | Natural Gas | Boiler | E7 | Utility - Cost of Operation | 0 | 0 | 0 | 0 | 0 | 0 | 0 | 0 | 0 | 0 | 0 | 0 | 0 | 0 | 0 | 0 | 0 | 0 | 0 | 0 | 0 | 0 | 0 | 0 | 0 | 0 | 0 | 0 | 0 | 0 | 0
F5_Commercial_Lodging_New_Space Heating_Natural Gas_Boiler_E8 | F5 | Commercial | Lodging | New | Space Heating | Natural Gas | Boiler | E8 | Utility - Cost of Operation | 0 | 0 | 0 | 0 | 0 | 0 | 0 | 0 | 0 | 0 | 0 | 0 | 0 | 0 | 0 | 0 | 0 | 0 | 0 | 0 | 0 | 0 | 0 | 0 | 0 | 0 | 0 | 0 | 0 | 0 | 0
F5_Commercial_Lodging_New_Space Heating_Natural Gas_Boiler_E9 | F5 | Commercial | Lodging | New | Space Heating | Natural Gas | Boiler | E9 | Utility - Cost of Operation | 0 | 0 | 0 | 0 | 0 | 0 | 0 | 0 | 0 | 0 | 0 | 0 | 0 | 0 | 0 | 0 | 0 | 0 | 0 | 0 | 0 | 0 | 0 | 0 | 0 | 0 | 0 | 0 | 0 | 0 | 0
F5_Commercial_Lodging_New_Space Heating_Natural Gas_Boiler_E10 | F5 | Commercial | Lodging | New | Space Heating | Natural Gas | Boiler | E10 | Utility - Cost of Operation | 0 | 0 | 0 | 0 | 0 | 0 | 0 | 0 | 0 | 0 | 0 | 0 | 0 | 0 | 0 | 0 | 0 | 0 | 0 | 0 | 0 | 0 | 0 | 0 | 0 | 0 | 0 | 0 | 0 | 0 | 0
F6_Commercial_Lodging_New_Space Heating_Natural Gas_Boiler_E1 | F6 | Commercial | Lodging | New | Space Heating | Natural Gas | Boiler | E1 | Utility - Value of Sales | 0.2024 | 0.20361 | 0.20438 | 0.2053 | 0.20713 | 0 | 0 | 0 | 0 | 0 | 0 | 0 | 0 | 0 | 0 | 0 | 0 | 0 | 0 | 0 | 0 | 0 | 0 | 0 | 0 | 0 | 0 | 0 | 0 | 0 | 0
F6_Commercial_Lodging_New_Space Heating_Natural Gas_Boiler_E2 | F6 | Commercial | Lodging | New | Space Heating | Natural Gas | Boiler | E2 | Utility - Value of Sales | 0.19277 | 0.19392 | 0.19465 | 0.19552 | 0.19727 | 0 | 0 | 0 | 0 | 0 | 0 | 0 | 0 | 0 | 0 | 0 | 0 | 0 | 0 | 0 | 0 | 0 | 0 | 0 | 0 | 0 | 0 | 0 | 0 | 0 | 0
F6_Commercial_Lodging_New_Space Heating_Natural Gas_Boiler_E3 | F6 | Commercial | Lodging | New | Space Heating | Natural Gas | Boiler | E3 | Utility - Value of Sales | 0.17226 | 0.17329 | 0.17394 | 0.17472 | 0.17628 | 0.16956 | 0.16413 | 0.16121 | 0.1602 | 0.15879 | 0.15799 | 0.15692 | 0.14115 | 0.13998 | 0.13979 | 0.13871 | 0.1383 | 0.13814 | 0.1355 | 0.13613 | 0.13628 | 0.13669 | 0.13734 | 0.080582 | 0.078385 | 0.076128 | 0.073793 | 0.071356 | 0.068799 | 0.066101 | 0.063242
F6_Commercial_Lodging_New_Space Heating_Natural Gas_Boiler_E4 | F6 | Commercial | Lodging | New | Space Heating | Natural Gas | Boiler | E4 | Utility - Value of Sales | 0.16523 | 0.16621 | 0.16684 | 0.16759 | 0.16909 | 0.16264 | 0.15743 | 0.15463 | 0.15366 | 0.15231 | 0.15155 | 0.15052 | 0.13539 | 0.13427 | 0.13409 | 0.13305 | 0.13265 | 0.1325 | 0.12997 | 0.13058 | 0.13072 | 0.13111 | 0.13174 | 0.077293 | 0.075185 | 0.073021 | 0.070781 | 0.068444 | 0.065991 | 0.063403 | 0.060661
F6_Commercial_Lodging_New_Space Heating_Natural Gas_Boiler_E5 | F6 | Commercial | Lodging | New | Space Heating | Natural Gas | Boiler | E5 | Utility - Value of Sales | 0.12456 | 0.1253 | 0.12577 | 0.12634 | 0.12747 | 0.12261 | 0.11868 | 0.11657 | 0.11584 | 0.11482 | 0.11424 | 0.11347 | 0.10206 | 0.10122 | 0.10108 | 0.1003 | 0.099999 | 0.099884 | 0.097976 | 0.098435 | 0.098543 | 0.098837 | 0.099309 | 0.058267 | 0.056678 | 0.055047 | 0.053358 | 0.051596 | 0.049747 | 0.047796 | 0.045729
F6_Commercial_Lodging_New_Space Heating_Natural Gas_Boiler_E6 | F6 | Commercial | Lodging | New | Space Heating | Natural Gas | Boiler | E6 | Utility - Value of Sales | 0 | 0 | 0 | 0 | 0 | 0 | 0 | 0 | 0 | 0 | 0 | 0 | 0 | 0 | 0 | 0 | 0 | 0 | 0 | 0 | 0 | 0 | 0 | 0 | 0 | 0 | 0 | 0 | 0 | 0 | 0
F6_Commercial_Lodging_New_Space Heating_Natural Gas_Boiler_E7 | F6 | Commercial | Lodging | New | Space Heating | Natural Gas | Boiler | E7 | Utility - Value of Sales | 0 | 0 | 0 | 0 | 0 | 0 | 0 | 0 | 0 | 0 | 0 | 0 | 0 | 0 | 0 | 0 | 0 | 0 | 0 | 0 | 0 | 0 | 0 | 0 | 0 | 0 | 0 | 0 | 0 | 0 | 0
F6_Commercial_Lodging_New_Space Heating_Natural Gas_Boiler_E8 | F6 | Commercial | Lodging | New | Space Heating | Natural Gas | Boiler | E8 | Utility - Value of Sales | 0 | 0 | 0 | 0 | 0 | 0 | 0 | 0 | 0 | 0 | 0 | 0 | 0 | 0 | 0 | 0 | 0 | 0 | 0 | 0 | 0 | 0 | 0 | 0 | 0 | 0 | 0 | 0 | 0 | 0 | 0
F6_Commercial_Lodging_New_Space Heating_Natural Gas_Boiler_E9 | F6 | Commercial | Lodging | New | Space Heating | Natural Gas | Boiler | E9 | Utility - Value of Sales | 0 | 0 | 0 | 0 | 0 | 0 | 0 | 0 | 0 | 0 | 0 | 0 | 0 | 0 | 0 | 0 | 0 | 0 | 0 | 0 | 0 | 0 | 0 | 0 | 0 | 0 | 0 | 0 | 0 | 0 | 0
F6_Commercial_Lodging_New_Space Heating_Natural Gas_Boiler_E10 | F6 | Commercial | Lodging | New | Space Heating | Natural Gas | Boiler | E10 | Utility - Value of Sales | 0 | 0 | 0 | 0 | 0 | 0 | 0 | 0 | 0 | 0 | 0 | 0 | 0 | 0 | 0 | 0 | 0 | 0 | 0 | 0 | 0 | 0 | 0 | 0 | 0 | 0 | 0 | 0 | 0 | 0 | 0
F1_Commercial_Lodging_New_Space Heating_Natural Gas_Unit Heater_E1 | F1 | Commercial | Lodging | New | Space Heating | Natural Gas | Unit Heater | E1 | Participant - Cost of Equipment | 0.014073 | 0.014073 | 0.014073 | 0.014073 | 0.014073 | 0 | 0 | 0 | 0 | 0 | 0 | 0 | 0 | 0 | 0 | 0 | 0 | 0 | 0 | 0 | 0 | 0 | 0 | 0 | 0 | 0 | 0 | 0 | 0 | 0 | 0
F1_Commercial_Lodging_New_Space Heating_Natural Gas_Unit Heater_E2 | F1 | Commercial | Lodging | New | Space Heating | Natural Gas | Unit Heater | E2 | Participant - Cost of Equipment | 0.045 | 0.045 | 0.045 | 0.045 | 0.045 | 0.045 | 0.045 | 0.045 | 0.045 | 0.045 | 0.045 | 0.045 | 0.045 | 0.045 | 0.045 | 0.045 | 0.045 | 0.045 | 0.045 | 0.045 | 0.045 | 0.045 | 0.045 | 0.045 | 0.045 | 0.045 | 0.045 | 0.045 | 0.045 | 0.045 | 0.045
F1_Commercial_Lodging_New_Space Heating_Natural Gas_Unit Heater_E3 | F1 | Commercial | Lodging | New | Space Heating | Natural Gas | Unit Heater | E3 | Participant - Cost of Equipment | 0.019439 | 0.019439 | 0.019439 | 0.019439 | 0.019439 | 0.019439 | 0.019439 | 0.019439 | 0.019439 | 0.019439 | 0.019439 | 0.019439 | 0.019439 | 0.019439 | 0.019439 | 0.019439 | 0.019439 | 0.019439 | 0.019439 | 0.019439 | 0.019439 | 0.019439 | 0.019439 | 0.019439 | 0.019439 | 0.019439 | 0.019439 | 0.019439 | 0.019439 | 0.019439 | 0.019439
F1_Commercial_Lodging_New_Space Heating_Natural Gas_Unit Heater_E4 | F1 | Commercial | Lodging | New | Space Heating | Natural Gas | Unit Heater | E4 | Participant - Cost of Equipment | 0 | 0 | 0 | 0 | 0 | 0 | 0 | 0 | 0 | 0 | 0 | 0 | 0 | 0 | 0 | 0 | 0 | 0 | 0 | 0 | 0 | 0 | 0 | 0 | 0 | 0 | 0 | 0 | 0 | 0 | 0
F1_Commercial_Lodging_New_Space Heating_Natural Gas_Unit Heater_E5 | F1 | Commercial | Lodging | New | Space Heating | Natural Gas | Unit Heater | E5 | Participant - Cost of Equipment | 0 | 0 | 0 | 0 | 0 | 0 | 0 | 0 | 0 | 0 | 0 | 0 | 0 | 0 | 0 | 0 | 0 | 0 | 0 | 0 | 0 | 0 | 0 | 0 | 0 | 0 | 0 | 0 | 0 | 0 | 0
F1_Commercial_Lodging_New_Space Heating_Natural Gas_Unit Heater_E6 | F1 | Commercial | Lodging | New | Space Heating | Natural Gas | Unit Heater | E6 | Participant - Cost of Equipment | 0 | 0 | 0 | 0 | 0 | 0 | 0 | 0 | 0 | 0 | 0 | 0 | 0 | 0 | 0 | 0 | 0 | 0 | 0 | 0 | 0 | 0 | 0 | 0 | 0 | 0 | 0 | 0 | 0 | 0 | 0
F1_Commercial_Lodging_New_Space Heating_Natural Gas_Unit Heater_E7 | F1 | Commercial | Lodging | New | Space Heating | Natural Gas | Unit Heater | E7 | Participant - Cost of Equipment | 0 | 0 | 0 | 0 | 0 | 0 | 0 | 0 | 0 | 0 | 0 | 0 | 0 | 0 | 0 | 0 | 0 | 0 | 0 | 0 | 0 | 0 | 0 | 0 | 0 | 0 | 0 | 0 | 0 | 0 | 0
F1_Commercial_Lodging_New_Space Heating_Natural Gas_Unit Heater_E8 | F1 | Commercial | Lodging | New | Space Heating | Natural Gas | Unit Heater | E8 | Participant - Cost of Equipment | 0 | 0 | 0 | 0 | 0 | 0 | 0 | 0 | 0 | 0 | 0 | 0 | 0 | 0 | 0 | 0 | 0 | 0 | 0 | 0 | 0 | 0 | 0 | 0 | 0 | 0 | 0 | 0 | 0 | 0 | 0
F1_Commercial_Lodging_New_Space Heating_Natural Gas_Unit Heater_E9 | F1 | Commercial | Lodging | New | Space Heating | Natural Gas | Unit Heater | E9 | Participant - Cost of Equipment | 0 | 0 | 0 | 0 | 0 | 0 | 0 | 0 | 0 | 0 | 0 | 0 | 0 | 0 | 0 | 0 | 0 | 0 | 0 | 0 | 0 | 0 | 0 | 0 | 0 | 0 | 0 | 0 | 0 | 0 | 0
F1_Commercial_Lodging_New_Space Heating_Natural Gas_Unit Heater_E10 | F1 | Commercial | Lodging | New | Space Heating | Natural Gas | Unit Heater | E10 | Participant - Cost of Equipment | 0 | 0 | 0 | 0 | 0 | 0 | 0 | 0 | 0 | 0 | 0 | 0 | 0 | 0 | 0 | 0 | 0 | 0 | 0 | 0 | 0 | 0 | 0 | 0 | 0 | 0 | 0 | 0 | 0 | 0 | 0
F2_Commercial_Lodging_New_Space Heating_Natural Gas_Unit Heater_E1 | F2 | Commercial | Lodging | New | Space Heating | Natural Gas | Unit Heater | E1 | Participant - Cost of Operation | 0.14935 | 0.15095 | 0.15193 | 0.1531 | 0.15315 | 0 | 0 | 0 | 0 | 0 | 0 | 0 | 0 | 0 | 0 | 0 | 0 | 0 | 0 | 0 | 0 | 0 | 0 | 0 | 0 | 0 | 0 | 0 | 0 | 0 | 0
F2_Commercial_Lodging_New_Space Heating_Natural Gas_Unit Heater_E2 | F2 | Commercial | Lodging | New | Space Heating | Natural Gas | Unit Heater | E2 | Participant - Cost of Operation | 0.13439 | 0.13584 | 0.13672 | 0.13778 | 0.13782 | 0.12974 | 0.12316 | 0.11941 | 0.12252 | 0.1255 | 0.1293 | 0.13323 | 0.11992 | 0.12467 | 0.13115 | 0.1305 | 0.13063 | 0.13104 | 0.12854 | 0.13006 | 0.13109 | 0.13253 | 0.13439 | 0.067281 | 0.065967 | 0.064732 | 0.063565 | 0.062455 | 0.061392 | 0.060368 | 0.059377
F2_Commercial_Lodging_New_Space Heating_Natural Gas_Unit Heater_E3 | F2 | Commercial | Lodging | New | Space Heating | Natural Gas | Unit Heater | E3 | Participant - Cost of Operation | 0.11607 | 0.11732 | 0.11808 | 0.11899 | 0.11903 | 0.11205 | 0.10637 | 0.10313 | 0.10582 | 0.10839 | 0.11167 | 0.11507 | 0.10357 | 0.10767 | 0.11326 | 0.11271 | 0.11282 | 0.11318 | 0.11102 | 0.11233 | 0.11322 | 0.11446 | 0.11606 | 0.058107 | 0.056972 | 0.055906 | 0.054898 | 0.053939 | 0.053021 | 0.052137 | 0.051281
F2_Commercial_Lodging_New_Space Heating_Natural Gas_Unit Heater_E4 | F2 | Commercial | Lodging | New | Space Heating | Natural Gas | Unit Heater | E4 | Participant - Cost of Operation | 0 | 0 | 0 | 0 | 0 | 0 | 0 | 0 | 0 | 0 | 0 | 0 | 0 | 0 | 0 | 0 | 0 | 0 | 0 | 0 | 0 | 0 | 0 | 0 | 0 | 0 | 0 | 0 | 0 | 0 | 0
F2_Commercial_Lodging_New_Space Heating_Natural Gas_Unit Heater_E5 | F2 | Commercial | Lodging | New | Space Heating | Natural Gas | Unit Heater | E5 | Participant - Cost of Operation | 0 | 0 | 0 | 0 | 0 | 0 | 0 | 0 | 0 | 0 | 0 | 0 | 0 | 0 | 0 | 0 | 0 | 0 | 0 | 0 | 0 | 0 | 0 | 0 | 0 | 0 | 0 | 0 | 0 | 0 | 0
F2_Commercial_Lodging_New_Space Heating_Natural Gas_Unit Heater_E6 | F2 | Commercial | Lodging | New | Space Heating | Natural Gas | Unit Heater | E6 | Participant - Cost of Operation | 0 | 0 | 0 | 0 | 0 | 0 | 0 | 0 | 0 | 0 | 0 | 0 | 0 | 0 | 0 | 0 | 0 | 0 | 0 | 0 | 0 | 0 | 0 | 0 | 0 | 0 | 0 | 0 | 0 | 0 | 0
F2_Commercial_Lodging_New_Space Heating_Natural Gas_Unit Heater_E7 | F2 | Commercial | Lodging | New | Space Heating | Natural Gas | Unit Heater | E7 | Participant - Cost of Operation | 0 | 0 | 0 | 0 | 0 | 0 | 0 | 0 | 0 | 0 | 0 | 0 | 0 | 0 | 0 | 0 | 0 | 0 | 0 | 0 | 0 | 0 | 0 | 0 | 0 | 0 | 0 | 0 | 0 | 0 | 0
F2_Commercial_Lodging_New_Space Heating_Natural Gas_Unit Heater_E8 | F2 | Commercial | Lodging | New | Space Heating | Natural Gas | Unit Heater | E8 | Participant - Cost of Operation | 0 | 0 | 0 | 0 | 0 | 0 | 0 | 0 | 0 | 0 | 0 | 0 | 0 | 0 | 0 | 0 | 0 | 0 | 0 | 0 | 0 | 0 | 0 | 0 | 0 | 0 | 0 | 0 | 0 | 0 | 0
F2_Commercial_Lodging_New_Space Heating_Natural Gas_Unit Heater_E9 | F2 | Commercial | Lodging | New | Space Heating | Natural Gas | Unit Heater | E9 | Participant - Cost of Operation | 0 | 0 | 0 | 0 | 0 | 0 | 0 | 0 | 0 | 0 | 0 | 0 | 0 | 0 | 0 | 0 | 0 | 0 | 0 | 0 | 0 | 0 | 0 | 0 | 0 | 0 | 0 | 0 | 0 | 0 | 0
F2_Commercial_Lodging_New_Space Heating_Natural Gas_Unit Heater_E10 | F2 | Commercial | Lodging | New | Space Heating | Natural Gas | Unit Heater | E10 | Participant - Cost of Operation | 0 | 0 | 0 | 0 | 0 | 0 | 0 | 0 | 0 | 0 | 0 | 0 | 0 | 0 | 0 | 0 | 0 | 0 | 0 | 0 | 0 | 0 | 0 | 0 | 0 | 0 | 0 | 0 | 0 | 0 | 0
F3_Commercial_Lodging_New_Space Heating_Natural Gas_Unit Heater_E1 | F3 | Commercial | Lodging | New | Space Heating | Natural Gas | Unit Heater | E1 | System - kBTUs of Conusmption | 12.483 | 12.5079 | 12.492 | 12.4811 | 12.4811 | 0 | 0 | 0 | 0 | 0 | 0 | 0 | 0 | 0 | 0 | 0 | 0 | 0 | 0 | 0 | 0 | 0 | 0 | 0 | 0 | 0 | 0 | 0 | 0 | 0 | 0
F3_Commercial_Lodging_New_Space Heating_Natural Gas_Unit Heater_E2 | F3 | Commercial | Lodging | New | Space Heating | Natural Gas | Unit Heater | E2 | System - kBTUs of Conusmption | 11.2333 | 11.2557 | 11.2414 | 11.2316 | 11.2316 | 11.2316 | 11.2316 | 11.2316 | 11.2316 | 11.2316 | 11.2316 | 11.2316 | 11.2316 | 11.2316 | 11.2316 | 11.2316 | 11.2316 | 11.2316 | 11.2316 | 11.2316 | 11.2316 | 11.2316 | 11.2316 | 11.2316 | 11.2316 | 11.2316 | 11.2316 | 11.2316 | 11.2316 | 11.2316 | 11.2316
F3_Commercial_Lodging_New_Space Heating_Natural Gas_Unit Heater_E3 | F3 | Commercial | Lodging | New | Space Heating | Natural Gas | Unit Heater | E3 | System - kBTUs of Conusmption | 9.7016 | 9.7209 | 9.7086 | 9.7002 | 9.7002 | 9.7002 | 9.7002 | 9.7002 | 9.7002 | 9.7002 | 9.7002 | 9.7002 | 9.7002 | 9.7002 | 9.7002 | 9.7002 | 9.7002 | 9.7002 | 9.7002 | 9.7002 | 9.7002 | 9.7002 | 9.7002 | 9.7002 | 9.7002 | 9.7002 | 9.7002 | 9.7002 | 9.7002 | 9.7002 | 9.7002
F3_Commercial_Lodging_New_Space Heating_Natural Gas_Unit Heater_E4 | F3 | Commercial | Lodging | New | Space Heating | Natural Gas | Unit Heater | E4 | System - kBTUs of Conusmption | 0 | 0 | 0 | 0 | 0 | 0 | 0 | 0 | 0 | 0 | 0 | 0 | 0 | 0 | 0 | 0 | 0 | 0 | 0 | 0 | 0 | 0 | 0 | 0 | 0 | 0 | 0 | 0 | 0 | 0 | 0
F3_Commercial_Lodging_New_Space Heating_Natural Gas_Unit Heater_E5 | F3 | Commercial | Lodging | New | Space Heating | Natural Gas | Unit Heater | E5 | System - kBTUs of Conusmption | 0 | 0 | 0 | 0 | 0 | 0 | 0 | 0 | 0 | 0 | 0 | 0 | 0 | 0 | 0 | 0 | 0 | 0 | 0 | 0 | 0 | 0 | 0 | 0 | 0 | 0 | 0 | 0 | 0 | 0 | 0
F3_Commercial_Lodging_New_Space Heating_Natural Gas_Unit Heater_E6 | F3 | Commercial | Lodging | New | Space Heating | Natural Gas | Unit Heater | E6 | System - kBTUs of Conusmption | 0 | 0 | 0 | 0 | 0 | 0 | 0 | 0 | 0 | 0 | 0 | 0 | 0 | 0 | 0 | 0 | 0 | 0 | 0 | 0 | 0 | 0 | 0 | 0 | 0 | 0 | 0 | 0 | 0 | 0 | 0
F3_Commercial_Lodging_New_Space Heating_Natural Gas_Unit Heater_E7 | F3 | Commercial | Lodging | New | Space Heating | Natural Gas | Unit Heater | E7 | System - kBTUs of Conusmption | 0 | 0 | 0 | 0 | 0 | 0 | 0 | 0 | 0 | 0 | 0 | 0 | 0 | 0 | 0 | 0 | 0 | 0 | 0 | 0 | 0 | 0 | 0 | 0 | 0 | 0 | 0 | 0 | 0 | 0 | 0
F3_Commercial_Lodging_New_Space Heating_Natural Gas_Unit Heater_E8 | F3 | Commercial | Lodging | New | Space Heating | Natural Gas | Unit Heater | E8 | System - kBTUs of Conusmption | 0 | 0 | 0 | 0 | 0 | 0 | 0 | 0 | 0 | 0 | 0 | 0 | 0 | 0 | 0 | 0 | 0 | 0 | 0 | 0 | 0 | 0 | 0 | 0 | 0 | 0 | 0 | 0 | 0 | 0 | 0
F3_Commercial_Lodging_New_Space Heating_Natural Gas_Unit Heater_E9 | F3 | Commercial | Lodging | New | Space Heating | Natural Gas | Unit Heater | E9 | System - kBTUs of Conusmption | 0 | 0 | 0 | 0 | 0 | 0 | 0 | 0 | 0 | 0 | 0 | 0 | 0 | 0 | 0 | 0 | 0 | 0 | 0 | 0 | 0 | 0 | 0 | 0 | 0 | 0 | 0 | 0 | 0 | 0 | 0
F3_Commercial_Lodging_New_Space Heating_Natural Gas_Unit Heater_E10 | F3 | Commercial | Lodging | New | Space Heating | Natural Gas | Unit Heater | E10 | System - kBTUs of Conusmption | 0 | 0 | 0 | 0 | 0 | 0 | 0 | 0 | 0 | 0 | 0 | 0 | 0 | 0 | 0 | 0 | 0 | 0 | 0 | 0 | 0 | 0 | 0 | 0 | 0 | 0 | 0 | 0 | 0 | 0 | 0
F4_Commercial_Lodging_New_Space Heating_Natural Gas_Unit Heater_E1 | F4 | Commercial | Lodging | New | Space Heating | Natural Gas | Unit Heater | E1 | Utility - Cost of Equipment | 0.014073 | 0.014073 | 0.014073 | 0.014073 | 0.014073 | 0 | 0 | 0 | 0 | 0 | 0 | 0 | 0 | 0 | 0 | 0 | 0 | 0 | 0 | 0 | 0 | 0 | 0 | 0 | 0 | 0 | 0 | 0 | 0 | 0 | 0
F4_Commercial_Lodging_New_Space Heating_Natural Gas_Unit Heater_E2 | F4 | Commercial | Lodging | New | Space Heating | Natural Gas | Unit Heater | E2 | Utility - Cost of Equipment | 0.045 | 0.045 | 0.045 | 0.045 | 0.045 | 0.045 | 0.045 | 0.045 | 0.045 | 0.045 | 0.045 | 0.045 | 0.045 | 0.045 | 0.045 | 0.045 | 0.045 | 0.045 | 0.045 | 0.045 | 0.045 | 0.045 | 0.045 | 0.045 | 0.045 | 0.045 | 0.045 | 0.045 | 0.045 | 0.045 | 0.045
F4_Commercial_Lodging_New_Space Heating_Natural Gas_Unit Heater_E3 | F4 | Commercial | Lodging | New | Space Heating | Natural Gas | Unit Heater | E3 | Utility - Cost of Equipment | 0.019439 | 0.019439 | 0.019439 | 0.019439 | 0.019439 | 0.019439 | 0.019439 | 0.019439 | 0.019439 | 0.019439 | 0.019439 | 0.019439 | 0.019439 | 0.019439 | 0.019439 | 0.019439 | 0.019439 | 0.019439 | 0.019439 | 0.019439 | 0.019439 | 0.019439 | 0.019439 | 0.019439 | 0.019439 | 0.019439 | 0.019439 | 0.019439 | 0.019439 | 0.019439 | 0.019439
F4_Commercial_Lodging_New_Space Heating_Natural Gas_Unit Heater_E4 | F4 | Commercial | Lodging | New | Space Heating | Natural Gas | Unit Heater | E4 | Utility - Cost of Equipment | 0 | 0 | 0 | 0 | 0 | 0 | 0 | 0 | 0 | 0 | 0 | 0 | 0 | 0 | 0 | 0 | 0 | 0 | 0 | 0 | 0 | 0 | 0 | 0 | 0 | 0 | 0 | 0 | 0 | 0 | 0
F4_Commercial_Lodging_New_Space Heating_Natural Gas_Unit Heater_E5 | F4 | Commercial | Lodging | New | Space Heating | Natural Gas | Unit Heater | E5 | Utility - Cost of Equipment | 0 | 0 | 0 | 0 | 0 | 0 | 0 | 0 | 0 | 0 | 0 | 0 | 0 | 0 | 0 | 0 | 0 | 0 | 0 | 0 | 0 | 0 | 0 | 0 | 0 | 0 | 0 | 0 | 0 | 0 | 0
F4_Commercial_Lodging_New_Space Heating_Natural Gas_Unit Heater_E6 | F4 | Commercial | Lodging | New | Space Heating | Natural Gas | Unit Heater | E6 | Utility - Cost of Equipment | 0 | 0 | 0 | 0 | 0 | 0 | 0 | 0 | 0 | 0 | 0 | 0 | 0 | 0 | 0 | 0 | 0 | 0 | 0 | 0 | 0 | 0 | 0 | 0 | 0 | 0 | 0 | 0 | 0 | 0 | 0
F4_Commercial_Lodging_New_Space Heating_Natural Gas_Unit Heater_E7 | F4 | Commercial | Lodging | New | Space Heating | Natural Gas | Unit Heater | E7 | Utility - Cost of Equipment | 0 | 0 | 0 | 0 | 0 | 0 | 0 | 0 | 0 | 0 | 0 | 0 | 0 | 0 | 0 | 0 | 0 | 0 | 0 | 0 | 0 | 0 | 0 | 0 | 0 | 0 | 0 | 0 | 0 | 0 | 0
F4_Commercial_Lodging_New_Space Heating_Natural Gas_Unit Heater_E8 | F4 | Commercial | Lodging | New | Space Heating | Natural Gas | Unit Heater | E8 | Utility - Cost of Equipment | 0 | 0 | 0 | 0 | 0 | 0 | 0 | 0 | 0 | 0 | 0 | 0 | 0 | 0 | 0 | 0 | 0 | 0 | 0 | 0 | 0 | 0 | 0 | 0 | 0 | 0 | 0 | 0 | 0 | 0 | 0
F4_Commercial_Lodging_New_Space Heating_Natural Gas_Unit Heater_E9 | F4 | Commercial | Lodging | New | Space Heating | Natural Gas | Unit Heater | E9 | Utility - Cost of Equipment | 0 | 0 | 0 | 0 | 0 | 0 | 0 | 0 | 0 | 0 | 0 | 0 | 0 | 0 | 0 | 0 | 0 | 0 | 0 | 0 | 0 | 0 | 0 | 0 | 0 | 0 | 0 | 0 | 0 | 0 | 0
F4_Commercial_Lodging_New_Space Heating_Natural Gas_Unit Heater_E10 | F4 | Commercial | Lodging | New | Space Heating | Natural Gas | Unit Heater | E10 | Utility - Cost of Equipment | 0 | 0 | 0 | 0 | 0 | 0 | 0 | 0 | 0 | 0 | 0 | 0 | 0 | 0 | 0 | 0 | 0 | 0 | 0 | 0 | 0 | 0 | 0 | 0 | 0 | 0 | 0 | 0 | 0 | 0 | 0
F5_Commercial_Lodging_New_Space Heating_Natural Gas_Unit Heater_E1 | F5 | Commercial | Lodging | New | Space Heating | Natural Gas | Unit Heater | E1 | Utility - Cost of Operation | 0.12466 | 0.126 | 0.12681 | 0.12779 | 0.12783 | 0 | 0 | 0 | 0 | 0 | 0 | 0 | 0 | 0 | 0 | 0 | 0 | 0 | 0 | 0 | 0 | 0 | 0 | 0 | 0 | 0 | 0 | 0 | 0 | 0 | 0
F5_Commercial_Lodging_New_Space Heating_Natural Gas_Unit Heater_E2 | F5 | Commercial | Lodging | New | Space Heating | Natural Gas | Unit Heater | E2 | Utility - Cost of Operation | 0.11218 | 0.11338 | 0.11412 | 0.115 | 0.11503 | 0.10829 | 0.1028 | 0.099671 | 0.10227 | 0.10475 | 0.10793 | 0.11121 | 0.10009 | 0.10406 | 0.10946 | 0.10893 | 0.10904 | 0.10938 | 0.10729 | 0.10856 | 0.10942 | 0.11062 | 0.11217 | 0.056158 | 0.055061 | 0.05403 | 0.053057 | 0.05213 | 0.051243 | 0.050388 | 0.049561
F5_Commercial_Lodging_New_Space Heating_Natural Gas_Unit Heater_E3 | F5 | Commercial | Lodging | New | Space Heating | Natural Gas | Unit Heater | E3 | Utility - Cost of Operation | 0.096881 | 0.097922 | 0.098555 | 0.099318 | 0.099349 | 0.093526 | 0.088781 | 0.08608 | 0.088322 | 0.09047 | 0.093211 | 0.096045 | 0.086444 | 0.089868 | 0.094538 | 0.094074 | 0.094168 | 0.094466 | 0.092663 | 0.093759 | 0.094499 | 0.095539 | 0.096874 | 0.048501 | 0.047553 | 0.046663 | 0.045822 | 0.045022 | 0.044256 | 0.043517 | 0.042803
F5_Commercial_Lodging_New_Space Heating_Natural Gas_Unit Heater_E4 | F5 | Commercial | Lodging | New | Space Heating | Natural Gas | Unit Heater | E4 | Utility - Cost of Operation | 0 | 0 | 0 | 0 | 0 | 0 | 0 | 0 | 0 | 0 | 0 | 0 | 0 | 0 | 0 | 0 | 0 | 0 | 0 | 0 | 0 | 0 | 0 | 0 | 0 | 0 | 0 | 0 | 0 | 0 | 0
F5_Commercial_Lodging_New_Space Heating_Natural Gas_Unit Heater_E5 | F5 | Commercial | Lodging | New | Space Heating | Natural Gas | Unit Heater | E5 | Utility - Cost of Operation | 0 | 0 | 0 | 0 | 0 | 0 | 0 | 0 | 0 | 0 | 0 | 0 | 0 | 0 | 0 | 0 | 0 | 0 | 0 | 0 | 0 | 0 | 0 | 0 | 0 | 0 | 0 | 0 | 0 | 0 | 0
F5_Commercial_Lodging_New_Space Heating_Natural Gas_Unit Heater_E6 | F5 | Commercial | Lodging | New | Space Heating | Natural Gas | Unit Heater | E6 | Utility - Cost of Operation | 0 | 0 | 0 | 0 | 0 | 0 | 0 | 0 | 0 | 0 | 0 | 0 | 0 | 0 | 0 | 0 | 0 | 0 | 0 | 0 | 0 | 0 | 0 | 0 | 0 | 0 | 0 | 0 | 0 | 0 | 0
F5_Commercial_Lodging_New_Space Heating_Natural Gas_Unit Heater_E7 | F5 | Commercial | Lodging | New | Space Heating | Natural Gas | Unit Heater | E7 | Utility - Cost of Operation | 0 | 0 | 0 | 0 | 0 | 0 | 0 | 0 | 0 | 0 | 0 | 0 | 0 | 0 | 0 | 0 | 0 | 0 | 0 | 0 | 0 | 0 | 0 | 0 | 0 | 0 | 0 | 0 | 0 | 0 | 0
F5_Commercial_Lodging_New_Space Heating_Natural Gas_Unit Heater_E8 | F5 | Commercial | Lodging | New | Space Heating | Natural Gas | Unit Heater | E8 | Utility - Cost of Operation | 0 | 0 | 0 | 0 | 0 | 0 | 0 | 0 | 0 | 0 | 0 | 0 | 0 | 0 | 0 | 0 | 0 | 0 | 0 | 0 | 0 | 0 | 0 | 0 | 0 | 0 | 0 | 0 | 0 | 0 | 0
F5_Commercial_Lodging_New_Space Heating_Natural Gas_Unit Heater_E9 | F5 | Commercial | Lodging | New | Space Heating | Natural Gas | Unit Heater | E9 | Utility - Cost of Operation | 0 | 0 | 0 | 0 | 0 | 0 | 0 | 0 | 0 | 0 | 0 | 0 | 0 | 0 | 0 | 0 | 0 | 0 | 0 | 0 | 0 | 0 | 0 | 0 | 0 | 0 | 0 | 0 | 0 | 0 | 0
F5_Commercial_Lodging_New_Space Heating_Natural Gas_Unit Heater_E10 | F5 | Commercial | Lodging | New | Space Heating | Natural Gas | Unit Heater | E10 | Utility - Cost of Operation | 0 | 0 | 0 | 0 | 0 | 0 | 0 | 0 | 0 | 0 | 0 | 0 | 0 | 0 | 0 | 0 | 0 | 0 | 0 | 0 | 0 | 0 | 0 | 0 | 0 | 0 | 0 | 0 | 0 | 0 | 0
F6_Commercial_Lodging_New_Space Heating_Natural Gas_Unit Heater_E1 | F6 | Commercial | Lodging | New | Space Heating | Natural Gas | Unit Heater | E1 | Utility - Value of Sales | 0.14935 | 0.15095 | 0.15193 | 0.1531 | 0.15315 | 0 | 0 | 0 | 0 | 0 | 0 | 0 | 0 | 0 | 0 | 0 | 0 | 0 | 0 | 0 | 0 | 0 | 0 | 0 | 0 | 0 | 0 | 0 | 0 | 0 | 0
F6_Commercial_Lodging_New_Space Heating_Natural Gas_Unit Heater_E2 | F6 | Commercial | Lodging | New | Space Heating | Natural Gas | Unit Heater | E2 | Utility - Value of Sales | 0.13439 | 0.13584 | 0.13672 | 0.13778 | 0.13782 | 0.12974 | 0.12316 | 0.11941 | 0.12252 | 0.1255 | 0.1293 | 0.13323 | 0.11992 | 0.12467 | 0.13115 | 0.1305 | 0.13063 | 0.13104 | 0.12854 | 0.13006 | 0.13109 | 0.13253 | 0.13439 | 0.067281 | 0.065967 | 0.064732 | 0.063565 | 0.062455 | 0.061392 | 0.060368 | 0.059377
F6_Commercial_Lodging_New_Space Heating_Natural Gas_Unit Heater_E3 | F6 | Commercial | Lodging | New | Space Heating | Natural Gas | Unit Heater | E3 | Utility - Value of Sales | 0.11607 | 0.11732 | 0.11808 | 0.11899 | 0.11903 | 0.11205 | 0.10637 | 0.10313 | 0.10582 | 0.10839 | 0.11167 | 0.11507 | 0.10357 | 0.10767 | 0.11326 | 0.11271 | 0.11282 | 0.11318 | 0.11102 | 0.11233 | 0.11322 | 0.11446 | 0.11606 | 0.058107 | 0.056972 | 0.055906 | 0.054898 | 0.053939 | 0.053021 | 0.052137 | 0.051281
F6_Commercial_Lodging_New_Space Heating_Natural Gas_Unit Heater_E4 | F6 | Commercial | Lodging | New | Space Heating | Natural Gas | Unit Heater | E4 | Utility - Value of Sales | 0 | 0 | 0 | 0 | 0 | 0 | 0 | 0 | 0 | 0 | 0 | 0 | 0 | 0 | 0 | 0 | 0 | 0 | 0 | 0 | 0 | 0 | 0 | 0 | 0 | 0 | 0 | 0 | 0 | 0 | 0
F6_Commercial_Lodging_New_Space Heating_Natural Gas_Unit Heater_E5 | F6 | Commercial | Lodging | New | Space Heating | Natural Gas | Unit Heater | E5 | Utility - Value of Sales | 0 | 0 | 0 | 0 | 0 | 0 | 0 | 0 | 0 | 0 | 0 | 0 | 0 | 0 | 0 | 0 | 0 | 0 | 0 | 0 | 0 | 0 | 0 | 0 | 0 | 0 | 0 | 0 | 0 | 0 | 0
F6_Commercial_Lodging_New_Space Heating_Natural Gas_Unit Heater_E6 | F6 | Commercial | Lodging | New | Space Heating | Natural Gas | Unit Heater | E6 | Utility - Value of Sales | 0 | 0 | 0 | 0 | 0 | 0 | 0 | 0 | 0 | 0 | 0 | 0 | 0 | 0 | 0 | 0 | 0 | 0 | 0 | 0 | 0 | 0 | 0 | 0 | 0 | 0 | 0 | 0 | 0 | 0 | 0
F6_Commercial_Lodging_New_Space Heating_Natural Gas_Unit Heater_E7 | F6 | Commercial | Lodging | New | Space Heating | Natural Gas | Unit Heater | E7 | Utility - Value of Sales | 0 | 0 | 0 | 0 | 0 | 0 | 0 | 0 | 0 | 0 | 0 | 0 | 0 | 0 | 0 | 0 | 0 | 0 | 0 | 0 | 0 | 0 | 0 | 0 | 0 | 0 | 0 | 0 | 0 | 0 | 0
F6_Commercial_Lodging_New_Space Heating_Natural Gas_Unit Heater_E8 | F6 | Commercial | Lodging | New | Space Heating | Natural Gas | Unit Heater | E8 | Utility - Value of Sales | 0 | 0 | 0 | 0 | 0 | 0 | 0 | 0 | 0 | 0 | 0 | 0 | 0 | 0 | 0 | 0 | 0 | 0 | 0 | 0 | 0 | 0 | 0 | 0 | 0 | 0 | 0 | 0 | 0 | 0 | 0
F6_Commercial_Lodging_New_Space Heating_Natural Gas_Unit Heater_E9 | F6 | Commercial | Lodging | New | Space Heating | Natural Gas | Unit Heater | E9 | Utility - Value of Sales | 0 | 0 | 0 | 0 | 0 | 0 | 0 | 0 | 0 | 0 | 0 | 0 | 0 | 0 | 0 | 0 | 0 | 0 | 0 | 0 | 0 | 0 | 0 | 0 | 0 | 0 | 0 | 0 | 0 | 0 | 0
F6_Commercial_Lodging_New_Space Heating_Natural Gas_Unit Heater_E10 | F6 | Commercial | Lodging | New | Space Heating | Natural Gas | Unit Heater | E10 | Utility - Value of Sales | 0 | 0 | 0 | 0 | 0 | 0 | 0 | 0 | 0 | 0 | 0 | 0 | 0 | 0 | 0 | 0 | 0 | 0 | 0 | 0 | 0 | 0 | 0 | 0 | 0 | 0 | 0 | 0 | 0 | 0 | 0
F1_Commercial_Lodging_New_Water Heating_Natural Gas_Water Heater_E1 | F1 | Commercial | Lodging | New | Water Heating | Natural Gas | Water Heater | E1 | Participant - Cost of Equipment | 0.15366 | 0.15366 | 0.15366 | 0.15366 | 0.15366 | 0.15366 | 0.15366 | 0.15366 | 0.15366 | 0.15366 | 0.15366 | 0.15366 | 0.15366 | 0.15366 | 0.15366 | 0.15366 | 0.15366 | 0.15366 | 0.15366 | 0.15366 | 0.15366 | 0.15366 | 0.15366 | 0.15366 | 0.15366 | 0.15366 | 0.15366 | 0.15366 | 0.15366 | 0.15366 | 0.15366
F1_Commercial_Lodging_New_Water Heating_Natural Gas_Water Heater_E2 | F1 | Commercial | Lodging | New | Water Heating | Natural Gas | Water Heater | E2 | Participant - Cost of Equipment | 0.17171 | 0.17171 | 0.17171 | 0.17171 | 0.17171 | 0.17171 | 0.17171 | 0.17171 | 0.17171 | 0.17171 | 0.17171 | 0.17171 | 0.17171 | 0.17171 | 0.17171 | 0.17171 | 0.17171 | 0.17171 | 0.17171 | 0.17171 | 0.17171 | 0.17171 | 0.17171 | 0.17171 | 0.17171 | 0.17171 | 0.17171 | 0.17171 | 0.17171 | 0.17171 | 0.17171
F1_Commercial_Lodging_New_Water Heating_Natural Gas_Water Heater_E3 | F1 | Commercial | Lodging | New | Water Heating | Natural Gas | Water Heater | E3 | Participant - Cost of Equipment | 0.17949 | 0.17949 | 0.17949 | 0.17949 | 0.17949 | 0.17949 | 0.17949 | 0.17949 | 0.17949 | 0.17949 | 0.17949 | 0.17949 | 0.17949 | 0.17949 | 0.17949 | 0.17949 | 0.17949 | 0.17949 | 0.17949 | 0.17949 | 0.17949 | 0.17949 | 0.17949 | 0.17949 | 0.17949 | 0.17949 | 0.17949 | 0.17949 | 0.17949 | 0.17949 | 0.17949
F1_Commercial_Lodging_New_Water Heating_Natural Gas_Water Heater_E4 | F1 | Commercial | Lodging | New | Water Heating | Natural Gas | Water Heater | E4 | Participant - Cost of Equipment | 0 | 0 | 0 | 0 | 0 | 0 | 0 | 0.24611 | 0.24611 | 0.24611 | 0.24611 | 0.24611 | 0.24611 | 0.24611 | 0.24611 | 0.24611 | 0.24611 | 0.24611 | 0.24611 | 0.24611 | 0.24611 | 0.24611 | 0.24611 | 0.24611 | 0.24611 | 0.24611 | 0.24611 | 0.24611 | 0.24611 | 0.24611 | 0.24611
F1_Commercial_Lodging_New_Water Heating_Natural Gas_Water Heater_E5 | F1 | Commercial | Lodging | New | Water Heating | Natural Gas | Water Heater | E5 | Participant - Cost of Equipment | 0 | 0 | 0 | 0 | 0 | 0 | 0 | 0 | 0 | 0 | 0 | 0 | 0 | 0 | 0 | 0 | 0 | 0 | 0 | 0 | 0 | 0 | 0 | 0 | 0 | 0 | 0 | 0 | 0 | 0 | 0
F1_Commercial_Lodging_New_Water Heating_Natural Gas_Water Heater_E6 | F1 | Commercial | Lodging | New | Water Heating | Natural Gas | Water Heater | E6 | Participant - Cost of Equipment | 0 | 0 | 0 | 0 | 0 | 0 | 0 | 0 | 0 | 0 | 0 | 0 | 0 | 0 | 0 | 0 | 0 | 0 | 0 | 0 | 0 | 0 | 0 | 0 | 0 | 0 | 0 | 0 | 0 | 0 | 0
F1_Commercial_Lodging_New_Water Heating_Natural Gas_Water Heater_E7 | F1 | Commercial | Lodging | New | Water Heating | Natural Gas | Water Heater | E7 | Participant - Cost of Equipment | 0 | 0 | 0 | 0 | 0 | 0 | 0 | 0 | 0 | 0 | 0 | 0 | 0 | 0 | 0 | 0 | 0 | 0 | 0 | 0 | 0 | 0 | 0 | 0 | 0 | 0 | 0 | 0 | 0 | 0 | 0
F1_Commercial_Lodging_New_Water Heating_Natural Gas_Water Heater_E8 | F1 | Commercial | Lodging | New | Water Heating | Natural Gas | Water Heater | E8 | Participant - Cost of Equipment | 0 | 0 | 0 | 0 | 0 | 0 | 0 | 0 | 0 | 0 | 0 | 0 | 0 | 0 | 0 | 0 | 0 | 0 | 0 | 0 | 0 | 0 | 0 | 0 | 0 | 0 | 0 | 0 | 0 | 0 | 0
F1_Commercial_Lodging_New_Water Heating_Natural Gas_Water Heater_E9 | F1 | Commercial | Lodging | New | Water Heating | Natural Gas | Water Heater | E9 | Participant - Cost of Equipment | 0 | 0 | 0 | 0 | 0 | 0 | 0 | 0 | 0 | 0 | 0 | 0 | 0 | 0 | 0 | 0 | 0 | 0 | 0 | 0 | 0 | 0 | 0 | 0 | 0 | 0 | 0 | 0 | 0 | 0 | 0
F1_Commercial_Lodging_New_Water Heating_Natural Gas_Water Heater_E10 | F1 | Commercial | Lodging | New | Water Heating | Natural Gas | Water Heater | E10 | Participant - Cost of Equipment | 0 | 0 | 0 | 0 | 0 | 0 | 0 | 0 | 0 | 0 | 0 | 0 | 0 | 0 | 0 | 0 | 0 | 0 | 0 | 0 | 0 | 0 | 0 | 0 | 0 | 0 | 0 | 0 | 0 | 0 | 0
F2_Commercial_Lodging_New_Water Heating_Natural Gas_Water Heater_E1 | F2 | Commercial | Lodging | New | Water Heating | Natural Gas | Water Heater | E1 | Participant - Cost of Operation | 1.6568 | 1.6896 | 1.7131 | 1.7386 | 1.7752 | 1.6631 | 1.5756 | 1.5296 | 1.513 | 1.4877 | 1.4705 | 1.5485 | 1.3858 | 1.4812 | 1.6037 | 1.7227 | 1.7272 | 1.7354 | 1.7023 | 1.7259 | 1.7425 | 1.7648 | 1.7929 | 0.84455 | 0.8277 | 0.81193 | 0.79709 | 0.78301 | 0.76956 | 0.75664 | 0.74415
F2_Commercial_Lodging_New_Water Heating_Natural Gas_Water Heater_E2 | F2 | Commercial | Lodging | New | Water Heating | Natural Gas | Water Heater | E2 | Participant - Cost of Operation | 1.41 | 1.438 | 1.458 | 1.4796 | 1.5108 | 1.4154 | 1.3409 | 1.3018 | 1.2877 | 1.2661 | 1.2515 | 1.3178 | 1.1794 | 1.2606 | 1.3648 | 1.4662 | 1.4699 | 1.477 | 1.4487 | 1.4689 | 1.483 | 1.502 | 1.5259 | 0.71877 | 0.70443 | 0.69101 | 0.67837 | 0.66639 | 0.65495 | 0.64395 | 0.63332
F2_Commercial_Lodging_New_Water Heating_Natural Gas_Water Heater_E3 | F2 | Commercial | Lodging | New | Water Heating | Natural Gas | Water Heater | E3 | Participant - Cost of Operation | 1.175 | 1.1983 | 1.215 | 1.233 | 1.259 | 1.1795 | 1.1175 | 1.0848 | 1.0731 | 1.0551 | 1.0429 | 1.0982 | 0.98284 | 1.0505 | 1.1374 | 1.2218 | 1.225 | 1.2308 | 1.2073 | 1.2241 | 1.2358 | 1.2517 | 1.2716 | 0.59897 | 0.58702 | 0.57584 | 0.56531 | 0.55533 | 0.54579 | 0.53662 | 0.52776
F2_Commercial_Lodging_New_Water Heating_Natural Gas_Water Heater_E4 | F2 | Commercial | Lodging | New | Water Heating | Natural Gas | Water Heater | E4 | Participant - Cost of Operation | 0 | 0 | 0 | 0 | 0 | 0 | 0 | 0.83183 | 0.84392 | 0.85516 | 0.87232 | 0.88957 | 0.80919 | 0.80392 | 0.80515 | 0.80024 | 0.79978 | 0.80098 | 0.78579 | 0.79335 | 0.79816 | 0.80535 | 0.81487 | 0.43518 | 0.42688 | 0.41904 | 0.4116 | 0.4045 | 0.39768 | 0.3911 | 0.38337
F2_Commercial_Lodging_New_Water Heating_Natural Gas_Water Heater_E5 | F2 | Commercial | Lodging | New | Water Heating | Natural Gas | Water Heater | E5 | Participant - Cost of Operation | 0 | 0 | 0 | 0 | 0 | 0 | 0 | 0 | 0 | 0 | 0 | 0 | 0 | 0 | 0 | 0 | 0 | 0 | 0 | 0 | 0 | 0 | 0 | 0 | 0 | 0 | 0 | 0 | 0 | 0 | 0
F2_Commercial_Lodging_New_Water Heating_Natural Gas_Water Heater_E6 | F2 | Commercial | Lodging | New | Water Heating | Natural Gas | Water Heater | E6 | Participant - Cost of Operation | 0 | 0 | 0 | 0 | 0 | 0 | 0 | 0 | 0 | 0 | 0 | 0 | 0 | 0 | 0 | 0 | 0 | 0 | 0 | 0 | 0 | 0 | 0 | 0 | 0 | 0 | 0 | 0 | 0 | 0 | 0
F2_Commercial_Lodging_New_Water Heating_Natural Gas_Water Heater_E7 | F2 | Commercial | Lodging | New | Water Heating | Natural Gas | Water Heater | E7 | Participant - Cost of Operation | 0 | 0 | 0 | 0 | 0 | 0 | 0 | 0 | 0 | 0 | 0 | 0 | 0 | 0 | 0 | 0 | 0 | 0 | 0 | 0 | 0 | 0 | 0 | 0 | 0 | 0 | 0 | 0 | 0 | 0 | 0
F2_Commercial_Lodging_New_Water Heating_Natural Gas_Water Heater_E8 | F2 | Commercial | Lodging | New | Water Heating | Natural Gas | Water Heater | E8 | Participant - Cost of Operation | 0 | 0 | 0 | 0 | 0 | 0 | 0 | 0 | 0 | 0 | 0 | 0 | 0 | 0 | 0 | 0 | 0 | 0 | 0 | 0 | 0 | 0 | 0 | 0 | 0 | 0 | 0 | 0 | 0 | 0 | 0
F2_Commercial_Lodging_New_Water Heating_Natural Gas_Water Heater_E9 | F2 | Commercial | Lodging | New | Water Heating | Natural Gas | Water Heater | E9 | Participant - Cost of Operation | 0 | 0 | 0 | 0 | 0 | 0 | 0 | 0 | 0 | 0 | 0 | 0 | 0 | 0 | 0 | 0 | 0 | 0 | 0 | 0 | 0 | 0 | 0 | 0 | 0 | 0 | 0 | 0 | 0 | 0 | 0
F2_Commercial_Lodging_New_Water Heating_Natural Gas_Water Heater_E10 | F2 | Commercial | Lodging | New | Water Heating | Natural Gas | Water Heater | E10 | Participant - Cost of Operation | 0 | 0 | 0 | 0 | 0 | 0 | 0 | 0 | 0 | 0 | 0 | 0 | 0 | 0 | 0 | 0 | 0 | 0 | 0 | 0 | 0 | 0 | 0 | 0 | 0 | 0 | 0 | 0 | 0 | 0 | 0
F3_Commercial_Lodging_New_Water Heating_Natural Gas_Water Heater_E1 | F3 | Commercial | Lodging | New | Water Heating | Natural Gas | Water Heater | E1 | System - kBTUs of Conusmption | 138.6411 | 138.9732 | 138.7616 | 138.6167 | 138.6167 | 138.6167 | 138.6167 | 138.6167 | 138.6167 | 138.6167 | 138.6167 | 138.6167 | 138.6167 | 138.6167 | 138.6167 | 138.6167 | 138.6167 | 138.6167 | 138.6167 | 138.6167 | 138.6167 | 138.6167 | 138.6167 | 138.6167 | 138.6167 | 138.6167 | 138.6167 | 138.6167 | 138.6167 | 138.6167 | 138.6167
F3_Commercial_Lodging_New_Water Heating_Natural Gas_Water Heater_E2 | F3 | Commercial | Lodging | New | Water Heating | Natural Gas | Water Heater | E2 | System - kBTUs of Conusmption | 117.9924 | 118.2751 | 118.095 | 117.9717 | 117.9717 | 117.9717 | 117.9717 | 117.9717 | 117.9717 | 117.9717 | 117.9717 | 117.9717 | 117.9717 | 117.9717 | 117.9717 | 117.9717 | 117.9717 | 117.9717 | 117.9717 | 117.9717 | 117.9717 | 117.9717 | 117.9717 | 117.9717 | 117.9717 | 117.9717 | 117.9717 | 117.9717 | 117.9717 | 117.9717 | 117.9717
F3_Commercial_Lodging_New_Water Heating_Natural Gas_Water Heater_E3 | F3 | Commercial | Lodging | New | Water Heating | Natural Gas | Water Heater | E3 | System - kBTUs of Conusmption | 98.327 | 98.5626 | 98.4125 | 98.3097 | 98.3097 | 98.3097 | 98.3097 | 98.3097 | 98.3097 | 98.3097 | 98.3097 | 98.3097 | 98.3097 | 98.3097 | 98.3097 | 98.3097 | 98.3097 | 98.3097 | 98.3097 | 98.3097 | 98.3097 | 98.3097 | 98.3097 | 98.3097 | 98.3097 | 98.3097 | 98.3097 | 98.3097 | 98.3097 | 98.3097 | 98.3097
F3_Commercial_Lodging_New_Water Heating_Natural Gas_Water Heater_E4 | F3 | Commercial | Lodging | New | Water Heating | Natural Gas | Water Heater | E4 | System - kBTUs of Conusmption | 0 | 0 | 0 | 0 | 0 | 0 | 0 | 74.196 | 74.196 | 74.196 | 74.196 | 74.196 | 74.196 | 74.196 | 74.196 | 74.196 | 74.196 | 74.196 | 74.196 | 74.196 | 74.196 | 74.196 | 74.196 | 74.196 | 74.196 | 74.196 | 74.196 | 74.196 | 74.196 | 74.196 | 74.196
F3_Commercial_Lodging_New_Water Heating_Natural Gas_Water Heater_E5 | F3 | Commercial | Lodging | New | Water Heating | Natural Gas | Water Heater | E5 | System - kBTUs of Conusmption | 0 | 0 | 0 | 0 | 0 | 0 | 0 | 0 | 0 | 0 | 0 | 0 | 0 | 0 | 0 | 0 | 0 | 0 | 0 | 0 | 0 | 0 | 0 | 0 | 0 | 0 | 0 | 0 | 0 | 0 | 0
F3_Commercial_Lodging_New_Water Heating_Natural Gas_Water Heater_E6 | F3 | Commercial | Lodging | New | Water Heating | Natural Gas | Water Heater | E6 | System - kBTUs of Conusmption | 0 | 0 | 0 | 0 | 0 | 0 | 0 | 0 | 0 | 0 | 0 | 0 | 0 | 0 | 0 | 0 | 0 | 0 | 0 | 0 | 0 | 0 | 0 | 0 | 0 | 0 | 0 | 0 | 0 | 0 | 0
F3_Commercial_Lodging_New_Water Heating_Natural Gas_Water Heater_E7 | F3 | Commercial | Lodging | New | Water Heating | Natural Gas | Water Heater | E7 | System - kBTUs of Conusmption | 0 | 0 | 0 | 0 | 0 | 0 | 0 | 0 | 0 | 0 | 0 | 0 | 0 | 0 | 0 | 0 | 0 | 0 | 0 | 0 | 0 | 0 | 0 | 0 | 0 | 0 | 0 | 0 | 0 | 0 | 0
F3_Commercial_Lodging_New_Water Heating_Natural Gas_Water Heater_E8 | F3 | Commercial | Lodging | New | Water Heating | Natural Gas | Water Heater | E8 | System - kBTUs of Conusmption | 0 | 0 | 0 | 0 | 0 | 0 | 0 | 0 | 0 | 0 | 0 | 0 | 0 | 0 | 0 | 0 | 0 | 0 | 0 | 0 | 0 | 0 | 0 | 0 | 0 | 0 | 0 | 0 | 0 | 0 | 0
F3_Commercial_Lodging_New_Water Heating_Natural Gas_Water Heater_E9 | F3 | Commercial | Lodging | New | Water Heating | Natural Gas | Water Heater | E9 | System - kBTUs of Conusmption | 0 | 0 | 0 | 0 | 0 | 0 | 0 | 0 | 0 | 0 | 0 | 0 | 0 | 0 | 0 | 0 | 0 | 0 | 0 | 0 | 0 | 0 | 0 | 0 | 0 | 0 | 0 | 0 | 0 | 0 | 0
F3_Commercial_Lodging_New_Water Heating_Natural Gas_Water Heater_E10 | F3 | Commercial | Lodging | New | Water Heating | Natural Gas | Water Heater | E10 | System - kBTUs of Conusmption | 0 | 0 | 0 | 0 | 0 | 0 | 0 | 0 | 0 | 0 | 0 | 0 | 0 | 0 | 0 | 0 | 0 | 0 | 0 | 0 | 0 | 0 | 0 | 0 | 0 | 0 | 0 | 0 | 0 | 0 | 0
F4_Commercial_Lodging_New_Water Heating_Natural Gas_Water Heater_E1 | F4 | Commercial | Lodging | New | Water Heating | Natural Gas | Water Heater | E1 | Utility - Cost of Equipment | 0.15366 | 0.15366 | 0.15366 | 0.15366 | 0.15366 | 0.15366 | 0.15366 | 0.15366 | 0.15366 | 0.15366 | 0.15366 | 0.15366 | 0.15366 | 0.15366 | 0.15366 | 0.15366 | 0.15366 | 0.15366 | 0.15366 | 0.15366 | 0.15366 | 0.15366 | 0.15366 | 0.15366 | 0.15366 | 0.15366 | 0.15366 | 0.15366 | 0.15366 | 0.15366 | 0.15366
F4_Commercial_Lodging_New_Water Heating_Natural Gas_Water Heater_E2 | F4 | Commercial | Lodging | New | Water Heating | Natural Gas | Water Heater | E2 | Utility - Cost of Equipment | 0.17171 | 0.17171 | 0.17171 | 0.17171 | 0.17171 | 0.17171 | 0.17171 | 0.17171 | 0.17171 | 0.17171 | 0.17171 | 0.17171 | 0.17171 | 0.17171 | 0.17171 | 0.17171 | 0.17171 | 0.17171 | 0.17171 | 0.17171 | 0.17171 | 0.17171 | 0.17171 | 0.17171 | 0.17171 | 0.17171 | 0.17171 | 0.17171 | 0.17171 | 0.17171 | 0.17171
F4_Commercial_Lodging_New_Water Heating_Natural Gas_Water Heater_E3 | F4 | Commercial | Lodging | New | Water Heating | Natural Gas | Water Heater | E3 | Utility - Cost of Equipment | 0.17949 | 0.17949 | 0.17949 | 0.17949 | 0.17949 | 0.17949 | 0.17949 | 0.17949 | 0.17949 | 0.17949 | 0.17949 | 0.17949 | 0.17949 | 0.17949 | 0.17949 | 0.17949 | 0.17949 | 0.17949 | 0.17949 | 0.17949 | 0.17949 | 0.17949 | 0.17949 | 0.17949 | 0.17949 | 0.17949 | 0.17949 | 0.17949 | 0.17949 | 0.17949 | 0.17949
F4_Commercial_Lodging_New_Water Heating_Natural Gas_Water Heater_E4 | F4 | Commercial | Lodging | New | Water Heating | Natural Gas | Water Heater | E4 | Utility - Cost of Equipment | 0 | 0 | 0 | 0 | 0 | 0 | 0 | 0.24611 | 0.24611 | 0.24611 | 0.24611 | 0.24611 | 0.24611 | 0.24611 | 0.24611 | 0.24611 | 0.24611 | 0.24611 | 0.24611 | 0.24611 | 0.24611 | 0.24611 | 0.24611 | 0.24611 | 0.24611 | 0.24611 | 0.24611 | 0.24611 | 0.24611 | 0.24611 | 0.24611
F4_Commercial_Lodging_New_Water Heating_Natural Gas_Water Heater_E5 | F4 | Commercial | Lodging | New | Water Heating | Natural Gas | Water Heater | E5 | Utility - Cost of Equipment | 0 | 0 | 0 | 0 | 0 | 0 | 0 | 0 | 0 | 0 | 0 | 0 | 0 | 0 | 0 | 0 | 0 | 0 | 0 | 0 | 0 | 0 | 0 | 0 | 0 | 0 | 0 | 0 | 0 | 0 | 0
F4_Commercial_Lodging_New_Water Heating_Natural Gas_Water Heater_E6 | F4 | Commercial | Lodging | New | Water Heating | Natural Gas | Water Heater | E6 | Utility - Cost of Equipment | 0 | 0 | 0 | 0 | 0 | 0 | 0 | 0 | 0 | 0 | 0 | 0 | 0 | 0 | 0 | 0 | 0 | 0 | 0 | 0 | 0 | 0 | 0 | 0 | 0 | 0 | 0 | 0 | 0 | 0 | 0
F4_Commercial_Lodging_New_Water Heating_Natural Gas_Water Heater_E7 | F4 | Commercial | Lodging | New | Water Heating | Natural Gas | Water Heater | E7 | Utility - Cost of Equipment | 0 | 0 | 0 | 0 | 0 | 0 | 0 | 0 | 0 | 0 | 0 | 0 | 0 | 0 | 0 | 0 | 0 | 0 | 0 | 0 | 0 | 0 | 0 | 0 | 0 | 0 | 0 | 0 | 0 | 0 | 0
F4_Commercial_Lodging_New_Water Heating_Natural Gas_Water Heater_E8 | F4 | Commercial | Lodging | New | Water Heating | Natural Gas | Water Heater | E8 | Utility - Cost of Equipment | 0 | 0 | 0 | 0 | 0 | 0 | 0 | 0 | 0 | 0 | 0 | 0 | 0 | 0 | 0 | 0 | 0 | 0 | 0 | 0 | 0 | 0 | 0 | 0 | 0 | 0 | 0 | 0 | 0 | 0 | 0
F4_Commercial_Lodging_New_Water Heating_Natural Gas_Water Heater_E9 | F4 | Commercial | Lodging | New | Water Heating | Natural Gas | Water Heater | E9 | Utility - Cost of Equipment | 0 | 0 | 0 | 0 | 0 | 0 | 0 | 0 | 0 | 0 | 0 | 0 | 0 | 0 | 0 | 0 | 0 | 0 | 0 | 0 | 0 | 0 | 0 | 0 | 0 | 0 | 0 | 0 | 0 | 0 | 0
F4_Commercial_Lodging_New_Water Heating_Natural Gas_Water Heater_E10 | F4 | Commercial | Lodging | New | Water Heating | Natural Gas | Water Heater | E10 | Utility - Cost of Equipment | 0 | 0 | 0 | 0 | 0 | 0 | 0 | 0 | 0 | 0 | 0 | 0 | 0 | 0 | 0 | 0 | 0 | 0 | 0 | 0 | 0 | 0 | 0 | 0 | 0 | 0 | 0 | 0 | 0 | 0 | 0
F5_Commercial_Lodging_New_Water Heating_Natural Gas_Water Heater_E1 | F5 | Commercial | Lodging | New | Water Heating | Natural Gas | Water Heater | E1 | Utility - Cost of Operation | 1.3829 | 1.4103 | 1.4299 | 1.4512 | 1.4817 | 1.3882 | 1.3151 | 1.2767 | 1.2629 | 1.2417 | 1.2274 | 1.2925 | 1.1567 | 1.2363 | 1.3386 | 1.4379 | 1.4416 | 1.4485 | 1.4208 | 1.4406 | 1.4544 | 1.4731 | 1.4965 | 0.70493 | 0.69087 | 0.6777 | 0.66531 | 0.65356 | 0.64234 | 0.63155 | 0.62112
F5_Commercial_Lodging_New_Water Heating_Natural Gas_Water Heater_E2 | F5 | Commercial | Lodging | New | Water Heating | Natural Gas | Water Heater | E2 | Utility - Cost of Operation | 1.1769 | 1.2003 | 1.2169 | 1.235 | 1.261 | 1.1814 | 1.1193 | 1.0866 | 1.0748 | 1.0568 | 1.0446 | 1.1 | 0.98442 | 1.0522 | 1.1392 | 1.2238 | 1.2269 | 1.2328 | 1.2092 | 1.226 | 1.2378 | 1.2537 | 1.2736 | 0.59994 | 0.58797 | 0.57677 | 0.56622 | 0.55622 | 0.54667 | 0.53749 | 0.52862
F5_Commercial_Lodging_New_Water Heating_Natural Gas_Water Heater_E3 | F5 | Commercial | Lodging | New | Water Heating | Natural Gas | Water Heater | E3 | Utility - Cost of Operation | 0.98078 | 1.0002 | 1.0141 | 1.0292 | 1.0508 | 0.98453 | 0.93271 | 0.90546 | 0.89567 | 0.88065 | 0.87051 | 0.91664 | 0.82035 | 0.87684 | 0.94934 | 1.0198 | 1.0224 | 1.0273 | 1.0077 | 1.0217 | 1.0315 | 1.0447 | 1.0614 | 0.49995 | 0.48998 | 0.48064 | 0.47185 | 0.46352 | 0.45556 | 0.44791 | 0.44051
F5_Commercial_Lodging_New_Water Heating_Natural Gas_Water Heater_E4 | F5 | Commercial | Lodging | New | Water Heating | Natural Gas | Water Heater | E4 | Utility - Cost of Operation | 0 | 0 | 0 | 0 | 0 | 0 | 0 | 0.69431 | 0.7044 | 0.71378 | 0.72811 | 0.7425 | 0.67541 | 0.67101 | 0.67204 | 0.66794 | 0.66756 | 0.66856 | 0.65589 | 0.6622 | 0.66621 | 0.67221 | 0.68016 | 0.36324 | 0.3563 | 0.34976 | 0.34356 | 0.33763 | 0.33194 | 0.32644 | 0.31999
F5_Commercial_Lodging_New_Water Heating_Natural Gas_Water Heater_E5 | F5 | Commercial | Lodging | New | Water Heating | Natural Gas | Water Heater | E5 | Utility - Cost of Operation | 0 | 0 | 0 | 0 | 0 | 0 | 0 | 0 | 0 | 0 | 0 | 0 | 0 | 0 | 0 | 0 | 0 | 0 | 0 | 0 | 0 | 0 | 0 | 0 | 0 | 0 | 0 | 0 | 0 | 0 | 0
F5_Commercial_Lodging_New_Water Heating_Natural Gas_Water Heater_E6 | F5 | Commercial | Lodging | New | Water Heating | Natural Gas | Water Heater | E6 | Utility - Cost of Operation | 0 | 0 | 0 | 0 | 0 | 0 | 0 | 0 | 0 | 0 | 0 | 0 | 0 | 0 | 0 | 0 | 0 | 0 | 0 | 0 | 0 | 0 | 0 | 0 | 0 | 0 | 0 | 0 | 0 | 0 | 0
F5_Commercial_Lodging_New_Water Heating_Natural Gas_Water Heater_E7 | F5 | Commercial | Lodging | New | Water Heating | Natural Gas | Water Heater | E7 | Utility - Cost of Operation | 0 | 0 | 0 | 0 | 0 | 0 | 0 | 0 | 0 | 0 | 0 | 0 | 0 | 0 | 0 | 0 | 0 | 0 | 0 | 0 | 0 | 0 | 0 | 0 | 0 | 0 | 0 | 0 | 0 | 0 | 0
F5_Commercial_Lodging_New_Water Heating_Natural Gas_Water Heater_E8 | F5 | Commercial | Lodging | New | Water Heating | Natural Gas | Water Heater | E8 | Utility - Cost of Operation | 0 | 0 | 0 | 0 | 0 | 0 | 0 | 0 | 0 | 0 | 0 | 0 | 0 | 0 | 0 | 0 | 0 | 0 | 0 | 0 | 0 | 0 | 0 | 0 | 0 | 0 | 0 | 0 | 0 | 0 | 0
F5_Commercial_Lodging_New_Water Heating_Natural Gas_Water Heater_E9 | F5 | Commercial | Lodging | New | Water Heating | Natural Gas | Water Heater | E9 | Utility - Cost of Operation | 0 | 0 | 0 | 0 | 0 | 0 | 0 | 0 | 0 | 0 | 0 | 0 | 0 | 0 | 0 | 0 | 0 | 0 | 0 | 0 | 0 | 0 | 0 | 0 | 0 | 0 | 0 | 0 | 0 | 0 | 0
F5_Commercial_Lodging_New_Water Heating_Natural Gas_Water Heater_E10 | F5 | Commercial | Lodging | New | Water Heating | Natural Gas | Water Heater | E10 | Utility - Cost of Operation | 0 | 0 | 0 | 0 | 0 | 0 | 0 | 0 | 0 | 0 | 0 | 0 | 0 | 0 | 0 | 0 | 0 | 0 | 0 | 0 | 0 | 0 | 0 | 0 | 0 | 0 | 0 | 0 | 0 | 0 | 0
F6_Commercial_Lodging_New_Water Heating_Natural Gas_Water Heater_E1 | F6 | Commercial | Lodging | New | Water Heating | Natural Gas | Water Heater | E1 | Utility - Value of Sales | 1.6568 | 1.6896 | 1.7131 | 1.7386 | 1.7752 | 1.6631 | 1.5756 | 1.5296 | 1.513 | 1.4877 | 1.4705 | 1.5485 | 1.3858 | 1.4812 | 1.6037 | 1.7227 | 1.7272 | 1.7354 | 1.7023 | 1.7259 | 1.7425 | 1.7648 | 1.7929 | 0.84455 | 0.8277 | 0.81193 | 0.79709 | 0.78301 | 0.76956 | 0.75664 | 0.74415
F6_Commercial_Lodging_New_Water Heating_Natural Gas_Water Heater_E2 | F6 | Commercial | Lodging | New | Water Heating | Natural Gas | Water Heater | E2 | Utility - Value of Sales | 1.41 | 1.438 | 1.458 | 1.4796 | 1.5108 | 1.4154 | 1.3409 | 1.3018 | 1.2877 | 1.2661 | 1.2515 | 1.3178 | 1.1794 | 1.2606 | 1.3648 | 1.4662 | 1.4699 | 1.477 | 1.4487 | 1.4689 | 1.483 | 1.502 | 1.5259 | 0.71877 | 0.70443 | 0.69101 | 0.67837 | 0.66639 | 0.65495 | 0.64395 | 0.63332
F6_Commercial_Lodging_New_Water Heating_Natural Gas_Water Heater_E3 | F6 | Commercial | Lodging | New | Water Heating | Natural Gas | Water Heater | E3 | Utility - Value of Sales | 1.175 | 1.1983 | 1.215 | 1.233 | 1.259 | 1.1795 | 1.1175 | 1.0848 | 1.0731 | 1.0551 | 1.0429 | 1.0982 | 0.98284 | 1.0505 | 1.1374 | 1.2218 | 1.225 | 1.2308 | 1.2073 | 1.2241 | 1.2358 | 1.2517 | 1.2716 | 0.59897 | 0.58702 | 0.57584 | 0.56531 | 0.55533 | 0.54579 | 0.53662 | 0.52776
F6_Commercial_Lodging_New_Water Heating_Natural Gas_Water Heater_E4 | F6 | Commercial | Lodging | New | Water Heating | Natural Gas | Water Heater | E4 | Utility - Value of Sales | 0 | 0 | 0 | 0 | 0 | 0 | 0 | 0.83183 | 0.84392 | 0.85516 | 0.87232 | 0.88957 | 0.80919 | 0.80392 | 0.80515 | 0.80024 | 0.79978 | 0.80098 | 0.78579 | 0.79335 | 0.79816 | 0.80535 | 0.81487 | 0.43518 | 0.42688 | 0.41904 | 0.4116 | 0.4045 | 0.39768 | 0.3911 | 0.38337
F6_Commercial_Lodging_New_Water Heating_Natural Gas_Water Heater_E5 | F6 | Commercial | Lodging | New | Water Heating | Natural Gas | Water Heater | E5 | Utility - Value of Sales | 0 | 0 | 0 | 0 | 0 | 0 | 0 | 0 | 0 | 0 | 0 | 0 | 0 | 0 | 0 | 0 | 0 | 0 | 0 | 0 | 0 | 0 | 0 | 0 | 0 | 0 | 0 | 0 | 0 | 0 | 0
F6_Commercial_Lodging_New_Water Heating_Natural Gas_Water Heater_E6 | F6 | Commercial | Lodging | New | Water Heating | Natural Gas | Water Heater | E6 | Utility - Value of Sales | 0 | 0 | 0 | 0 | 0 | 0 | 0 | 0 | 0 | 0 | 0 | 0 | 0 | 0 | 0 | 0 | 0 | 0 | 0 | 0 | 0 | 0 | 0 | 0 | 0 | 0 | 0 | 0 | 0 | 0 | 0
F6_Commercial_Lodging_New_Water Heating_Natural Gas_Water Heater_E7 | F6 | Commercial | Lodging | New | Water Heating | Natural Gas | Water Heater | E7 | Utility - Value of Sales | 0 | 0 | 0 | 0 | 0 | 0 | 0 | 0 | 0 | 0 | 0 | 0 | 0 | 0 | 0 | 0 | 0 | 0 | 0 | 0 | 0 | 0 | 0 | 0 | 0 | 0 | 0 | 0 | 0 | 0 | 0
F6_Commercial_Lodging_New_Water Heating_Natural Gas_Water Heater_E8 | F6 | Commercial | Lodging | New | Water Heating | Natural Gas | Water Heater | E8 | Utility - Value of Sales | 0 | 0 | 0 | 0 | 0 | 0 | 0 | 0 | 0 | 0 | 0 | 0 | 0 | 0 | 0 | 0 | 0 | 0 | 0 | 0 | 0 | 0 | 0 | 0 | 0 | 0 | 0 | 0 | 0 | 0 | 0
F6_Commercial_Lodging_New_Water Heating_Natural Gas_Water Heater_E9 | F6 | Commercial | Lodging | New | Water Heating | Natural Gas | Water Heater | E9 | Utility - Value of Sales | 0 | 0 | 0 | 0 | 0 | 0 | 0 | 0 | 0 | 0 | 0 | 0 | 0 | 0 | 0 | 0 | 0 | 0 | 0 | 0 | 0 | 0 | 0 | 0 | 0 | 0 | 0 | 0 | 0 | 0 | 0
F6_Commercial_Lodging_New_Water Heating_Natural Gas_Water Heater_E10 | F6 | Commercial | Lodging | New | Water Heating | Natural Gas | Water Heater | E10 | Utility - Value of Sales | 0 | 0 | 0 | 0 | 0 | 0 | 0 | 0 | 0 | 0 | 0 | 0 | 0 | 0 | 0 | 0 | 0 | 0 | 0 | 0 | 0 | 0 | 0 | 0 | 0 | 0 | 0 | 0 | 0 | 0 | 0
F1_Commercial_Lodging_New_Food Preparation_Natural Gas_Oven_E1 | F1 | Commercial | Lodging | New | Food Preparation | Natural Gas | Oven | E1 | Participant - Cost of Equipment | 0.15216 | 0.15216 | 0.15216 | 0.15216 | 0.15216 | 0.15216 | 0.15216 | 0.15216 | 0.15216 | 0.15216 | 0.15216 | 0.15216 | 0.15216 | 0.15216 | 0.15216 | 0.15216 | 0.15216 | 0.15216 | 0.15216 | 0.15216 | 0.15216 | 0.15216 | 0.15216 | 0.15216 | 0.15216 | 0.15216 | 0.15216 | 0.15216 | 0.15216 | 0.15216 | 0.15216
F1_Commercial_Lodging_New_Food Preparation_Natural Gas_Oven_E2 | F1 | Commercial | Lodging | New | Food Preparation | Natural Gas | Oven | E2 | Participant - Cost of Equipment | 0.15856 | 0.15856 | 0.15856 | 0.15856 | 0.15856 | 0.15856 | 0.15856 | 0.15856 | 0.15856 | 0.15856 | 0.15856 | 0.15856 | 0.15856 | 0.15856 | 0.15856 | 0.15856 | 0.15856 | 0.15856 | 0.15856 | 0.15856 | 0.15856 | 0.15856 | 0.15856 | 0.15856 | 0.15856 | 0.15856 | 0.15856 | 0.15856 | 0.15856 | 0.15856 | 0.15856
F1_Commercial_Lodging_New_Food Preparation_Natural Gas_Oven_E3 | F1 | Commercial | Lodging | New | Food Preparation | Natural Gas | Oven | E3 | Participant - Cost of Equipment | 0 | 0 | 0 | 0 | 0 | 0 | 0 | 0 | 0 | 0 | 0 | 0 | 0 | 0 | 0 | 0 | 0 | 0 | 0 | 0 | 0 | 0 | 0 | 0 | 0 | 0 | 0 | 0 | 0 | 0 | 0
F1_Commercial_Lodging_New_Food Preparation_Natural Gas_Oven_E4 | F1 | Commercial | Lodging | New | Food Preparation | Natural Gas | Oven | E4 | Participant - Cost of Equipment | 0 | 0 | 0 | 0 | 0 | 0 | 0 | 0 | 0 | 0 | 0 | 0 | 0 | 0 | 0 | 0 | 0 | 0 | 0 | 0 | 0 | 0 | 0 | 0 | 0 | 0 | 0 | 0 | 0 | 0 | 0
F1_Commercial_Lodging_New_Food Preparation_Natural Gas_Oven_E5 | F1 | Commercial | Lodging | New | Food Preparation | Natural Gas | Oven | E5 | Participant - Cost of Equipment | 0 | 0 | 0 | 0 | 0 | 0 | 0 | 0 | 0 | 0 | 0 | 0 | 0 | 0 | 0 | 0 | 0 | 0 | 0 | 0 | 0 | 0 | 0 | 0 | 0 | 0 | 0 | 0 | 0 | 0 | 0
F1_Commercial_Lodging_New_Food Preparation_Natural Gas_Oven_E6 | F1 | Commercial | Lodging | New | Food Preparation | Natural Gas | Oven | E6 | Participant - Cost of Equipment | 0 | 0 | 0 | 0 | 0 | 0 | 0 | 0 | 0 | 0 | 0 | 0 | 0 | 0 | 0 | 0 | 0 | 0 | 0 | 0 | 0 | 0 | 0 | 0 | 0 | 0 | 0 | 0 | 0 | 0 | 0
F1_Commercial_Lodging_New_Food Preparation_Natural Gas_Oven_E7 | F1 | Commercial | Lodging | New | Food Preparation | Natural Gas | Oven | E7 | Participant - Cost of Equipment | 0 | 0 | 0 | 0 | 0 | 0 | 0 | 0 | 0 | 0 | 0 | 0 | 0 | 0 | 0 | 0 | 0 | 0 | 0 | 0 | 0 | 0 | 0 | 0 | 0 | 0 | 0 | 0 | 0 | 0 | 0
F1_Commercial_Lodging_New_Food Preparation_Natural Gas_Oven_E8 | F1 | Commercial | Lodging | New | Food Preparation | Natural Gas | Oven | E8 | Participant - Cost of Equipment | 0 | 0 | 0 | 0 | 0 | 0 | 0 | 0 | 0 | 0 | 0 | 0 | 0 | 0 | 0 | 0 | 0 | 0 | 0 | 0 | 0 | 0 | 0 | 0 | 0 | 0 | 0 | 0 | 0 | 0 | 0
F1_Commercial_Lodging_New_Food Preparation_Natural Gas_Oven_E9 | F1 | Commercial | Lodging | New | Food Preparation | Natural Gas | Oven | E9 | Participant - Cost of Equipment | 0 | 0 | 0 | 0 | 0 | 0 | 0 | 0 | 0 | 0 | 0 | 0 | 0 | 0 | 0 | 0 | 0 | 0 | 0 | 0 | 0 | 0 | 0 | 0 | 0 | 0 | 0 | 0 | 0 | 0 | 0
F1_Commercial_Lodging_New_Food Preparation_Natural Gas_Oven_E10 | F1 | Commercial | Lodging | New | Food Preparation | Natural Gas | Oven | E10 | Participant - Cost of Equipment | 0 | 0 | 0 | 0 | 0 | 0 | 0 | 0 | 0 | 0 | 0 | 0 | 0 | 0 | 0 | 0 | 0 | 0 | 0 | 0 | 0 | 0 | 0 | 0 | 0 | 0 | 0 | 0 | 0 | 0 | 0
F2_Commercial_Lodging_New_Food Preparation_Natural Gas_Oven_E1 | F2 | Commercial | Lodging | New | Food Preparation | Natural Gas | Oven | E1 | Participant - Cost of Operation | 0.062148 | 0.063093 | 0.063754 | 0.064438 | 0.065507 | 0.061568 | 0.058315 | 0.056588 | 0.055922 | 0.054932 | 0.057338 | 0.059625 | 0.053184 | 0.05598 | 0.059685 | 0.063194 | 0.06333 | 0.063605 | 0.06239 | 0.063222 | 0.0638 | 0.064587 | 0.065582 | 0.031409 | 0.030786 | 0.030202 | 0.029652 | 0.02913 | 0.028631 | 0.028151 | 0.027687
F2_Commercial_Lodging_New_Food Preparation_Natural Gas_Oven_E2 | F2 | Commercial | Lodging | New | Food Preparation | Natural Gas | Oven | E2 | Participant - Cost of Operation | 0.035588 | 0.036129 | 0.036507 | 0.036899 | 0.037511 | 0.035255 | 0.033393 | 0.032404 | 0.032022 | 0.031456 | 0.032833 | 0.034143 | 0.030455 | 0.032056 | 0.034177 | 0.036187 | 0.036265 | 0.036422 | 0.035726 | 0.036203 | 0.036534 | 0.036985 | 0.037554 | 0.017986 | 0.017629 | 0.017295 | 0.01698 | 0.016681 | 0.016395 | 0.01612 | 0.015855
F2_Commercial_Lodging_New_Food Preparation_Natural Gas_Oven_E3 | F2 | Commercial | Lodging | New | Food Preparation | Natural Gas | Oven | E3 | Participant - Cost of Operation | 0 | 0 | 0 | 0 | 0 | 0 | 0 | 0 | 0 | 0 | 0 | 0 | 0 | 0 | 0 | 0 | 0 | 0 | 0 | 0 | 0 | 0 | 0 | 0 | 0 | 0 | 0 | 0 | 0 | 0 | 0
F2_Commercial_Lodging_New_Food Preparation_Natural Gas_Oven_E4 | F2 | Commercial | Lodging | New | Food Preparation | Natural Gas | Oven | E4 | Participant - Cost of Operation | 0 | 0 | 0 | 0 | 0 | 0 | 0 | 0 | 0 | 0 | 0 | 0 | 0 | 0 | 0 | 0 | 0 | 0 | 0 | 0 | 0 | 0 | 0 | 0 | 0 | 0 | 0 | 0 | 0 | 0 | 0
F2_Commercial_Lodging_New_Food Preparation_Natural Gas_Oven_E5 | F2 | Commercial | Lodging | New | Food Preparation | Natural Gas | Oven | E5 | Participant - Cost of Operation | 0 | 0 | 0 | 0 | 0 | 0 | 0 | 0 | 0 | 0 | 0 | 0 | 0 | 0 | 0 | 0 | 0 | 0 | 0 | 0 | 0 | 0 | 0 | 0 | 0 | 0 | 0 | 0 | 0 | 0 | 0
F2_Commercial_Lodging_New_Food Preparation_Natural Gas_Oven_E6 | F2 | Commercial | Lodging | New | Food Preparation | Natural Gas | Oven | E6 | Participant - Cost of Operation | 0 | 0 | 0 | 0 | 0 | 0 | 0 | 0 | 0 | 0 | 0 | 0 | 0 | 0 | 0 | 0 | 0 | 0 | 0 | 0 | 0 | 0 | 0 | 0 | 0 | 0 | 0 | 0 | 0 | 0 | 0
F2_Commercial_Lodging_New_Food Preparation_Natural Gas_Oven_E7 | F2 | Commercial | Lodging | New | Food Preparation | Natural Gas | Oven | E7 | Participant - Cost of Operation | 0 | 0 | 0 | 0 | 0 | 0 | 0 | 0 | 0 | 0 | 0 | 0 | 0 | 0 | 0 | 0 | 0 | 0 | 0 | 0 | 0 | 0 | 0 | 0 | 0 | 0 | 0 | 0 | 0 | 0 | 0
F2_Commercial_Lodging_New_Food Preparation_Natural Gas_Oven_E8 | F2 | Commercial | Lodging | New | Food Preparation | Natural Gas | Oven | E8 | Participant - Cost of Operation | 0 | 0 | 0 | 0 | 0 | 0 | 0 | 0 | 0 | 0 | 0 | 0 | 0 | 0 | 0 | 0 | 0 | 0 | 0 | 0 | 0 | 0 | 0 | 0 | 0 | 0 | 0 | 0 | 0 | 0 | 0
F2_Commercial_Lodging_New_Food Preparation_Natural Gas_Oven_E9 | F2 | Commercial | Lodging | New | Food Preparation | Natural Gas | Oven | E9 | Participant - Cost of Operation | 0 | 0 | 0 | 0 | 0 | 0 | 0 | 0 | 0 | 0 | 0 | 0 | 0 | 0 | 0 | 0 | 0 | 0 | 0 | 0 | 0 | 0 | 0 | 0 | 0 | 0 | 0 | 0 | 0 | 0 | 0
F2_Commercial_Lodging_New_Food Preparation_Natural Gas_Oven_E10 | F2 | Commercial | Lodging | New | Food Preparation | Natural Gas | Oven | E10 | Participant - Cost of Operation | 0 | 0 | 0 | 0 | 0 | 0 | 0 | 0 | 0 | 0 | 0 | 0 | 0 | 0 | 0 | 0 | 0 | 0 | 0 | 0 | 0 | 0 | 0 | 0 | 0 | 0 | 0 | 0 | 0 | 0 | 0
F3_Commercial_Lodging_New_Food Preparation_Natural Gas_Oven_E1 | F3 | Commercial | Lodging | New | Food Preparation | Natural Gas | Oven | E1 | System - kBTUs of Conusmption | 5.184 | 5.1958 | 5.1883 | 5.1831 | 5.1831 | 5.1831 | 5.1831 | 5.1831 | 5.1831 | 5.1831 | 5.1831 | 5.1831 | 5.1831 | 5.1831 | 5.1831 | 5.1831 | 5.1831 | 5.1831 | 5.1831 | 5.1831 | 5.1831 | 5.1831 | 5.1831 | 5.1831 | 5.1831 | 5.1831 | 5.1831 | 5.1831 | 5.1831 | 5.1831 | 5.1831
F3_Commercial_Lodging_New_Food Preparation_Natural Gas_Oven_E2 | F3 | Commercial | Lodging | New | Food Preparation | Natural Gas | Oven | E2 | System - kBTUs of Conusmption | 2.9685 | 2.9753 | 2.9709 | 2.968 | 2.968 | 2.968 | 2.968 | 2.968 | 2.968 | 2.968 | 2.968 | 2.968 | 2.968 | 2.968 | 2.968 | 2.968 | 2.968 | 2.968 | 2.968 | 2.968 | 2.968 | 2.968 | 2.968 | 2.968 | 2.968 | 2.968 | 2.968 | 2.968 | 2.968 | 2.968 | 2.968
F3_Commercial_Lodging_New_Food Preparation_Natural Gas_Oven_E3 | F3 | Commercial | Lodging | New | Food Preparation | Natural Gas | Oven | E3 | System - kBTUs of Conusmption | 0 | 0 | 0 | 0 | 0 | 0 | 0 | 0 | 0 | 0 | 0 | 0 | 0 | 0 | 0 | 0 | 0 | 0 | 0 | 0 | 0 | 0 | 0 | 0 | 0 | 0 | 0 | 0 | 0 | 0 | 0
F3_Commercial_Lodging_New_Food Preparation_Natural Gas_Oven_E4 | F3 | Commercial | Lodging | New | Food Preparation | Natural Gas | Oven | E4 | System - kBTUs of Conusmption | 0 | 0 | 0 | 0 | 0 | 0 | 0 | 0 | 0 | 0 | 0 | 0 | 0 | 0 | 0 | 0 | 0 | 0 | 0 | 0 | 0 | 0 | 0 | 0 | 0 | 0 | 0 | 0 | 0 | 0 | 0
F3_Commercial_Lodging_New_Food Preparation_Natural Gas_Oven_E5 | F3 | Commercial | Lodging | New | Food Preparation | Natural Gas | Oven | E5 | System - kBTUs of Conusmption | 0 | 0 | 0 | 0 | 0 | 0 | 0 | 0 | 0 | 0 | 0 | 0 | 0 | 0 | 0 | 0 | 0 | 0 | 0 | 0 | 0 | 0 | 0 | 0 | 0 | 0 | 0 | 0 | 0 | 0 | 0
F3_Commercial_Lodging_New_Food Preparation_Natural Gas_Oven_E6 | F3 | Commercial | Lodging | New | Food Preparation | Natural Gas | Oven | E6 | System - kBTUs of Conusmption | 0 | 0 | 0 | 0 | 0 | 0 | 0 | 0 | 0 | 0 | 0 | 0 | 0 | 0 | 0 | 0 | 0 | 0 | 0 | 0 | 0 | 0 | 0 | 0 | 0 | 0 | 0 | 0 | 0 | 0 | 0
F3_Commercial_Lodging_New_Food Preparation_Natural Gas_Oven_E7 | F3 | Commercial | Lodging | New | Food Preparation | Natural Gas | Oven | E7 | System - kBTUs of Conusmption | 0 | 0 | 0 | 0 | 0 | 0 | 0 | 0 | 0 | 0 | 0 | 0 | 0 | 0 | 0 | 0 | 0 | 0 | 0 | 0 | 0 | 0 | 0 | 0 | 0 | 0 | 0 | 0 | 0 | 0 | 0
F3_Commercial_Lodging_New_Food Preparation_Natural Gas_Oven_E8 | F3 | Commercial | Lodging | New | Food Preparation | Natural Gas | Oven | E8 | System - kBTUs of Conusmption | 0 | 0 | 0 | 0 | 0 | 0 | 0 | 0 | 0 | 0 | 0 | 0 | 0 | 0 | 0 | 0 | 0 | 0 | 0 | 0 | 0 | 0 | 0 | 0 | 0 | 0 | 0 | 0 | 0 | 0 | 0
F3_Commercial_Lodging_New_Food Preparation_Natural Gas_Oven_E9 | F3 | Commercial | Lodging | New | Food Preparation | Natural Gas | Oven | E9 | System - kBTUs of Conusmption | 0 | 0 | 0 | 0 | 0 | 0 | 0 | 0 | 0 | 0 | 0 | 0 | 0 | 0 | 0 | 0 | 0 | 0 | 0 | 0 | 0 | 0 | 0 | 0 | 0 | 0 | 0 | 0 | 0 | 0 | 0
F3_Commercial_Lodging_New_Food Preparation_Natural Gas_Oven_E10 | F3 | Commercial | Lodging | New | Food Preparation | Natural Gas | Oven | E10 | System - kBTUs of Conusmption | 0 | 0 | 0 | 0 | 0 | 0 | 0 | 0 | 0 | 0 | 0 | 0 | 0 | 0 | 0 | 0 | 0 | 0 | 0 | 0 | 0 | 0 | 0 | 0 | 0 | 0 | 0 | 0 | 0 | 0 | 0
F4_Commercial_Lodging_New_Food Preparation_Natural Gas_Oven_E1 | F4 | Commercial | Lodging | New | Food Preparation | Natural Gas | Oven | E1 | Utility - Cost of Equipment | 0.15216 | 0.15216 | 0.15216 | 0.15216 | 0.15216 | 0.15216 | 0.15216 | 0.15216 | 0.15216 | 0.15216 | 0.15216 | 0.15216 | 0.15216 | 0.15216 | 0.15216 | 0.15216 | 0.15216 | 0.15216 | 0.15216 | 0.15216 | 0.15216 | 0.15216 | 0.15216 | 0.15216 | 0.15216 | 0.15216 | 0.15216 | 0.15216 | 0.15216 | 0.15216 | 0.15216
F4_Commercial_Lodging_New_Food Preparation_Natural Gas_Oven_E2 | F4 | Commercial | Lodging | New | Food Preparation | Natural Gas | Oven | E2 | Utility - Cost of Equipment | 0.15856 | 0.15856 | 0.15856 | 0.15856 | 0.15856 | 0.15856 | 0.15856 | 0.15856 | 0.15856 | 0.15856 | 0.15856 | 0.15856 | 0.15856 | 0.15856 | 0.15856 | 0.15856 | 0.15856 | 0.15856 | 0.15856 | 0.15856 | 0.15856 | 0.15856 | 0.15856 | 0.15856 | 0.15856 | 0.15856 | 0.15856 | 0.15856 | 0.15856 | 0.15856 | 0.15856
F4_Commercial_Lodging_New_Food Preparation_Natural Gas_Oven_E3 | F4 | Commercial | Lodging | New | Food Preparation | Natural Gas | Oven | E3 | Utility - Cost of Equipment | 0 | 0 | 0 | 0 | 0 | 0 | 0 | 0 | 0 | 0 | 0 | 0 | 0 | 0 | 0 | 0 | 0 | 0 | 0 | 0 | 0 | 0 | 0 | 0 | 0 | 0 | 0 | 0 | 0 | 0 | 0
F4_Commercial_Lodging_New_Food Preparation_Natural Gas_Oven_E4 | F4 | Commercial | Lodging | New | Food Preparation | Natural Gas | Oven | E4 | Utility - Cost of Equipment | 0 | 0 | 0 | 0 | 0 | 0 | 0 | 0 | 0 | 0 | 0 | 0 | 0 | 0 | 0 | 0 | 0 | 0 | 0 | 0 | 0 | 0 | 0 | 0 | 0 | 0 | 0 | 0 | 0 | 0 | 0
F4_Commercial_Lodging_New_Food Preparation_Natural Gas_Oven_E5 | F4 | Commercial | Lodging | New | Food Preparation | Natural Gas | Oven | E5 | Utility - Cost of Equipment | 0 | 0 | 0 | 0 | 0 | 0 | 0 | 0 | 0 | 0 | 0 | 0 | 0 | 0 | 0 | 0 | 0 | 0 | 0 | 0 | 0 | 0 | 0 | 0 | 0 | 0 | 0 | 0 | 0 | 0 | 0
F4_Commercial_Lodging_New_Food Preparation_Natural Gas_Oven_E6 | F4 | Commercial | Lodging | New | Food Preparation | Natural Gas | Oven | E6 | Utility - Cost of Equipment | 0 | 0 | 0 | 0 | 0 | 0 | 0 | 0 | 0 | 0 | 0 | 0 | 0 | 0 | 0 | 0 | 0 | 0 | 0 | 0 | 0 | 0 | 0 | 0 | 0 | 0 | 0 | 0 | 0 | 0 | 0
F4_Commercial_Lodging_New_Food Preparation_Natural Gas_Oven_E7 | F4 | Commercial | Lodging | New | Food Preparation | Natural Gas | Oven | E7 | Utility - Cost of Equipment | 0 | 0 | 0 | 0 | 0 | 0 | 0 | 0 | 0 | 0 | 0 | 0 | 0 | 0 | 0 | 0 | 0 | 0 | 0 | 0 | 0 | 0 | 0 | 0 | 0 | 0 | 0 | 0 | 0 | 0 | 0
F4_Commercial_Lodging_New_Food Preparation_Natural Gas_Oven_E8 | F4 | Commercial | Lodging | New | Food Preparation | Natural Gas | Oven | E8 | Utility - Cost of Equipment | 0 | 0 | 0 | 0 | 0 | 0 | 0 | 0 | 0 | 0 | 0 | 0 | 0 | 0 | 0 | 0 | 0 | 0 | 0 | 0 | 0 | 0 | 0 | 0 | 0 | 0 | 0 | 0 | 0 | 0 | 0
F4_Commercial_Lodging_New_Food Preparation_Natural Gas_Oven_E9 | F4 | Commercial | Lodging | New | Food Preparation | Natural Gas | Oven | E9 | Utility - Cost of Equipment | 0 | 0 | 0 | 0 | 0 | 0 | 0 | 0 | 0 | 0 | 0 | 0 | 0 | 0 | 0 | 0 | 0 | 0 | 0 | 0 | 0 | 0 | 0 | 0 | 0 | 0 | 0 | 0 | 0 | 0 | 0
F4_Commercial_Lodging_New_Food Preparation_Natural Gas_Oven_E10 | F4 | Commercial | Lodging | New | Food Preparation | Natural Gas | Oven | E10 | Utility - Cost of Equipment | 0 | 0 | 0 | 0 | 0 | 0 | 0 | 0 | 0 | 0 | 0 | 0 | 0 | 0 | 0 | 0 | 0 | 0 | 0 | 0 | 0 | 0 | 0 | 0 | 0 | 0 | 0 | 0 | 0 | 0 | 0
F5_Commercial_Lodging_New_Food Preparation_Natural Gas_Oven_E1 | F5 | Commercial | Lodging | New | Food Preparation | Natural Gas | Oven | E1 | Utility - Cost of Operation | 0.051874 | 0.052662 | 0.053214 | 0.053785 | 0.054677 | 0.051389 | 0.048674 | 0.047233 | 0.046677 | 0.04585 | 0.047859 | 0.049768 | 0.044392 | 0.046726 | 0.049818 | 0.052747 | 0.05286 | 0.05309 | 0.052076 | 0.05277 | 0.053253 | 0.05391 | 0.05474 | 0.026217 | 0.025697 | 0.025209 | 0.02475 | 0.024314 | 0.023898 | 0.023497 | 0.02311
F5_Commercial_Lodging_New_Food Preparation_Natural Gas_Oven_E2 | F5 | Commercial | Lodging | New | Food Preparation | Natural Gas | Oven | E2 | Utility - Cost of Operation | 0.029704 | 0.030156 | 0.030472 | 0.030799 | 0.03131 | 0.029427 | 0.027872 | 0.027047 | 0.026728 | 0.026255 | 0.027405 | 0.028498 | 0.02542 | 0.026756 | 0.028527 | 0.030204 | 0.030269 | 0.030401 | 0.02982 | 0.030218 | 0.030494 | 0.03087 | 0.031346 | 0.015012 | 0.014715 | 0.014436 | 0.014173 | 0.013923 | 0.013685 | 0.013455 | 0.013233
F5_Commercial_Lodging_New_Food Preparation_Natural Gas_Oven_E3 | F5 | Commercial | Lodging | New | Food Preparation | Natural Gas | Oven | E3 | Utility - Cost of Operation | 0 | 0 | 0 | 0 | 0 | 0 | 0 | 0 | 0 | 0 | 0 | 0 | 0 | 0 | 0 | 0 | 0 | 0 | 0 | 0 | 0 | 0 | 0 | 0 | 0 | 0 | 0 | 0 | 0 | 0 | 0
F5_Commercial_Lodging_New_Food Preparation_Natural Gas_Oven_E4 | F5 | Commercial | Lodging | New | Food Preparation | Natural Gas | Oven | E4 | Utility - Cost of Operation | 0 | 0 | 0 | 0 | 0 | 0 | 0 | 0 | 0 | 0 | 0 | 0 | 0 | 0 | 0 | 0 | 0 | 0 | 0 | 0 | 0 | 0 | 0 | 0 | 0 | 0 | 0 | 0 | 0 | 0 | 0
F5_Commercial_Lodging_New_Food Preparation_Natural Gas_Oven_E5 | F5 | Commercial | Lodging | New | Food Preparation | Natural Gas | Oven | E5 | Utility - Cost of Operation | 0 | 0 | 0 | 0 | 0 | 0 | 0 | 0 | 0 | 0 | 0 | 0 | 0 | 0 | 0 | 0 | 0 | 0 | 0 | 0 | 0 | 0 | 0 | 0 | 0 | 0 | 0 | 0 | 0 | 0 | 0
F5_Commercial_Lodging_New_Food Preparation_Natural Gas_Oven_E6 | F5 | Commercial | Lodging | New | Food Preparation | Natural Gas | Oven | E6 | Utility - Cost of Operation | 0 | 0 | 0 | 0 | 0 | 0 | 0 | 0 | 0 | 0 | 0 | 0 | 0 | 0 | 0 | 0 | 0 | 0 | 0 | 0 | 0 | 0 | 0 | 0 | 0 | 0 | 0 | 0 | 0 | 0 | 0
F5_Commercial_Lodging_New_Food Preparation_Natural Gas_Oven_E7 | F5 | Commercial | Lodging | New | Food Preparation | Natural Gas | Oven | E7 | Utility - Cost of Operation | 0 | 0 | 0 | 0 | 0 | 0 | 0 | 0 | 0 | 0 | 0 | 0 | 0 | 0 | 0 | 0 | 0 | 0 | 0 | 0 | 0 | 0 | 0 | 0 | 0 | 0 | 0 | 0 | 0 | 0 | 0
F5_Commercial_Lodging_New_Food Preparation_Natural Gas_Oven_E8 | F5 | Commercial | Lodging | New | Food Preparation | Natural Gas | Oven | E8 | Utility - Cost of Operation | 0 | 0 | 0 | 0 | 0 | 0 | 0 | 0 | 0 | 0 | 0 | 0 | 0 | 0 | 0 | 0 | 0 | 0 | 0 | 0 | 0 | 0 | 0 | 0 | 0 | 0 | 0 | 0 | 0 | 0 | 0
F5_Commercial_Lodging_New_Food Preparation_Natural Gas_Oven_E9 | F5 | Commercial | Lodging | New | Food Preparation | Natural Gas | Oven | E9 | Utility - Cost of Operation | 0 | 0 | 0 | 0 | 0 | 0 | 0 | 0 | 0 | 0 | 0 | 0 | 0 | 0 | 0 | 0 | 0 | 0 | 0 | 0 | 0 | 0 | 0 | 0 | 0 | 0 | 0 | 0 | 0 | 0 | 0
F5_Commercial_Lodging_New_Food Preparation_Natural Gas_Oven_E10 | F5 | Commercial | Lodging | New | Food Preparation | Natural Gas | Oven | E10 | Utility - Cost of Operation | 0 | 0 | 0 | 0 | 0 | 0 | 0 | 0 | 0 | 0 | 0 | 0 | 0 | 0 | 0 | 0 | 0 | 0 | 0 | 0 | 0 | 0 | 0 | 0 | 0 | 0 | 0 | 0 | 0 | 0 | 0
F6_Commercial_Lodging_New_Food Preparation_Natural Gas_Oven_E1 | F6 | Commercial | Lodging | New | Food Preparation | Natural Gas | Oven | E1 | Utility - Value of Sales | 0.062148 | 0.063093 | 0.063754 | 0.064438 | 0.065507 | 0.061568 | 0.058315 | 0.056588 | 0.055922 | 0.054932 | 0.057338 | 0.059625 | 0.053184 | 0.05598 | 0.059685 | 0.063194 | 0.06333 | 0.063605 | 0.06239 | 0.063222 | 0.0638 | 0.064587 | 0.065582 | 0.031409 | 0.030786 | 0.030202 | 0.029652 | 0.02913 | 0.028631 | 0.028151 | 0.027687
F6_Commercial_Lodging_New_Food Preparation_Natural Gas_Oven_E2 | F6 | Commercial | Lodging | New | Food Preparation | Natural Gas | Oven | E2 | Utility - Value of Sales | 0.035588 | 0.036129 | 0.036507 | 0.036899 | 0.037511 | 0.035255 | 0.033393 | 0.032404 | 0.032022 | 0.031456 | 0.032833 | 0.034143 | 0.030455 | 0.032056 | 0.034177 | 0.036187 | 0.036265 | 0.036422 | 0.035726 | 0.036203 | 0.036534 | 0.036985 | 0.037554 | 0.017986 | 0.017629 | 0.017295 | 0.01698 | 0.016681 | 0.016395 | 0.01612 | 0.015855
F6_Commercial_Lodging_New_Food Preparation_Natural Gas_Oven_E3 | F6 | Commercial | Lodging | New | Food Preparation | Natural Gas | Oven | E3 | Utility - Value of Sales | 0 | 0 | 0 | 0 | 0 | 0 | 0 | 0 | 0 | 0 | 0 | 0 | 0 | 0 | 0 | 0 | 0 | 0 | 0 | 0 | 0 | 0 | 0 | 0 | 0 | 0 | 0 | 0 | 0 | 0 | 0
F6_Commercial_Lodging_New_Food Preparation_Natural Gas_Oven_E4 | F6 | Commercial | Lodging | New | Food Preparation | Natural Gas | Oven | E4 | Utility - Value of Sales | 0 | 0 | 0 | 0 | 0 | 0 | 0 | 0 | 0 | 0 | 0 | 0 | 0 | 0 | 0 | 0 | 0 | 0 | 0 | 0 | 0 | 0 | 0 | 0 | 0 | 0 | 0 | 0 | 0 | 0 | 0
F6_Commercial_Lodging_New_Food Preparation_Natural Gas_Oven_E5 | F6 | Commercial | Lodging | New | Food Preparation | Natural Gas | Oven | E5 | Utility - Value of Sales | 0 | 0 | 0 | 0 | 0 | 0 | 0 | 0 | 0 | 0 | 0 | 0 | 0 | 0 | 0 | 0 | 0 | 0 | 0 | 0 | 0 | 0 | 0 | 0 | 0 | 0 | 0 | 0 | 0 | 0 | 0
F6_Commercial_Lodging_New_Food Preparation_Natural Gas_Oven_E6 | F6 | Commercial | Lodging | New | Food Preparation | Natural Gas | Oven | E6 | Utility - Value of Sales | 0 | 0 | 0 | 0 | 0 | 0 | 0 | 0 | 0 | 0 | 0 | 0 | 0 | 0 | 0 | 0 | 0 | 0 | 0 | 0 | 0 | 0 | 0 | 0 | 0 | 0 | 0 | 0 | 0 | 0 | 0
F6_Commercial_Lodging_New_Food Preparation_Natural Gas_Oven_E7 | F6 | Commercial | Lodging | New | Food Preparation | Natural Gas | Oven | E7 | Utility - Value of Sales | 0 | 0 | 0 | 0 | 0 | 0 | 0 | 0 | 0 | 0 | 0 | 0 | 0 | 0 | 0 | 0 | 0 | 0 | 0 | 0 | 0 | 0 | 0 | 0 | 0 | 0 | 0 | 0 | 0 | 0 | 0
F6_Commercial_Lodging_New_Food Preparation_Natural Gas_Oven_E8 | F6 | Commercial | Lodging | New | Food Preparation | Natural Gas | Oven | E8 | Utility - Value of Sales | 0 | 0 | 0 | 0 | 0 | 0 | 0 | 0 | 0 | 0 | 0 | 0 | 0 | 0 | 0 | 0 | 0 | 0 | 0 | 0 | 0 | 0 | 0 | 0 | 0 | 0 | 0 | 0 | 0 | 0 | 0
F6_Commercial_Lodging_New_Food Preparation_Natural Gas_Oven_E9 | F6 | Commercial | Lodging | New | Food Preparation | Natural Gas | Oven | E9 | Utility - Value of Sales | 0 | 0 | 0 | 0 | 0 | 0 | 0 | 0 | 0 | 0 | 0 | 0 | 0 | 0 | 0 | 0 | 0 | 0 | 0 | 0 | 0 | 0 | 0 | 0 | 0 | 0 | 0 | 0 | 0 | 0 | 0
F6_Commercial_Lodging_New_Food Preparation_Natural Gas_Oven_E10 | F6 | Commercial | Lodging | New | Food Preparation | Natural Gas | Oven | E10 | Utility - Value of Sales | 0 | 0 | 0 | 0 | 0 | 0 | 0 | 0 | 0 | 0 | 0 | 0 | 0 | 0 | 0 | 0 | 0 | 0 | 0 | 0 | 0 | 0 | 0 | 0 | 0 | 0 | 0 | 0 | 0 | 0 | 0
F1_Commercial_Lodging_New_Food Preparation_Natural Gas_Conveyor Oven_E1 | F1 | Commercial | Lodging | New | Food Preparation | Natural Gas | Conveyor Oven | E1 | Participant - Cost of Equipment | 0.025765 | 0.025765 | 0.025765 | 0.025765 | 0.025765 | 0.025765 | 0.025765 | 0.025765 | 0.025765 | 0.025765 | 0.025765 | 0.025765 | 0.025765 | 0.025765 | 0.025765 | 0.025765 | 0.025765 | 0.025765 | 0.025765 | 0.025765 | 0.025765 | 0.025765 | 0.025765 | 0.025765 | 0.025765 | 0.025765 | 0.025765 | 0.025765 | 0.025765 | 0.025765 | 0.025765
F1_Commercial_Lodging_New_Food Preparation_Natural Gas_Conveyor Oven_E2 | F1 | Commercial | Lodging | New | Food Preparation | Natural Gas | Conveyor Oven | E2 | Participant - Cost of Equipment | 0.031411 | 0.031411 | 0.031411 | 0.031411 | 0.031411 | 0.031411 | 0.031411 | 0.031411 | 0.031411 | 0.031411 | 0.031411 | 0.031411 | 0.031411 | 0.031411 | 0.031411 | 0.031411 | 0.031411 | 0.031411 | 0.031411 | 0.031411 | 0.031411 | 0.031411 | 0.031411 | 0.031411 | 0.031411 | 0.031411 | 0.031411 | 0.031411 | 0.031411 | 0.031411 | 0.031411
F1_Commercial_Lodging_New_Food Preparation_Natural Gas_Conveyor Oven_E3 | F1 | Commercial | Lodging | New | Food Preparation | Natural Gas | Conveyor Oven | E3 | Participant - Cost of Equipment | 0 | 0 | 0 | 0 | 0 | 0 | 0 | 0 | 0 | 0 | 0 | 0 | 0 | 0 | 0 | 0 | 0 | 0 | 0 | 0 | 0 | 0 | 0 | 0 | 0 | 0 | 0 | 0 | 0 | 0 | 0
F1_Commercial_Lodging_New_Food Preparation_Natural Gas_Conveyor Oven_E4 | F1 | Commercial | Lodging | New | Food Preparation | Natural Gas | Conveyor Oven | E4 | Participant - Cost of Equipment | 0 | 0 | 0 | 0 | 0 | 0 | 0 | 0 | 0 | 0 | 0 | 0 | 0 | 0 | 0 | 0 | 0 | 0 | 0 | 0 | 0 | 0 | 0 | 0 | 0 | 0 | 0 | 0 | 0 | 0 | 0
F1_Commercial_Lodging_New_Food Preparation_Natural Gas_Conveyor Oven_E5 | F1 | Commercial | Lodging | New | Food Preparation | Natural Gas | Conveyor Oven | E5 | Participant - Cost of Equipment | 0 | 0 | 0 | 0 | 0 | 0 | 0 | 0 | 0 | 0 | 0 | 0 | 0 | 0 | 0 | 0 | 0 | 0 | 0 | 0 | 0 | 0 | 0 | 0 | 0 | 0 | 0 | 0 | 0 | 0 | 0
F1_Commercial_Lodging_New_Food Preparation_Natural Gas_Conveyor Oven_E6 | F1 | Commercial | Lodging | New | Food Preparation | Natural Gas | Conveyor Oven | E6 | Participant - Cost of Equipment | 0 | 0 | 0 | 0 | 0 | 0 | 0 | 0 | 0 | 0 | 0 | 0 | 0 | 0 | 0 | 0 | 0 | 0 | 0 | 0 | 0 | 0 | 0 | 0 | 0 | 0 | 0 | 0 | 0 | 0 | 0
F1_Commercial_Lodging_New_Food Preparation_Natural Gas_Conveyor Oven_E7 | F1 | Commercial | Lodging | New | Food Preparation | Natural Gas | Conveyor Oven | E7 | Participant - Cost of Equipment | 0 | 0 | 0 | 0 | 0 | 0 | 0 | 0 | 0 | 0 | 0 | 0 | 0 | 0 | 0 | 0 | 0 | 0 | 0 | 0 | 0 | 0 | 0 | 0 | 0 | 0 | 0 | 0 | 0 | 0 | 0
F1_Commercial_Lodging_New_Food Preparation_Natural Gas_Conveyor Oven_E8 | F1 | Commercial | Lodging | New | Food Preparation | Natural Gas | Conveyor Oven | E8 | Participant - Cost of Equipment | 0 | 0 | 0 | 0 | 0 | 0 | 0 | 0 | 0 | 0 | 0 | 0 | 0 | 0 | 0 | 0 | 0 | 0 | 0 | 0 | 0 | 0 | 0 | 0 | 0 | 0 | 0 | 0 | 0 | 0 | 0
F1_Commercial_Lodging_New_Food Preparation_Natural Gas_Conveyor Oven_E9 | F1 | Commercial | Lodging | New | Food Preparation | Natural Gas | Conveyor Oven | E9 | Participant - Cost of Equipment | 0 | 0 | 0 | 0 | 0 | 0 | 0 | 0 | 0 | 0 | 0 | 0 | 0 | 0 | 0 | 0 | 0 | 0 | 0 | 0 | 0 | 0 | 0 | 0 | 0 | 0 | 0 | 0 | 0 | 0 | 0
F1_Commercial_Lodging_New_Food Preparation_Natural Gas_Conveyor Oven_E10 | F1 | Commercial | Lodging | New | Food Preparation | Natural Gas | Conveyor Oven | E10 | Participant - Cost of Equipment | 0 | 0 | 0 | 0 | 0 | 0 | 0 | 0 | 0 | 0 | 0 | 0 | 0 | 0 | 0 | 0 | 0 | 0 | 0 | 0 | 0 | 0 | 0 | 0 | 0 | 0 | 0 | 0 | 0 | 0 | 0
F2_Commercial_Lodging_New_Food Preparation_Natural Gas_Conveyor Oven_E1 | F2 | Commercial | Lodging | New | Food Preparation | Natural Gas | Conveyor Oven | E1 | Participant - Cost of Operation | 0.090203 | 0.089962 | 0.089343 | 0.088656 | 0.091082 | 0.089454 | 0.088922 | 0.090317 | 0.09327 | 0.09256 | 0.09224 | 0.091729 | 0.081636 | 0.081048 | 0.08109 | 0.080547 | 0.080436 | 0.080486 | 0.078968 | 0.079634 | 0.080037 | 0.080669 | 0.081527 | 0.045059 | 0.04421 | 0.043406 | 0.042642 | 0.041912 | 0.041209 | 0.040529 | 0.039637
F2_Commercial_Lodging_New_Food Preparation_Natural Gas_Conveyor Oven_E2 | F2 | Commercial | Lodging | New | Food Preparation | Natural Gas | Conveyor Oven | E2 | Participant - Cost of Operation | 0.068568 | 0.068385 | 0.067915 | 0.067393 | 0.069236 | 0.067999 | 0.067594 | 0.068655 | 0.0709 | 0.07036 | 0.070117 | 0.069729 | 0.062056 | 0.061609 | 0.061641 | 0.061228 | 0.061144 | 0.061182 | 0.060028 | 0.060534 | 0.06084 | 0.061321 | 0.061974 | 0.034252 | 0.033606 | 0.032995 | 0.032415 | 0.031859 | 0.031325 | 0.030809 | 0.030131
F2_Commercial_Lodging_New_Food Preparation_Natural Gas_Conveyor Oven_E3 | F2 | Commercial | Lodging | New | Food Preparation | Natural Gas | Conveyor Oven | E3 | Participant - Cost of Operation | 0 | 0 | 0 | 0 | 0 | 0 | 0 | 0 | 0 | 0 | 0 | 0 | 0 | 0 | 0 | 0 | 0 | 0 | 0 | 0 | 0 | 0 | 0 | 0 | 0 | 0 | 0 | 0 | 0 | 0 | 0
F2_Commercial_Lodging_New_Food Preparation_Natural Gas_Conveyor Oven_E4 | F2 | Commercial | Lodging | New | Food Preparation | Natural Gas | Conveyor Oven | E4 | Participant - Cost of Operation | 0 | 0 | 0 | 0 | 0 | 0 | 0 | 0 | 0 | 0 | 0 | 0 | 0 | 0 | 0 | 0 | 0 | 0 | 0 | 0 | 0 | 0 | 0 | 0 | 0 | 0 | 0 | 0 | 0 | 0 | 0
F2_Commercial_Lodging_New_Food Preparation_Natural Gas_Conveyor Oven_E5 | F2 | Commercial | Lodging | New | Food Preparation | Natural Gas | Conveyor Oven | E5 | Participant - Cost of Operation | 0 | 0 | 0 | 0 | 0 | 0 | 0 | 0 | 0 | 0 | 0 | 0 | 0 | 0 | 0 | 0 | 0 | 0 | 0 | 0 | 0 | 0 | 0 | 0 | 0 | 0 | 0 | 0 | 0 | 0 | 0
F2_Commercial_Lodging_New_Food Preparation_Natural Gas_Conveyor Oven_E6 | F2 | Commercial | Lodging | New | Food Preparation | Natural Gas | Conveyor Oven | E6 | Participant - Cost of Operation | 0 | 0 | 0 | 0 | 0 | 0 | 0 | 0 | 0 | 0 | 0 | 0 | 0 | 0 | 0 | 0 | 0 | 0 | 0 | 0 | 0 | 0 | 0 | 0 | 0 | 0 | 0 | 0 | 0 | 0 | 0
F2_Commercial_Lodging_New_Food Preparation_Natural Gas_Conveyor Oven_E7 | F2 | Commercial | Lodging | New | Food Preparation | Natural Gas | Conveyor Oven | E7 | Participant - Cost of Operation | 0 | 0 | 0 | 0 | 0 | 0 | 0 | 0 | 0 | 0 | 0 | 0 | 0 | 0 | 0 | 0 | 0 | 0 | 0 | 0 | 0 | 0 | 0 | 0 | 0 | 0 | 0 | 0 | 0 | 0 | 0
F2_Commercial_Lodging_New_Food Preparation_Natural Gas_Conveyor Oven_E8 | F2 | Commercial | Lodging | New | Food Preparation | Natural Gas | Conveyor Oven | E8 | Participant - Cost of Operation | 0 | 0 | 0 | 0 | 0 | 0 | 0 | 0 | 0 | 0 | 0 | 0 | 0 | 0 | 0 | 0 | 0 | 0 | 0 | 0 | 0 | 0 | 0 | 0 | 0 | 0 | 0 | 0 | 0 | 0 | 0
F2_Commercial_Lodging_New_Food Preparation_Natural Gas_Conveyor Oven_E9 | F2 | Commercial | Lodging | New | Food Preparation | Natural Gas | Conveyor Oven | E9 | Participant - Cost of Operation | 0 | 0 | 0 | 0 | 0 | 0 | 0 | 0 | 0 | 0 | 0 | 0 | 0 | 0 | 0 | 0 | 0 | 0 | 0 | 0 | 0 | 0 | 0 | 0 | 0 | 0 | 0 | 0 | 0 | 0 | 0
F2_Commercial_Lodging_New_Food Preparation_Natural Gas_Conveyor Oven_E10 | F2 | Commercial | Lodging | New | Food Preparation | Natural Gas | Conveyor Oven | E10 | Participant - Cost of Operation | 0 | 0 | 0 | 0 | 0 | 0 | 0 | 0 | 0 | 0 | 0 | 0 | 0 | 0 | 0 | 0 | 0 | 0 | 0 | 0 | 0 | 0 | 0 | 0 | 0 | 0 | 0 | 0 | 0 | 0 | 0
F3_Commercial_Lodging_New_Food Preparation_Natural Gas_Conveyor Oven_E1 | F3 | Commercial | Lodging | New | Food Preparation | Natural Gas | Conveyor Oven | E1 | System - kBTUs of Conusmption | 7.7265 | 7.7374 | 7.7304 | 7.7257 | 7.7257 | 7.7257 | 7.7257 | 7.7257 | 7.7257 | 7.7257 | 7.7257 | 7.7257 | 7.7257 | 7.7257 | 7.7257 | 7.7257 | 7.7257 | 7.7257 | 7.7257 | 7.7257 | 7.7257 | 7.7257 | 7.7257 | 7.7257 | 7.7257 | 7.7257 | 7.7257 | 7.7257 | 7.7257 | 7.7257 | 7.7257
F3_Commercial_Lodging_New_Food Preparation_Natural Gas_Conveyor Oven_E2 | F3 | Commercial | Lodging | New | Food Preparation | Natural Gas | Conveyor Oven | E2 | System - kBTUs of Conusmption | 5.8733 | 5.8816 | 5.8763 | 5.8727 | 5.8727 | 5.8727 | 5.8727 | 5.8727 | 5.8727 | 5.8727 | 5.8727 | 5.8727 | 5.8727 | 5.8727 | 5.8727 | 5.8727 | 5.8727 | 5.8727 | 5.8727 | 5.8727 | 5.8727 | 5.8727 | 5.8727 | 5.8727 | 5.8727 | 5.8727 | 5.8727 | 5.8727 | 5.8727 | 5.8727 | 5.8727
F3_Commercial_Lodging_New_Food Preparation_Natural Gas_Conveyor Oven_E3 | F3 | Commercial | Lodging | New | Food Preparation | Natural Gas | Conveyor Oven | E3 | System - kBTUs of Conusmption | 0 | 0 | 0 | 0 | 0 | 0 | 0 | 0 | 0 | 0 | 0 | 0 | 0 | 0 | 0 | 0 | 0 | 0 | 0 | 0 | 0 | 0 | 0 | 0 | 0 | 0 | 0 | 0 | 0 | 0 | 0
F3_Commercial_Lodging_New_Food Preparation_Natural Gas_Conveyor Oven_E4 | F3 | Commercial | Lodging | New | Food Preparation | Natural Gas | Conveyor Oven | E4 | System - kBTUs of Conusmption | 0 | 0 | 0 | 0 | 0 | 0 | 0 | 0 | 0 | 0 | 0 | 0 | 0 | 0 | 0 | 0 | 0 | 0 | 0 | 0 | 0 | 0 | 0 | 0 | 0 | 0 | 0 | 0 | 0 | 0 | 0
F3_Commercial_Lodging_New_Food Preparation_Natural Gas_Conveyor Oven_E5 | F3 | Commercial | Lodging | New | Food Preparation | Natural Gas | Conveyor Oven | E5 | System - kBTUs of Conusmption | 0 | 0 | 0 | 0 | 0 | 0 | 0 | 0 | 0 | 0 | 0 | 0 | 0 | 0 | 0 | 0 | 0 | 0 | 0 | 0 | 0 | 0 | 0 | 0 | 0 | 0 | 0 | 0 | 0 | 0 | 0
F3_Commercial_Lodging_New_Food Preparation_Natural Gas_Conveyor Oven_E6 | F3 | Commercial | Lodging | New | Food Preparation | Natural Gas | Conveyor Oven | E6 | System - kBTUs of Conusmption | 0 | 0 | 0 | 0 | 0 | 0 | 0 | 0 | 0 | 0 | 0 | 0 | 0 | 0 | 0 | 0 | 0 | 0 | 0 | 0 | 0 | 0 | 0 | 0 | 0 | 0 | 0 | 0 | 0 | 0 | 0
F3_Commercial_Lodging_New_Food Preparation_Natural Gas_Conveyor Oven_E7 | F3 | Commercial | Lodging | New | Food Preparation | Natural Gas | Conveyor Oven | E7 | System - kBTUs of Conusmption | 0 | 0 | 0 | 0 | 0 | 0 | 0 | 0 | 0 | 0 | 0 | 0 | 0 | 0 | 0 | 0 | 0 | 0 | 0 | 0 | 0 | 0 | 0 | 0 | 0 | 0 | 0 | 0 | 0 | 0 | 0
F3_Commercial_Lodging_New_Food Preparation_Natural Gas_Conveyor Oven_E8 | F3 | Commercial | Lodging | New | Food Preparation | Natural Gas | Conveyor Oven | E8 | System - kBTUs of Conusmption | 0 | 0 | 0 | 0 | 0 | 0 | 0 | 0 | 0 | 0 | 0 | 0 | 0 | 0 | 0 | 0 | 0 | 0 | 0 | 0 | 0 | 0 | 0 | 0 | 0 | 0 | 0 | 0 | 0 | 0 | 0
F3_Commercial_Lodging_New_Food Preparation_Natural Gas_Conveyor Oven_E9 | F3 | Commercial | Lodging | New | Food Preparation | Natural Gas | Conveyor Oven | E9 | System - kBTUs of Conusmption | 0 | 0 | 0 | 0 | 0 | 0 | 0 | 0 | 0 | 0 | 0 | 0 | 0 | 0 | 0 | 0 | 0 | 0 | 0 | 0 | 0 | 0 | 0 | 0 | 0 | 0 | 0 | 0 | 0 | 0 | 0
F3_Commercial_Lodging_New_Food Preparation_Natural Gas_Conveyor Oven_E10 | F3 | Commercial | Lodging | New | Food Preparation | Natural Gas | Conveyor Oven | E10 | System - kBTUs of Conusmption | 0 | 0 | 0 | 0 | 0 | 0 | 0 | 0 | 0 | 0 | 0 | 0 | 0 | 0 | 0 | 0 | 0 | 0 | 0 | 0 | 0 | 0 | 0 | 0 | 0 | 0 | 0 | 0 | 0 | 0 | 0
F4_Commercial_Lodging_New_Food Preparation_Natural Gas_Conveyor Oven_E1 | F4 | Commercial | Lodging | New | Food Preparation | Natural Gas | Conveyor Oven | E1 | Utility - Cost of Equipment | 0.025765 | 0.025765 | 0.025765 | 0.025765 | 0.025765 | 0.025765 | 0.025765 | 0.025765 | 0.025765 | 0.025765 | 0.025765 | 0.025765 | 0.025765 | 0.025765 | 0.025765 | 0.025765 | 0.025765 | 0.025765 | 0.025765 | 0.025765 | 0.025765 | 0.025765 | 0.025765 | 0.025765 | 0.025765 | 0.025765 | 0.025765 | 0.025765 | 0.025765 | 0.025765 | 0.025765
F4_Commercial_Lodging_New_Food Preparation_Natural Gas_Conveyor Oven_E2 | F4 | Commercial | Lodging | New | Food Preparation | Natural Gas | Conveyor Oven | E2 | Utility - Cost of Equipment | 0.031411 | 0.031411 | 0.031411 | 0.031411 | 0.031411 | 0.031411 | 0.031411 | 0.031411 | 0.031411 | 0.031411 | 0.031411 | 0.031411 | 0.031411 | 0.031411 | 0.031411 | 0.031411 | 0.031411 | 0.031411 | 0.031411 | 0.031411 | 0.031411 | 0.031411 | 0.031411 | 0.031411 | 0.031411 | 0.031411 | 0.031411 | 0.031411 | 0.031411 | 0.031411 | 0.031411
F4_Commercial_Lodging_New_Food Preparation_Natural Gas_Conveyor Oven_E3 | F4 | Commercial | Lodging | New | Food Preparation | Natural Gas | Conveyor Oven | E3 | Utility - Cost of Equipment | 0 | 0 | 0 | 0 | 0 | 0 | 0 | 0 | 0 | 0 | 0 | 0 | 0 | 0 | 0 | 0 | 0 | 0 | 0 | 0 | 0 | 0 | 0 | 0 | 0 | 0 | 0 | 0 | 0 | 0 | 0
F4_Commercial_Lodging_New_Food Preparation_Natural Gas_Conveyor Oven_E4 | F4 | Commercial | Lodging | New | Food Preparation | Natural Gas | Conveyor Oven | E4 | Utility - Cost of Equipment | 0 | 0 | 0 | 0 | 0 | 0 | 0 | 0 | 0 | 0 | 0 | 0 | 0 | 0 | 0 | 0 | 0 | 0 | 0 | 0 | 0 | 0 | 0 | 0 | 0 | 0 | 0 | 0 | 0 | 0 | 0
F4_Commercial_Lodging_New_Food Preparation_Natural Gas_Conveyor Oven_E5 | F4 | Commercial | Lodging | New | Food Preparation | Natural Gas | Conveyor Oven | E5 | Utility - Cost of Equipment | 0 | 0 | 0 | 0 | 0 | 0 | 0 | 0 | 0 | 0 | 0 | 0 | 0 | 0 | 0 | 0 | 0 | 0 | 0 | 0 | 0 | 0 | 0 | 0 | 0 | 0 | 0 | 0 | 0 | 0 | 0
F4_Commercial_Lodging_New_Food Preparation_Natural Gas_Conveyor Oven_E6 | F4 | Commercial | Lodging | New | Food Preparation | Natural Gas | Conveyor Oven | E6 | Utility - Cost of Equipment | 0 | 0 | 0 | 0 | 0 | 0 | 0 | 0 | 0 | 0 | 0 | 0 | 0 | 0 | 0 | 0 | 0 | 0 | 0 | 0 | 0 | 0 | 0 | 0 | 0 | 0 | 0 | 0 | 0 | 0 | 0
F4_Commercial_Lodging_New_Food Preparation_Natural Gas_Conveyor Oven_E7 | F4 | Commercial | Lodging | New | Food Preparation | Natural Gas | Conveyor Oven | E7 | Utility - Cost of Equipment | 0 | 0 | 0 | 0 | 0 | 0 | 0 | 0 | 0 | 0 | 0 | 0 | 0 | 0 | 0 | 0 | 0 | 0 | 0 | 0 | 0 | 0 | 0 | 0 | 0 | 0 | 0 | 0 | 0 | 0 | 0
F4_Commercial_Lodging_New_Food Preparation_Natural Gas_Conveyor Oven_E8 | F4 | Commercial | Lodging | New | Food Preparation | Natural Gas | Conveyor Oven | E8 | Utility - Cost of Equipment | 0 | 0 | 0 | 0 | 0 | 0 | 0 | 0 | 0 | 0 | 0 | 0 | 0 | 0 | 0 | 0 | 0 | 0 | 0 | 0 | 0 | 0 | 0 | 0 | 0 | 0 | 0 | 0 | 0 | 0 | 0
F4_Commercial_Lodging_New_Food Preparation_Natural Gas_Conveyor Oven_E9 | F4 | Commercial | Lodging | New | Food Preparation | Natural Gas | Conveyor Oven | E9 | Utility - Cost of Equipment | 0 | 0 | 0 | 0 | 0 | 0 | 0 | 0 | 0 | 0 | 0 | 0 | 0 | 0 | 0 | 0 | 0 | 0 | 0 | 0 | 0 | 0 | 0 | 0 | 0 | 0 | 0 | 0 | 0 | 0 | 0
F4_Commercial_Lodging_New_Food Preparation_Natural Gas_Conveyor Oven_E10 | F4 | Commercial | Lodging | New | Food Preparation | Natural Gas | Conveyor Oven | E10 | Utility - Cost of Equipment | 0 | 0 | 0 | 0 | 0 | 0 | 0 | 0 | 0 | 0 | 0 | 0 | 0 | 0 | 0 | 0 | 0 | 0 | 0 | 0 | 0 | 0 | 0 | 0 | 0 | 0 | 0 | 0 | 0 | 0 | 0
F5_Commercial_Lodging_New_Food Preparation_Natural Gas_Conveyor Oven_E1 | F5 | Commercial | Lodging | New | Food Preparation | Natural Gas | Conveyor Oven | E1 | Utility - Cost of Operation | 0.07529 | 0.075089 | 0.074573 | 0.074 | 0.076024 | 0.074665 | 0.074221 | 0.075386 | 0.077851 | 0.077258 | 0.076991 | 0.076565 | 0.06814 | 0.067649 | 0.067684 | 0.067231 | 0.067138 | 0.06718 | 0.065913 | 0.066468 | 0.066805 | 0.067333 | 0.068049 | 0.03761 | 0.036901 | 0.03623 | 0.035593 | 0.034983 | 0.034396 | 0.033829 | 0.033084
F5_Commercial_Lodging_New_Food Preparation_Natural Gas_Conveyor Oven_E2 | F5 | Commercial | Lodging | New | Food Preparation | Natural Gas | Conveyor Oven | E2 | Utility - Cost of Operation | 0.057232 | 0.05708 | 0.056687 | 0.056251 | 0.05779 | 0.056757 | 0.05642 | 0.057305 | 0.059179 | 0.058728 | 0.058525 | 0.058201 | 0.051797 | 0.051424 | 0.05145 | 0.051106 | 0.051035 | 0.051068 | 0.050104 | 0.050526 | 0.050782 | 0.051183 | 0.051728 | 0.028589 | 0.02805 | 0.027541 | 0.027056 | 0.026592 | 0.026146 | 0.025715 | 0.025149
F5_Commercial_Lodging_New_Food Preparation_Natural Gas_Conveyor Oven_E3 | F5 | Commercial | Lodging | New | Food Preparation | Natural Gas | Conveyor Oven | E3 | Utility - Cost of Operation | 0 | 0 | 0 | 0 | 0 | 0 | 0 | 0 | 0 | 0 | 0 | 0 | 0 | 0 | 0 | 0 | 0 | 0 | 0 | 0 | 0 | 0 | 0 | 0 | 0 | 0 | 0 | 0 | 0 | 0 | 0
F5_Commercial_Lodging_New_Food Preparation_Natural Gas_Conveyor Oven_E4 | F5 | Commercial | Lodging | New | Food Preparation | Natural Gas | Conveyor Oven | E4 | Utility - Cost of Operation | 0 | 0 | 0 | 0 | 0 | 0 | 0 | 0 | 0 | 0 | 0 | 0 | 0 | 0 | 0 | 0 | 0 | 0 | 0 | 0 | 0 | 0 | 0 | 0 | 0 | 0 | 0 | 0 | 0 | 0 | 0
F5_Commercial_Lodging_New_Food Preparation_Natural Gas_Conveyor Oven_E5 | F5 | Commercial | Lodging | New | Food Preparation | Natural Gas | Conveyor Oven | E5 | Utility - Cost of Operation | 0 | 0 | 0 | 0 | 0 | 0 | 0 | 0 | 0 | 0 | 0 | 0 | 0 | 0 | 0 | 0 | 0 | 0 | 0 | 0 | 0 | 0 | 0 | 0 | 0 | 0 | 0 | 0 | 0 | 0 | 0
F5_Commercial_Lodging_New_Food Preparation_Natural Gas_Conveyor Oven_E6 | F5 | Commercial | Lodging | New | Food Preparation | Natural Gas | Conveyor Oven | E6 | Utility - Cost of Operation | 0 | 0 | 0 | 0 | 0 | 0 | 0 | 0 | 0 | 0 | 0 | 0 | 0 | 0 | 0 | 0 | 0 | 0 | 0 | 0 | 0 | 0 | 0 | 0 | 0 | 0 | 0 | 0 | 0 | 0 | 0
F5_Commercial_Lodging_New_Food Preparation_Natural Gas_Conveyor Oven_E7 | F5 | Commercial | Lodging | New | Food Preparation | Natural Gas | Conveyor Oven | E7 | Utility - Cost of Operation | 0 | 0 | 0 | 0 | 0 | 0 | 0 | 0 | 0 | 0 | 0 | 0 | 0 | 0 | 0 | 0 | 0 | 0 | 0 | 0 | 0 | 0 | 0 | 0 | 0 | 0 | 0 | 0 | 0 | 0 | 0
F5_Commercial_Lodging_New_Food Preparation_Natural Gas_Conveyor Oven_E8 | F5 | Commercial | Lodging | New | Food Preparation | Natural Gas | Conveyor Oven | E8 | Utility - Cost of Operation | 0 | 0 | 0 | 0 | 0 | 0 | 0 | 0 | 0 | 0 | 0 | 0 | 0 | 0 | 0 | 0 | 0 | 0 | 0 | 0 | 0 | 0 | 0 | 0 | 0 | 0 | 0 | 0 | 0 | 0 | 0
F5_Commercial_Lodging_New_Food Preparation_Natural Gas_Conveyor Oven_E9 | F5 | Commercial | Lodging | New | Food Preparation | Natural Gas | Conveyor Oven | E9 | Utility - Cost of Operation | 0 | 0 | 0 | 0 | 0 | 0 | 0 | 0 | 0 | 0 | 0 | 0 | 0 | 0 | 0 | 0 | 0 | 0 | 0 | 0 | 0 | 0 | 0 | 0 | 0 | 0 | 0 | 0 | 0 | 0 | 0
F5_Commercial_Lodging_New_Food Preparation_Natural Gas_Conveyor Oven_E10 | F5 | Commercial | Lodging | New | Food Preparation | Natural Gas | Conveyor Oven | E10 | Utility - Cost of Operation | 0 | 0 | 0 | 0 | 0 | 0 | 0 | 0 | 0 | 0 | 0 | 0 | 0 | 0 | 0 | 0 | 0 | 0 | 0 | 0 | 0 | 0 | 0 | 0 | 0 | 0 | 0 | 0 | 0 | 0 | 0
F6_Commercial_Lodging_New_Food Preparation_Natural Gas_Conveyor Oven_E1 | F6 | Commercial | Lodging | New | Food Preparation | Natural Gas | Conveyor Oven | E1 | Utility - Value of Sales | 0.090203 | 0.089962 | 0.089343 | 0.088656 | 0.091082 | 0.089454 | 0.088922 | 0.090317 | 0.09327 | 0.09256 | 0.09224 | 0.091729 | 0.081636 | 0.081048 | 0.08109 | 0.080547 | 0.080436 | 0.080486 | 0.078968 | 0.079634 | 0.080037 | 0.080669 | 0.081527 | 0.045059 | 0.04421 | 0.043406 | 0.042642 | 0.041912 | 0.041209 | 0.040529 | 0.039637
F6_Commercial_Lodging_New_Food Preparation_Natural Gas_Conveyor Oven_E2 | F6 | Commercial | Lodging | New | Food Preparation | Natural Gas | Conveyor Oven | E2 | Utility - Value of Sales | 0.068568 | 0.068385 | 0.067915 | 0.067393 | 0.069236 | 0.067999 | 0.067594 | 0.068655 | 0.0709 | 0.07036 | 0.070117 | 0.069729 | 0.062056 | 0.061609 | 0.061641 | 0.061228 | 0.061144 | 0.061182 | 0.060028 | 0.060534 | 0.06084 | 0.061321 | 0.061974 | 0.034252 | 0.033606 | 0.032995 | 0.032415 | 0.031859 | 0.031325 | 0.030809 | 0.030131
F6_Commercial_Lodging_New_Food Preparation_Natural Gas_Conveyor Oven_E3 | F6 | Commercial | Lodging | New | Food Preparation | Natural Gas | Conveyor Oven | E3 | Utility - Value of Sales | 0 | 0 | 0 | 0 | 0 | 0 | 0 | 0 | 0 | 0 | 0 | 0 | 0 | 0 | 0 | 0 | 0 | 0 | 0 | 0 | 0 | 0 | 0 | 0 | 0 | 0 | 0 | 0 | 0 | 0 | 0
F6_Commercial_Lodging_New_Food Preparation_Natural Gas_Conveyor Oven_E4 | F6 | Commercial | Lodging | New | Food Preparation | Natural Gas | Conveyor Oven | E4 | Utility - Value of Sales | 0 | 0 | 0 | 0 | 0 | 0 | 0 | 0 | 0 | 0 | 0 | 0 | 0 | 0 | 0 | 0 | 0 | 0 | 0 | 0 | 0 | 0 | 0 | 0 | 0 | 0 | 0 | 0 | 0 | 0 | 0
F6_Commercial_Lodging_New_Food Preparation_Natural Gas_Conveyor Oven_E5 | F6 | Commercial | Lodging | New | Food Preparation | Natural Gas | Conveyor Oven | E5 | Utility - Value of Sales | 0 | 0 | 0 | 0 | 0 | 0 | 0 | 0 | 0 | 0 | 0 | 0 | 0 | 0 | 0 | 0 | 0 | 0 | 0 | 0 | 0 | 0 | 0 | 0 | 0 | 0 | 0 | 0 | 0 | 0 | 0
F6_Commercial_Lodging_New_Food Preparation_Natural Gas_Conveyor Oven_E6 | F6 | Commercial | Lodging | New | Food Preparation | Natural Gas | Conveyor Oven | E6 | Utility - Value of Sales | 0 | 0 | 0 | 0 | 0 | 0 | 0 | 0 | 0 | 0 | 0 | 0 | 0 | 0 | 0 | 0 | 0 | 0 | 0 | 0 | 0 | 0 | 0 | 0 | 0 | 0 | 0 | 0 | 0 | 0 | 0
F6_Commercial_Lodging_New_Food Preparation_Natural Gas_Conveyor Oven_E7 | F6 | Commercial | Lodging | New | Food Preparation | Natural Gas | Conveyor Oven | E7 | Utility - Value of Sales | 0 | 0 | 0 | 0 | 0 | 0 | 0 | 0 | 0 | 0 | 0 | 0 | 0 | 0 | 0 | 0 | 0 | 0 | 0 | 0 | 0 | 0 | 0 | 0 | 0 | 0 | 0 | 0 | 0 | 0 | 0
F6_Commercial_Lodging_New_Food Preparation_Natural Gas_Conveyor Oven_E8 | F6 | Commercial | Lodging | New | Food Preparation | Natural Gas | Conveyor Oven | E8 | Utility - Value of Sales | 0 | 0 | 0 | 0 | 0 | 0 | 0 | 0 | 0 | 0 | 0 | 0 | 0 | 0 | 0 | 0 | 0 | 0 | 0 | 0 | 0 | 0 | 0 | 0 | 0 | 0 | 0 | 0 | 0 | 0 | 0
F6_Commercial_Lodging_New_Food Preparation_Natural Gas_Conveyor Oven_E9 | F6 | Commercial | Lodging | New | Food Preparation | Natural Gas | Conveyor Oven | E9 | Utility - Value of Sales | 0 | 0 | 0 | 0 | 0 | 0 | 0 | 0 | 0 | 0 | 0 | 0 | 0 | 0 | 0 | 0 | 0 | 0 | 0 | 0 | 0 | 0 | 0 | 0 | 0 | 0 | 0 | 0 | 0 | 0 | 0
F6_Commercial_Lodging_New_Food Preparation_Natural Gas_Conveyor Oven_E10 | F6 | Commercial | Lodging | New | Food Preparation | Natural Gas | Conveyor Oven | E10 | Utility - Value of Sales | 0 | 0 | 0 | 0 | 0 | 0 | 0 | 0 | 0 | 0 | 0 | 0 | 0 | 0 | 0 | 0 | 0 | 0 | 0 | 0 | 0 | 0 | 0 | 0 | 0 | 0 | 0 | 0 | 0 | 0 | 0
F1_Commercial_Lodging_New_Food Preparation_Natural Gas_Double Rack Oven_E1 | F1 | Commercial | Lodging | New | Food Preparation | Natural Gas | Double Rack Oven | E1 | Participant - Cost of Equipment | 0.048151 | 0.048151 | 0.048151 | 0.048151 | 0.048151 | 0.048151 | 0.048151 | 0.048151 | 0.048151 | 0.048151 | 0.048151 | 0.048151 | 0.048151 | 0.048151 | 0.048151 | 0.048151 | 0.048151 | 0.048151 | 0.048151 | 0.048151 | 0.048151 | 0.048151 | 0.048151 | 0.048151 | 0.048151 | 0.048151 | 0.048151 | 0.048151 | 0.048151 | 0.048151 | 0.048151
F1_Commercial_Lodging_New_Food Preparation_Natural Gas_Double Rack Oven_E2 | F1 | Commercial | Lodging | New | Food Preparation | Natural Gas | Double Rack Oven | E2 | Participant - Cost of Equipment | 0.064036 | 0.064036 | 0.064036 | 0.064036 | 0.064036 | 0.064036 | 0.064036 | 0.064036 | 0.064036 | 0.064036 | 0.064036 | 0.064036 | 0.064036 | 0.064036 | 0.064036 | 0.064036 | 0.064036 | 0.064036 | 0.064036 | 0.064036 | 0.064036 | 0.064036 | 0.064036 | 0.064036 | 0.064036 | 0.064036 | 0.064036 | 0.064036 | 0.064036 | 0.064036 | 0.064036
F1_Commercial_Lodging_New_Food Preparation_Natural Gas_Double Rack Oven_E3 | F1 | Commercial | Lodging | New | Food Preparation | Natural Gas | Double Rack Oven | E3 | Participant - Cost of Equipment | 0 | 0 | 0 | 0 | 0 | 0 | 0 | 0 | 0 | 0 | 0 | 0 | 0 | 0 | 0 | 0 | 0 | 0 | 0 | 0 | 0 | 0 | 0 | 0 | 0 | 0 | 0 | 0 | 0 | 0 | 0
F1_Commercial_Lodging_New_Food Preparation_Natural Gas_Double Rack Oven_E4 | F1 | Commercial | Lodging | New | Food Preparation | Natural Gas | Double Rack Oven | E4 | Participant - Cost of Equipment | 0 | 0 | 0 | 0 | 0 | 0 | 0 | 0 | 0 | 0 | 0 | 0 | 0 | 0 | 0 | 0 | 0 | 0 | 0 | 0 | 0 | 0 | 0 | 0 | 0 | 0 | 0 | 0 | 0 | 0 | 0
F1_Commercial_Lodging_New_Food Preparation_Natural Gas_Double Rack Oven_E5 | F1 | Commercial | Lodging | New | Food Preparation | Natural Gas | Double Rack Oven | E5 | Participant - Cost of Equipment | 0 | 0 | 0 | 0 | 0 | 0 | 0 | 0 | 0 | 0 | 0 | 0 | 0 | 0 | 0 | 0 | 0 | 0 | 0 | 0 | 0 | 0 | 0 | 0 | 0 | 0 | 0 | 0 | 0 | 0 | 0
F1_Commercial_Lodging_New_Food Preparation_Natural Gas_Double Rack Oven_E6 | F1 | Commercial | Lodging | New | Food Preparation | Natural Gas | Double Rack Oven | E6 | Participant - Cost of Equipment | 0 | 0 | 0 | 0 | 0 | 0 | 0 | 0 | 0 | 0 | 0 | 0 | 0 | 0 | 0 | 0 | 0 | 0 | 0 | 0 | 0 | 0 | 0 | 0 | 0 | 0 | 0 | 0 | 0 | 0 | 0
F1_Commercial_Lodging_New_Food Preparation_Natural Gas_Double Rack Oven_E7 | F1 | Commercial | Lodging | New | Food Preparation | Natural Gas | Double Rack Oven | E7 | Participant - Cost of Equipment | 0 | 0 | 0 | 0 | 0 | 0 | 0 | 0 | 0 | 0 | 0 | 0 | 0 | 0 | 0 | 0 | 0 | 0 | 0 | 0 | 0 | 0 | 0 | 0 | 0 | 0 | 0 | 0 | 0 | 0 | 0
F1_Commercial_Lodging_New_Food Preparation_Natural Gas_Double Rack Oven_E8 | F1 | Commercial | Lodging | New | Food Preparation | Natural Gas | Double Rack Oven | E8 | Participant - Cost of Equipment | 0 | 0 | 0 | 0 | 0 | 0 | 0 | 0 | 0 | 0 | 0 | 0 | 0 | 0 | 0 | 0 | 0 | 0 | 0 | 0 | 0 | 0 | 0 | 0 | 0 | 0 | 0 | 0 | 0 | 0 | 0
F1_Commercial_Lodging_New_Food Preparation_Natural Gas_Double Rack Oven_E9 | F1 | Commercial | Lodging | New | Food Preparation | Natural Gas | Double Rack Oven | E9 | Participant - Cost of Equipment | 0 | 0 | 0 | 0 | 0 | 0 | 0 | 0 | 0 | 0 | 0 | 0 | 0 | 0 | 0 | 0 | 0 | 0 | 0 | 0 | 0 | 0 | 0 | 0 | 0 | 0 | 0 | 0 | 0 | 0 | 0
F1_Commercial_Lodging_New_Food Preparation_Natural Gas_Double Rack Oven_E10 | F1 | Commercial | Lodging | New | Food Preparation | Natural Gas | Double Rack Oven | E10 | Participant - Cost of Equipment | 0 | 0 | 0 | 0 | 0 | 0 | 0 | 0 | 0 | 0 | 0 | 0 | 0 | 0 | 0 | 0 | 0 | 0 | 0 | 0 | 0 | 0 | 0 | 0 | 0 | 0 | 0 | 0 | 0 | 0 | 0
F2_Commercial_Lodging_New_Food Preparation_Natural Gas_Double Rack Oven_E1 | F2 | Commercial | Lodging | New | Food Preparation | Natural Gas | Double Rack Oven | E1 | Participant - Cost of Operation | 0.16572 | 0.16828 | 0.17014 | 0.16919 | 0.16936 | 0.15963 | 0.15159 | 0.1471 | 0.14523 | 0.15062 | 0.15769 | 0.16508 | 0.1516 | 0.1606 | 0.16114 | 0.16034 | 0.16049 | 0.16098 | 0.15791 | 0.15976 | 0.16101 | 0.16277 | 0.16504 | 0.082773 | 0.081156 | 0.079638 | 0.078203 | 0.076837 | 0.075529 | 0.07427 | 0.07305
F2_Commercial_Lodging_New_Food Preparation_Natural Gas_Double Rack Oven_E2 | F2 | Commercial | Lodging | New | Food Preparation | Natural Gas | Double Rack Oven | E2 | Participant - Cost of Operation | 0.090394 | 0.091789 | 0.092802 | 0.092285 | 0.092378 | 0.087073 | 0.082685 | 0.080235 | 0.079219 | 0.082155 | 0.086011 | 0.090041 | 0.082693 | 0.087598 | 0.087897 | 0.087458 | 0.087538 | 0.087808 | 0.08613 | 0.087143 | 0.087825 | 0.088786 | 0.090021 | 0.045149 | 0.044267 | 0.043439 | 0.042656 | 0.041911 | 0.041198 | 0.040511 | 0.039846
F2_Commercial_Lodging_New_Food Preparation_Natural Gas_Double Rack Oven_E3 | F2 | Commercial | Lodging | New | Food Preparation | Natural Gas | Double Rack Oven | E3 | Participant - Cost of Operation | 0 | 0 | 0 | 0 | 0 | 0 | 0 | 0 | 0 | 0 | 0 | 0 | 0 | 0 | 0 | 0 | 0 | 0 | 0 | 0 | 0 | 0 | 0 | 0 | 0 | 0 | 0 | 0 | 0 | 0 | 0
F2_Commercial_Lodging_New_Food Preparation_Natural Gas_Double Rack Oven_E4 | F2 | Commercial | Lodging | New | Food Preparation | Natural Gas | Double Rack Oven | E4 | Participant - Cost of Operation | 0 | 0 | 0 | 0 | 0 | 0 | 0 | 0 | 0 | 0 | 0 | 0 | 0 | 0 | 0 | 0 | 0 | 0 | 0 | 0 | 0 | 0 | 0 | 0 | 0 | 0 | 0 | 0 | 0 | 0 | 0
F2_Commercial_Lodging_New_Food Preparation_Natural Gas_Double Rack Oven_E5 | F2 | Commercial | Lodging | New | Food Preparation | Natural Gas | Double Rack Oven | E5 | Participant - Cost of Operation | 0 | 0 | 0 | 0 | 0 | 0 | 0 | 0 | 0 | 0 | 0 | 0 | 0 | 0 | 0 | 0 | 0 | 0 | 0 | 0 | 0 | 0 | 0 | 0 | 0 | 0 | 0 | 0 | 0 | 0 | 0
F2_Commercial_Lodging_New_Food Preparation_Natural Gas_Double Rack Oven_E6 | F2 | Commercial | Lodging | New | Food Preparation | Natural Gas | Double Rack Oven | E6 | Participant - Cost of Operation | 0 | 0 | 0 | 0 | 0 | 0 | 0 | 0 | 0 | 0 | 0 | 0 | 0 | 0 | 0 | 0 | 0 | 0 | 0 | 0 | 0 | 0 | 0 | 0 | 0 | 0 | 0 | 0 | 0 | 0 | 0
F2_Commercial_Lodging_New_Food Preparation_Natural Gas_Double Rack Oven_E7 | F2 | Commercial | Lodging | New | Food Preparation | Natural Gas | Double Rack Oven | E7 | Participant - Cost of Operation | 0 | 0 | 0 | 0 | 0 | 0 | 0 | 0 | 0 | 0 | 0 | 0 | 0 | 0 | 0 | 0 | 0 | 0 | 0 | 0 | 0 | 0 | 0 | 0 | 0 | 0 | 0 | 0 | 0 | 0 | 0
F2_Commercial_Lodging_New_Food Preparation_Natural Gas_Double Rack Oven_E8 | F2 | Commercial | Lodging | New | Food Preparation | Natural Gas | Double Rack Oven | E8 | Participant - Cost of Operation | 0 | 0 | 0 | 0 | 0 | 0 | 0 | 0 | 0 | 0 | 0 | 0 | 0 | 0 | 0 | 0 | 0 | 0 | 0 | 0 | 0 | 0 | 0 | 0 | 0 | 0 | 0 | 0 | 0 | 0 | 0
F2_Commercial_Lodging_New_Food Preparation_Natural Gas_Double Rack Oven_E9 | F2 | Commercial | Lodging | New | Food Preparation | Natural Gas | Double Rack Oven | E9 | Participant - Cost of Operation | 0 | 0 | 0 | 0 | 0 | 0 | 0 | 0 | 0 | 0 | 0 | 0 | 0 | 0 | 0 | 0 | 0 | 0 | 0 | 0 | 0 | 0 | 0 | 0 | 0 | 0 | 0 | 0 | 0 | 0 | 0
F2_Commercial_Lodging_New_Food Preparation_Natural Gas_Double Rack Oven_E10 | F2 | Commercial | Lodging | New | Food Preparation | Natural Gas | Double Rack Oven | E10 | Participant - Cost of Operation | 0 | 0 | 0 | 0 | 0 | 0 | 0 | 0 | 0 | 0 | 0 | 0 | 0 | 0 | 0 | 0 | 0 | 0 | 0 | 0 | 0 | 0 | 0 | 0 | 0 | 0 | 0 | 0 | 0 | 0 | 0
F3_Commercial_Lodging_New_Food Preparation_Natural Gas_Double Rack Oven_E1 | F3 | Commercial | Lodging | New | Food Preparation | Natural Gas | Double Rack Oven | E1 | System - kBTUs of Conusmption | 13.7703 | 13.7978 | 13.7803 | 13.7683 | 13.7683 | 13.7683 | 13.7683 | 13.7683 | 13.7683 | 13.7683 | 13.7683 | 13.7683 | 13.7683 | 13.7683 | 13.7683 | 13.7683 | 13.7683 | 13.7683 | 13.7683 | 13.7683 | 13.7683 | 13.7683 | 13.7683 | 13.7683 | 13.7683 | 13.7683 | 13.7683 | 13.7683 | 13.7683 | 13.7683 | 13.7683
F3_Commercial_Lodging_New_Food Preparation_Natural Gas_Double Rack Oven_E2 | F3 | Commercial | Lodging | New | Food Preparation | Natural Gas | Double Rack Oven | E2 | System - kBTUs of Conusmption | 7.5111 | 7.5261 | 7.5165 | 7.51 | 7.51 | 7.51 | 7.51 | 7.51 | 7.51 | 7.51 | 7.51 | 7.51 | 7.51 | 7.51 | 7.51 | 7.51 | 7.51 | 7.51 | 7.51 | 7.51 | 7.51 | 7.51 | 7.51 | 7.51 | 7.51 | 7.51 | 7.51 | 7.51 | 7.51 | 7.51 | 7.51
F3_Commercial_Lodging_New_Food Preparation_Natural Gas_Double Rack Oven_E3 | F3 | Commercial | Lodging | New | Food Preparation | Natural Gas | Double Rack Oven | E3 | System - kBTUs of Conusmption | 0 | 0 | 0 | 0 | 0 | 0 | 0 | 0 | 0 | 0 | 0 | 0 | 0 | 0 | 0 | 0 | 0 | 0 | 0 | 0 | 0 | 0 | 0 | 0 | 0 | 0 | 0 | 0 | 0 | 0 | 0
F3_Commercial_Lodging_New_Food Preparation_Natural Gas_Double Rack Oven_E4 | F3 | Commercial | Lodging | New | Food Preparation | Natural Gas | Double Rack Oven | E4 | System - kBTUs of Conusmption | 0 | 0 | 0 | 0 | 0 | 0 | 0 | 0 | 0 | 0 | 0 | 0 | 0 | 0 | 0 | 0 | 0 | 0 | 0 | 0 | 0 | 0 | 0 | 0 | 0 | 0 | 0 | 0 | 0 | 0 | 0
F3_Commercial_Lodging_New_Food Preparation_Natural Gas_Double Rack Oven_E5 | F3 | Commercial | Lodging | New | Food Preparation | Natural Gas | Double Rack Oven | E5 | System - kBTUs of Conusmption | 0 | 0 | 0 | 0 | 0 | 0 | 0 | 0 | 0 | 0 | 0 | 0 | 0 | 0 | 0 | 0 | 0 | 0 | 0 | 0 | 0 | 0 | 0 | 0 | 0 | 0 | 0 | 0 | 0 | 0 | 0
F3_Commercial_Lodging_New_Food Preparation_Natural Gas_Double Rack Oven_E6 | F3 | Commercial | Lodging | New | Food Preparation | Natural Gas | Double Rack Oven | E6 | System - kBTUs of Conusmption | 0 | 0 | 0 | 0 | 0 | 0 | 0 | 0 | 0 | 0 | 0 | 0 | 0 | 0 | 0 | 0 | 0 | 0 | 0 | 0 | 0 | 0 | 0 | 0 | 0 | 0 | 0 | 0 | 0 | 0 | 0
F3_Commercial_Lodging_New_Food Preparation_Natural Gas_Double Rack Oven_E7 | F3 | Commercial | Lodging | New | Food Preparation | Natural Gas | Double Rack Oven | E7 | System - kBTUs of Conusmption | 0 | 0 | 0 | 0 | 0 | 0 | 0 | 0 | 0 | 0 | 0 | 0 | 0 | 0 | 0 | 0 | 0 | 0 | 0 | 0 | 0 | 0 | 0 | 0 | 0 | 0 | 0 | 0 | 0 | 0 | 0
F3_Commercial_Lodging_New_Food Preparation_Natural Gas_Double Rack Oven_E8 | F3 | Commercial | Lodging | New | Food Preparation | Natural Gas | Double Rack Oven | E8 | System - kBTUs of Conusmption | 0 | 0 | 0 | 0 | 0 | 0 | 0 | 0 | 0 | 0 | 0 | 0 | 0 | 0 | 0 | 0 | 0 | 0 | 0 | 0 | 0 | 0 | 0 | 0 | 0 | 0 | 0 | 0 | 0 | 0 | 0
F3_Commercial_Lodging_New_Food Preparation_Natural Gas_Double Rack Oven_E9 | F3 | Commercial | Lodging | New | Food Preparation | Natural Gas | Double Rack Oven | E9 | System - kBTUs of Conusmption | 0 | 0 | 0 | 0 | 0 | 0 | 0 | 0 | 0 | 0 | 0 | 0 | 0 | 0 | 0 | 0 | 0 | 0 | 0 | 0 | 0 | 0 | 0 | 0 | 0 | 0 | 0 | 0 | 0 | 0 | 0
F3_Commercial_Lodging_New_Food Preparation_Natural Gas_Double Rack Oven_E10 | F3 | Commercial | Lodging | New | Food Preparation | Natural Gas | Double Rack Oven | E10 | System - kBTUs of Conusmption | 0 | 0 | 0 | 0 | 0 | 0 | 0 | 0 | 0 | 0 | 0 | 0 | 0 | 0 | 0 | 0 | 0 | 0 | 0 | 0 | 0 | 0 | 0 | 0 | 0 | 0 | 0 | 0 | 0 | 0 | 0
F4_Commercial_Lodging_New_Food Preparation_Natural Gas_Double Rack Oven_E1 | F4 | Commercial | Lodging | New | Food Preparation | Natural Gas | Double Rack Oven | E1 | Utility - Cost of Equipment | 0.048151 | 0.048151 | 0.048151 | 0.048151 | 0.048151 | 0.048151 | 0.048151 | 0.048151 | 0.048151 | 0.048151 | 0.048151 | 0.048151 | 0.048151 | 0.048151 | 0.048151 | 0.048151 | 0.048151 | 0.048151 | 0.048151 | 0.048151 | 0.048151 | 0.048151 | 0.048151 | 0.048151 | 0.048151 | 0.048151 | 0.048151 | 0.048151 | 0.048151 | 0.048151 | 0.048151
F4_Commercial_Lodging_New_Food Preparation_Natural Gas_Double Rack Oven_E2 | F4 | Commercial | Lodging | New | Food Preparation | Natural Gas | Double Rack Oven | E2 | Utility - Cost of Equipment | 0.064036 | 0.064036 | 0.064036 | 0.064036 | 0.064036 | 0.064036 | 0.064036 | 0.064036 | 0.064036 | 0.064036 | 0.064036 | 0.064036 | 0.064036 | 0.064036 | 0.064036 | 0.064036 | 0.064036 | 0.064036 | 0.064036 | 0.064036 | 0.064036 | 0.064036 | 0.064036 | 0.064036 | 0.064036 | 0.064036 | 0.064036 | 0.064036 | 0.064036 | 0.064036 | 0.064036
F4_Commercial_Lodging_New_Food Preparation_Natural Gas_Double Rack Oven_E3 | F4 | Commercial | Lodging | New | Food Preparation | Natural Gas | Double Rack Oven | E3 | Utility - Cost of Equipment | 0 | 0 | 0 | 0 | 0 | 0 | 0 | 0 | 0 | 0 | 0 | 0 | 0 | 0 | 0 | 0 | 0 | 0 | 0 | 0 | 0 | 0 | 0 | 0 | 0 | 0 | 0 | 0 | 0 | 0 | 0
F4_Commercial_Lodging_New_Food Preparation_Natural Gas_Double Rack Oven_E4 | F4 | Commercial | Lodging | New | Food Preparation | Natural Gas | Double Rack Oven | E4 | Utility - Cost of Equipment | 0 | 0 | 0 | 0 | 0 | 0 | 0 | 0 | 0 | 0 | 0 | 0 | 0 | 0 | 0 | 0 | 0 | 0 | 0 | 0 | 0 | 0 | 0 | 0 | 0 | 0 | 0 | 0 | 0 | 0 | 0
F4_Commercial_Lodging_New_Food Preparation_Natural Gas_Double Rack Oven_E5 | F4 | Commercial | Lodging | New | Food Preparation | Natural Gas | Double Rack Oven | E5 | Utility - Cost of Equipment | 0 | 0 | 0 | 0 | 0 | 0 | 0 | 0 | 0 | 0 | 0 | 0 | 0 | 0 | 0 | 0 | 0 | 0 | 0 | 0 | 0 | 0 | 0 | 0 | 0 | 0 | 0 | 0 | 0 | 0 | 0
F4_Commercial_Lodging_New_Food Preparation_Natural Gas_Double Rack Oven_E6 | F4 | Commercial | Lodging | New | Food Preparation | Natural Gas | Double Rack Oven | E6 | Utility - Cost of Equipment | 0 | 0 | 0 | 0 | 0 | 0 | 0 | 0 | 0 | 0 | 0 | 0 | 0 | 0 | 0 | 0 | 0 | 0 | 0 | 0 | 0 | 0 | 0 | 0 | 0 | 0 | 0 | 0 | 0 | 0 | 0
F4_Commercial_Lodging_New_Food Preparation_Natural Gas_Double Rack Oven_E7 | F4 | Commercial | Lodging | New | Food Preparation | Natural Gas | Double Rack Oven | E7 | Utility - Cost of Equipment | 0 | 0 | 0 | 0 | 0 | 0 | 0 | 0 | 0 | 0 | 0 | 0 | 0 | 0 | 0 | 0 | 0 | 0 | 0 | 0 | 0 | 0 | 0 | 0 | 0 | 0 | 0 | 0 | 0 | 0 | 0
F4_Commercial_Lodging_New_Food Preparation_Natural Gas_Double Rack Oven_E8 | F4 | Commercial | Lodging | New | Food Preparation | Natural Gas | Double Rack Oven | E8 | Utility - Cost of Equipment | 0 | 0 | 0 | 0 | 0 | 0 | 0 | 0 | 0 | 0 | 0 | 0 | 0 | 0 | 0 | 0 | 0 | 0 | 0 | 0 | 0 | 0 | 0 | 0 | 0 | 0 | 0 | 0 | 0 | 0 | 0
F4_Commercial_Lodging_New_Food Preparation_Natural Gas_Double Rack Oven_E9 | F4 | Commercial | Lodging | New | Food Preparation | Natural Gas | Double Rack Oven | E9 | Utility - Cost of Equipment | 0 | 0 | 0 | 0 | 0 | 0 | 0 | 0 | 0 | 0 | 0 | 0 | 0 | 0 | 0 | 0 | 0 | 0 | 0 | 0 | 0 | 0 | 0 | 0 | 0 | 0 | 0 | 0 | 0 | 0 | 0
F4_Commercial_Lodging_New_Food Preparation_Natural Gas_Double Rack Oven_E10 | F4 | Commercial | Lodging | New | Food Preparation | Natural Gas | Double Rack Oven | E10 | Utility - Cost of Equipment | 0 | 0 | 0 | 0 | 0 | 0 | 0 | 0 | 0 | 0 | 0 | 0 | 0 | 0 | 0 | 0 | 0 | 0 | 0 | 0 | 0 | 0 | 0 | 0 | 0 | 0 | 0 | 0 | 0 | 0 | 0
F5_Commercial_Lodging_New_Food Preparation_Natural Gas_Double Rack Oven_E1 | F5 | Commercial | Lodging | New | Food Preparation | Natural Gas | Double Rack Oven | E1 | Utility - Cost of Operation | 0.13833 | 0.14046 | 0.14201 | 0.14122 | 0.14136 | 0.13324 | 0.12653 | 0.12278 | 0.12122 | 0.12572 | 0.13162 | 0.13779 | 0.12654 | 0.13405 | 0.1345 | 0.13383 | 0.13395 | 0.13437 | 0.1318 | 0.13335 | 0.13439 | 0.13586 | 0.13775 | 0.069089 | 0.06774 | 0.066472 | 0.065274 | 0.064134 | 0.063043 | 0.061991 | 0.060973
F5_Commercial_Lodging_New_Food Preparation_Natural Gas_Double Rack Oven_E2 | F5 | Commercial | Lodging | New | Food Preparation | Natural Gas | Double Rack Oven | E2 | Utility - Cost of Operation | 0.07545 | 0.076614 | 0.07746 | 0.077028 | 0.077106 | 0.072678 | 0.069015 | 0.06697 | 0.066122 | 0.068573 | 0.071792 | 0.075156 | 0.069022 | 0.073116 | 0.073365 | 0.072999 | 0.073066 | 0.073291 | 0.071891 | 0.072736 | 0.073306 | 0.074108 | 0.075139 | 0.037685 | 0.036949 | 0.036257 | 0.035604 | 0.034982 | 0.034387 | 0.033813 | 0.033258
F5_Commercial_Lodging_New_Food Preparation_Natural Gas_Double Rack Oven_E3 | F5 | Commercial | Lodging | New | Food Preparation | Natural Gas | Double Rack Oven | E3 | Utility - Cost of Operation | 0 | 0 | 0 | 0 | 0 | 0 | 0 | 0 | 0 | 0 | 0 | 0 | 0 | 0 | 0 | 0 | 0 | 0 | 0 | 0 | 0 | 0 | 0 | 0 | 0 | 0 | 0 | 0 | 0 | 0 | 0
F5_Commercial_Lodging_New_Food Preparation_Natural Gas_Double Rack Oven_E4 | F5 | Commercial | Lodging | New | Food Preparation | Natural Gas | Double Rack Oven | E4 | Utility - Cost of Operation | 0 | 0 | 0 | 0 | 0 | 0 | 0 | 0 | 0 | 0 | 0 | 0 | 0 | 0 | 0 | 0 | 0 | 0 | 0 | 0 | 0 | 0 | 0 | 0 | 0 | 0 | 0 | 0 | 0 | 0 | 0
F5_Commercial_Lodging_New_Food Preparation_Natural Gas_Double Rack Oven_E5 | F5 | Commercial | Lodging | New | Food Preparation | Natural Gas | Double Rack Oven | E5 | Utility - Cost of Operation | 0 | 0 | 0 | 0 | 0 | 0 | 0 | 0 | 0 | 0 | 0 | 0 | 0 | 0 | 0 | 0 | 0 | 0 | 0 | 0 | 0 | 0 | 0 | 0 | 0 | 0 | 0 | 0 | 0 | 0 | 0
F5_Commercial_Lodging_New_Food Preparation_Natural Gas_Double Rack Oven_E6 | F5 | Commercial | Lodging | New | Food Preparation | Natural Gas | Double Rack Oven | E6 | Utility - Cost of Operation | 0 | 0 | 0 | 0 | 0 | 0 | 0 | 0 | 0 | 0 | 0 | 0 | 0 | 0 | 0 | 0 | 0 | 0 | 0 | 0 | 0 | 0 | 0 | 0 | 0 | 0 | 0 | 0 | 0 | 0 | 0
F5_Commercial_Lodging_New_Food Preparation_Natural Gas_Double Rack Oven_E7 | F5 | Commercial | Lodging | New | Food Preparation | Natural Gas | Double Rack Oven | E7 | Utility - Cost of Operation | 0 | 0 | 0 | 0 | 0 | 0 | 0 | 0 | 0 | 0 | 0 | 0 | 0 | 0 | 0 | 0 | 0 | 0 | 0 | 0 | 0 | 0 | 0 | 0 | 0 | 0 | 0 | 0 | 0 | 0 | 0
F5_Commercial_Lodging_New_Food Preparation_Natural Gas_Double Rack Oven_E8 | F5 | Commercial | Lodging | New | Food Preparation | Natural Gas | Double Rack Oven | E8 | Utility - Cost of Operation | 0 | 0 | 0 | 0 | 0 | 0 | 0 | 0 | 0 | 0 | 0 | 0 | 0 | 0 | 0 | 0 | 0 | 0 | 0 | 0 | 0 | 0 | 0 | 0 | 0 | 0 | 0 | 0 | 0 | 0 | 0
F5_Commercial_Lodging_New_Food Preparation_Natural Gas_Double Rack Oven_E9 | F5 | Commercial | Lodging | New | Food Preparation | Natural Gas | Double Rack Oven | E9 | Utility - Cost of Operation | 0 | 0 | 0 | 0 | 0 | 0 | 0 | 0 | 0 | 0 | 0 | 0 | 0 | 0 | 0 | 0 | 0 | 0 | 0 | 0 | 0 | 0 | 0 | 0 | 0 | 0 | 0 | 0 | 0 | 0 | 0
F5_Commercial_Lodging_New_Food Preparation_Natural Gas_Double Rack Oven_E10 | F5 | Commercial | Lodging | New | Food Preparation | Natural Gas | Double Rack Oven | E10 | Utility - Cost of Operation | 0 | 0 | 0 | 0 | 0 | 0 | 0 | 0 | 0 | 0 | 0 | 0 | 0 | 0 | 0 | 0 | 0 | 0 | 0 | 0 | 0 | 0 | 0 | 0 | 0 | 0 | 0 | 0 | 0 | 0 | 0
F6_Commercial_Lodging_New_Food Preparation_Natural Gas_Double Rack Oven_E1 | F6 | Commercial | Lodging | New | Food Preparation | Natural Gas | Double Rack Oven | E1 | Utility - Value of Sales | 0.16572 | 0.16828 | 0.17014 | 0.16919 | 0.16936 | 0.15963 | 0.15159 | 0.1471 | 0.14523 | 0.15062 | 0.15769 | 0.16508 | 0.1516 | 0.1606 | 0.16114 | 0.16034 | 0.16049 | 0.16098 | 0.15791 | 0.15976 | 0.16101 | 0.16277 | 0.16504 | 0.082773 | 0.081156 | 0.079638 | 0.078203 | 0.076837 | 0.075529 | 0.07427 | 0.07305
F6_Commercial_Lodging_New_Food Preparation_Natural Gas_Double Rack Oven_E2 | F6 | Commercial | Lodging | New | Food Preparation | Natural Gas | Double Rack Oven | E2 | Utility - Value of Sales | 0.090394 | 0.091789 | 0.092802 | 0.092285 | 0.092378 | 0.087073 | 0.082685 | 0.080235 | 0.079219 | 0.082155 | 0.086011 | 0.090041 | 0.082693 | 0.087598 | 0.087897 | 0.087458 | 0.087538 | 0.087808 | 0.08613 | 0.087143 | 0.087825 | 0.088786 | 0.090021 | 0.045149 | 0.044267 | 0.043439 | 0.042656 | 0.041911 | 0.041198 | 0.040511 | 0.039846
F6_Commercial_Lodging_New_Food Preparation_Natural Gas_Double Rack Oven_E3 | F6 | Commercial | Lodging | New | Food Preparation | Natural Gas | Double Rack Oven | E3 | Utility - Value of Sales | 0 | 0 | 0 | 0 | 0 | 0 | 0 | 0 | 0 | 0 | 0 | 0 | 0 | 0 | 0 | 0 | 0 | 0 | 0 | 0 | 0 | 0 | 0 | 0 | 0 | 0 | 0 | 0 | 0 | 0 | 0
F6_Commercial_Lodging_New_Food Preparation_Natural Gas_Double Rack Oven_E4 | F6 | Commercial | Lodging | New | Food Preparation | Natural Gas | Double Rack Oven | E4 | Utility - Value of Sales | 0 | 0 | 0 | 0 | 0 | 0 | 0 | 0 | 0 | 0 | 0 | 0 | 0 | 0 | 0 | 0 | 0 | 0 | 0 | 0 | 0 | 0 | 0 | 0 | 0 | 0 | 0 | 0 | 0 | 0 | 0
F6_Commercial_Lodging_New_Food Preparation_Natural Gas_Double Rack Oven_E5 | F6 | Commercial | Lodging | New | Food Preparation | Natural Gas | Double Rack Oven | E5 | Utility - Value of Sales | 0 | 0 | 0 | 0 | 0 | 0 | 0 | 0 | 0 | 0 | 0 | 0 | 0 | 0 | 0 | 0 | 0 | 0 | 0 | 0 | 0 | 0 | 0 | 0 | 0 | 0 | 0 | 0 | 0 | 0 | 0
F6_Commercial_Lodging_New_Food Preparation_Natural Gas_Double Rack Oven_E6 | F6 | Commercial | Lodging | New | Food Preparation | Natural Gas | Double Rack Oven | E6 | Utility - Value of Sales | 0 | 0 | 0 | 0 | 0 | 0 | 0 | 0 | 0 | 0 | 0 | 0 | 0 | 0 | 0 | 0 | 0 | 0 | 0 | 0 | 0 | 0 | 0 | 0 | 0 | 0 | 0 | 0 | 0 | 0 | 0
F6_Commercial_Lodging_New_Food Preparation_Natural Gas_Double Rack Oven_E7 | F6 | Commercial | Lodging | New | Food Preparation | Natural Gas | Double Rack Oven | E7 | Utility - Value of Sales | 0 | 0 | 0 | 0 | 0 | 0 | 0 | 0 | 0 | 0 | 0 | 0 | 0 | 0 | 0 | 0 | 0 | 0 | 0 | 0 | 0 | 0 | 0 | 0 | 0 | 0 | 0 | 0 | 0 | 0 | 0
F6_Commercial_Lodging_New_Food Preparation_Natural Gas_Double Rack Oven_E8 | F6 | Commercial | Lodging | New | Food Preparation | Natural Gas | Double Rack Oven | E8 | Utility - Value of Sales | 0 | 0 | 0 | 0 | 0 | 0 | 0 | 0 | 0 | 0 | 0 | 0 | 0 | 0 | 0 | 0 | 0 | 0 | 0 | 0 | 0 | 0 | 0 | 0 | 0 | 0 | 0 | 0 | 0 | 0 | 0
F6_Commercial_Lodging_New_Food Preparation_Natural Gas_Double Rack Oven_E9 | F6 | Commercial | Lodging | New | Food Preparation | Natural Gas | Double Rack Oven | E9 | Utility - Value of Sales | 0 | 0 | 0 | 0 | 0 | 0 | 0 | 0 | 0 | 0 | 0 | 0 | 0 | 0 | 0 | 0 | 0 | 0 | 0 | 0 | 0 | 0 | 0 | 0 | 0 | 0 | 0 | 0 | 0 | 0 | 0
F6_Commercial_Lodging_New_Food Preparation_Natural Gas_Double Rack Oven_E10 | F6 | Commercial | Lodging | New | Food Preparation | Natural Gas | Double Rack Oven | E10 | Utility - Value of Sales | 0 | 0 | 0 | 0 | 0 | 0 | 0 | 0 | 0 | 0 | 0 | 0 | 0 | 0 | 0 | 0 | 0 | 0 | 0 | 0 | 0 | 0 | 0 | 0 | 0 | 0 | 0 | 0 | 0 | 0 | 0
F1_Commercial_Lodging_New_Food Preparation_Natural Gas_Fryer_E1 | F1 | Commercial | Lodging | New | Food Preparation | Natural Gas | Fryer | E1 | Participant - Cost of Equipment | 0.037938 | 0.037938 | 0.037938 | 0 | 0 | 0 | 0 | 0 | 0 | 0 | 0 | 0 | 0 | 0 | 0 | 0 | 0 | 0 | 0 | 0 | 0 | 0 | 0 | 0 | 0 | 0 | 0 | 0 | 0 | 0 | 0
F1_Commercial_Lodging_New_Food Preparation_Natural Gas_Fryer_E2 | F1 | Commercial | Lodging | New | Food Preparation | Natural Gas | Fryer | E2 | Participant - Cost of Equipment | 0.045246 | 0.045246 | 0.045246 | 0.045246 | 0.045246 | 0.045246 | 0.045246 | 0.045246 | 0.045246 | 0.045246 | 0.045246 | 0.045246 | 0.045246 | 0.045246 | 0.045246 | 0.045246 | 0.045246 | 0.045246 | 0.045246 | 0.045246 | 0.045246 | 0.045246 | 0.045246 | 0.045246 | 0.045246 | 0.045246 | 0.045246 | 0.045246 | 0.045246 | 0.045246 | 0.045246
F1_Commercial_Lodging_New_Food Preparation_Natural Gas_Fryer_E3 | F1 | Commercial | Lodging | New | Food Preparation | Natural Gas | Fryer | E3 | Participant - Cost of Equipment | 0 | 0 | 0 | 0 | 0 | 0 | 0 | 0 | 0 | 0 | 0 | 0 | 0 | 0 | 0 | 0 | 0 | 0 | 0 | 0 | 0 | 0 | 0 | 0 | 0 | 0 | 0 | 0 | 0 | 0 | 0
F1_Commercial_Lodging_New_Food Preparation_Natural Gas_Fryer_E4 | F1 | Commercial | Lodging | New | Food Preparation | Natural Gas | Fryer | E4 | Participant - Cost of Equipment | 0 | 0 | 0 | 0 | 0 | 0 | 0 | 0 | 0 | 0 | 0 | 0 | 0 | 0 | 0 | 0 | 0 | 0 | 0 | 0 | 0 | 0 | 0 | 0 | 0 | 0 | 0 | 0 | 0 | 0 | 0
F1_Commercial_Lodging_New_Food Preparation_Natural Gas_Fryer_E5 | F1 | Commercial | Lodging | New | Food Preparation | Natural Gas | Fryer | E5 | Participant - Cost of Equipment | 0 | 0 | 0 | 0 | 0 | 0 | 0 | 0 | 0 | 0 | 0 | 0 | 0 | 0 | 0 | 0 | 0 | 0 | 0 | 0 | 0 | 0 | 0 | 0 | 0 | 0 | 0 | 0 | 0 | 0 | 0
F1_Commercial_Lodging_New_Food Preparation_Natural Gas_Fryer_E6 | F1 | Commercial | Lodging | New | Food Preparation | Natural Gas | Fryer | E6 | Participant - Cost of Equipment | 0 | 0 | 0 | 0 | 0 | 0 | 0 | 0 | 0 | 0 | 0 | 0 | 0 | 0 | 0 | 0 | 0 | 0 | 0 | 0 | 0 | 0 | 0 | 0 | 0 | 0 | 0 | 0 | 0 | 0 | 0
F1_Commercial_Lodging_New_Food Preparation_Natural Gas_Fryer_E7 | F1 | Commercial | Lodging | New | Food Preparation | Natural Gas | Fryer | E7 | Participant - Cost of Equipment | 0 | 0 | 0 | 0 | 0 | 0 | 0 | 0 | 0 | 0 | 0 | 0 | 0 | 0 | 0 | 0 | 0 | 0 | 0 | 0 | 0 | 0 | 0 | 0 | 0 | 0 | 0 | 0 | 0 | 0 | 0
F1_Commercial_Lodging_New_Food Preparation_Natural Gas_Fryer_E8 | F1 | Commercial | Lodging | New | Food Preparation | Natural Gas | Fryer | E8 | Participant - Cost of Equipment | 0 | 0 | 0 | 0 | 0 | 0 | 0 | 0 | 0 | 0 | 0 | 0 | 0 | 0 | 0 | 0 | 0 | 0 | 0 | 0 | 0 | 0 | 0 | 0 | 0 | 0 | 0 | 0 | 0 | 0 | 0
F1_Commercial_Lodging_New_Food Preparation_Natural Gas_Fryer_E9 | F1 | Commercial | Lodging | New | Food Preparation | Natural Gas | Fryer | E9 | Participant - Cost of Equipment | 0 | 0 | 0 | 0 | 0 | 0 | 0 | 0 | 0 | 0 | 0 | 0 | 0 | 0 | 0 | 0 | 0 | 0 | 0 | 0 | 0 | 0 | 0 | 0 | 0 | 0 | 0 | 0 | 0 | 0 | 0
F1_Commercial_Lodging_New_Food Preparation_Natural Gas_Fryer_E10 | F1 | Commercial | Lodging | New | Food Preparation | Natural Gas | Fryer | E10 | Participant - Cost of Equipment | 0 | 0 | 0 | 0 | 0 | 0 | 0 | 0 | 0 | 0 | 0 | 0 | 0 | 0 | 0 | 0 | 0 | 0 | 0 | 0 | 0 | 0 | 0 | 0 | 0 | 0 | 0 | 0 | 0 | 0 | 0
F2_Commercial_Lodging_New_Food Preparation_Natural Gas_Fryer_E1 | F2 | Commercial | Lodging | New | Food Preparation | Natural Gas | Fryer | E1 | Participant - Cost of Operation | 0.081425 | 0.083219 | 0.084659 | 0 | 0 | 0 | 0 | 0 | 0 | 0 | 0 | 0 | 0 | 0 | 0 | 0 | 0 | 0 | 0 | 0 | 0 | 0 | 0 | 0 | 0 | 0 | 0 | 0 | 0 | 0 | 0
F2_Commercial_Lodging_New_Food Preparation_Natural Gas_Fryer_E2 | F2 | Commercial | Lodging | New | Food Preparation | Natural Gas | Fryer | E2 | Participant - Cost of Operation | 0.054717 | 0.055922 | 0.05689 | 0.057815 | 0.05921 | 0.056539 | 0.053316 | 0.051734 | 0.051268 | 0.050448 | 0.049928 | 0.049149 | 0.043116 | 0.046436 | 0.050705 | 0.054824 | 0.059798 | 0.060151 | 0.059005 | 0.059906 | 0.060548 | 0.061397 | 0.06245 | 0.02826 | 0.027689 | 0.027156 | 0.026655 | 0.026181 | 0.025729 | 0.025295 | 0.024876
F2_Commercial_Lodging_New_Food Preparation_Natural Gas_Fryer_E3 | F2 | Commercial | Lodging | New | Food Preparation | Natural Gas | Fryer | E3 | Participant - Cost of Operation | 0 | 0 | 0 | 0 | 0 | 0 | 0 | 0 | 0 | 0 | 0 | 0 | 0 | 0 | 0 | 0 | 0 | 0 | 0 | 0 | 0 | 0 | 0 | 0 | 0 | 0 | 0 | 0 | 0 | 0 | 0
F2_Commercial_Lodging_New_Food Preparation_Natural Gas_Fryer_E4 | F2 | Commercial | Lodging | New | Food Preparation | Natural Gas | Fryer | E4 | Participant - Cost of Operation | 0 | 0 | 0 | 0 | 0 | 0 | 0 | 0 | 0 | 0 | 0 | 0 | 0 | 0 | 0 | 0 | 0 | 0 | 0 | 0 | 0 | 0 | 0 | 0 | 0 | 0 | 0 | 0 | 0 | 0 | 0
F2_Commercial_Lodging_New_Food Preparation_Natural Gas_Fryer_E5 | F2 | Commercial | Lodging | New | Food Preparation | Natural Gas | Fryer | E5 | Participant - Cost of Operation | 0 | 0 | 0 | 0 | 0 | 0 | 0 | 0 | 0 | 0 | 0 | 0 | 0 | 0 | 0 | 0 | 0 | 0 | 0 | 0 | 0 | 0 | 0 | 0 | 0 | 0 | 0 | 0 | 0 | 0 | 0
F2_Commercial_Lodging_New_Food Preparation_Natural Gas_Fryer_E6 | F2 | Commercial | Lodging | New | Food Preparation | Natural Gas | Fryer | E6 | Participant - Cost of Operation | 0 | 0 | 0 | 0 | 0 | 0 | 0 | 0 | 0 | 0 | 0 | 0 | 0 | 0 | 0 | 0 | 0 | 0 | 0 | 0 | 0 | 0 | 0 | 0 | 0 | 0 | 0 | 0 | 0 | 0 | 0
F2_Commercial_Lodging_New_Food Preparation_Natural Gas_Fryer_E7 | F2 | Commercial | Lodging | New | Food Preparation | Natural Gas | Fryer | E7 | Participant - Cost of Operation | 0 | 0 | 0 | 0 | 0 | 0 | 0 | 0 | 0 | 0 | 0 | 0 | 0 | 0 | 0 | 0 | 0 | 0 | 0 | 0 | 0 | 0 | 0 | 0 | 0 | 0 | 0 | 0 | 0 | 0 | 0
F2_Commercial_Lodging_New_Food Preparation_Natural Gas_Fryer_E8 | F2 | Commercial | Lodging | New | Food Preparation | Natural Gas | Fryer | E8 | Participant - Cost of Operation | 0 | 0 | 0 | 0 | 0 | 0 | 0 | 0 | 0 | 0 | 0 | 0 | 0 | 0 | 0 | 0 | 0 | 0 | 0 | 0 | 0 | 0 | 0 | 0 | 0 | 0 | 0 | 0 | 0 | 0 | 0
F2_Commercial_Lodging_New_Food Preparation_Natural Gas_Fryer_E9 | F2 | Commercial | Lodging | New | Food Preparation | Natural Gas | Fryer | E9 | Participant - Cost of Operation | 0 | 0 | 0 | 0 | 0 | 0 | 0 | 0 | 0 | 0 | 0 | 0 | 0 | 0 | 0 | 0 | 0 | 0 | 0 | 0 | 0 | 0 | 0 | 0 | 0 | 0 | 0 | 0 | 0 | 0 | 0
F2_Commercial_Lodging_New_Food Preparation_Natural Gas_Fryer_E10 | F2 | Commercial | Lodging | New | Food Preparation | Natural Gas | Fryer | E10 | Participant - Cost of Operation | 0 | 0 | 0 | 0 | 0 | 0 | 0 | 0 | 0 | 0 | 0 | 0 | 0 | 0 | 0 | 0 | 0 | 0 | 0 | 0 | 0 | 0 | 0 | 0 | 0 | 0 | 0 | 0 | 0 | 0 | 0
F3_Commercial_Lodging_New_Food Preparation_Natural Gas_Fryer_E1 | F3 | Commercial | Lodging | New | Food Preparation | Natural Gas | Fryer | E1 | System - kBTUs of Conusmption | 6.856 | 6.8742 | 6.8626 | 0 | 0 | 0 | 0 | 0 | 0 | 0 | 0 | 0 | 0 | 0 | 0 | 0 | 0 | 0 | 0 | 0 | 0 | 0 | 0 | 0 | 0 | 0 | 0 | 0 | 0 | 0 | 0
F3_Commercial_Lodging_New_Food Preparation_Natural Gas_Fryer_E2 | F3 | Commercial | Lodging | New | Food Preparation | Natural Gas | Fryer | E2 | System - kBTUs of Conusmption | 4.6072 | 4.6194 | 4.6116 | 4.6063 | 4.6063 | 4.6063 | 4.6063 | 4.6063 | 4.6063 | 4.6063 | 4.6063 | 4.6063 | 4.6063 | 4.6063 | 4.6063 | 4.6063 | 4.6063 | 4.6063 | 4.6063 | 4.6063 | 4.6063 | 4.6063 | 4.6063 | 4.6063 | 4.6063 | 4.6063 | 4.6063 | 4.6063 | 4.6063 | 4.6063 | 4.6063
F3_Commercial_Lodging_New_Food Preparation_Natural Gas_Fryer_E3 | F3 | Commercial | Lodging | New | Food Preparation | Natural Gas | Fryer | E3 | System - kBTUs of Conusmption | 0 | 0 | 0 | 0 | 0 | 0 | 0 | 0 | 0 | 0 | 0 | 0 | 0 | 0 | 0 | 0 | 0 | 0 | 0 | 0 | 0 | 0 | 0 | 0 | 0 | 0 | 0 | 0 | 0 | 0 | 0
F3_Commercial_Lodging_New_Food Preparation_Natural Gas_Fryer_E4 | F3 | Commercial | Lodging | New | Food Preparation | Natural Gas | Fryer | E4 | System - kBTUs of Conusmption | 0 | 0 | 0 | 0 | 0 | 0 | 0 | 0 | 0 | 0 | 0 | 0 | 0 | 0 | 0 | 0 | 0 | 0 | 0 | 0 | 0 | 0 | 0 | 0 | 0 | 0 | 0 | 0 | 0 | 0 | 0
F3_Commercial_Lodging_New_Food Preparation_Natural Gas_Fryer_E5 | F3 | Commercial | Lodging | New | Food Preparation | Natural Gas | Fryer | E5 | System - kBTUs of Conusmption | 0 | 0 | 0 | 0 | 0 | 0 | 0 | 0 | 0 | 0 | 0 | 0 | 0 | 0 | 0 | 0 | 0 | 0 | 0 | 0 | 0 | 0 | 0 | 0 | 0 | 0 | 0 | 0 | 0 | 0 | 0
F3_Commercial_Lodging_New_Food Preparation_Natural Gas_Fryer_E6 | F3 | Commercial | Lodging | New | Food Preparation | Natural Gas | Fryer | E6 | System - kBTUs of Conusmption | 0 | 0 | 0 | 0 | 0 | 0 | 0 | 0 | 0 | 0 | 0 | 0 | 0 | 0 | 0 | 0 | 0 | 0 | 0 | 0 | 0 | 0 | 0 | 0 | 0 | 0 | 0 | 0 | 0 | 0 | 0
F3_Commercial_Lodging_New_Food Preparation_Natural Gas_Fryer_E7 | F3 | Commercial | Lodging | New | Food Preparation | Natural Gas | Fryer | E7 | System - kBTUs of Conusmption | 0 | 0 | 0 | 0 | 0 | 0 | 0 | 0 | 0 | 0 | 0 | 0 | 0 | 0 | 0 | 0 | 0 | 0 | 0 | 0 | 0 | 0 | 0 | 0 | 0 | 0 | 0 | 0 | 0 | 0 | 0
F3_Commercial_Lodging_New_Food Preparation_Natural Gas_Fryer_E8 | F3 | Commercial | Lodging | New | Food Preparation | Natural Gas | Fryer | E8 | System - kBTUs of Conusmption | 0 | 0 | 0 | 0 | 0 | 0 | 0 | 0 | 0 | 0 | 0 | 0 | 0 | 0 | 0 | 0 | 0 | 0 | 0 | 0 | 0 | 0 | 0 | 0 | 0 | 0 | 0 | 0 | 0 | 0 | 0
F3_Commercial_Lodging_New_Food Preparation_Natural Gas_Fryer_E9 | F3 | Commercial | Lodging | New | Food Preparation | Natural Gas | Fryer | E9 | System - kBTUs of Conusmption | 0 | 0 | 0 | 0 | 0 | 0 | 0 | 0 | 0 | 0 | 0 | 0 | 0 | 0 | 0 | 0 | 0 | 0 | 0 | 0 | 0 | 0 | 0 | 0 | 0 | 0 | 0 | 0 | 0 | 0 | 0
F3_Commercial_Lodging_New_Food Preparation_Natural Gas_Fryer_E10 | F3 | Commercial | Lodging | New | Food Preparation | Natural Gas | Fryer | E10 | System - kBTUs of Conusmption | 0 | 0 | 0 | 0 | 0 | 0 | 0 | 0 | 0 | 0 | 0 | 0 | 0 | 0 | 0 | 0 | 0 | 0 | 0 | 0 | 0 | 0 | 0 | 0 | 0 | 0 | 0 | 0 | 0 | 0 | 0
F4_Commercial_Lodging_New_Food Preparation_Natural Gas_Fryer_E1 | F4 | Commercial | Lodging | New | Food Preparation | Natural Gas | Fryer | E1 | Utility - Cost of Equipment | 0.037938 | 0.037938 | 0.037938 | 0 | 0 | 0 | 0 | 0 | 0 | 0 | 0 | 0 | 0 | 0 | 0 | 0 | 0 | 0 | 0 | 0 | 0 | 0 | 0 | 0 | 0 | 0 | 0 | 0 | 0 | 0 | 0
F4_Commercial_Lodging_New_Food Preparation_Natural Gas_Fryer_E2 | F4 | Commercial | Lodging | New | Food Preparation | Natural Gas | Fryer | E2 | Utility - Cost of Equipment | 0.045246 | 0.045246 | 0.045246 | 0.045246 | 0.045246 | 0.045246 | 0.045246 | 0.045246 | 0.045246 | 0.045246 | 0.045246 | 0.045246 | 0.045246 | 0.045246 | 0.045246 | 0.045246 | 0.045246 | 0.045246 | 0.045246 | 0.045246 | 0.045246 | 0.045246 | 0.045246 | 0.045246 | 0.045246 | 0.045246 | 0.045246 | 0.045246 | 0.045246 | 0.045246 | 0.045246
F4_Commercial_Lodging_New_Food Preparation_Natural Gas_Fryer_E3 | F4 | Commercial | Lodging | New | Food Preparation | Natural Gas | Fryer | E3 | Utility - Cost of Equipment | 0 | 0 | 0 | 0 | 0 | 0 | 0 | 0 | 0 | 0 | 0 | 0 | 0 | 0 | 0 | 0 | 0 | 0 | 0 | 0 | 0 | 0 | 0 | 0 | 0 | 0 | 0 | 0 | 0 | 0 | 0
F4_Commercial_Lodging_New_Food Preparation_Natural Gas_Fryer_E4 | F4 | Commercial | Lodging | New | Food Preparation | Natural Gas | Fryer | E4 | Utility - Cost of Equipment | 0 | 0 | 0 | 0 | 0 | 0 | 0 | 0 | 0 | 0 | 0 | 0 | 0 | 0 | 0 | 0 | 0 | 0 | 0 | 0 | 0 | 0 | 0 | 0 | 0 | 0 | 0 | 0 | 0 | 0 | 0
F4_Commercial_Lodging_New_Food Preparation_Natural Gas_Fryer_E5 | F4 | Commercial | Lodging | New | Food Preparation | Natural Gas | Fryer | E5 | Utility - Cost of Equipment | 0 | 0 | 0 | 0 | 0 | 0 | 0 | 0 | 0 | 0 | 0 | 0 | 0 | 0 | 0 | 0 | 0 | 0 | 0 | 0 | 0 | 0 | 0 | 0 | 0 | 0 | 0 | 0 | 0 | 0 | 0
F4_Commercial_Lodging_New_Food Preparation_Natural Gas_Fryer_E6 | F4 | Commercial | Lodging | New | Food Preparation | Natural Gas | Fryer | E6 | Utility - Cost of Equipment | 0 | 0 | 0 | 0 | 0 | 0 | 0 | 0 | 0 | 0 | 0 | 0 | 0 | 0 | 0 | 0 | 0 | 0 | 0 | 0 | 0 | 0 | 0 | 0 | 0 | 0 | 0 | 0 | 0 | 0 | 0
F4_Commercial_Lodging_New_Food Preparation_Natural Gas_Fryer_E7 | F4 | Commercial | Lodging | New | Food Preparation | Natural Gas | Fryer | E7 | Utility - Cost of Equipment | 0 | 0 | 0 | 0 | 0 | 0 | 0 | 0 | 0 | 0 | 0 | 0 | 0 | 0 | 0 | 0 | 0 | 0 | 0 | 0 | 0 | 0 | 0 | 0 | 0 | 0 | 0 | 0 | 0 | 0 | 0
F4_Commercial_Lodging_New_Food Preparation_Natural Gas_Fryer_E8 | F4 | Commercial | Lodging | New | Food Preparation | Natural Gas | Fryer | E8 | Utility - Cost of Equipment | 0 | 0 | 0 | 0 | 0 | 0 | 0 | 0 | 0 | 0 | 0 | 0 | 0 | 0 | 0 | 0 | 0 | 0 | 0 | 0 | 0 | 0 | 0 | 0 | 0 | 0 | 0 | 0 | 0 | 0 | 0
F4_Commercial_Lodging_New_Food Preparation_Natural Gas_Fryer_E9 | F4 | Commercial | Lodging | New | Food Preparation | Natural Gas | Fryer | E9 | Utility - Cost of Equipment | 0 | 0 | 0 | 0 | 0 | 0 | 0 | 0 | 0 | 0 | 0 | 0 | 0 | 0 | 0 | 0 | 0 | 0 | 0 | 0 | 0 | 0 | 0 | 0 | 0 | 0 | 0 | 0 | 0 | 0 | 0
F4_Commercial_Lodging_New_Food Preparation_Natural Gas_Fryer_E10 | F4 | Commercial | Lodging | New | Food Preparation | Natural Gas | Fryer | E10 | Utility - Cost of Equipment | 0 | 0 | 0 | 0 | 0 | 0 | 0 | 0 | 0 | 0 | 0 | 0 | 0 | 0 | 0 | 0 | 0 | 0 | 0 | 0 | 0 | 0 | 0 | 0 | 0 | 0 | 0 | 0 | 0 | 0 | 0
F5_Commercial_Lodging_New_Food Preparation_Natural Gas_Fryer_E1 | F5 | Commercial | Lodging | New | Food Preparation | Natural Gas | Fryer | E1 | Utility - Cost of Operation | 0.067964 | 0.069461 | 0.070663 | 0 | 0 | 0 | 0 | 0 | 0 | 0 | 0 | 0 | 0 | 0 | 0 | 0 | 0 | 0 | 0 | 0 | 0 | 0 | 0 | 0 | 0 | 0 | 0 | 0 | 0 | 0 | 0
F5_Commercial_Lodging_New_Food Preparation_Natural Gas_Fryer_E2 | F5 | Commercial | Lodging | New | Food Preparation | Natural Gas | Fryer | E2 | Utility - Cost of Operation | 0.045671 | 0.046677 | 0.047485 | 0.048257 | 0.049421 | 0.047192 | 0.044502 | 0.043182 | 0.042792 | 0.042108 | 0.041674 | 0.041024 | 0.035988 | 0.038759 | 0.042323 | 0.04576 | 0.049912 | 0.050207 | 0.04925 | 0.050003 | 0.050538 | 0.051246 | 0.052126 | 0.023588 | 0.023111 | 0.022666 | 0.022248 | 0.021852 | 0.021475 | 0.021113 | 0.020763
F5_Commercial_Lodging_New_Food Preparation_Natural Gas_Fryer_E3 | F5 | Commercial | Lodging | New | Food Preparation | Natural Gas | Fryer | E3 | Utility - Cost of Operation | 0 | 0 | 0 | 0 | 0 | 0 | 0 | 0 | 0 | 0 | 0 | 0 | 0 | 0 | 0 | 0 | 0 | 0 | 0 | 0 | 0 | 0 | 0 | 0 | 0 | 0 | 0 | 0 | 0 | 0 | 0
F5_Commercial_Lodging_New_Food Preparation_Natural Gas_Fryer_E4 | F5 | Commercial | Lodging | New | Food Preparation | Natural Gas | Fryer | E4 | Utility - Cost of Operation | 0 | 0 | 0 | 0 | 0 | 0 | 0 | 0 | 0 | 0 | 0 | 0 | 0 | 0 | 0 | 0 | 0 | 0 | 0 | 0 | 0 | 0 | 0 | 0 | 0 | 0 | 0 | 0 | 0 | 0 | 0
F5_Commercial_Lodging_New_Food Preparation_Natural Gas_Fryer_E5 | F5 | Commercial | Lodging | New | Food Preparation | Natural Gas | Fryer | E5 | Utility - Cost of Operation | 0 | 0 | 0 | 0 | 0 | 0 | 0 | 0 | 0 | 0 | 0 | 0 | 0 | 0 | 0 | 0 | 0 | 0 | 0 | 0 | 0 | 0 | 0 | 0 | 0 | 0 | 0 | 0 | 0 | 0 | 0
F5_Commercial_Lodging_New_Food Preparation_Natural Gas_Fryer_E6 | F5 | Commercial | Lodging | New | Food Preparation | Natural Gas | Fryer | E6 | Utility - Cost of Operation | 0 | 0 | 0 | 0 | 0 | 0 | 0 | 0 | 0 | 0 | 0 | 0 | 0 | 0 | 0 | 0 | 0 | 0 | 0 | 0 | 0 | 0 | 0 | 0 | 0 | 0 | 0 | 0 | 0 | 0 | 0
F5_Commercial_Lodging_New_Food Preparation_Natural Gas_Fryer_E7 | F5 | Commercial | Lodging | New | Food Preparation | Natural Gas | Fryer | E7 | Utility - Cost of Operation | 0 | 0 | 0 | 0 | 0 | 0 | 0 | 0 | 0 | 0 | 0 | 0 | 0 | 0 | 0 | 0 | 0 | 0 | 0 | 0 | 0 | 0 | 0 | 0 | 0 | 0 | 0 | 0 | 0 | 0 | 0
F5_Commercial_Lodging_New_Food Preparation_Natural Gas_Fryer_E8 | F5 | Commercial | Lodging | New | Food Preparation | Natural Gas | Fryer | E8 | Utility - Cost of Operation | 0 | 0 | 0 | 0 | 0 | 0 | 0 | 0 | 0 | 0 | 0 | 0 | 0 | 0 | 0 | 0 | 0 | 0 | 0 | 0 | 0 | 0 | 0 | 0 | 0 | 0 | 0 | 0 | 0 | 0 | 0
F5_Commercial_Lodging_New_Food Preparation_Natural Gas_Fryer_E9 | F5 | Commercial | Lodging | New | Food Preparation | Natural Gas | Fryer | E9 | Utility - Cost of Operation | 0 | 0 | 0 | 0 | 0 | 0 | 0 | 0 | 0 | 0 | 0 | 0 | 0 | 0 | 0 | 0 | 0 | 0 | 0 | 0 | 0 | 0 | 0 | 0 | 0 | 0 | 0 | 0 | 0 | 0 | 0
F5_Commercial_Lodging_New_Food Preparation_Natural Gas_Fryer_E10 | F5 | Commercial | Lodging | New | Food Preparation | Natural Gas | Fryer | E10 | Utility - Cost of Operation | 0 | 0 | 0 | 0 | 0 | 0 | 0 | 0 | 0 | 0 | 0 | 0 | 0 | 0 | 0 | 0 | 0 | 0 | 0 | 0 | 0 | 0 | 0 | 0 | 0 | 0 | 0 | 0 | 0 | 0 | 0
F6_Commercial_Lodging_New_Food Preparation_Natural Gas_Fryer_E1 | F6 | Commercial | Lodging | New | Food Preparation | Natural Gas | Fryer | E1 | Utility - Value of Sales | 0.081425 | 0.083219 | 0.084659 | 0 | 0 | 0 | 0 | 0 | 0 | 0 | 0 | 0 | 0 | 0 | 0 | 0 | 0 | 0 | 0 | 0 | 0 | 0 | 0 | 0 | 0 | 0 | 0 | 0 | 0 | 0 | 0
F6_Commercial_Lodging_New_Food Preparation_Natural Gas_Fryer_E2 | F6 | Commercial | Lodging | New | Food Preparation | Natural Gas | Fryer | E2 | Utility - Value of Sales | 0.054717 | 0.055922 | 0.05689 | 0.057815 | 0.05921 | 0.056539 | 0.053316 | 0.051734 | 0.051268 | 0.050448 | 0.049928 | 0.049149 | 0.043116 | 0.046436 | 0.050705 | 0.054824 | 0.059798 | 0.060151 | 0.059005 | 0.059906 | 0.060548 | 0.061397 | 0.06245 | 0.02826 | 0.027689 | 0.027156 | 0.026655 | 0.026181 | 0.025729 | 0.025295 | 0.024876
F6_Commercial_Lodging_New_Food Preparation_Natural Gas_Fryer_E3 | F6 | Commercial | Lodging | New | Food Preparation | Natural Gas | Fryer | E3 | Utility - Value of Sales | 0 | 0 | 0 | 0 | 0 | 0 | 0 | 0 | 0 | 0 | 0 | 0 | 0 | 0 | 0 | 0 | 0 | 0 | 0 | 0 | 0 | 0 | 0 | 0 | 0 | 0 | 0 | 0 | 0 | 0 | 0
F6_Commercial_Lodging_New_Food Preparation_Natural Gas_Fryer_E4 | F6 | Commercial | Lodging | New | Food Preparation | Natural Gas | Fryer | E4 | Utility - Value of Sales | 0 | 0 | 0 | 0 | 0 | 0 | 0 | 0 | 0 | 0 | 0 | 0 | 0 | 0 | 0 | 0 | 0 | 0 | 0 | 0 | 0 | 0 | 0 | 0 | 0 | 0 | 0 | 0 | 0 | 0 | 0
F6_Commercial_Lodging_New_Food Preparation_Natural Gas_Fryer_E5 | F6 | Commercial | Lodging | New | Food Preparation | Natural Gas | Fryer | E5 | Utility - Value of Sales | 0 | 0 | 0 | 0 | 0 | 0 | 0 | 0 | 0 | 0 | 0 | 0 | 0 | 0 | 0 | 0 | 0 | 0 | 0 | 0 | 0 | 0 | 0 | 0 | 0 | 0 | 0 | 0 | 0 | 0 | 0
F6_Commercial_Lodging_New_Food Preparation_Natural Gas_Fryer_E6 | F6 | Commercial | Lodging | New | Food Preparation | Natural Gas | Fryer | E6 | Utility - Value of Sales | 0 | 0 | 0 | 0 | 0 | 0 | 0 | 0 | 0 | 0 | 0 | 0 | 0 | 0 | 0 | 0 | 0 | 0 | 0 | 0 | 0 | 0 | 0 | 0 | 0 | 0 | 0 | 0 | 0 | 0 | 0
F6_Commercial_Lodging_New_Food Preparation_Natural Gas_Fryer_E7 | F6 | Commercial | Lodging | New | Food Preparation | Natural Gas | Fryer | E7 | Utility - Value of Sales | 0 | 0 | 0 | 0 | 0 | 0 | 0 | 0 | 0 | 0 | 0 | 0 | 0 | 0 | 0 | 0 | 0 | 0 | 0 | 0 | 0 | 0 | 0 | 0 | 0 | 0 | 0 | 0 | 0 | 0 | 0
F6_Commercial_Lodging_New_Food Preparation_Natural Gas_Fryer_E8 | F6 | Commercial | Lodging | New | Food Preparation | Natural Gas | Fryer | E8 | Utility - Value of Sales | 0 | 0 | 0 | 0 | 0 | 0 | 0 | 0 | 0 | 0 | 0 | 0 | 0 | 0 | 0 | 0 | 0 | 0 | 0 | 0 | 0 | 0 | 0 | 0 | 0 | 0 | 0 | 0 | 0 | 0 | 0
F6_Commercial_Lodging_New_Food Preparation_Natural Gas_Fryer_E9 | F6 | Commercial | Lodging | New | Food Preparation | Natural Gas | Fryer | E9 | Utility - Value of Sales | 0 | 0 | 0 | 0 | 0 | 0 | 0 | 0 | 0 | 0 | 0 | 0 | 0 | 0 | 0 | 0 | 0 | 0 | 0 | 0 | 0 | 0 | 0 | 0 | 0 | 0 | 0 | 0 | 0 | 0 | 0
F6_Commercial_Lodging_New_Food Preparation_Natural Gas_Fryer_E10 | F6 | Commercial | Lodging | New | Food Preparation | Natural Gas | Fryer | E10 | Utility - Value of Sales | 0 | 0 | 0 | 0 | 0 | 0 | 0 | 0 | 0 | 0 | 0 | 0 | 0 | 0 | 0 | 0 | 0 | 0 | 0 | 0 | 0 | 0 | 0 | 0 | 0 | 0 | 0 | 0 | 0 | 0 | 0
F1_Commercial_Lodging_New_Food Preparation_Natural Gas_Broiler_E1 | F1 | Commercial | Lodging | New | Food Preparation | Natural Gas | Broiler | E1 | Participant - Cost of Equipment | 0.034016 | 0.034016 | 0.034016 | 0.034016 | 0.034016 | 0.034016 | 0.034016 | 0.034016 | 0.034016 | 0.034016 | 0.034016 | 0.034016 | 0.034016 | 0.034016 | 0.034016 | 0.034016 | 0.034016 | 0.034016 | 0.034016 | 0.034016 | 0.034016 | 0.034016 | 0.034016 | 0.034016 | 0.034016 | 0.034016 | 0.034016 | 0.034016 | 0.034016 | 0.034016 | 0.034016
F1_Commercial_Lodging_New_Food Preparation_Natural Gas_Broiler_E2 | F1 | Commercial | Lodging | New | Food Preparation | Natural Gas | Broiler | E2 | Participant - Cost of Equipment | 0.047623 | 0.047623 | 0.047623 | 0.047623 | 0.047623 | 0.047623 | 0.047623 | 0.047623 | 0.047623 | 0.047623 | 0.047623 | 0.047623 | 0.047623 | 0.047623 | 0.047623 | 0.047623 | 0.047623 | 0.047623 | 0.047623 | 0.047623 | 0.047623 | 0.047623 | 0.047623 | 0.047623 | 0.047623 | 0.047623 | 0.047623 | 0.047623 | 0.047623 | 0.047623 | 0.047623
F1_Commercial_Lodging_New_Food Preparation_Natural Gas_Broiler_E3 | F1 | Commercial | Lodging | New | Food Preparation | Natural Gas | Broiler | E3 | Participant - Cost of Equipment | 0 | 0 | 0 | 0 | 0 | 0 | 0 | 0 | 0 | 0 | 0 | 0 | 0 | 0 | 0 | 0 | 0 | 0 | 0 | 0 | 0 | 0 | 0 | 0 | 0 | 0 | 0 | 0 | 0 | 0 | 0
F1_Commercial_Lodging_New_Food Preparation_Natural Gas_Broiler_E4 | F1 | Commercial | Lodging | New | Food Preparation | Natural Gas | Broiler | E4 | Participant - Cost of Equipment | 0 | 0 | 0 | 0 | 0 | 0 | 0 | 0 | 0 | 0 | 0 | 0 | 0 | 0 | 0 | 0 | 0 | 0 | 0 | 0 | 0 | 0 | 0 | 0 | 0 | 0 | 0 | 0 | 0 | 0 | 0
F1_Commercial_Lodging_New_Food Preparation_Natural Gas_Broiler_E5 | F1 | Commercial | Lodging | New | Food Preparation | Natural Gas | Broiler | E5 | Participant - Cost of Equipment | 0 | 0 | 0 | 0 | 0 | 0 | 0 | 0 | 0 | 0 | 0 | 0 | 0 | 0 | 0 | 0 | 0 | 0 | 0 | 0 | 0 | 0 | 0 | 0 | 0 | 0 | 0 | 0 | 0 | 0 | 0
F1_Commercial_Lodging_New_Food Preparation_Natural Gas_Broiler_E6 | F1 | Commercial | Lodging | New | Food Preparation | Natural Gas | Broiler | E6 | Participant - Cost of Equipment | 0 | 0 | 0 | 0 | 0 | 0 | 0 | 0 | 0 | 0 | 0 | 0 | 0 | 0 | 0 | 0 | 0 | 0 | 0 | 0 | 0 | 0 | 0 | 0 | 0 | 0 | 0 | 0 | 0 | 0 | 0
F1_Commercial_Lodging_New_Food Preparation_Natural Gas_Broiler_E7 | F1 | Commercial | Lodging | New | Food Preparation | Natural Gas | Broiler | E7 | Participant - Cost of Equipment | 0 | 0 | 0 | 0 | 0 | 0 | 0 | 0 | 0 | 0 | 0 | 0 | 0 | 0 | 0 | 0 | 0 | 0 | 0 | 0 | 0 | 0 | 0 | 0 | 0 | 0 | 0 | 0 | 0 | 0 | 0
F1_Commercial_Lodging_New_Food Preparation_Natural Gas_Broiler_E8 | F1 | Commercial | Lodging | New | Food Preparation | Natural Gas | Broiler | E8 | Participant - Cost of Equipment | 0 | 0 | 0 | 0 | 0 | 0 | 0 | 0 | 0 | 0 | 0 | 0 | 0 | 0 | 0 | 0 | 0 | 0 | 0 | 0 | 0 | 0 | 0 | 0 | 0 | 0 | 0 | 0 | 0 | 0 | 0
F1_Commercial_Lodging_New_Food Preparation_Natural Gas_Broiler_E9 | F1 | Commercial | Lodging | New | Food Preparation | Natural Gas | Broiler | E9 | Participant - Cost of Equipment | 0 | 0 | 0 | 0 | 0 | 0 | 0 | 0 | 0 | 0 | 0 | 0 | 0 | 0 | 0 | 0 | 0 | 0 | 0 | 0 | 0 | 0 | 0 | 0 | 0 | 0 | 0 | 0 | 0 | 0 | 0
F1_Commercial_Lodging_New_Food Preparation_Natural Gas_Broiler_E10 | F1 | Commercial | Lodging | New | Food Preparation | Natural Gas | Broiler | E10 | Participant - Cost of Equipment | 0 | 0 | 0 | 0 | 0 | 0 | 0 | 0 | 0 | 0 | 0 | 0 | 0 | 0 | 0 | 0 | 0 | 0 | 0 | 0 | 0 | 0 | 0 | 0 | 0 | 0 | 0 | 0 | 0 | 0 | 0
F2_Commercial_Lodging_New_Food Preparation_Natural Gas_Broiler_E1 | F2 | Commercial | Lodging | New | Food Preparation | Natural Gas | Broiler | E1 | Participant - Cost of Operation | 0.085457 | 0.086775 | 0.087733 | 0.087244 | 0.087333 | 0.082317 | 0.078169 | 0.075853 | 0.074892 | 0.077668 | 0.081313 | 0.085123 | 0.078177 | 0.082813 | 0.083096 | 0.082681 | 0.082757 | 0.083012 | 0.081426 | 0.082383 | 0.083028 | 0.083936 | 0.085104 | 0.042683 | 0.041849 | 0.041066 | 0.040326 | 0.039622 | 0.038948 | 0.038298 | 0.037669
F2_Commercial_Lodging_New_Food Preparation_Natural Gas_Broiler_E2 | F2 | Commercial | Lodging | New | Food Preparation | Natural Gas | Broiler | E2 | Participant - Cost of Operation | 0.054937 | 0.055784 | 0.0564 | 0.056085 | 0.056142 | 0.052918 | 0.050251 | 0.048762 | 0.048145 | 0.049929 | 0.052273 | 0.054722 | 0.050256 | 0.053237 | 0.053419 | 0.053152 | 0.053201 | 0.053365 | 0.052345 | 0.05296 | 0.053375 | 0.053959 | 0.05471 | 0.027439 | 0.026903 | 0.0264 | 0.025924 | 0.025471 | 0.025038 | 0.02462 | 0.024216
F2_Commercial_Lodging_New_Food Preparation_Natural Gas_Broiler_E3 | F2 | Commercial | Lodging | New | Food Preparation | Natural Gas | Broiler | E3 | Participant - Cost of Operation | 0 | 0 | 0 | 0 | 0 | 0 | 0 | 0 | 0 | 0 | 0 | 0 | 0 | 0 | 0 | 0 | 0 | 0 | 0 | 0 | 0 | 0 | 0 | 0 | 0 | 0 | 0 | 0 | 0 | 0 | 0
F2_Commercial_Lodging_New_Food Preparation_Natural Gas_Broiler_E4 | F2 | Commercial | Lodging | New | Food Preparation | Natural Gas | Broiler | E4 | Participant - Cost of Operation | 0 | 0 | 0 | 0 | 0 | 0 | 0 | 0 | 0 | 0 | 0 | 0 | 0 | 0 | 0 | 0 | 0 | 0 | 0 | 0 | 0 | 0 | 0 | 0 | 0 | 0 | 0 | 0 | 0 | 0 | 0
F2_Commercial_Lodging_New_Food Preparation_Natural Gas_Broiler_E5 | F2 | Commercial | Lodging | New | Food Preparation | Natural Gas | Broiler | E5 | Participant - Cost of Operation | 0 | 0 | 0 | 0 | 0 | 0 | 0 | 0 | 0 | 0 | 0 | 0 | 0 | 0 | 0 | 0 | 0 | 0 | 0 | 0 | 0 | 0 | 0 | 0 | 0 | 0 | 0 | 0 | 0 | 0 | 0
F2_Commercial_Lodging_New_Food Preparation_Natural Gas_Broiler_E6 | F2 | Commercial | Lodging | New | Food Preparation | Natural Gas | Broiler | E6 | Participant - Cost of Operation | 0 | 0 | 0 | 0 | 0 | 0 | 0 | 0 | 0 | 0 | 0 | 0 | 0 | 0 | 0 | 0 | 0 | 0 | 0 | 0 | 0 | 0 | 0 | 0 | 0 | 0 | 0 | 0 | 0 | 0 | 0
F2_Commercial_Lodging_New_Food Preparation_Natural Gas_Broiler_E7 | F2 | Commercial | Lodging | New | Food Preparation | Natural Gas | Broiler | E7 | Participant - Cost of Operation | 0 | 0 | 0 | 0 | 0 | 0 | 0 | 0 | 0 | 0 | 0 | 0 | 0 | 0 | 0 | 0 | 0 | 0 | 0 | 0 | 0 | 0 | 0 | 0 | 0 | 0 | 0 | 0 | 0 | 0 | 0
F2_Commercial_Lodging_New_Food Preparation_Natural Gas_Broiler_E8 | F2 | Commercial | Lodging | New | Food Preparation | Natural Gas | Broiler | E8 | Participant - Cost of Operation | 0 | 0 | 0 | 0 | 0 | 0 | 0 | 0 | 0 | 0 | 0 | 0 | 0 | 0 | 0 | 0 | 0 | 0 | 0 | 0 | 0 | 0 | 0 | 0 | 0 | 0 | 0 | 0 | 0 | 0 | 0
F2_Commercial_Lodging_New_Food Preparation_Natural Gas_Broiler_E9 | F2 | Commercial | Lodging | New | Food Preparation | Natural Gas | Broiler | E9 | Participant - Cost of Operation | 0 | 0 | 0 | 0 | 0 | 0 | 0 | 0 | 0 | 0 | 0 | 0 | 0 | 0 | 0 | 0 | 0 | 0 | 0 | 0 | 0 | 0 | 0 | 0 | 0 | 0 | 0 | 0 | 0 | 0 | 0
F2_Commercial_Lodging_New_Food Preparation_Natural Gas_Broiler_E10 | F2 | Commercial | Lodging | New | Food Preparation | Natural Gas | Broiler | E10 | Participant - Cost of Operation | 0 | 0 | 0 | 0 | 0 | 0 | 0 | 0 | 0 | 0 | 0 | 0 | 0 | 0 | 0 | 0 | 0 | 0 | 0 | 0 | 0 | 0 | 0 | 0 | 0 | 0 | 0 | 0 | 0 | 0 | 0
F3_Commercial_Lodging_New_Food Preparation_Natural Gas_Broiler_E1 | F3 | Commercial | Lodging | New | Food Preparation | Natural Gas | Broiler | E1 | System - kBTUs of Conusmption | 7.1008 | 7.115 | 7.1059 | 7.0998 | 7.0998 | 7.0998 | 7.0998 | 7.0998 | 7.0998 | 7.0998 | 7.0998 | 7.0998 | 7.0998 | 7.0998 | 7.0998 | 7.0998 | 7.0998 | 7.0998 | 7.0998 | 7.0998 | 7.0998 | 7.0998 | 7.0998 | 7.0998 | 7.0998 | 7.0998 | 7.0998 | 7.0998 | 7.0998 | 7.0998 | 7.0998
F3_Commercial_Lodging_New_Food Preparation_Natural Gas_Broiler_E2 | F3 | Commercial | Lodging | New | Food Preparation | Natural Gas | Broiler | E2 | System - kBTUs of Conusmption | 4.5648 | 4.5739 | 4.5681 | 4.5641 | 4.5641 | 4.5641 | 4.5641 | 4.5641 | 4.5641 | 4.5641 | 4.5641 | 4.5641 | 4.5641 | 4.5641 | 4.5641 | 4.5641 | 4.5641 | 4.5641 | 4.5641 | 4.5641 | 4.5641 | 4.5641 | 4.5641 | 4.5641 | 4.5641 | 4.5641 | 4.5641 | 4.5641 | 4.5641 | 4.5641 | 4.5641
F3_Commercial_Lodging_New_Food Preparation_Natural Gas_Broiler_E3 | F3 | Commercial | Lodging | New | Food Preparation | Natural Gas | Broiler | E3 | System - kBTUs of Conusmption | 0 | 0 | 0 | 0 | 0 | 0 | 0 | 0 | 0 | 0 | 0 | 0 | 0 | 0 | 0 | 0 | 0 | 0 | 0 | 0 | 0 | 0 | 0 | 0 | 0 | 0 | 0 | 0 | 0 | 0 | 0
F3_Commercial_Lodging_New_Food Preparation_Natural Gas_Broiler_E4 | F3 | Commercial | Lodging | New | Food Preparation | Natural Gas | Broiler | E4 | System - kBTUs of Conusmption | 0 | 0 | 0 | 0 | 0 | 0 | 0 | 0 | 0 | 0 | 0 | 0 | 0 | 0 | 0 | 0 | 0 | 0 | 0 | 0 | 0 | 0 | 0 | 0 | 0 | 0 | 0 | 0 | 0 | 0 | 0
F3_Commercial_Lodging_New_Food Preparation_Natural Gas_Broiler_E5 | F3 | Commercial | Lodging | New | Food Preparation | Natural Gas | Broiler | E5 | System - kBTUs of Conusmption | 0 | 0 | 0 | 0 | 0 | 0 | 0 | 0 | 0 | 0 | 0 | 0 | 0 | 0 | 0 | 0 | 0 | 0 | 0 | 0 | 0 | 0 | 0 | 0 | 0 | 0 | 0 | 0 | 0 | 0 | 0
F3_Commercial_Lodging_New_Food Preparation_Natural Gas_Broiler_E6 | F3 | Commercial | Lodging | New | Food Preparation | Natural Gas | Broiler | E6 | System - kBTUs of Conusmption | 0 | 0 | 0 | 0 | 0 | 0 | 0 | 0 | 0 | 0 | 0 | 0 | 0 | 0 | 0 | 0 | 0 | 0 | 0 | 0 | 0 | 0 | 0 | 0 | 0 | 0 | 0 | 0 | 0 | 0 | 0
F3_Commercial_Lodging_New_Food Preparation_Natural Gas_Broiler_E7 | F3 | Commercial | Lodging | New | Food Preparation | Natural Gas | Broiler | E7 | System - kBTUs of Conusmption | 0 | 0 | 0 | 0 | 0 | 0 | 0 | 0 | 0 | 0 | 0 | 0 | 0 | 0 | 0 | 0 | 0 | 0 | 0 | 0 | 0 | 0 | 0 | 0 | 0 | 0 | 0 | 0 | 0 | 0 | 0
F3_Commercial_Lodging_New_Food Preparation_Natural Gas_Broiler_E8 | F3 | Commercial | Lodging | New | Food Preparation | Natural Gas | Broiler | E8 | System - kBTUs of Conusmption | 0 | 0 | 0 | 0 | 0 | 0 | 0 | 0 | 0 | 0 | 0 | 0 | 0 | 0 | 0 | 0 | 0 | 0 | 0 | 0 | 0 | 0 | 0 | 0 | 0 | 0 | 0 | 0 | 0 | 0 | 0
F3_Commercial_Lodging_New_Food Preparation_Natural Gas_Broiler_E9 | F3 | Commercial | Lodging | New | Food Preparation | Natural Gas | Broiler | E9 | System - kBTUs of Conusmption | 0 | 0 | 0 | 0 | 0 | 0 | 0 | 0 | 0 | 0 | 0 | 0 | 0 | 0 | 0 | 0 | 0 | 0 | 0 | 0 | 0 | 0 | 0 | 0 | 0 | 0 | 0 | 0 | 0 | 0 | 0
F3_Commercial_Lodging_New_Food Preparation_Natural Gas_Broiler_E10 | F3 | Commercial | Lodging | New | Food Preparation | Natural Gas | Broiler | E10 | System - kBTUs of Conusmption | 0 | 0 | 0 | 0 | 0 | 0 | 0 | 0 | 0 | 0 | 0 | 0 | 0 | 0 | 0 | 0 | 0 | 0 | 0 | 0 | 0 | 0 | 0 | 0 | 0 | 0 | 0 | 0 | 0 | 0 | 0
F4_Commercial_Lodging_New_Food Preparation_Natural Gas_Broiler_E1 | F4 | Commercial | Lodging | New | Food Preparation | Natural Gas | Broiler | E1 | Utility - Cost of Equipment | 0.034016 | 0.034016 | 0.034016 | 0.034016 | 0.034016 | 0.034016 | 0.034016 | 0.034016 | 0.034016 | 0.034016 | 0.034016 | 0.034016 | 0.034016 | 0.034016 | 0.034016 | 0.034016 | 0.034016 | 0.034016 | 0.034016 | 0.034016 | 0.034016 | 0.034016 | 0.034016 | 0.034016 | 0.034016 | 0.034016 | 0.034016 | 0.034016 | 0.034016 | 0.034016 | 0.034016
F4_Commercial_Lodging_New_Food Preparation_Natural Gas_Broiler_E2 | F4 | Commercial | Lodging | New | Food Preparation | Natural Gas | Broiler | E2 | Utility - Cost of Equipment | 0.047623 | 0.047623 | 0.047623 | 0.047623 | 0.047623 | 0.047623 | 0.047623 | 0.047623 | 0.047623 | 0.047623 | 0.047623 | 0.047623 | 0.047623 | 0.047623 | 0.047623 | 0.047623 | 0.047623 | 0.047623 | 0.047623 | 0.047623 | 0.047623 | 0.047623 | 0.047623 | 0.047623 | 0.047623 | 0.047623 | 0.047623 | 0.047623 | 0.047623 | 0.047623 | 0.047623
F4_Commercial_Lodging_New_Food Preparation_Natural Gas_Broiler_E3 | F4 | Commercial | Lodging | New | Food Preparation | Natural Gas | Broiler | E3 | Utility - Cost of Equipment | 0 | 0 | 0 | 0 | 0 | 0 | 0 | 0 | 0 | 0 | 0 | 0 | 0 | 0 | 0 | 0 | 0 | 0 | 0 | 0 | 0 | 0 | 0 | 0 | 0 | 0 | 0 | 0 | 0 | 0 | 0
F4_Commercial_Lodging_New_Food Preparation_Natural Gas_Broiler_E4 | F4 | Commercial | Lodging | New | Food Preparation | Natural Gas | Broiler | E4 | Utility - Cost of Equipment | 0 | 0 | 0 | 0 | 0 | 0 | 0 | 0 | 0 | 0 | 0 | 0 | 0 | 0 | 0 | 0 | 0 | 0 | 0 | 0 | 0 | 0 | 0 | 0 | 0 | 0 | 0 | 0 | 0 | 0 | 0
F4_Commercial_Lodging_New_Food Preparation_Natural Gas_Broiler_E5 | F4 | Commercial | Lodging | New | Food Preparation | Natural Gas | Broiler | E5 | Utility - Cost of Equipment | 0 | 0 | 0 | 0 | 0 | 0 | 0 | 0 | 0 | 0 | 0 | 0 | 0 | 0 | 0 | 0 | 0 | 0 | 0 | 0 | 0 | 0 | 0 | 0 | 0 | 0 | 0 | 0 | 0 | 0 | 0
F4_Commercial_Lodging_New_Food Preparation_Natural Gas_Broiler_E6 | F4 | Commercial | Lodging | New | Food Preparation | Natural Gas | Broiler | E6 | Utility - Cost of Equipment | 0 | 0 | 0 | 0 | 0 | 0 | 0 | 0 | 0 | 0 | 0 | 0 | 0 | 0 | 0 | 0 | 0 | 0 | 0 | 0 | 0 | 0 | 0 | 0 | 0 | 0 | 0 | 0 | 0 | 0 | 0
F4_Commercial_Lodging_New_Food Preparation_Natural Gas_Broiler_E7 | F4 | Commercial | Lodging | New | Food Preparation | Natural Gas | Broiler | E7 | Utility - Cost of Equipment | 0 | 0 | 0 | 0 | 0 | 0 | 0 | 0 | 0 | 0 | 0 | 0 | 0 | 0 | 0 | 0 | 0 | 0 | 0 | 0 | 0 | 0 | 0 | 0 | 0 | 0 | 0 | 0 | 0 | 0 | 0
F4_Commercial_Lodging_New_Food Preparation_Natural Gas_Broiler_E8 | F4 | Commercial | Lodging | New | Food Preparation | Natural Gas | Broiler | E8 | Utility - Cost of Equipment | 0 | 0 | 0 | 0 | 0 | 0 | 0 | 0 | 0 | 0 | 0 | 0 | 0 | 0 | 0 | 0 | 0 | 0 | 0 | 0 | 0 | 0 | 0 | 0 | 0 | 0 | 0 | 0 | 0 | 0 | 0
F4_Commercial_Lodging_New_Food Preparation_Natural Gas_Broiler_E9 | F4 | Commercial | Lodging | New | Food Preparation | Natural Gas | Broiler | E9 | Utility - Cost of Equipment | 0 | 0 | 0 | 0 | 0 | 0 | 0 | 0 | 0 | 0 | 0 | 0 | 0 | 0 | 0 | 0 | 0 | 0 | 0 | 0 | 0 | 0 | 0 | 0 | 0 | 0 | 0 | 0 | 0 | 0 | 0
F4_Commercial_Lodging_New_Food Preparation_Natural Gas_Broiler_E10 | F4 | Commercial | Lodging | New | Food Preparation | Natural Gas | Broiler | E10 | Utility - Cost of Equipment | 0 | 0 | 0 | 0 | 0 | 0 | 0 | 0 | 0 | 0 | 0 | 0 | 0 | 0 | 0 | 0 | 0 | 0 | 0 | 0 | 0 | 0 | 0 | 0 | 0 | 0 | 0 | 0 | 0 | 0 | 0
F5_Commercial_Lodging_New_Food Preparation_Natural Gas_Broiler_E1 | F5 | Commercial | Lodging | New | Food Preparation | Natural Gas | Broiler | E1 | Utility - Cost of Operation | 0.071329 | 0.072429 | 0.073229 | 0.072821 | 0.072895 | 0.068708 | 0.065246 | 0.063313 | 0.062511 | 0.064827 | 0.067871 | 0.071051 | 0.065252 | 0.069122 | 0.069358 | 0.069012 | 0.069075 | 0.069288 | 0.067964 | 0.068763 | 0.069302 | 0.07006 | 0.071035 | 0.035626 | 0.034931 | 0.034277 | 0.033659 | 0.033072 | 0.032509 | 0.031966 | 0.031442
F5_Commercial_Lodging_New_Food Preparation_Natural Gas_Broiler_E2 | F5 | Commercial | Lodging | New | Food Preparation | Natural Gas | Broiler | E2 | Utility - Cost of Operation | 0.045854 | 0.046562 | 0.047076 | 0.046813 | 0.046861 | 0.04417 | 0.041944 | 0.040701 | 0.040185 | 0.041675 | 0.043631 | 0.045675 | 0.041948 | 0.044436 | 0.044587 | 0.044365 | 0.044406 | 0.044542 | 0.043691 | 0.044205 | 0.044551 | 0.045038 | 0.045665 | 0.022903 | 0.022455 | 0.022035 | 0.021638 | 0.02126 | 0.020899 | 0.02055 | 0.020212
F5_Commercial_Lodging_New_Food Preparation_Natural Gas_Broiler_E3 | F5 | Commercial | Lodging | New | Food Preparation | Natural Gas | Broiler | E3 | Utility - Cost of Operation | 0 | 0 | 0 | 0 | 0 | 0 | 0 | 0 | 0 | 0 | 0 | 0 | 0 | 0 | 0 | 0 | 0 | 0 | 0 | 0 | 0 | 0 | 0 | 0 | 0 | 0 | 0 | 0 | 0 | 0 | 0
F5_Commercial_Lodging_New_Food Preparation_Natural Gas_Broiler_E4 | F5 | Commercial | Lodging | New | Food Preparation | Natural Gas | Broiler | E4 | Utility - Cost of Operation | 0 | 0 | 0 | 0 | 0 | 0 | 0 | 0 | 0 | 0 | 0 | 0 | 0 | 0 | 0 | 0 | 0 | 0 | 0 | 0 | 0 | 0 | 0 | 0 | 0 | 0 | 0 | 0 | 0 | 0 | 0
F5_Commercial_Lodging_New_Food Preparation_Natural Gas_Broiler_E5 | F5 | Commercial | Lodging | New | Food Preparation | Natural Gas | Broiler | E5 | Utility - Cost of Operation | 0 | 0 | 0 | 0 | 0 | 0 | 0 | 0 | 0 | 0 | 0 | 0 | 0 | 0 | 0 | 0 | 0 | 0 | 0 | 0 | 0 | 0 | 0 | 0 | 0 | 0 | 0 | 0 | 0 | 0 | 0
F5_Commercial_Lodging_New_Food Preparation_Natural Gas_Broiler_E6 | F5 | Commercial | Lodging | New | Food Preparation | Natural Gas | Broiler | E6 | Utility - Cost of Operation | 0 | 0 | 0 | 0 | 0 | 0 | 0 | 0 | 0 | 0 | 0 | 0 | 0 | 0 | 0 | 0 | 0 | 0 | 0 | 0 | 0 | 0 | 0 | 0 | 0 | 0 | 0 | 0 | 0 | 0 | 0
F5_Commercial_Lodging_New_Food Preparation_Natural Gas_Broiler_E7 | F5 | Commercial | Lodging | New | Food Preparation | Natural Gas | Broiler | E7 | Utility - Cost of Operation | 0 | 0 | 0 | 0 | 0 | 0 | 0 | 0 | 0 | 0 | 0 | 0 | 0 | 0 | 0 | 0 | 0 | 0 | 0 | 0 | 0 | 0 | 0 | 0 | 0 | 0 | 0 | 0 | 0 | 0 | 0
F5_Commercial_Lodging_New_Food Preparation_Natural Gas_Broiler_E8 | F5 | Commercial | Lodging | New | Food Preparation | Natural Gas | Broiler | E8 | Utility - Cost of Operation | 0 | 0 | 0 | 0 | 0 | 0 | 0 | 0 | 0 | 0 | 0 | 0 | 0 | 0 | 0 | 0 | 0 | 0 | 0 | 0 | 0 | 0 | 0 | 0 | 0 | 0 | 0 | 0 | 0 | 0 | 0
F5_Commercial_Lodging_New_Food Preparation_Natural Gas_Broiler_E9 | F5 | Commercial | Lodging | New | Food Preparation | Natural Gas | Broiler | E9 | Utility - Cost of Operation | 0 | 0 | 0 | 0 | 0 | 0 | 0 | 0 | 0 | 0 | 0 | 0 | 0 | 0 | 0 | 0 | 0 | 0 | 0 | 0 | 0 | 0 | 0 | 0 | 0 | 0 | 0 | 0 | 0 | 0 | 0
F5_Commercial_Lodging_New_Food Preparation_Natural Gas_Broiler_E10 | F5 | Commercial | Lodging | New | Food Preparation | Natural Gas | Broiler | E10 | Utility - Cost of Operation | 0 | 0 | 0 | 0 | 0 | 0 | 0 | 0 | 0 | 0 | 0 | 0 | 0 | 0 | 0 | 0 | 0 | 0 | 0 | 0 | 0 | 0 | 0 | 0 | 0 | 0 | 0 | 0 | 0 | 0 | 0
F6_Commercial_Lodging_New_Food Preparation_Natural Gas_Broiler_E1 | F6 | Commercial | Lodging | New | Food Preparation | Natural Gas | Broiler | E1 | Utility - Value of Sales | 0.085457 | 0.086775 | 0.087733 | 0.087244 | 0.087333 | 0.082317 | 0.078169 | 0.075853 | 0.074892 | 0.077668 | 0.081313 | 0.085123 | 0.078177 | 0.082813 | 0.083096 | 0.082681 | 0.082757 | 0.083012 | 0.081426 | 0.082383 | 0.083028 | 0.083936 | 0.085104 | 0.042683 | 0.041849 | 0.041066 | 0.040326 | 0.039622 | 0.038948 | 0.038298 | 0.037669
F6_Commercial_Lodging_New_Food Preparation_Natural Gas_Broiler_E2 | F6 | Commercial | Lodging | New | Food Preparation | Natural Gas | Broiler | E2 | Utility - Value of Sales | 0.054937 | 0.055784 | 0.0564 | 0.056085 | 0.056142 | 0.052918 | 0.050251 | 0.048762 | 0.048145 | 0.049929 | 0.052273 | 0.054722 | 0.050256 | 0.053237 | 0.053419 | 0.053152 | 0.053201 | 0.053365 | 0.052345 | 0.05296 | 0.053375 | 0.053959 | 0.05471 | 0.027439 | 0.026903 | 0.0264 | 0.025924 | 0.025471 | 0.025038 | 0.02462 | 0.024216
F6_Commercial_Lodging_New_Food Preparation_Natural Gas_Broiler_E3 | F6 | Commercial | Lodging | New | Food Preparation | Natural Gas | Broiler | E3 | Utility - Value of Sales | 0 | 0 | 0 | 0 | 0 | 0 | 0 | 0 | 0 | 0 | 0 | 0 | 0 | 0 | 0 | 0 | 0 | 0 | 0 | 0 | 0 | 0 | 0 | 0 | 0 | 0 | 0 | 0 | 0 | 0 | 0
F6_Commercial_Lodging_New_Food Preparation_Natural Gas_Broiler_E4 | F6 | Commercial | Lodging | New | Food Preparation | Natural Gas | Broiler | E4 | Utility - Value of Sales | 0 | 0 | 0 | 0 | 0 | 0 | 0 | 0 | 0 | 0 | 0 | 0 | 0 | 0 | 0 | 0 | 0 | 0 | 0 | 0 | 0 | 0 | 0 | 0 | 0 | 0 | 0 | 0 | 0 | 0 | 0
F6_Commercial_Lodging_New_Food Preparation_Natural Gas_Broiler_E5 | F6 | Commercial | Lodging | New | Food Preparation | Natural Gas | Broiler | E5 | Utility - Value of Sales | 0 | 0 | 0 | 0 | 0 | 0 | 0 | 0 | 0 | 0 | 0 | 0 | 0 | 0 | 0 | 0 | 0 | 0 | 0 | 0 | 0 | 0 | 0 | 0 | 0 | 0 | 0 | 0 | 0 | 0 | 0
F6_Commercial_Lodging_New_Food Preparation_Natural Gas_Broiler_E6 | F6 | Commercial | Lodging | New | Food Preparation | Natural Gas | Broiler | E6 | Utility - Value of Sales | 0 | 0 | 0 | 0 | 0 | 0 | 0 | 0 | 0 | 0 | 0 | 0 | 0 | 0 | 0 | 0 | 0 | 0 | 0 | 0 | 0 | 0 | 0 | 0 | 0 | 0 | 0 | 0 | 0 | 0 | 0
F6_Commercial_Lodging_New_Food Preparation_Natural Gas_Broiler_E7 | F6 | Commercial | Lodging | New | Food Preparation | Natural Gas | Broiler | E7 | Utility - Value of Sales | 0 | 0 | 0 | 0 | 0 | 0 | 0 | 0 | 0 | 0 | 0 | 0 | 0 | 0 | 0 | 0 | 0 | 0 | 0 | 0 | 0 | 0 | 0 | 0 | 0 | 0 | 0 | 0 | 0 | 0 | 0
F6_Commercial_Lodging_New_Food Preparation_Natural Gas_Broiler_E8 | F6 | Commercial | Lodging | New | Food Preparation | Natural Gas | Broiler | E8 | Utility - Value of Sales | 0 | 0 | 0 | 0 | 0 | 0 | 0 | 0 | 0 | 0 | 0 | 0 | 0 | 0 | 0 | 0 | 0 | 0 | 0 | 0 | 0 | 0 | 0 | 0 | 0 | 0 | 0 | 0 | 0 | 0 | 0
F6_Commercial_Lodging_New_Food Preparation_Natural Gas_Broiler_E9 | F6 | Commercial | Lodging | New | Food Preparation | Natural Gas | Broiler | E9 | Utility - Value of Sales | 0 | 0 | 0 | 0 | 0 | 0 | 0 | 0 | 0 | 0 | 0 | 0 | 0 | 0 | 0 | 0 | 0 | 0 | 0 | 0 | 0 | 0 | 0 | 0 | 0 | 0 | 0 | 0 | 0 | 0 | 0
F6_Commercial_Lodging_New_Food Preparation_Natural Gas_Broiler_E10 | F6 | Commercial | Lodging | New | Food Preparation | Natural Gas | Broiler | E10 | Utility - Value of Sales | 0 | 0 | 0 | 0 | 0 | 0 | 0 | 0 | 0 | 0 | 0 | 0 | 0 | 0 | 0 | 0 | 0 | 0 | 0 | 0 | 0 | 0 | 0 | 0 | 0 | 0 | 0 | 0 | 0 | 0 | 0
F1_Commercial_Lodging_New_Food Preparation_Natural Gas_Griddle_E1 | F1 | Commercial | Lodging | New | Food Preparation | Natural Gas | Griddle | E1 | Participant - Cost of Equipment | 0.024761 | 0.024761 | 0.024761 | 0.024761 | 0.024761 | 0.024761 | 0.024761 | 0.024761 | 0.024761 | 0.024761 | 0.024761 | 0.024761 | 0.024761 | 0.024761 | 0.024761 | 0.024761 | 0.024761 | 0.024761 | 0.024761 | 0.024761 | 0.024761 | 0.024761 | 0.024761 | 0.024761 | 0.024761 | 0.024761 | 0.024761 | 0.024761 | 0.024761 | 0.024761 | 0.024761
F1_Commercial_Lodging_New_Food Preparation_Natural Gas_Griddle_E2 | F1 | Commercial | Lodging | New | Food Preparation | Natural Gas | Griddle | E2 | Participant - Cost of Equipment | 0.026492 | 0.026492 | 0.026492 | 0.026492 | 0.026492 | 0.026492 | 0.026492 | 0.026492 | 0.026492 | 0.026492 | 0.026492 | 0.026492 | 0.026492 | 0.026492 | 0.026492 | 0.026492 | 0.026492 | 0.026492 | 0.026492 | 0.026492 | 0.026492 | 0.026492 | 0.026492 | 0.026492 | 0.026492 | 0.026492 | 0.026492 | 0.026492 | 0.026492 | 0.026492 | 0.026492
F1_Commercial_Lodging_New_Food Preparation_Natural Gas_Griddle_E3 | F1 | Commercial | Lodging | New | Food Preparation | Natural Gas | Griddle | E3 | Participant - Cost of Equipment | 0 | 0 | 0 | 0 | 0 | 0 | 0 | 0 | 0 | 0 | 0 | 0 | 0 | 0 | 0 | 0 | 0 | 0 | 0 | 0 | 0 | 0 | 0 | 0 | 0 | 0 | 0 | 0 | 0 | 0 | 0
F1_Commercial_Lodging_New_Food Preparation_Natural Gas_Griddle_E4 | F1 | Commercial | Lodging | New | Food Preparation | Natural Gas | Griddle | E4 | Participant - Cost of Equipment | 0 | 0 | 0 | 0 | 0 | 0 | 0 | 0 | 0 | 0 | 0 | 0 | 0 | 0 | 0 | 0 | 0 | 0 | 0 | 0 | 0 | 0 | 0 | 0 | 0 | 0 | 0 | 0 | 0 | 0 | 0
F1_Commercial_Lodging_New_Food Preparation_Natural Gas_Griddle_E5 | F1 | Commercial | Lodging | New | Food Preparation | Natural Gas | Griddle | E5 | Participant - Cost of Equipment | 0 | 0 | 0 | 0 | 0 | 0 | 0 | 0 | 0 | 0 | 0 | 0 | 0 | 0 | 0 | 0 | 0 | 0 | 0 | 0 | 0 | 0 | 0 | 0 | 0 | 0 | 0 | 0 | 0 | 0 | 0
F1_Commercial_Lodging_New_Food Preparation_Natural Gas_Griddle_E6 | F1 | Commercial | Lodging | New | Food Preparation | Natural Gas | Griddle | E6 | Participant - Cost of Equipment | 0 | 0 | 0 | 0 | 0 | 0 | 0 | 0 | 0 | 0 | 0 | 0 | 0 | 0 | 0 | 0 | 0 | 0 | 0 | 0 | 0 | 0 | 0 | 0 | 0 | 0 | 0 | 0 | 0 | 0 | 0
F1_Commercial_Lodging_New_Food Preparation_Natural Gas_Griddle_E7 | F1 | Commercial | Lodging | New | Food Preparation | Natural Gas | Griddle | E7 | Participant - Cost of Equipment | 0 | 0 | 0 | 0 | 0 | 0 | 0 | 0 | 0 | 0 | 0 | 0 | 0 | 0 | 0 | 0 | 0 | 0 | 0 | 0 | 0 | 0 | 0 | 0 | 0 | 0 | 0 | 0 | 0 | 0 | 0
F1_Commercial_Lodging_New_Food Preparation_Natural Gas_Griddle_E8 | F1 | Commercial | Lodging | New | Food Preparation | Natural Gas | Griddle | E8 | Participant - Cost of Equipment | 0 | 0 | 0 | 0 | 0 | 0 | 0 | 0 | 0 | 0 | 0 | 0 | 0 | 0 | 0 | 0 | 0 | 0 | 0 | 0 | 0 | 0 | 0 | 0 | 0 | 0 | 0 | 0 | 0 | 0 | 0
F1_Commercial_Lodging_New_Food Preparation_Natural Gas_Griddle_E9 | F1 | Commercial | Lodging | New | Food Preparation | Natural Gas | Griddle | E9 | Participant - Cost of Equipment | 0 | 0 | 0 | 0 | 0 | 0 | 0 | 0 | 0 | 0 | 0 | 0 | 0 | 0 | 0 | 0 | 0 | 0 | 0 | 0 | 0 | 0 | 0 | 0 | 0 | 0 | 0 | 0 | 0 | 0 | 0
F1_Commercial_Lodging_New_Food Preparation_Natural Gas_Griddle_E10 | F1 | Commercial | Lodging | New | Food Preparation | Natural Gas | Griddle | E10 | Participant - Cost of Equipment | 0 | 0 | 0 | 0 | 0 | 0 | 0 | 0 | 0 | 0 | 0 | 0 | 0 | 0 | 0 | 0 | 0 | 0 | 0 | 0 | 0 | 0 | 0 | 0 | 0 | 0 | 0 | 0 | 0 | 0 | 0
F2_Commercial_Lodging_New_Food Preparation_Natural Gas_Griddle_E1 | F2 | Commercial | Lodging | New | Food Preparation | Natural Gas | Griddle | E1 | Participant - Cost of Operation | 0.057368 | 0.058253 | 0.058896 | 0.058568 | 0.058627 | 0.05526 | 0.052475 | 0.050921 | 0.050276 | 0.052139 | 0.054587 | 0.057144 | 0.052481 | 0.055593 | 0.055783 | 0.055505 | 0.055556 | 0.055727 | 0.054662 | 0.055304 | 0.055738 | 0.056347 | 0.057131 | 0.028653 | 0.028094 | 0.027568 | 0.027071 | 0.026599 | 0.026146 | 0.02571 | 0.025288
F2_Commercial_Lodging_New_Food Preparation_Natural Gas_Griddle_E2 | F2 | Commercial | Lodging | New | Food Preparation | Natural Gas | Griddle | E2 | Participant - Cost of Operation | 0.049547 | 0.050311 | 0.050867 | 0.050583 | 0.050635 | 0.047726 | 0.045321 | 0.043978 | 0.043421 | 0.045031 | 0.047145 | 0.049353 | 0.045326 | 0.048014 | 0.048178 | 0.047938 | 0.047982 | 0.048129 | 0.04721 | 0.047765 | 0.048139 | 0.048665 | 0.049342 | 0.024747 | 0.024264 | 0.02381 | 0.023381 | 0.022972 | 0.022581 | 0.022205 | 0.02184
F2_Commercial_Lodging_New_Food Preparation_Natural Gas_Griddle_E3 | F2 | Commercial | Lodging | New | Food Preparation | Natural Gas | Griddle | E3 | Participant - Cost of Operation | 0 | 0 | 0 | 0 | 0 | 0 | 0 | 0 | 0 | 0 | 0 | 0 | 0 | 0 | 0 | 0 | 0 | 0 | 0 | 0 | 0 | 0 | 0 | 0 | 0 | 0 | 0 | 0 | 0 | 0 | 0
F2_Commercial_Lodging_New_Food Preparation_Natural Gas_Griddle_E4 | F2 | Commercial | Lodging | New | Food Preparation | Natural Gas | Griddle | E4 | Participant - Cost of Operation | 0 | 0 | 0 | 0 | 0 | 0 | 0 | 0 | 0 | 0 | 0 | 0 | 0 | 0 | 0 | 0 | 0 | 0 | 0 | 0 | 0 | 0 | 0 | 0 | 0 | 0 | 0 | 0 | 0 | 0 | 0
F2_Commercial_Lodging_New_Food Preparation_Natural Gas_Griddle_E5 | F2 | Commercial | Lodging | New | Food Preparation | Natural Gas | Griddle | E5 | Participant - Cost of Operation | 0 | 0 | 0 | 0 | 0 | 0 | 0 | 0 | 0 | 0 | 0 | 0 | 0 | 0 | 0 | 0 | 0 | 0 | 0 | 0 | 0 | 0 | 0 | 0 | 0 | 0 | 0 | 0 | 0 | 0 | 0
F2_Commercial_Lodging_New_Food Preparation_Natural Gas_Griddle_E6 | F2 | Commercial | Lodging | New | Food Preparation | Natural Gas | Griddle | E6 | Participant - Cost of Operation | 0 | 0 | 0 | 0 | 0 | 0 | 0 | 0 | 0 | 0 | 0 | 0 | 0 | 0 | 0 | 0 | 0 | 0 | 0 | 0 | 0 | 0 | 0 | 0 | 0 | 0 | 0 | 0 | 0 | 0 | 0
F2_Commercial_Lodging_New_Food Preparation_Natural Gas_Griddle_E7 | F2 | Commercial | Lodging | New | Food Preparation | Natural Gas | Griddle | E7 | Participant - Cost of Operation | 0 | 0 | 0 | 0 | 0 | 0 | 0 | 0 | 0 | 0 | 0 | 0 | 0 | 0 | 0 | 0 | 0 | 0 | 0 | 0 | 0 | 0 | 0 | 0 | 0 | 0 | 0 | 0 | 0 | 0 | 0
F2_Commercial_Lodging_New_Food Preparation_Natural Gas_Griddle_E8 | F2 | Commercial | Lodging | New | Food Preparation | Natural Gas | Griddle | E8 | Participant - Cost of Operation | 0 | 0 | 0 | 0 | 0 | 0 | 0 | 0 | 0 | 0 | 0 | 0 | 0 | 0 | 0 | 0 | 0 | 0 | 0 | 0 | 0 | 0 | 0 | 0 | 0 | 0 | 0 | 0 | 0 | 0 | 0
F2_Commercial_Lodging_New_Food Preparation_Natural Gas_Griddle_E9 | F2 | Commercial | Lodging | New | Food Preparation | Natural Gas | Griddle | E9 | Participant - Cost of Operation | 0 | 0 | 0 | 0 | 0 | 0 | 0 | 0 | 0 | 0 | 0 | 0 | 0 | 0 | 0 | 0 | 0 | 0 | 0 | 0 | 0 | 0 | 0 | 0 | 0 | 0 | 0 | 0 | 0 | 0 | 0
F2_Commercial_Lodging_New_Food Preparation_Natural Gas_Griddle_E10 | F2 | Commercial | Lodging | New | Food Preparation | Natural Gas | Griddle | E10 | Participant - Cost of Operation | 0 | 0 | 0 | 0 | 0 | 0 | 0 | 0 | 0 | 0 | 0 | 0 | 0 | 0 | 0 | 0 | 0 | 0 | 0 | 0 | 0 | 0 | 0 | 0 | 0 | 0 | 0 | 0 | 0 | 0 | 0
F3_Commercial_Lodging_New_Food Preparation_Natural Gas_Griddle_E1 | F3 | Commercial | Lodging | New | Food Preparation | Natural Gas | Griddle | E1 | System - kBTUs of Conusmption | 4.7668 | 4.7764 | 4.7703 | 4.7661 | 4.7661 | 4.7661 | 4.7661 | 4.7661 | 4.7661 | 4.7661 | 4.7661 | 4.7661 | 4.7661 | 4.7661 | 4.7661 | 4.7661 | 4.7661 | 4.7661 | 4.7661 | 4.7661 | 4.7661 | 4.7661 | 4.7661 | 4.7661 | 4.7661 | 4.7661 | 4.7661 | 4.7661 | 4.7661 | 4.7661 | 4.7661
F3_Commercial_Lodging_New_Food Preparation_Natural Gas_Griddle_E2 | F3 | Commercial | Lodging | New | Food Preparation | Natural Gas | Griddle | E2 | System - kBTUs of Conusmption | 4.117 | 4.1252 | 4.12 | 4.1164 | 4.1164 | 4.1164 | 4.1164 | 4.1164 | 4.1164 | 4.1164 | 4.1164 | 4.1164 | 4.1164 | 4.1164 | 4.1164 | 4.1164 | 4.1164 | 4.1164 | 4.1164 | 4.1164 | 4.1164 | 4.1164 | 4.1164 | 4.1164 | 4.1164 | 4.1164 | 4.1164 | 4.1164 | 4.1164 | 4.1164 | 4.1164
F3_Commercial_Lodging_New_Food Preparation_Natural Gas_Griddle_E3 | F3 | Commercial | Lodging | New | Food Preparation | Natural Gas | Griddle | E3 | System - kBTUs of Conusmption | 0 | 0 | 0 | 0 | 0 | 0 | 0 | 0 | 0 | 0 | 0 | 0 | 0 | 0 | 0 | 0 | 0 | 0 | 0 | 0 | 0 | 0 | 0 | 0 | 0 | 0 | 0 | 0 | 0 | 0 | 0
F3_Commercial_Lodging_New_Food Preparation_Natural Gas_Griddle_E4 | F3 | Commercial | Lodging | New | Food Preparation | Natural Gas | Griddle | E4 | System - kBTUs of Conusmption | 0 | 0 | 0 | 0 | 0 | 0 | 0 | 0 | 0 | 0 | 0 | 0 | 0 | 0 | 0 | 0 | 0 | 0 | 0 | 0 | 0 | 0 | 0 | 0 | 0 | 0 | 0 | 0 | 0 | 0 | 0
F3_Commercial_Lodging_New_Food Preparation_Natural Gas_Griddle_E5 | F3 | Commercial | Lodging | New | Food Preparation | Natural Gas | Griddle | E5 | System - kBTUs of Conusmption | 0 | 0 | 0 | 0 | 0 | 0 | 0 | 0 | 0 | 0 | 0 | 0 | 0 | 0 | 0 | 0 | 0 | 0 | 0 | 0 | 0 | 0 | 0 | 0 | 0 | 0 | 0 | 0 | 0 | 0 | 0
F3_Commercial_Lodging_New_Food Preparation_Natural Gas_Griddle_E6 | F3 | Commercial | Lodging | New | Food Preparation | Natural Gas | Griddle | E6 | System - kBTUs of Conusmption | 0 | 0 | 0 | 0 | 0 | 0 | 0 | 0 | 0 | 0 | 0 | 0 | 0 | 0 | 0 | 0 | 0 | 0 | 0 | 0 | 0 | 0 | 0 | 0 | 0 | 0 | 0 | 0 | 0 | 0 | 0
F3_Commercial_Lodging_New_Food Preparation_Natural Gas_Griddle_E7 | F3 | Commercial | Lodging | New | Food Preparation | Natural Gas | Griddle | E7 | System - kBTUs of Conusmption | 0 | 0 | 0 | 0 | 0 | 0 | 0 | 0 | 0 | 0 | 0 | 0 | 0 | 0 | 0 | 0 | 0 | 0 | 0 | 0 | 0 | 0 | 0 | 0 | 0 | 0 | 0 | 0 | 0 | 0 | 0
F3_Commercial_Lodging_New_Food Preparation_Natural Gas_Griddle_E8 | F3 | Commercial | Lodging | New | Food Preparation | Natural Gas | Griddle | E8 | System - kBTUs of Conusmption | 0 | 0 | 0 | 0 | 0 | 0 | 0 | 0 | 0 | 0 | 0 | 0 | 0 | 0 | 0 | 0 | 0 | 0 | 0 | 0 | 0 | 0 | 0 | 0 | 0 | 0 | 0 | 0 | 0 | 0 | 0
F3_Commercial_Lodging_New_Food Preparation_Natural Gas_Griddle_E9 | F3 | Commercial | Lodging | New | Food Preparation | Natural Gas | Griddle | E9 | System - kBTUs of Conusmption | 0 | 0 | 0 | 0 | 0 | 0 | 0 | 0 | 0 | 0 | 0 | 0 | 0 | 0 | 0 | 0 | 0 | 0 | 0 | 0 | 0 | 0 | 0 | 0 | 0 | 0 | 0 | 0 | 0 | 0 | 0
F3_Commercial_Lodging_New_Food Preparation_Natural Gas_Griddle_E10 | F3 | Commercial | Lodging | New | Food Preparation | Natural Gas | Griddle | E10 | System - kBTUs of Conusmption | 0 | 0 | 0 | 0 | 0 | 0 | 0 | 0 | 0 | 0 | 0 | 0 | 0 | 0 | 0 | 0 | 0 | 0 | 0 | 0 | 0 | 0 | 0 | 0 | 0 | 0 | 0 | 0 | 0 | 0 | 0
F4_Commercial_Lodging_New_Food Preparation_Natural Gas_Griddle_E1 | F4 | Commercial | Lodging | New | Food Preparation | Natural Gas | Griddle | E1 | Utility - Cost of Equipment | 0.024761 | 0.024761 | 0.024761 | 0.024761 | 0.024761 | 0.024761 | 0.024761 | 0.024761 | 0.024761 | 0.024761 | 0.024761 | 0.024761 | 0.024761 | 0.024761 | 0.024761 | 0.024761 | 0.024761 | 0.024761 | 0.024761 | 0.024761 | 0.024761 | 0.024761 | 0.024761 | 0.024761 | 0.024761 | 0.024761 | 0.024761 | 0.024761 | 0.024761 | 0.024761 | 0.024761
F4_Commercial_Lodging_New_Food Preparation_Natural Gas_Griddle_E2 | F4 | Commercial | Lodging | New | Food Preparation | Natural Gas | Griddle | E2 | Utility - Cost of Equipment | 0.026492 | 0.026492 | 0.026492 | 0.026492 | 0.026492 | 0.026492 | 0.026492 | 0.026492 | 0.026492 | 0.026492 | 0.026492 | 0.026492 | 0.026492 | 0.026492 | 0.026492 | 0.026492 | 0.026492 | 0.026492 | 0.026492 | 0.026492 | 0.026492 | 0.026492 | 0.026492 | 0.026492 | 0.026492 | 0.026492 | 0.026492 | 0.026492 | 0.026492 | 0.026492 | 0.026492
F4_Commercial_Lodging_New_Food Preparation_Natural Gas_Griddle_E3 | F4 | Commercial | Lodging | New | Food Preparation | Natural Gas | Griddle | E3 | Utility - Cost of Equipment | 0 | 0 | 0 | 0 | 0 | 0 | 0 | 0 | 0 | 0 | 0 | 0 | 0 | 0 | 0 | 0 | 0 | 0 | 0 | 0 | 0 | 0 | 0 | 0 | 0 | 0 | 0 | 0 | 0 | 0 | 0
F4_Commercial_Lodging_New_Food Preparation_Natural Gas_Griddle_E4 | F4 | Commercial | Lodging | New | Food Preparation | Natural Gas | Griddle | E4 | Utility - Cost of Equipment | 0 | 0 | 0 | 0 | 0 | 0 | 0 | 0 | 0 | 0 | 0 | 0 | 0 | 0 | 0 | 0 | 0 | 0 | 0 | 0 | 0 | 0 | 0 | 0 | 0 | 0 | 0 | 0 | 0 | 0 | 0
F4_Commercial_Lodging_New_Food Preparation_Natural Gas_Griddle_E5 | F4 | Commercial | Lodging | New | Food Preparation | Natural Gas | Griddle | E5 | Utility - Cost of Equipment | 0 | 0 | 0 | 0 | 0 | 0 | 0 | 0 | 0 | 0 | 0 | 0 | 0 | 0 | 0 | 0 | 0 | 0 | 0 | 0 | 0 | 0 | 0 | 0 | 0 | 0 | 0 | 0 | 0 | 0 | 0
F4_Commercial_Lodging_New_Food Preparation_Natural Gas_Griddle_E6 | F4 | Commercial | Lodging | New | Food Preparation | Natural Gas | Griddle | E6 | Utility - Cost of Equipment | 0 | 0 | 0 | 0 | 0 | 0 | 0 | 0 | 0 | 0 | 0 | 0 | 0 | 0 | 0 | 0 | 0 | 0 | 0 | 0 | 0 | 0 | 0 | 0 | 0 | 0 | 0 | 0 | 0 | 0 | 0
F4_Commercial_Lodging_New_Food Preparation_Natural Gas_Griddle_E7 | F4 | Commercial | Lodging | New | Food Preparation | Natural Gas | Griddle | E7 | Utility - Cost of Equipment | 0 | 0 | 0 | 0 | 0 | 0 | 0 | 0 | 0 | 0 | 0 | 0 | 0 | 0 | 0 | 0 | 0 | 0 | 0 | 0 | 0 | 0 | 0 | 0 | 0 | 0 | 0 | 0 | 0 | 0 | 0
F4_Commercial_Lodging_New_Food Preparation_Natural Gas_Griddle_E8 | F4 | Commercial | Lodging | New | Food Preparation | Natural Gas | Griddle | E8 | Utility - Cost of Equipment | 0 | 0 | 0 | 0 | 0 | 0 | 0 | 0 | 0 | 0 | 0 | 0 | 0 | 0 | 0 | 0 | 0 | 0 | 0 | 0 | 0 | 0 | 0 | 0 | 0 | 0 | 0 | 0 | 0 | 0 | 0
F4_Commercial_Lodging_New_Food Preparation_Natural Gas_Griddle_E9 | F4 | Commercial | Lodging | New | Food Preparation | Natural Gas | Griddle | E9 | Utility - Cost of Equipment | 0 | 0 | 0 | 0 | 0 | 0 | 0 | 0 | 0 | 0 | 0 | 0 | 0 | 0 | 0 | 0 | 0 | 0 | 0 | 0 | 0 | 0 | 0 | 0 | 0 | 0 | 0 | 0 | 0 | 0 | 0
F4_Commercial_Lodging_New_Food Preparation_Natural Gas_Griddle_E10 | F4 | Commercial | Lodging | New | Food Preparation | Natural Gas | Griddle | E10 | Utility - Cost of Equipment | 0 | 0 | 0 | 0 | 0 | 0 | 0 | 0 | 0 | 0 | 0 | 0 | 0 | 0 | 0 | 0 | 0 | 0 | 0 | 0 | 0 | 0 | 0 | 0 | 0 | 0 | 0 | 0 | 0 | 0 | 0
F5_Commercial_Lodging_New_Food Preparation_Natural Gas_Griddle_E1 | F5 | Commercial | Lodging | New | Food Preparation | Natural Gas | Griddle | E1 | Utility - Cost of Operation | 0.047884 | 0.048623 | 0.049159 | 0.048885 | 0.048935 | 0.046125 | 0.0438 | 0.042502 | 0.041964 | 0.043519 | 0.045562 | 0.047697 | 0.043805 | 0.046403 | 0.046561 | 0.046329 | 0.046371 | 0.046514 | 0.045625 | 0.046161 | 0.046523 | 0.047032 | 0.047686 | 0.023916 | 0.023449 | 0.023011 | 0.022596 | 0.022201 | 0.021823 | 0.021459 | 0.021107
F5_Commercial_Lodging_New_Food Preparation_Natural Gas_Griddle_E2 | F5 | Commercial | Lodging | New | Food Preparation | Natural Gas | Griddle | E2 | Utility - Cost of Operation | 0.041356 | 0.041994 | 0.042457 | 0.042221 | 0.042264 | 0.039836 | 0.037829 | 0.036708 | 0.036243 | 0.037586 | 0.039351 | 0.041194 | 0.037833 | 0.040076 | 0.040213 | 0.040012 | 0.040049 | 0.040172 | 0.039405 | 0.039868 | 0.04018 | 0.04062 | 0.041185 | 0.020656 | 0.020252 | 0.019873 | 0.019515 | 0.019175 | 0.018848 | 0.018534 | 0.01823
F5_Commercial_Lodging_New_Food Preparation_Natural Gas_Griddle_E3 | F5 | Commercial | Lodging | New | Food Preparation | Natural Gas | Griddle | E3 | Utility - Cost of Operation | 0 | 0 | 0 | 0 | 0 | 0 | 0 | 0 | 0 | 0 | 0 | 0 | 0 | 0 | 0 | 0 | 0 | 0 | 0 | 0 | 0 | 0 | 0 | 0 | 0 | 0 | 0 | 0 | 0 | 0 | 0
F5_Commercial_Lodging_New_Food Preparation_Natural Gas_Griddle_E4 | F5 | Commercial | Lodging | New | Food Preparation | Natural Gas | Griddle | E4 | Utility - Cost of Operation | 0 | 0 | 0 | 0 | 0 | 0 | 0 | 0 | 0 | 0 | 0 | 0 | 0 | 0 | 0 | 0 | 0 | 0 | 0 | 0 | 0 | 0 | 0 | 0 | 0 | 0 | 0 | 0 | 0 | 0 | 0
F5_Commercial_Lodging_New_Food Preparation_Natural Gas_Griddle_E5 | F5 | Commercial | Lodging | New | Food Preparation | Natural Gas | Griddle | E5 | Utility - Cost of Operation | 0 | 0 | 0 | 0 | 0 | 0 | 0 | 0 | 0 | 0 | 0 | 0 | 0 | 0 | 0 | 0 | 0 | 0 | 0 | 0 | 0 | 0 | 0 | 0 | 0 | 0 | 0 | 0 | 0 | 0 | 0
F5_Commercial_Lodging_New_Food Preparation_Natural Gas_Griddle_E6 | F5 | Commercial | Lodging | New | Food Preparation | Natural Gas | Griddle | E6 | Utility - Cost of Operation | 0 | 0 | 0 | 0 | 0 | 0 | 0 | 0 | 0 | 0 | 0 | 0 | 0 | 0 | 0 | 0 | 0 | 0 | 0 | 0 | 0 | 0 | 0 | 0 | 0 | 0 | 0 | 0 | 0 | 0 | 0
F5_Commercial_Lodging_New_Food Preparation_Natural Gas_Griddle_E7 | F5 | Commercial | Lodging | New | Food Preparation | Natural Gas | Griddle | E7 | Utility - Cost of Operation | 0 | 0 | 0 | 0 | 0 | 0 | 0 | 0 | 0 | 0 | 0 | 0 | 0 | 0 | 0 | 0 | 0 | 0 | 0 | 0 | 0 | 0 | 0 | 0 | 0 | 0 | 0 | 0 | 0 | 0 | 0
F5_Commercial_Lodging_New_Food Preparation_Natural Gas_Griddle_E8 | F5 | Commercial | Lodging | New | Food Preparation | Natural Gas | Griddle | E8 | Utility - Cost of Operation | 0 | 0 | 0 | 0 | 0 | 0 | 0 | 0 | 0 | 0 | 0 | 0 | 0 | 0 | 0 | 0 | 0 | 0 | 0 | 0 | 0 | 0 | 0 | 0 | 0 | 0 | 0 | 0 | 0 | 0 | 0
F5_Commercial_Lodging_New_Food Preparation_Natural Gas_Griddle_E9 | F5 | Commercial | Lodging | New | Food Preparation | Natural Gas | Griddle | E9 | Utility - Cost of Operation | 0 | 0 | 0 | 0 | 0 | 0 | 0 | 0 | 0 | 0 | 0 | 0 | 0 | 0 | 0 | 0 | 0 | 0 | 0 | 0 | 0 | 0 | 0 | 0 | 0 | 0 | 0 | 0 | 0 | 0 | 0
F5_Commercial_Lodging_New_Food Preparation_Natural Gas_Griddle_E10 | F5 | Commercial | Lodging | New | Food Preparation | Natural Gas | Griddle | E10 | Utility - Cost of Operation | 0 | 0 | 0 | 0 | 0 | 0 | 0 | 0 | 0 | 0 | 0 | 0 | 0 | 0 | 0 | 0 | 0 | 0 | 0 | 0 | 0 | 0 | 0 | 0 | 0 | 0 | 0 | 0 | 0 | 0 | 0
F6_Commercial_Lodging_New_Food Preparation_Natural Gas_Griddle_E1 | F6 | Commercial | Lodging | New | Food Preparation | Natural Gas | Griddle | E1 | Utility - Value of Sales | 0.057368 | 0.058253 | 0.058896 | 0.058568 | 0.058627 | 0.05526 | 0.052475 | 0.050921 | 0.050276 | 0.052139 | 0.054587 | 0.057144 | 0.052481 | 0.055593 | 0.055783 | 0.055505 | 0.055556 | 0.055727 | 0.054662 | 0.055304 | 0.055738 | 0.056347 | 0.057131 | 0.028653 | 0.028094 | 0.027568 | 0.027071 | 0.026599 | 0.026146 | 0.02571 | 0.025288
F6_Commercial_Lodging_New_Food Preparation_Natural Gas_Griddle_E2 | F6 | Commercial | Lodging | New | Food Preparation | Natural Gas | Griddle | E2 | Utility - Value of Sales | 0.049547 | 0.050311 | 0.050867 | 0.050583 | 0.050635 | 0.047726 | 0.045321 | 0.043978 | 0.043421 | 0.045031 | 0.047145 | 0.049353 | 0.045326 | 0.048014 | 0.048178 | 0.047938 | 0.047982 | 0.048129 | 0.04721 | 0.047765 | 0.048139 | 0.048665 | 0.049342 | 0.024747 | 0.024264 | 0.02381 | 0.023381 | 0.022972 | 0.022581 | 0.022205 | 0.02184
F6_Commercial_Lodging_New_Food Preparation_Natural Gas_Griddle_E3 | F6 | Commercial | Lodging | New | Food Preparation | Natural Gas | Griddle | E3 | Utility - Value of Sales | 0 | 0 | 0 | 0 | 0 | 0 | 0 | 0 | 0 | 0 | 0 | 0 | 0 | 0 | 0 | 0 | 0 | 0 | 0 | 0 | 0 | 0 | 0 | 0 | 0 | 0 | 0 | 0 | 0 | 0 | 0
F6_Commercial_Lodging_New_Food Preparation_Natural Gas_Griddle_E4 | F6 | Commercial | Lodging | New | Food Preparation | Natural Gas | Griddle | E4 | Utility - Value of Sales | 0 | 0 | 0 | 0 | 0 | 0 | 0 | 0 | 0 | 0 | 0 | 0 | 0 | 0 | 0 | 0 | 0 | 0 | 0 | 0 | 0 | 0 | 0 | 0 | 0 | 0 | 0 | 0 | 0 | 0 | 0
F6_Commercial_Lodging_New_Food Preparation_Natural Gas_Griddle_E5 | F6 | Commercial | Lodging | New | Food Preparation | Natural Gas | Griddle | E5 | Utility - Value of Sales | 0 | 0 | 0 | 0 | 0 | 0 | 0 | 0 | 0 | 0 | 0 | 0 | 0 | 0 | 0 | 0 | 0 | 0 | 0 | 0 | 0 | 0 | 0 | 0 | 0 | 0 | 0 | 0 | 0 | 0 | 0
F6_Commercial_Lodging_New_Food Preparation_Natural Gas_Griddle_E6 | F6 | Commercial | Lodging | New | Food Preparation | Natural Gas | Griddle | E6 | Utility - Value of Sales | 0 | 0 | 0 | 0 | 0 | 0 | 0 | 0 | 0 | 0 | 0 | 0 | 0 | 0 | 0 | 0 | 0 | 0 | 0 | 0 | 0 | 0 | 0 | 0 | 0 | 0 | 0 | 0 | 0 | 0 | 0
F6_Commercial_Lodging_New_Food Preparation_Natural Gas_Griddle_E7 | F6 | Commercial | Lodging | New | Food Preparation | Natural Gas | Griddle | E7 | Utility - Value of Sales | 0 | 0 | 0 | 0 | 0 | 0 | 0 | 0 | 0 | 0 | 0 | 0 | 0 | 0 | 0 | 0 | 0 | 0 | 0 | 0 | 0 | 0 | 0 | 0 | 0 | 0 | 0 | 0 | 0 | 0 | 0
F6_Commercial_Lodging_New_Food Preparation_Natural Gas_Griddle_E8 | F6 | Commercial | Lodging | New | Food Preparation | Natural Gas | Griddle | E8 | Utility - Value of Sales | 0 | 0 | 0 | 0 | 0 | 0 | 0 | 0 | 0 | 0 | 0 | 0 | 0 | 0 | 0 | 0 | 0 | 0 | 0 | 0 | 0 | 0 | 0 | 0 | 0 | 0 | 0 | 0 | 0 | 0 | 0
F6_Commercial_Lodging_New_Food Preparation_Natural Gas_Griddle_E9 | F6 | Commercial | Lodging | New | Food Preparation | Natural Gas | Griddle | E9 | Utility - Value of Sales | 0 | 0 | 0 | 0 | 0 | 0 | 0 | 0 | 0 | 0 | 0 | 0 | 0 | 0 | 0 | 0 | 0 | 0 | 0 | 0 | 0 | 0 | 0 | 0 | 0 | 0 | 0 | 0 | 0 | 0 | 0
F6_Commercial_Lodging_New_Food Preparation_Natural Gas_Griddle_E10 | F6 | Commercial | Lodging | New | Food Preparation | Natural Gas | Griddle | E10 | Utility - Value of Sales | 0 | 0 | 0 | 0 | 0 | 0 | 0 | 0 | 0 | 0 | 0 | 0 | 0 | 0 | 0 | 0 | 0 | 0 | 0 | 0 | 0 | 0 | 0 | 0 | 0 | 0 | 0 | 0 | 0 | 0 | 0
F1_Commercial_Lodging_New_Food Preparation_Natural Gas_Range_E1 | F1 | Commercial | Lodging | New | Food Preparation | Natural Gas | Range | E1 | Participant - Cost of Equipment | 0.046604 | 0.046604 | 0.046604 | 0.046604 | 0.046604 | 0.046604 | 0.046604 | 0.046604 | 0.046604 | 0.046604 | 0.046604 | 0.046604 | 0.046604 | 0.046604 | 0.046604 | 0.046604 | 0.046604 | 0.046604 | 0.046604 | 0.046604 | 0.046604 | 0.046604 | 0.046604 | 0.046604 | 0.046604 | 0.046604 | 0.046604 | 0.046604 | 0.046604 | 0.046604 | 0.046604
F1_Commercial_Lodging_New_Food Preparation_Natural Gas_Range_E2 | F1 | Commercial | Lodging | New | Food Preparation | Natural Gas | Range | E2 | Participant - Cost of Equipment | 0.04661 | 0.04661 | 0.04661 | 0.04661 | 0.04661 | 0.04661 | 0.04661 | 0.04661 | 0.04661 | 0.04661 | 0.04661 | 0.04661 | 0.04661 | 0.04661 | 0.04661 | 0.04661 | 0.04661 | 0.04661 | 0.04661 | 0.04661 | 0.04661 | 0.04661 | 0.04661 | 0.04661 | 0.04661 | 0.04661 | 0.04661 | 0.04661 | 0.04661 | 0.04661 | 0.04661
F1_Commercial_Lodging_New_Food Preparation_Natural Gas_Range_E3 | F1 | Commercial | Lodging | New | Food Preparation | Natural Gas | Range | E3 | Participant - Cost of Equipment | 0 | 0 | 0 | 0 | 0 | 0 | 0 | 0 | 0 | 0 | 0 | 0 | 0 | 0 | 0 | 0 | 0 | 0 | 0 | 0 | 0 | 0 | 0 | 0 | 0 | 0 | 0 | 0 | 0 | 0 | 0
F1_Commercial_Lodging_New_Food Preparation_Natural Gas_Range_E4 | F1 | Commercial | Lodging | New | Food Preparation | Natural Gas | Range | E4 | Participant - Cost of Equipment | 0 | 0 | 0 | 0 | 0 | 0 | 0 | 0 | 0 | 0 | 0 | 0 | 0 | 0 | 0 | 0 | 0 | 0 | 0 | 0 | 0 | 0 | 0 | 0 | 0 | 0 | 0 | 0 | 0 | 0 | 0
F1_Commercial_Lodging_New_Food Preparation_Natural Gas_Range_E5 | F1 | Commercial | Lodging | New | Food Preparation | Natural Gas | Range | E5 | Participant - Cost of Equipment | 0 | 0 | 0 | 0 | 0 | 0 | 0 | 0 | 0 | 0 | 0 | 0 | 0 | 0 | 0 | 0 | 0 | 0 | 0 | 0 | 0 | 0 | 0 | 0 | 0 | 0 | 0 | 0 | 0 | 0 | 0
F1_Commercial_Lodging_New_Food Preparation_Natural Gas_Range_E6 | F1 | Commercial | Lodging | New | Food Preparation | Natural Gas | Range | E6 | Participant - Cost of Equipment | 0 | 0 | 0 | 0 | 0 | 0 | 0 | 0 | 0 | 0 | 0 | 0 | 0 | 0 | 0 | 0 | 0 | 0 | 0 | 0 | 0 | 0 | 0 | 0 | 0 | 0 | 0 | 0 | 0 | 0 | 0
F1_Commercial_Lodging_New_Food Preparation_Natural Gas_Range_E7 | F1 | Commercial | Lodging | New | Food Preparation | Natural Gas | Range | E7 | Participant - Cost of Equipment | 0 | 0 | 0 | 0 | 0 | 0 | 0 | 0 | 0 | 0 | 0 | 0 | 0 | 0 | 0 | 0 | 0 | 0 | 0 | 0 | 0 | 0 | 0 | 0 | 0 | 0 | 0 | 0 | 0 | 0 | 0
F1_Commercial_Lodging_New_Food Preparation_Natural Gas_Range_E8 | F1 | Commercial | Lodging | New | Food Preparation | Natural Gas | Range | E8 | Participant - Cost of Equipment | 0 | 0 | 0 | 0 | 0 | 0 | 0 | 0 | 0 | 0 | 0 | 0 | 0 | 0 | 0 | 0 | 0 | 0 | 0 | 0 | 0 | 0 | 0 | 0 | 0 | 0 | 0 | 0 | 0 | 0 | 0
F1_Commercial_Lodging_New_Food Preparation_Natural Gas_Range_E9 | F1 | Commercial | Lodging | New | Food Preparation | Natural Gas | Range | E9 | Participant - Cost of Equipment | 0 | 0 | 0 | 0 | 0 | 0 | 0 | 0 | 0 | 0 | 0 | 0 | 0 | 0 | 0 | 0 | 0 | 0 | 0 | 0 | 0 | 0 | 0 | 0 | 0 | 0 | 0 | 0 | 0 | 0 | 0
F1_Commercial_Lodging_New_Food Preparation_Natural Gas_Range_E10 | F1 | Commercial | Lodging | New | Food Preparation | Natural Gas | Range | E10 | Participant - Cost of Equipment | 0 | 0 | 0 | 0 | 0 | 0 | 0 | 0 | 0 | 0 | 0 | 0 | 0 | 0 | 0 | 0 | 0 | 0 | 0 | 0 | 0 | 0 | 0 | 0 | 0 | 0 | 0 | 0 | 0 | 0 | 0
F2_Commercial_Lodging_New_Food Preparation_Natural Gas_Range_E1 | F2 | Commercial | Lodging | New | Food Preparation | Natural Gas | Range | E1 | Participant - Cost of Operation | 0.066575 | 0.067895 | 0.068838 | 0.069862 | 0.071331 | 0.06683 | 0.063313 | 0.061463 | 0.060798 | 0.059779 | 0.05909 | 0.062221 | 0.055685 | 0.05952 | 0.064441 | 0.069225 | 0.069403 | 0.069735 | 0.068402 | 0.069353 | 0.070018 | 0.070916 | 0.072045 | 0.033937 | 0.03326 | 0.032626 | 0.032029 | 0.031464 | 0.030923 | 0.030404 | 0.029902
F2_Commercial_Lodging_New_Food Preparation_Natural Gas_Range_E2 | F2 | Commercial | Lodging | New | Food Preparation | Natural Gas | Range | E2 | Participant - Cost of Operation | 0.049931 | 0.050921 | 0.051629 | 0.052396 | 0.053498 | 0.050123 | 0.047484 | 0.046097 | 0.045599 | 0.044834 | 0.044318 | 0.046666 | 0.041764 | 0.04464 | 0.048331 | 0.051919 | 0.052052 | 0.052301 | 0.051302 | 0.052015 | 0.052513 | 0.053187 | 0.054033 | 0.025452 | 0.024945 | 0.024469 | 0.024022 | 0.023598 | 0.023193 | 0.022803 | 0.022427
F2_Commercial_Lodging_New_Food Preparation_Natural Gas_Range_E3 | F2 | Commercial | Lodging | New | Food Preparation | Natural Gas | Range | E3 | Participant - Cost of Operation | 0 | 0 | 0 | 0 | 0 | 0 | 0 | 0 | 0 | 0 | 0 | 0 | 0 | 0 | 0 | 0 | 0 | 0 | 0 | 0 | 0 | 0 | 0 | 0 | 0 | 0 | 0 | 0 | 0 | 0 | 0
F2_Commercial_Lodging_New_Food Preparation_Natural Gas_Range_E4 | F2 | Commercial | Lodging | New | Food Preparation | Natural Gas | Range | E4 | Participant - Cost of Operation | 0 | 0 | 0 | 0 | 0 | 0 | 0 | 0 | 0 | 0 | 0 | 0 | 0 | 0 | 0 | 0 | 0 | 0 | 0 | 0 | 0 | 0 | 0 | 0 | 0 | 0 | 0 | 0 | 0 | 0 | 0
F2_Commercial_Lodging_New_Food Preparation_Natural Gas_Range_E5 | F2 | Commercial | Lodging | New | Food Preparation | Natural Gas | Range | E5 | Participant - Cost of Operation | 0 | 0 | 0 | 0 | 0 | 0 | 0 | 0 | 0 | 0 | 0 | 0 | 0 | 0 | 0 | 0 | 0 | 0 | 0 | 0 | 0 | 0 | 0 | 0 | 0 | 0 | 0 | 0 | 0 | 0 | 0
F2_Commercial_Lodging_New_Food Preparation_Natural Gas_Range_E6 | F2 | Commercial | Lodging | New | Food Preparation | Natural Gas | Range | E6 | Participant - Cost of Operation | 0 | 0 | 0 | 0 | 0 | 0 | 0 | 0 | 0 | 0 | 0 | 0 | 0 | 0 | 0 | 0 | 0 | 0 | 0 | 0 | 0 | 0 | 0 | 0 | 0 | 0 | 0 | 0 | 0 | 0 | 0
F2_Commercial_Lodging_New_Food Preparation_Natural Gas_Range_E7 | F2 | Commercial | Lodging | New | Food Preparation | Natural Gas | Range | E7 | Participant - Cost of Operation | 0 | 0 | 0 | 0 | 0 | 0 | 0 | 0 | 0 | 0 | 0 | 0 | 0 | 0 | 0 | 0 | 0 | 0 | 0 | 0 | 0 | 0 | 0 | 0 | 0 | 0 | 0 | 0 | 0 | 0 | 0
F2_Commercial_Lodging_New_Food Preparation_Natural Gas_Range_E8 | F2 | Commercial | Lodging | New | Food Preparation | Natural Gas | Range | E8 | Participant - Cost of Operation | 0 | 0 | 0 | 0 | 0 | 0 | 0 | 0 | 0 | 0 | 0 | 0 | 0 | 0 | 0 | 0 | 0 | 0 | 0 | 0 | 0 | 0 | 0 | 0 | 0 | 0 | 0 | 0 | 0 | 0 | 0
F2_Commercial_Lodging_New_Food Preparation_Natural Gas_Range_E9 | F2 | Commercial | Lodging | New | Food Preparation | Natural Gas | Range | E9 | Participant - Cost of Operation | 0 | 0 | 0 | 0 | 0 | 0 | 0 | 0 | 0 | 0 | 0 | 0 | 0 | 0 | 0 | 0 | 0 | 0 | 0 | 0 | 0 | 0 | 0 | 0 | 0 | 0 | 0 | 0 | 0 | 0 | 0
F2_Commercial_Lodging_New_Food Preparation_Natural Gas_Range_E10 | F2 | Commercial | Lodging | New | Food Preparation | Natural Gas | Range | E10 | Participant - Cost of Operation | 0 | 0 | 0 | 0 | 0 | 0 | 0 | 0 | 0 | 0 | 0 | 0 | 0 | 0 | 0 | 0 | 0 | 0 | 0 | 0 | 0 | 0 | 0 | 0 | 0 | 0 | 0 | 0 | 0 | 0 | 0
F3_Commercial_Lodging_New_Food Preparation_Natural Gas_Range_E1 | F3 | Commercial | Lodging | New | Food Preparation | Natural Gas | Range | E1 | System - kBTUs of Conusmption | 5.571 | 5.5844 | 5.5759 | 5.57 | 5.57 | 5.57 | 5.57 | 5.57 | 5.57 | 5.57 | 5.57 | 5.57 | 5.57 | 5.57 | 5.57 | 5.57 | 5.57 | 5.57 | 5.57 | 5.57 | 5.57 | 5.57 | 5.57 | 5.57 | 5.57 | 5.57 | 5.57 | 5.57 | 5.57 | 5.57 | 5.57
F3_Commercial_Lodging_New_Food Preparation_Natural Gas_Range_E2 | F3 | Commercial | Lodging | New | Food Preparation | Natural Gas | Range | E2 | System - kBTUs of Conusmption | 4.1783 | 4.1883 | 4.1819 | 4.1775 | 4.1775 | 4.1775 | 4.1775 | 4.1775 | 4.1775 | 4.1775 | 4.1775 | 4.1775 | 4.1775 | 4.1775 | 4.1775 | 4.1775 | 4.1775 | 4.1775 | 4.1775 | 4.1775 | 4.1775 | 4.1775 | 4.1775 | 4.1775 | 4.1775 | 4.1775 | 4.1775 | 4.1775 | 4.1775 | 4.1775 | 4.1775
F3_Commercial_Lodging_New_Food Preparation_Natural Gas_Range_E3 | F3 | Commercial | Lodging | New | Food Preparation | Natural Gas | Range | E3 | System - kBTUs of Conusmption | 0 | 0 | 0 | 0 | 0 | 0 | 0 | 0 | 0 | 0 | 0 | 0 | 0 | 0 | 0 | 0 | 0 | 0 | 0 | 0 | 0 | 0 | 0 | 0 | 0 | 0 | 0 | 0 | 0 | 0 | 0
F3_Commercial_Lodging_New_Food Preparation_Natural Gas_Range_E4 | F3 | Commercial | Lodging | New | Food Preparation | Natural Gas | Range | E4 | System - kBTUs of Conusmption | 0 | 0 | 0 | 0 | 0 | 0 | 0 | 0 | 0 | 0 | 0 | 0 | 0 | 0 | 0 | 0 | 0 | 0 | 0 | 0 | 0 | 0 | 0 | 0 | 0 | 0 | 0 | 0 | 0 | 0 | 0
F3_Commercial_Lodging_New_Food Preparation_Natural Gas_Range_E5 | F3 | Commercial | Lodging | New | Food Preparation | Natural Gas | Range | E5 | System - kBTUs of Conusmption | 0 | 0 | 0 | 0 | 0 | 0 | 0 | 0 | 0 | 0 | 0 | 0 | 0 | 0 | 0 | 0 | 0 | 0 | 0 | 0 | 0 | 0 | 0 | 0 | 0 | 0 | 0 | 0 | 0 | 0 | 0
F3_Commercial_Lodging_New_Food Preparation_Natural Gas_Range_E6 | F3 | Commercial | Lodging | New | Food Preparation | Natural Gas | Range | E6 | System - kBTUs of Conusmption | 0 | 0 | 0 | 0 | 0 | 0 | 0 | 0 | 0 | 0 | 0 | 0 | 0 | 0 | 0 | 0 | 0 | 0 | 0 | 0 | 0 | 0 | 0 | 0 | 0 | 0 | 0 | 0 | 0 | 0 | 0
F3_Commercial_Lodging_New_Food Preparation_Natural Gas_Range_E7 | F3 | Commercial | Lodging | New | Food Preparation | Natural Gas | Range | E7 | System - kBTUs of Conusmption | 0 | 0 | 0 | 0 | 0 | 0 | 0 | 0 | 0 | 0 | 0 | 0 | 0 | 0 | 0 | 0 | 0 | 0 | 0 | 0 | 0 | 0 | 0 | 0 | 0 | 0 | 0 | 0 | 0 | 0 | 0
F3_Commercial_Lodging_New_Food Preparation_Natural Gas_Range_E8 | F3 | Commercial | Lodging | New | Food Preparation | Natural Gas | Range | E8 | System - kBTUs of Conusmption | 0 | 0 | 0 | 0 | 0 | 0 | 0 | 0 | 0 | 0 | 0 | 0 | 0 | 0 | 0 | 0 | 0 | 0 | 0 | 0 | 0 | 0 | 0 | 0 | 0 | 0 | 0 | 0 | 0 | 0 | 0
F3_Commercial_Lodging_New_Food Preparation_Natural Gas_Range_E9 | F3 | Commercial | Lodging | New | Food Preparation | Natural Gas | Range | E9 | System - kBTUs of Conusmption | 0 | 0 | 0 | 0 | 0 | 0 | 0 | 0 | 0 | 0 | 0 | 0 | 0 | 0 | 0 | 0 | 0 | 0 | 0 | 0 | 0 | 0 | 0 | 0 | 0 | 0 | 0 | 0 | 0 | 0 | 0
F3_Commercial_Lodging_New_Food Preparation_Natural Gas_Range_E10 | F3 | Commercial | Lodging | New | Food Preparation | Natural Gas | Range | E10 | System - kBTUs of Conusmption | 0 | 0 | 0 | 0 | 0 | 0 | 0 | 0 | 0 | 0 | 0 | 0 | 0 | 0 | 0 | 0 | 0 | 0 | 0 | 0 | 0 | 0 | 0 | 0 | 0 | 0 | 0 | 0 | 0 | 0 | 0
F4_Commercial_Lodging_New_Food Preparation_Natural Gas_Range_E1 | F4 | Commercial | Lodging | New | Food Preparation | Natural Gas | Range | E1 | Utility - Cost of Equipment | 0.046604 | 0.046604 | 0.046604 | 0.046604 | 0.046604 | 0.046604 | 0.046604 | 0.046604 | 0.046604 | 0.046604 | 0.046604 | 0.046604 | 0.046604 | 0.046604 | 0.046604 | 0.046604 | 0.046604 | 0.046604 | 0.046604 | 0.046604 | 0.046604 | 0.046604 | 0.046604 | 0.046604 | 0.046604 | 0.046604 | 0.046604 | 0.046604 | 0.046604 | 0.046604 | 0.046604
F4_Commercial_Lodging_New_Food Preparation_Natural Gas_Range_E2 | F4 | Commercial | Lodging | New | Food Preparation | Natural Gas | Range | E2 | Utility - Cost of Equipment | 0.04661 | 0.04661 | 0.04661 | 0.04661 | 0.04661 | 0.04661 | 0.04661 | 0.04661 | 0.04661 | 0.04661 | 0.04661 | 0.04661 | 0.04661 | 0.04661 | 0.04661 | 0.04661 | 0.04661 | 0.04661 | 0.04661 | 0.04661 | 0.04661 | 0.04661 | 0.04661 | 0.04661 | 0.04661 | 0.04661 | 0.04661 | 0.04661 | 0.04661 | 0.04661 | 0.04661
F4_Commercial_Lodging_New_Food Preparation_Natural Gas_Range_E3 | F4 | Commercial | Lodging | New | Food Preparation | Natural Gas | Range | E3 | Utility - Cost of Equipment | 0 | 0 | 0 | 0 | 0 | 0 | 0 | 0 | 0 | 0 | 0 | 0 | 0 | 0 | 0 | 0 | 0 | 0 | 0 | 0 | 0 | 0 | 0 | 0 | 0 | 0 | 0 | 0 | 0 | 0 | 0
F4_Commercial_Lodging_New_Food Preparation_Natural Gas_Range_E4 | F4 | Commercial | Lodging | New | Food Preparation | Natural Gas | Range | E4 | Utility - Cost of Equipment | 0 | 0 | 0 | 0 | 0 | 0 | 0 | 0 | 0 | 0 | 0 | 0 | 0 | 0 | 0 | 0 | 0 | 0 | 0 | 0 | 0 | 0 | 0 | 0 | 0 | 0 | 0 | 0 | 0 | 0 | 0
F4_Commercial_Lodging_New_Food Preparation_Natural Gas_Range_E5 | F4 | Commercial | Lodging | New | Food Preparation | Natural Gas | Range | E5 | Utility - Cost of Equipment | 0 | 0 | 0 | 0 | 0 | 0 | 0 | 0 | 0 | 0 | 0 | 0 | 0 | 0 | 0 | 0 | 0 | 0 | 0 | 0 | 0 | 0 | 0 | 0 | 0 | 0 | 0 | 0 | 0 | 0 | 0
F4_Commercial_Lodging_New_Food Preparation_Natural Gas_Range_E6 | F4 | Commercial | Lodging | New | Food Preparation | Natural Gas | Range | E6 | Utility - Cost of Equipment | 0 | 0 | 0 | 0 | 0 | 0 | 0 | 0 | 0 | 0 | 0 | 0 | 0 | 0 | 0 | 0 | 0 | 0 | 0 | 0 | 0 | 0 | 0 | 0 | 0 | 0 | 0 | 0 | 0 | 0 | 0
F4_Commercial_Lodging_New_Food Preparation_Natural Gas_Range_E7 | F4 | Commercial | Lodging | New | Food Preparation | Natural Gas | Range | E7 | Utility - Cost of Equipment | 0 | 0 | 0 | 0 | 0 | 0 | 0 | 0 | 0 | 0 | 0 | 0 | 0 | 0 | 0 | 0 | 0 | 0 | 0 | 0 | 0 | 0 | 0 | 0 | 0 | 0 | 0 | 0 | 0 | 0 | 0
F4_Commercial_Lodging_New_Food Preparation_Natural Gas_Range_E8 | F4 | Commercial | Lodging | New | Food Preparation | Natural Gas | Range | E8 | Utility - Cost of Equipment | 0 | 0 | 0 | 0 | 0 | 0 | 0 | 0 | 0 | 0 | 0 | 0 | 0 | 0 | 0 | 0 | 0 | 0 | 0 | 0 | 0 | 0 | 0 | 0 | 0 | 0 | 0 | 0 | 0 | 0 | 0
F4_Commercial_Lodging_New_Food Preparation_Natural Gas_Range_E9 | F4 | Commercial | Lodging | New | Food Preparation | Natural Gas | Range | E9 | Utility - Cost of Equipment | 0 | 0 | 0 | 0 | 0 | 0 | 0 | 0 | 0 | 0 | 0 | 0 | 0 | 0 | 0 | 0 | 0 | 0 | 0 | 0 | 0 | 0 | 0 | 0 | 0 | 0 | 0 | 0 | 0 | 0 | 0
F4_Commercial_Lodging_New_Food Preparation_Natural Gas_Range_E10 | F4 | Commercial | Lodging | New | Food Preparation | Natural Gas | Range | E10 | Utility - Cost of Equipment | 0 | 0 | 0 | 0 | 0 | 0 | 0 | 0 | 0 | 0 | 0 | 0 | 0 | 0 | 0 | 0 | 0 | 0 | 0 | 0 | 0 | 0 | 0 | 0 | 0 | 0 | 0 | 0 | 0 | 0 | 0
F5_Commercial_Lodging_New_Food Preparation_Natural Gas_Range_E1 | F5 | Commercial | Lodging | New | Food Preparation | Natural Gas | Range | E1 | Utility - Cost of Operation | 0.055569 | 0.05667 | 0.057458 | 0.058312 | 0.059539 | 0.055782 | 0.052846 | 0.051302 | 0.050747 | 0.049896 | 0.049322 | 0.051935 | 0.04648 | 0.04968 | 0.053788 | 0.05778 | 0.057929 | 0.058206 | 0.057094 | 0.057887 | 0.058443 | 0.059192 | 0.060134 | 0.028326 | 0.027761 | 0.027232 | 0.026734 | 0.026262 | 0.025811 | 0.025378 | 0.024959
F5_Commercial_Lodging_New_Food Preparation_Natural Gas_Range_E2 | F5 | Commercial | Lodging | New | Food Preparation | Natural Gas | Range | E2 | Utility - Cost of Operation | 0.041677 | 0.042503 | 0.043094 | 0.043734 | 0.044654 | 0.041836 | 0.039634 | 0.038476 | 0.03806 | 0.037422 | 0.036991 | 0.038951 | 0.03486 | 0.03726 | 0.040341 | 0.043335 | 0.043447 | 0.043655 | 0.04282 | 0.043415 | 0.043832 | 0.044394 | 0.045101 | 0.021245 | 0.020821 | 0.020424 | 0.020051 | 0.019697 | 0.019358 | 0.019033 | 0.018719
F5_Commercial_Lodging_New_Food Preparation_Natural Gas_Range_E3 | F5 | Commercial | Lodging | New | Food Preparation | Natural Gas | Range | E3 | Utility - Cost of Operation | 0 | 0 | 0 | 0 | 0 | 0 | 0 | 0 | 0 | 0 | 0 | 0 | 0 | 0 | 0 | 0 | 0 | 0 | 0 | 0 | 0 | 0 | 0 | 0 | 0 | 0 | 0 | 0 | 0 | 0 | 0
F5_Commercial_Lodging_New_Food Preparation_Natural Gas_Range_E4 | F5 | Commercial | Lodging | New | Food Preparation | Natural Gas | Range | E4 | Utility - Cost of Operation | 0 | 0 | 0 | 0 | 0 | 0 | 0 | 0 | 0 | 0 | 0 | 0 | 0 | 0 | 0 | 0 | 0 | 0 | 0 | 0 | 0 | 0 | 0 | 0 | 0 | 0 | 0 | 0 | 0 | 0 | 0
F5_Commercial_Lodging_New_Food Preparation_Natural Gas_Range_E5 | F5 | Commercial | Lodging | New | Food Preparation | Natural Gas | Range | E5 | Utility - Cost of Operation | 0 | 0 | 0 | 0 | 0 | 0 | 0 | 0 | 0 | 0 | 0 | 0 | 0 | 0 | 0 | 0 | 0 | 0 | 0 | 0 | 0 | 0 | 0 | 0 | 0 | 0 | 0 | 0 | 0 | 0 | 0
F5_Commercial_Lodging_New_Food Preparation_Natural Gas_Range_E6 | F5 | Commercial | Lodging | New | Food Preparation | Natural Gas | Range | E6 | Utility - Cost of Operation | 0 | 0 | 0 | 0 | 0 | 0 | 0 | 0 | 0 | 0 | 0 | 0 | 0 | 0 | 0 | 0 | 0 | 0 | 0 | 0 | 0 | 0 | 0 | 0 | 0 | 0 | 0 | 0 | 0 | 0 | 0
F5_Commercial_Lodging_New_Food Preparation_Natural Gas_Range_E7 | F5 | Commercial | Lodging | New | Food Preparation | Natural Gas | Range | E7 | Utility - Cost of Operation | 0 | 0 | 0 | 0 | 0 | 0 | 0 | 0 | 0 | 0 | 0 | 0 | 0 | 0 | 0 | 0 | 0 | 0 | 0 | 0 | 0 | 0 | 0 | 0 | 0 | 0 | 0 | 0 | 0 | 0 | 0
F5_Commercial_Lodging_New_Food Preparation_Natural Gas_Range_E8 | F5 | Commercial | Lodging | New | Food Preparation | Natural Gas | Range | E8 | Utility - Cost of Operation | 0 | 0 | 0 | 0 | 0 | 0 | 0 | 0 | 0 | 0 | 0 | 0 | 0 | 0 | 0 | 0 | 0 | 0 | 0 | 0 | 0 | 0 | 0 | 0 | 0 | 0 | 0 | 0 | 0 | 0 | 0
F5_Commercial_Lodging_New_Food Preparation_Natural Gas_Range_E9 | F5 | Commercial | Lodging | New | Food Preparation | Natural Gas | Range | E9 | Utility - Cost of Operation | 0 | 0 | 0 | 0 | 0 | 0 | 0 | 0 | 0 | 0 | 0 | 0 | 0 | 0 | 0 | 0 | 0 | 0 | 0 | 0 | 0 | 0 | 0 | 0 | 0 | 0 | 0 | 0 | 0 | 0 | 0
F5_Commercial_Lodging_New_Food Preparation_Natural Gas_Range_E10 | F5 | Commercial | Lodging | New | Food Preparation | Natural Gas | Range | E10 | Utility - Cost of Operation | 0 | 0 | 0 | 0 | 0 | 0 | 0 | 0 | 0 | 0 | 0 | 0 | 0 | 0 | 0 | 0 | 0 | 0 | 0 | 0 | 0 | 0 | 0 | 0 | 0 | 0 | 0 | 0 | 0 | 0 | 0
F6_Commercial_Lodging_New_Food Preparation_Natural Gas_Range_E1 | F6 | Commercial | Lodging | New | Food Preparation | Natural Gas | Range | E1 | Utility - Value of Sales | 0.066575 | 0.067895 | 0.068838 | 0.069862 | 0.071331 | 0.06683 | 0.063313 | 0.061463 | 0.060798 | 0.059779 | 0.05909 | 0.062221 | 0.055685 | 0.05952 | 0.064441 | 0.069225 | 0.069403 | 0.069735 | 0.068402 | 0.069353 | 0.070018 | 0.070916 | 0.072045 | 0.033937 | 0.03326 | 0.032626 | 0.032029 | 0.031464 | 0.030923 | 0.030404 | 0.029902
F6_Commercial_Lodging_New_Food Preparation_Natural Gas_Range_E2 | F6 | Commercial | Lodging | New | Food Preparation | Natural Gas | Range | E2 | Utility - Value of Sales | 0.049931 | 0.050921 | 0.051629 | 0.052396 | 0.053498 | 0.050123 | 0.047484 | 0.046097 | 0.045599 | 0.044834 | 0.044318 | 0.046666 | 0.041764 | 0.04464 | 0.048331 | 0.051919 | 0.052052 | 0.052301 | 0.051302 | 0.052015 | 0.052513 | 0.053187 | 0.054033 | 0.025452 | 0.024945 | 0.024469 | 0.024022 | 0.023598 | 0.023193 | 0.022803 | 0.022427
F6_Commercial_Lodging_New_Food Preparation_Natural Gas_Range_E3 | F6 | Commercial | Lodging | New | Food Preparation | Natural Gas | Range | E3 | Utility - Value of Sales | 0 | 0 | 0 | 0 | 0 | 0 | 0 | 0 | 0 | 0 | 0 | 0 | 0 | 0 | 0 | 0 | 0 | 0 | 0 | 0 | 0 | 0 | 0 | 0 | 0 | 0 | 0 | 0 | 0 | 0 | 0
F6_Commercial_Lodging_New_Food Preparation_Natural Gas_Range_E4 | F6 | Commercial | Lodging | New | Food Preparation | Natural Gas | Range | E4 | Utility - Value of Sales | 0 | 0 | 0 | 0 | 0 | 0 | 0 | 0 | 0 | 0 | 0 | 0 | 0 | 0 | 0 | 0 | 0 | 0 | 0 | 0 | 0 | 0 | 0 | 0 | 0 | 0 | 0 | 0 | 0 | 0 | 0
F6_Commercial_Lodging_New_Food Preparation_Natural Gas_Range_E5 | F6 | Commercial | Lodging | New | Food Preparation | Natural Gas | Range | E5 | Utility - Value of Sales | 0 | 0 | 0 | 0 | 0 | 0 | 0 | 0 | 0 | 0 | 0 | 0 | 0 | 0 | 0 | 0 | 0 | 0 | 0 | 0 | 0 | 0 | 0 | 0 | 0 | 0 | 0 | 0 | 0 | 0 | 0
F6_Commercial_Lodging_New_Food Preparation_Natural Gas_Range_E6 | F6 | Commercial | Lodging | New | Food Preparation | Natural Gas | Range | E6 | Utility - Value of Sales | 0 | 0 | 0 | 0 | 0 | 0 | 0 | 0 | 0 | 0 | 0 | 0 | 0 | 0 | 0 | 0 | 0 | 0 | 0 | 0 | 0 | 0 | 0 | 0 | 0 | 0 | 0 | 0 | 0 | 0 | 0
F6_Commercial_Lodging_New_Food Preparation_Natural Gas_Range_E7 | F6 | Commercial | Lodging | New | Food Preparation | Natural Gas | Range | E7 | Utility - Value of Sales | 0 | 0 | 0 | 0 | 0 | 0 | 0 | 0 | 0 | 0 | 0 | 0 | 0 | 0 | 0 | 0 | 0 | 0 | 0 | 0 | 0 | 0 | 0 | 0 | 0 | 0 | 0 | 0 | 0 | 0 | 0
F6_Commercial_Lodging_New_Food Preparation_Natural Gas_Range_E8 | F6 | Commercial | Lodging | New | Food Preparation | Natural Gas | Range | E8 | Utility - Value of Sales | 0 | 0 | 0 | 0 | 0 | 0 | 0 | 0 | 0 | 0 | 0 | 0 | 0 | 0 | 0 | 0 | 0 | 0 | 0 | 0 | 0 | 0 | 0 | 0 | 0 | 0 | 0 | 0 | 0 | 0 | 0
F6_Commercial_Lodging_New_Food Preparation_Natural Gas_Range_E9 | F6 | Commercial | Lodging | New | Food Preparation | Natural Gas | Range | E9 | Utility - Value of Sales | 0 | 0 | 0 | 0 | 0 | 0 | 0 | 0 | 0 | 0 | 0 | 0 | 0 | 0 | 0 | 0 | 0 | 0 | 0 | 0 | 0 | 0 | 0 | 0 | 0 | 0 | 0 | 0 | 0 | 0 | 0
F6_Commercial_Lodging_New_Food Preparation_Natural Gas_Range_E10 | F6 | Commercial | Lodging | New | Food Preparation | Natural Gas | Range | E10 | Utility - Value of Sales | 0 | 0 | 0 | 0 | 0 | 0 | 0 | 0 | 0 | 0 | 0 | 0 | 0 | 0 | 0 | 0 | 0 | 0 | 0 | 0 | 0 | 0 | 0 | 0 | 0 | 0 | 0 | 0 | 0 | 0 | 0
F1_Commercial_Lodging_New_Food Preparation_Natural Gas_Steamer_E1 | F1 | Commercial | Lodging | New | Food Preparation | Natural Gas | Steamer | E1 | Participant - Cost of Equipment | 0.14261 | 0.14261 | 0.14261 | 0 | 0 | 0 | 0 | 0 | 0 | 0 | 0 | 0 | 0 | 0 | 0 | 0 | 0 | 0 | 0 | 0 | 0 | 0 | 0 | 0 | 0 | 0 | 0 | 0 | 0 | 0 | 0
F1_Commercial_Lodging_New_Food Preparation_Natural Gas_Steamer_E2 | F1 | Commercial | Lodging | New | Food Preparation | Natural Gas | Steamer | E2 | Participant - Cost of Equipment | 0.15321 | 0.15321 | 0.15321 | 0.15321 | 0.15321 | 0.15321 | 0.15321 | 0.15321 | 0.15321 | 0.15321 | 0.15321 | 0.15321 | 0.15321 | 0.15321 | 0.15321 | 0.15321 | 0.15321 | 0.15321 | 0.15321 | 0.15321 | 0.15321 | 0.15321 | 0.15321 | 0.15321 | 0.15321 | 0.15321 | 0.15321 | 0.15321 | 0.15321 | 0.15321 | 0.15321
F1_Commercial_Lodging_New_Food Preparation_Natural Gas_Steamer_E3 | F1 | Commercial | Lodging | New | Food Preparation | Natural Gas | Steamer | E3 | Participant - Cost of Equipment | 0 | 0 | 0 | 0 | 0 | 0 | 0 | 0 | 0 | 0 | 0 | 0 | 0 | 0 | 0 | 0 | 0 | 0 | 0 | 0 | 0 | 0 | 0 | 0 | 0 | 0 | 0 | 0 | 0 | 0 | 0
F1_Commercial_Lodging_New_Food Preparation_Natural Gas_Steamer_E4 | F1 | Commercial | Lodging | New | Food Preparation | Natural Gas | Steamer | E4 | Participant - Cost of Equipment | 0 | 0 | 0 | 0 | 0 | 0 | 0 | 0 | 0 | 0 | 0 | 0 | 0 | 0 | 0 | 0 | 0 | 0 | 0 | 0 | 0 | 0 | 0 | 0 | 0 | 0 | 0 | 0 | 0 | 0 | 0
F1_Commercial_Lodging_New_Food Preparation_Natural Gas_Steamer_E5 | F1 | Commercial | Lodging | New | Food Preparation | Natural Gas | Steamer | E5 | Participant - Cost of Equipment | 0 | 0 | 0 | 0 | 0 | 0 | 0 | 0 | 0 | 0 | 0 | 0 | 0 | 0 | 0 | 0 | 0 | 0 | 0 | 0 | 0 | 0 | 0 | 0 | 0 | 0 | 0 | 0 | 0 | 0 | 0
F1_Commercial_Lodging_New_Food Preparation_Natural Gas_Steamer_E6 | F1 | Commercial | Lodging | New | Food Preparation | Natural Gas | Steamer | E6 | Participant - Cost of Equipment | 0 | 0 | 0 | 0 | 0 | 0 | 0 | 0 | 0 | 0 | 0 | 0 | 0 | 0 | 0 | 0 | 0 | 0 | 0 | 0 | 0 | 0 | 0 | 0 | 0 | 0 | 0 | 0 | 0 | 0 | 0
F1_Commercial_Lodging_New_Food Preparation_Natural Gas_Steamer_E7 | F1 | Commercial | Lodging | New | Food Preparation | Natural Gas | Steamer | E7 | Participant - Cost of Equipment | 0 | 0 | 0 | 0 | 0 | 0 | 0 | 0 | 0 | 0 | 0 | 0 | 0 | 0 | 0 | 0 | 0 | 0 | 0 | 0 | 0 | 0 | 0 | 0 | 0 | 0 | 0 | 0 | 0 | 0 | 0
F1_Commercial_Lodging_New_Food Preparation_Natural Gas_Steamer_E8 | F1 | Commercial | Lodging | New | Food Preparation | Natural Gas | Steamer | E8 | Participant - Cost of Equipment | 0 | 0 | 0 | 0 | 0 | 0 | 0 | 0 | 0 | 0 | 0 | 0 | 0 | 0 | 0 | 0 | 0 | 0 | 0 | 0 | 0 | 0 | 0 | 0 | 0 | 0 | 0 | 0 | 0 | 0 | 0
F1_Commercial_Lodging_New_Food Preparation_Natural Gas_Steamer_E9 | F1 | Commercial | Lodging | New | Food Preparation | Natural Gas | Steamer | E9 | Participant - Cost of Equipment | 0 | 0 | 0 | 0 | 0 | 0 | 0 | 0 | 0 | 0 | 0 | 0 | 0 | 0 | 0 | 0 | 0 | 0 | 0 | 0 | 0 | 0 | 0 | 0 | 0 | 0 | 0 | 0 | 0 | 0 | 0
F1_Commercial_Lodging_New_Food Preparation_Natural Gas_Steamer_E10 | F1 | Commercial | Lodging | New | Food Preparation | Natural Gas | Steamer | E10 | Participant - Cost of Equipment | 0 | 0 | 0 | 0 | 0 | 0 | 0 | 0 | 0 | 0 | 0 | 0 | 0 | 0 | 0 | 0 | 0 | 0 | 0 | 0 | 0 | 0 | 0 | 0 | 0 | 0 | 0 | 0 | 0 | 0 | 0
F2_Commercial_Lodging_New_Food Preparation_Natural Gas_Steamer_E1 | F2 | Commercial | Lodging | New | Food Preparation | Natural Gas | Steamer | E1 | Participant - Cost of Operation | 0.15603 | 0.15735 | 0.15811 | 0 | 0 | 0 | 0 | 0 | 0 | 0 | 0 | 0 | 0 | 0 | 0 | 0 | 0 | 0 | 0 | 0 | 0 | 0 | 0 | 0 | 0 | 0 | 0 | 0 | 0 | 0 | 0
F2_Commercial_Lodging_New_Food Preparation_Natural Gas_Steamer_E2 | F2 | Commercial | Lodging | New | Food Preparation | Natural Gas | Steamer | E2 | Participant - Cost of Operation | 0.032546 | 0.032822 | 0.032981 | 0.033129 | 0.033456 | 0.031484 | 0.029854 | 0.029793 | 0.030333 | 0.030817 | 0.031548 | 0.032212 | 0.028655 | 0.029468 | 0.030664 | 0.03171 | 0.031745 | 0.031849 | 0.031242 | 0.031615 | 0.031868 | 0.032221 | 0.032674 | 0.01632 | 0.016001 | 0.015701 | 0.015418 | 0.015149 | 0.014891 | 0.014643 | 0.014402
F2_Commercial_Lodging_New_Food Preparation_Natural Gas_Steamer_E3 | F2 | Commercial | Lodging | New | Food Preparation | Natural Gas | Steamer | E3 | Participant - Cost of Operation | 0 | 0 | 0 | 0 | 0 | 0 | 0 | 0 | 0 | 0 | 0 | 0 | 0 | 0 | 0 | 0 | 0 | 0 | 0 | 0 | 0 | 0 | 0 | 0 | 0 | 0 | 0 | 0 | 0 | 0 | 0
F2_Commercial_Lodging_New_Food Preparation_Natural Gas_Steamer_E4 | F2 | Commercial | Lodging | New | Food Preparation | Natural Gas | Steamer | E4 | Participant - Cost of Operation | 0 | 0 | 0 | 0 | 0 | 0 | 0 | 0 | 0 | 0 | 0 | 0 | 0 | 0 | 0 | 0 | 0 | 0 | 0 | 0 | 0 | 0 | 0 | 0 | 0 | 0 | 0 | 0 | 0 | 0 | 0
F2_Commercial_Lodging_New_Food Preparation_Natural Gas_Steamer_E5 | F2 | Commercial | Lodging | New | Food Preparation | Natural Gas | Steamer | E5 | Participant - Cost of Operation | 0 | 0 | 0 | 0 | 0 | 0 | 0 | 0 | 0 | 0 | 0 | 0 | 0 | 0 | 0 | 0 | 0 | 0 | 0 | 0 | 0 | 0 | 0 | 0 | 0 | 0 | 0 | 0 | 0 | 0 | 0
F2_Commercial_Lodging_New_Food Preparation_Natural Gas_Steamer_E6 | F2 | Commercial | Lodging | New | Food Preparation | Natural Gas | Steamer | E6 | Participant - Cost of Operation | 0 | 0 | 0 | 0 | 0 | 0 | 0 | 0 | 0 | 0 | 0 | 0 | 0 | 0 | 0 | 0 | 0 | 0 | 0 | 0 | 0 | 0 | 0 | 0 | 0 | 0 | 0 | 0 | 0 | 0 | 0
F2_Commercial_Lodging_New_Food Preparation_Natural Gas_Steamer_E7 | F2 | Commercial | Lodging | New | Food Preparation | Natural Gas | Steamer | E7 | Participant - Cost of Operation | 0 | 0 | 0 | 0 | 0 | 0 | 0 | 0 | 0 | 0 | 0 | 0 | 0 | 0 | 0 | 0 | 0 | 0 | 0 | 0 | 0 | 0 | 0 | 0 | 0 | 0 | 0 | 0 | 0 | 0 | 0
F2_Commercial_Lodging_New_Food Preparation_Natural Gas_Steamer_E8 | F2 | Commercial | Lodging | New | Food Preparation | Natural Gas | Steamer | E8 | Participant - Cost of Operation | 0 | 0 | 0 | 0 | 0 | 0 | 0 | 0 | 0 | 0 | 0 | 0 | 0 | 0 | 0 | 0 | 0 | 0 | 0 | 0 | 0 | 0 | 0 | 0 | 0 | 0 | 0 | 0 | 0 | 0 | 0
F2_Commercial_Lodging_New_Food Preparation_Natural Gas_Steamer_E9 | F2 | Commercial | Lodging | New | Food Preparation | Natural Gas | Steamer | E9 | Participant - Cost of Operation | 0 | 0 | 0 | 0 | 0 | 0 | 0 | 0 | 0 | 0 | 0 | 0 | 0 | 0 | 0 | 0 | 0 | 0 | 0 | 0 | 0 | 0 | 0 | 0 | 0 | 0 | 0 | 0 | 0 | 0 | 0
F2_Commercial_Lodging_New_Food Preparation_Natural Gas_Steamer_E10 | F2 | Commercial | Lodging | New | Food Preparation | Natural Gas | Steamer | E10 | Participant - Cost of Operation | 0 | 0 | 0 | 0 | 0 | 0 | 0 | 0 | 0 | 0 | 0 | 0 | 0 | 0 | 0 | 0 | 0 | 0 | 0 | 0 | 0 | 0 | 0 | 0 | 0 | 0 | 0 | 0 | 0 | 0 | 0
F3_Commercial_Lodging_New_Food Preparation_Natural Gas_Steamer_E1 | F3 | Commercial | Lodging | New | Food Preparation | Natural Gas | Steamer | E1 | System - kBTUs of Conusmption | 13.1259 | 13.1521 | 13.1354 | 0 | 0 | 0 | 0 | 0 | 0 | 0 | 0 | 0 | 0 | 0 | 0 | 0 | 0 | 0 | 0 | 0 | 0 | 0 | 0 | 0 | 0 | 0 | 0 | 0 | 0 | 0 | 0
F3_Commercial_Lodging_New_Food Preparation_Natural Gas_Steamer_E2 | F3 | Commercial | Lodging | New | Food Preparation | Natural Gas | Steamer | E2 | System - kBTUs of Conusmption | 2.7379 | 2.7434 | 2.7399 | 2.7375 | 2.7375 | 2.7375 | 2.7375 | 2.7375 | 2.7375 | 2.7375 | 2.7375 | 2.7375 | 2.7375 | 2.7375 | 2.7375 | 2.7375 | 2.7375 | 2.7375 | 2.7375 | 2.7375 | 2.7375 | 2.7375 | 2.7375 | 2.7375 | 2.7375 | 2.7375 | 2.7375 | 2.7375 | 2.7375 | 2.7375 | 2.7375
F3_Commercial_Lodging_New_Food Preparation_Natural Gas_Steamer_E3 | F3 | Commercial | Lodging | New | Food Preparation | Natural Gas | Steamer | E3 | System - kBTUs of Conusmption | 0 | 0 | 0 | 0 | 0 | 0 | 0 | 0 | 0 | 0 | 0 | 0 | 0 | 0 | 0 | 0 | 0 | 0 | 0 | 0 | 0 | 0 | 0 | 0 | 0 | 0 | 0 | 0 | 0 | 0 | 0
F3_Commercial_Lodging_New_Food Preparation_Natural Gas_Steamer_E4 | F3 | Commercial | Lodging | New | Food Preparation | Natural Gas | Steamer | E4 | System - kBTUs of Conusmption | 0 | 0 | 0 | 0 | 0 | 0 | 0 | 0 | 0 | 0 | 0 | 0 | 0 | 0 | 0 | 0 | 0 | 0 | 0 | 0 | 0 | 0 | 0 | 0 | 0 | 0 | 0 | 0 | 0 | 0 | 0
F3_Commercial_Lodging_New_Food Preparation_Natural Gas_Steamer_E5 | F3 | Commercial | Lodging | New | Food Preparation | Natural Gas | Steamer | E5 | System - kBTUs of Conusmption | 0 | 0 | 0 | 0 | 0 | 0 | 0 | 0 | 0 | 0 | 0 | 0 | 0 | 0 | 0 | 0 | 0 | 0 | 0 | 0 | 0 | 0 | 0 | 0 | 0 | 0 | 0 | 0 | 0 | 0 | 0
F3_Commercial_Lodging_New_Food Preparation_Natural Gas_Steamer_E6 | F3 | Commercial | Lodging | New | Food Preparation | Natural Gas | Steamer | E6 | System - kBTUs of Conusmption | 0 | 0 | 0 | 0 | 0 | 0 | 0 | 0 | 0 | 0 | 0 | 0 | 0 | 0 | 0 | 0 | 0 | 0 | 0 | 0 | 0 | 0 | 0 | 0 | 0 | 0 | 0 | 0 | 0 | 0 | 0
F3_Commercial_Lodging_New_Food Preparation_Natural Gas_Steamer_E7 | F3 | Commercial | Lodging | New | Food Preparation | Natural Gas | Steamer | E7 | System - kBTUs of Conusmption | 0 | 0 | 0 | 0 | 0 | 0 | 0 | 0 | 0 | 0 | 0 | 0 | 0 | 0 | 0 | 0 | 0 | 0 | 0 | 0 | 0 | 0 | 0 | 0 | 0 | 0 | 0 | 0 | 0 | 0 | 0
F3_Commercial_Lodging_New_Food Preparation_Natural Gas_Steamer_E8 | F3 | Commercial | Lodging | New | Food Preparation | Natural Gas | Steamer | E8 | System - kBTUs of Conusmption | 0 | 0 | 0 | 0 | 0 | 0 | 0 | 0 | 0 | 0 | 0 | 0 | 0 | 0 | 0 | 0 | 0 | 0 | 0 | 0 | 0 | 0 | 0 | 0 | 0 | 0 | 0 | 0 | 0 | 0 | 0
F3_Commercial_Lodging_New_Food Preparation_Natural Gas_Steamer_E9 | F3 | Commercial | Lodging | New | Food Preparation | Natural Gas | Steamer | E9 | System - kBTUs of Conusmption | 0 | 0 | 0 | 0 | 0 | 0 | 0 | 0 | 0 | 0 | 0 | 0 | 0 | 0 | 0 | 0 | 0 | 0 | 0 | 0 | 0 | 0 | 0 | 0 | 0 | 0 | 0 | 0 | 0 | 0 | 0
F3_Commercial_Lodging_New_Food Preparation_Natural Gas_Steamer_E10 | F3 | Commercial | Lodging | New | Food Preparation | Natural Gas | Steamer | E10 | System - kBTUs of Conusmption | 0 | 0 | 0 | 0 | 0 | 0 | 0 | 0 | 0 | 0 | 0 | 0 | 0 | 0 | 0 | 0 | 0 | 0 | 0 | 0 | 0 | 0 | 0 | 0 | 0 | 0 | 0 | 0 | 0 | 0 | 0
F4_Commercial_Lodging_New_Food Preparation_Natural Gas_Steamer_E1 | F4 | Commercial | Lodging | New | Food Preparation | Natural Gas | Steamer | E1 | Utility - Cost of Equipment | 0.14261 | 0.14261 | 0.14261 | 0 | 0 | 0 | 0 | 0 | 0 | 0 | 0 | 0 | 0 | 0 | 0 | 0 | 0 | 0 | 0 | 0 | 0 | 0 | 0 | 0 | 0 | 0 | 0 | 0 | 0 | 0 | 0
F4_Commercial_Lodging_New_Food Preparation_Natural Gas_Steamer_E2 | F4 | Commercial | Lodging | New | Food Preparation | Natural Gas | Steamer | E2 | Utility - Cost of Equipment | 0.15321 | 0.15321 | 0.15321 | 0.15321 | 0.15321 | 0.15321 | 0.15321 | 0.15321 | 0.15321 | 0.15321 | 0.15321 | 0.15321 | 0.15321 | 0.15321 | 0.15321 | 0.15321 | 0.15321 | 0.15321 | 0.15321 | 0.15321 | 0.15321 | 0.15321 | 0.15321 | 0.15321 | 0.15321 | 0.15321 | 0.15321 | 0.15321 | 0.15321 | 0.15321 | 0.15321
F4_Commercial_Lodging_New_Food Preparation_Natural Gas_Steamer_E3 | F4 | Commercial | Lodging | New | Food Preparation | Natural Gas | Steamer | E3 | Utility - Cost of Equipment | 0 | 0 | 0 | 0 | 0 | 0 | 0 | 0 | 0 | 0 | 0 | 0 | 0 | 0 | 0 | 0 | 0 | 0 | 0 | 0 | 0 | 0 | 0 | 0 | 0 | 0 | 0 | 0 | 0 | 0 | 0
F4_Commercial_Lodging_New_Food Preparation_Natural Gas_Steamer_E4 | F4 | Commercial | Lodging | New | Food Preparation | Natural Gas | Steamer | E4 | Utility - Cost of Equipment | 0 | 0 | 0 | 0 | 0 | 0 | 0 | 0 | 0 | 0 | 0 | 0 | 0 | 0 | 0 | 0 | 0 | 0 | 0 | 0 | 0 | 0 | 0 | 0 | 0 | 0 | 0 | 0 | 0 | 0 | 0
F4_Commercial_Lodging_New_Food Preparation_Natural Gas_Steamer_E5 | F4 | Commercial | Lodging | New | Food Preparation | Natural Gas | Steamer | E5 | Utility - Cost of Equipment | 0 | 0 | 0 | 0 | 0 | 0 | 0 | 0 | 0 | 0 | 0 | 0 | 0 | 0 | 0 | 0 | 0 | 0 | 0 | 0 | 0 | 0 | 0 | 0 | 0 | 0 | 0 | 0 | 0 | 0 | 0
F4_Commercial_Lodging_New_Food Preparation_Natural Gas_Steamer_E6 | F4 | Commercial | Lodging | New | Food Preparation | Natural Gas | Steamer | E6 | Utility - Cost of Equipment | 0 | 0 | 0 | 0 | 0 | 0 | 0 | 0 | 0 | 0 | 0 | 0 | 0 | 0 | 0 | 0 | 0 | 0 | 0 | 0 | 0 | 0 | 0 | 0 | 0 | 0 | 0 | 0 | 0 | 0 | 0
F4_Commercial_Lodging_New_Food Preparation_Natural Gas_Steamer_E7 | F4 | Commercial | Lodging | New | Food Preparation | Natural Gas | Steamer | E7 | Utility - Cost of Equipment | 0 | 0 | 0 | 0 | 0 | 0 | 0 | 0 | 0 | 0 | 0 | 0 | 0 | 0 | 0 | 0 | 0 | 0 | 0 | 0 | 0 | 0 | 0 | 0 | 0 | 0 | 0 | 0 | 0 | 0 | 0
F4_Commercial_Lodging_New_Food Preparation_Natural Gas_Steamer_E8 | F4 | Commercial | Lodging | New | Food Preparation | Natural Gas | Steamer | E8 | Utility - Cost of Equipment | 0 | 0 | 0 | 0 | 0 | 0 | 0 | 0 | 0 | 0 | 0 | 0 | 0 | 0 | 0 | 0 | 0 | 0 | 0 | 0 | 0 | 0 | 0 | 0 | 0 | 0 | 0 | 0 | 0 | 0 | 0
F4_Commercial_Lodging_New_Food Preparation_Natural Gas_Steamer_E9 | F4 | Commercial | Lodging | New | Food Preparation | Natural Gas | Steamer | E9 | Utility - Cost of Equipment | 0 | 0 | 0 | 0 | 0 | 0 | 0 | 0 | 0 | 0 | 0 | 0 | 0 | 0 | 0 | 0 | 0 | 0 | 0 | 0 | 0 | 0 | 0 | 0 | 0 | 0 | 0 | 0 | 0 | 0 | 0
F4_Commercial_Lodging_New_Food Preparation_Natural Gas_Steamer_E10 | F4 | Commercial | Lodging | New | Food Preparation | Natural Gas | Steamer | E10 | Utility - Cost of Equipment | 0 | 0 | 0 | 0 | 0 | 0 | 0 | 0 | 0 | 0 | 0 | 0 | 0 | 0 | 0 | 0 | 0 | 0 | 0 | 0 | 0 | 0 | 0 | 0 | 0 | 0 | 0 | 0 | 0 | 0 | 0
F5_Commercial_Lodging_New_Food Preparation_Natural Gas_Steamer_E1 | F5 | Commercial | Lodging | New | Food Preparation | Natural Gas | Steamer | E1 | Utility - Cost of Operation | 0.13023 | 0.13134 | 0.13197 | 0 | 0 | 0 | 0 | 0 | 0 | 0 | 0 | 0 | 0 | 0 | 0 | 0 | 0 | 0 | 0 | 0 | 0 | 0 | 0 | 0 | 0 | 0 | 0 | 0 | 0 | 0 | 0
F5_Commercial_Lodging_New_Food Preparation_Natural Gas_Steamer_E2 | F5 | Commercial | Lodging | New | Food Preparation | Natural Gas | Steamer | E2 | Utility - Cost of Operation | 0.027166 | 0.027396 | 0.027528 | 0.027652 | 0.027925 | 0.026279 | 0.024919 | 0.024868 | 0.025319 | 0.025722 | 0.026332 | 0.026886 | 0.023918 | 0.024597 | 0.025595 | 0.026468 | 0.026497 | 0.026584 | 0.026077 | 0.026389 | 0.026599 | 0.026894 | 0.027272 | 0.013622 | 0.013356 | 0.013106 | 0.012869 | 0.012645 | 0.012429 | 0.012222 | 0.012021
F5_Commercial_Lodging_New_Food Preparation_Natural Gas_Steamer_E3 | F5 | Commercial | Lodging | New | Food Preparation | Natural Gas | Steamer | E3 | Utility - Cost of Operation | 0 | 0 | 0 | 0 | 0 | 0 | 0 | 0 | 0 | 0 | 0 | 0 | 0 | 0 | 0 | 0 | 0 | 0 | 0 | 0 | 0 | 0 | 0 | 0 | 0 | 0 | 0 | 0 | 0 | 0 | 0
F5_Commercial_Lodging_New_Food Preparation_Natural Gas_Steamer_E4 | F5 | Commercial | Lodging | New | Food Preparation | Natural Gas | Steamer | E4 | Utility - Cost of Operation | 0 | 0 | 0 | 0 | 0 | 0 | 0 | 0 | 0 | 0 | 0 | 0 | 0 | 0 | 0 | 0 | 0 | 0 | 0 | 0 | 0 | 0 | 0 | 0 | 0 | 0 | 0 | 0 | 0 | 0 | 0
F5_Commercial_Lodging_New_Food Preparation_Natural Gas_Steamer_E5 | F5 | Commercial | Lodging | New | Food Preparation | Natural Gas | Steamer | E5 | Utility - Cost of Operation | 0 | 0 | 0 | 0 | 0 | 0 | 0 | 0 | 0 | 0 | 0 | 0 | 0 | 0 | 0 | 0 | 0 | 0 | 0 | 0 | 0 | 0 | 0 | 0 | 0 | 0 | 0 | 0 | 0 | 0 | 0
F5_Commercial_Lodging_New_Food Preparation_Natural Gas_Steamer_E6 | F5 | Commercial | Lodging | New | Food Preparation | Natural Gas | Steamer | E6 | Utility - Cost of Operation | 0 | 0 | 0 | 0 | 0 | 0 | 0 | 0 | 0 | 0 | 0 | 0 | 0 | 0 | 0 | 0 | 0 | 0 | 0 | 0 | 0 | 0 | 0 | 0 | 0 | 0 | 0 | 0 | 0 | 0 | 0
F5_Commercial_Lodging_New_Food Preparation_Natural Gas_Steamer_E7 | F5 | Commercial | Lodging | New | Food Preparation | Natural Gas | Steamer | E7 | Utility - Cost of Operation | 0 | 0 | 0 | 0 | 0 | 0 | 0 | 0 | 0 | 0 | 0 | 0 | 0 | 0 | 0 | 0 | 0 | 0 | 0 | 0 | 0 | 0 | 0 | 0 | 0 | 0 | 0 | 0 | 0 | 0 | 0
F5_Commercial_Lodging_New_Food Preparation_Natural Gas_Steamer_E8 | F5 | Commercial | Lodging | New | Food Preparation | Natural Gas | Steamer | E8 | Utility - Cost of Operation | 0 | 0 | 0 | 0 | 0 | 0 | 0 | 0 | 0 | 0 | 0 | 0 | 0 | 0 | 0 | 0 | 0 | 0 | 0 | 0 | 0 | 0 | 0 | 0 | 0 | 0 | 0 | 0 | 0 | 0 | 0
F5_Commercial_Lodging_New_Food Preparation_Natural Gas_Steamer_E9 | F5 | Commercial | Lodging | New | Food Preparation | Natural Gas | Steamer | E9 | Utility - Cost of Operation | 0 | 0 | 0 | 0 | 0 | 0 | 0 | 0 | 0 | 0 | 0 | 0 | 0 | 0 | 0 | 0 | 0 | 0 | 0 | 0 | 0 | 0 | 0 | 0 | 0 | 0 | 0 | 0 | 0 | 0 | 0
F5_Commercial_Lodging_New_Food Preparation_Natural Gas_Steamer_E10 | F5 | Commercial | Lodging | New | Food Preparation | Natural Gas | Steamer | E10 | Utility - Cost of Operation | 0 | 0 | 0 | 0 | 0 | 0 | 0 | 0 | 0 | 0 | 0 | 0 | 0 | 0 | 0 | 0 | 0 | 0 | 0 | 0 | 0 | 0 | 0 | 0 | 0 | 0 | 0 | 0 | 0 | 0 | 0
F6_Commercial_Lodging_New_Food Preparation_Natural Gas_Steamer_E1 | F6 | Commercial | Lodging | New | Food Preparation | Natural Gas | Steamer | E1 | Utility - Value of Sales | 0.15603 | 0.15735 | 0.15811 | 0 | 0 | 0 | 0 | 0 | 0 | 0 | 0 | 0 | 0 | 0 | 0 | 0 | 0 | 0 | 0 | 0 | 0 | 0 | 0 | 0 | 0 | 0 | 0 | 0 | 0 | 0 | 0
F6_Commercial_Lodging_New_Food Preparation_Natural Gas_Steamer_E2 | F6 | Commercial | Lodging | New | Food Preparation | Natural Gas | Steamer | E2 | Utility - Value of Sales | 0.032546 | 0.032822 | 0.032981 | 0.033129 | 0.033456 | 0.031484 | 0.029854 | 0.029793 | 0.030333 | 0.030817 | 0.031548 | 0.032212 | 0.028655 | 0.029468 | 0.030664 | 0.03171 | 0.031745 | 0.031849 | 0.031242 | 0.031615 | 0.031868 | 0.032221 | 0.032674 | 0.01632 | 0.016001 | 0.015701 | 0.015418 | 0.015149 | 0.014891 | 0.014643 | 0.014402
F6_Commercial_Lodging_New_Food Preparation_Natural Gas_Steamer_E3 | F6 | Commercial | Lodging | New | Food Preparation | Natural Gas | Steamer | E3 | Utility - Value of Sales | 0 | 0 | 0 | 0 | 0 | 0 | 0 | 0 | 0 | 0 | 0 | 0 | 0 | 0 | 0 | 0 | 0 | 0 | 0 | 0 | 0 | 0 | 0 | 0 | 0 | 0 | 0 | 0 | 0 | 0 | 0
F6_Commercial_Lodging_New_Food Preparation_Natural Gas_Steamer_E4 | F6 | Commercial | Lodging | New | Food Preparation | Natural Gas | Steamer | E4 | Utility - Value of Sales | 0 | 0 | 0 | 0 | 0 | 0 | 0 | 0 | 0 | 0 | 0 | 0 | 0 | 0 | 0 | 0 | 0 | 0 | 0 | 0 | 0 | 0 | 0 | 0 | 0 | 0 | 0 | 0 | 0 | 0 | 0
F6_Commercial_Lodging_New_Food Preparation_Natural Gas_Steamer_E5 | F6 | Commercial | Lodging | New | Food Preparation | Natural Gas | Steamer | E5 | Utility - Value of Sales | 0 | 0 | 0 | 0 | 0 | 0 | 0 | 0 | 0 | 0 | 0 | 0 | 0 | 0 | 0 | 0 | 0 | 0 | 0 | 0 | 0 | 0 | 0 | 0 | 0 | 0 | 0 | 0 | 0 | 0 | 0
F6_Commercial_Lodging_New_Food Preparation_Natural Gas_Steamer_E6 | F6 | Commercial | Lodging | New | Food Preparation | Natural Gas | Steamer | E6 | Utility - Value of Sales | 0 | 0 | 0 | 0 | 0 | 0 | 0 | 0 | 0 | 0 | 0 | 0 | 0 | 0 | 0 | 0 | 0 | 0 | 0 | 0 | 0 | 0 | 0 | 0 | 0 | 0 | 0 | 0 | 0 | 0 | 0
F6_Commercial_Lodging_New_Food Preparation_Natural Gas_Steamer_E7 | F6 | Commercial | Lodging | New | Food Preparation | Natural Gas | Steamer | E7 | Utility - Value of Sales | 0 | 0 | 0 | 0 | 0 | 0 | 0 | 0 | 0 | 0 | 0 | 0 | 0 | 0 | 0 | 0 | 0 | 0 | 0 | 0 | 0 | 0 | 0 | 0 | 0 | 0 | 0 | 0 | 0 | 0 | 0
F6_Commercial_Lodging_New_Food Preparation_Natural Gas_Steamer_E8 | F6 | Commercial | Lodging | New | Food Preparation | Natural Gas | Steamer | E8 | Utility - Value of Sales | 0 | 0 | 0 | 0 | 0 | 0 | 0 | 0 | 0 | 0 | 0 | 0 | 0 | 0 | 0 | 0 | 0 | 0 | 0 | 0 | 0 | 0 | 0 | 0 | 0 | 0 | 0 | 0 | 0 | 0 | 0
F6_Commercial_Lodging_New_Food Preparation_Natural Gas_Steamer_E9 | F6 | Commercial | Lodging | New | Food Preparation | Natural Gas | Steamer | E9 | Utility - Value of Sales | 0 | 0 | 0 | 0 | 0 | 0 | 0 | 0 | 0 | 0 | 0 | 0 | 0 | 0 | 0 | 0 | 0 | 0 | 0 | 0 | 0 | 0 | 0 | 0 | 0 | 0 | 0 | 0 | 0 | 0 | 0
F6_Commercial_Lodging_New_Food Preparation_Natural Gas_Steamer_E10 | F6 | Commercial | Lodging | New | Food Preparation | Natural Gas | Steamer | E10 | Utility - Value of Sales | 0 | 0 | 0 | 0 | 0 | 0 | 0 | 0 | 0 | 0 | 0 | 0 | 0 | 0 | 0 | 0 | 0 | 0 | 0 | 0 | 0 | 0 | 0 | 0 | 0 | 0 | 0 | 0 | 0 | 0 | 0
F1_Commercial_Lodging_New_Food Preparation_Natural Gas_Food Prep Other_E1 | F1 | Commercial | Lodging | New | Food Preparation | Natural Gas | Food Prep Other | E1 | Participant - Cost of Equipment | 0.0059574 | 0.0059574 | 0.0059574 | 0.0059574 | 0.0059574 | 0.0059574 | 0.0059574 | 0.0059574 | 0.0059574 | 0.0059574 | 0.0059574 | 0.0059574 | 0.0059574 | 0.0059574 | 0.0059574 | 0.0059574 | 0.0059574 | 0.0059574 | 0.0059574 | 0.0059574 | 0.0059574 | 0.0059574 | 0.0059574 | 0.0059574 | 0.0059574 | 0.0059574 | 0.0059574 | 0.0059574 | 0.0059574 | 0.0059574 | 0.0059574
F1_Commercial_Lodging_New_Food Preparation_Natural Gas_Food Prep Other_E2 | F1 | Commercial | Lodging | New | Food Preparation | Natural Gas | Food Prep Other | E2 | Participant - Cost of Equipment | 0.0059634 | 0.0059634 | 0.0059634 | 0.0059634 | 0.0059634 | 0.0059634 | 0.0059634 | 0.0059634 | 0.0059634 | 0.0059634 | 0.0059634 | 0.0059634 | 0.0059634 | 0.0059634 | 0.0059634 | 0.0059634 | 0.0059634 | 0.0059634 | 0.0059634 | 0.0059634 | 0.0059634 | 0.0059634 | 0.0059634 | 0.0059634 | 0.0059634 | 0.0059634 | 0.0059634 | 0.0059634 | 0.0059634 | 0.0059634 | 0.0059634
F1_Commercial_Lodging_New_Food Preparation_Natural Gas_Food Prep Other_E3 | F1 | Commercial | Lodging | New | Food Preparation | Natural Gas | Food Prep Other | E3 | Participant - Cost of Equipment | 0 | 0 | 0 | 0 | 0 | 0 | 0 | 0 | 0 | 0 | 0 | 0 | 0 | 0 | 0 | 0 | 0 | 0 | 0 | 0 | 0 | 0 | 0 | 0 | 0 | 0 | 0 | 0 | 0 | 0 | 0
F1_Commercial_Lodging_New_Food Preparation_Natural Gas_Food Prep Other_E4 | F1 | Commercial | Lodging | New | Food Preparation | Natural Gas | Food Prep Other | E4 | Participant - Cost of Equipment | 0 | 0 | 0 | 0 | 0 | 0 | 0 | 0 | 0 | 0 | 0 | 0 | 0 | 0 | 0 | 0 | 0 | 0 | 0 | 0 | 0 | 0 | 0 | 0 | 0 | 0 | 0 | 0 | 0 | 0 | 0
F1_Commercial_Lodging_New_Food Preparation_Natural Gas_Food Prep Other_E5 | F1 | Commercial | Lodging | New | Food Preparation | Natural Gas | Food Prep Other | E5 | Participant - Cost of Equipment | 0 | 0 | 0 | 0 | 0 | 0 | 0 | 0 | 0 | 0 | 0 | 0 | 0 | 0 | 0 | 0 | 0 | 0 | 0 | 0 | 0 | 0 | 0 | 0 | 0 | 0 | 0 | 0 | 0 | 0 | 0
F1_Commercial_Lodging_New_Food Preparation_Natural Gas_Food Prep Other_E6 | F1 | Commercial | Lodging | New | Food Preparation | Natural Gas | Food Prep Other | E6 | Participant - Cost of Equipment | 0 | 0 | 0 | 0 | 0 | 0 | 0 | 0 | 0 | 0 | 0 | 0 | 0 | 0 | 0 | 0 | 0 | 0 | 0 | 0 | 0 | 0 | 0 | 0 | 0 | 0 | 0 | 0 | 0 | 0 | 0
F1_Commercial_Lodging_New_Food Preparation_Natural Gas_Food Prep Other_E7 | F1 | Commercial | Lodging | New | Food Preparation | Natural Gas | Food Prep Other | E7 | Participant - Cost of Equipment | 0 | 0 | 0 | 0 | 0 | 0 | 0 | 0 | 0 | 0 | 0 | 0 | 0 | 0 | 0 | 0 | 0 | 0 | 0 | 0 | 0 | 0 | 0 | 0 | 0 | 0 | 0 | 0 | 0 | 0 | 0
F1_Commercial_Lodging_New_Food Preparation_Natural Gas_Food Prep Other_E8 | F1 | Commercial | Lodging | New | Food Preparation | Natural Gas | Food Prep Other | E8 | Participant - Cost of Equipment | 0 | 0 | 0 | 0 | 0 | 0 | 0 | 0 | 0 | 0 | 0 | 0 | 0 | 0 | 0 | 0 | 0 | 0 | 0 | 0 | 0 | 0 | 0 | 0 | 0 | 0 | 0 | 0 | 0 | 0 | 0
F1_Commercial_Lodging_New_Food Preparation_Natural Gas_Food Prep Other_E9 | F1 | Commercial | Lodging | New | Food Preparation | Natural Gas | Food Prep Other | E9 | Participant - Cost of Equipment | 0 | 0 | 0 | 0 | 0 | 0 | 0 | 0 | 0 | 0 | 0 | 0 | 0 | 0 | 0 | 0 | 0 | 0 | 0 | 0 | 0 | 0 | 0 | 0 | 0 | 0 | 0 | 0 | 0 | 0 | 0
F1_Commercial_Lodging_New_Food Preparation_Natural Gas_Food Prep Other_E10 | F1 | Commercial | Lodging | New | Food Preparation | Natural Gas | Food Prep Other | E10 | Participant - Cost of Equipment | 0 | 0 | 0 | 0 | 0 | 0 | 0 | 0 | 0 | 0 | 0 | 0 | 0 | 0 | 0 | 0 | 0 | 0 | 0 | 0 | 0 | 0 | 0 | 0 | 0 | 0 | 0 | 0 | 0 | 0 | 0
F2_Commercial_Lodging_New_Food Preparation_Natural Gas_Food Prep Other_E1 | F2 | Commercial | Lodging | New | Food Preparation | Natural Gas | Food Prep Other | E1 | Participant - Cost of Operation | 0.067419 | 0.068755 | 0.069711 | 0.070747 | 0.072235 | 0.067677 | 0.064115 | 0.062242 | 0.061569 | 0.060536 | 0.059839 | 0.06301 | 0.056391 | 0.060274 | 0.065258 | 0.070102 | 0.070283 | 0.070618 | 0.069269 | 0.070232 | 0.070905 | 0.071815 | 0.072958 | 0.034367 | 0.033681 | 0.033039 | 0.032435 | 0.031862 | 0.031315 | 0.030789 | 0.030281
F2_Commercial_Lodging_New_Food Preparation_Natural Gas_Food Prep Other_E2 | F2 | Commercial | Lodging | New | Food Preparation | Natural Gas | Food Prep Other | E2 | Participant - Cost of Operation | 0.067418 | 0.068755 | 0.06971 | 0.070746 | 0.072235 | 0.067677 | 0.064114 | 0.062241 | 0.061568 | 0.060536 | 0.059839 | 0.063009 | 0.056391 | 0.060274 | 0.065257 | 0.070102 | 0.070282 | 0.070618 | 0.069269 | 0.070231 | 0.070905 | 0.071814 | 0.072957 | 0.034366 | 0.033681 | 0.033039 | 0.032435 | 0.031862 | 0.031315 | 0.030789 | 0.030281
F2_Commercial_Lodging_New_Food Preparation_Natural Gas_Food Prep Other_E3 | F2 | Commercial | Lodging | New | Food Preparation | Natural Gas | Food Prep Other | E3 | Participant - Cost of Operation | 0 | 0 | 0 | 0 | 0 | 0 | 0 | 0 | 0 | 0 | 0 | 0 | 0 | 0 | 0 | 0 | 0 | 0 | 0 | 0 | 0 | 0 | 0 | 0 | 0 | 0 | 0 | 0 | 0 | 0 | 0
F2_Commercial_Lodging_New_Food Preparation_Natural Gas_Food Prep Other_E4 | F2 | Commercial | Lodging | New | Food Preparation | Natural Gas | Food Prep Other | E4 | Participant - Cost of Operation | 0 | 0 | 0 | 0 | 0 | 0 | 0 | 0 | 0 | 0 | 0 | 0 | 0 | 0 | 0 | 0 | 0 | 0 | 0 | 0 | 0 | 0 | 0 | 0 | 0 | 0 | 0 | 0 | 0 | 0 | 0
F2_Commercial_Lodging_New_Food Preparation_Natural Gas_Food Prep Other_E5 | F2 | Commercial | Lodging | New | Food Preparation | Natural Gas | Food Prep Other | E5 | Participant - Cost of Operation | 0 | 0 | 0 | 0 | 0 | 0 | 0 | 0 | 0 | 0 | 0 | 0 | 0 | 0 | 0 | 0 | 0 | 0 | 0 | 0 | 0 | 0 | 0 | 0 | 0 | 0 | 0 | 0 | 0 | 0 | 0
F2_Commercial_Lodging_New_Food Preparation_Natural Gas_Food Prep Other_E6 | F2 | Commercial | Lodging | New | Food Preparation | Natural Gas | Food Prep Other | E6 | Participant - Cost of Operation | 0 | 0 | 0 | 0 | 0 | 0 | 0 | 0 | 0 | 0 | 0 | 0 | 0 | 0 | 0 | 0 | 0 | 0 | 0 | 0 | 0 | 0 | 0 | 0 | 0 | 0 | 0 | 0 | 0 | 0 | 0
F2_Commercial_Lodging_New_Food Preparation_Natural Gas_Food Prep Other_E7 | F2 | Commercial | Lodging | New | Food Preparation | Natural Gas | Food Prep Other | E7 | Participant - Cost of Operation | 0 | 0 | 0 | 0 | 0 | 0 | 0 | 0 | 0 | 0 | 0 | 0 | 0 | 0 | 0 | 0 | 0 | 0 | 0 | 0 | 0 | 0 | 0 | 0 | 0 | 0 | 0 | 0 | 0 | 0 | 0
F2_Commercial_Lodging_New_Food Preparation_Natural Gas_Food Prep Other_E8 | F2 | Commercial | Lodging | New | Food Preparation | Natural Gas | Food Prep Other | E8 | Participant - Cost of Operation | 0 | 0 | 0 | 0 | 0 | 0 | 0 | 0 | 0 | 0 | 0 | 0 | 0 | 0 | 0 | 0 | 0 | 0 | 0 | 0 | 0 | 0 | 0 | 0 | 0 | 0 | 0 | 0 | 0 | 0 | 0
F2_Commercial_Lodging_New_Food Preparation_Natural Gas_Food Prep Other_E9 | F2 | Commercial | Lodging | New | Food Preparation | Natural Gas | Food Prep Other | E9 | Participant - Cost of Operation | 0 | 0 | 0 | 0 | 0 | 0 | 0 | 0 | 0 | 0 | 0 | 0 | 0 | 0 | 0 | 0 | 0 | 0 | 0 | 0 | 0 | 0 | 0 | 0 | 0 | 0 | 0 | 0 | 0 | 0 | 0
F2_Commercial_Lodging_New_Food Preparation_Natural Gas_Food Prep Other_E10 | F2 | Commercial | Lodging | New | Food Preparation | Natural Gas | Food Prep Other | E10 | Participant - Cost of Operation | 0 | 0 | 0 | 0 | 0 | 0 | 0 | 0 | 0 | 0 | 0 | 0 | 0 | 0 | 0 | 0 | 0 | 0 | 0 | 0 | 0 | 0 | 0 | 0 | 0 | 0 | 0 | 0 | 0 | 0 | 0
F3_Commercial_Lodging_New_Food Preparation_Natural Gas_Food Prep Other_E1 | F3 | Commercial | Lodging | New | Food Preparation | Natural Gas | Food Prep Other | E1 | System - kBTUs of Conusmption | 5.6416 | 5.6551 | 5.6465 | 5.6406 | 5.6406 | 5.6406 | 5.6406 | 5.6406 | 5.6406 | 5.6406 | 5.6406 | 5.6406 | 5.6406 | 5.6406 | 5.6406 | 5.6406 | 5.6406 | 5.6406 | 5.6406 | 5.6406 | 5.6406 | 5.6406 | 5.6406 | 5.6406 | 5.6406 | 5.6406 | 5.6406 | 5.6406 | 5.6406 | 5.6406 | 5.6406
F3_Commercial_Lodging_New_Food Preparation_Natural Gas_Food Prep Other_E2 | F3 | Commercial | Lodging | New | Food Preparation | Natural Gas | Food Prep Other | E2 | System - kBTUs of Conusmption | 5.6416 | 5.6551 | 5.6465 | 5.6406 | 5.6406 | 5.6406 | 5.6406 | 5.6406 | 5.6406 | 5.6406 | 5.6406 | 5.6406 | 5.6406 | 5.6406 | 5.6406 | 5.6406 | 5.6406 | 5.6406 | 5.6406 | 5.6406 | 5.6406 | 5.6406 | 5.6406 | 5.6406 | 5.6406 | 5.6406 | 5.6406 | 5.6406 | 5.6406 | 5.6406 | 5.6406
F3_Commercial_Lodging_New_Food Preparation_Natural Gas_Food Prep Other_E3 | F3 | Commercial | Lodging | New | Food Preparation | Natural Gas | Food Prep Other | E3 | System - kBTUs of Conusmption | 0 | 0 | 0 | 0 | 0 | 0 | 0 | 0 | 0 | 0 | 0 | 0 | 0 | 0 | 0 | 0 | 0 | 0 | 0 | 0 | 0 | 0 | 0 | 0 | 0 | 0 | 0 | 0 | 0 | 0 | 0
F3_Commercial_Lodging_New_Food Preparation_Natural Gas_Food Prep Other_E4 | F3 | Commercial | Lodging | New | Food Preparation | Natural Gas | Food Prep Other | E4 | System - kBTUs of Conusmption | 0 | 0 | 0 | 0 | 0 | 0 | 0 | 0 | 0 | 0 | 0 | 0 | 0 | 0 | 0 | 0 | 0 | 0 | 0 | 0 | 0 | 0 | 0 | 0 | 0 | 0 | 0 | 0 | 0 | 0 | 0
F3_Commercial_Lodging_New_Food Preparation_Natural Gas_Food Prep Other_E5 | F3 | Commercial | Lodging | New | Food Preparation | Natural Gas | Food Prep Other | E5 | System - kBTUs of Conusmption | 0 | 0 | 0 | 0 | 0 | 0 | 0 | 0 | 0 | 0 | 0 | 0 | 0 | 0 | 0 | 0 | 0 | 0 | 0 | 0 | 0 | 0 | 0 | 0 | 0 | 0 | 0 | 0 | 0 | 0 | 0
F3_Commercial_Lodging_New_Food Preparation_Natural Gas_Food Prep Other_E6 | F3 | Commercial | Lodging | New | Food Preparation | Natural Gas | Food Prep Other | E6 | System - kBTUs of Conusmption | 0 | 0 | 0 | 0 | 0 | 0 | 0 | 0 | 0 | 0 | 0 | 0 | 0 | 0 | 0 | 0 | 0 | 0 | 0 | 0 | 0 | 0 | 0 | 0 | 0 | 0 | 0 | 0 | 0 | 0 | 0
F3_Commercial_Lodging_New_Food Preparation_Natural Gas_Food Prep Other_E7 | F3 | Commercial | Lodging | New | Food Preparation | Natural Gas | Food Prep Other | E7 | System - kBTUs of Conusmption | 0 | 0 | 0 | 0 | 0 | 0 | 0 | 0 | 0 | 0 | 0 | 0 | 0 | 0 | 0 | 0 | 0 | 0 | 0 | 0 | 0 | 0 | 0 | 0 | 0 | 0 | 0 | 0 | 0 | 0 | 0
F3_Commercial_Lodging_New_Food Preparation_Natural Gas_Food Prep Other_E8 | F3 | Commercial | Lodging | New | Food Preparation | Natural Gas | Food Prep Other | E8 | System - kBTUs of Conusmption | 0 | 0 | 0 | 0 | 0 | 0 | 0 | 0 | 0 | 0 | 0 | 0 | 0 | 0 | 0 | 0 | 0 | 0 | 0 | 0 | 0 | 0 | 0 | 0 | 0 | 0 | 0 | 0 | 0 | 0 | 0
F3_Commercial_Lodging_New_Food Preparation_Natural Gas_Food Prep Other_E9 | F3 | Commercial | Lodging | New | Food Preparation | Natural Gas | Food Prep Other | E9 | System - kBTUs of Conusmption | 0 | 0 | 0 | 0 | 0 | 0 | 0 | 0 | 0 | 0 | 0 | 0 | 0 | 0 | 0 | 0 | 0 | 0 | 0 | 0 | 0 | 0 | 0 | 0 | 0 | 0 | 0 | 0 | 0 | 0 | 0
F3_Commercial_Lodging_New_Food Preparation_Natural Gas_Food Prep Other_E10 | F3 | Commercial | Lodging | New | Food Preparation | Natural Gas | Food Prep Other | E10 | System - kBTUs of Conusmption | 0 | 0 | 0 | 0 | 0 | 0 | 0 | 0 | 0 | 0 | 0 | 0 | 0 | 0 | 0 | 0 | 0 | 0 | 0 | 0 | 0 | 0 | 0 | 0 | 0 | 0 | 0 | 0 | 0 | 0 | 0
F4_Commercial_Lodging_New_Food Preparation_Natural Gas_Food Prep Other_E1 | F4 | Commercial | Lodging | New | Food Preparation | Natural Gas | Food Prep Other | E1 | Utility - Cost of Equipment | 0.0059574 | 0.0059574 | 0.0059574 | 0.0059574 | 0.0059574 | 0.0059574 | 0.0059574 | 0.0059574 | 0.0059574 | 0.0059574 | 0.0059574 | 0.0059574 | 0.0059574 | 0.0059574 | 0.0059574 | 0.0059574 | 0.0059574 | 0.0059574 | 0.0059574 | 0.0059574 | 0.0059574 | 0.0059574 | 0.0059574 | 0.0059574 | 0.0059574 | 0.0059574 | 0.0059574 | 0.0059574 | 0.0059574 | 0.0059574 | 0.0059574
F4_Commercial_Lodging_New_Food Preparation_Natural Gas_Food Prep Other_E2 | F4 | Commercial | Lodging | New | Food Preparation | Natural Gas | Food Prep Other | E2 | Utility - Cost of Equipment | 0.0059634 | 0.0059634 | 0.0059634 | 0.0059634 | 0.0059634 | 0.0059634 | 0.0059634 | 0.0059634 | 0.0059634 | 0.0059634 | 0.0059634 | 0.0059634 | 0.0059634 | 0.0059634 | 0.0059634 | 0.0059634 | 0.0059634 | 0.0059634 | 0.0059634 | 0.0059634 | 0.0059634 | 0.0059634 | 0.0059634 | 0.0059634 | 0.0059634 | 0.0059634 | 0.0059634 | 0.0059634 | 0.0059634 | 0.0059634 | 0.0059634
F4_Commercial_Lodging_New_Food Preparation_Natural Gas_Food Prep Other_E3 | F4 | Commercial | Lodging | New | Food Preparation | Natural Gas | Food Prep Other | E3 | Utility - Cost of Equipment | 0 | 0 | 0 | 0 | 0 | 0 | 0 | 0 | 0 | 0 | 0 | 0 | 0 | 0 | 0 | 0 | 0 | 0 | 0 | 0 | 0 | 0 | 0 | 0 | 0 | 0 | 0 | 0 | 0 | 0 | 0
F4_Commercial_Lodging_New_Food Preparation_Natural Gas_Food Prep Other_E4 | F4 | Commercial | Lodging | New | Food Preparation | Natural Gas | Food Prep Other | E4 | Utility - Cost of Equipment | 0 | 0 | 0 | 0 | 0 | 0 | 0 | 0 | 0 | 0 | 0 | 0 | 0 | 0 | 0 | 0 | 0 | 0 | 0 | 0 | 0 | 0 | 0 | 0 | 0 | 0 | 0 | 0 | 0 | 0 | 0
F4_Commercial_Lodging_New_Food Preparation_Natural Gas_Food Prep Other_E5 | F4 | Commercial | Lodging | New | Food Preparation | Natural Gas | Food Prep Other | E5 | Utility - Cost of Equipment | 0 | 0 | 0 | 0 | 0 | 0 | 0 | 0 | 0 | 0 | 0 | 0 | 0 | 0 | 0 | 0 | 0 | 0 | 0 | 0 | 0 | 0 | 0 | 0 | 0 | 0 | 0 | 0 | 0 | 0 | 0
F4_Commercial_Lodging_New_Food Preparation_Natural Gas_Food Prep Other_E6 | F4 | Commercial | Lodging | New | Food Preparation | Natural Gas | Food Prep Other | E6 | Utility - Cost of Equipment | 0 | 0 | 0 | 0 | 0 | 0 | 0 | 0 | 0 | 0 | 0 | 0 | 0 | 0 | 0 | 0 | 0 | 0 | 0 | 0 | 0 | 0 | 0 | 0 | 0 | 0 | 0 | 0 | 0 | 0 | 0
F4_Commercial_Lodging_New_Food Preparation_Natural Gas_Food Prep Other_E7 | F4 | Commercial | Lodging | New | Food Preparation | Natural Gas | Food Prep Other | E7 | Utility - Cost of Equipment | 0 | 0 | 0 | 0 | 0 | 0 | 0 | 0 | 0 | 0 | 0 | 0 | 0 | 0 | 0 | 0 | 0 | 0 | 0 | 0 | 0 | 0 | 0 | 0 | 0 | 0 | 0 | 0 | 0 | 0 | 0
F4_Commercial_Lodging_New_Food Preparation_Natural Gas_Food Prep Other_E8 | F4 | Commercial | Lodging | New | Food Preparation | Natural Gas | Food Prep Other | E8 | Utility - Cost of Equipment | 0 | 0 | 0 | 0 | 0 | 0 | 0 | 0 | 0 | 0 | 0 | 0 | 0 | 0 | 0 | 0 | 0 | 0 | 0 | 0 | 0 | 0 | 0 | 0 | 0 | 0 | 0 | 0 | 0 | 0 | 0
F4_Commercial_Lodging_New_Food Preparation_Natural Gas_Food Prep Other_E9 | F4 | Commercial | Lodging | New | Food Preparation | Natural Gas | Food Prep Other | E9 | Utility - Cost of Equipment | 0 | 0 | 0 | 0 | 0 | 0 | 0 | 0 | 0 | 0 | 0 | 0 | 0 | 0 | 0 | 0 | 0 | 0 | 0 | 0 | 0 | 0 | 0 | 0 | 0 | 0 | 0 | 0 | 0 | 0 | 0
F4_Commercial_Lodging_New_Food Preparation_Natural Gas_Food Prep Other_E10 | F4 | Commercial | Lodging | New | Food Preparation | Natural Gas | Food Prep Other | E10 | Utility - Cost of Equipment | 0 | 0 | 0 | 0 | 0 | 0 | 0 | 0 | 0 | 0 | 0 | 0 | 0 | 0 | 0 | 0 | 0 | 0 | 0 | 0 | 0 | 0 | 0 | 0 | 0 | 0 | 0 | 0 | 0 | 0 | 0
F5_Commercial_Lodging_New_Food Preparation_Natural Gas_Food Prep Other_E1 | F5 | Commercial | Lodging | New | Food Preparation | Natural Gas | Food Prep Other | E1 | Utility - Cost of Operation | 0.056273 | 0.057388 | 0.058186 | 0.059051 | 0.060293 | 0.056489 | 0.053515 | 0.051952 | 0.05139 | 0.050528 | 0.049947 | 0.052593 | 0.047069 | 0.05031 | 0.054469 | 0.058513 | 0.058664 | 0.058944 | 0.057817 | 0.058621 | 0.059183 | 0.059942 | 0.060896 | 0.028685 | 0.028113 | 0.027577 | 0.027073 | 0.026595 | 0.026138 | 0.025699 | 0.025275
F5_Commercial_Lodging_New_Food Preparation_Natural Gas_Food Prep Other_E2 | F5 | Commercial | Lodging | New | Food Preparation | Natural Gas | Food Prep Other | E2 | Utility - Cost of Operation | 0.056273 | 0.057388 | 0.058186 | 0.059051 | 0.060293 | 0.056488 | 0.053515 | 0.051951 | 0.05139 | 0.050528 | 0.049946 | 0.052593 | 0.047068 | 0.050309 | 0.054469 | 0.058512 | 0.058663 | 0.058943 | 0.057817 | 0.058621 | 0.059183 | 0.059942 | 0.060896 | 0.028685 | 0.028113 | 0.027577 | 0.027073 | 0.026595 | 0.026138 | 0.025699 | 0.025275
F5_Commercial_Lodging_New_Food Preparation_Natural Gas_Food Prep Other_E3 | F5 | Commercial | Lodging | New | Food Preparation | Natural Gas | Food Prep Other | E3 | Utility - Cost of Operation | 0 | 0 | 0 | 0 | 0 | 0 | 0 | 0 | 0 | 0 | 0 | 0 | 0 | 0 | 0 | 0 | 0 | 0 | 0 | 0 | 0 | 0 | 0 | 0 | 0 | 0 | 0 | 0 | 0 | 0 | 0
F5_Commercial_Lodging_New_Food Preparation_Natural Gas_Food Prep Other_E4 | F5 | Commercial | Lodging | New | Food Preparation | Natural Gas | Food Prep Other | E4 | Utility - Cost of Operation | 0 | 0 | 0 | 0 | 0 | 0 | 0 | 0 | 0 | 0 | 0 | 0 | 0 | 0 | 0 | 0 | 0 | 0 | 0 | 0 | 0 | 0 | 0 | 0 | 0 | 0 | 0 | 0 | 0 | 0 | 0
F5_Commercial_Lodging_New_Food Preparation_Natural Gas_Food Prep Other_E5 | F5 | Commercial | Lodging | New | Food Preparation | Natural Gas | Food Prep Other | E5 | Utility - Cost of Operation | 0 | 0 | 0 | 0 | 0 | 0 | 0 | 0 | 0 | 0 | 0 | 0 | 0 | 0 | 0 | 0 | 0 | 0 | 0 | 0 | 0 | 0 | 0 | 0 | 0 | 0 | 0 | 0 | 0 | 0 | 0
F5_Commercial_Lodging_New_Food Preparation_Natural Gas_Food Prep Other_E6 | F5 | Commercial | Lodging | New | Food Preparation | Natural Gas | Food Prep Other | E6 | Utility - Cost of Operation | 0 | 0 | 0 | 0 | 0 | 0 | 0 | 0 | 0 | 0 | 0 | 0 | 0 | 0 | 0 | 0 | 0 | 0 | 0 | 0 | 0 | 0 | 0 | 0 | 0 | 0 | 0 | 0 | 0 | 0 | 0
F5_Commercial_Lodging_New_Food Preparation_Natural Gas_Food Prep Other_E7 | F5 | Commercial | Lodging | New | Food Preparation | Natural Gas | Food Prep Other | E7 | Utility - Cost of Operation | 0 | 0 | 0 | 0 | 0 | 0 | 0 | 0 | 0 | 0 | 0 | 0 | 0 | 0 | 0 | 0 | 0 | 0 | 0 | 0 | 0 | 0 | 0 | 0 | 0 | 0 | 0 | 0 | 0 | 0 | 0
F5_Commercial_Lodging_New_Food Preparation_Natural Gas_Food Prep Other_E8 | F5 | Commercial | Lodging | New | Food Preparation | Natural Gas | Food Prep Other | E8 | Utility - Cost of Operation | 0 | 0 | 0 | 0 | 0 | 0 | 0 | 0 | 0 | 0 | 0 | 0 | 0 | 0 | 0 | 0 | 0 | 0 | 0 | 0 | 0 | 0 | 0 | 0 | 0 | 0 | 0 | 0 | 0 | 0 | 0
F5_Commercial_Lodging_New_Food Preparation_Natural Gas_Food Prep Other_E9 | F5 | Commercial | Lodging | New | Food Preparation | Natural Gas | Food Prep Other | E9 | Utility - Cost of Operation | 0 | 0 | 0 | 0 | 0 | 0 | 0 | 0 | 0 | 0 | 0 | 0 | 0 | 0 | 0 | 0 | 0 | 0 | 0 | 0 | 0 | 0 | 0 | 0 | 0 | 0 | 0 | 0 | 0 | 0 | 0
F5_Commercial_Lodging_New_Food Preparation_Natural Gas_Food Prep Other_E10 | F5 | Commercial | Lodging | New | Food Preparation | Natural Gas | Food Prep Other | E10 | Utility - Cost of Operation | 0 | 0 | 0 | 0 | 0 | 0 | 0 | 0 | 0 | 0 | 0 | 0 | 0 | 0 | 0 | 0 | 0 | 0 | 0 | 0 | 0 | 0 | 0 | 0 | 0 | 0 | 0 | 0 | 0 | 0 | 0
F6_Commercial_Lodging_New_Food Preparation_Natural Gas_Food Prep Other_E1 | F6 | Commercial | Lodging | New | Food Preparation | Natural Gas | Food Prep Other | E1 | Utility - Value of Sales | 0.067419 | 0.068755 | 0.069711 | 0.070747 | 0.072235 | 0.067677 | 0.064115 | 0.062242 | 0.061569 | 0.060536 | 0.059839 | 0.06301 | 0.056391 | 0.060274 | 0.065258 | 0.070102 | 0.070283 | 0.070618 | 0.069269 | 0.070232 | 0.070905 | 0.071815 | 0.072958 | 0.034367 | 0.033681 | 0.033039 | 0.032435 | 0.031862 | 0.031315 | 0.030789 | 0.030281
F6_Commercial_Lodging_New_Food Preparation_Natural Gas_Food Prep Other_E2 | F6 | Commercial | Lodging | New | Food Preparation | Natural Gas | Food Prep Other | E2 | Utility - Value of Sales | 0.067418 | 0.068755 | 0.06971 | 0.070746 | 0.072235 | 0.067677 | 0.064114 | 0.062241 | 0.061568 | 0.060536 | 0.059839 | 0.063009 | 0.056391 | 0.060274 | 0.065257 | 0.070102 | 0.070282 | 0.070618 | 0.069269 | 0.070231 | 0.070905 | 0.071814 | 0.072957 | 0.034366 | 0.033681 | 0.033039 | 0.032435 | 0.031862 | 0.031315 | 0.030789 | 0.030281
F6_Commercial_Lodging_New_Food Preparation_Natural Gas_Food Prep Other_E3 | F6 | Commercial | Lodging | New | Food Preparation | Natural Gas | Food Prep Other | E3 | Utility - Value of Sales | 0 | 0 | 0 | 0 | 0 | 0 | 0 | 0 | 0 | 0 | 0 | 0 | 0 | 0 | 0 | 0 | 0 | 0 | 0 | 0 | 0 | 0 | 0 | 0 | 0 | 0 | 0 | 0 | 0 | 0 | 0
F6_Commercial_Lodging_New_Food Preparation_Natural Gas_Food Prep Other_E4 | F6 | Commercial | Lodging | New | Food Preparation | Natural Gas | Food Prep Other | E4 | Utility - Value of Sales | 0 | 0 | 0 | 0 | 0 | 0 | 0 | 0 | 0 | 0 | 0 | 0 | 0 | 0 | 0 | 0 | 0 | 0 | 0 | 0 | 0 | 0 | 0 | 0 | 0 | 0 | 0 | 0 | 0 | 0 | 0
F6_Commercial_Lodging_New_Food Preparation_Natural Gas_Food Prep Other_E5 | F6 | Commercial | Lodging | New | Food Preparation | Natural Gas | Food Prep Other | E5 | Utility - Value of Sales | 0 | 0 | 0 | 0 | 0 | 0 | 0 | 0 | 0 | 0 | 0 | 0 | 0 | 0 | 0 | 0 | 0 | 0 | 0 | 0 | 0 | 0 | 0 | 0 | 0 | 0 | 0 | 0 | 0 | 0 | 0
F6_Commercial_Lodging_New_Food Preparation_Natural Gas_Food Prep Other_E6 | F6 | Commercial | Lodging | New | Food Preparation | Natural Gas | Food Prep Other | E6 | Utility - Value of Sales | 0 | 0 | 0 | 0 | 0 | 0 | 0 | 0 | 0 | 0 | 0 | 0 | 0 | 0 | 0 | 0 | 0 | 0 | 0 | 0 | 0 | 0 | 0 | 0 | 0 | 0 | 0 | 0 | 0 | 0 | 0
F6_Commercial_Lodging_New_Food Preparation_Natural Gas_Food Prep Other_E7 | F6 | Commercial | Lodging | New | Food Preparation | Natural Gas | Food Prep Other | E7 | Utility - Value of Sales | 0 | 0 | 0 | 0 | 0 | 0 | 0 | 0 | 0 | 0 | 0 | 0 | 0 | 0 | 0 | 0 | 0 | 0 | 0 | 0 | 0 | 0 | 0 | 0 | 0 | 0 | 0 | 0 | 0 | 0 | 0
F6_Commercial_Lodging_New_Food Preparation_Natural Gas_Food Prep Other_E8 | F6 | Commercial | Lodging | New | Food Preparation | Natural Gas | Food Prep Other | E8 | Utility - Value of Sales | 0 | 0 | 0 | 0 | 0 | 0 | 0 | 0 | 0 | 0 | 0 | 0 | 0 | 0 | 0 | 0 | 0 | 0 | 0 | 0 | 0 | 0 | 0 | 0 | 0 | 0 | 0 | 0 | 0 | 0 | 0
F6_Commercial_Lodging_New_Food Preparation_Natural Gas_Food Prep Other_E9 | F6 | Commercial | Lodging | New | Food Preparation | Natural Gas | Food Prep Other | E9 | Utility - Value of Sales | 0 | 0 | 0 | 0 | 0 | 0 | 0 | 0 | 0 | 0 | 0 | 0 | 0 | 0 | 0 | 0 | 0 | 0 | 0 | 0 | 0 | 0 | 0 | 0 | 0 | 0 | 0 | 0 | 0 | 0 | 0
F6_Commercial_Lodging_New_Food Preparation_Natural Gas_Food Prep Other_E10 | F6 | Commercial | Lodging | New | Food Preparation | Natural Gas | Food Prep Other | E10 | Utility - Value of Sales | 0 | 0 | 0 | 0 | 0 | 0 | 0 | 0 | 0 | 0 | 0 | 0 | 0 | 0 | 0 | 0 | 0 | 0 | 0 | 0 | 0 | 0 | 0 | 0 | 0 | 0 | 0 | 0 | 0 | 0 | 0
F1_Commercial_Lodging_New_Miscellaneous_Natural Gas_Pool Heater_E1 | F1 | Commercial | Lodging | New | Miscellaneous | Natural Gas | Pool Heater | E1 | Participant - Cost of Equipment | 0.0069275 | 0.0069275 | 0.0069275 | 0.0069275 | 0.0069275 | 0.0069275 | 0.0069275 | 0.0069275 | 0.0069275 | 0.0069275 | 0.0069275 | 0.0069275 | 0.0069275 | 0.0069275 | 0.0069275 | 0.0069275 | 0.0069275 | 0.0069275 | 0.0069275 | 0.0069275 | 0.0069275 | 0.0069275 | 0.0069275 | 0.0069275 | 0.0069275 | 0.0069275 | 0.0069275 | 0.0069275 | 0.0069275 | 0.0069275 | 0.0069275
F1_Commercial_Lodging_New_Miscellaneous_Natural Gas_Pool Heater_E2 | F1 | Commercial | Lodging | New | Miscellaneous | Natural Gas | Pool Heater | E2 | Participant - Cost of Equipment | 0.011343 | 0.011343 | 0.011343 | 0.011343 | 0.011343 | 0.011343 | 0.011343 | 0.011343 | 0.011343 | 0.011343 | 0.011343 | 0.011343 | 0.011343 | 0.011343 | 0.011343 | 0.011343 | 0.011343 | 0.011343 | 0.011343 | 0.011343 | 0.011343 | 0.011343 | 0.011343 | 0.011343 | 0.011343 | 0.011343 | 0.011343 | 0.011343 | 0.011343 | 0.011343 | 0.011343
F1_Commercial_Lodging_New_Miscellaneous_Natural Gas_Pool Heater_E3 | F1 | Commercial | Lodging | New | Miscellaneous | Natural Gas | Pool Heater | E3 | Participant - Cost of Equipment | 0 | 0 | 0 | 0 | 0 | 0 | 0 | 0 | 0 | 0 | 0 | 0 | 0 | 0 | 0 | 0 | 0 | 0 | 0 | 0 | 0 | 0 | 0 | 0 | 0 | 0 | 0 | 0 | 0 | 0 | 0
F1_Commercial_Lodging_New_Miscellaneous_Natural Gas_Pool Heater_E4 | F1 | Commercial | Lodging | New | Miscellaneous | Natural Gas | Pool Heater | E4 | Participant - Cost of Equipment | 0 | 0 | 0 | 0 | 0 | 0 | 0 | 0 | 0 | 0 | 0 | 0 | 0 | 0 | 0 | 0 | 0 | 0 | 0 | 0 | 0 | 0 | 0 | 0 | 0 | 0 | 0 | 0 | 0 | 0 | 0
F1_Commercial_Lodging_New_Miscellaneous_Natural Gas_Pool Heater_E5 | F1 | Commercial | Lodging | New | Miscellaneous | Natural Gas | Pool Heater | E5 | Participant - Cost of Equipment | 0 | 0 | 0 | 0 | 0 | 0 | 0 | 0 | 0 | 0 | 0 | 0 | 0 | 0 | 0 | 0 | 0 | 0 | 0 | 0 | 0 | 0 | 0 | 0 | 0 | 0 | 0 | 0 | 0 | 0 | 0
F1_Commercial_Lodging_New_Miscellaneous_Natural Gas_Pool Heater_E6 | F1 | Commercial | Lodging | New | Miscellaneous | Natural Gas | Pool Heater | E6 | Participant - Cost of Equipment | 0 | 0 | 0 | 0 | 0 | 0 | 0 | 0 | 0 | 0 | 0 | 0 | 0 | 0 | 0 | 0 | 0 | 0 | 0 | 0 | 0 | 0 | 0 | 0 | 0 | 0 | 0 | 0 | 0 | 0 | 0
F1_Commercial_Lodging_New_Miscellaneous_Natural Gas_Pool Heater_E7 | F1 | Commercial | Lodging | New | Miscellaneous | Natural Gas | Pool Heater | E7 | Participant - Cost of Equipment | 0 | 0 | 0 | 0 | 0 | 0 | 0 | 0 | 0 | 0 | 0 | 0 | 0 | 0 | 0 | 0 | 0 | 0 | 0 | 0 | 0 | 0 | 0 | 0 | 0 | 0 | 0 | 0 | 0 | 0 | 0
F1_Commercial_Lodging_New_Miscellaneous_Natural Gas_Pool Heater_E8 | F1 | Commercial | Lodging | New | Miscellaneous | Natural Gas | Pool Heater | E8 | Participant - Cost of Equipment | 0 | 0 | 0 | 0 | 0 | 0 | 0 | 0 | 0 | 0 | 0 | 0 | 0 | 0 | 0 | 0 | 0 | 0 | 0 | 0 | 0 | 0 | 0 | 0 | 0 | 0 | 0 | 0 | 0 | 0 | 0
F1_Commercial_Lodging_New_Miscellaneous_Natural Gas_Pool Heater_E9 | F1 | Commercial | Lodging | New | Miscellaneous | Natural Gas | Pool Heater | E9 | Participant - Cost of Equipment | 0 | 0 | 0 | 0 | 0 | 0 | 0 | 0 | 0 | 0 | 0 | 0 | 0 | 0 | 0 | 0 | 0 | 0 | 0 | 0 | 0 | 0 | 0 | 0 | 0 | 0 | 0 | 0 | 0 | 0 | 0
F1_Commercial_Lodging_New_Miscellaneous_Natural Gas_Pool Heater_E10 | F1 | Commercial | Lodging | New | Miscellaneous | Natural Gas | Pool Heater | E10 | Participant - Cost of Equipment | 0 | 0 | 0 | 0 | 0 | 0 | 0 | 0 | 0 | 0 | 0 | 0 | 0 | 0 | 0 | 0 | 0 | 0 | 0 | 0 | 0 | 0 | 0 | 0 | 0 | 0 | 0 | 0 | 0 | 0 | 0
F2_Commercial_Lodging_New_Miscellaneous_Natural Gas_Pool Heater_E1 | F2 | Commercial | Lodging | New | Miscellaneous | Natural Gas | Pool Heater | E1 | Participant - Cost of Operation | 0.031986 | 0.033168 | 0.03364 | 0.033752 | 0.035028 | 0.033022 | 0.031634 | 0.031595 | 0.032529 | 0.031981 | 0.031831 | 0.031488 | 0.023625 | 0.023049 | 0.022882 | 0.025862 | 0.029534 | 0.033668 | 0.036964 | 0.042376 | 0.043042 | 0.043868 | 0.044853 | 0.016925 | 0.016565 | 0.016231 | 0.015921 | 0.015629 | 0.015354 | 0.01509 | 0.014837
F2_Commercial_Lodging_New_Miscellaneous_Natural Gas_Pool Heater_E2 | F2 | Commercial | Lodging | New | Miscellaneous | Natural Gas | Pool Heater | E2 | Participant - Cost of Operation | 0.027188 | 0.028193 | 0.028594 | 0.028689 | 0.029774 | 0.028068 | 0.026889 | 0.026856 | 0.02765 | 0.027184 | 0.027056 | 0.026764 | 0.020081 | 0.019592 | 0.019449 | 0.021983 | 0.025104 | 0.028617 | 0.03142 | 0.036019 | 0.036586 | 0.037287 | 0.038125 | 0.014386 | 0.01408 | 0.013797 | 0.013533 | 0.013285 | 0.013051 | 0.012827 | 0.012612
F2_Commercial_Lodging_New_Miscellaneous_Natural Gas_Pool Heater_E3 | F2 | Commercial | Lodging | New | Miscellaneous | Natural Gas | Pool Heater | E3 | Participant - Cost of Operation | 0 | 0 | 0 | 0 | 0 | 0 | 0 | 0 | 0 | 0 | 0 | 0 | 0 | 0 | 0 | 0 | 0 | 0 | 0 | 0 | 0 | 0 | 0 | 0 | 0 | 0 | 0 | 0 | 0 | 0 | 0
F2_Commercial_Lodging_New_Miscellaneous_Natural Gas_Pool Heater_E4 | F2 | Commercial | Lodging | New | Miscellaneous | Natural Gas | Pool Heater | E4 | Participant - Cost of Operation | 0 | 0 | 0 | 0 | 0 | 0 | 0 | 0 | 0 | 0 | 0 | 0 | 0 | 0 | 0 | 0 | 0 | 0 | 0 | 0 | 0 | 0 | 0 | 0 | 0 | 0 | 0 | 0 | 0 | 0 | 0
F2_Commercial_Lodging_New_Miscellaneous_Natural Gas_Pool Heater_E5 | F2 | Commercial | Lodging | New | Miscellaneous | Natural Gas | Pool Heater | E5 | Participant - Cost of Operation | 0 | 0 | 0 | 0 | 0 | 0 | 0 | 0 | 0 | 0 | 0 | 0 | 0 | 0 | 0 | 0 | 0 | 0 | 0 | 0 | 0 | 0 | 0 | 0 | 0 | 0 | 0 | 0 | 0 | 0 | 0
F2_Commercial_Lodging_New_Miscellaneous_Natural Gas_Pool Heater_E6 | F2 | Commercial | Lodging | New | Miscellaneous | Natural Gas | Pool Heater | E6 | Participant - Cost of Operation | 0 | 0 | 0 | 0 | 0 | 0 | 0 | 0 | 0 | 0 | 0 | 0 | 0 | 0 | 0 | 0 | 0 | 0 | 0 | 0 | 0 | 0 | 0 | 0 | 0 | 0 | 0 | 0 | 0 | 0 | 0
F2_Commercial_Lodging_New_Miscellaneous_Natural Gas_Pool Heater_E7 | F2 | Commercial | Lodging | New | Miscellaneous | Natural Gas | Pool Heater | E7 | Participant - Cost of Operation | 0 | 0 | 0 | 0 | 0 | 0 | 0 | 0 | 0 | 0 | 0 | 0 | 0 | 0 | 0 | 0 | 0 | 0 | 0 | 0 | 0 | 0 | 0 | 0 | 0 | 0 | 0 | 0 | 0 | 0 | 0
F2_Commercial_Lodging_New_Miscellaneous_Natural Gas_Pool Heater_E8 | F2 | Commercial | Lodging | New | Miscellaneous | Natural Gas | Pool Heater | E8 | Participant - Cost of Operation | 0 | 0 | 0 | 0 | 0 | 0 | 0 | 0 | 0 | 0 | 0 | 0 | 0 | 0 | 0 | 0 | 0 | 0 | 0 | 0 | 0 | 0 | 0 | 0 | 0 | 0 | 0 | 0 | 0 | 0 | 0
F2_Commercial_Lodging_New_Miscellaneous_Natural Gas_Pool Heater_E9 | F2 | Commercial | Lodging | New | Miscellaneous | Natural Gas | Pool Heater | E9 | Participant - Cost of Operation | 0 | 0 | 0 | 0 | 0 | 0 | 0 | 0 | 0 | 0 | 0 | 0 | 0 | 0 | 0 | 0 | 0 | 0 | 0 | 0 | 0 | 0 | 0 | 0 | 0 | 0 | 0 | 0 | 0 | 0 | 0
F2_Commercial_Lodging_New_Miscellaneous_Natural Gas_Pool Heater_E10 | F2 | Commercial | Lodging | New | Miscellaneous | Natural Gas | Pool Heater | E10 | Participant - Cost of Operation | 0 | 0 | 0 | 0 | 0 | 0 | 0 | 0 | 0 | 0 | 0 | 0 | 0 | 0 | 0 | 0 | 0 | 0 | 0 | 0 | 0 | 0 | 0 | 0 | 0 | 0 | 0 | 0 | 0 | 0 | 0
F3_Commercial_Lodging_New_Miscellaneous_Natural Gas_Pool Heater_E1 | F3 | Commercial | Lodging | New | Miscellaneous | Natural Gas | Pool Heater | E1 | System - kBTUs of Conusmption | 2.7007 | 2.7115 | 2.7046 | 2.6999 | 2.6999 | 2.6999 | 2.6999 | 2.6999 | 2.6999 | 2.6999 | 2.6999 | 2.6999 | 2.6999 | 2.6999 | 2.6999 | 2.6999 | 2.6999 | 2.6999 | 2.6999 | 2.6999 | 2.6999 | 2.6999 | 2.6999 | 2.6999 | 2.6999 | 2.6999 | 2.6999 | 2.6999 | 2.6999 | 2.6999 | 2.6999
F3_Commercial_Lodging_New_Miscellaneous_Natural Gas_Pool Heater_E2 | F3 | Commercial | Lodging | New | Miscellaneous | Natural Gas | Pool Heater | E2 | System - kBTUs of Conusmption | 2.2956 | 2.3048 | 2.2989 | 2.2949 | 2.2949 | 2.2949 | 2.2949 | 2.2949 | 2.2949 | 2.2949 | 2.2949 | 2.2949 | 2.2949 | 2.2949 | 2.2949 | 2.2949 | 2.2949 | 2.2949 | 2.2949 | 2.2949 | 2.2949 | 2.2949 | 2.2949 | 2.2949 | 2.2949 | 2.2949 | 2.2949 | 2.2949 | 2.2949 | 2.2949 | 2.2949
F3_Commercial_Lodging_New_Miscellaneous_Natural Gas_Pool Heater_E3 | F3 | Commercial | Lodging | New | Miscellaneous | Natural Gas | Pool Heater | E3 | System - kBTUs of Conusmption | 0 | 0 | 0 | 0 | 0 | 0 | 0 | 0 | 0 | 0 | 0 | 0 | 0 | 0 | 0 | 0 | 0 | 0 | 0 | 0 | 0 | 0 | 0 | 0 | 0 | 0 | 0 | 0 | 0 | 0 | 0
F3_Commercial_Lodging_New_Miscellaneous_Natural Gas_Pool Heater_E4 | F3 | Commercial | Lodging | New | Miscellaneous | Natural Gas | Pool Heater | E4 | System - kBTUs of Conusmption | 0 | 0 | 0 | 0 | 0 | 0 | 0 | 0 | 0 | 0 | 0 | 0 | 0 | 0 | 0 | 0 | 0 | 0 | 0 | 0 | 0 | 0 | 0 | 0 | 0 | 0 | 0 | 0 | 0 | 0 | 0
F3_Commercial_Lodging_New_Miscellaneous_Natural Gas_Pool Heater_E5 | F3 | Commercial | Lodging | New | Miscellaneous | Natural Gas | Pool Heater | E5 | System - kBTUs of Conusmption | 0 | 0 | 0 | 0 | 0 | 0 | 0 | 0 | 0 | 0 | 0 | 0 | 0 | 0 | 0 | 0 | 0 | 0 | 0 | 0 | 0 | 0 | 0 | 0 | 0 | 0 | 0 | 0 | 0 | 0 | 0
F3_Commercial_Lodging_New_Miscellaneous_Natural Gas_Pool Heater_E6 | F3 | Commercial | Lodging | New | Miscellaneous | Natural Gas | Pool Heater | E6 | System - kBTUs of Conusmption | 0 | 0 | 0 | 0 | 0 | 0 | 0 | 0 | 0 | 0 | 0 | 0 | 0 | 0 | 0 | 0 | 0 | 0 | 0 | 0 | 0 | 0 | 0 | 0 | 0 | 0 | 0 | 0 | 0 | 0 | 0
F3_Commercial_Lodging_New_Miscellaneous_Natural Gas_Pool Heater_E7 | F3 | Commercial | Lodging | New | Miscellaneous | Natural Gas | Pool Heater | E7 | System - kBTUs of Conusmption | 0 | 0 | 0 | 0 | 0 | 0 | 0 | 0 | 0 | 0 | 0 | 0 | 0 | 0 | 0 | 0 | 0 | 0 | 0 | 0 | 0 | 0 | 0 | 0 | 0 | 0 | 0 | 0 | 0 | 0 | 0
F3_Commercial_Lodging_New_Miscellaneous_Natural Gas_Pool Heater_E8 | F3 | Commercial | Lodging | New | Miscellaneous | Natural Gas | Pool Heater | E8 | System - kBTUs of Conusmption | 0 | 0 | 0 | 0 | 0 | 0 | 0 | 0 | 0 | 0 | 0 | 0 | 0 | 0 | 0 | 0 | 0 | 0 | 0 | 0 | 0 | 0 | 0 | 0 | 0 | 0 | 0 | 0 | 0 | 0 | 0
F3_Commercial_Lodging_New_Miscellaneous_Natural Gas_Pool Heater_E9 | F3 | Commercial | Lodging | New | Miscellaneous | Natural Gas | Pool Heater | E9 | System - kBTUs of Conusmption | 0 | 0 | 0 | 0 | 0 | 0 | 0 | 0 | 0 | 0 | 0 | 0 | 0 | 0 | 0 | 0 | 0 | 0 | 0 | 0 | 0 | 0 | 0 | 0 | 0 | 0 | 0 | 0 | 0 | 0 | 0
F3_Commercial_Lodging_New_Miscellaneous_Natural Gas_Pool Heater_E10 | F3 | Commercial | Lodging | New | Miscellaneous | Natural Gas | Pool Heater | E10 | System - kBTUs of Conusmption | 0 | 0 | 0 | 0 | 0 | 0 | 0 | 0 | 0 | 0 | 0 | 0 | 0 | 0 | 0 | 0 | 0 | 0 | 0 | 0 | 0 | 0 | 0 | 0 | 0 | 0 | 0 | 0 | 0 | 0 | 0
F4_Commercial_Lodging_New_Miscellaneous_Natural Gas_Pool Heater_E1 | F4 | Commercial | Lodging | New | Miscellaneous | Natural Gas | Pool Heater | E1 | Utility - Cost of Equipment | 0.0069275 | 0.0069275 | 0.0069275 | 0.0069275 | 0.0069275 | 0.0069275 | 0.0069275 | 0.0069275 | 0.0069275 | 0.0069275 | 0.0069275 | 0.0069275 | 0.0069275 | 0.0069275 | 0.0069275 | 0.0069275 | 0.0069275 | 0.0069275 | 0.0069275 | 0.0069275 | 0.0069275 | 0.0069275 | 0.0069275 | 0.0069275 | 0.0069275 | 0.0069275 | 0.0069275 | 0.0069275 | 0.0069275 | 0.0069275 | 0.0069275
F4_Commercial_Lodging_New_Miscellaneous_Natural Gas_Pool Heater_E2 | F4 | Commercial | Lodging | New | Miscellaneous | Natural Gas | Pool Heater | E2 | Utility - Cost of Equipment | 0.011343 | 0.011343 | 0.011343 | 0.011343 | 0.011343 | 0.011343 | 0.011343 | 0.011343 | 0.011343 | 0.011343 | 0.011343 | 0.011343 | 0.011343 | 0.011343 | 0.011343 | 0.011343 | 0.011343 | 0.011343 | 0.011343 | 0.011343 | 0.011343 | 0.011343 | 0.011343 | 0.011343 | 0.011343 | 0.011343 | 0.011343 | 0.011343 | 0.011343 | 0.011343 | 0.011343
F4_Commercial_Lodging_New_Miscellaneous_Natural Gas_Pool Heater_E3 | F4 | Commercial | Lodging | New | Miscellaneous | Natural Gas | Pool Heater | E3 | Utility - Cost of Equipment | 0 | 0 | 0 | 0 | 0 | 0 | 0 | 0 | 0 | 0 | 0 | 0 | 0 | 0 | 0 | 0 | 0 | 0 | 0 | 0 | 0 | 0 | 0 | 0 | 0 | 0 | 0 | 0 | 0 | 0 | 0
F4_Commercial_Lodging_New_Miscellaneous_Natural Gas_Pool Heater_E4 | F4 | Commercial | Lodging | New | Miscellaneous | Natural Gas | Pool Heater | E4 | Utility - Cost of Equipment | 0 | 0 | 0 | 0 | 0 | 0 | 0 | 0 | 0 | 0 | 0 | 0 | 0 | 0 | 0 | 0 | 0 | 0 | 0 | 0 | 0 | 0 | 0 | 0 | 0 | 0 | 0 | 0 | 0 | 0 | 0
F4_Commercial_Lodging_New_Miscellaneous_Natural Gas_Pool Heater_E5 | F4 | Commercial | Lodging | New | Miscellaneous | Natural Gas | Pool Heater | E5 | Utility - Cost of Equipment | 0 | 0 | 0 | 0 | 0 | 0 | 0 | 0 | 0 | 0 | 0 | 0 | 0 | 0 | 0 | 0 | 0 | 0 | 0 | 0 | 0 | 0 | 0 | 0 | 0 | 0 | 0 | 0 | 0 | 0 | 0
F4_Commercial_Lodging_New_Miscellaneous_Natural Gas_Pool Heater_E6 | F4 | Commercial | Lodging | New | Miscellaneous | Natural Gas | Pool Heater | E6 | Utility - Cost of Equipment | 0 | 0 | 0 | 0 | 0 | 0 | 0 | 0 | 0 | 0 | 0 | 0 | 0 | 0 | 0 | 0 | 0 | 0 | 0 | 0 | 0 | 0 | 0 | 0 | 0 | 0 | 0 | 0 | 0 | 0 | 0
F4_Commercial_Lodging_New_Miscellaneous_Natural Gas_Pool Heater_E7 | F4 | Commercial | Lodging | New | Miscellaneous | Natural Gas | Pool Heater | E7 | Utility - Cost of Equipment | 0 | 0 | 0 | 0 | 0 | 0 | 0 | 0 | 0 | 0 | 0 | 0 | 0 | 0 | 0 | 0 | 0 | 0 | 0 | 0 | 0 | 0 | 0 | 0 | 0 | 0 | 0 | 0 | 0 | 0 | 0
F4_Commercial_Lodging_New_Miscellaneous_Natural Gas_Pool Heater_E8 | F4 | Commercial | Lodging | New | Miscellaneous | Natural Gas | Pool Heater | E8 | Utility - Cost of Equipment | 0 | 0 | 0 | 0 | 0 | 0 | 0 | 0 | 0 | 0 | 0 | 0 | 0 | 0 | 0 | 0 | 0 | 0 | 0 | 0 | 0 | 0 | 0 | 0 | 0 | 0 | 0 | 0 | 0 | 0 | 0
F4_Commercial_Lodging_New_Miscellaneous_Natural Gas_Pool Heater_E9 | F4 | Commercial | Lodging | New | Miscellaneous | Natural Gas | Pool Heater | E9 | Utility - Cost of Equipment | 0 | 0 | 0 | 0 | 0 | 0 | 0 | 0 | 0 | 0 | 0 | 0 | 0 | 0 | 0 | 0 | 0 | 0 | 0 | 0 | 0 | 0 | 0 | 0 | 0 | 0 | 0 | 0 | 0 | 0 | 0
F4_Commercial_Lodging_New_Miscellaneous_Natural Gas_Pool Heater_E10 | F4 | Commercial | Lodging | New | Miscellaneous | Natural Gas | Pool Heater | E10 | Utility - Cost of Equipment | 0 | 0 | 0 | 0 | 0 | 0 | 0 | 0 | 0 | 0 | 0 | 0 | 0 | 0 | 0 | 0 | 0 | 0 | 0 | 0 | 0 | 0 | 0 | 0 | 0 | 0 | 0 | 0 | 0 | 0 | 0
F5_Commercial_Lodging_New_Miscellaneous_Natural Gas_Pool Heater_E1 | F5 | Commercial | Lodging | New | Miscellaneous | Natural Gas | Pool Heater | E1 | Utility - Cost of Operation | 0.026698 | 0.027685 | 0.028078 | 0.028172 | 0.029237 | 0.027563 | 0.026404 | 0.026372 | 0.027151 | 0.026694 | 0.026569 | 0.026282 | 0.019719 | 0.019239 | 0.019099 | 0.021587 | 0.024652 | 0.028102 | 0.030853 | 0.03537 | 0.035926 | 0.036615 | 0.037438 | 0.014127 | 0.013826 | 0.013548 | 0.013289 | 0.013046 | 0.012815 | 0.012596 | 0.012384
F5_Commercial_Lodging_New_Miscellaneous_Natural Gas_Pool Heater_E2 | F5 | Commercial | Lodging | New | Miscellaneous | Natural Gas | Pool Heater | E2 | Utility - Cost of Operation | 0.022693 | 0.023532 | 0.023867 | 0.023946 | 0.024852 | 0.023428 | 0.022443 | 0.022416 | 0.023079 | 0.02269 | 0.022583 | 0.02234 | 0.016761 | 0.016353 | 0.016234 | 0.018349 | 0.020954 | 0.023886 | 0.026225 | 0.030065 | 0.030537 | 0.031123 | 0.031822 | 0.012008 | 0.011752 | 0.011516 | 0.011295 | 0.011089 | 0.010893 | 0.010706 | 0.010527
F5_Commercial_Lodging_New_Miscellaneous_Natural Gas_Pool Heater_E3 | F5 | Commercial | Lodging | New | Miscellaneous | Natural Gas | Pool Heater | E3 | Utility - Cost of Operation | 0 | 0 | 0 | 0 | 0 | 0 | 0 | 0 | 0 | 0 | 0 | 0 | 0 | 0 | 0 | 0 | 0 | 0 | 0 | 0 | 0 | 0 | 0 | 0 | 0 | 0 | 0 | 0 | 0 | 0 | 0
F5_Commercial_Lodging_New_Miscellaneous_Natural Gas_Pool Heater_E4 | F5 | Commercial | Lodging | New | Miscellaneous | Natural Gas | Pool Heater | E4 | Utility - Cost of Operation | 0 | 0 | 0 | 0 | 0 | 0 | 0 | 0 | 0 | 0 | 0 | 0 | 0 | 0 | 0 | 0 | 0 | 0 | 0 | 0 | 0 | 0 | 0 | 0 | 0 | 0 | 0 | 0 | 0 | 0 | 0
F5_Commercial_Lodging_New_Miscellaneous_Natural Gas_Pool Heater_E5 | F5 | Commercial | Lodging | New | Miscellaneous | Natural Gas | Pool Heater | E5 | Utility - Cost of Operation | 0 | 0 | 0 | 0 | 0 | 0 | 0 | 0 | 0 | 0 | 0 | 0 | 0 | 0 | 0 | 0 | 0 | 0 | 0 | 0 | 0 | 0 | 0 | 0 | 0 | 0 | 0 | 0 | 0 | 0 | 0
F5_Commercial_Lodging_New_Miscellaneous_Natural Gas_Pool Heater_E6 | F5 | Commercial | Lodging | New | Miscellaneous | Natural Gas | Pool Heater | E6 | Utility - Cost of Operation | 0 | 0 | 0 | 0 | 0 | 0 | 0 | 0 | 0 | 0 | 0 | 0 | 0 | 0 | 0 | 0 | 0 | 0 | 0 | 0 | 0 | 0 | 0 | 0 | 0 | 0 | 0 | 0 | 0 | 0 | 0
F5_Commercial_Lodging_New_Miscellaneous_Natural Gas_Pool Heater_E7 | F5 | Commercial | Lodging | New | Miscellaneous | Natural Gas | Pool Heater | E7 | Utility - Cost of Operation | 0 | 0 | 0 | 0 | 0 | 0 | 0 | 0 | 0 | 0 | 0 | 0 | 0 | 0 | 0 | 0 | 0 | 0 | 0 | 0 | 0 | 0 | 0 | 0 | 0 | 0 | 0 | 0 | 0 | 0 | 0
F5_Commercial_Lodging_New_Miscellaneous_Natural Gas_Pool Heater_E8 | F5 | Commercial | Lodging | New | Miscellaneous | Natural Gas | Pool Heater | E8 | Utility - Cost of Operation | 0 | 0 | 0 | 0 | 0 | 0 | 0 | 0 | 0 | 0 | 0 | 0 | 0 | 0 | 0 | 0 | 0 | 0 | 0 | 0 | 0 | 0 | 0 | 0 | 0 | 0 | 0 | 0 | 0 | 0 | 0
F5_Commercial_Lodging_New_Miscellaneous_Natural Gas_Pool Heater_E9 | F5 | Commercial | Lodging | New | Miscellaneous | Natural Gas | Pool Heater | E9 | Utility - Cost of Operation | 0 | 0 | 0 | 0 | 0 | 0 | 0 | 0 | 0 | 0 | 0 | 0 | 0 | 0 | 0 | 0 | 0 | 0 | 0 | 0 | 0 | 0 | 0 | 0 | 0 | 0 | 0 | 0 | 0 | 0 | 0
F5_Commercial_Lodging_New_Miscellaneous_Natural Gas_Pool Heater_E10 | F5 | Commercial | Lodging | New | Miscellaneous | Natural Gas | Pool Heater | E10 | Utility - Cost of Operation | 0 | 0 | 0 | 0 | 0 | 0 | 0 | 0 | 0 | 0 | 0 | 0 | 0 | 0 | 0 | 0 | 0 | 0 | 0 | 0 | 0 | 0 | 0 | 0 | 0 | 0 | 0 | 0 | 0 | 0 | 0
F6_Commercial_Lodging_New_Miscellaneous_Natural Gas_Pool Heater_E1 | F6 | Commercial | Lodging | New | Miscellaneous | Natural Gas | Pool Heater | E1 | Utility - Value of Sales | 0.031986 | 0.033168 | 0.03364 | 0.033752 | 0.035028 | 0.033022 | 0.031634 | 0.031595 | 0.032529 | 0.031981 | 0.031831 | 0.031488 | 0.023625 | 0.023049 | 0.022882 | 0.025862 | 0.029534 | 0.033668 | 0.036964 | 0.042376 | 0.043042 | 0.043868 | 0.044853 | 0.016925 | 0.016565 | 0.016231 | 0.015921 | 0.015629 | 0.015354 | 0.01509 | 0.014837
F6_Commercial_Lodging_New_Miscellaneous_Natural Gas_Pool Heater_E2 | F6 | Commercial | Lodging | New | Miscellaneous | Natural Gas | Pool Heater | E2 | Utility - Value of Sales | 0.027188 | 0.028193 | 0.028594 | 0.028689 | 0.029774 | 0.028068 | 0.026889 | 0.026856 | 0.02765 | 0.027184 | 0.027056 | 0.026764 | 0.020081 | 0.019592 | 0.019449 | 0.021983 | 0.025104 | 0.028617 | 0.03142 | 0.036019 | 0.036586 | 0.037287 | 0.038125 | 0.014386 | 0.01408 | 0.013797 | 0.013533 | 0.013285 | 0.013051 | 0.012827 | 0.012612
F6_Commercial_Lodging_New_Miscellaneous_Natural Gas_Pool Heater_E3 | F6 | Commercial | Lodging | New | Miscellaneous | Natural Gas | Pool Heater | E3 | Utility - Value of Sales | 0 | 0 | 0 | 0 | 0 | 0 | 0 | 0 | 0 | 0 | 0 | 0 | 0 | 0 | 0 | 0 | 0 | 0 | 0 | 0 | 0 | 0 | 0 | 0 | 0 | 0 | 0 | 0 | 0 | 0 | 0
F6_Commercial_Lodging_New_Miscellaneous_Natural Gas_Pool Heater_E4 | F6 | Commercial | Lodging | New | Miscellaneous | Natural Gas | Pool Heater | E4 | Utility - Value of Sales | 0 | 0 | 0 | 0 | 0 | 0 | 0 | 0 | 0 | 0 | 0 | 0 | 0 | 0 | 0 | 0 | 0 | 0 | 0 | 0 | 0 | 0 | 0 | 0 | 0 | 0 | 0 | 0 | 0 | 0 | 0
F6_Commercial_Lodging_New_Miscellaneous_Natural Gas_Pool Heater_E5 | F6 | Commercial | Lodging | New | Miscellaneous | Natural Gas | Pool Heater | E5 | Utility - Value of Sales | 0 | 0 | 0 | 0 | 0 | 0 | 0 | 0 | 0 | 0 | 0 | 0 | 0 | 0 | 0 | 0 | 0 | 0 | 0 | 0 | 0 | 0 | 0 | 0 | 0 | 0 | 0 | 0 | 0 | 0 | 0
F6_Commercial_Lodging_New_Miscellaneous_Natural Gas_Pool Heater_E6 | F6 | Commercial | Lodging | New | Miscellaneous | Natural Gas | Pool Heater | E6 | Utility - Value of Sales | 0 | 0 | 0 | 0 | 0 | 0 | 0 | 0 | 0 | 0 | 0 | 0 | 0 | 0 | 0 | 0 | 0 | 0 | 0 | 0 | 0 | 0 | 0 | 0 | 0 | 0 | 0 | 0 | 0 | 0 | 0
F6_Commercial_Lodging_New_Miscellaneous_Natural Gas_Pool Heater_E7 | F6 | Commercial | Lodging | New | Miscellaneous | Natural Gas | Pool Heater | E7 | Utility - Value of Sales | 0 | 0 | 0 | 0 | 0 | 0 | 0 | 0 | 0 | 0 | 0 | 0 | 0 | 0 | 0 | 0 | 0 | 0 | 0 | 0 | 0 | 0 | 0 | 0 | 0 | 0 | 0 | 0 | 0 | 0 | 0
F6_Commercial_Lodging_New_Miscellaneous_Natural Gas_Pool Heater_E8 | F6 | Commercial | Lodging | New | Miscellaneous | Natural Gas | Pool Heater | E8 | Utility - Value of Sales | 0 | 0 | 0 | 0 | 0 | 0 | 0 | 0 | 0 | 0 | 0 | 0 | 0 | 0 | 0 | 0 | 0 | 0 | 0 | 0 | 0 | 0 | 0 | 0 | 0 | 0 | 0 | 0 | 0 | 0 | 0
F6_Commercial_Lodging_New_Miscellaneous_Natural Gas_Pool Heater_E9 | F6 | Commercial | Lodging | New | Miscellaneous | Natural Gas | Pool Heater | E9 | Utility - Value of Sales | 0 | 0 | 0 | 0 | 0 | 0 | 0 | 0 | 0 | 0 | 0 | 0 | 0 | 0 | 0 | 0 | 0 | 0 | 0 | 0 | 0 | 0 | 0 | 0 | 0 | 0 | 0 | 0 | 0 | 0 | 0
F6_Commercial_Lodging_New_Miscellaneous_Natural Gas_Pool Heater_E10 | F6 | Commercial | Lodging | New | Miscellaneous | Natural Gas | Pool Heater | E10 | Utility - Value of Sales | 0 | 0 | 0 | 0 | 0 | 0 | 0 | 0 | 0 | 0 | 0 | 0 | 0 | 0 | 0 | 0 | 0 | 0 | 0 | 0 | 0 | 0 | 0 | 0 | 0 | 0 | 0 | 0 | 0 | 0 | 0
F1_Commercial_Lodging_New_Miscellaneous_Natural Gas_Miscellaneous_E1 | F1 | Commercial | Lodging | New | Miscellaneous | Natural Gas | Miscellaneous | E1 | Participant - Cost of Equipment | 0.24854 | 0.24854 | 0.24854 | 0.24854 | 0.24854 | 0.24854 | 0.24854 | 0.24854 | 0.24854 | 0.24854 | 0.24854 | 0.24854 | 0.24854 | 0.24854 | 0.24854 | 0.24854 | 0.24854 | 0.24854 | 0.24854 | 0.24854 | 0.24854 | 0.24854 | 0.24854 | 0.24854 | 0.24854 | 0.24854 | 0.24854 | 0.24854 | 0.24854 | 0.24854 | 0.24854
F1_Commercial_Lodging_New_Miscellaneous_Natural Gas_Miscellaneous_E2 | F1 | Commercial | Lodging | New | Miscellaneous | Natural Gas | Miscellaneous | E2 | Participant - Cost of Equipment | 0 | 0 | 0 | 0 | 0 | 0 | 0 | 0 | 0 | 0 | 0 | 0 | 0 | 0 | 0 | 0 | 0 | 0 | 0 | 0 | 0 | 0 | 0 | 0 | 0 | 0 | 0 | 0 | 0 | 0 | 0
F1_Commercial_Lodging_New_Miscellaneous_Natural Gas_Miscellaneous_E3 | F1 | Commercial | Lodging | New | Miscellaneous | Natural Gas | Miscellaneous | E3 | Participant - Cost of Equipment | 0 | 0 | 0 | 0 | 0 | 0 | 0 | 0 | 0 | 0 | 0 | 0 | 0 | 0 | 0 | 0 | 0 | 0 | 0 | 0 | 0 | 0 | 0 | 0 | 0 | 0 | 0 | 0 | 0 | 0 | 0
F1_Commercial_Lodging_New_Miscellaneous_Natural Gas_Miscellaneous_E4 | F1 | Commercial | Lodging | New | Miscellaneous | Natural Gas | Miscellaneous | E4 | Participant - Cost of Equipment | 0 | 0 | 0 | 0 | 0 | 0 | 0 | 0 | 0 | 0 | 0 | 0 | 0 | 0 | 0 | 0 | 0 | 0 | 0 | 0 | 0 | 0 | 0 | 0 | 0 | 0 | 0 | 0 | 0 | 0 | 0
F1_Commercial_Lodging_New_Miscellaneous_Natural Gas_Miscellaneous_E5 | F1 | Commercial | Lodging | New | Miscellaneous | Natural Gas | Miscellaneous | E5 | Participant - Cost of Equipment | 0 | 0 | 0 | 0 | 0 | 0 | 0 | 0 | 0 | 0 | 0 | 0 | 0 | 0 | 0 | 0 | 0 | 0 | 0 | 0 | 0 | 0 | 0 | 0 | 0 | 0 | 0 | 0 | 0 | 0 | 0
F1_Commercial_Lodging_New_Miscellaneous_Natural Gas_Miscellaneous_E6 | F1 | Commercial | Lodging | New | Miscellaneous | Natural Gas | Miscellaneous | E6 | Participant - Cost of Equipment | 0 | 0 | 0 | 0 | 0 | 0 | 0 | 0 | 0 | 0 | 0 | 0 | 0 | 0 | 0 | 0 | 0 | 0 | 0 | 0 | 0 | 0 | 0 | 0 | 0 | 0 | 0 | 0 | 0 | 0 | 0
F1_Commercial_Lodging_New_Miscellaneous_Natural Gas_Miscellaneous_E7 | F1 | Commercial | Lodging | New | Miscellaneous | Natural Gas | Miscellaneous | E7 | Participant - Cost of Equipment | 0 | 0 | 0 | 0 | 0 | 0 | 0 | 0 | 0 | 0 | 0 | 0 | 0 | 0 | 0 | 0 | 0 | 0 | 0 | 0 | 0 | 0 | 0 | 0 | 0 | 0 | 0 | 0 | 0 | 0 | 0
F1_Commercial_Lodging_New_Miscellaneous_Natural Gas_Miscellaneous_E8 | F1 | Commercial | Lodging | New | Miscellaneous | Natural Gas | Miscellaneous | E8 | Participant - Cost of Equipment | 0 | 0 | 0 | 0 | 0 | 0 | 0 | 0 | 0 | 0 | 0 | 0 | 0 | 0 | 0 | 0 | 0 | 0 | 0 | 0 | 0 | 0 | 0 | 0 | 0 | 0 | 0 | 0 | 0 | 0 | 0
F1_Commercial_Lodging_New_Miscellaneous_Natural Gas_Miscellaneous_E9 | F1 | Commercial | Lodging | New | Miscellaneous | Natural Gas | Miscellaneous | E9 | Participant - Cost of Equipment | 0 | 0 | 0 | 0 | 0 | 0 | 0 | 0 | 0 | 0 | 0 | 0 | 0 | 0 | 0 | 0 | 0 | 0 | 0 | 0 | 0 | 0 | 0 | 0 | 0 | 0 | 0 | 0 | 0 | 0 | 0
F1_Commercial_Lodging_New_Miscellaneous_Natural Gas_Miscellaneous_E10 | F1 | Commercial | Lodging | New | Miscellaneous | Natural Gas | Miscellaneous | E10 | Participant - Cost of Equipment | 0 | 0 | 0 | 0 | 0 | 0 | 0 | 0 | 0 | 0 | 0 | 0 | 0 | 0 | 0 | 0 | 0 | 0 | 0 | 0 | 0 | 0 | 0 | 0 | 0 | 0 | 0 | 0 | 0 | 0 | 0
F2_Commercial_Lodging_New_Miscellaneous_Natural Gas_Miscellaneous_E1 | F2 | Commercial | Lodging | New | Miscellaneous | Natural Gas | Miscellaneous | E1 | Participant - Cost of Operation | 0.0066193 | 0.006832 | 0.006993 | 0.0071775 | 0.0075314 | 0.0069945 | 0.0065891 | 0.0065104 | 0.0066668 | 0.0067776 | 0.0069941 | 0.0069145 | 0.0049713 | 0.0048493 | 0.0048197 | 0.0053503 | 0.0060147 | 0.0067218 | 0.0071953 | 0.0081534 | 0.009134 | 0.010241 | 0.0105 | 0.0035719 | 0.0034948 | 0.0034235 | 0.0033573 | 0.0032952 | 0.0032366 | 0.0031808 | 0.0031272
F2_Commercial_Lodging_New_Miscellaneous_Natural Gas_Miscellaneous_E2 | F2 | Commercial | Lodging | New | Miscellaneous | Natural Gas | Miscellaneous | E2 | Participant - Cost of Operation | 0 | 0 | 0 | 0 | 0 | 0 | 0 | 0 | 0 | 0 | 0 | 0 | 0 | 0 | 0 | 0 | 0 | 0 | 0 | 0 | 0 | 0 | 0 | 0 | 0 | 0 | 0 | 0 | 0 | 0 | 0
F2_Commercial_Lodging_New_Miscellaneous_Natural Gas_Miscellaneous_E3 | F2 | Commercial | Lodging | New | Miscellaneous | Natural Gas | Miscellaneous | E3 | Participant - Cost of Operation | 0 | 0 | 0 | 0 | 0 | 0 | 0 | 0 | 0 | 0 | 0 | 0 | 0 | 0 | 0 | 0 | 0 | 0 | 0 | 0 | 0 | 0 | 0 | 0 | 0 | 0 | 0 | 0 | 0 | 0 | 0
F2_Commercial_Lodging_New_Miscellaneous_Natural Gas_Miscellaneous_E4 | F2 | Commercial | Lodging | New | Miscellaneous | Natural Gas | Miscellaneous | E4 | Participant - Cost of Operation | 0 | 0 | 0 | 0 | 0 | 0 | 0 | 0 | 0 | 0 | 0 | 0 | 0 | 0 | 0 | 0 | 0 | 0 | 0 | 0 | 0 | 0 | 0 | 0 | 0 | 0 | 0 | 0 | 0 | 0 | 0
F2_Commercial_Lodging_New_Miscellaneous_Natural Gas_Miscellaneous_E5 | F2 | Commercial | Lodging | New | Miscellaneous | Natural Gas | Miscellaneous | E5 | Participant - Cost of Operation | 0 | 0 | 0 | 0 | 0 | 0 | 0 | 0 | 0 | 0 | 0 | 0 | 0 | 0 | 0 | 0 | 0 | 0 | 0 | 0 | 0 | 0 | 0 | 0 | 0 | 0 | 0 | 0 | 0 | 0 | 0
F2_Commercial_Lodging_New_Miscellaneous_Natural Gas_Miscellaneous_E6 | F2 | Commercial | Lodging | New | Miscellaneous | Natural Gas | Miscellaneous | E6 | Participant - Cost of Operation | 0 | 0 | 0 | 0 | 0 | 0 | 0 | 0 | 0 | 0 | 0 | 0 | 0 | 0 | 0 | 0 | 0 | 0 | 0 | 0 | 0 | 0 | 0 | 0 | 0 | 0 | 0 | 0 | 0 | 0 | 0
F2_Commercial_Lodging_New_Miscellaneous_Natural Gas_Miscellaneous_E7 | F2 | Commercial | Lodging | New | Miscellaneous | Natural Gas | Miscellaneous | E7 | Participant - Cost of Operation | 0 | 0 | 0 | 0 | 0 | 0 | 0 | 0 | 0 | 0 | 0 | 0 | 0 | 0 | 0 | 0 | 0 | 0 | 0 | 0 | 0 | 0 | 0 | 0 | 0 | 0 | 0 | 0 | 0 | 0 | 0
F2_Commercial_Lodging_New_Miscellaneous_Natural Gas_Miscellaneous_E8 | F2 | Commercial | Lodging | New | Miscellaneous | Natural Gas | Miscellaneous | E8 | Participant - Cost of Operation | 0 | 0 | 0 | 0 | 0 | 0 | 0 | 0 | 0 | 0 | 0 | 0 | 0 | 0 | 0 | 0 | 0 | 0 | 0 | 0 | 0 | 0 | 0 | 0 | 0 | 0 | 0 | 0 | 0 | 0 | 0
F2_Commercial_Lodging_New_Miscellaneous_Natural Gas_Miscellaneous_E9 | F2 | Commercial | Lodging | New | Miscellaneous | Natural Gas | Miscellaneous | E9 | Participant - Cost of Operation | 0 | 0 | 0 | 0 | 0 | 0 | 0 | 0 | 0 | 0 | 0 | 0 | 0 | 0 | 0 | 0 | 0 | 0 | 0 | 0 | 0 | 0 | 0 | 0 | 0 | 0 | 0 | 0 | 0 | 0 | 0
F2_Commercial_Lodging_New_Miscellaneous_Natural Gas_Miscellaneous_E10 | F2 | Commercial | Lodging | New | Miscellaneous | Natural Gas | Miscellaneous | E10 | Participant - Cost of Operation | 0 | 0 | 0 | 0 | 0 | 0 | 0 | 0 | 0 | 0 | 0 | 0 | 0 | 0 | 0 | 0 | 0 | 0 | 0 | 0 | 0 | 0 | 0 | 0 | 0 | 0 | 0 | 0 | 0 | 0 | 0
F3_Commercial_Lodging_New_Miscellaneous_Natural Gas_Miscellaneous_E1 | F3 | Commercial | Lodging | New | Miscellaneous | Natural Gas | Miscellaneous | E1 | System - kBTUs of Conusmption | 0.57258 | 0.5755 | 0.57375 | 0.57255 | 0.57255 | 0.57255 | 0.57255 | 0.57255 | 0.57255 | 0.57255 | 0.57255 | 0.57255 | 0.57255 | 0.57255 | 0.57255 | 0.57255 | 0.57255 | 0.57255 | 0.57255 | 0.57255 | 0.57255 | 0.57255 | 0.57255 | 0.57255 | 0.57255 | 0.57255 | 0.57255 | 0.57255 | 0.57255 | 0.57255 | 0.57255
F3_Commercial_Lodging_New_Miscellaneous_Natural Gas_Miscellaneous_E2 | F3 | Commercial | Lodging | New | Miscellaneous | Natural Gas | Miscellaneous | E2 | System - kBTUs of Conusmption | 0 | 0 | 0 | 0 | 0 | 0 | 0 | 0 | 0 | 0 | 0 | 0 | 0 | 0 | 0 | 0 | 0 | 0 | 0 | 0 | 0 | 0 | 0 | 0 | 0 | 0 | 0 | 0 | 0 | 0 | 0
F3_Commercial_Lodging_New_Miscellaneous_Natural Gas_Miscellaneous_E3 | F3 | Commercial | Lodging | New | Miscellaneous | Natural Gas | Miscellaneous | E3 | System - kBTUs of Conusmption | 0 | 0 | 0 | 0 | 0 | 0 | 0 | 0 | 0 | 0 | 0 | 0 | 0 | 0 | 0 | 0 | 0 | 0 | 0 | 0 | 0 | 0 | 0 | 0 | 0 | 0 | 0 | 0 | 0 | 0 | 0
F3_Commercial_Lodging_New_Miscellaneous_Natural Gas_Miscellaneous_E4 | F3 | Commercial | Lodging | New | Miscellaneous | Natural Gas | Miscellaneous | E4 | System - kBTUs of Conusmption | 0 | 0 | 0 | 0 | 0 | 0 | 0 | 0 | 0 | 0 | 0 | 0 | 0 | 0 | 0 | 0 | 0 | 0 | 0 | 0 | 0 | 0 | 0 | 0 | 0 | 0 | 0 | 0 | 0 | 0 | 0
F3_Commercial_Lodging_New_Miscellaneous_Natural Gas_Miscellaneous_E5 | F3 | Commercial | Lodging | New | Miscellaneous | Natural Gas | Miscellaneous | E5 | System - kBTUs of Conusmption | 0 | 0 | 0 | 0 | 0 | 0 | 0 | 0 | 0 | 0 | 0 | 0 | 0 | 0 | 0 | 0 | 0 | 0 | 0 | 0 | 0 | 0 | 0 | 0 | 0 | 0 | 0 | 0 | 0 | 0 | 0
F3_Commercial_Lodging_New_Miscellaneous_Natural Gas_Miscellaneous_E6 | F3 | Commercial | Lodging | New | Miscellaneous | Natural Gas | Miscellaneous | E6 | System - kBTUs of Conusmption | 0 | 0 | 0 | 0 | 0 | 0 | 0 | 0 | 0 | 0 | 0 | 0 | 0 | 0 | 0 | 0 | 0 | 0 | 0 | 0 | 0 | 0 | 0 | 0 | 0 | 0 | 0 | 0 | 0 | 0 | 0
F3_Commercial_Lodging_New_Miscellaneous_Natural Gas_Miscellaneous_E7 | F3 | Commercial | Lodging | New | Miscellaneous | Natural Gas | Miscellaneous | E7 | System - kBTUs of Conusmption | 0 | 0 | 0 | 0 | 0 | 0 | 0 | 0 | 0 | 0 | 0 | 0 | 0 | 0 | 0 | 0 | 0 | 0 | 0 | 0 | 0 | 0 | 0 | 0 | 0 | 0 | 0 | 0 | 0 | 0 | 0
F3_Commercial_Lodging_New_Miscellaneous_Natural Gas_Miscellaneous_E8 | F3 | Commercial | Lodging | New | Miscellaneous | Natural Gas | Miscellaneous | E8 | System - kBTUs of Conusmption | 0 | 0 | 0 | 0 | 0 | 0 | 0 | 0 | 0 | 0 | 0 | 0 | 0 | 0 | 0 | 0 | 0 | 0 | 0 | 0 | 0 | 0 | 0 | 0 | 0 | 0 | 0 | 0 | 0 | 0 | 0
F3_Commercial_Lodging_New_Miscellaneous_Natural Gas_Miscellaneous_E9 | F3 | Commercial | Lodging | New | Miscellaneous | Natural Gas | Miscellaneous | E9 | System - kBTUs of Conusmption | 0 | 0 | 0 | 0 | 0 | 0 | 0 | 0 | 0 | 0 | 0 | 0 | 0 | 0 | 0 | 0 | 0 | 0 | 0 | 0 | 0 | 0 | 0 | 0 | 0 | 0 | 0 | 0 | 0 | 0 | 0
F3_Commercial_Lodging_New_Miscellaneous_Natural Gas_Miscellaneous_E10 | F3 | Commercial | Lodging | New | Miscellaneous | Natural Gas | Miscellaneous | E10 | System - kBTUs of Conusmption | 0 | 0 | 0 | 0 | 0 | 0 | 0 | 0 | 0 | 0 | 0 | 0 | 0 | 0 | 0 | 0 | 0 | 0 | 0 | 0 | 0 | 0 | 0 | 0 | 0 | 0 | 0 | 0 | 0 | 0 | 0
F4_Commercial_Lodging_New_Miscellaneous_Natural Gas_Miscellaneous_E1 | F4 | Commercial | Lodging | New | Miscellaneous | Natural Gas | Miscellaneous | E1 | Utility - Cost of Equipment | 0.24854 | 0.24854 | 0.24854 | 0.24854 | 0.24854 | 0.24854 | 0.24854 | 0.24854 | 0.24854 | 0.24854 | 0.24854 | 0.24854 | 0.24854 | 0.24854 | 0.24854 | 0.24854 | 0.24854 | 0.24854 | 0.24854 | 0.24854 | 0.24854 | 0.24854 | 0.24854 | 0.24854 | 0.24854 | 0.24854 | 0.24854 | 0.24854 | 0.24854 | 0.24854 | 0.24854
F4_Commercial_Lodging_New_Miscellaneous_Natural Gas_Miscellaneous_E2 | F4 | Commercial | Lodging | New | Miscellaneous | Natural Gas | Miscellaneous | E2 | Utility - Cost of Equipment | 0 | 0 | 0 | 0 | 0 | 0 | 0 | 0 | 0 | 0 | 0 | 0 | 0 | 0 | 0 | 0 | 0 | 0 | 0 | 0 | 0 | 0 | 0 | 0 | 0 | 0 | 0 | 0 | 0 | 0 | 0
F4_Commercial_Lodging_New_Miscellaneous_Natural Gas_Miscellaneous_E3 | F4 | Commercial | Lodging | New | Miscellaneous | Natural Gas | Miscellaneous | E3 | Utility - Cost of Equipment | 0 | 0 | 0 | 0 | 0 | 0 | 0 | 0 | 0 | 0 | 0 | 0 | 0 | 0 | 0 | 0 | 0 | 0 | 0 | 0 | 0 | 0 | 0 | 0 | 0 | 0 | 0 | 0 | 0 | 0 | 0
F4_Commercial_Lodging_New_Miscellaneous_Natural Gas_Miscellaneous_E4 | F4 | Commercial | Lodging | New | Miscellaneous | Natural Gas | Miscellaneous | E4 | Utility - Cost of Equipment | 0 | 0 | 0 | 0 | 0 | 0 | 0 | 0 | 0 | 0 | 0 | 0 | 0 | 0 | 0 | 0 | 0 | 0 | 0 | 0 | 0 | 0 | 0 | 0 | 0 | 0 | 0 | 0 | 0 | 0 | 0
F4_Commercial_Lodging_New_Miscellaneous_Natural Gas_Miscellaneous_E5 | F4 | Commercial | Lodging | New | Miscellaneous | Natural Gas | Miscellaneous | E5 | Utility - Cost of Equipment | 0 | 0 | 0 | 0 | 0 | 0 | 0 | 0 | 0 | 0 | 0 | 0 | 0 | 0 | 0 | 0 | 0 | 0 | 0 | 0 | 0 | 0 | 0 | 0 | 0 | 0 | 0 | 0 | 0 | 0 | 0
F4_Commercial_Lodging_New_Miscellaneous_Natural Gas_Miscellaneous_E6 | F4 | Commercial | Lodging | New | Miscellaneous | Natural Gas | Miscellaneous | E6 | Utility - Cost of Equipment | 0 | 0 | 0 | 0 | 0 | 0 | 0 | 0 | 0 | 0 | 0 | 0 | 0 | 0 | 0 | 0 | 0 | 0 | 0 | 0 | 0 | 0 | 0 | 0 | 0 | 0 | 0 | 0 | 0 | 0 | 0
F4_Commercial_Lodging_New_Miscellaneous_Natural Gas_Miscellaneous_E7 | F4 | Commercial | Lodging | New | Miscellaneous | Natural Gas | Miscellaneous | E7 | Utility - Cost of Equipment | 0 | 0 | 0 | 0 | 0 | 0 | 0 | 0 | 0 | 0 | 0 | 0 | 0 | 0 | 0 | 0 | 0 | 0 | 0 | 0 | 0 | 0 | 0 | 0 | 0 | 0 | 0 | 0 | 0 | 0 | 0
F4_Commercial_Lodging_New_Miscellaneous_Natural Gas_Miscellaneous_E8 | F4 | Commercial | Lodging | New | Miscellaneous | Natural Gas | Miscellaneous | E8 | Utility - Cost of Equipment | 0 | 0 | 0 | 0 | 0 | 0 | 0 | 0 | 0 | 0 | 0 | 0 | 0 | 0 | 0 | 0 | 0 | 0 | 0 | 0 | 0 | 0 | 0 | 0 | 0 | 0 | 0 | 0 | 0 | 0 | 0
F4_Commercial_Lodging_New_Miscellaneous_Natural Gas_Miscellaneous_E9 | F4 | Commercial | Lodging | New | Miscellaneous | Natural Gas | Miscellaneous | E9 | Utility - Cost of Equipment | 0 | 0 | 0 | 0 | 0 | 0 | 0 | 0 | 0 | 0 | 0 | 0 | 0 | 0 | 0 | 0 | 0 | 0 | 0 | 0 | 0 | 0 | 0 | 0 | 0 | 0 | 0 | 0 | 0 | 0 | 0
F4_Commercial_Lodging_New_Miscellaneous_Natural Gas_Miscellaneous_E10 | F4 | Commercial | Lodging | New | Miscellaneous | Natural Gas | Miscellaneous | E10 | Utility - Cost of Equipment | 0 | 0 | 0 | 0 | 0 | 0 | 0 | 0 | 0 | 0 | 0 | 0 | 0 | 0 | 0 | 0 | 0 | 0 | 0 | 0 | 0 | 0 | 0 | 0 | 0 | 0 | 0 | 0 | 0 | 0 | 0
F5_Commercial_Lodging_New_Miscellaneous_Natural Gas_Miscellaneous_E1 | F5 | Commercial | Lodging | New | Miscellaneous | Natural Gas | Miscellaneous | E1 | Utility - Cost of Operation | 0.005525 | 0.0057025 | 0.0058369 | 0.0059909 | 0.0062863 | 0.0058382 | 0.0054998 | 0.0054341 | 0.0055646 | 0.0056571 | 0.0058378 | 0.0057714 | 0.0041495 | 0.0040476 | 0.0040229 | 0.0044658 | 0.0050204 | 0.0056106 | 0.0060058 | 0.0068055 | 0.0076239 | 0.0085477 | 0.0087642 | 0.0029814 | 0.0029171 | 0.0028576 | 0.0028023 | 0.0027505 | 0.0027015 | 0.0026549 | 0.0026102
F5_Commercial_Lodging_New_Miscellaneous_Natural Gas_Miscellaneous_E2 | F5 | Commercial | Lodging | New | Miscellaneous | Natural Gas | Miscellaneous | E2 | Utility - Cost of Operation | 0 | 0 | 0 | 0 | 0 | 0 | 0 | 0 | 0 | 0 | 0 | 0 | 0 | 0 | 0 | 0 | 0 | 0 | 0 | 0 | 0 | 0 | 0 | 0 | 0 | 0 | 0 | 0 | 0 | 0 | 0
F5_Commercial_Lodging_New_Miscellaneous_Natural Gas_Miscellaneous_E3 | F5 | Commercial | Lodging | New | Miscellaneous | Natural Gas | Miscellaneous | E3 | Utility - Cost of Operation | 0 | 0 | 0 | 0 | 0 | 0 | 0 | 0 | 0 | 0 | 0 | 0 | 0 | 0 | 0 | 0 | 0 | 0 | 0 | 0 | 0 | 0 | 0 | 0 | 0 | 0 | 0 | 0 | 0 | 0 | 0
F5_Commercial_Lodging_New_Miscellaneous_Natural Gas_Miscellaneous_E4 | F5 | Commercial | Lodging | New | Miscellaneous | Natural Gas | Miscellaneous | E4 | Utility - Cost of Operation | 0 | 0 | 0 | 0 | 0 | 0 | 0 | 0 | 0 | 0 | 0 | 0 | 0 | 0 | 0 | 0 | 0 | 0 | 0 | 0 | 0 | 0 | 0 | 0 | 0 | 0 | 0 | 0 | 0 | 0 | 0
F5_Commercial_Lodging_New_Miscellaneous_Natural Gas_Miscellaneous_E5 | F5 | Commercial | Lodging | New | Miscellaneous | Natural Gas | Miscellaneous | E5 | Utility - Cost of Operation | 0 | 0 | 0 | 0 | 0 | 0 | 0 | 0 | 0 | 0 | 0 | 0 | 0 | 0 | 0 | 0 | 0 | 0 | 0 | 0 | 0 | 0 | 0 | 0 | 0 | 0 | 0 | 0 | 0 | 0 | 0
F5_Commercial_Lodging_New_Miscellaneous_Natural Gas_Miscellaneous_E6 | F5 | Commercial | Lodging | New | Miscellaneous | Natural Gas | Miscellaneous | E6 | Utility - Cost of Operation | 0 | 0 | 0 | 0 | 0 | 0 | 0 | 0 | 0 | 0 | 0 | 0 | 0 | 0 | 0 | 0 | 0 | 0 | 0 | 0 | 0 | 0 | 0 | 0 | 0 | 0 | 0 | 0 | 0 | 0 | 0
F5_Commercial_Lodging_New_Miscellaneous_Natural Gas_Miscellaneous_E7 | F5 | Commercial | Lodging | New | Miscellaneous | Natural Gas | Miscellaneous | E7 | Utility - Cost of Operation | 0 | 0 | 0 | 0 | 0 | 0 | 0 | 0 | 0 | 0 | 0 | 0 | 0 | 0 | 0 | 0 | 0 | 0 | 0 | 0 | 0 | 0 | 0 | 0 | 0 | 0 | 0 | 0 | 0 | 0 | 0
F5_Commercial_Lodging_New_Miscellaneous_Natural Gas_Miscellaneous_E8 | F5 | Commercial | Lodging | New | Miscellaneous | Natural Gas | Miscellaneous | E8 | Utility - Cost of Operation | 0 | 0 | 0 | 0 | 0 | 0 | 0 | 0 | 0 | 0 | 0 | 0 | 0 | 0 | 0 | 0 | 0 | 0 | 0 | 0 | 0 | 0 | 0 | 0 | 0 | 0 | 0 | 0 | 0 | 0 | 0
F5_Commercial_Lodging_New_Miscellaneous_Natural Gas_Miscellaneous_E9 | F5 | Commercial | Lodging | New | Miscellaneous | Natural Gas | Miscellaneous | E9 | Utility - Cost of Operation | 0 | 0 | 0 | 0 | 0 | 0 | 0 | 0 | 0 | 0 | 0 | 0 | 0 | 0 | 0 | 0 | 0 | 0 | 0 | 0 | 0 | 0 | 0 | 0 | 0 | 0 | 0 | 0 | 0 | 0 | 0
F5_Commercial_Lodging_New_Miscellaneous_Natural Gas_Miscellaneous_E10 | F5 | Commercial | Lodging | New | Miscellaneous | Natural Gas | Miscellaneous | E10 | Utility - Cost of Operation | 0 | 0 | 0 | 0 | 0 | 0 | 0 | 0 | 0 | 0 | 0 | 0 | 0 | 0 | 0 | 0 | 0 | 0 | 0 | 0 | 0 | 0 | 0 | 0 | 0 | 0 | 0 | 0 | 0 | 0 | 0
F6_Commercial_Lodging_New_Miscellaneous_Natural Gas_Miscellaneous_E1 | F6 | Commercial | Lodging | New | Miscellaneous | Natural Gas | Miscellaneous | E1 | Utility - Value of Sales | 0.0066193 | 0.006832 | 0.006993 | 0.0071775 | 0.0075314 | 0.0069945 | 0.0065891 | 0.0065104 | 0.0066668 | 0.0067776 | 0.0069941 | 0.0069145 | 0.0049713 | 0.0048493 | 0.0048197 | 0.0053503 | 0.0060147 | 0.0067218 | 0.0071953 | 0.0081534 | 0.009134 | 0.010241 | 0.0105 | 0.0035719 | 0.0034948 | 0.0034235 | 0.0033573 | 0.0032952 | 0.0032366 | 0.0031808 | 0.0031272
F6_Commercial_Lodging_New_Miscellaneous_Natural Gas_Miscellaneous_E2 | F6 | Commercial | Lodging | New | Miscellaneous | Natural Gas | Miscellaneous | E2 | Utility - Value of Sales | 0 | 0 | 0 | 0 | 0 | 0 | 0 | 0 | 0 | 0 | 0 | 0 | 0 | 0 | 0 | 0 | 0 | 0 | 0 | 0 | 0 | 0 | 0 | 0 | 0 | 0 | 0 | 0 | 0 | 0 | 0
F6_Commercial_Lodging_New_Miscellaneous_Natural Gas_Miscellaneous_E3 | F6 | Commercial | Lodging | New | Miscellaneous | Natural Gas | Miscellaneous | E3 | Utility - Value of Sales | 0 | 0 | 0 | 0 | 0 | 0 | 0 | 0 | 0 | 0 | 0 | 0 | 0 | 0 | 0 | 0 | 0 | 0 | 0 | 0 | 0 | 0 | 0 | 0 | 0 | 0 | 0 | 0 | 0 | 0 | 0
F6_Commercial_Lodging_New_Miscellaneous_Natural Gas_Miscellaneous_E4 | F6 | Commercial | Lodging | New | Miscellaneous | Natural Gas | Miscellaneous | E4 | Utility - Value of Sales | 0 | 0 | 0 | 0 | 0 | 0 | 0 | 0 | 0 | 0 | 0 | 0 | 0 | 0 | 0 | 0 | 0 | 0 | 0 | 0 | 0 | 0 | 0 | 0 | 0 | 0 | 0 | 0 | 0 | 0 | 0
F6_Commercial_Lodging_New_Miscellaneous_Natural Gas_Miscellaneous_E5 | F6 | Commercial | Lodging | New | Miscellaneous | Natural Gas | Miscellaneous | E5 | Utility - Value of Sales | 0 | 0 | 0 | 0 | 0 | 0 | 0 | 0 | 0 | 0 | 0 | 0 | 0 | 0 | 0 | 0 | 0 | 0 | 0 | 0 | 0 | 0 | 0 | 0 | 0 | 0 | 0 | 0 | 0 | 0 | 0
F6_Commercial_Lodging_New_Miscellaneous_Natural Gas_Miscellaneous_E6 | F6 | Commercial | Lodging | New | Miscellaneous | Natural Gas | Miscellaneous | E6 | Utility - Value of Sales | 0 | 0 | 0 | 0 | 0 | 0 | 0 | 0 | 0 | 0 | 0 | 0 | 0 | 0 | 0 | 0 | 0 | 0 | 0 | 0 | 0 | 0 | 0 | 0 | 0 | 0 | 0 | 0 | 0 | 0 | 0
F6_Commercial_Lodging_New_Miscellaneous_Natural Gas_Miscellaneous_E7 | F6 | Commercial | Lodging | New | Miscellaneous | Natural Gas | Miscellaneous | E7 | Utility - Value of Sales | 0 | 0 | 0 | 0 | 0 | 0 | 0 | 0 | 0 | 0 | 0 | 0 | 0 | 0 | 0 | 0 | 0 | 0 | 0 | 0 | 0 | 0 | 0 | 0 | 0 | 0 | 0 | 0 | 0 | 0 | 0
F6_Commercial_Lodging_New_Miscellaneous_Natural Gas_Miscellaneous_E8 | F6 | Commercial | Lodging | New | Miscellaneous | Natural Gas | Miscellaneous | E8 | Utility - Value of Sales | 0 | 0 | 0 | 0 | 0 | 0 | 0 | 0 | 0 | 0 | 0 | 0 | 0 | 0 | 0 | 0 | 0 | 0 | 0 | 0 | 0 | 0 | 0 | 0 | 0 | 0 | 0 | 0 | 0 | 0 | 0
F6_Commercial_Lodging_New_Miscellaneous_Natural Gas_Miscellaneous_E9 | F6 | Commercial | Lodging | New | Miscellaneous | Natural Gas | Miscellaneous | E9 | Utility - Value of Sales | 0 | 0 | 0 | 0 | 0 | 0 | 0 | 0 | 0 | 0 | 0 | 0 | 0 | 0 | 0 | 0 | 0 | 0 | 0 | 0 | 0 | 0 | 0 | 0 | 0 | 0 | 0 | 0 | 0 | 0 | 0
F6_Commercial_Lodging_New_Miscellaneous_Natural Gas_Miscellaneous_E10 | F6 | Commercial | Lodging | New | Miscellaneous | Natural Gas | Miscellaneous | E10 | Utility - Value of Sales | 0 | 0 | 0 | 0 | 0 | 0 | 0 | 0 | 0 | 0 | 0 | 0 | 0 | 0 | 0 | 0 | 0 | 0 | 0 | 0 | 0 | 0 | 0 | 0 | 0 | 0 | 0 | 0 | 0 | 0 | 0
F1_Commercial_Warehouse_Existing_Space Heating_Natural Gas_Furnace_E1 | F1 | Commercial | Warehouse | Existing | Space Heating | Natural Gas | Furnace | E1 | Participant - Cost of Equipment | 0.042507 | 0.042507 | 0.042507 | 0.042507 | 0.042507 | 0 | 0 | 0 | 0 | 0 | 0 | 0 | 0 | 0 | 0 | 0 | 0 | 0 | 0 | 0 | 0 | 0 | 0 | 0 | 0 | 0 | 0 | 0 | 0 | 0 | 0
F1_Commercial_Warehouse_Existing_Space Heating_Natural Gas_Furnace_E2 | F1 | Commercial | Warehouse | Existing | Space Heating | Natural Gas | Furnace | E2 | Participant - Cost of Equipment | 0.052501 | 0.052501 | 0.052501 | 0.052501 | 0.052501 | 0 | 0 | 0 | 0 | 0 | 0 | 0 | 0 | 0 | 0 | 0 | 0 | 0 | 0 | 0 | 0 | 0 | 0 | 0 | 0 | 0 | 0 | 0 | 0 | 0 | 0
F1_Commercial_Warehouse_Existing_Space Heating_Natural Gas_Furnace_E3 | F1 | Commercial | Warehouse | Existing | Space Heating | Natural Gas | Furnace | E3 | Participant - Cost of Equipment | 0.063349 | 0.063349 | 0.063349 | 0.063349 | 0.063349 | 0.063349 | 0.063349 | 0.063349 | 0.063349 | 0.063349 | 0.063349 | 0.063349 | 0.063349 | 0.063349 | 0.063349 | 0.063349 | 0.063349 | 0.063349 | 0.063349 | 0.063349 | 0.063349 | 0.063349 | 0.063349 | 0.063349 | 0.063349 | 0.063349 | 0.063349 | 0.063349 | 0.063349 | 0.063349 | 0.063349
F1_Commercial_Warehouse_Existing_Space Heating_Natural Gas_Furnace_E4 | F1 | Commercial | Warehouse | Existing | Space Heating | Natural Gas | Furnace | E4 | Participant - Cost of Equipment | 0.052399 | 0.052399 | 0.052399 | 0.052399 | 0.052399 | 0.052399 | 0.052399 | 0.052399 | 0.052399 | 0.052399 | 0.052399 | 0.052399 | 0.052399 | 0.052399 | 0.052399 | 0.052399 | 0.052399 | 0.052399 | 0.052399 | 0.052399 | 0.052399 | 0.052399 | 0.052399 | 0.052399 | 0.052399 | 0.052399 | 0.052399 | 0.052399 | 0.052399 | 0.052399 | 0.052399
F1_Commercial_Warehouse_Existing_Space Heating_Natural Gas_Furnace_E5 | F1 | Commercial | Warehouse | Existing | Space Heating | Natural Gas | Furnace | E5 | Participant - Cost of Equipment | 0 | 0 | 0 | 0 | 0 | 0 | 0 | 0.43629 | 0.43629 | 0.43629 | 0.43629 | 0.43629 | 0.43629 | 0.43629 | 0.43629 | 0.43629 | 0.43629 | 0.43629 | 0.43629 | 0.43629 | 0.43629 | 0.43629 | 0.43629 | 0.43629 | 0.43629 | 0.43629 | 0.43629 | 0.43629 | 0.43629 | 0.43629 | 0.43629
F1_Commercial_Warehouse_Existing_Space Heating_Natural Gas_Furnace_E6 | F1 | Commercial | Warehouse | Existing | Space Heating | Natural Gas | Furnace | E6 | Participant - Cost of Equipment | 0 | 0 | 0 | 0 | 0 | 0 | 0 | 0 | 0 | 0 | 0 | 0 | 0 | 0 | 0 | 0 | 0 | 0 | 0 | 0 | 0 | 0 | 0 | 0 | 0 | 0 | 0 | 0 | 0 | 0 | 0
F1_Commercial_Warehouse_Existing_Space Heating_Natural Gas_Furnace_E7 | F1 | Commercial | Warehouse | Existing | Space Heating | Natural Gas | Furnace | E7 | Participant - Cost of Equipment | 0 | 0 | 0 | 0 | 0 | 0 | 0 | 0 | 0 | 0 | 0 | 0 | 0 | 0 | 0 | 0 | 0 | 0 | 0 | 0 | 0 | 0 | 0 | 0 | 0 | 0 | 0 | 0 | 0 | 0 | 0
F1_Commercial_Warehouse_Existing_Space Heating_Natural Gas_Furnace_E8 | F1 | Commercial | Warehouse | Existing | Space Heating | Natural Gas | Furnace | E8 | Participant - Cost of Equipment | 0 | 0 | 0 | 0 | 0 | 0 | 0 | 0 | 0 | 0 | 0 | 0 | 0 | 0 | 0 | 0 | 0 | 0 | 0 | 0 | 0 | 0 | 0 | 0 | 0 | 0 | 0 | 0 | 0 | 0 | 0
F1_Commercial_Warehouse_Existing_Space Heating_Natural Gas_Furnace_E9 | F1 | Commercial | Warehouse | Existing | Space Heating | Natural Gas | Furnace | E9 | Participant - Cost of Equipment | 0 | 0 | 0 | 0 | 0 | 0 | 0 | 0 | 0 | 0 | 0 | 0 | 0 | 0 | 0 | 0 | 0 | 0 | 0 | 0 | 0 | 0 | 0 | 0 | 0 | 0 | 0 | 0 | 0 | 0 | 0
F1_Commercial_Warehouse_Existing_Space Heating_Natural Gas_Furnace_E10 | F1 | Commercial | Warehouse | Existing | Space Heating | Natural Gas | Furnace | E10 | Participant - Cost of Equipment | 0 | 0 | 0 | 0 | 0 | 0 | 0 | 0 | 0 | 0 | 0 | 0 | 0 | 0 | 0 | 0 | 0 | 0 | 0 | 0 | 0 | 0 | 0 | 0 | 0 | 0 | 0 | 0 | 0 | 0 | 0
F2_Commercial_Warehouse_Existing_Space Heating_Natural Gas_Furnace_E1 | F2 | Commercial | Warehouse | Existing | Space Heating | Natural Gas | Furnace | E1 | Participant - Cost of Operation | 0.17056 | 0.17166 | 0.17226 | 0.17301 | 0.17453 | 0 | 0 | 0 | 0 | 0 | 0 | 0 | 0 | 0 | 0 | 0 | 0 | 0 | 0 | 0 | 0 | 0 | 0 | 0 | 0 | 0 | 0 | 0 | 0 | 0 | 0
F2_Commercial_Warehouse_Existing_Space Heating_Natural Gas_Furnace_E2 | F2 | Commercial | Warehouse | Existing | Space Heating | Natural Gas | Furnace | E2 | Participant - Cost of Operation | 0.16845 | 0.16954 | 0.17014 | 0.17087 | 0.17238 | 0 | 0 | 0 | 0 | 0 | 0 | 0 | 0 | 0 | 0 | 0 | 0 | 0 | 0 | 0 | 0 | 0 | 0 | 0 | 0 | 0 | 0 | 0 | 0 | 0 | 0
F2_Commercial_Warehouse_Existing_Space Heating_Natural Gas_Furnace_E3 | F2 | Commercial | Warehouse | Existing | Space Heating | Natural Gas | Furnace | E3 | Participant - Cost of Operation | 0.14994 | 0.15091 | 0.15144 | 0.15209 | 0.15344 | 0.14889 | 0.14567 | 0.14309 | 0.14223 | 0.141 | 0.14034 | 0.13942 | 0.12514 | 0.12413 | 0.12401 | 0.12307 | 0.12274 | 0.12264 | 0.12036 | 0.12113 | 0.12145 | 0.12202 | 0.12282 | 0.071452 | 0.069668 | 0.067837 | 0.065941 | 0.06396 | 0.061876 | 0.059672 | 0.05733
F2_Commercial_Warehouse_Existing_Space Heating_Natural Gas_Furnace_E4 | F2 | Commercial | Warehouse | Existing | Space Heating | Natural Gas | Furnace | E4 | Participant - Cost of Operation | 0.14213 | 0.14305 | 0.14355 | 0.14417 | 0.14544 | 0.14113 | 0.13808 | 0.13563 | 0.13482 | 0.13366 | 0.13303 | 0.13216 | 0.11862 | 0.11767 | 0.11755 | 0.11666 | 0.11635 | 0.11626 | 0.11409 | 0.11482 | 0.11513 | 0.11567 | 0.11642 | 0.06773 | 0.06604 | 0.064304 | 0.062506 | 0.060628 | 0.058653 | 0.056564 | 0.054344
F2_Commercial_Warehouse_Existing_Space Heating_Natural Gas_Furnace_E5 | F2 | Commercial | Warehouse | Existing | Space Heating | Natural Gas | Furnace | E5 | Participant - Cost of Operation | 0 | 0 | 0 | 0 | 0 | 0 | 0 | 0.10016 | 0.099559 | 0.098703 | 0.098237 | 0.097593 | 0.087599 | 0.086893 | 0.086805 | 0.08615 | 0.08592 | 0.085851 | 0.084253 | 0.084789 | 0.085018 | 0.085416 | 0.085972 | 0.050016 | 0.048768 | 0.047486 | 0.046159 | 0.044772 | 0.043313 | 0.04177 | 0.040131
F2_Commercial_Warehouse_Existing_Space Heating_Natural Gas_Furnace_E6 | F2 | Commercial | Warehouse | Existing | Space Heating | Natural Gas | Furnace | E6 | Participant - Cost of Operation | 0 | 0 | 0 | 0 | 0 | 0 | 0 | 0 | 0 | 0 | 0 | 0 | 0 | 0 | 0 | 0 | 0 | 0 | 0 | 0 | 0 | 0 | 0 | 0 | 0 | 0 | 0 | 0 | 0 | 0 | 0
F2_Commercial_Warehouse_Existing_Space Heating_Natural Gas_Furnace_E7 | F2 | Commercial | Warehouse | Existing | Space Heating | Natural Gas | Furnace | E7 | Participant - Cost of Operation | 0 | 0 | 0 | 0 | 0 | 0 | 0 | 0 | 0 | 0 | 0 | 0 | 0 | 0 | 0 | 0 | 0 | 0 | 0 | 0 | 0 | 0 | 0 | 0 | 0 | 0 | 0 | 0 | 0 | 0 | 0
F2_Commercial_Warehouse_Existing_Space Heating_Natural Gas_Furnace_E8 | F2 | Commercial | Warehouse | Existing | Space Heating | Natural Gas | Furnace | E8 | Participant - Cost of Operation | 0 | 0 | 0 | 0 | 0 | 0 | 0 | 0 | 0 | 0 | 0 | 0 | 0 | 0 | 0 | 0 | 0 | 0 | 0 | 0 | 0 | 0 | 0 | 0 | 0 | 0 | 0 | 0 | 0 | 0 | 0
F2_Commercial_Warehouse_Existing_Space Heating_Natural Gas_Furnace_E9 | F2 | Commercial | Warehouse | Existing | Space Heating | Natural Gas | Furnace | E9 | Participant - Cost of Operation | 0 | 0 | 0 | 0 | 0 | 0 | 0 | 0 | 0 | 0 | 0 | 0 | 0 | 0 | 0 | 0 | 0 | 0 | 0 | 0 | 0 | 0 | 0 | 0 | 0 | 0 | 0 | 0 | 0 | 0 | 0
F2_Commercial_Warehouse_Existing_Space Heating_Natural Gas_Furnace_E10 | F2 | Commercial | Warehouse | Existing | Space Heating | Natural Gas | Furnace | E10 | Participant - Cost of Operation | 0 | 0 | 0 | 0 | 0 | 0 | 0 | 0 | 0 | 0 | 0 | 0 | 0 | 0 | 0 | 0 | 0 | 0 | 0 | 0 | 0 | 0 | 0 | 0 | 0 | 0 | 0 | 0 | 0 | 0 | 0
F3_Commercial_Warehouse_Existing_Space Heating_Natural Gas_Furnace_E1 | F3 | Commercial | Warehouse | Existing | Space Heating | Natural Gas | Furnace | E1 | System - kBTUs of Conusmption | 14.6502 | 14.6654 | 14.6557 | 14.6491 | 14.6491 | 0 | 0 | 0 | 0 | 0 | 0 | 0 | 0 | 0 | 0 | 0 | 0 | 0 | 0 | 0 | 0 | 0 | 0 | 0 | 0 | 0 | 0 | 0 | 0 | 0 | 0
F3_Commercial_Warehouse_Existing_Space Heating_Natural Gas_Furnace_E2 | F3 | Commercial | Warehouse | Existing | Space Heating | Natural Gas | Furnace | E2 | System - kBTUs of Conusmption | 14.4693 | 14.4844 | 14.4748 | 14.4682 | 14.4682 | 0 | 0 | 0 | 0 | 0 | 0 | 0 | 0 | 0 | 0 | 0 | 0 | 0 | 0 | 0 | 0 | 0 | 0 | 0 | 0 | 0 | 0 | 0 | 0 | 0 | 0
F3_Commercial_Warehouse_Existing_Space Heating_Natural Gas_Furnace_E3 | F3 | Commercial | Warehouse | Existing | Space Heating | Natural Gas | Furnace | E3 | System - kBTUs of Conusmption | 12.8793 | 12.8927 | 12.8841 | 12.8783 | 12.8783 | 12.8783 | 12.8783 | 12.8783 | 12.8783 | 12.8783 | 12.8783 | 12.8783 | 12.8783 | 12.8783 | 12.8783 | 12.8783 | 12.8783 | 12.8783 | 12.8783 | 12.8783 | 12.8783 | 12.8783 | 12.8783 | 12.8783 | 12.8783 | 12.8783 | 12.8783 | 12.8783 | 12.8783 | 12.8783 | 12.8783
F3_Commercial_Warehouse_Existing_Space Heating_Natural Gas_Furnace_E4 | F3 | Commercial | Warehouse | Existing | Space Heating | Natural Gas | Furnace | E4 | System - kBTUs of Conusmption | 12.2085 | 12.2212 | 12.2131 | 12.2076 | 12.2076 | 12.2076 | 12.2076 | 12.2076 | 12.2076 | 12.2076 | 12.2076 | 12.2076 | 12.2076 | 12.2076 | 12.2076 | 12.2076 | 12.2076 | 12.2076 | 12.2076 | 12.2076 | 12.2076 | 12.2076 | 12.2076 | 12.2076 | 12.2076 | 12.2076 | 12.2076 | 12.2076 | 12.2076 | 12.2076 | 12.2076
F3_Commercial_Warehouse_Existing_Space Heating_Natural Gas_Furnace_E5 | F3 | Commercial | Warehouse | Existing | Space Heating | Natural Gas | Furnace | E5 | System - kBTUs of Conusmption | 0 | 0 | 0 | 0 | 0 | 0 | 0 | 9.0148 | 9.0148 | 9.0148 | 9.0148 | 9.0148 | 9.0148 | 9.0148 | 9.0148 | 9.0148 | 9.0148 | 9.0148 | 9.0148 | 9.0148 | 9.0148 | 9.0148 | 9.0148 | 9.0148 | 9.0148 | 9.0148 | 9.0148 | 9.0148 | 9.0148 | 9.0148 | 9.0148
F3_Commercial_Warehouse_Existing_Space Heating_Natural Gas_Furnace_E6 | F3 | Commercial | Warehouse | Existing | Space Heating | Natural Gas | Furnace | E6 | System - kBTUs of Conusmption | 0 | 0 | 0 | 0 | 0 | 0 | 0 | 0 | 0 | 0 | 0 | 0 | 0 | 0 | 0 | 0 | 0 | 0 | 0 | 0 | 0 | 0 | 0 | 0 | 0 | 0 | 0 | 0 | 0 | 0 | 0
F3_Commercial_Warehouse_Existing_Space Heating_Natural Gas_Furnace_E7 | F3 | Commercial | Warehouse | Existing | Space Heating | Natural Gas | Furnace | E7 | System - kBTUs of Conusmption | 0 | 0 | 0 | 0 | 0 | 0 | 0 | 0 | 0 | 0 | 0 | 0 | 0 | 0 | 0 | 0 | 0 | 0 | 0 | 0 | 0 | 0 | 0 | 0 | 0 | 0 | 0 | 0 | 0 | 0 | 0
F3_Commercial_Warehouse_Existing_Space Heating_Natural Gas_Furnace_E8 | F3 | Commercial | Warehouse | Existing | Space Heating | Natural Gas | Furnace | E8 | System - kBTUs of Conusmption | 0 | 0 | 0 | 0 | 0 | 0 | 0 | 0 | 0 | 0 | 0 | 0 | 0 | 0 | 0 | 0 | 0 | 0 | 0 | 0 | 0 | 0 | 0 | 0 | 0 | 0 | 0 | 0 | 0 | 0 | 0
F3_Commercial_Warehouse_Existing_Space Heating_Natural Gas_Furnace_E9 | F3 | Commercial | Warehouse | Existing | Space Heating | Natural Gas | Furnace | E9 | System - kBTUs of Conusmption | 0 | 0 | 0 | 0 | 0 | 0 | 0 | 0 | 0 | 0 | 0 | 0 | 0 | 0 | 0 | 0 | 0 | 0 | 0 | 0 | 0 | 0 | 0 | 0 | 0 | 0 | 0 | 0 | 0 | 0 | 0
F3_Commercial_Warehouse_Existing_Space Heating_Natural Gas_Furnace_E10 | F3 | Commercial | Warehouse | Existing | Space Heating | Natural Gas | Furnace | E10 | System - kBTUs of Conusmption | 0 | 0 | 0 | 0 | 0 | 0 | 0 | 0 | 0 | 0 | 0 | 0 | 0 | 0 | 0 | 0 | 0 | 0 | 0 | 0 | 0 | 0 | 0 | 0 | 0 | 0 | 0 | 0 | 0 | 0 | 0
F4_Commercial_Warehouse_Existing_Space Heating_Natural Gas_Furnace_E1 | F4 | Commercial | Warehouse | Existing | Space Heating | Natural Gas | Furnace | E1 | Utility - Cost of Equipment | 0.042507 | 0.042507 | 0.042507 | 0.042507 | 0.042507 | 0 | 0 | 0 | 0 | 0 | 0 | 0 | 0 | 0 | 0 | 0 | 0 | 0 | 0 | 0 | 0 | 0 | 0 | 0 | 0 | 0 | 0 | 0 | 0 | 0 | 0
F4_Commercial_Warehouse_Existing_Space Heating_Natural Gas_Furnace_E2 | F4 | Commercial | Warehouse | Existing | Space Heating | Natural Gas | Furnace | E2 | Utility - Cost of Equipment | 0.052501 | 0.052501 | 0.052501 | 0.052501 | 0.052501 | 0 | 0 | 0 | 0 | 0 | 0 | 0 | 0 | 0 | 0 | 0 | 0 | 0 | 0 | 0 | 0 | 0 | 0 | 0 | 0 | 0 | 0 | 0 | 0 | 0 | 0
F4_Commercial_Warehouse_Existing_Space Heating_Natural Gas_Furnace_E3 | F4 | Commercial | Warehouse | Existing | Space Heating | Natural Gas | Furnace | E3 | Utility - Cost of Equipment | 0.063349 | 0.063349 | 0.063349 | 0.063349 | 0.063349 | 0.063349 | 0.063349 | 0.063349 | 0.063349 | 0.063349 | 0.063349 | 0.063349 | 0.063349 | 0.063349 | 0.063349 | 0.063349 | 0.063349 | 0.063349 | 0.063349 | 0.063349 | 0.063349 | 0.063349 | 0.063349 | 0.063349 | 0.063349 | 0.063349 | 0.063349 | 0.063349 | 0.063349 | 0.063349 | 0.063349
F4_Commercial_Warehouse_Existing_Space Heating_Natural Gas_Furnace_E4 | F4 | Commercial | Warehouse | Existing | Space Heating | Natural Gas | Furnace | E4 | Utility - Cost of Equipment | 0.052399 | 0.052399 | 0.052399 | 0.052399 | 0.052399 | 0.052399 | 0.052399 | 0.052399 | 0.052399 | 0.052399 | 0.052399 | 0.052399 | 0.052399 | 0.052399 | 0.052399 | 0.052399 | 0.052399 | 0.052399 | 0.052399 | 0.052399 | 0.052399 | 0.052399 | 0.052399 | 0.052399 | 0.052399 | 0.052399 | 0.052399 | 0.052399 | 0.052399 | 0.052399 | 0.052399
F4_Commercial_Warehouse_Existing_Space Heating_Natural Gas_Furnace_E5 | F4 | Commercial | Warehouse | Existing | Space Heating | Natural Gas | Furnace | E5 | Utility - Cost of Equipment | 0 | 0 | 0 | 0 | 0 | 0 | 0 | 0.43629 | 0.43629 | 0.43629 | 0.43629 | 0.43629 | 0.43629 | 0.43629 | 0.43629 | 0.43629 | 0.43629 | 0.43629 | 0.43629 | 0.43629 | 0.43629 | 0.43629 | 0.43629 | 0.43629 | 0.43629 | 0.43629 | 0.43629 | 0.43629 | 0.43629 | 0.43629 | 0.43629
F4_Commercial_Warehouse_Existing_Space Heating_Natural Gas_Furnace_E6 | F4 | Commercial | Warehouse | Existing | Space Heating | Natural Gas | Furnace | E6 | Utility - Cost of Equipment | 0 | 0 | 0 | 0 | 0 | 0 | 0 | 0 | 0 | 0 | 0 | 0 | 0 | 0 | 0 | 0 | 0 | 0 | 0 | 0 | 0 | 0 | 0 | 0 | 0 | 0 | 0 | 0 | 0 | 0 | 0
F4_Commercial_Warehouse_Existing_Space Heating_Natural Gas_Furnace_E7 | F4 | Commercial | Warehouse | Existing | Space Heating | Natural Gas | Furnace | E7 | Utility - Cost of Equipment | 0 | 0 | 0 | 0 | 0 | 0 | 0 | 0 | 0 | 0 | 0 | 0 | 0 | 0 | 0 | 0 | 0 | 0 | 0 | 0 | 0 | 0 | 0 | 0 | 0 | 0 | 0 | 0 | 0 | 0 | 0
F4_Commercial_Warehouse_Existing_Space Heating_Natural Gas_Furnace_E8 | F4 | Commercial | Warehouse | Existing | Space Heating | Natural Gas | Furnace | E8 | Utility - Cost of Equipment | 0 | 0 | 0 | 0 | 0 | 0 | 0 | 0 | 0 | 0 | 0 | 0 | 0 | 0 | 0 | 0 | 0 | 0 | 0 | 0 | 0 | 0 | 0 | 0 | 0 | 0 | 0 | 0 | 0 | 0 | 0
F4_Commercial_Warehouse_Existing_Space Heating_Natural Gas_Furnace_E9 | F4 | Commercial | Warehouse | Existing | Space Heating | Natural Gas | Furnace | E9 | Utility - Cost of Equipment | 0 | 0 | 0 | 0 | 0 | 0 | 0 | 0 | 0 | 0 | 0 | 0 | 0 | 0 | 0 | 0 | 0 | 0 | 0 | 0 | 0 | 0 | 0 | 0 | 0 | 0 | 0 | 0 | 0 | 0 | 0
F4_Commercial_Warehouse_Existing_Space Heating_Natural Gas_Furnace_E10 | F4 | Commercial | Warehouse | Existing | Space Heating | Natural Gas | Furnace | E10 | Utility - Cost of Equipment | 0 | 0 | 0 | 0 | 0 | 0 | 0 | 0 | 0 | 0 | 0 | 0 | 0 | 0 | 0 | 0 | 0 | 0 | 0 | 0 | 0 | 0 | 0 | 0 | 0 | 0 | 0 | 0 | 0 | 0 | 0
F5_Commercial_Warehouse_Existing_Space Heating_Natural Gas_Furnace_E1 | F5 | Commercial | Warehouse | Existing | Space Heating | Natural Gas | Furnace | E1 | Utility - Cost of Operation | 0.14236 | 0.14328 | 0.14379 | 0.1444 | 0.14568 | 0 | 0 | 0 | 0 | 0 | 0 | 0 | 0 | 0 | 0 | 0 | 0 | 0 | 0 | 0 | 0 | 0 | 0 | 0 | 0 | 0 | 0 | 0 | 0 | 0 | 0
F5_Commercial_Warehouse_Existing_Space Heating_Natural Gas_Furnace_E2 | F5 | Commercial | Warehouse | Existing | Space Heating | Natural Gas | Furnace | E2 | Utility - Cost of Operation | 0.1406 | 0.14151 | 0.14201 | 0.14262 | 0.14388 | 0 | 0 | 0 | 0 | 0 | 0 | 0 | 0 | 0 | 0 | 0 | 0 | 0 | 0 | 0 | 0 | 0 | 0 | 0 | 0 | 0 | 0 | 0 | 0 | 0 | 0
F5_Commercial_Warehouse_Existing_Space Heating_Natural Gas_Furnace_E3 | F5 | Commercial | Warehouse | Existing | Space Heating | Natural Gas | Furnace | E3 | Utility - Cost of Operation | 0.12515 | 0.12596 | 0.12641 | 0.12695 | 0.12807 | 0.12427 | 0.12159 | 0.11943 | 0.11871 | 0.11769 | 0.11714 | 0.11637 | 0.10445 | 0.10361 | 0.10351 | 0.10273 | 0.10245 | 0.10237 | 0.10046 | 0.1011 | 0.10138 | 0.10185 | 0.10251 | 0.059639 | 0.058151 | 0.056622 | 0.055039 | 0.053386 | 0.051647 | 0.049807 | 0.047852
F5_Commercial_Warehouse_Existing_Space Heating_Natural Gas_Furnace_E4 | F5 | Commercial | Warehouse | Existing | Space Heating | Natural Gas | Furnace | E4 | Utility - Cost of Operation | 0.11863 | 0.1194 | 0.11982 | 0.12034 | 0.1214 | 0.1178 | 0.11526 | 0.11321 | 0.11253 | 0.11156 | 0.11104 | 0.11031 | 0.099013 | 0.098214 | 0.098115 | 0.097375 | 0.097115 | 0.097037 | 0.095231 | 0.095837 | 0.096096 | 0.096545 | 0.097174 | 0.056533 | 0.055122 | 0.053673 | 0.052173 | 0.050605 | 0.048957 | 0.047213 | 0.04536
F5_Commercial_Warehouse_Existing_Space Heating_Natural Gas_Furnace_E5 | F5 | Commercial | Warehouse | Existing | Space Heating | Natural Gas | Furnace | E5 | Utility - Cost of Operation | 0 | 0 | 0 | 0 | 0 | 0 | 0 | 0.083602 | 0.0831 | 0.082385 | 0.081996 | 0.081459 | 0.073117 | 0.072527 | 0.072454 | 0.071908 | 0.071716 | 0.071658 | 0.070324 | 0.070772 | 0.070963 | 0.071295 | 0.071759 | 0.041747 | 0.040705 | 0.039636 | 0.038528 | 0.03737 | 0.036153 | 0.034865 | 0.033496
F5_Commercial_Warehouse_Existing_Space Heating_Natural Gas_Furnace_E6 | F5 | Commercial | Warehouse | Existing | Space Heating | Natural Gas | Furnace | E6 | Utility - Cost of Operation | 0 | 0 | 0 | 0 | 0 | 0 | 0 | 0 | 0 | 0 | 0 | 0 | 0 | 0 | 0 | 0 | 0 | 0 | 0 | 0 | 0 | 0 | 0 | 0 | 0 | 0 | 0 | 0 | 0 | 0 | 0
F5_Commercial_Warehouse_Existing_Space Heating_Natural Gas_Furnace_E7 | F5 | Commercial | Warehouse | Existing | Space Heating | Natural Gas | Furnace | E7 | Utility - Cost of Operation | 0 | 0 | 0 | 0 | 0 | 0 | 0 | 0 | 0 | 0 | 0 | 0 | 0 | 0 | 0 | 0 | 0 | 0 | 0 | 0 | 0 | 0 | 0 | 0 | 0 | 0 | 0 | 0 | 0 | 0 | 0
F5_Commercial_Warehouse_Existing_Space Heating_Natural Gas_Furnace_E8 | F5 | Commercial | Warehouse | Existing | Space Heating | Natural Gas | Furnace | E8 | Utility - Cost of Operation | 0 | 0 | 0 | 0 | 0 | 0 | 0 | 0 | 0 | 0 | 0 | 0 | 0 | 0 | 0 | 0 | 0 | 0 | 0 | 0 | 0 | 0 | 0 | 0 | 0 | 0 | 0 | 0 | 0 | 0 | 0
F5_Commercial_Warehouse_Existing_Space Heating_Natural Gas_Furnace_E9 | F5 | Commercial | Warehouse | Existing | Space Heating | Natural Gas | Furnace | E9 | Utility - Cost of Operation | 0 | 0 | 0 | 0 | 0 | 0 | 0 | 0 | 0 | 0 | 0 | 0 | 0 | 0 | 0 | 0 | 0 | 0 | 0 | 0 | 0 | 0 | 0 | 0 | 0 | 0 | 0 | 0 | 0 | 0 | 0
F5_Commercial_Warehouse_Existing_Space Heating_Natural Gas_Furnace_E10 | F5 | Commercial | Warehouse | Existing | Space Heating | Natural Gas | Furnace | E10 | Utility - Cost of Operation | 0 | 0 | 0 | 0 | 0 | 0 | 0 | 0 | 0 | 0 | 0 | 0 | 0 | 0 | 0 | 0 | 0 | 0 | 0 | 0 | 0 | 0 | 0 | 0 | 0 | 0 | 0 | 0 | 0 | 0 | 0
F6_Commercial_Warehouse_Existing_Space Heating_Natural Gas_Furnace_E1 | F6 | Commercial | Warehouse | Existing | Space Heating | Natural Gas | Furnace | E1 | Utility - Value of Sales | 0.17056 | 0.17166 | 0.17226 | 0.17301 | 0.17453 | 0 | 0 | 0 | 0 | 0 | 0 | 0 | 0 | 0 | 0 | 0 | 0 | 0 | 0 | 0 | 0 | 0 | 0 | 0 | 0 | 0 | 0 | 0 | 0 | 0 | 0
F6_Commercial_Warehouse_Existing_Space Heating_Natural Gas_Furnace_E2 | F6 | Commercial | Warehouse | Existing | Space Heating | Natural Gas | Furnace | E2 | Utility - Value of Sales | 0.16845 | 0.16954 | 0.17014 | 0.17087 | 0.17238 | 0 | 0 | 0 | 0 | 0 | 0 | 0 | 0 | 0 | 0 | 0 | 0 | 0 | 0 | 0 | 0 | 0 | 0 | 0 | 0 | 0 | 0 | 0 | 0 | 0 | 0
F6_Commercial_Warehouse_Existing_Space Heating_Natural Gas_Furnace_E3 | F6 | Commercial | Warehouse | Existing | Space Heating | Natural Gas | Furnace | E3 | Utility - Value of Sales | 0.14994 | 0.15091 | 0.15144 | 0.15209 | 0.15344 | 0.14889 | 0.14567 | 0.14309 | 0.14223 | 0.141 | 0.14034 | 0.13942 | 0.12514 | 0.12413 | 0.12401 | 0.12307 | 0.12274 | 0.12264 | 0.12036 | 0.12113 | 0.12145 | 0.12202 | 0.12282 | 0.071452 | 0.069668 | 0.067837 | 0.065941 | 0.06396 | 0.061876 | 0.059672 | 0.05733
F6_Commercial_Warehouse_Existing_Space Heating_Natural Gas_Furnace_E4 | F6 | Commercial | Warehouse | Existing | Space Heating | Natural Gas | Furnace | E4 | Utility - Value of Sales | 0.14213 | 0.14305 | 0.14355 | 0.14417 | 0.14544 | 0.14113 | 0.13808 | 0.13563 | 0.13482 | 0.13366 | 0.13303 | 0.13216 | 0.11862 | 0.11767 | 0.11755 | 0.11666 | 0.11635 | 0.11626 | 0.11409 | 0.11482 | 0.11513 | 0.11567 | 0.11642 | 0.06773 | 0.06604 | 0.064304 | 0.062506 | 0.060628 | 0.058653 | 0.056564 | 0.054344
F6_Commercial_Warehouse_Existing_Space Heating_Natural Gas_Furnace_E5 | F6 | Commercial | Warehouse | Existing | Space Heating | Natural Gas | Furnace | E5 | Utility - Value of Sales | 0 | 0 | 0 | 0 | 0 | 0 | 0 | 0.10016 | 0.099559 | 0.098703 | 0.098237 | 0.097593 | 0.087599 | 0.086893 | 0.086805 | 0.08615 | 0.08592 | 0.085851 | 0.084253 | 0.084789 | 0.085018 | 0.085416 | 0.085972 | 0.050016 | 0.048768 | 0.047486 | 0.046159 | 0.044772 | 0.043313 | 0.04177 | 0.040131
F6_Commercial_Warehouse_Existing_Space Heating_Natural Gas_Furnace_E6 | F6 | Commercial | Warehouse | Existing | Space Heating | Natural Gas | Furnace | E6 | Utility - Value of Sales | 0 | 0 | 0 | 0 | 0 | 0 | 0 | 0 | 0 | 0 | 0 | 0 | 0 | 0 | 0 | 0 | 0 | 0 | 0 | 0 | 0 | 0 | 0 | 0 | 0 | 0 | 0 | 0 | 0 | 0 | 0
F6_Commercial_Warehouse_Existing_Space Heating_Natural Gas_Furnace_E7 | F6 | Commercial | Warehouse | Existing | Space Heating | Natural Gas | Furnace | E7 | Utility - Value of Sales | 0 | 0 | 0 | 0 | 0 | 0 | 0 | 0 | 0 | 0 | 0 | 0 | 0 | 0 | 0 | 0 | 0 | 0 | 0 | 0 | 0 | 0 | 0 | 0 | 0 | 0 | 0 | 0 | 0 | 0 | 0
F6_Commercial_Warehouse_Existing_Space Heating_Natural Gas_Furnace_E8 | F6 | Commercial | Warehouse | Existing | Space Heating | Natural Gas | Furnace | E8 | Utility - Value of Sales | 0 | 0 | 0 | 0 | 0 | 0 | 0 | 0 | 0 | 0 | 0 | 0 | 0 | 0 | 0 | 0 | 0 | 0 | 0 | 0 | 0 | 0 | 0 | 0 | 0 | 0 | 0 | 0 | 0 | 0 | 0
F6_Commercial_Warehouse_Existing_Space Heating_Natural Gas_Furnace_E9 | F6 | Commercial | Warehouse | Existing | Space Heating | Natural Gas | Furnace | E9 | Utility - Value of Sales | 0 | 0 | 0 | 0 | 0 | 0 | 0 | 0 | 0 | 0 | 0 | 0 | 0 | 0 | 0 | 0 | 0 | 0 | 0 | 0 | 0 | 0 | 0 | 0 | 0 | 0 | 0 | 0 | 0 | 0 | 0
F6_Commercial_Warehouse_Existing_Space Heating_Natural Gas_Furnace_E10 | F6 | Commercial | Warehouse | Existing | Space Heating | Natural Gas | Furnace | E10 | Utility - Value of Sales | 0 | 0 | 0 | 0 | 0 | 0 | 0 | 0 | 0 | 0 | 0 | 0 | 0 | 0 | 0 | 0 | 0 | 0 | 0 | 0 | 0 | 0 | 0 | 0 | 0 | 0 | 0 | 0 | 0 | 0 | 0
F1_Commercial_Warehouse_Existing_Space Heating_Natural Gas_Boiler_E1 | F1 | Commercial | Warehouse | Existing | Space Heating | Natural Gas | Boiler | E1 | Participant - Cost of Equipment | 0.082068 | 0.082068 | 0.082068 | 0.082068 | 0.082068 | 0 | 0 | 0 | 0 | 0 | 0 | 0 | 0 | 0 | 0 | 0 | 0 | 0 | 0 | 0 | 0 | 0 | 0 | 0 | 0 | 0 | 0 | 0 | 0 | 0 | 0
F1_Commercial_Warehouse_Existing_Space Heating_Natural Gas_Boiler_E2 | F1 | Commercial | Warehouse | Existing | Space Heating | Natural Gas | Boiler | E2 | Participant - Cost of Equipment | 0.084836 | 0.084836 | 0.084836 | 0.084836 | 0.084836 | 0 | 0 | 0 | 0 | 0 | 0 | 0 | 0 | 0 | 0 | 0 | 0 | 0 | 0 | 0 | 0 | 0 | 0 | 0 | 0 | 0 | 0 | 0 | 0 | 0 | 0
F1_Commercial_Warehouse_Existing_Space Heating_Natural Gas_Boiler_E3 | F1 | Commercial | Warehouse | Existing | Space Heating | Natural Gas | Boiler | E3 | Participant - Cost of Equipment | 0.13335 | 0.13335 | 0.13335 | 0.13335 | 0.13335 | 0.13335 | 0.13335 | 0.13335 | 0.13335 | 0.13335 | 0.13335 | 0.13335 | 0.13335 | 0.13335 | 0.13335 | 0.13335 | 0.13335 | 0.13335 | 0.13335 | 0.13335 | 0.13335 | 0.13335 | 0.13335 | 0.13335 | 0.13335 | 0.13335 | 0.13335 | 0.13335 | 0.13335 | 0.13335 | 0.13335
F1_Commercial_Warehouse_Existing_Space Heating_Natural Gas_Boiler_E4 | F1 | Commercial | Warehouse | Existing | Space Heating | Natural Gas | Boiler | E4 | Participant - Cost of Equipment | 0.14584 | 0.14584 | 0.14584 | 0.14584 | 0.14584 | 0.14584 | 0.14584 | 0.14584 | 0.14584 | 0.14584 | 0.14584 | 0.14584 | 0.14584 | 0.14584 | 0.14584 | 0.14584 | 0.14584 | 0.14584 | 0.14584 | 0.14584 | 0.14584 | 0.14584 | 0.14584 | 0.14584 | 0.14584 | 0.14584 | 0.14584 | 0.14584 | 0.14584 | 0.14584 | 0.14584
F1_Commercial_Warehouse_Existing_Space Heating_Natural Gas_Boiler_E5 | F1 | Commercial | Warehouse | Existing | Space Heating | Natural Gas | Boiler | E5 | Participant - Cost of Equipment | 0.48006 | 0.48006 | 0.48006 | 0.48006 | 0.48006 | 0.48006 | 0.48006 | 0.48006 | 0.48006 | 0.48006 | 0.48006 | 0.48006 | 0.48006 | 0.48006 | 0.48006 | 0.48006 | 0.48006 | 0.48006 | 0.48006 | 0.48006 | 0.48006 | 0.48006 | 0.48006 | 0.48006 | 0.48006 | 0.48006 | 0.48006 | 0.48006 | 0.48006 | 0.48006 | 0.48006
F1_Commercial_Warehouse_Existing_Space Heating_Natural Gas_Boiler_E6 | F1 | Commercial | Warehouse | Existing | Space Heating | Natural Gas | Boiler | E6 | Participant - Cost of Equipment | 0 | 0 | 0 | 0 | 0 | 0 | 0 | 0 | 0 | 0 | 0 | 0 | 0 | 0 | 0 | 0 | 0 | 0 | 0 | 0 | 0 | 0 | 0 | 0 | 0 | 0 | 0 | 0 | 0 | 0 | 0
F1_Commercial_Warehouse_Existing_Space Heating_Natural Gas_Boiler_E7 | F1 | Commercial | Warehouse | Existing | Space Heating | Natural Gas | Boiler | E7 | Participant - Cost of Equipment | 0 | 0 | 0 | 0 | 0 | 0 | 0 | 0 | 0 | 0 | 0 | 0 | 0 | 0 | 0 | 0 | 0 | 0 | 0 | 0 | 0 | 0 | 0 | 0 | 0 | 0 | 0 | 0 | 0 | 0 | 0
F1_Commercial_Warehouse_Existing_Space Heating_Natural Gas_Boiler_E8 | F1 | Commercial | Warehouse | Existing | Space Heating | Natural Gas | Boiler | E8 | Participant - Cost of Equipment | 0 | 0 | 0 | 0 | 0 | 0 | 0 | 0 | 0 | 0 | 0 | 0 | 0 | 0 | 0 | 0 | 0 | 0 | 0 | 0 | 0 | 0 | 0 | 0 | 0 | 0 | 0 | 0 | 0 | 0 | 0
F1_Commercial_Warehouse_Existing_Space Heating_Natural Gas_Boiler_E9 | F1 | Commercial | Warehouse | Existing | Space Heating | Natural Gas | Boiler | E9 | Participant - Cost of Equipment | 0 | 0 | 0 | 0 | 0 | 0 | 0 | 0 | 0 | 0 | 0 | 0 | 0 | 0 | 0 | 0 | 0 | 0 | 0 | 0 | 0 | 0 | 0 | 0 | 0 | 0 | 0 | 0 | 0 | 0 | 0
F1_Commercial_Warehouse_Existing_Space Heating_Natural Gas_Boiler_E10 | F1 | Commercial | Warehouse | Existing | Space Heating | Natural Gas | Boiler | E10 | Participant - Cost of Equipment | 0 | 0 | 0 | 0 | 0 | 0 | 0 | 0 | 0 | 0 | 0 | 0 | 0 | 0 | 0 | 0 | 0 | 0 | 0 | 0 | 0 | 0 | 0 | 0 | 0 | 0 | 0 | 0 | 0 | 0 | 0
F2_Commercial_Warehouse_Existing_Space Heating_Natural Gas_Boiler_E1 | F2 | Commercial | Warehouse | Existing | Space Heating | Natural Gas | Boiler | E1 | Participant - Cost of Operation | 0.2448 | 0.24626 | 0.24719 | 0.2483 | 0.25052 | 0 | 0 | 0 | 0 | 0 | 0 | 0 | 0 | 0 | 0 | 0 | 0 | 0 | 0 | 0 | 0 | 0 | 0 | 0 | 0 | 0 | 0 | 0 | 0 | 0 | 0
F2_Commercial_Warehouse_Existing_Space Heating_Natural Gas_Boiler_E2 | F2 | Commercial | Warehouse | Existing | Space Heating | Natural Gas | Boiler | E2 | Participant - Cost of Operation | 0.23314 | 0.23453 | 0.23542 | 0.23647 | 0.23859 | 0 | 0 | 0 | 0 | 0 | 0 | 0 | 0 | 0 | 0 | 0 | 0 | 0 | 0 | 0 | 0 | 0 | 0 | 0 | 0 | 0 | 0 | 0 | 0 | 0 | 0
F2_Commercial_Warehouse_Existing_Space Heating_Natural Gas_Boiler_E3 | F2 | Commercial | Warehouse | Existing | Space Heating | Natural Gas | Boiler | E3 | Participant - Cost of Operation | 0.20834 | 0.20958 | 0.21037 | 0.21132 | 0.21321 | 0.20508 | 0.19851 | 0.19498 | 0.19375 | 0.19205 | 0.19109 | 0.18979 | 0.17072 | 0.1693 | 0.16907 | 0.16776 | 0.16726 | 0.16707 | 0.16388 | 0.16465 | 0.16483 | 0.16532 | 0.16611 | 0.09746 | 0.094802 | 0.092073 | 0.089248 | 0.086302 | 0.083209 | 0.079945 | 0.076488
F2_Commercial_Warehouse_Existing_Space Heating_Natural Gas_Boiler_E4 | F2 | Commercial | Warehouse | Existing | Space Heating | Natural Gas | Boiler | E4 | Participant - Cost of Operation | 0.19984 | 0.20103 | 0.20179 | 0.20269 | 0.2045 | 0.19671 | 0.1904 | 0.18702 | 0.18584 | 0.18421 | 0.18329 | 0.18204 | 0.16375 | 0.16239 | 0.16217 | 0.16092 | 0.16044 | 0.16025 | 0.15719 | 0.15793 | 0.1581 | 0.15857 | 0.15933 | 0.093482 | 0.090933 | 0.088315 | 0.085606 | 0.082779 | 0.079813 | 0.076682 | 0.073366
F2_Commercial_Warehouse_Existing_Space Heating_Natural Gas_Boiler_E5 | F2 | Commercial | Warehouse | Existing | Space Heating | Natural Gas | Boiler | E5 | Participant - Cost of Operation | 0.15065 | 0.15154 | 0.15212 | 0.1528 | 0.15417 | 0.14829 | 0.14354 | 0.14099 | 0.1401 | 0.13886 | 0.13817 | 0.13723 | 0.12344 | 0.12242 | 0.12225 | 0.12131 | 0.12094 | 0.1208 | 0.1185 | 0.11905 | 0.11918 | 0.11954 | 0.12011 | 0.070471 | 0.068549 | 0.066576 | 0.064534 | 0.062403 | 0.060167 | 0.057807 | 0.055307
F2_Commercial_Warehouse_Existing_Space Heating_Natural Gas_Boiler_E6 | F2 | Commercial | Warehouse | Existing | Space Heating | Natural Gas | Boiler | E6 | Participant - Cost of Operation | 0 | 0 | 0 | 0 | 0 | 0 | 0 | 0 | 0 | 0 | 0 | 0 | 0 | 0 | 0 | 0 | 0 | 0 | 0 | 0 | 0 | 0 | 0 | 0 | 0 | 0 | 0 | 0 | 0 | 0 | 0
F2_Commercial_Warehouse_Existing_Space Heating_Natural Gas_Boiler_E7 | F2 | Commercial | Warehouse | Existing | Space Heating | Natural Gas | Boiler | E7 | Participant - Cost of Operation | 0 | 0 | 0 | 0 | 0 | 0 | 0 | 0 | 0 | 0 | 0 | 0 | 0 | 0 | 0 | 0 | 0 | 0 | 0 | 0 | 0 | 0 | 0 | 0 | 0 | 0 | 0 | 0 | 0 | 0 | 0
F2_Commercial_Warehouse_Existing_Space Heating_Natural Gas_Boiler_E8 | F2 | Commercial | Warehouse | Existing | Space Heating | Natural Gas | Boiler | E8 | Participant - Cost of Operation | 0 | 0 | 0 | 0 | 0 | 0 | 0 | 0 | 0 | 0 | 0 | 0 | 0 | 0 | 0 | 0 | 0 | 0 | 0 | 0 | 0 | 0 | 0 | 0 | 0 | 0 | 0 | 0 | 0 | 0 | 0
F2_Commercial_Warehouse_Existing_Space Heating_Natural Gas_Boiler_E9 | F2 | Commercial | Warehouse | Existing | Space Heating | Natural Gas | Boiler | E9 | Participant - Cost of Operation | 0 | 0 | 0 | 0 | 0 | 0 | 0 | 0 | 0 | 0 | 0 | 0 | 0 | 0 | 0 | 0 | 0 | 0 | 0 | 0 | 0 | 0 | 0 | 0 | 0 | 0 | 0 | 0 | 0 | 0 | 0
F2_Commercial_Warehouse_Existing_Space Heating_Natural Gas_Boiler_E10 | F2 | Commercial | Warehouse | Existing | Space Heating | Natural Gas | Boiler | E10 | Participant - Cost of Operation | 0 | 0 | 0 | 0 | 0 | 0 | 0 | 0 | 0 | 0 | 0 | 0 | 0 | 0 | 0 | 0 | 0 | 0 | 0 | 0 | 0 | 0 | 0 | 0 | 0 | 0 | 0 | 0 | 0 | 0 | 0
F3_Commercial_Warehouse_Existing_Space Heating_Natural Gas_Boiler_E1 | F3 | Commercial | Warehouse | Existing | Space Heating | Natural Gas | Boiler | E1 | System - kBTUs of Conusmption | 21.0399 | 21.06 | 21.0472 | 21.0384 | 21.0384 | 0 | 0 | 0 | 0 | 0 | 0 | 0 | 0 | 0 | 0 | 0 | 0 | 0 | 0 | 0 | 0 | 0 | 0 | 0 | 0 | 0 | 0 | 0 | 0 | 0 | 0
F3_Commercial_Warehouse_Existing_Space Heating_Natural Gas_Boiler_E2 | F3 | Commercial | Warehouse | Existing | Space Heating | Natural Gas | Boiler | E2 | System - kBTUs of Conusmption | 20.038 | 20.0572 | 20.0449 | 20.0366 | 20.0366 | 0 | 0 | 0 | 0 | 0 | 0 | 0 | 0 | 0 | 0 | 0 | 0 | 0 | 0 | 0 | 0 | 0 | 0 | 0 | 0 | 0 | 0 | 0 | 0 | 0 | 0
F3_Commercial_Warehouse_Existing_Space Heating_Natural Gas_Boiler_E3 | F3 | Commercial | Warehouse | Existing | Space Heating | Natural Gas | Boiler | E3 | System - kBTUs of Conusmption | 17.9063 | 17.9234 | 17.9125 | 17.905 | 17.905 | 17.905 | 17.905 | 17.905 | 17.905 | 17.905 | 17.905 | 17.905 | 17.905 | 17.905 | 17.905 | 17.905 | 17.905 | 17.905 | 17.905 | 17.905 | 17.905 | 17.905 | 17.905 | 17.905 | 17.905 | 17.905 | 17.905 | 17.905 | 17.905 | 17.905 | 17.8499
F3_Commercial_Warehouse_Existing_Space Heating_Natural Gas_Boiler_E4 | F3 | Commercial | Warehouse | Existing | Space Heating | Natural Gas | Boiler | E4 | System - kBTUs of Conusmption | 17.1754 | 17.1919 | 17.1814 | 17.1742 | 17.1742 | 17.1742 | 17.1742 | 17.1742 | 17.1742 | 17.1742 | 17.1742 | 17.1742 | 17.1742 | 17.1742 | 17.1742 | 17.1742 | 17.1742 | 17.1742 | 17.1742 | 17.1742 | 17.1742 | 17.1742 | 17.1742 | 17.1742 | 17.1742 | 17.1742 | 17.1742 | 17.1742 | 17.1742 | 17.1742 | 17.1214
F3_Commercial_Warehouse_Existing_Space Heating_Natural Gas_Boiler_E5 | F3 | Commercial | Warehouse | Existing | Space Heating | Natural Gas | Boiler | E5 | System - kBTUs of Conusmption | 12.9476 | 12.96 | 12.9521 | 12.9467 | 12.9467 | 12.9467 | 12.9467 | 12.9467 | 12.9467 | 12.9467 | 12.9467 | 12.9467 | 12.9467 | 12.9467 | 12.9467 | 12.9467 | 12.9467 | 12.9467 | 12.9467 | 12.9467 | 12.9467 | 12.9467 | 12.9467 | 12.9467 | 12.9467 | 12.9467 | 12.9467 | 12.9467 | 12.9467 | 12.9467 | 12.9069
F3_Commercial_Warehouse_Existing_Space Heating_Natural Gas_Boiler_E6 | F3 | Commercial | Warehouse | Existing | Space Heating | Natural Gas | Boiler | E6 | System - kBTUs of Conusmption | 0 | 0 | 0 | 0 | 0 | 0 | 0 | 0 | 0 | 0 | 0 | 0 | 0 | 0 | 0 | 0 | 0 | 0 | 0 | 0 | 0 | 0 | 0 | 0 | 0 | 0 | 0 | 0 | 0 | 0 | 0
F3_Commercial_Warehouse_Existing_Space Heating_Natural Gas_Boiler_E7 | F3 | Commercial | Warehouse | Existing | Space Heating | Natural Gas | Boiler | E7 | System - kBTUs of Conusmption | 0 | 0 | 0 | 0 | 0 | 0 | 0 | 0 | 0 | 0 | 0 | 0 | 0 | 0 | 0 | 0 | 0 | 0 | 0 | 0 | 0 | 0 | 0 | 0 | 0 | 0 | 0 | 0 | 0 | 0 | 0
F3_Commercial_Warehouse_Existing_Space Heating_Natural Gas_Boiler_E8 | F3 | Commercial | Warehouse | Existing | Space Heating | Natural Gas | Boiler | E8 | System - kBTUs of Conusmption | 0 | 0 | 0 | 0 | 0 | 0 | 0 | 0 | 0 | 0 | 0 | 0 | 0 | 0 | 0 | 0 | 0 | 0 | 0 | 0 | 0 | 0 | 0 | 0 | 0 | 0 | 0 | 0 | 0 | 0 | 0
F3_Commercial_Warehouse_Existing_Space Heating_Natural Gas_Boiler_E9 | F3 | Commercial | Warehouse | Existing | Space Heating | Natural Gas | Boiler | E9 | System - kBTUs of Conusmption | 0 | 0 | 0 | 0 | 0 | 0 | 0 | 0 | 0 | 0 | 0 | 0 | 0 | 0 | 0 | 0 | 0 | 0 | 0 | 0 | 0 | 0 | 0 | 0 | 0 | 0 | 0 | 0 | 0 | 0 | 0
F3_Commercial_Warehouse_Existing_Space Heating_Natural Gas_Boiler_E10 | F3 | Commercial | Warehouse | Existing | Space Heating | Natural Gas | Boiler | E10 | System - kBTUs of Conusmption | 0 | 0 | 0 | 0 | 0 | 0 | 0 | 0 | 0 | 0 | 0 | 0 | 0 | 0 | 0 | 0 | 0 | 0 | 0 | 0 | 0 | 0 | 0 | 0 | 0 | 0 | 0 | 0 | 0 | 0 | 0
F4_Commercial_Warehouse_Existing_Space Heating_Natural Gas_Boiler_E1 | F4 | Commercial | Warehouse | Existing | Space Heating | Natural Gas | Boiler | E1 | Utility - Cost of Equipment | 0.082068 | 0.082068 | 0.082068 | 0.082068 | 0.082068 | 0 | 0 | 0 | 0 | 0 | 0 | 0 | 0 | 0 | 0 | 0 | 0 | 0 | 0 | 0 | 0 | 0 | 0 | 0 | 0 | 0 | 0 | 0 | 0 | 0 | 0
F4_Commercial_Warehouse_Existing_Space Heating_Natural Gas_Boiler_E2 | F4 | Commercial | Warehouse | Existing | Space Heating | Natural Gas | Boiler | E2 | Utility - Cost of Equipment | 0.084836 | 0.084836 | 0.084836 | 0.084836 | 0.084836 | 0 | 0 | 0 | 0 | 0 | 0 | 0 | 0 | 0 | 0 | 0 | 0 | 0 | 0 | 0 | 0 | 0 | 0 | 0 | 0 | 0 | 0 | 0 | 0 | 0 | 0
F4_Commercial_Warehouse_Existing_Space Heating_Natural Gas_Boiler_E3 | F4 | Commercial | Warehouse | Existing | Space Heating | Natural Gas | Boiler | E3 | Utility - Cost of Equipment | 0.13335 | 0.13335 | 0.13335 | 0.13335 | 0.13335 | 0.13335 | 0.13335 | 0.13335 | 0.13335 | 0.13335 | 0.13335 | 0.13335 | 0.13335 | 0.13335 | 0.13335 | 0.13335 | 0.13335 | 0.13335 | 0.13335 | 0.13335 | 0.13335 | 0.13335 | 0.13335 | 0.13335 | 0.13335 | 0.13335 | 0.13335 | 0.13335 | 0.13335 | 0.13335 | 0.13335
F4_Commercial_Warehouse_Existing_Space Heating_Natural Gas_Boiler_E4 | F4 | Commercial | Warehouse | Existing | Space Heating | Natural Gas | Boiler | E4 | Utility - Cost of Equipment | 0.14584 | 0.14584 | 0.14584 | 0.14584 | 0.14584 | 0.14584 | 0.14584 | 0.14584 | 0.14584 | 0.14584 | 0.14584 | 0.14584 | 0.14584 | 0.14584 | 0.14584 | 0.14584 | 0.14584 | 0.14584 | 0.14584 | 0.14584 | 0.14584 | 0.14584 | 0.14584 | 0.14584 | 0.14584 | 0.14584 | 0.14584 | 0.14584 | 0.14584 | 0.14584 | 0.14584
F4_Commercial_Warehouse_Existing_Space Heating_Natural Gas_Boiler_E5 | F4 | Commercial | Warehouse | Existing | Space Heating | Natural Gas | Boiler | E5 | Utility - Cost of Equipment | 0.48006 | 0.48006 | 0.48006 | 0.48006 | 0.48006 | 0.48006 | 0.48006 | 0.48006 | 0.48006 | 0.48006 | 0.48006 | 0.48006 | 0.48006 | 0.48006 | 0.48006 | 0.48006 | 0.48006 | 0.48006 | 0.48006 | 0.48006 | 0.48006 | 0.48006 | 0.48006 | 0.48006 | 0.48006 | 0.48006 | 0.48006 | 0.48006 | 0.48006 | 0.48006 | 0.48006
F4_Commercial_Warehouse_Existing_Space Heating_Natural Gas_Boiler_E6 | F4 | Commercial | Warehouse | Existing | Space Heating | Natural Gas | Boiler | E6 | Utility - Cost of Equipment | 0 | 0 | 0 | 0 | 0 | 0 | 0 | 0 | 0 | 0 | 0 | 0 | 0 | 0 | 0 | 0 | 0 | 0 | 0 | 0 | 0 | 0 | 0 | 0 | 0 | 0 | 0 | 0 | 0 | 0 | 0
F4_Commercial_Warehouse_Existing_Space Heating_Natural Gas_Boiler_E7 | F4 | Commercial | Warehouse | Existing | Space Heating | Natural Gas | Boiler | E7 | Utility - Cost of Equipment | 0 | 0 | 0 | 0 | 0 | 0 | 0 | 0 | 0 | 0 | 0 | 0 | 0 | 0 | 0 | 0 | 0 | 0 | 0 | 0 | 0 | 0 | 0 | 0 | 0 | 0 | 0 | 0 | 0 | 0 | 0
F4_Commercial_Warehouse_Existing_Space Heating_Natural Gas_Boiler_E8 | F4 | Commercial | Warehouse | Existing | Space Heating | Natural Gas | Boiler | E8 | Utility - Cost of Equipment | 0 | 0 | 0 | 0 | 0 | 0 | 0 | 0 | 0 | 0 | 0 | 0 | 0 | 0 | 0 | 0 | 0 | 0 | 0 | 0 | 0 | 0 | 0 | 0 | 0 | 0 | 0 | 0 | 0 | 0 | 0
F4_Commercial_Warehouse_Existing_Space Heating_Natural Gas_Boiler_E9 | F4 | Commercial | Warehouse | Existing | Space Heating | Natural Gas | Boiler | E9 | Utility - Cost of Equipment | 0 | 0 | 0 | 0 | 0 | 0 | 0 | 0 | 0 | 0 | 0 | 0 | 0 | 0 | 0 | 0 | 0 | 0 | 0 | 0 | 0 | 0 | 0 | 0 | 0 | 0 | 0 | 0 | 0 | 0 | 0
F4_Commercial_Warehouse_Existing_Space Heating_Natural Gas_Boiler_E10 | F4 | Commercial | Warehouse | Existing | Space Heating | Natural Gas | Boiler | E10 | Utility - Cost of Equipment | 0 | 0 | 0 | 0 | 0 | 0 | 0 | 0 | 0 | 0 | 0 | 0 | 0 | 0 | 0 | 0 | 0 | 0 | 0 | 0 | 0 | 0 | 0 | 0 | 0 | 0 | 0 | 0 | 0 | 0 | 0
F5_Commercial_Warehouse_Existing_Space Heating_Natural Gas_Boiler_E1 | F5 | Commercial | Warehouse | Existing | Space Heating | Natural Gas | Boiler | E1 | Utility - Cost of Operation | 0.20433 | 0.20555 | 0.20632 | 0.20725 | 0.2091 | 0 | 0 | 0 | 0 | 0 | 0 | 0 | 0 | 0 | 0 | 0 | 0 | 0 | 0 | 0 | 0 | 0 | 0 | 0 | 0 | 0 | 0 | 0 | 0 | 0 | 0
F5_Commercial_Warehouse_Existing_Space Heating_Natural Gas_Boiler_E2 | F5 | Commercial | Warehouse | Existing | Space Heating | Natural Gas | Boiler | E2 | Utility - Cost of Operation | 0.1946 | 0.19576 | 0.1965 | 0.19738 | 0.19915 | 0 | 0 | 0 | 0 | 0 | 0 | 0 | 0 | 0 | 0 | 0 | 0 | 0 | 0 | 0 | 0 | 0 | 0 | 0 | 0 | 0 | 0 | 0 | 0 | 0 | 0
F5_Commercial_Warehouse_Existing_Space Heating_Natural Gas_Boiler_E3 | F5 | Commercial | Warehouse | Existing | Space Heating | Natural Gas | Boiler | E3 | Utility - Cost of Operation | 0.1739 | 0.17493 | 0.17559 | 0.17638 | 0.17796 | 0.17117 | 0.16569 | 0.16275 | 0.16172 | 0.1603 | 0.1595 | 0.15841 | 0.14249 | 0.14132 | 0.14112 | 0.14003 | 0.13961 | 0.13945 | 0.13679 | 0.13743 | 0.13758 | 0.13799 | 0.13865 | 0.081348 | 0.07913 | 0.076852 | 0.074494 | 0.072034 | 0.069453 | 0.066729 | 0.063843
F5_Commercial_Warehouse_Existing_Space Heating_Natural Gas_Boiler_E4 | F5 | Commercial | Warehouse | Existing | Space Heating | Natural Gas | Boiler | E4 | Utility - Cost of Operation | 0.1668 | 0.16779 | 0.16843 | 0.16918 | 0.1707 | 0.16419 | 0.15893 | 0.1561 | 0.15512 | 0.15375 | 0.15299 | 0.15195 | 0.13668 | 0.13555 | 0.13536 | 0.13431 | 0.13391 | 0.13376 | 0.1312 | 0.13182 | 0.13196 | 0.13236 | 0.13299 | 0.078028 | 0.0759 | 0.073715 | 0.071453 | 0.069094 | 0.066618 | 0.064005 | 0.061237
F5_Commercial_Warehouse_Existing_Space Heating_Natural Gas_Boiler_E5 | F5 | Commercial | Warehouse | Existing | Space Heating | Natural Gas | Boiler | E5 | Utility - Cost of Operation | 0.12574 | 0.12649 | 0.12697 | 0.12754 | 0.12868 | 0.12377 | 0.11981 | 0.11768 | 0.11694 | 0.11591 | 0.11533 | 0.11455 | 0.10303 | 0.10218 | 0.10204 | 0.10125 | 0.10095 | 0.10083 | 0.098907 | 0.099371 | 0.099479 | 0.099776 | 0.10025 | 0.058821 | 0.057217 | 0.05557 | 0.053865 | 0.052086 | 0.05022 | 0.04825 | 0.046163
F5_Commercial_Warehouse_Existing_Space Heating_Natural Gas_Boiler_E6 | F5 | Commercial | Warehouse | Existing | Space Heating | Natural Gas | Boiler | E6 | Utility - Cost of Operation | 0 | 0 | 0 | 0 | 0 | 0 | 0 | 0 | 0 | 0 | 0 | 0 | 0 | 0 | 0 | 0 | 0 | 0 | 0 | 0 | 0 | 0 | 0 | 0 | 0 | 0 | 0 | 0 | 0 | 0 | 0
F5_Commercial_Warehouse_Existing_Space Heating_Natural Gas_Boiler_E7 | F5 | Commercial | Warehouse | Existing | Space Heating | Natural Gas | Boiler | E7 | Utility - Cost of Operation | 0 | 0 | 0 | 0 | 0 | 0 | 0 | 0 | 0 | 0 | 0 | 0 | 0 | 0 | 0 | 0 | 0 | 0 | 0 | 0 | 0 | 0 | 0 | 0 | 0 | 0 | 0 | 0 | 0 | 0 | 0
F5_Commercial_Warehouse_Existing_Space Heating_Natural Gas_Boiler_E8 | F5 | Commercial | Warehouse | Existing | Space Heating | Natural Gas | Boiler | E8 | Utility - Cost of Operation | 0 | 0 | 0 | 0 | 0 | 0 | 0 | 0 | 0 | 0 | 0 | 0 | 0 | 0 | 0 | 0 | 0 | 0 | 0 | 0 | 0 | 0 | 0 | 0 | 0 | 0 | 0 | 0 | 0 | 0 | 0
F5_Commercial_Warehouse_Existing_Space Heating_Natural Gas_Boiler_E9 | F5 | Commercial | Warehouse | Existing | Space Heating | Natural Gas | Boiler | E9 | Utility - Cost of Operation | 0 | 0 | 0 | 0 | 0 | 0 | 0 | 0 | 0 | 0 | 0 | 0 | 0 | 0 | 0 | 0 | 0 | 0 | 0 | 0 | 0 | 0 | 0 | 0 | 0 | 0 | 0 | 0 | 0 | 0 | 0
F5_Commercial_Warehouse_Existing_Space Heating_Natural Gas_Boiler_E10 | F5 | Commercial | Warehouse | Existing | Space Heating | Natural Gas | Boiler | E10 | Utility - Cost of Operation | 0 | 0 | 0 | 0 | 0 | 0 | 0 | 0 | 0 | 0 | 0 | 0 | 0 | 0 | 0 | 0 | 0 | 0 | 0 | 0 | 0 | 0 | 0 | 0 | 0 | 0 | 0 | 0 | 0 | 0 | 0
F6_Commercial_Warehouse_Existing_Space Heating_Natural Gas_Boiler_E1 | F6 | Commercial | Warehouse | Existing | Space Heating | Natural Gas | Boiler | E1 | Utility - Value of Sales | 0.2448 | 0.24626 | 0.24719 | 0.2483 | 0.25052 | 0 | 0 | 0 | 0 | 0 | 0 | 0 | 0 | 0 | 0 | 0 | 0 | 0 | 0 | 0 | 0 | 0 | 0 | 0 | 0 | 0 | 0 | 0 | 0 | 0 | 0
F6_Commercial_Warehouse_Existing_Space Heating_Natural Gas_Boiler_E2 | F6 | Commercial | Warehouse | Existing | Space Heating | Natural Gas | Boiler | E2 | Utility - Value of Sales | 0.23314 | 0.23453 | 0.23542 | 0.23647 | 0.23859 | 0 | 0 | 0 | 0 | 0 | 0 | 0 | 0 | 0 | 0 | 0 | 0 | 0 | 0 | 0 | 0 | 0 | 0 | 0 | 0 | 0 | 0 | 0 | 0 | 0 | 0
F6_Commercial_Warehouse_Existing_Space Heating_Natural Gas_Boiler_E3 | F6 | Commercial | Warehouse | Existing | Space Heating | Natural Gas | Boiler | E3 | Utility - Value of Sales | 0.20834 | 0.20958 | 0.21037 | 0.21132 | 0.21321 | 0.20508 | 0.19851 | 0.19498 | 0.19375 | 0.19205 | 0.19109 | 0.18979 | 0.17072 | 0.1693 | 0.16907 | 0.16776 | 0.16726 | 0.16707 | 0.16388 | 0.16465 | 0.16483 | 0.16532 | 0.16611 | 0.09746 | 0.094802 | 0.092073 | 0.089248 | 0.086302 | 0.083209 | 0.079945 | 0.076488
F6_Commercial_Warehouse_Existing_Space Heating_Natural Gas_Boiler_E4 | F6 | Commercial | Warehouse | Existing | Space Heating | Natural Gas | Boiler | E4 | Utility - Value of Sales | 0.19984 | 0.20103 | 0.20179 | 0.20269 | 0.2045 | 0.19671 | 0.1904 | 0.18702 | 0.18584 | 0.18421 | 0.18329 | 0.18204 | 0.16375 | 0.16239 | 0.16217 | 0.16092 | 0.16044 | 0.16025 | 0.15719 | 0.15793 | 0.1581 | 0.15857 | 0.15933 | 0.093482 | 0.090933 | 0.088315 | 0.085606 | 0.082779 | 0.079813 | 0.076682 | 0.073366
F6_Commercial_Warehouse_Existing_Space Heating_Natural Gas_Boiler_E5 | F6 | Commercial | Warehouse | Existing | Space Heating | Natural Gas | Boiler | E5 | Utility - Value of Sales | 0.15065 | 0.15154 | 0.15212 | 0.1528 | 0.15417 | 0.14829 | 0.14354 | 0.14099 | 0.1401 | 0.13886 | 0.13817 | 0.13723 | 0.12344 | 0.12242 | 0.12225 | 0.12131 | 0.12094 | 0.1208 | 0.1185 | 0.11905 | 0.11918 | 0.11954 | 0.12011 | 0.070471 | 0.068549 | 0.066576 | 0.064534 | 0.062403 | 0.060167 | 0.057807 | 0.055307
F6_Commercial_Warehouse_Existing_Space Heating_Natural Gas_Boiler_E6 | F6 | Commercial | Warehouse | Existing | Space Heating | Natural Gas | Boiler | E6 | Utility - Value of Sales | 0 | 0 | 0 | 0 | 0 | 0 | 0 | 0 | 0 | 0 | 0 | 0 | 0 | 0 | 0 | 0 | 0 | 0 | 0 | 0 | 0 | 0 | 0 | 0 | 0 | 0 | 0 | 0 | 0 | 0 | 0
F6_Commercial_Warehouse_Existing_Space Heating_Natural Gas_Boiler_E7 | F6 | Commercial | Warehouse | Existing | Space Heating | Natural Gas | Boiler | E7 | Utility - Value of Sales | 0 | 0 | 0 | 0 | 0 | 0 | 0 | 0 | 0 | 0 | 0 | 0 | 0 | 0 | 0 | 0 | 0 | 0 | 0 | 0 | 0 | 0 | 0 | 0 | 0 | 0 | 0 | 0 | 0 | 0 | 0
F6_Commercial_Warehouse_Existing_Space Heating_Natural Gas_Boiler_E8 | F6 | Commercial | Warehouse | Existing | Space Heating | Natural Gas | Boiler | E8 | Utility - Value of Sales | 0 | 0 | 0 | 0 | 0 | 0 | 0 | 0 | 0 | 0 | 0 | 0 | 0 | 0 | 0 | 0 | 0 | 0 | 0 | 0 | 0 | 0 | 0 | 0 | 0 | 0 | 0 | 0 | 0 | 0 | 0
F6_Commercial_Warehouse_Existing_Space Heating_Natural Gas_Boiler_E9 | F6 | Commercial | Warehouse | Existing | Space Heating | Natural Gas | Boiler | E9 | Utility - Value of Sales | 0 | 0 | 0 | 0 | 0 | 0 | 0 | 0 | 0 | 0 | 0 | 0 | 0 | 0 | 0 | 0 | 0 | 0 | 0 | 0 | 0 | 0 | 0 | 0 | 0 | 0 | 0 | 0 | 0 | 0 | 0
F6_Commercial_Warehouse_Existing_Space Heating_Natural Gas_Boiler_E10 | F6 | Commercial | Warehouse | Existing | Space Heating | Natural Gas | Boiler | E10 | Utility - Value of Sales | 0 | 0 | 0 | 0 | 0 | 0 | 0 | 0 | 0 | 0 | 0 | 0 | 0 | 0 | 0 | 0 | 0 | 0 | 0 | 0 | 0 | 0 | 0 | 0 | 0 | 0 | 0 | 0 | 0 | 0 | 0
F1_Commercial_Warehouse_Existing_Space Heating_Natural Gas_Unit Heater_E1 | F1 | Commercial | Warehouse | Existing | Space Heating | Natural Gas | Unit Heater | E1 | Participant - Cost of Equipment | 0.014841 | 0.014841 | 0.014841 | 0.014841 | 0.014841 | 0 | 0 | 0 | 0 | 0 | 0 | 0 | 0 | 0 | 0 | 0 | 0 | 0 | 0 | 0 | 0 | 0 | 0 | 0 | 0 | 0 | 0 | 0 | 0 | 0 | 0
F1_Commercial_Warehouse_Existing_Space Heating_Natural Gas_Unit Heater_E2 | F1 | Commercial | Warehouse | Existing | Space Heating | Natural Gas | Unit Heater | E2 | Participant - Cost of Equipment | 0.047458 | 0.047458 | 0.047458 | 0.047458 | 0.047458 | 0.047458 | 0.047458 | 0.047458 | 0.047458 | 0.047458 | 0.047458 | 0.047458 | 0.047458 | 0.047458 | 0.047458 | 0.047458 | 0.047458 | 0.047458 | 0.047458 | 0.047458 | 0.047458 | 0.047458 | 0.047458 | 0.047458 | 0.047458 | 0.047458 | 0.047458 | 0.047458 | 0.047458 | 0.047458 | 0.047458
F1_Commercial_Warehouse_Existing_Space Heating_Natural Gas_Unit Heater_E3 | F1 | Commercial | Warehouse | Existing | Space Heating | Natural Gas | Unit Heater | E3 | Participant - Cost of Equipment | 0.020501 | 0.020501 | 0.020501 | 0.020501 | 0.020501 | 0.020501 | 0.020501 | 0.020501 | 0.020501 | 0.020501 | 0.020501 | 0.020501 | 0.020501 | 0.020501 | 0.020501 | 0.020501 | 0.020501 | 0.020501 | 0.020501 | 0.020501 | 0.020501 | 0.020501 | 0.020501 | 0.020501 | 0.020501 | 0.020501 | 0.020501 | 0.020501 | 0.020501 | 0.020501 | 0.020501
F1_Commercial_Warehouse_Existing_Space Heating_Natural Gas_Unit Heater_E4 | F1 | Commercial | Warehouse | Existing | Space Heating | Natural Gas | Unit Heater | E4 | Participant - Cost of Equipment | 0 | 0 | 0 | 0 | 0 | 0 | 0 | 0 | 0 | 0 | 0 | 0 | 0 | 0 | 0 | 0 | 0 | 0 | 0 | 0 | 0 | 0 | 0 | 0 | 0 | 0 | 0 | 0 | 0 | 0 | 0
F1_Commercial_Warehouse_Existing_Space Heating_Natural Gas_Unit Heater_E5 | F1 | Commercial | Warehouse | Existing | Space Heating | Natural Gas | Unit Heater | E5 | Participant - Cost of Equipment | 0 | 0 | 0 | 0 | 0 | 0 | 0 | 0 | 0 | 0 | 0 | 0 | 0 | 0 | 0 | 0 | 0 | 0 | 0 | 0 | 0 | 0 | 0 | 0 | 0 | 0 | 0 | 0 | 0 | 0 | 0
F1_Commercial_Warehouse_Existing_Space Heating_Natural Gas_Unit Heater_E6 | F1 | Commercial | Warehouse | Existing | Space Heating | Natural Gas | Unit Heater | E6 | Participant - Cost of Equipment | 0 | 0 | 0 | 0 | 0 | 0 | 0 | 0 | 0 | 0 | 0 | 0 | 0 | 0 | 0 | 0 | 0 | 0 | 0 | 0 | 0 | 0 | 0 | 0 | 0 | 0 | 0 | 0 | 0 | 0 | 0
F1_Commercial_Warehouse_Existing_Space Heating_Natural Gas_Unit Heater_E7 | F1 | Commercial | Warehouse | Existing | Space Heating | Natural Gas | Unit Heater | E7 | Participant - Cost of Equipment | 0 | 0 | 0 | 0 | 0 | 0 | 0 | 0 | 0 | 0 | 0 | 0 | 0 | 0 | 0 | 0 | 0 | 0 | 0 | 0 | 0 | 0 | 0 | 0 | 0 | 0 | 0 | 0 | 0 | 0 | 0
F1_Commercial_Warehouse_Existing_Space Heating_Natural Gas_Unit Heater_E8 | F1 | Commercial | Warehouse | Existing | Space Heating | Natural Gas | Unit Heater | E8 | Participant - Cost of Equipment | 0 | 0 | 0 | 0 | 0 | 0 | 0 | 0 | 0 | 0 | 0 | 0 | 0 | 0 | 0 | 0 | 0 | 0 | 0 | 0 | 0 | 0 | 0 | 0 | 0 | 0 | 0 | 0 | 0 | 0 | 0
F1_Commercial_Warehouse_Existing_Space Heating_Natural Gas_Unit Heater_E9 | F1 | Commercial | Warehouse | Existing | Space Heating | Natural Gas | Unit Heater | E9 | Participant - Cost of Equipment | 0 | 0 | 0 | 0 | 0 | 0 | 0 | 0 | 0 | 0 | 0 | 0 | 0 | 0 | 0 | 0 | 0 | 0 | 0 | 0 | 0 | 0 | 0 | 0 | 0 | 0 | 0 | 0 | 0 | 0 | 0
F1_Commercial_Warehouse_Existing_Space Heating_Natural Gas_Unit Heater_E10 | F1 | Commercial | Warehouse | Existing | Space Heating | Natural Gas | Unit Heater | E10 | Participant - Cost of Equipment | 0 | 0 | 0 | 0 | 0 | 0 | 0 | 0 | 0 | 0 | 0 | 0 | 0 | 0 | 0 | 0 | 0 | 0 | 0 | 0 | 0 | 0 | 0 | 0 | 0 | 0 | 0 | 0 | 0 | 0 | 0
F2_Commercial_Warehouse_Existing_Space Heating_Natural Gas_Unit Heater_E1 | F2 | Commercial | Warehouse | Existing | Space Heating | Natural Gas | Unit Heater | E1 | Participant - Cost of Operation | 0.17804 | 0.17995 | 0.18111 | 0.18251 | 0.18257 | 0 | 0 | 0 | 0 | 0 | 0 | 0 | 0 | 0 | 0 | 0 | 0 | 0 | 0 | 0 | 0 | 0 | 0 | 0 | 0 | 0 | 0 | 0 | 0 | 0 | 0
F2_Commercial_Warehouse_Existing_Space Heating_Natural Gas_Unit Heater_E2 | F2 | Commercial | Warehouse | Existing | Space Heating | Natural Gas | Unit Heater | E2 | Participant - Cost of Operation | 0.16021 | 0.16193 | 0.16298 | 0.16424 | 0.1643 | 0.15466 | 0.14682 | 0.14235 | 0.14606 | 0.14961 | 0.15414 | 0.15883 | 0.14295 | 0.14862 | 0.15634 | 0.15557 | 0.15573 | 0.15622 | 0.15324 | 0.15505 | 0.15627 | 0.15799 | 0.1602 | 0.080206 | 0.078639 | 0.077167 | 0.075777 | 0.074453 | 0.073186 | 0.071965 | 0.070784
F2_Commercial_Warehouse_Existing_Space Heating_Natural Gas_Unit Heater_E3 | F2 | Commercial | Warehouse | Existing | Space Heating | Natural Gas | Unit Heater | E3 | Participant - Cost of Operation | 0.13837 | 0.13985 | 0.14076 | 0.14185 | 0.14189 | 0.13358 | 0.1268 | 0.12294 | 0.12614 | 0.12921 | 0.13313 | 0.13717 | 0.12346 | 0.12835 | 0.13502 | 0.13436 | 0.13449 | 0.13492 | 0.13234 | 0.13391 | 0.13497 | 0.13645 | 0.13836 | 0.069269 | 0.067917 | 0.066645 | 0.065444 | 0.064301 | 0.063207 | 0.062152 | 0.061132
F2_Commercial_Warehouse_Existing_Space Heating_Natural Gas_Unit Heater_E4 | F2 | Commercial | Warehouse | Existing | Space Heating | Natural Gas | Unit Heater | E4 | Participant - Cost of Operation | 0 | 0 | 0 | 0 | 0 | 0 | 0 | 0 | 0 | 0 | 0 | 0 | 0 | 0 | 0 | 0 | 0 | 0 | 0 | 0 | 0 | 0 | 0 | 0 | 0 | 0 | 0 | 0 | 0 | 0 | 0
F2_Commercial_Warehouse_Existing_Space Heating_Natural Gas_Unit Heater_E5 | F2 | Commercial | Warehouse | Existing | Space Heating | Natural Gas | Unit Heater | E5 | Participant - Cost of Operation | 0 | 0 | 0 | 0 | 0 | 0 | 0 | 0 | 0 | 0 | 0 | 0 | 0 | 0 | 0 | 0 | 0 | 0 | 0 | 0 | 0 | 0 | 0 | 0 | 0 | 0 | 0 | 0 | 0 | 0 | 0
F2_Commercial_Warehouse_Existing_Space Heating_Natural Gas_Unit Heater_E6 | F2 | Commercial | Warehouse | Existing | Space Heating | Natural Gas | Unit Heater | E6 | Participant - Cost of Operation | 0 | 0 | 0 | 0 | 0 | 0 | 0 | 0 | 0 | 0 | 0 | 0 | 0 | 0 | 0 | 0 | 0 | 0 | 0 | 0 | 0 | 0 | 0 | 0 | 0 | 0 | 0 | 0 | 0 | 0 | 0
F2_Commercial_Warehouse_Existing_Space Heating_Natural Gas_Unit Heater_E7 | F2 | Commercial | Warehouse | Existing | Space Heating | Natural Gas | Unit Heater | E7 | Participant - Cost of Operation | 0 | 0 | 0 | 0 | 0 | 0 | 0 | 0 | 0 | 0 | 0 | 0 | 0 | 0 | 0 | 0 | 0 | 0 | 0 | 0 | 0 | 0 | 0 | 0 | 0 | 0 | 0 | 0 | 0 | 0 | 0
F2_Commercial_Warehouse_Existing_Space Heating_Natural Gas_Unit Heater_E8 | F2 | Commercial | Warehouse | Existing | Space Heating | Natural Gas | Unit Heater | E8 | Participant - Cost of Operation | 0 | 0 | 0 | 0 | 0 | 0 | 0 | 0 | 0 | 0 | 0 | 0 | 0 | 0 | 0 | 0 | 0 | 0 | 0 | 0 | 0 | 0 | 0 | 0 | 0 | 0 | 0 | 0 | 0 | 0 | 0
F2_Commercial_Warehouse_Existing_Space Heating_Natural Gas_Unit Heater_E9 | F2 | Commercial | Warehouse | Existing | Space Heating | Natural Gas | Unit Heater | E9 | Participant - Cost of Operation | 0 | 0 | 0 | 0 | 0 | 0 | 0 | 0 | 0 | 0 | 0 | 0 | 0 | 0 | 0 | 0 | 0 | 0 | 0 | 0 | 0 | 0 | 0 | 0 | 0 | 0 | 0 | 0 | 0 | 0 | 0
F2_Commercial_Warehouse_Existing_Space Heating_Natural Gas_Unit Heater_E10 | F2 | Commercial | Warehouse | Existing | Space Heating | Natural Gas | Unit Heater | E10 | Participant - Cost of Operation | 0 | 0 | 0 | 0 | 0 | 0 | 0 | 0 | 0 | 0 | 0 | 0 | 0 | 0 | 0 | 0 | 0 | 0 | 0 | 0 | 0 | 0 | 0 | 0 | 0 | 0 | 0 | 0 | 0 | 0 | 0
F3_Commercial_Warehouse_Existing_Space Heating_Natural Gas_Unit Heater_E1 | F3 | Commercial | Warehouse | Existing | Space Heating | Natural Gas | Unit Heater | E1 | System - kBTUs of Conusmption | 14.881 | 14.9107 | 14.8918 | 14.8788 | 14.8788 | 0 | 0 | 0 | 0 | 0 | 0 | 0 | 0 | 0 | 0 | 0 | 0 | 0 | 0 | 0 | 0 | 0 | 0 | 0 | 0 | 0 | 0 | 0 | 0 | 0 | 0
F3_Commercial_Warehouse_Existing_Space Heating_Natural Gas_Unit Heater_E2 | F3 | Commercial | Warehouse | Existing | Space Heating | Natural Gas | Unit Heater | E2 | System - kBTUs of Conusmption | 13.3912 | 13.418 | 13.4009 | 13.3893 | 13.3893 | 13.3893 | 13.3893 | 13.3893 | 13.3893 | 13.3893 | 13.3893 | 13.3893 | 13.3893 | 13.3893 | 13.3893 | 13.3893 | 13.3893 | 13.3893 | 13.3893 | 13.3893 | 13.3893 | 13.3893 | 13.3893 | 13.3893 | 13.3893 | 13.3893 | 13.3893 | 13.3893 | 13.3893 | 13.3893 | 13.3893
F3_Commercial_Warehouse_Existing_Space Heating_Natural Gas_Unit Heater_E3 | F3 | Commercial | Warehouse | Existing | Space Heating | Natural Gas | Unit Heater | E3 | System - kBTUs of Conusmption | 11.5653 | 11.5884 | 11.5737 | 11.5636 | 11.5636 | 11.5636 | 11.5636 | 11.5636 | 11.5636 | 11.5636 | 11.5636 | 11.5636 | 11.5636 | 11.5636 | 11.5636 | 11.5636 | 11.5636 | 11.5636 | 11.5636 | 11.5636 | 11.5636 | 11.5636 | 11.5636 | 11.5636 | 11.5636 | 11.5636 | 11.5636 | 11.5636 | 11.5636 | 11.5636 | 11.5636
F3_Commercial_Warehouse_Existing_Space Heating_Natural Gas_Unit Heater_E4 | F3 | Commercial | Warehouse | Existing | Space Heating | Natural Gas | Unit Heater | E4 | System - kBTUs of Conusmption | 0 | 0 | 0 | 0 | 0 | 0 | 0 | 0 | 0 | 0 | 0 | 0 | 0 | 0 | 0 | 0 | 0 | 0 | 0 | 0 | 0 | 0 | 0 | 0 | 0 | 0 | 0 | 0 | 0 | 0 | 0
F3_Commercial_Warehouse_Existing_Space Heating_Natural Gas_Unit Heater_E5 | F3 | Commercial | Warehouse | Existing | Space Heating | Natural Gas | Unit Heater | E5 | System - kBTUs of Conusmption | 0 | 0 | 0 | 0 | 0 | 0 | 0 | 0 | 0 | 0 | 0 | 0 | 0 | 0 | 0 | 0 | 0 | 0 | 0 | 0 | 0 | 0 | 0 | 0 | 0 | 0 | 0 | 0 | 0 | 0 | 0
F3_Commercial_Warehouse_Existing_Space Heating_Natural Gas_Unit Heater_E6 | F3 | Commercial | Warehouse | Existing | Space Heating | Natural Gas | Unit Heater | E6 | System - kBTUs of Conusmption | 0 | 0 | 0 | 0 | 0 | 0 | 0 | 0 | 0 | 0 | 0 | 0 | 0 | 0 | 0 | 0 | 0 | 0 | 0 | 0 | 0 | 0 | 0 | 0 | 0 | 0 | 0 | 0 | 0 | 0 | 0
F3_Commercial_Warehouse_Existing_Space Heating_Natural Gas_Unit Heater_E7 | F3 | Commercial | Warehouse | Existing | Space Heating | Natural Gas | Unit Heater | E7 | System - kBTUs of Conusmption | 0 | 0 | 0 | 0 | 0 | 0 | 0 | 0 | 0 | 0 | 0 | 0 | 0 | 0 | 0 | 0 | 0 | 0 | 0 | 0 | 0 | 0 | 0 | 0 | 0 | 0 | 0 | 0 | 0 | 0 | 0
F3_Commercial_Warehouse_Existing_Space Heating_Natural Gas_Unit Heater_E8 | F3 | Commercial | Warehouse | Existing | Space Heating | Natural Gas | Unit Heater | E8 | System - kBTUs of Conusmption | 0 | 0 | 0 | 0 | 0 | 0 | 0 | 0 | 0 | 0 | 0 | 0 | 0 | 0 | 0 | 0 | 0 | 0 | 0 | 0 | 0 | 0 | 0 | 0 | 0 | 0 | 0 | 0 | 0 | 0 | 0
F3_Commercial_Warehouse_Existing_Space Heating_Natural Gas_Unit Heater_E9 | F3 | Commercial | Warehouse | Existing | Space Heating | Natural Gas | Unit Heater | E9 | System - kBTUs of Conusmption | 0 | 0 | 0 | 0 | 0 | 0 | 0 | 0 | 0 | 0 | 0 | 0 | 0 | 0 | 0 | 0 | 0 | 0 | 0 | 0 | 0 | 0 | 0 | 0 | 0 | 0 | 0 | 0 | 0 | 0 | 0
F3_Commercial_Warehouse_Existing_Space Heating_Natural Gas_Unit Heater_E10 | F3 | Commercial | Warehouse | Existing | Space Heating | Natural Gas | Unit Heater | E10 | System - kBTUs of Conusmption | 0 | 0 | 0 | 0 | 0 | 0 | 0 | 0 | 0 | 0 | 0 | 0 | 0 | 0 | 0 | 0 | 0 | 0 | 0 | 0 | 0 | 0 | 0 | 0 | 0 | 0 | 0 | 0 | 0 | 0 | 0
F4_Commercial_Warehouse_Existing_Space Heating_Natural Gas_Unit Heater_E1 | F4 | Commercial | Warehouse | Existing | Space Heating | Natural Gas | Unit Heater | E1 | Utility - Cost of Equipment | 0.014841 | 0.014841 | 0.014841 | 0.014841 | 0.014841 | 0 | 0 | 0 | 0 | 0 | 0 | 0 | 0 | 0 | 0 | 0 | 0 | 0 | 0 | 0 | 0 | 0 | 0 | 0 | 0 | 0 | 0 | 0 | 0 | 0 | 0
F4_Commercial_Warehouse_Existing_Space Heating_Natural Gas_Unit Heater_E2 | F4 | Commercial | Warehouse | Existing | Space Heating | Natural Gas | Unit Heater | E2 | Utility - Cost of Equipment | 0.047458 | 0.047458 | 0.047458 | 0.047458 | 0.047458 | 0.047458 | 0.047458 | 0.047458 | 0.047458 | 0.047458 | 0.047458 | 0.047458 | 0.047458 | 0.047458 | 0.047458 | 0.047458 | 0.047458 | 0.047458 | 0.047458 | 0.047458 | 0.047458 | 0.047458 | 0.047458 | 0.047458 | 0.047458 | 0.047458 | 0.047458 | 0.047458 | 0.047458 | 0.047458 | 0.047458
F4_Commercial_Warehouse_Existing_Space Heating_Natural Gas_Unit Heater_E3 | F4 | Commercial | Warehouse | Existing | Space Heating | Natural Gas | Unit Heater | E3 | Utility - Cost of Equipment | 0.020501 | 0.020501 | 0.020501 | 0.020501 | 0.020501 | 0.020501 | 0.020501 | 0.020501 | 0.020501 | 0.020501 | 0.020501 | 0.020501 | 0.020501 | 0.020501 | 0.020501 | 0.020501 | 0.020501 | 0.020501 | 0.020501 | 0.020501 | 0.020501 | 0.020501 | 0.020501 | 0.020501 | 0.020501 | 0.020501 | 0.020501 | 0.020501 | 0.020501 | 0.020501 | 0.020501
F4_Commercial_Warehouse_Existing_Space Heating_Natural Gas_Unit Heater_E4 | F4 | Commercial | Warehouse | Existing | Space Heating | Natural Gas | Unit Heater | E4 | Utility - Cost of Equipment | 0 | 0 | 0 | 0 | 0 | 0 | 0 | 0 | 0 | 0 | 0 | 0 | 0 | 0 | 0 | 0 | 0 | 0 | 0 | 0 | 0 | 0 | 0 | 0 | 0 | 0 | 0 | 0 | 0 | 0 | 0
F4_Commercial_Warehouse_Existing_Space Heating_Natural Gas_Unit Heater_E5 | F4 | Commercial | Warehouse | Existing | Space Heating | Natural Gas | Unit Heater | E5 | Utility - Cost of Equipment | 0 | 0 | 0 | 0 | 0 | 0 | 0 | 0 | 0 | 0 | 0 | 0 | 0 | 0 | 0 | 0 | 0 | 0 | 0 | 0 | 0 | 0 | 0 | 0 | 0 | 0 | 0 | 0 | 0 | 0 | 0
F4_Commercial_Warehouse_Existing_Space Heating_Natural Gas_Unit Heater_E6 | F4 | Commercial | Warehouse | Existing | Space Heating | Natural Gas | Unit Heater | E6 | Utility - Cost of Equipment | 0 | 0 | 0 | 0 | 0 | 0 | 0 | 0 | 0 | 0 | 0 | 0 | 0 | 0 | 0 | 0 | 0 | 0 | 0 | 0 | 0 | 0 | 0 | 0 | 0 | 0 | 0 | 0 | 0 | 0 | 0
F4_Commercial_Warehouse_Existing_Space Heating_Natural Gas_Unit Heater_E7 | F4 | Commercial | Warehouse | Existing | Space Heating | Natural Gas | Unit Heater | E7 | Utility - Cost of Equipment | 0 | 0 | 0 | 0 | 0 | 0 | 0 | 0 | 0 | 0 | 0 | 0 | 0 | 0 | 0 | 0 | 0 | 0 | 0 | 0 | 0 | 0 | 0 | 0 | 0 | 0 | 0 | 0 | 0 | 0 | 0
F4_Commercial_Warehouse_Existing_Space Heating_Natural Gas_Unit Heater_E8 | F4 | Commercial | Warehouse | Existing | Space Heating | Natural Gas | Unit Heater | E8 | Utility - Cost of Equipment | 0 | 0 | 0 | 0 | 0 | 0 | 0 | 0 | 0 | 0 | 0 | 0 | 0 | 0 | 0 | 0 | 0 | 0 | 0 | 0 | 0 | 0 | 0 | 0 | 0 | 0 | 0 | 0 | 0 | 0 | 0
F4_Commercial_Warehouse_Existing_Space Heating_Natural Gas_Unit Heater_E9 | F4 | Commercial | Warehouse | Existing | Space Heating | Natural Gas | Unit Heater | E9 | Utility - Cost of Equipment | 0 | 0 | 0 | 0 | 0 | 0 | 0 | 0 | 0 | 0 | 0 | 0 | 0 | 0 | 0 | 0 | 0 | 0 | 0 | 0 | 0 | 0 | 0 | 0 | 0 | 0 | 0 | 0 | 0 | 0 | 0
F4_Commercial_Warehouse_Existing_Space Heating_Natural Gas_Unit Heater_E10 | F4 | Commercial | Warehouse | Existing | Space Heating | Natural Gas | Unit Heater | E10 | Utility - Cost of Equipment | 0 | 0 | 0 | 0 | 0 | 0 | 0 | 0 | 0 | 0 | 0 | 0 | 0 | 0 | 0 | 0 | 0 | 0 | 0 | 0 | 0 | 0 | 0 | 0 | 0 | 0 | 0 | 0 | 0 | 0 | 0
F5_Commercial_Warehouse_Existing_Space Heating_Natural Gas_Unit Heater_E1 | F5 | Commercial | Warehouse | Existing | Space Heating | Natural Gas | Unit Heater | E1 | Utility - Cost of Operation | 0.1486 | 0.1502 | 0.15117 | 0.15234 | 0.15239 | 0 | 0 | 0 | 0 | 0 | 0 | 0 | 0 | 0 | 0 | 0 | 0 | 0 | 0 | 0 | 0 | 0 | 0 | 0 | 0 | 0 | 0 | 0 | 0 | 0 | 0
F5_Commercial_Warehouse_Existing_Space Heating_Natural Gas_Unit Heater_E2 | F5 | Commercial | Warehouse | Existing | Space Heating | Natural Gas | Unit Heater | E2 | Utility - Cost of Operation | 0.13373 | 0.13516 | 0.13604 | 0.13709 | 0.13713 | 0.1291 | 0.12255 | 0.11882 | 0.12191 | 0.12488 | 0.12866 | 0.13257 | 0.11932 | 0.12405 | 0.13049 | 0.12985 | 0.12998 | 0.13039 | 0.1279 | 0.12942 | 0.13044 | 0.13187 | 0.13372 | 0.066946 | 0.065639 | 0.06441 | 0.063249 | 0.062145 | 0.061087 | 0.060068 | 0.059082
F5_Commercial_Warehouse_Existing_Space Heating_Natural Gas_Unit Heater_E3 | F5 | Commercial | Warehouse | Existing | Space Heating | Natural Gas | Unit Heater | E3 | Utility - Cost of Operation | 0.11549 | 0.11673 | 0.11749 | 0.1184 | 0.11844 | 0.11149 | 0.10584 | 0.10262 | 0.10529 | 0.10785 | 0.11112 | 0.1145 | 0.10305 | 0.10713 | 0.1127 | 0.11215 | 0.11226 | 0.11261 | 0.11046 | 0.11177 | 0.11265 | 0.11389 | 0.11548 | 0.057818 | 0.056689 | 0.055628 | 0.054625 | 0.053671 | 0.052758 | 0.051877 | 0.051026
F5_Commercial_Warehouse_Existing_Space Heating_Natural Gas_Unit Heater_E4 | F5 | Commercial | Warehouse | Existing | Space Heating | Natural Gas | Unit Heater | E4 | Utility - Cost of Operation | 0 | 0 | 0 | 0 | 0 | 0 | 0 | 0 | 0 | 0 | 0 | 0 | 0 | 0 | 0 | 0 | 0 | 0 | 0 | 0 | 0 | 0 | 0 | 0 | 0 | 0 | 0 | 0 | 0 | 0 | 0
F5_Commercial_Warehouse_Existing_Space Heating_Natural Gas_Unit Heater_E5 | F5 | Commercial | Warehouse | Existing | Space Heating | Natural Gas | Unit Heater | E5 | Utility - Cost of Operation | 0 | 0 | 0 | 0 | 0 | 0 | 0 | 0 | 0 | 0 | 0 | 0 | 0 | 0 | 0 | 0 | 0 | 0 | 0 | 0 | 0 | 0 | 0 | 0 | 0 | 0 | 0 | 0 | 0 | 0 | 0
F5_Commercial_Warehouse_Existing_Space Heating_Natural Gas_Unit Heater_E6 | F5 | Commercial | Warehouse | Existing | Space Heating | Natural Gas | Unit Heater | E6 | Utility - Cost of Operation | 0 | 0 | 0 | 0 | 0 | 0 | 0 | 0 | 0 | 0 | 0 | 0 | 0 | 0 | 0 | 0 | 0 | 0 | 0 | 0 | 0 | 0 | 0 | 0 | 0 | 0 | 0 | 0 | 0 | 0 | 0
F5_Commercial_Warehouse_Existing_Space Heating_Natural Gas_Unit Heater_E7 | F5 | Commercial | Warehouse | Existing | Space Heating | Natural Gas | Unit Heater | E7 | Utility - Cost of Operation | 0 | 0 | 0 | 0 | 0 | 0 | 0 | 0 | 0 | 0 | 0 | 0 | 0 | 0 | 0 | 0 | 0 | 0 | 0 | 0 | 0 | 0 | 0 | 0 | 0 | 0 | 0 | 0 | 0 | 0 | 0
F5_Commercial_Warehouse_Existing_Space Heating_Natural Gas_Unit Heater_E8 | F5 | Commercial | Warehouse | Existing | Space Heating | Natural Gas | Unit Heater | E8 | Utility - Cost of Operation | 0 | 0 | 0 | 0 | 0 | 0 | 0 | 0 | 0 | 0 | 0 | 0 | 0 | 0 | 0 | 0 | 0 | 0 | 0 | 0 | 0 | 0 | 0 | 0 | 0 | 0 | 0 | 0 | 0 | 0 | 0
F5_Commercial_Warehouse_Existing_Space Heating_Natural Gas_Unit Heater_E9 | F5 | Commercial | Warehouse | Existing | Space Heating | Natural Gas | Unit Heater | E9 | Utility - Cost of Operation | 0 | 0 | 0 | 0 | 0 | 0 | 0 | 0 | 0 | 0 | 0 | 0 | 0 | 0 | 0 | 0 | 0 | 0 | 0 | 0 | 0 | 0 | 0 | 0 | 0 | 0 | 0 | 0 | 0 | 0 | 0
F5_Commercial_Warehouse_Existing_Space Heating_Natural Gas_Unit Heater_E10 | F5 | Commercial | Warehouse | Existing | Space Heating | Natural Gas | Unit Heater | E10 | Utility - Cost of Operation | 0 | 0 | 0 | 0 | 0 | 0 | 0 | 0 | 0 | 0 | 0 | 0 | 0 | 0 | 0 | 0 | 0 | 0 | 0 | 0 | 0 | 0 | 0 | 0 | 0 | 0 | 0 | 0 | 0 | 0 | 0
F6_Commercial_Warehouse_Existing_Space Heating_Natural Gas_Unit Heater_E1 | F6 | Commercial | Warehouse | Existing | Space Heating | Natural Gas | Unit Heater | E1 | Utility - Value of Sales | 0.17804 | 0.17995 | 0.18111 | 0.18251 | 0.18257 | 0 | 0 | 0 | 0 | 0 | 0 | 0 | 0 | 0 | 0 | 0 | 0 | 0 | 0 | 0 | 0 | 0 | 0 | 0 | 0 | 0 | 0 | 0 | 0 | 0 | 0
F6_Commercial_Warehouse_Existing_Space Heating_Natural Gas_Unit Heater_E2 | F6 | Commercial | Warehouse | Existing | Space Heating | Natural Gas | Unit Heater | E2 | Utility - Value of Sales | 0.16021 | 0.16193 | 0.16298 | 0.16424 | 0.1643 | 0.15466 | 0.14682 | 0.14235 | 0.14606 | 0.14961 | 0.15414 | 0.15883 | 0.14295 | 0.14862 | 0.15634 | 0.15557 | 0.15573 | 0.15622 | 0.15324 | 0.15505 | 0.15627 | 0.15799 | 0.1602 | 0.080206 | 0.078639 | 0.077167 | 0.075777 | 0.074453 | 0.073186 | 0.071965 | 0.070784
F6_Commercial_Warehouse_Existing_Space Heating_Natural Gas_Unit Heater_E3 | F6 | Commercial | Warehouse | Existing | Space Heating | Natural Gas | Unit Heater | E3 | Utility - Value of Sales | 0.13837 | 0.13985 | 0.14076 | 0.14185 | 0.14189 | 0.13358 | 0.1268 | 0.12294 | 0.12614 | 0.12921 | 0.13313 | 0.13717 | 0.12346 | 0.12835 | 0.13502 | 0.13436 | 0.13449 | 0.13492 | 0.13234 | 0.13391 | 0.13497 | 0.13645 | 0.13836 | 0.069269 | 0.067917 | 0.066645 | 0.065444 | 0.064301 | 0.063207 | 0.062152 | 0.061132
F6_Commercial_Warehouse_Existing_Space Heating_Natural Gas_Unit Heater_E4 | F6 | Commercial | Warehouse | Existing | Space Heating | Natural Gas | Unit Heater | E4 | Utility - Value of Sales | 0 | 0 | 0 | 0 | 0 | 0 | 0 | 0 | 0 | 0 | 0 | 0 | 0 | 0 | 0 | 0 | 0 | 0 | 0 | 0 | 0 | 0 | 0 | 0 | 0 | 0 | 0 | 0 | 0 | 0 | 0
F6_Commercial_Warehouse_Existing_Space Heating_Natural Gas_Unit Heater_E5 | F6 | Commercial | Warehouse | Existing | Space Heating | Natural Gas | Unit Heater | E5 | Utility - Value of Sales | 0 | 0 | 0 | 0 | 0 | 0 | 0 | 0 | 0 | 0 | 0 | 0 | 0 | 0 | 0 | 0 | 0 | 0 | 0 | 0 | 0 | 0 | 0 | 0 | 0 | 0 | 0 | 0 | 0 | 0 | 0
F6_Commercial_Warehouse_Existing_Space Heating_Natural Gas_Unit Heater_E6 | F6 | Commercial | Warehouse | Existing | Space Heating | Natural Gas | Unit Heater | E6 | Utility - Value of Sales | 0 | 0 | 0 | 0 | 0 | 0 | 0 | 0 | 0 | 0 | 0 | 0 | 0 | 0 | 0 | 0 | 0 | 0 | 0 | 0 | 0 | 0 | 0 | 0 | 0 | 0 | 0 | 0 | 0 | 0 | 0
F6_Commercial_Warehouse_Existing_Space Heating_Natural Gas_Unit Heater_E7 | F6 | Commercial | Warehouse | Existing | Space Heating | Natural Gas | Unit Heater | E7 | Utility - Value of Sales | 0 | 0 | 0 | 0 | 0 | 0 | 0 | 0 | 0 | 0 | 0 | 0 | 0 | 0 | 0 | 0 | 0 | 0 | 0 | 0 | 0 | 0 | 0 | 0 | 0 | 0 | 0 | 0 | 0 | 0 | 0
F6_Commercial_Warehouse_Existing_Space Heating_Natural Gas_Unit Heater_E8 | F6 | Commercial | Warehouse | Existing | Space Heating | Natural Gas | Unit Heater | E8 | Utility - Value of Sales | 0 | 0 | 0 | 0 | 0 | 0 | 0 | 0 | 0 | 0 | 0 | 0 | 0 | 0 | 0 | 0 | 0 | 0 | 0 | 0 | 0 | 0 | 0 | 0 | 0 | 0 | 0 | 0 | 0 | 0 | 0
F6_Commercial_Warehouse_Existing_Space Heating_Natural Gas_Unit Heater_E9 | F6 | Commercial | Warehouse | Existing | Space Heating | Natural Gas | Unit Heater | E9 | Utility - Value of Sales | 0 | 0 | 0 | 0 | 0 | 0 | 0 | 0 | 0 | 0 | 0 | 0 | 0 | 0 | 0 | 0 | 0 | 0 | 0 | 0 | 0 | 0 | 0 | 0 | 0 | 0 | 0 | 0 | 0 | 0 | 0
F6_Commercial_Warehouse_Existing_Space Heating_Natural Gas_Unit Heater_E10 | F6 | Commercial | Warehouse | Existing | Space Heating | Natural Gas | Unit Heater | E10 | Utility - Value of Sales | 0 | 0 | 0 | 0 | 0 | 0 | 0 | 0 | 0 | 0 | 0 | 0 | 0 | 0 | 0 | 0 | 0 | 0 | 0 | 0 | 0 | 0 | 0 | 0 | 0 | 0 | 0 | 0 | 0 | 0 | 0
F1_Commercial_Warehouse_Existing_Water Heating_Natural Gas_Water Heater_E1 | F1 | Commercial | Warehouse | Existing | Water Heating | Natural Gas | Water Heater | E1 | Participant - Cost of Equipment | 0.0072167 | 0.0072167 | 0.0072167 | 0.0072167 | 0.0072167 | 0.0072167 | 0.0072167 | 0.0072167 | 0.0072167 | 0.0072167 | 0.0072167 | 0.0072167 | 0.0072167 | 0.0072167 | 0.0072167 | 0.0072167 | 0.0072167 | 0.0072167 | 0.0072167 | 0.0072167 | 0.0072167 | 0.0072167 | 0.0072167 | 0.0072167 | 0.0072167 | 0.0072167 | 0.0072167 | 0.0072167 | 0.0072167 | 0.0072167 | 0.0072167
F1_Commercial_Warehouse_Existing_Water Heating_Natural Gas_Water Heater_E2 | F1 | Commercial | Warehouse | Existing | Water Heating | Natural Gas | Water Heater | E2 | Participant - Cost of Equipment | 0.0080644 | 0.0080644 | 0.0080644 | 0.0080644 | 0.0080644 | 0.0080644 | 0.0080644 | 0.0080644 | 0.0080644 | 0.0080644 | 0.0080644 | 0.0080644 | 0.0080644 | 0.0080644 | 0.0080644 | 0.0080644 | 0.0080644 | 0.0080644 | 0.0080644 | 0.0080644 | 0.0080644 | 0.0080644 | 0.0080644 | 0.0080644 | 0.0080644 | 0.0080644 | 0.0080644 | 0.0080644 | 0.0080644 | 0.0080644 | 0.0080644
F1_Commercial_Warehouse_Existing_Water Heating_Natural Gas_Water Heater_E3 | F1 | Commercial | Warehouse | Existing | Water Heating | Natural Gas | Water Heater | E3 | Participant - Cost of Equipment | 0.0084299 | 0.0084299 | 0.0084299 | 0.0084299 | 0.0084299 | 0.0084299 | 0.0084299 | 0.0084299 | 0.0084299 | 0.0084299 | 0.0084299 | 0.0084299 | 0.0084299 | 0.0084299 | 0.0084299 | 0.0084299 | 0.0084299 | 0.0084299 | 0.0084299 | 0.0084299 | 0.0084299 | 0.0084299 | 0.0084299 | 0.0084299 | 0.0084299 | 0.0084299 | 0.0084299 | 0.0084299 | 0.0084299 | 0.0084299 | 0.0084299
F1_Commercial_Warehouse_Existing_Water Heating_Natural Gas_Water Heater_E4 | F1 | Commercial | Warehouse | Existing | Water Heating | Natural Gas | Water Heater | E4 | Participant - Cost of Equipment | 0 | 0 | 0 | 0 | 0 | 0 | 0 | 0.011559 | 0.011559 | 0.011559 | 0.011559 | 0.011559 | 0.011559 | 0.011559 | 0.011559 | 0.011559 | 0.011559 | 0.011559 | 0.011559 | 0.011559 | 0.011559 | 0.011559 | 0.011559 | 0.011559 | 0.011559 | 0.011559 | 0.011559 | 0.011559 | 0.011559 | 0.011559 | 0.011559
F1_Commercial_Warehouse_Existing_Water Heating_Natural Gas_Water Heater_E5 | F1 | Commercial | Warehouse | Existing | Water Heating | Natural Gas | Water Heater | E5 | Participant - Cost of Equipment | 0 | 0 | 0 | 0 | 0 | 0 | 0 | 0 | 0 | 0 | 0 | 0 | 0 | 0 | 0 | 0 | 0 | 0 | 0 | 0 | 0 | 0 | 0 | 0 | 0 | 0 | 0 | 0 | 0 | 0 | 0
F1_Commercial_Warehouse_Existing_Water Heating_Natural Gas_Water Heater_E6 | F1 | Commercial | Warehouse | Existing | Water Heating | Natural Gas | Water Heater | E6 | Participant - Cost of Equipment | 0 | 0 | 0 | 0 | 0 | 0 | 0 | 0 | 0 | 0 | 0 | 0 | 0 | 0 | 0 | 0 | 0 | 0 | 0 | 0 | 0 | 0 | 0 | 0 | 0 | 0 | 0 | 0 | 0 | 0 | 0
F1_Commercial_Warehouse_Existing_Water Heating_Natural Gas_Water Heater_E7 | F1 | Commercial | Warehouse | Existing | Water Heating | Natural Gas | Water Heater | E7 | Participant - Cost of Equipment | 0 | 0 | 0 | 0 | 0 | 0 | 0 | 0 | 0 | 0 | 0 | 0 | 0 | 0 | 0 | 0 | 0 | 0 | 0 | 0 | 0 | 0 | 0 | 0 | 0 | 0 | 0 | 0 | 0 | 0 | 0
F1_Commercial_Warehouse_Existing_Water Heating_Natural Gas_Water Heater_E8 | F1 | Commercial | Warehouse | Existing | Water Heating | Natural Gas | Water Heater | E8 | Participant - Cost of Equipment | 0 | 0 | 0 | 0 | 0 | 0 | 0 | 0 | 0 | 0 | 0 | 0 | 0 | 0 | 0 | 0 | 0 | 0 | 0 | 0 | 0 | 0 | 0 | 0 | 0 | 0 | 0 | 0 | 0 | 0 | 0
F1_Commercial_Warehouse_Existing_Water Heating_Natural Gas_Water Heater_E9 | F1 | Commercial | Warehouse | Existing | Water Heating | Natural Gas | Water Heater | E9 | Participant - Cost of Equipment | 0 | 0 | 0 | 0 | 0 | 0 | 0 | 0 | 0 | 0 | 0 | 0 | 0 | 0 | 0 | 0 | 0 | 0 | 0 | 0 | 0 | 0 | 0 | 0 | 0 | 0 | 0 | 0 | 0 | 0 | 0
F1_Commercial_Warehouse_Existing_Water Heating_Natural Gas_Water Heater_E10 | F1 | Commercial | Warehouse | Existing | Water Heating | Natural Gas | Water Heater | E10 | Participant - Cost of Equipment | 0 | 0 | 0 | 0 | 0 | 0 | 0 | 0 | 0 | 0 | 0 | 0 | 0 | 0 | 0 | 0 | 0 | 0 | 0 | 0 | 0 | 0 | 0 | 0 | 0 | 0 | 0 | 0 | 0 | 0 | 0
F2_Commercial_Warehouse_Existing_Water Heating_Natural Gas_Water Heater_E1 | F2 | Commercial | Warehouse | Existing | Water Heating | Natural Gas | Water Heater | E1 | Participant - Cost of Operation | 0.095754 | 0.097652 | 0.09901 | 0.10048 | 0.1026 | 0.096121 | 0.091062 | 0.088401 | 0.087446 | 0.085979 | 0.084989 | 0.089492 | 0.080092 | 0.085607 | 0.092685 | 0.099565 | 0.099822 | 0.1003 | 0.098382 | 0.09975 | 0.10071 | 0.102 | 0.10362 | 0.048811 | 0.047837 | 0.046926 | 0.046068 | 0.045254 | 0.044477 | 0.04373 | 0.043008
F2_Commercial_Warehouse_Existing_Water Heating_Natural Gas_Water Heater_E2 | F2 | Commercial | Warehouse | Existing | Water Heating | Natural Gas | Water Heater | E2 | Participant - Cost of Operation | 0.081493 | 0.083108 | 0.084264 | 0.085516 | 0.087315 | 0.081805 | 0.077499 | 0.075235 | 0.074422 | 0.073174 | 0.072331 | 0.076164 | 0.068163 | 0.072857 | 0.078881 | 0.084737 | 0.084955 | 0.085361 | 0.08373 | 0.084893 | 0.085707 | 0.086807 | 0.088188 | 0.041541 | 0.040712 | 0.039937 | 0.039206 | 0.038514 | 0.037853 | 0.037217 | 0.036602
F2_Commercial_Warehouse_Existing_Water Heating_Natural Gas_Water Heater_E3 | F2 | Commercial | Warehouse | Existing | Water Heating | Natural Gas | Water Heater | E3 | Participant - Cost of Operation | 0.067911 | 0.069257 | 0.07022 | 0.071263 | 0.072762 | 0.068171 | 0.064583 | 0.062696 | 0.062018 | 0.060978 | 0.060276 | 0.06347 | 0.056803 | 0.060714 | 0.065734 | 0.070614 | 0.070796 | 0.071134 | 0.069775 | 0.070744 | 0.071423 | 0.072339 | 0.07349 | 0.034617 | 0.033927 | 0.033281 | 0.032672 | 0.032095 | 0.031544 | 0.031014 | 0.030502
F2_Commercial_Warehouse_Existing_Water Heating_Natural Gas_Water Heater_E4 | F2 | Commercial | Warehouse | Existing | Water Heating | Natural Gas | Water Heater | E4 | Participant - Cost of Operation | 0 | 0 | 0 | 0 | 0 | 0 | 0 | 0.048076 | 0.048774 | 0.049424 | 0.050416 | 0.051412 | 0.046767 | 0.046462 | 0.046533 | 0.04625 | 0.046223 | 0.046293 | 0.045415 | 0.045852 | 0.04613 | 0.046545 | 0.047095 | 0.025151 | 0.024671 | 0.024218 | 0.023788 | 0.023378 | 0.022984 | 0.022604 | 0.022157
F2_Commercial_Warehouse_Existing_Water Heating_Natural Gas_Water Heater_E5 | F2 | Commercial | Warehouse | Existing | Water Heating | Natural Gas | Water Heater | E5 | Participant - Cost of Operation | 0 | 0 | 0 | 0 | 0 | 0 | 0 | 0 | 0 | 0 | 0 | 0 | 0 | 0 | 0 | 0 | 0 | 0 | 0 | 0 | 0 | 0 | 0 | 0 | 0 | 0 | 0 | 0 | 0 | 0 | 0
F2_Commercial_Warehouse_Existing_Water Heating_Natural Gas_Water Heater_E6 | F2 | Commercial | Warehouse | Existing | Water Heating | Natural Gas | Water Heater | E6 | Participant - Cost of Operation | 0 | 0 | 0 | 0 | 0 | 0 | 0 | 0 | 0 | 0 | 0 | 0 | 0 | 0 | 0 | 0 | 0 | 0 | 0 | 0 | 0 | 0 | 0 | 0 | 0 | 0 | 0 | 0 | 0 | 0 | 0
F2_Commercial_Warehouse_Existing_Water Heating_Natural Gas_Water Heater_E7 | F2 | Commercial | Warehouse | Existing | Water Heating | Natural Gas | Water Heater | E7 | Participant - Cost of Operation | 0 | 0 | 0 | 0 | 0 | 0 | 0 | 0 | 0 | 0 | 0 | 0 | 0 | 0 | 0 | 0 | 0 | 0 | 0 | 0 | 0 | 0 | 0 | 0 | 0 | 0 | 0 | 0 | 0 | 0 | 0
F2_Commercial_Warehouse_Existing_Water Heating_Natural Gas_Water Heater_E8 | F2 | Commercial | Warehouse | Existing | Water Heating | Natural Gas | Water Heater | E8 | Participant - Cost of Operation | 0 | 0 | 0 | 0 | 0 | 0 | 0 | 0 | 0 | 0 | 0 | 0 | 0 | 0 | 0 | 0 | 0 | 0 | 0 | 0 | 0 | 0 | 0 | 0 | 0 | 0 | 0 | 0 | 0 | 0 | 0
F2_Commercial_Warehouse_Existing_Water Heating_Natural Gas_Water Heater_E9 | F2 | Commercial | Warehouse | Existing | Water Heating | Natural Gas | Water Heater | E9 | Participant - Cost of Operation | 0 | 0 | 0 | 0 | 0 | 0 | 0 | 0 | 0 | 0 | 0 | 0 | 0 | 0 | 0 | 0 | 0 | 0 | 0 | 0 | 0 | 0 | 0 | 0 | 0 | 0 | 0 | 0 | 0 | 0 | 0
F2_Commercial_Warehouse_Existing_Water Heating_Natural Gas_Water Heater_E10 | F2 | Commercial | Warehouse | Existing | Water Heating | Natural Gas | Water Heater | E10 | Participant - Cost of Operation | 0 | 0 | 0 | 0 | 0 | 0 | 0 | 0 | 0 | 0 | 0 | 0 | 0 | 0 | 0 | 0 | 0 | 0 | 0 | 0 | 0 | 0 | 0 | 0 | 0 | 0 | 0 | 0 | 0 | 0 | 0
F3_Commercial_Warehouse_Existing_Water Heating_Natural Gas_Water Heater_E1 | F3 | Commercial | Warehouse | Existing | Water Heating | Natural Gas | Water Heater | E1 | System - kBTUs of Conusmption | 8.0127 | 8.0319 | 8.0197 | 8.0113 | 8.0113 | 8.0113 | 8.0113 | 8.0113 | 8.0113 | 8.0113 | 8.0113 | 8.0113 | 8.0113 | 8.0113 | 8.0113 | 8.0113 | 8.0113 | 8.0113 | 8.0113 | 8.0113 | 8.0113 | 8.0113 | 8.0113 | 8.0113 | 8.0113 | 8.0113 | 8.0113 | 8.0113 | 8.0113 | 8.0113 | 8.0113
F3_Commercial_Warehouse_Existing_Water Heating_Natural Gas_Water Heater_E2 | F3 | Commercial | Warehouse | Existing | Water Heating | Natural Gas | Water Heater | E2 | System - kBTUs of Conusmption | 6.8194 | 6.8357 | 6.8253 | 6.8182 | 6.8182 | 6.8182 | 6.8182 | 6.8182 | 6.8182 | 6.8182 | 6.8182 | 6.8182 | 6.8182 | 6.8182 | 6.8182 | 6.8182 | 6.8182 | 6.8182 | 6.8182 | 6.8182 | 6.8182 | 6.8182 | 6.8182 | 6.8182 | 6.8182 | 6.8182 | 6.8182 | 6.8182 | 6.8182 | 6.8182 | 6.8182
F3_Commercial_Warehouse_Existing_Water Heating_Natural Gas_Water Heater_E3 | F3 | Commercial | Warehouse | Existing | Water Heating | Natural Gas | Water Heater | E3 | System - kBTUs of Conusmption | 5.6828 | 5.6964 | 5.6877 | 5.6818 | 5.6818 | 5.6818 | 5.6818 | 5.6818 | 5.6818 | 5.6818 | 5.6818 | 5.6818 | 5.6818 | 5.6818 | 5.6818 | 5.6818 | 5.6818 | 5.6818 | 5.6818 | 5.6818 | 5.6818 | 5.6818 | 5.6818 | 5.6818 | 5.6818 | 5.6818 | 5.6818 | 5.6818 | 5.6818 | 5.6818 | 5.6818
F3_Commercial_Warehouse_Existing_Water Heating_Natural Gas_Water Heater_E4 | F3 | Commercial | Warehouse | Existing | Water Heating | Natural Gas | Water Heater | E4 | System - kBTUs of Conusmption | 0 | 0 | 0 | 0 | 0 | 0 | 0 | 4.2881 | 4.2881 | 4.2881 | 4.2881 | 4.2881 | 4.2881 | 4.2881 | 4.2881 | 4.2881 | 4.2881 | 4.2881 | 4.2881 | 4.2881 | 4.2881 | 4.2881 | 4.2881 | 4.2881 | 4.2881 | 4.2881 | 4.2881 | 4.2881 | 4.2881 | 4.2881 | 4.2881
F3_Commercial_Warehouse_Existing_Water Heating_Natural Gas_Water Heater_E5 | F3 | Commercial | Warehouse | Existing | Water Heating | Natural Gas | Water Heater | E5 | System - kBTUs of Conusmption | 0 | 0 | 0 | 0 | 0 | 0 | 0 | 0 | 0 | 0 | 0 | 0 | 0 | 0 | 0 | 0 | 0 | 0 | 0 | 0 | 0 | 0 | 0 | 0 | 0 | 0 | 0 | 0 | 0 | 0 | 0
F3_Commercial_Warehouse_Existing_Water Heating_Natural Gas_Water Heater_E6 | F3 | Commercial | Warehouse | Existing | Water Heating | Natural Gas | Water Heater | E6 | System - kBTUs of Conusmption | 0 | 0 | 0 | 0 | 0 | 0 | 0 | 0 | 0 | 0 | 0 | 0 | 0 | 0 | 0 | 0 | 0 | 0 | 0 | 0 | 0 | 0 | 0 | 0 | 0 | 0 | 0 | 0 | 0 | 0 | 0
F3_Commercial_Warehouse_Existing_Water Heating_Natural Gas_Water Heater_E7 | F3 | Commercial | Warehouse | Existing | Water Heating | Natural Gas | Water Heater | E7 | System - kBTUs of Conusmption | 0 | 0 | 0 | 0 | 0 | 0 | 0 | 0 | 0 | 0 | 0 | 0 | 0 | 0 | 0 | 0 | 0 | 0 | 0 | 0 | 0 | 0 | 0 | 0 | 0 | 0 | 0 | 0 | 0 | 0 | 0
F3_Commercial_Warehouse_Existing_Water Heating_Natural Gas_Water Heater_E8 | F3 | Commercial | Warehouse | Existing | Water Heating | Natural Gas | Water Heater | E8 | System - kBTUs of Conusmption | 0 | 0 | 0 | 0 | 0 | 0 | 0 | 0 | 0 | 0 | 0 | 0 | 0 | 0 | 0 | 0 | 0 | 0 | 0 | 0 | 0 | 0 | 0 | 0 | 0 | 0 | 0 | 0 | 0 | 0 | 0
F3_Commercial_Warehouse_Existing_Water Heating_Natural Gas_Water Heater_E9 | F3 | Commercial | Warehouse | Existing | Water Heating | Natural Gas | Water Heater | E9 | System - kBTUs of Conusmption | 0 | 0 | 0 | 0 | 0 | 0 | 0 | 0 | 0 | 0 | 0 | 0 | 0 | 0 | 0 | 0 | 0 | 0 | 0 | 0 | 0 | 0 | 0 | 0 | 0 | 0 | 0 | 0 | 0 | 0 | 0
F3_Commercial_Warehouse_Existing_Water Heating_Natural Gas_Water Heater_E10 | F3 | Commercial | Warehouse | Existing | Water Heating | Natural Gas | Water Heater | E10 | System - kBTUs of Conusmption | 0 | 0 | 0 | 0 | 0 | 0 | 0 | 0 | 0 | 0 | 0 | 0 | 0 | 0 | 0 | 0 | 0 | 0 | 0 | 0 | 0 | 0 | 0 | 0 | 0 | 0 | 0 | 0 | 0 | 0 | 0
F4_Commercial_Warehouse_Existing_Water Heating_Natural Gas_Water Heater_E1 | F4 | Commercial | Warehouse | Existing | Water Heating | Natural Gas | Water Heater | E1 | Utility - Cost of Equipment | 0.0072167 | 0.0072167 | 0.0072167 | 0.0072167 | 0.0072167 | 0.0072167 | 0.0072167 | 0.0072167 | 0.0072167 | 0.0072167 | 0.0072167 | 0.0072167 | 0.0072167 | 0.0072167 | 0.0072167 | 0.0072167 | 0.0072167 | 0.0072167 | 0.0072167 | 0.0072167 | 0.0072167 | 0.0072167 | 0.0072167 | 0.0072167 | 0.0072167 | 0.0072167 | 0.0072167 | 0.0072167 | 0.0072167 | 0.0072167 | 0.0072167
F4_Commercial_Warehouse_Existing_Water Heating_Natural Gas_Water Heater_E2 | F4 | Commercial | Warehouse | Existing | Water Heating | Natural Gas | Water Heater | E2 | Utility - Cost of Equipment | 0.0080644 | 0.0080644 | 0.0080644 | 0.0080644 | 0.0080644 | 0.0080644 | 0.0080644 | 0.0080644 | 0.0080644 | 0.0080644 | 0.0080644 | 0.0080644 | 0.0080644 | 0.0080644 | 0.0080644 | 0.0080644 | 0.0080644 | 0.0080644 | 0.0080644 | 0.0080644 | 0.0080644 | 0.0080644 | 0.0080644 | 0.0080644 | 0.0080644 | 0.0080644 | 0.0080644 | 0.0080644 | 0.0080644 | 0.0080644 | 0.0080644
F4_Commercial_Warehouse_Existing_Water Heating_Natural Gas_Water Heater_E3 | F4 | Commercial | Warehouse | Existing | Water Heating | Natural Gas | Water Heater | E3 | Utility - Cost of Equipment | 0.0084299 | 0.0084299 | 0.0084299 | 0.0084299 | 0.0084299 | 0.0084299 | 0.0084299 | 0.0084299 | 0.0084299 | 0.0084299 | 0.0084299 | 0.0084299 | 0.0084299 | 0.0084299 | 0.0084299 | 0.0084299 | 0.0084299 | 0.0084299 | 0.0084299 | 0.0084299 | 0.0084299 | 0.0084299 | 0.0084299 | 0.0084299 | 0.0084299 | 0.0084299 | 0.0084299 | 0.0084299 | 0.0084299 | 0.0084299 | 0.0084299
F4_Commercial_Warehouse_Existing_Water Heating_Natural Gas_Water Heater_E4 | F4 | Commercial | Warehouse | Existing | Water Heating | Natural Gas | Water Heater | E4 | Utility - Cost of Equipment | 0 | 0 | 0 | 0 | 0 | 0 | 0 | 0.011559 | 0.011559 | 0.011559 | 0.011559 | 0.011559 | 0.011559 | 0.011559 | 0.011559 | 0.011559 | 0.011559 | 0.011559 | 0.011559 | 0.011559 | 0.011559 | 0.011559 | 0.011559 | 0.011559 | 0.011559 | 0.011559 | 0.011559 | 0.011559 | 0.011559 | 0.011559 | 0.011559
F4_Commercial_Warehouse_Existing_Water Heating_Natural Gas_Water Heater_E5 | F4 | Commercial | Warehouse | Existing | Water Heating | Natural Gas | Water Heater | E5 | Utility - Cost of Equipment | 0 | 0 | 0 | 0 | 0 | 0 | 0 | 0 | 0 | 0 | 0 | 0 | 0 | 0 | 0 | 0 | 0 | 0 | 0 | 0 | 0 | 0 | 0 | 0 | 0 | 0 | 0 | 0 | 0 | 0 | 0
F4_Commercial_Warehouse_Existing_Water Heating_Natural Gas_Water Heater_E6 | F4 | Commercial | Warehouse | Existing | Water Heating | Natural Gas | Water Heater | E6 | Utility - Cost of Equipment | 0 | 0 | 0 | 0 | 0 | 0 | 0 | 0 | 0 | 0 | 0 | 0 | 0 | 0 | 0 | 0 | 0 | 0 | 0 | 0 | 0 | 0 | 0 | 0 | 0 | 0 | 0 | 0 | 0 | 0 | 0
F4_Commercial_Warehouse_Existing_Water Heating_Natural Gas_Water Heater_E7 | F4 | Commercial | Warehouse | Existing | Water Heating | Natural Gas | Water Heater | E7 | Utility - Cost of Equipment | 0 | 0 | 0 | 0 | 0 | 0 | 0 | 0 | 0 | 0 | 0 | 0 | 0 | 0 | 0 | 0 | 0 | 0 | 0 | 0 | 0 | 0 | 0 | 0 | 0 | 0 | 0 | 0 | 0 | 0 | 0
F4_Commercial_Warehouse_Existing_Water Heating_Natural Gas_Water Heater_E8 | F4 | Commercial | Warehouse | Existing | Water Heating | Natural Gas | Water Heater | E8 | Utility - Cost of Equipment | 0 | 0 | 0 | 0 | 0 | 0 | 0 | 0 | 0 | 0 | 0 | 0 | 0 | 0 | 0 | 0 | 0 | 0 | 0 | 0 | 0 | 0 | 0 | 0 | 0 | 0 | 0 | 0 | 0 | 0 | 0
F4_Commercial_Warehouse_Existing_Water Heating_Natural Gas_Water Heater_E9 | F4 | Commercial | Warehouse | Existing | Water Heating | Natural Gas | Water Heater | E9 | Utility - Cost of Equipment | 0 | 0 | 0 | 0 | 0 | 0 | 0 | 0 | 0 | 0 | 0 | 0 | 0 | 0 | 0 | 0 | 0 | 0 | 0 | 0 | 0 | 0 | 0 | 0 | 0 | 0 | 0 | 0 | 0 | 0 | 0
F4_Commercial_Warehouse_Existing_Water Heating_Natural Gas_Water Heater_E10 | F4 | Commercial | Warehouse | Existing | Water Heating | Natural Gas | Water Heater | E10 | Utility - Cost of Equipment | 0 | 0 | 0 | 0 | 0 | 0 | 0 | 0 | 0 | 0 | 0 | 0 | 0 | 0 | 0 | 0 | 0 | 0 | 0 | 0 | 0 | 0 | 0 | 0 | 0 | 0 | 0 | 0 | 0 | 0 | 0
F5_Commercial_Warehouse_Existing_Water Heating_Natural Gas_Water Heater_E1 | F5 | Commercial | Warehouse | Existing | Water Heating | Natural Gas | Water Heater | E1 | Utility - Cost of Operation | 0.079924 | 0.081508 | 0.082641 | 0.08387 | 0.085634 | 0.08023 | 0.076007 | 0.073787 | 0.072989 | 0.071765 | 0.070939 | 0.074698 | 0.066851 | 0.071454 | 0.077362 | 0.083105 | 0.08332 | 0.083717 | 0.082118 | 0.083259 | 0.084057 | 0.085136 | 0.08649 | 0.040741 | 0.039928 | 0.039168 | 0.038452 | 0.037772 | 0.037124 | 0.0365 | 0.035898
F5_Commercial_Warehouse_Existing_Water Heating_Natural Gas_Water Heater_E2 | F5 | Commercial | Warehouse | Existing | Water Heating | Natural Gas | Water Heater | E2 | Utility - Cost of Operation | 0.068021 | 0.069369 | 0.070333 | 0.071378 | 0.07288 | 0.068281 | 0.064687 | 0.062797 | 0.062118 | 0.061076 | 0.060373 | 0.063572 | 0.056895 | 0.060812 | 0.06584 | 0.070728 | 0.07091 | 0.071249 | 0.069887 | 0.070859 | 0.071538 | 0.072456 | 0.073609 | 0.034673 | 0.033982 | 0.033334 | 0.032725 | 0.032147 | 0.031595 | 0.031064 | 0.030551
F5_Commercial_Warehouse_Existing_Water Heating_Natural Gas_Water Heater_E3 | F5 | Commercial | Warehouse | Existing | Water Heating | Natural Gas | Water Heater | E3 | Utility - Cost of Operation | 0.056684 | 0.057807 | 0.058611 | 0.059482 | 0.060733 | 0.056901 | 0.053906 | 0.052331 | 0.051765 | 0.050897 | 0.050311 | 0.052977 | 0.047412 | 0.050677 | 0.054867 | 0.05894 | 0.059092 | 0.059374 | 0.058239 | 0.059049 | 0.059615 | 0.06038 | 0.061341 | 0.028894 | 0.028318 | 0.027779 | 0.027271 | 0.026789 | 0.026329 | 0.025887 | 0.025459
F5_Commercial_Warehouse_Existing_Water Heating_Natural Gas_Water Heater_E4 | F5 | Commercial | Warehouse | Existing | Water Heating | Natural Gas | Water Heater | E4 | Utility - Cost of Operation | 0 | 0 | 0 | 0 | 0 | 0 | 0 | 0.040128 | 0.040711 | 0.041253 | 0.042081 | 0.042913 | 0.039035 | 0.038781 | 0.03884 | 0.038603 | 0.038581 | 0.038639 | 0.037907 | 0.038272 | 0.038504 | 0.03885 | 0.03931 | 0.020993 | 0.020593 | 0.020214 | 0.019856 | 0.019513 | 0.019184 | 0.018867 | 0.018494
F5_Commercial_Warehouse_Existing_Water Heating_Natural Gas_Water Heater_E5 | F5 | Commercial | Warehouse | Existing | Water Heating | Natural Gas | Water Heater | E5 | Utility - Cost of Operation | 0 | 0 | 0 | 0 | 0 | 0 | 0 | 0 | 0 | 0 | 0 | 0 | 0 | 0 | 0 | 0 | 0 | 0 | 0 | 0 | 0 | 0 | 0 | 0 | 0 | 0 | 0 | 0 | 0 | 0 | 0
F5_Commercial_Warehouse_Existing_Water Heating_Natural Gas_Water Heater_E6 | F5 | Commercial | Warehouse | Existing | Water Heating | Natural Gas | Water Heater | E6 | Utility - Cost of Operation | 0 | 0 | 0 | 0 | 0 | 0 | 0 | 0 | 0 | 0 | 0 | 0 | 0 | 0 | 0 | 0 | 0 | 0 | 0 | 0 | 0 | 0 | 0 | 0 | 0 | 0 | 0 | 0 | 0 | 0 | 0
F5_Commercial_Warehouse_Existing_Water Heating_Natural Gas_Water Heater_E7 | F5 | Commercial | Warehouse | Existing | Water Heating | Natural Gas | Water Heater | E7 | Utility - Cost of Operation | 0 | 0 | 0 | 0 | 0 | 0 | 0 | 0 | 0 | 0 | 0 | 0 | 0 | 0 | 0 | 0 | 0 | 0 | 0 | 0 | 0 | 0 | 0 | 0 | 0 | 0 | 0 | 0 | 0 | 0 | 0
F5_Commercial_Warehouse_Existing_Water Heating_Natural Gas_Water Heater_E8 | F5 | Commercial | Warehouse | Existing | Water Heating | Natural Gas | Water Heater | E8 | Utility - Cost of Operation | 0 | 0 | 0 | 0 | 0 | 0 | 0 | 0 | 0 | 0 | 0 | 0 | 0 | 0 | 0 | 0 | 0 | 0 | 0 | 0 | 0 | 0 | 0 | 0 | 0 | 0 | 0 | 0 | 0 | 0 | 0
F5_Commercial_Warehouse_Existing_Water Heating_Natural Gas_Water Heater_E9 | F5 | Commercial | Warehouse | Existing | Water Heating | Natural Gas | Water Heater | E9 | Utility - Cost of Operation | 0 | 0 | 0 | 0 | 0 | 0 | 0 | 0 | 0 | 0 | 0 | 0 | 0 | 0 | 0 | 0 | 0 | 0 | 0 | 0 | 0 | 0 | 0 | 0 | 0 | 0 | 0 | 0 | 0 | 0 | 0
F5_Commercial_Warehouse_Existing_Water Heating_Natural Gas_Water Heater_E10 | F5 | Commercial | Warehouse | Existing | Water Heating | Natural Gas | Water Heater | E10 | Utility - Cost of Operation | 0 | 0 | 0 | 0 | 0 | 0 | 0 | 0 | 0 | 0 | 0 | 0 | 0 | 0 | 0 | 0 | 0 | 0 | 0 | 0 | 0 | 0 | 0 | 0 | 0 | 0 | 0 | 0 | 0 | 0 | 0
F6_Commercial_Warehouse_Existing_Water Heating_Natural Gas_Water Heater_E1 | F6 | Commercial | Warehouse | Existing | Water Heating | Natural Gas | Water Heater | E1 | Utility - Value of Sales | 0.095754 | 0.097652 | 0.09901 | 0.10048 | 0.1026 | 0.096121 | 0.091062 | 0.088401 | 0.087446 | 0.085979 | 0.084989 | 0.089492 | 0.080092 | 0.085607 | 0.092685 | 0.099565 | 0.099822 | 0.1003 | 0.098382 | 0.09975 | 0.10071 | 0.102 | 0.10362 | 0.048811 | 0.047837 | 0.046926 | 0.046068 | 0.045254 | 0.044477 | 0.04373 | 0.043008
F6_Commercial_Warehouse_Existing_Water Heating_Natural Gas_Water Heater_E2 | F6 | Commercial | Warehouse | Existing | Water Heating | Natural Gas | Water Heater | E2 | Utility - Value of Sales | 0.081493 | 0.083108 | 0.084264 | 0.085516 | 0.087315 | 0.081805 | 0.077499 | 0.075235 | 0.074422 | 0.073174 | 0.072331 | 0.076164 | 0.068163 | 0.072857 | 0.078881 | 0.084737 | 0.084955 | 0.085361 | 0.08373 | 0.084893 | 0.085707 | 0.086807 | 0.088188 | 0.041541 | 0.040712 | 0.039937 | 0.039206 | 0.038514 | 0.037853 | 0.037217 | 0.036602
F6_Commercial_Warehouse_Existing_Water Heating_Natural Gas_Water Heater_E3 | F6 | Commercial | Warehouse | Existing | Water Heating | Natural Gas | Water Heater | E3 | Utility - Value of Sales | 0.067911 | 0.069257 | 0.07022 | 0.071263 | 0.072762 | 0.068171 | 0.064583 | 0.062696 | 0.062018 | 0.060978 | 0.060276 | 0.06347 | 0.056803 | 0.060714 | 0.065734 | 0.070614 | 0.070796 | 0.071134 | 0.069775 | 0.070744 | 0.071423 | 0.072339 | 0.07349 | 0.034617 | 0.033927 | 0.033281 | 0.032672 | 0.032095 | 0.031544 | 0.031014 | 0.030502
F6_Commercial_Warehouse_Existing_Water Heating_Natural Gas_Water Heater_E4 | F6 | Commercial | Warehouse | Existing | Water Heating | Natural Gas | Water Heater | E4 | Utility - Value of Sales | 0 | 0 | 0 | 0 | 0 | 0 | 0 | 0.048076 | 0.048774 | 0.049424 | 0.050416 | 0.051412 | 0.046767 | 0.046462 | 0.046533 | 0.04625 | 0.046223 | 0.046293 | 0.045415 | 0.045852 | 0.04613 | 0.046545 | 0.047095 | 0.025151 | 0.024671 | 0.024218 | 0.023788 | 0.023378 | 0.022984 | 0.022604 | 0.022157
F6_Commercial_Warehouse_Existing_Water Heating_Natural Gas_Water Heater_E5 | F6 | Commercial | Warehouse | Existing | Water Heating | Natural Gas | Water Heater | E5 | Utility - Value of Sales | 0 | 0 | 0 | 0 | 0 | 0 | 0 | 0 | 0 | 0 | 0 | 0 | 0 | 0 | 0 | 0 | 0 | 0 | 0 | 0 | 0 | 0 | 0 | 0 | 0 | 0 | 0 | 0 | 0 | 0 | 0
F6_Commercial_Warehouse_Existing_Water Heating_Natural Gas_Water Heater_E6 | F6 | Commercial | Warehouse | Existing | Water Heating | Natural Gas | Water Heater | E6 | Utility - Value of Sales | 0 | 0 | 0 | 0 | 0 | 0 | 0 | 0 | 0 | 0 | 0 | 0 | 0 | 0 | 0 | 0 | 0 | 0 | 0 | 0 | 0 | 0 | 0 | 0 | 0 | 0 | 0 | 0 | 0 | 0 | 0
F6_Commercial_Warehouse_Existing_Water Heating_Natural Gas_Water Heater_E7 | F6 | Commercial | Warehouse | Existing | Water Heating | Natural Gas | Water Heater | E7 | Utility - Value of Sales | 0 | 0 | 0 | 0 | 0 | 0 | 0 | 0 | 0 | 0 | 0 | 0 | 0 | 0 | 0 | 0 | 0 | 0 | 0 | 0 | 0 | 0 | 0 | 0 | 0 | 0 | 0 | 0 | 0 | 0 | 0
F6_Commercial_Warehouse_Existing_Water Heating_Natural Gas_Water Heater_E8 | F6 | Commercial | Warehouse | Existing | Water Heating | Natural Gas | Water Heater | E8 | Utility - Value of Sales | 0 | 0 | 0 | 0 | 0 | 0 | 0 | 0 | 0 | 0 | 0 | 0 | 0 | 0 | 0 | 0 | 0 | 0 | 0 | 0 | 0 | 0 | 0 | 0 | 0 | 0 | 0 | 0 | 0 | 0 | 0
F6_Commercial_Warehouse_Existing_Water Heating_Natural Gas_Water Heater_E9 | F6 | Commercial | Warehouse | Existing | Water Heating | Natural Gas | Water Heater | E9 | Utility - Value of Sales | 0 | 0 | 0 | 0 | 0 | 0 | 0 | 0 | 0 | 0 | 0 | 0 | 0 | 0 | 0 | 0 | 0 | 0 | 0 | 0 | 0 | 0 | 0 | 0 | 0 | 0 | 0 | 0 | 0 | 0 | 0
F6_Commercial_Warehouse_Existing_Water Heating_Natural Gas_Water Heater_E10 | F6 | Commercial | Warehouse | Existing | Water Heating | Natural Gas | Water Heater | E10 | Utility - Value of Sales | 0 | 0 | 0 | 0 | 0 | 0 | 0 | 0 | 0 | 0 | 0 | 0 | 0 | 0 | 0 | 0 | 0 | 0 | 0 | 0 | 0 | 0 | 0 | 0 | 0 | 0 | 0 | 0 | 0 | 0 | 0
F1_Commercial_Warehouse_Existing_Food Preparation_Natural Gas_Oven_E1 | F1 | Commercial | Warehouse | Existing | Food Preparation | Natural Gas | Oven | E1 | Participant - Cost of Equipment | 0.38677 | 0.38677 | 0.38677 | 0.38677 | 0.38677 | 0.38677 | 0.38677 | 0.38677 | 0.38677 | 0.38677 | 0.38677 | 0.38677 | 0.38677 | 0.38677 | 0.38677 | 0.38677 | 0.38677 | 0.38677 | 0.38677 | 0.38677 | 0.38677 | 0.38677 | 0.38677 | 0.38677 | 0.38677 | 0.38677 | 0.38677 | 0.38677 | 0.38677 | 0.38677 | 0.38677
F1_Commercial_Warehouse_Existing_Food Preparation_Natural Gas_Oven_E2 | F1 | Commercial | Warehouse | Existing | Food Preparation | Natural Gas | Oven | E2 | Participant - Cost of Equipment | 0.40302 | 0.40302 | 0.40302 | 0.40302 | 0.40302 | 0.40302 | 0.40302 | 0.40302 | 0.40302 | 0.40302 | 0.40302 | 0.40302 | 0.40302 | 0.40302 | 0.40302 | 0.40302 | 0.40302 | 0.40302 | 0.40302 | 0.40302 | 0.40302 | 0.40302 | 0.40302 | 0.40302 | 0.40302 | 0.40302 | 0.40302 | 0.40302 | 0.40302 | 0.40302 | 0.40302
F1_Commercial_Warehouse_Existing_Food Preparation_Natural Gas_Oven_E3 | F1 | Commercial | Warehouse | Existing | Food Preparation | Natural Gas | Oven | E3 | Participant - Cost of Equipment | 0 | 0 | 0 | 0 | 0 | 0 | 0 | 0 | 0 | 0 | 0 | 0 | 0 | 0 | 0 | 0 | 0 | 0 | 0 | 0 | 0 | 0 | 0 | 0 | 0 | 0 | 0 | 0 | 0 | 0 | 0
F1_Commercial_Warehouse_Existing_Food Preparation_Natural Gas_Oven_E4 | F1 | Commercial | Warehouse | Existing | Food Preparation | Natural Gas | Oven | E4 | Participant - Cost of Equipment | 0 | 0 | 0 | 0 | 0 | 0 | 0 | 0 | 0 | 0 | 0 | 0 | 0 | 0 | 0 | 0 | 0 | 0 | 0 | 0 | 0 | 0 | 0 | 0 | 0 | 0 | 0 | 0 | 0 | 0 | 0
F1_Commercial_Warehouse_Existing_Food Preparation_Natural Gas_Oven_E5 | F1 | Commercial | Warehouse | Existing | Food Preparation | Natural Gas | Oven | E5 | Participant - Cost of Equipment | 0 | 0 | 0 | 0 | 0 | 0 | 0 | 0 | 0 | 0 | 0 | 0 | 0 | 0 | 0 | 0 | 0 | 0 | 0 | 0 | 0 | 0 | 0 | 0 | 0 | 0 | 0 | 0 | 0 | 0 | 0
F1_Commercial_Warehouse_Existing_Food Preparation_Natural Gas_Oven_E6 | F1 | Commercial | Warehouse | Existing | Food Preparation | Natural Gas | Oven | E6 | Participant - Cost of Equipment | 0 | 0 | 0 | 0 | 0 | 0 | 0 | 0 | 0 | 0 | 0 | 0 | 0 | 0 | 0 | 0 | 0 | 0 | 0 | 0 | 0 | 0 | 0 | 0 | 0 | 0 | 0 | 0 | 0 | 0 | 0
F1_Commercial_Warehouse_Existing_Food Preparation_Natural Gas_Oven_E7 | F1 | Commercial | Warehouse | Existing | Food Preparation | Natural Gas | Oven | E7 | Participant - Cost of Equipment | 0 | 0 | 0 | 0 | 0 | 0 | 0 | 0 | 0 | 0 | 0 | 0 | 0 | 0 | 0 | 0 | 0 | 0 | 0 | 0 | 0 | 0 | 0 | 0 | 0 | 0 | 0 | 0 | 0 | 0 | 0
F1_Commercial_Warehouse_Existing_Food Preparation_Natural Gas_Oven_E8 | F1 | Commercial | Warehouse | Existing | Food Preparation | Natural Gas | Oven | E8 | Participant - Cost of Equipment | 0 | 0 | 0 | 0 | 0 | 0 | 0 | 0 | 0 | 0 | 0 | 0 | 0 | 0 | 0 | 0 | 0 | 0 | 0 | 0 | 0 | 0 | 0 | 0 | 0 | 0 | 0 | 0 | 0 | 0 | 0
F1_Commercial_Warehouse_Existing_Food Preparation_Natural Gas_Oven_E9 | F1 | Commercial | Warehouse | Existing | Food Preparation | Natural Gas | Oven | E9 | Participant - Cost of Equipment | 0 | 0 | 0 | 0 | 0 | 0 | 0 | 0 | 0 | 0 | 0 | 0 | 0 | 0 | 0 | 0 | 0 | 0 | 0 | 0 | 0 | 0 | 0 | 0 | 0 | 0 | 0 | 0 | 0 | 0 | 0
F1_Commercial_Warehouse_Existing_Food Preparation_Natural Gas_Oven_E10 | F1 | Commercial | Warehouse | Existing | Food Preparation | Natural Gas | Oven | E10 | Participant - Cost of Equipment | 0 | 0 | 0 | 0 | 0 | 0 | 0 | 0 | 0 | 0 | 0 | 0 | 0 | 0 | 0 | 0 | 0 | 0 | 0 | 0 | 0 | 0 | 0 | 0 | 0 | 0 | 0 | 0 | 0 | 0 | 0
F2_Commercial_Warehouse_Existing_Food Preparation_Natural Gas_Oven_E1 | F2 | Commercial | Warehouse | Existing | Food Preparation | Natural Gas | Oven | E1 | Participant - Cost of Operation | 0.15797 | 0.16037 | 0.16205 | 0.16379 | 0.16651 | 0.1565 | 0.14823 | 0.14384 | 0.14215 | 0.13963 | 0.14574 | 0.15156 | 0.13519 | 0.14229 | 0.15171 | 0.16063 | 0.16098 | 0.16167 | 0.15859 | 0.1607 | 0.16217 | 0.16417 | 0.1667 | 0.079837 | 0.078254 | 0.07677 | 0.075372 | 0.074045 | 0.072777 | 0.071557 | 0.070377
F2_Commercial_Warehouse_Existing_Food Preparation_Natural Gas_Oven_E2 | F2 | Commercial | Warehouse | Existing | Food Preparation | Natural Gas | Oven | E2 | Participant - Cost of Operation | 0.090459 | 0.091834 | 0.092797 | 0.093793 | 0.095348 | 0.089614 | 0.08488 | 0.082366 | 0.081396 | 0.079955 | 0.083458 | 0.086786 | 0.077412 | 0.081482 | 0.086874 | 0.091982 | 0.09218 | 0.09258 | 0.090811 | 0.092023 | 0.092864 | 0.094009 | 0.095457 | 0.045717 | 0.04481 | 0.043961 | 0.04316 | 0.0424 | 0.041674 | 0.040975 | 0.0403
F2_Commercial_Warehouse_Existing_Food Preparation_Natural Gas_Oven_E3 | F2 | Commercial | Warehouse | Existing | Food Preparation | Natural Gas | Oven | E3 | Participant - Cost of Operation | 0 | 0 | 0 | 0 | 0 | 0 | 0 | 0 | 0 | 0 | 0 | 0 | 0 | 0 | 0 | 0 | 0 | 0 | 0 | 0 | 0 | 0 | 0 | 0 | 0 | 0 | 0 | 0 | 0 | 0 | 0
F2_Commercial_Warehouse_Existing_Food Preparation_Natural Gas_Oven_E4 | F2 | Commercial | Warehouse | Existing | Food Preparation | Natural Gas | Oven | E4 | Participant - Cost of Operation | 0 | 0 | 0 | 0 | 0 | 0 | 0 | 0 | 0 | 0 | 0 | 0 | 0 | 0 | 0 | 0 | 0 | 0 | 0 | 0 | 0 | 0 | 0 | 0 | 0 | 0 | 0 | 0 | 0 | 0 | 0
F2_Commercial_Warehouse_Existing_Food Preparation_Natural Gas_Oven_E5 | F2 | Commercial | Warehouse | Existing | Food Preparation | Natural Gas | Oven | E5 | Participant - Cost of Operation | 0 | 0 | 0 | 0 | 0 | 0 | 0 | 0 | 0 | 0 | 0 | 0 | 0 | 0 | 0 | 0 | 0 | 0 | 0 | 0 | 0 | 0 | 0 | 0 | 0 | 0 | 0 | 0 | 0 | 0 | 0
F2_Commercial_Warehouse_Existing_Food Preparation_Natural Gas_Oven_E6 | F2 | Commercial | Warehouse | Existing | Food Preparation | Natural Gas | Oven | E6 | Participant - Cost of Operation | 0 | 0 | 0 | 0 | 0 | 0 | 0 | 0 | 0 | 0 | 0 | 0 | 0 | 0 | 0 | 0 | 0 | 0 | 0 | 0 | 0 | 0 | 0 | 0 | 0 | 0 | 0 | 0 | 0 | 0 | 0
F2_Commercial_Warehouse_Existing_Food Preparation_Natural Gas_Oven_E7 | F2 | Commercial | Warehouse | Existing | Food Preparation | Natural Gas | Oven | E7 | Participant - Cost of Operation | 0 | 0 | 0 | 0 | 0 | 0 | 0 | 0 | 0 | 0 | 0 | 0 | 0 | 0 | 0 | 0 | 0 | 0 | 0 | 0 | 0 | 0 | 0 | 0 | 0 | 0 | 0 | 0 | 0 | 0 | 0
F2_Commercial_Warehouse_Existing_Food Preparation_Natural Gas_Oven_E8 | F2 | Commercial | Warehouse | Existing | Food Preparation | Natural Gas | Oven | E8 | Participant - Cost of Operation | 0 | 0 | 0 | 0 | 0 | 0 | 0 | 0 | 0 | 0 | 0 | 0 | 0 | 0 | 0 | 0 | 0 | 0 | 0 | 0 | 0 | 0 | 0 | 0 | 0 | 0 | 0 | 0 | 0 | 0 | 0
F2_Commercial_Warehouse_Existing_Food Preparation_Natural Gas_Oven_E9 | F2 | Commercial | Warehouse | Existing | Food Preparation | Natural Gas | Oven | E9 | Participant - Cost of Operation | 0 | 0 | 0 | 0 | 0 | 0 | 0 | 0 | 0 | 0 | 0 | 0 | 0 | 0 | 0 | 0 | 0 | 0 | 0 | 0 | 0 | 0 | 0 | 0 | 0 | 0 | 0 | 0 | 0 | 0 | 0
F2_Commercial_Warehouse_Existing_Food Preparation_Natural Gas_Oven_E10 | F2 | Commercial | Warehouse | Existing | Food Preparation | Natural Gas | Oven | E10 | Participant - Cost of Operation | 0 | 0 | 0 | 0 | 0 | 0 | 0 | 0 | 0 | 0 | 0 | 0 | 0 | 0 | 0 | 0 | 0 | 0 | 0 | 0 | 0 | 0 | 0 | 0 | 0 | 0 | 0 | 0 | 0 | 0 | 0
F3_Commercial_Warehouse_Existing_Food Preparation_Natural Gas_Oven_E1 | F3 | Commercial | Warehouse | Existing | Food Preparation | Natural Gas | Oven | E1 | System - kBTUs of Conusmption | 13.1769 | 13.207 | 13.1878 | 13.1747 | 13.1747 | 13.1747 | 13.1747 | 13.1747 | 13.1747 | 13.1747 | 13.1747 | 13.1747 | 13.1747 | 13.1747 | 13.1747 | 13.1747 | 13.1747 | 13.1747 | 13.1747 | 13.1747 | 13.1747 | 13.1747 | 13.1747 | 13.1747 | 13.1747 | 13.1747 | 13.1747 | 13.1747 | 13.1747 | 13.1747 | 13.1747
F3_Commercial_Warehouse_Existing_Food Preparation_Natural Gas_Oven_E2 | F3 | Commercial | Warehouse | Existing | Food Preparation | Natural Gas | Oven | E2 | System - kBTUs of Conusmption | 7.5455 | 7.5627 | 7.5517 | 7.5442 | 7.5442 | 7.5442 | 7.5442 | 7.5442 | 7.5442 | 7.5442 | 7.5442 | 7.5442 | 7.5442 | 7.5442 | 7.5442 | 7.5442 | 7.5442 | 7.5442 | 7.5442 | 7.5442 | 7.5442 | 7.5442 | 7.5442 | 7.5442 | 7.5442 | 7.5442 | 7.5442 | 7.5442 | 7.5442 | 7.5442 | 7.5442
F3_Commercial_Warehouse_Existing_Food Preparation_Natural Gas_Oven_E3 | F3 | Commercial | Warehouse | Existing | Food Preparation | Natural Gas | Oven | E3 | System - kBTUs of Conusmption | 0 | 0 | 0 | 0 | 0 | 0 | 0 | 0 | 0 | 0 | 0 | 0 | 0 | 0 | 0 | 0 | 0 | 0 | 0 | 0 | 0 | 0 | 0 | 0 | 0 | 0 | 0 | 0 | 0 | 0 | 0
F3_Commercial_Warehouse_Existing_Food Preparation_Natural Gas_Oven_E4 | F3 | Commercial | Warehouse | Existing | Food Preparation | Natural Gas | Oven | E4 | System - kBTUs of Conusmption | 0 | 0 | 0 | 0 | 0 | 0 | 0 | 0 | 0 | 0 | 0 | 0 | 0 | 0 | 0 | 0 | 0 | 0 | 0 | 0 | 0 | 0 | 0 | 0 | 0 | 0 | 0 | 0 | 0 | 0 | 0
F3_Commercial_Warehouse_Existing_Food Preparation_Natural Gas_Oven_E5 | F3 | Commercial | Warehouse | Existing | Food Preparation | Natural Gas | Oven | E5 | System - kBTUs of Conusmption | 0 | 0 | 0 | 0 | 0 | 0 | 0 | 0 | 0 | 0 | 0 | 0 | 0 | 0 | 0 | 0 | 0 | 0 | 0 | 0 | 0 | 0 | 0 | 0 | 0 | 0 | 0 | 0 | 0 | 0 | 0
F3_Commercial_Warehouse_Existing_Food Preparation_Natural Gas_Oven_E6 | F3 | Commercial | Warehouse | Existing | Food Preparation | Natural Gas | Oven | E6 | System - kBTUs of Conusmption | 0 | 0 | 0 | 0 | 0 | 0 | 0 | 0 | 0 | 0 | 0 | 0 | 0 | 0 | 0 | 0 | 0 | 0 | 0 | 0 | 0 | 0 | 0 | 0 | 0 | 0 | 0 | 0 | 0 | 0 | 0
F3_Commercial_Warehouse_Existing_Food Preparation_Natural Gas_Oven_E7 | F3 | Commercial | Warehouse | Existing | Food Preparation | Natural Gas | Oven | E7 | System - kBTUs of Conusmption | 0 | 0 | 0 | 0 | 0 | 0 | 0 | 0 | 0 | 0 | 0 | 0 | 0 | 0 | 0 | 0 | 0 | 0 | 0 | 0 | 0 | 0 | 0 | 0 | 0 | 0 | 0 | 0 | 0 | 0 | 0
F3_Commercial_Warehouse_Existing_Food Preparation_Natural Gas_Oven_E8 | F3 | Commercial | Warehouse | Existing | Food Preparation | Natural Gas | Oven | E8 | System - kBTUs of Conusmption | 0 | 0 | 0 | 0 | 0 | 0 | 0 | 0 | 0 | 0 | 0 | 0 | 0 | 0 | 0 | 0 | 0 | 0 | 0 | 0 | 0 | 0 | 0 | 0 | 0 | 0 | 0 | 0 | 0 | 0 | 0
F3_Commercial_Warehouse_Existing_Food Preparation_Natural Gas_Oven_E9 | F3 | Commercial | Warehouse | Existing | Food Preparation | Natural Gas | Oven | E9 | System - kBTUs of Conusmption | 0 | 0 | 0 | 0 | 0 | 0 | 0 | 0 | 0 | 0 | 0 | 0 | 0 | 0 | 0 | 0 | 0 | 0 | 0 | 0 | 0 | 0 | 0 | 0 | 0 | 0 | 0 | 0 | 0 | 0 | 0
F3_Commercial_Warehouse_Existing_Food Preparation_Natural Gas_Oven_E10 | F3 | Commercial | Warehouse | Existing | Food Preparation | Natural Gas | Oven | E10 | System - kBTUs of Conusmption | 0 | 0 | 0 | 0 | 0 | 0 | 0 | 0 | 0 | 0 | 0 | 0 | 0 | 0 | 0 | 0 | 0 | 0 | 0 | 0 | 0 | 0 | 0 | 0 | 0 | 0 | 0 | 0 | 0 | 0 | 0
F4_Commercial_Warehouse_Existing_Food Preparation_Natural Gas_Oven_E1 | F4 | Commercial | Warehouse | Existing | Food Preparation | Natural Gas | Oven | E1 | Utility - Cost of Equipment | 0.38677 | 0.38677 | 0.38677 | 0.38677 | 0.38677 | 0.38677 | 0.38677 | 0.38677 | 0.38677 | 0.38677 | 0.38677 | 0.38677 | 0.38677 | 0.38677 | 0.38677 | 0.38677 | 0.38677 | 0.38677 | 0.38677 | 0.38677 | 0.38677 | 0.38677 | 0.38677 | 0.38677 | 0.38677 | 0.38677 | 0.38677 | 0.38677 | 0.38677 | 0.38677 | 0.38677
F4_Commercial_Warehouse_Existing_Food Preparation_Natural Gas_Oven_E2 | F4 | Commercial | Warehouse | Existing | Food Preparation | Natural Gas | Oven | E2 | Utility - Cost of Equipment | 0.40302 | 0.40302 | 0.40302 | 0.40302 | 0.40302 | 0.40302 | 0.40302 | 0.40302 | 0.40302 | 0.40302 | 0.40302 | 0.40302 | 0.40302 | 0.40302 | 0.40302 | 0.40302 | 0.40302 | 0.40302 | 0.40302 | 0.40302 | 0.40302 | 0.40302 | 0.40302 | 0.40302 | 0.40302 | 0.40302 | 0.40302 | 0.40302 | 0.40302 | 0.40302 | 0.40302
F4_Commercial_Warehouse_Existing_Food Preparation_Natural Gas_Oven_E3 | F4 | Commercial | Warehouse | Existing | Food Preparation | Natural Gas | Oven | E3 | Utility - Cost of Equipment | 0 | 0 | 0 | 0 | 0 | 0 | 0 | 0 | 0 | 0 | 0 | 0 | 0 | 0 | 0 | 0 | 0 | 0 | 0 | 0 | 0 | 0 | 0 | 0 | 0 | 0 | 0 | 0 | 0 | 0 | 0
F4_Commercial_Warehouse_Existing_Food Preparation_Natural Gas_Oven_E4 | F4 | Commercial | Warehouse | Existing | Food Preparation | Natural Gas | Oven | E4 | Utility - Cost of Equipment | 0 | 0 | 0 | 0 | 0 | 0 | 0 | 0 | 0 | 0 | 0 | 0 | 0 | 0 | 0 | 0 | 0 | 0 | 0 | 0 | 0 | 0 | 0 | 0 | 0 | 0 | 0 | 0 | 0 | 0 | 0
F4_Commercial_Warehouse_Existing_Food Preparation_Natural Gas_Oven_E5 | F4 | Commercial | Warehouse | Existing | Food Preparation | Natural Gas | Oven | E5 | Utility - Cost of Equipment | 0 | 0 | 0 | 0 | 0 | 0 | 0 | 0 | 0 | 0 | 0 | 0 | 0 | 0 | 0 | 0 | 0 | 0 | 0 | 0 | 0 | 0 | 0 | 0 | 0 | 0 | 0 | 0 | 0 | 0 | 0
F4_Commercial_Warehouse_Existing_Food Preparation_Natural Gas_Oven_E6 | F4 | Commercial | Warehouse | Existing | Food Preparation | Natural Gas | Oven | E6 | Utility - Cost of Equipment | 0 | 0 | 0 | 0 | 0 | 0 | 0 | 0 | 0 | 0 | 0 | 0 | 0 | 0 | 0 | 0 | 0 | 0 | 0 | 0 | 0 | 0 | 0 | 0 | 0 | 0 | 0 | 0 | 0 | 0 | 0
F4_Commercial_Warehouse_Existing_Food Preparation_Natural Gas_Oven_E7 | F4 | Commercial | Warehouse | Existing | Food Preparation | Natural Gas | Oven | E7 | Utility - Cost of Equipment | 0 | 0 | 0 | 0 | 0 | 0 | 0 | 0 | 0 | 0 | 0 | 0 | 0 | 0 | 0 | 0 | 0 | 0 | 0 | 0 | 0 | 0 | 0 | 0 | 0 | 0 | 0 | 0 | 0 | 0 | 0
F4_Commercial_Warehouse_Existing_Food Preparation_Natural Gas_Oven_E8 | F4 | Commercial | Warehouse | Existing | Food Preparation | Natural Gas | Oven | E8 | Utility - Cost of Equipment | 0 | 0 | 0 | 0 | 0 | 0 | 0 | 0 | 0 | 0 | 0 | 0 | 0 | 0 | 0 | 0 | 0 | 0 | 0 | 0 | 0 | 0 | 0 | 0 | 0 | 0 | 0 | 0 | 0 | 0 | 0
F4_Commercial_Warehouse_Existing_Food Preparation_Natural Gas_Oven_E9 | F4 | Commercial | Warehouse | Existing | Food Preparation | Natural Gas | Oven | E9 | Utility - Cost of Equipment | 0 | 0 | 0 | 0 | 0 | 0 | 0 | 0 | 0 | 0 | 0 | 0 | 0 | 0 | 0 | 0 | 0 | 0 | 0 | 0 | 0 | 0 | 0 | 0 | 0 | 0 | 0 | 0 | 0 | 0 | 0
F4_Commercial_Warehouse_Existing_Food Preparation_Natural Gas_Oven_E10 | F4 | Commercial | Warehouse | Existing | Food Preparation | Natural Gas | Oven | E10 | Utility - Cost of Equipment | 0 | 0 | 0 | 0 | 0 | 0 | 0 | 0 | 0 | 0 | 0 | 0 | 0 | 0 | 0 | 0 | 0 | 0 | 0 | 0 | 0 | 0 | 0 | 0 | 0 | 0 | 0 | 0 | 0 | 0 | 0
F5_Commercial_Warehouse_Existing_Food Preparation_Natural Gas_Oven_E1 | F5 | Commercial | Warehouse | Existing | Food Preparation | Natural Gas | Oven | E1 | Utility - Cost of Operation | 0.13186 | 0.13386 | 0.13526 | 0.13671 | 0.13898 | 0.13062 | 0.12372 | 0.12006 | 0.11865 | 0.11655 | 0.12165 | 0.1265 | 0.11284 | 0.11877 | 0.12663 | 0.13408 | 0.13436 | 0.13495 | 0.13237 | 0.13414 | 0.13536 | 0.13703 | 0.13914 | 0.066639 | 0.065317 | 0.064079 | 0.062912 | 0.061804 | 0.060745 | 0.059727 | 0.058742
F5_Commercial_Warehouse_Existing_Food Preparation_Natural Gas_Oven_E2 | F5 | Commercial | Warehouse | Existing | Food Preparation | Natural Gas | Oven | E2 | Utility - Cost of Operation | 0.075504 | 0.076652 | 0.077456 | 0.078287 | 0.079585 | 0.074799 | 0.070847 | 0.068749 | 0.06794 | 0.066737 | 0.06966 | 0.072439 | 0.064614 | 0.068011 | 0.072512 | 0.076775 | 0.07694 | 0.077274 | 0.075798 | 0.07681 | 0.077511 | 0.078468 | 0.079676 | 0.038159 | 0.037402 | 0.036693 | 0.036025 | 0.035391 | 0.034785 | 0.034201 | 0.033638
F5_Commercial_Warehouse_Existing_Food Preparation_Natural Gas_Oven_E3 | F5 | Commercial | Warehouse | Existing | Food Preparation | Natural Gas | Oven | E3 | Utility - Cost of Operation | 0 | 0 | 0 | 0 | 0 | 0 | 0 | 0 | 0 | 0 | 0 | 0 | 0 | 0 | 0 | 0 | 0 | 0 | 0 | 0 | 0 | 0 | 0 | 0 | 0 | 0 | 0 | 0 | 0 | 0 | 0
F5_Commercial_Warehouse_Existing_Food Preparation_Natural Gas_Oven_E4 | F5 | Commercial | Warehouse | Existing | Food Preparation | Natural Gas | Oven | E4 | Utility - Cost of Operation | 0 | 0 | 0 | 0 | 0 | 0 | 0 | 0 | 0 | 0 | 0 | 0 | 0 | 0 | 0 | 0 | 0 | 0 | 0 | 0 | 0 | 0 | 0 | 0 | 0 | 0 | 0 | 0 | 0 | 0 | 0
F5_Commercial_Warehouse_Existing_Food Preparation_Natural Gas_Oven_E5 | F5 | Commercial | Warehouse | Existing | Food Preparation | Natural Gas | Oven | E5 | Utility - Cost of Operation | 0 | 0 | 0 | 0 | 0 | 0 | 0 | 0 | 0 | 0 | 0 | 0 | 0 | 0 | 0 | 0 | 0 | 0 | 0 | 0 | 0 | 0 | 0 | 0 | 0 | 0 | 0 | 0 | 0 | 0 | 0
F5_Commercial_Warehouse_Existing_Food Preparation_Natural Gas_Oven_E6 | F5 | Commercial | Warehouse | Existing | Food Preparation | Natural Gas | Oven | E6 | Utility - Cost of Operation | 0 | 0 | 0 | 0 | 0 | 0 | 0 | 0 | 0 | 0 | 0 | 0 | 0 | 0 | 0 | 0 | 0 | 0 | 0 | 0 | 0 | 0 | 0 | 0 | 0 | 0 | 0 | 0 | 0 | 0 | 0
F5_Commercial_Warehouse_Existing_Food Preparation_Natural Gas_Oven_E7 | F5 | Commercial | Warehouse | Existing | Food Preparation | Natural Gas | Oven | E7 | Utility - Cost of Operation | 0 | 0 | 0 | 0 | 0 | 0 | 0 | 0 | 0 | 0 | 0 | 0 | 0 | 0 | 0 | 0 | 0 | 0 | 0 | 0 | 0 | 0 | 0 | 0 | 0 | 0 | 0 | 0 | 0 | 0 | 0
F5_Commercial_Warehouse_Existing_Food Preparation_Natural Gas_Oven_E8 | F5 | Commercial | Warehouse | Existing | Food Preparation | Natural Gas | Oven | E8 | Utility - Cost of Operation | 0 | 0 | 0 | 0 | 0 | 0 | 0 | 0 | 0 | 0 | 0 | 0 | 0 | 0 | 0 | 0 | 0 | 0 | 0 | 0 | 0 | 0 | 0 | 0 | 0 | 0 | 0 | 0 | 0 | 0 | 0
F5_Commercial_Warehouse_Existing_Food Preparation_Natural Gas_Oven_E9 | F5 | Commercial | Warehouse | Existing | Food Preparation | Natural Gas | Oven | E9 | Utility - Cost of Operation | 0 | 0 | 0 | 0 | 0 | 0 | 0 | 0 | 0 | 0 | 0 | 0 | 0 | 0 | 0 | 0 | 0 | 0 | 0 | 0 | 0 | 0 | 0 | 0 | 0 | 0 | 0 | 0 | 0 | 0 | 0
F5_Commercial_Warehouse_Existing_Food Preparation_Natural Gas_Oven_E10 | F5 | Commercial | Warehouse | Existing | Food Preparation | Natural Gas | Oven | E10 | Utility - Cost of Operation | 0 | 0 | 0 | 0 | 0 | 0 | 0 | 0 | 0 | 0 | 0 | 0 | 0 | 0 | 0 | 0 | 0 | 0 | 0 | 0 | 0 | 0 | 0 | 0 | 0 | 0 | 0 | 0 | 0 | 0 | 0
F6_Commercial_Warehouse_Existing_Food Preparation_Natural Gas_Oven_E1 | F6 | Commercial | Warehouse | Existing | Food Preparation | Natural Gas | Oven | E1 | Utility - Value of Sales | 0.15797 | 0.16037 | 0.16205 | 0.16379 | 0.16651 | 0.1565 | 0.14823 | 0.14384 | 0.14215 | 0.13963 | 0.14574 | 0.15156 | 0.13519 | 0.14229 | 0.15171 | 0.16063 | 0.16098 | 0.16167 | 0.15859 | 0.1607 | 0.16217 | 0.16417 | 0.1667 | 0.079837 | 0.078254 | 0.07677 | 0.075372 | 0.074045 | 0.072777 | 0.071557 | 0.070377
F6_Commercial_Warehouse_Existing_Food Preparation_Natural Gas_Oven_E2 | F6 | Commercial | Warehouse | Existing | Food Preparation | Natural Gas | Oven | E2 | Utility - Value of Sales | 0.090459 | 0.091834 | 0.092797 | 0.093793 | 0.095348 | 0.089614 | 0.08488 | 0.082366 | 0.081396 | 0.079955 | 0.083458 | 0.086786 | 0.077412 | 0.081482 | 0.086874 | 0.091982 | 0.09218 | 0.09258 | 0.090811 | 0.092023 | 0.092864 | 0.094009 | 0.095457 | 0.045717 | 0.04481 | 0.043961 | 0.04316 | 0.0424 | 0.041674 | 0.040975 | 0.0403
F6_Commercial_Warehouse_Existing_Food Preparation_Natural Gas_Oven_E3 | F6 | Commercial | Warehouse | Existing | Food Preparation | Natural Gas | Oven | E3 | Utility - Value of Sales | 0 | 0 | 0 | 0 | 0 | 0 | 0 | 0 | 0 | 0 | 0 | 0 | 0 | 0 | 0 | 0 | 0 | 0 | 0 | 0 | 0 | 0 | 0 | 0 | 0 | 0 | 0 | 0 | 0 | 0 | 0
F6_Commercial_Warehouse_Existing_Food Preparation_Natural Gas_Oven_E4 | F6 | Commercial | Warehouse | Existing | Food Preparation | Natural Gas | Oven | E4 | Utility - Value of Sales | 0 | 0 | 0 | 0 | 0 | 0 | 0 | 0 | 0 | 0 | 0 | 0 | 0 | 0 | 0 | 0 | 0 | 0 | 0 | 0 | 0 | 0 | 0 | 0 | 0 | 0 | 0 | 0 | 0 | 0 | 0
F6_Commercial_Warehouse_Existing_Food Preparation_Natural Gas_Oven_E5 | F6 | Commercial | Warehouse | Existing | Food Preparation | Natural Gas | Oven | E5 | Utility - Value of Sales | 0 | 0 | 0 | 0 | 0 | 0 | 0 | 0 | 0 | 0 | 0 | 0 | 0 | 0 | 0 | 0 | 0 | 0 | 0 | 0 | 0 | 0 | 0 | 0 | 0 | 0 | 0 | 0 | 0 | 0 | 0
F6_Commercial_Warehouse_Existing_Food Preparation_Natural Gas_Oven_E6 | F6 | Commercial | Warehouse | Existing | Food Preparation | Natural Gas | Oven | E6 | Utility - Value of Sales | 0 | 0 | 0 | 0 | 0 | 0 | 0 | 0 | 0 | 0 | 0 | 0 | 0 | 0 | 0 | 0 | 0 | 0 | 0 | 0 | 0 | 0 | 0 | 0 | 0 | 0 | 0 | 0 | 0 | 0 | 0
F6_Commercial_Warehouse_Existing_Food Preparation_Natural Gas_Oven_E7 | F6 | Commercial | Warehouse | Existing | Food Preparation | Natural Gas | Oven | E7 | Utility - Value of Sales | 0 | 0 | 0 | 0 | 0 | 0 | 0 | 0 | 0 | 0 | 0 | 0 | 0 | 0 | 0 | 0 | 0 | 0 | 0 | 0 | 0 | 0 | 0 | 0 | 0 | 0 | 0 | 0 | 0 | 0 | 0
F6_Commercial_Warehouse_Existing_Food Preparation_Natural Gas_Oven_E8 | F6 | Commercial | Warehouse | Existing | Food Preparation | Natural Gas | Oven | E8 | Utility - Value of Sales | 0 | 0 | 0 | 0 | 0 | 0 | 0 | 0 | 0 | 0 | 0 | 0 | 0 | 0 | 0 | 0 | 0 | 0 | 0 | 0 | 0 | 0 | 0 | 0 | 0 | 0 | 0 | 0 | 0 | 0 | 0
F6_Commercial_Warehouse_Existing_Food Preparation_Natural Gas_Oven_E9 | F6 | Commercial | Warehouse | Existing | Food Preparation | Natural Gas | Oven | E9 | Utility - Value of Sales | 0 | 0 | 0 | 0 | 0 | 0 | 0 | 0 | 0 | 0 | 0 | 0 | 0 | 0 | 0 | 0 | 0 | 0 | 0 | 0 | 0 | 0 | 0 | 0 | 0 | 0 | 0 | 0 | 0 | 0 | 0
F6_Commercial_Warehouse_Existing_Food Preparation_Natural Gas_Oven_E10 | F6 | Commercial | Warehouse | Existing | Food Preparation | Natural Gas | Oven | E10 | Utility - Value of Sales | 0 | 0 | 0 | 0 | 0 | 0 | 0 | 0 | 0 | 0 | 0 | 0 | 0 | 0 | 0 | 0 | 0 | 0 | 0 | 0 | 0 | 0 | 0 | 0 | 0 | 0 | 0 | 0 | 0 | 0 | 0
F1_Commercial_Warehouse_Existing_Food Preparation_Natural Gas_Conveyor Oven_E1 | F1 | Commercial | Warehouse | Existing | Food Preparation | Natural Gas | Conveyor Oven | E1 | Participant - Cost of Equipment | 0.065491 | 0.065491 | 0.065491 | 0.065491 | 0.065491 | 0.065491 | 0.065491 | 0.065491 | 0.065491 | 0.065491 | 0.065491 | 0.065491 | 0.065491 | 0.065491 | 0.065491 | 0.065491 | 0.065491 | 0.065491 | 0.065491 | 0.065491 | 0.065491 | 0.065491 | 0.065491 | 0.065491 | 0.065491 | 0.065491 | 0.065491 | 0.065491 | 0.065491 | 0.065491 | 0.065491
F1_Commercial_Warehouse_Existing_Food Preparation_Natural Gas_Conveyor Oven_E2 | F1 | Commercial | Warehouse | Existing | Food Preparation | Natural Gas | Conveyor Oven | E2 | Participant - Cost of Equipment | 0.079842 | 0.079842 | 0.079842 | 0.079842 | 0.079842 | 0.079842 | 0.079842 | 0.079842 | 0.079842 | 0.079842 | 0.079842 | 0.079842 | 0.079842 | 0.079842 | 0.079842 | 0.079842 | 0.079842 | 0.079842 | 0.079842 | 0.079842 | 0.079842 | 0.079842 | 0.079842 | 0.079842 | 0.079842 | 0.079842 | 0.079842 | 0.079842 | 0.079842 | 0.079842 | 0.079842
F1_Commercial_Warehouse_Existing_Food Preparation_Natural Gas_Conveyor Oven_E3 | F1 | Commercial | Warehouse | Existing | Food Preparation | Natural Gas | Conveyor Oven | E3 | Participant - Cost of Equipment | 0 | 0 | 0 | 0 | 0 | 0 | 0 | 0 | 0 | 0 | 0 | 0 | 0 | 0 | 0 | 0 | 0 | 0 | 0 | 0 | 0 | 0 | 0 | 0 | 0 | 0 | 0 | 0 | 0 | 0 | 0
F1_Commercial_Warehouse_Existing_Food Preparation_Natural Gas_Conveyor Oven_E4 | F1 | Commercial | Warehouse | Existing | Food Preparation | Natural Gas | Conveyor Oven | E4 | Participant - Cost of Equipment | 0 | 0 | 0 | 0 | 0 | 0 | 0 | 0 | 0 | 0 | 0 | 0 | 0 | 0 | 0 | 0 | 0 | 0 | 0 | 0 | 0 | 0 | 0 | 0 | 0 | 0 | 0 | 0 | 0 | 0 | 0
F1_Commercial_Warehouse_Existing_Food Preparation_Natural Gas_Conveyor Oven_E5 | F1 | Commercial | Warehouse | Existing | Food Preparation | Natural Gas | Conveyor Oven | E5 | Participant - Cost of Equipment | 0 | 0 | 0 | 0 | 0 | 0 | 0 | 0 | 0 | 0 | 0 | 0 | 0 | 0 | 0 | 0 | 0 | 0 | 0 | 0 | 0 | 0 | 0 | 0 | 0 | 0 | 0 | 0 | 0 | 0 | 0
F1_Commercial_Warehouse_Existing_Food Preparation_Natural Gas_Conveyor Oven_E6 | F1 | Commercial | Warehouse | Existing | Food Preparation | Natural Gas | Conveyor Oven | E6 | Participant - Cost of Equipment | 0 | 0 | 0 | 0 | 0 | 0 | 0 | 0 | 0 | 0 | 0 | 0 | 0 | 0 | 0 | 0 | 0 | 0 | 0 | 0 | 0 | 0 | 0 | 0 | 0 | 0 | 0 | 0 | 0 | 0 | 0
F1_Commercial_Warehouse_Existing_Food Preparation_Natural Gas_Conveyor Oven_E7 | F1 | Commercial | Warehouse | Existing | Food Preparation | Natural Gas | Conveyor Oven | E7 | Participant - Cost of Equipment | 0 | 0 | 0 | 0 | 0 | 0 | 0 | 0 | 0 | 0 | 0 | 0 | 0 | 0 | 0 | 0 | 0 | 0 | 0 | 0 | 0 | 0 | 0 | 0 | 0 | 0 | 0 | 0 | 0 | 0 | 0
F1_Commercial_Warehouse_Existing_Food Preparation_Natural Gas_Conveyor Oven_E8 | F1 | Commercial | Warehouse | Existing | Food Preparation | Natural Gas | Conveyor Oven | E8 | Participant - Cost of Equipment | 0 | 0 | 0 | 0 | 0 | 0 | 0 | 0 | 0 | 0 | 0 | 0 | 0 | 0 | 0 | 0 | 0 | 0 | 0 | 0 | 0 | 0 | 0 | 0 | 0 | 0 | 0 | 0 | 0 | 0 | 0
F1_Commercial_Warehouse_Existing_Food Preparation_Natural Gas_Conveyor Oven_E9 | F1 | Commercial | Warehouse | Existing | Food Preparation | Natural Gas | Conveyor Oven | E9 | Participant - Cost of Equipment | 0 | 0 | 0 | 0 | 0 | 0 | 0 | 0 | 0 | 0 | 0 | 0 | 0 | 0 | 0 | 0 | 0 | 0 | 0 | 0 | 0 | 0 | 0 | 0 | 0 | 0 | 0 | 0 | 0 | 0 | 0
F1_Commercial_Warehouse_Existing_Food Preparation_Natural Gas_Conveyor Oven_E10 | F1 | Commercial | Warehouse | Existing | Food Preparation | Natural Gas | Conveyor Oven | E10 | Participant - Cost of Equipment | 0 | 0 | 0 | 0 | 0 | 0 | 0 | 0 | 0 | 0 | 0 | 0 | 0 | 0 | 0 | 0 | 0 | 0 | 0 | 0 | 0 | 0 | 0 | 0 | 0 | 0 | 0 | 0 | 0 | 0 | 0
F2_Commercial_Warehouse_Existing_Food Preparation_Natural Gas_Conveyor Oven_E1 | F2 | Commercial | Warehouse | Existing | Food Preparation | Natural Gas | Conveyor Oven | E1 | Participant - Cost of Operation | 0.22928 | 0.22867 | 0.2271 | 0.22535 | 0.23152 | 0.22738 | 0.22603 | 0.22957 | 0.23708 | 0.23527 | 0.23446 | 0.23316 | 0.20751 | 0.20601 | 0.20612 | 0.20474 | 0.20446 | 0.20459 | 0.20073 | 0.20242 | 0.20344 | 0.20505 | 0.20723 | 0.11453 | 0.11237 | 0.11033 | 0.10839 | 0.10653 | 0.10475 | 0.10302 | 0.10075
F2_Commercial_Warehouse_Existing_Food Preparation_Natural Gas_Conveyor Oven_E2 | F2 | Commercial | Warehouse | Existing | Food Preparation | Natural Gas | Conveyor Oven | E2 | Participant - Cost of Operation | 0.17429 | 0.17383 | 0.17263 | 0.1713 | 0.17599 | 0.17284 | 0.17182 | 0.17451 | 0.18022 | 0.17885 | 0.17823 | 0.17724 | 0.15774 | 0.1566 | 0.15668 | 0.15563 | 0.15542 | 0.15552 | 0.15258 | 0.15387 | 0.15465 | 0.15587 | 0.15753 | 0.087063 | 0.085422 | 0.08387 | 0.082394 | 0.080982 | 0.079624 | 0.078311 | 0.076587
F2_Commercial_Warehouse_Existing_Food Preparation_Natural Gas_Conveyor Oven_E3 | F2 | Commercial | Warehouse | Existing | Food Preparation | Natural Gas | Conveyor Oven | E3 | Participant - Cost of Operation | 0 | 0 | 0 | 0 | 0 | 0 | 0 | 0 | 0 | 0 | 0 | 0 | 0 | 0 | 0 | 0 | 0 | 0 | 0 | 0 | 0 | 0 | 0 | 0 | 0 | 0 | 0 | 0 | 0 | 0 | 0
F2_Commercial_Warehouse_Existing_Food Preparation_Natural Gas_Conveyor Oven_E4 | F2 | Commercial | Warehouse | Existing | Food Preparation | Natural Gas | Conveyor Oven | E4 | Participant - Cost of Operation | 0 | 0 | 0 | 0 | 0 | 0 | 0 | 0 | 0 | 0 | 0 | 0 | 0 | 0 | 0 | 0 | 0 | 0 | 0 | 0 | 0 | 0 | 0 | 0 | 0 | 0 | 0 | 0 | 0 | 0 | 0
F2_Commercial_Warehouse_Existing_Food Preparation_Natural Gas_Conveyor Oven_E5 | F2 | Commercial | Warehouse | Existing | Food Preparation | Natural Gas | Conveyor Oven | E5 | Participant - Cost of Operation | 0 | 0 | 0 | 0 | 0 | 0 | 0 | 0 | 0 | 0 | 0 | 0 | 0 | 0 | 0 | 0 | 0 | 0 | 0 | 0 | 0 | 0 | 0 | 0 | 0 | 0 | 0 | 0 | 0 | 0 | 0
F2_Commercial_Warehouse_Existing_Food Preparation_Natural Gas_Conveyor Oven_E6 | F2 | Commercial | Warehouse | Existing | Food Preparation | Natural Gas | Conveyor Oven | E6 | Participant - Cost of Operation | 0 | 0 | 0 | 0 | 0 | 0 | 0 | 0 | 0 | 0 | 0 | 0 | 0 | 0 | 0 | 0 | 0 | 0 | 0 | 0 | 0 | 0 | 0 | 0 | 0 | 0 | 0 | 0 | 0 | 0 | 0
F2_Commercial_Warehouse_Existing_Food Preparation_Natural Gas_Conveyor Oven_E7 | F2 | Commercial | Warehouse | Existing | Food Preparation | Natural Gas | Conveyor Oven | E7 | Participant - Cost of Operation | 0 | 0 | 0 | 0 | 0 | 0 | 0 | 0 | 0 | 0 | 0 | 0 | 0 | 0 | 0 | 0 | 0 | 0 | 0 | 0 | 0 | 0 | 0 | 0 | 0 | 0 | 0 | 0 | 0 | 0 | 0
F2_Commercial_Warehouse_Existing_Food Preparation_Natural Gas_Conveyor Oven_E8 | F2 | Commercial | Warehouse | Existing | Food Preparation | Natural Gas | Conveyor Oven | E8 | Participant - Cost of Operation | 0 | 0 | 0 | 0 | 0 | 0 | 0 | 0 | 0 | 0 | 0 | 0 | 0 | 0 | 0 | 0 | 0 | 0 | 0 | 0 | 0 | 0 | 0 | 0 | 0 | 0 | 0 | 0 | 0 | 0 | 0
F2_Commercial_Warehouse_Existing_Food Preparation_Natural Gas_Conveyor Oven_E9 | F2 | Commercial | Warehouse | Existing | Food Preparation | Natural Gas | Conveyor Oven | E9 | Participant - Cost of Operation | 0 | 0 | 0 | 0 | 0 | 0 | 0 | 0 | 0 | 0 | 0 | 0 | 0 | 0 | 0 | 0 | 0 | 0 | 0 | 0 | 0 | 0 | 0 | 0 | 0 | 0 | 0 | 0 | 0 | 0 | 0
F2_Commercial_Warehouse_Existing_Food Preparation_Natural Gas_Conveyor Oven_E10 | F2 | Commercial | Warehouse | Existing | Food Preparation | Natural Gas | Conveyor Oven | E10 | Participant - Cost of Operation | 0 | 0 | 0 | 0 | 0 | 0 | 0 | 0 | 0 | 0 | 0 | 0 | 0 | 0 | 0 | 0 | 0 | 0 | 0 | 0 | 0 | 0 | 0 | 0 | 0 | 0 | 0 | 0 | 0 | 0 | 0
F3_Commercial_Warehouse_Existing_Food Preparation_Natural Gas_Conveyor Oven_E1 | F3 | Commercial | Warehouse | Existing | Food Preparation | Natural Gas | Conveyor Oven | E1 | System - kBTUs of Conusmption | 19.6396 | 19.6673 | 19.6496 | 19.6376 | 19.6376 | 19.6376 | 19.6376 | 19.6376 | 19.6376 | 19.6376 | 19.6376 | 19.6376 | 19.6376 | 19.6376 | 19.6376 | 19.6376 | 19.6376 | 19.6376 | 19.6376 | 19.6376 | 19.6376 | 19.6376 | 19.6376 | 19.6376 | 19.6376 | 19.6376 | 19.6376 | 19.6376 | 19.6376 | 19.6376 | 19.6376
F3_Commercial_Warehouse_Existing_Food Preparation_Natural Gas_Conveyor Oven_E2 | F3 | Commercial | Warehouse | Existing | Food Preparation | Natural Gas | Conveyor Oven | E2 | System - kBTUs of Conusmption | 14.9291 | 14.9502 | 14.9368 | 14.9276 | 14.9276 | 14.9276 | 14.9276 | 14.9276 | 14.9276 | 14.9276 | 14.9276 | 14.9276 | 14.9276 | 14.9276 | 14.9276 | 14.9276 | 14.9276 | 14.9276 | 14.9276 | 14.9276 | 14.9276 | 14.9276 | 14.9276 | 14.9276 | 14.9276 | 14.9276 | 14.9276 | 14.9276 | 14.9276 | 14.9276 | 14.9276
F3_Commercial_Warehouse_Existing_Food Preparation_Natural Gas_Conveyor Oven_E3 | F3 | Commercial | Warehouse | Existing | Food Preparation | Natural Gas | Conveyor Oven | E3 | System - kBTUs of Conusmption | 0 | 0 | 0 | 0 | 0 | 0 | 0 | 0 | 0 | 0 | 0 | 0 | 0 | 0 | 0 | 0 | 0 | 0 | 0 | 0 | 0 | 0 | 0 | 0 | 0 | 0 | 0 | 0 | 0 | 0 | 0
F3_Commercial_Warehouse_Existing_Food Preparation_Natural Gas_Conveyor Oven_E4 | F3 | Commercial | Warehouse | Existing | Food Preparation | Natural Gas | Conveyor Oven | E4 | System - kBTUs of Conusmption | 0 | 0 | 0 | 0 | 0 | 0 | 0 | 0 | 0 | 0 | 0 | 0 | 0 | 0 | 0 | 0 | 0 | 0 | 0 | 0 | 0 | 0 | 0 | 0 | 0 | 0 | 0 | 0 | 0 | 0 | 0
F3_Commercial_Warehouse_Existing_Food Preparation_Natural Gas_Conveyor Oven_E5 | F3 | Commercial | Warehouse | Existing | Food Preparation | Natural Gas | Conveyor Oven | E5 | System - kBTUs of Conusmption | 0 | 0 | 0 | 0 | 0 | 0 | 0 | 0 | 0 | 0 | 0 | 0 | 0 | 0 | 0 | 0 | 0 | 0 | 0 | 0 | 0 | 0 | 0 | 0 | 0 | 0 | 0 | 0 | 0 | 0 | 0
F3_Commercial_Warehouse_Existing_Food Preparation_Natural Gas_Conveyor Oven_E6 | F3 | Commercial | Warehouse | Existing | Food Preparation | Natural Gas | Conveyor Oven | E6 | System - kBTUs of Conusmption | 0 | 0 | 0 | 0 | 0 | 0 | 0 | 0 | 0 | 0 | 0 | 0 | 0 | 0 | 0 | 0 | 0 | 0 | 0 | 0 | 0 | 0 | 0 | 0 | 0 | 0 | 0 | 0 | 0 | 0 | 0
F3_Commercial_Warehouse_Existing_Food Preparation_Natural Gas_Conveyor Oven_E7 | F3 | Commercial | Warehouse | Existing | Food Preparation | Natural Gas | Conveyor Oven | E7 | System - kBTUs of Conusmption | 0 | 0 | 0 | 0 | 0 | 0 | 0 | 0 | 0 | 0 | 0 | 0 | 0 | 0 | 0 | 0 | 0 | 0 | 0 | 0 | 0 | 0 | 0 | 0 | 0 | 0 | 0 | 0 | 0 | 0 | 0
F3_Commercial_Warehouse_Existing_Food Preparation_Natural Gas_Conveyor Oven_E8 | F3 | Commercial | Warehouse | Existing | Food Preparation | Natural Gas | Conveyor Oven | E8 | System - kBTUs of Conusmption | 0 | 0 | 0 | 0 | 0 | 0 | 0 | 0 | 0 | 0 | 0 | 0 | 0 | 0 | 0 | 0 | 0 | 0 | 0 | 0 | 0 | 0 | 0 | 0 | 0 | 0 | 0 | 0 | 0 | 0 | 0
F3_Commercial_Warehouse_Existing_Food Preparation_Natural Gas_Conveyor Oven_E9 | F3 | Commercial | Warehouse | Existing | Food Preparation | Natural Gas | Conveyor Oven | E9 | System - kBTUs of Conusmption | 0 | 0 | 0 | 0 | 0 | 0 | 0 | 0 | 0 | 0 | 0 | 0 | 0 | 0 | 0 | 0 | 0 | 0 | 0 | 0 | 0 | 0 | 0 | 0 | 0 | 0 | 0 | 0 | 0 | 0 | 0
F3_Commercial_Warehouse_Existing_Food Preparation_Natural Gas_Conveyor Oven_E10 | F3 | Commercial | Warehouse | Existing | Food Preparation | Natural Gas | Conveyor Oven | E10 | System - kBTUs of Conusmption | 0 | 0 | 0 | 0 | 0 | 0 | 0 | 0 | 0 | 0 | 0 | 0 | 0 | 0 | 0 | 0 | 0 | 0 | 0 | 0 | 0 | 0 | 0 | 0 | 0 | 0 | 0 | 0 | 0 | 0 | 0
F4_Commercial_Warehouse_Existing_Food Preparation_Natural Gas_Conveyor Oven_E1 | F4 | Commercial | Warehouse | Existing | Food Preparation | Natural Gas | Conveyor Oven | E1 | Utility - Cost of Equipment | 0.065491 | 0.065491 | 0.065491 | 0.065491 | 0.065491 | 0.065491 | 0.065491 | 0.065491 | 0.065491 | 0.065491 | 0.065491 | 0.065491 | 0.065491 | 0.065491 | 0.065491 | 0.065491 | 0.065491 | 0.065491 | 0.065491 | 0.065491 | 0.065491 | 0.065491 | 0.065491 | 0.065491 | 0.065491 | 0.065491 | 0.065491 | 0.065491 | 0.065491 | 0.065491 | 0.065491
F4_Commercial_Warehouse_Existing_Food Preparation_Natural Gas_Conveyor Oven_E2 | F4 | Commercial | Warehouse | Existing | Food Preparation | Natural Gas | Conveyor Oven | E2 | Utility - Cost of Equipment | 0.079842 | 0.079842 | 0.079842 | 0.079842 | 0.079842 | 0.079842 | 0.079842 | 0.079842 | 0.079842 | 0.079842 | 0.079842 | 0.079842 | 0.079842 | 0.079842 | 0.079842 | 0.079842 | 0.079842 | 0.079842 | 0.079842 | 0.079842 | 0.079842 | 0.079842 | 0.079842 | 0.079842 | 0.079842 | 0.079842 | 0.079842 | 0.079842 | 0.079842 | 0.079842 | 0.079842
F4_Commercial_Warehouse_Existing_Food Preparation_Natural Gas_Conveyor Oven_E3 | F4 | Commercial | Warehouse | Existing | Food Preparation | Natural Gas | Conveyor Oven | E3 | Utility - Cost of Equipment | 0 | 0 | 0 | 0 | 0 | 0 | 0 | 0 | 0 | 0 | 0 | 0 | 0 | 0 | 0 | 0 | 0 | 0 | 0 | 0 | 0 | 0 | 0 | 0 | 0 | 0 | 0 | 0 | 0 | 0 | 0
F4_Commercial_Warehouse_Existing_Food Preparation_Natural Gas_Conveyor Oven_E4 | F4 | Commercial | Warehouse | Existing | Food Preparation | Natural Gas | Conveyor Oven | E4 | Utility - Cost of Equipment | 0 | 0 | 0 | 0 | 0 | 0 | 0 | 0 | 0 | 0 | 0 | 0 | 0 | 0 | 0 | 0 | 0 | 0 | 0 | 0 | 0 | 0 | 0 | 0 | 0 | 0 | 0 | 0 | 0 | 0 | 0
F4_Commercial_Warehouse_Existing_Food Preparation_Natural Gas_Conveyor Oven_E5 | F4 | Commercial | Warehouse | Existing | Food Preparation | Natural Gas | Conveyor Oven | E5 | Utility - Cost of Equipment | 0 | 0 | 0 | 0 | 0 | 0 | 0 | 0 | 0 | 0 | 0 | 0 | 0 | 0 | 0 | 0 | 0 | 0 | 0 | 0 | 0 | 0 | 0 | 0 | 0 | 0 | 0 | 0 | 0 | 0 | 0
F4_Commercial_Warehouse_Existing_Food Preparation_Natural Gas_Conveyor Oven_E6 | F4 | Commercial | Warehouse | Existing | Food Preparation | Natural Gas | Conveyor Oven | E6 | Utility - Cost of Equipment | 0 | 0 | 0 | 0 | 0 | 0 | 0 | 0 | 0 | 0 | 0 | 0 | 0 | 0 | 0 | 0 | 0 | 0 | 0 | 0 | 0 | 0 | 0 | 0 | 0 | 0 | 0 | 0 | 0 | 0 | 0
F4_Commercial_Warehouse_Existing_Food Preparation_Natural Gas_Conveyor Oven_E7 | F4 | Commercial | Warehouse | Existing | Food Preparation | Natural Gas | Conveyor Oven | E7 | Utility - Cost of Equipment | 0 | 0 | 0 | 0 | 0 | 0 | 0 | 0 | 0 | 0 | 0 | 0 | 0 | 0 | 0 | 0 | 0 | 0 | 0 | 0 | 0 | 0 | 0 | 0 | 0 | 0 | 0 | 0 | 0 | 0 | 0
F4_Commercial_Warehouse_Existing_Food Preparation_Natural Gas_Conveyor Oven_E8 | F4 | Commercial | Warehouse | Existing | Food Preparation | Natural Gas | Conveyor Oven | E8 | Utility - Cost of Equipment | 0 | 0 | 0 | 0 | 0 | 0 | 0 | 0 | 0 | 0 | 0 | 0 | 0 | 0 | 0 | 0 | 0 | 0 | 0 | 0 | 0 | 0 | 0 | 0 | 0 | 0 | 0 | 0 | 0 | 0 | 0
F4_Commercial_Warehouse_Existing_Food Preparation_Natural Gas_Conveyor Oven_E9 | F4 | Commercial | Warehouse | Existing | Food Preparation | Natural Gas | Conveyor Oven | E9 | Utility - Cost of Equipment | 0 | 0 | 0 | 0 | 0 | 0 | 0 | 0 | 0 | 0 | 0 | 0 | 0 | 0 | 0 | 0 | 0 | 0 | 0 | 0 | 0 | 0 | 0 | 0 | 0 | 0 | 0 | 0 | 0 | 0 | 0
F4_Commercial_Warehouse_Existing_Food Preparation_Natural Gas_Conveyor Oven_E10 | F4 | Commercial | Warehouse | Existing | Food Preparation | Natural Gas | Conveyor Oven | E10 | Utility - Cost of Equipment | 0 | 0 | 0 | 0 | 0 | 0 | 0 | 0 | 0 | 0 | 0 | 0 | 0 | 0 | 0 | 0 | 0 | 0 | 0 | 0 | 0 | 0 | 0 | 0 | 0 | 0 | 0 | 0 | 0 | 0 | 0
F5_Commercial_Warehouse_Existing_Food Preparation_Natural Gas_Conveyor Oven_E1 | F5 | Commercial | Warehouse | Existing | Food Preparation | Natural Gas | Conveyor Oven | E1 | Utility - Cost of Operation | 0.19138 | 0.19087 | 0.18955 | 0.1881 | 0.19324 | 0.18979 | 0.18866 | 0.19162 | 0.19789 | 0.19638 | 0.1957 | 0.19462 | 0.1732 | 0.17195 | 0.17204 | 0.17089 | 0.17066 | 0.17076 | 0.16754 | 0.16895 | 0.16981 | 0.17115 | 0.17297 | 0.095599 | 0.093797 | 0.092092 | 0.090471 | 0.088921 | 0.08743 | 0.085989 | 0.084096
F5_Commercial_Warehouse_Existing_Food Preparation_Natural Gas_Conveyor Oven_E2 | F5 | Commercial | Warehouse | Existing | Food Preparation | Natural Gas | Conveyor Oven | E2 | Utility - Cost of Operation | 0.14548 | 0.14509 | 0.14409 | 0.14298 | 0.14689 | 0.14427 | 0.14341 | 0.14566 | 0.15042 | 0.14928 | 0.14876 | 0.14794 | 0.13166 | 0.13071 | 0.13078 | 0.1299 | 0.12972 | 0.12981 | 0.12736 | 0.12843 | 0.12908 | 0.1301 | 0.13149 | 0.07267 | 0.0713 | 0.070004 | 0.068772 | 0.067594 | 0.06646 | 0.065365 | 0.063926
F5_Commercial_Warehouse_Existing_Food Preparation_Natural Gas_Conveyor Oven_E3 | F5 | Commercial | Warehouse | Existing | Food Preparation | Natural Gas | Conveyor Oven | E3 | Utility - Cost of Operation | 0 | 0 | 0 | 0 | 0 | 0 | 0 | 0 | 0 | 0 | 0 | 0 | 0 | 0 | 0 | 0 | 0 | 0 | 0 | 0 | 0 | 0 | 0 | 0 | 0 | 0 | 0 | 0 | 0 | 0 | 0
F5_Commercial_Warehouse_Existing_Food Preparation_Natural Gas_Conveyor Oven_E4 | F5 | Commercial | Warehouse | Existing | Food Preparation | Natural Gas | Conveyor Oven | E4 | Utility - Cost of Operation | 0 | 0 | 0 | 0 | 0 | 0 | 0 | 0 | 0 | 0 | 0 | 0 | 0 | 0 | 0 | 0 | 0 | 0 | 0 | 0 | 0 | 0 | 0 | 0 | 0 | 0 | 0 | 0 | 0 | 0 | 0
F5_Commercial_Warehouse_Existing_Food Preparation_Natural Gas_Conveyor Oven_E5 | F5 | Commercial | Warehouse | Existing | Food Preparation | Natural Gas | Conveyor Oven | E5 | Utility - Cost of Operation | 0 | 0 | 0 | 0 | 0 | 0 | 0 | 0 | 0 | 0 | 0 | 0 | 0 | 0 | 0 | 0 | 0 | 0 | 0 | 0 | 0 | 0 | 0 | 0 | 0 | 0 | 0 | 0 | 0 | 0 | 0
F5_Commercial_Warehouse_Existing_Food Preparation_Natural Gas_Conveyor Oven_E6 | F5 | Commercial | Warehouse | Existing | Food Preparation | Natural Gas | Conveyor Oven | E6 | Utility - Cost of Operation | 0 | 0 | 0 | 0 | 0 | 0 | 0 | 0 | 0 | 0 | 0 | 0 | 0 | 0 | 0 | 0 | 0 | 0 | 0 | 0 | 0 | 0 | 0 | 0 | 0 | 0 | 0 | 0 | 0 | 0 | 0
F5_Commercial_Warehouse_Existing_Food Preparation_Natural Gas_Conveyor Oven_E7 | F5 | Commercial | Warehouse | Existing | Food Preparation | Natural Gas | Conveyor Oven | E7 | Utility - Cost of Operation | 0 | 0 | 0 | 0 | 0 | 0 | 0 | 0 | 0 | 0 | 0 | 0 | 0 | 0 | 0 | 0 | 0 | 0 | 0 | 0 | 0 | 0 | 0 | 0 | 0 | 0 | 0 | 0 | 0 | 0 | 0
F5_Commercial_Warehouse_Existing_Food Preparation_Natural Gas_Conveyor Oven_E8 | F5 | Commercial | Warehouse | Existing | Food Preparation | Natural Gas | Conveyor Oven | E8 | Utility - Cost of Operation | 0 | 0 | 0 | 0 | 0 | 0 | 0 | 0 | 0 | 0 | 0 | 0 | 0 | 0 | 0 | 0 | 0 | 0 | 0 | 0 | 0 | 0 | 0 | 0 | 0 | 0 | 0 | 0 | 0 | 0 | 0
F5_Commercial_Warehouse_Existing_Food Preparation_Natural Gas_Conveyor Oven_E9 | F5 | Commercial | Warehouse | Existing | Food Preparation | Natural Gas | Conveyor Oven | E9 | Utility - Cost of Operation | 0 | 0 | 0 | 0 | 0 | 0 | 0 | 0 | 0 | 0 | 0 | 0 | 0 | 0 | 0 | 0 | 0 | 0 | 0 | 0 | 0 | 0 | 0 | 0 | 0 | 0 | 0 | 0 | 0 | 0 | 0
F5_Commercial_Warehouse_Existing_Food Preparation_Natural Gas_Conveyor Oven_E10 | F5 | Commercial | Warehouse | Existing | Food Preparation | Natural Gas | Conveyor Oven | E10 | Utility - Cost of Operation | 0 | 0 | 0 | 0 | 0 | 0 | 0 | 0 | 0 | 0 | 0 | 0 | 0 | 0 | 0 | 0 | 0 | 0 | 0 | 0 | 0 | 0 | 0 | 0 | 0 | 0 | 0 | 0 | 0 | 0 | 0
F6_Commercial_Warehouse_Existing_Food Preparation_Natural Gas_Conveyor Oven_E1 | F6 | Commercial | Warehouse | Existing | Food Preparation | Natural Gas | Conveyor Oven | E1 | Utility - Value of Sales | 0.22928 | 0.22867 | 0.2271 | 0.22535 | 0.23152 | 0.22738 | 0.22603 | 0.22957 | 0.23708 | 0.23527 | 0.23446 | 0.23316 | 0.20751 | 0.20601 | 0.20612 | 0.20474 | 0.20446 | 0.20459 | 0.20073 | 0.20242 | 0.20344 | 0.20505 | 0.20723 | 0.11453 | 0.11237 | 0.11033 | 0.10839 | 0.10653 | 0.10475 | 0.10302 | 0.10075
F6_Commercial_Warehouse_Existing_Food Preparation_Natural Gas_Conveyor Oven_E2 | F6 | Commercial | Warehouse | Existing | Food Preparation | Natural Gas | Conveyor Oven | E2 | Utility - Value of Sales | 0.17429 | 0.17383 | 0.17263 | 0.1713 | 0.17599 | 0.17284 | 0.17182 | 0.17451 | 0.18022 | 0.17885 | 0.17823 | 0.17724 | 0.15774 | 0.1566 | 0.15668 | 0.15563 | 0.15542 | 0.15552 | 0.15258 | 0.15387 | 0.15465 | 0.15587 | 0.15753 | 0.087063 | 0.085422 | 0.08387 | 0.082394 | 0.080982 | 0.079624 | 0.078311 | 0.076587
F6_Commercial_Warehouse_Existing_Food Preparation_Natural Gas_Conveyor Oven_E3 | F6 | Commercial | Warehouse | Existing | Food Preparation | Natural Gas | Conveyor Oven | E3 | Utility - Value of Sales | 0 | 0 | 0 | 0 | 0 | 0 | 0 | 0 | 0 | 0 | 0 | 0 | 0 | 0 | 0 | 0 | 0 | 0 | 0 | 0 | 0 | 0 | 0 | 0 | 0 | 0 | 0 | 0 | 0 | 0 | 0
F6_Commercial_Warehouse_Existing_Food Preparation_Natural Gas_Conveyor Oven_E4 | F6 | Commercial | Warehouse | Existing | Food Preparation | Natural Gas | Conveyor Oven | E4 | Utility - Value of Sales | 0 | 0 | 0 | 0 | 0 | 0 | 0 | 0 | 0 | 0 | 0 | 0 | 0 | 0 | 0 | 0 | 0 | 0 | 0 | 0 | 0 | 0 | 0 | 0 | 0 | 0 | 0 | 0 | 0 | 0 | 0
F6_Commercial_Warehouse_Existing_Food Preparation_Natural Gas_Conveyor Oven_E5 | F6 | Commercial | Warehouse | Existing | Food Preparation | Natural Gas | Conveyor Oven | E5 | Utility - Value of Sales | 0 | 0 | 0 | 0 | 0 | 0 | 0 | 0 | 0 | 0 | 0 | 0 | 0 | 0 | 0 | 0 | 0 | 0 | 0 | 0 | 0 | 0 | 0 | 0 | 0 | 0 | 0 | 0 | 0 | 0 | 0
F6_Commercial_Warehouse_Existing_Food Preparation_Natural Gas_Conveyor Oven_E6 | F6 | Commercial | Warehouse | Existing | Food Preparation | Natural Gas | Conveyor Oven | E6 | Utility - Value of Sales | 0 | 0 | 0 | 0 | 0 | 0 | 0 | 0 | 0 | 0 | 0 | 0 | 0 | 0 | 0 | 0 | 0 | 0 | 0 | 0 | 0 | 0 | 0 | 0 | 0 | 0 | 0 | 0 | 0 | 0 | 0
F6_Commercial_Warehouse_Existing_Food Preparation_Natural Gas_Conveyor Oven_E7 | F6 | Commercial | Warehouse | Existing | Food Preparation | Natural Gas | Conveyor Oven | E7 | Utility - Value of Sales | 0 | 0 | 0 | 0 | 0 | 0 | 0 | 0 | 0 | 0 | 0 | 0 | 0 | 0 | 0 | 0 | 0 | 0 | 0 | 0 | 0 | 0 | 0 | 0 | 0 | 0 | 0 | 0 | 0 | 0 | 0
F6_Commercial_Warehouse_Existing_Food Preparation_Natural Gas_Conveyor Oven_E8 | F6 | Commercial | Warehouse | Existing | Food Preparation | Natural Gas | Conveyor Oven | E8 | Utility - Value of Sales | 0 | 0 | 0 | 0 | 0 | 0 | 0 | 0 | 0 | 0 | 0 | 0 | 0 | 0 | 0 | 0 | 0 | 0 | 0 | 0 | 0 | 0 | 0 | 0 | 0 | 0 | 0 | 0 | 0 | 0 | 0
F6_Commercial_Warehouse_Existing_Food Preparation_Natural Gas_Conveyor Oven_E9 | F6 | Commercial | Warehouse | Existing | Food Preparation | Natural Gas | Conveyor Oven | E9 | Utility - Value of Sales | 0 | 0 | 0 | 0 | 0 | 0 | 0 | 0 | 0 | 0 | 0 | 0 | 0 | 0 | 0 | 0 | 0 | 0 | 0 | 0 | 0 | 0 | 0 | 0 | 0 | 0 | 0 | 0 | 0 | 0 | 0
F6_Commercial_Warehouse_Existing_Food Preparation_Natural Gas_Conveyor Oven_E10 | F6 | Commercial | Warehouse | Existing | Food Preparation | Natural Gas | Conveyor Oven | E10 | Utility - Value of Sales | 0 | 0 | 0 | 0 | 0 | 0 | 0 | 0 | 0 | 0 | 0 | 0 | 0 | 0 | 0 | 0 | 0 | 0 | 0 | 0 | 0 | 0 | 0 | 0 | 0 | 0 | 0 | 0 | 0 | 0 | 0
F1_Commercial_Warehouse_Existing_Food Preparation_Natural Gas_Double Rack Oven_E1 | F1 | Commercial | Warehouse | Existing | Food Preparation | Natural Gas | Double Rack Oven | E1 | Participant - Cost of Equipment | 0.12239 | 0.12239 | 0.12239 | 0.12239 | 0.12239 | 0.12239 | 0.12239 | 0.12239 | 0.12239 | 0.12239 | 0.12239 | 0.12239 | 0.12239 | 0.12239 | 0.12239 | 0.12239 | 0.12239 | 0.12239 | 0.12239 | 0.12239 | 0.12239 | 0.12239 | 0.12239 | 0.12239 | 0.12239 | 0.12239 | 0.12239 | 0.12239 | 0.12239 | 0.12239 | 0.12239
F1_Commercial_Warehouse_Existing_Food Preparation_Natural Gas_Double Rack Oven_E2 | F1 | Commercial | Warehouse | Existing | Food Preparation | Natural Gas | Double Rack Oven | E2 | Participant - Cost of Equipment | 0.16277 | 0.16277 | 0.16277 | 0.16277 | 0.16277 | 0.16277 | 0.16277 | 0.16277 | 0.16277 | 0.16277 | 0.16277 | 0.16277 | 0.16277 | 0.16277 | 0.16277 | 0.16277 | 0.16277 | 0.16277 | 0.16277 | 0.16277 | 0.16277 | 0.16277 | 0.16277 | 0.16277 | 0.16277 | 0.16277 | 0.16277 | 0.16277 | 0.16277 | 0.16277 | 0.16277
F1_Commercial_Warehouse_Existing_Food Preparation_Natural Gas_Double Rack Oven_E3 | F1 | Commercial | Warehouse | Existing | Food Preparation | Natural Gas | Double Rack Oven | E3 | Participant - Cost of Equipment | 0 | 0 | 0 | 0 | 0 | 0 | 0 | 0 | 0 | 0 | 0 | 0 | 0 | 0 | 0 | 0 | 0 | 0 | 0 | 0 | 0 | 0 | 0 | 0 | 0 | 0 | 0 | 0 | 0 | 0 | 0
F1_Commercial_Warehouse_Existing_Food Preparation_Natural Gas_Double Rack Oven_E4 | F1 | Commercial | Warehouse | Existing | Food Preparation | Natural Gas | Double Rack Oven | E4 | Participant - Cost of Equipment | 0 | 0 | 0 | 0 | 0 | 0 | 0 | 0 | 0 | 0 | 0 | 0 | 0 | 0 | 0 | 0 | 0 | 0 | 0 | 0 | 0 | 0 | 0 | 0 | 0 | 0 | 0 | 0 | 0 | 0 | 0
F1_Commercial_Warehouse_Existing_Food Preparation_Natural Gas_Double Rack Oven_E5 | F1 | Commercial | Warehouse | Existing | Food Preparation | Natural Gas | Double Rack Oven | E5 | Participant - Cost of Equipment | 0 | 0 | 0 | 0 | 0 | 0 | 0 | 0 | 0 | 0 | 0 | 0 | 0 | 0 | 0 | 0 | 0 | 0 | 0 | 0 | 0 | 0 | 0 | 0 | 0 | 0 | 0 | 0 | 0 | 0 | 0
F1_Commercial_Warehouse_Existing_Food Preparation_Natural Gas_Double Rack Oven_E6 | F1 | Commercial | Warehouse | Existing | Food Preparation | Natural Gas | Double Rack Oven | E6 | Participant - Cost of Equipment | 0 | 0 | 0 | 0 | 0 | 0 | 0 | 0 | 0 | 0 | 0 | 0 | 0 | 0 | 0 | 0 | 0 | 0 | 0 | 0 | 0 | 0 | 0 | 0 | 0 | 0 | 0 | 0 | 0 | 0 | 0
F1_Commercial_Warehouse_Existing_Food Preparation_Natural Gas_Double Rack Oven_E7 | F1 | Commercial | Warehouse | Existing | Food Preparation | Natural Gas | Double Rack Oven | E7 | Participant - Cost of Equipment | 0 | 0 | 0 | 0 | 0 | 0 | 0 | 0 | 0 | 0 | 0 | 0 | 0 | 0 | 0 | 0 | 0 | 0 | 0 | 0 | 0 | 0 | 0 | 0 | 0 | 0 | 0 | 0 | 0 | 0 | 0
F1_Commercial_Warehouse_Existing_Food Preparation_Natural Gas_Double Rack Oven_E8 | F1 | Commercial | Warehouse | Existing | Food Preparation | Natural Gas | Double Rack Oven | E8 | Participant - Cost of Equipment | 0 | 0 | 0 | 0 | 0 | 0 | 0 | 0 | 0 | 0 | 0 | 0 | 0 | 0 | 0 | 0 | 0 | 0 | 0 | 0 | 0 | 0 | 0 | 0 | 0 | 0 | 0 | 0 | 0 | 0 | 0
F1_Commercial_Warehouse_Existing_Food Preparation_Natural Gas_Double Rack Oven_E9 | F1 | Commercial | Warehouse | Existing | Food Preparation | Natural Gas | Double Rack Oven | E9 | Participant - Cost of Equipment | 0 | 0 | 0 | 0 | 0 | 0 | 0 | 0 | 0 | 0 | 0 | 0 | 0 | 0 | 0 | 0 | 0 | 0 | 0 | 0 | 0 | 0 | 0 | 0 | 0 | 0 | 0 | 0 | 0 | 0 | 0
F1_Commercial_Warehouse_Existing_Food Preparation_Natural Gas_Double Rack Oven_E10 | F1 | Commercial | Warehouse | Existing | Food Preparation | Natural Gas | Double Rack Oven | E10 | Participant - Cost of Equipment | 0 | 0 | 0 | 0 | 0 | 0 | 0 | 0 | 0 | 0 | 0 | 0 | 0 | 0 | 0 | 0 | 0 | 0 | 0 | 0 | 0 | 0 | 0 | 0 | 0 | 0 | 0 | 0 | 0 | 0 | 0
F2_Commercial_Warehouse_Existing_Food Preparation_Natural Gas_Double Rack Oven_E1 | F2 | Commercial | Warehouse | Existing | Food Preparation | Natural Gas | Double Rack Oven | E1 | Participant - Cost of Operation | 0.42124 | 0.42774 | 0.43246 | 0.43005 | 0.43049 | 0.40577 | 0.38532 | 0.3739 | 0.36916 | 0.38285 | 0.40082 | 0.4196 | 0.38536 | 0.40821 | 0.4096 | 0.40756 | 0.40793 | 0.40919 | 0.40137 | 0.40609 | 0.40927 | 0.41375 | 0.4195 | 0.2104 | 0.20629 | 0.20243 | 0.19878 | 0.19531 | 0.19199 | 0.18878 | 0.18568
F2_Commercial_Warehouse_Existing_Food Preparation_Natural Gas_Double Rack Oven_E2 | F2 | Commercial | Warehouse | Existing | Food Preparation | Natural Gas | Double Rack Oven | E2 | Participant - Cost of Operation | 0.22977 | 0.23331 | 0.23589 | 0.23457 | 0.23481 | 0.22133 | 0.21017 | 0.20395 | 0.20136 | 0.20883 | 0.21863 | 0.22887 | 0.21019 | 0.22266 | 0.22342 | 0.22231 | 0.22251 | 0.22319 | 0.21893 | 0.2215 | 0.22324 | 0.22568 | 0.22882 | 0.11476 | 0.11252 | 0.11042 | 0.10843 | 0.10653 | 0.10472 | 0.10297 | 0.10128
F2_Commercial_Warehouse_Existing_Food Preparation_Natural Gas_Double Rack Oven_E3 | F2 | Commercial | Warehouse | Existing | Food Preparation | Natural Gas | Double Rack Oven | E3 | Participant - Cost of Operation | 0 | 0 | 0 | 0 | 0 | 0 | 0 | 0 | 0 | 0 | 0 | 0 | 0 | 0 | 0 | 0 | 0 | 0 | 0 | 0 | 0 | 0 | 0 | 0 | 0 | 0 | 0 | 0 | 0 | 0 | 0
F2_Commercial_Warehouse_Existing_Food Preparation_Natural Gas_Double Rack Oven_E4 | F2 | Commercial | Warehouse | Existing | Food Preparation | Natural Gas | Double Rack Oven | E4 | Participant - Cost of Operation | 0 | 0 | 0 | 0 | 0 | 0 | 0 | 0 | 0 | 0 | 0 | 0 | 0 | 0 | 0 | 0 | 0 | 0 | 0 | 0 | 0 | 0 | 0 | 0 | 0 | 0 | 0 | 0 | 0 | 0 | 0
F2_Commercial_Warehouse_Existing_Food Preparation_Natural Gas_Double Rack Oven_E5 | F2 | Commercial | Warehouse | Existing | Food Preparation | Natural Gas | Double Rack Oven | E5 | Participant - Cost of Operation | 0 | 0 | 0 | 0 | 0 | 0 | 0 | 0 | 0 | 0 | 0 | 0 | 0 | 0 | 0 | 0 | 0 | 0 | 0 | 0 | 0 | 0 | 0 | 0 | 0 | 0 | 0 | 0 | 0 | 0 | 0
F2_Commercial_Warehouse_Existing_Food Preparation_Natural Gas_Double Rack Oven_E6 | F2 | Commercial | Warehouse | Existing | Food Preparation | Natural Gas | Double Rack Oven | E6 | Participant - Cost of Operation | 0 | 0 | 0 | 0 | 0 | 0 | 0 | 0 | 0 | 0 | 0 | 0 | 0 | 0 | 0 | 0 | 0 | 0 | 0 | 0 | 0 | 0 | 0 | 0 | 0 | 0 | 0 | 0 | 0 | 0 | 0
F2_Commercial_Warehouse_Existing_Food Preparation_Natural Gas_Double Rack Oven_E7 | F2 | Commercial | Warehouse | Existing | Food Preparation | Natural Gas | Double Rack Oven | E7 | Participant - Cost of Operation | 0 | 0 | 0 | 0 | 0 | 0 | 0 | 0 | 0 | 0 | 0 | 0 | 0 | 0 | 0 | 0 | 0 | 0 | 0 | 0 | 0 | 0 | 0 | 0 | 0 | 0 | 0 | 0 | 0 | 0 | 0
F2_Commercial_Warehouse_Existing_Food Preparation_Natural Gas_Double Rack Oven_E8 | F2 | Commercial | Warehouse | Existing | Food Preparation | Natural Gas | Double Rack Oven | E8 | Participant - Cost of Operation | 0 | 0 | 0 | 0 | 0 | 0 | 0 | 0 | 0 | 0 | 0 | 0 | 0 | 0 | 0 | 0 | 0 | 0 | 0 | 0 | 0 | 0 | 0 | 0 | 0 | 0 | 0 | 0 | 0 | 0 | 0
F2_Commercial_Warehouse_Existing_Food Preparation_Natural Gas_Double Rack Oven_E9 | F2 | Commercial | Warehouse | Existing | Food Preparation | Natural Gas | Double Rack Oven | E9 | Participant - Cost of Operation | 0 | 0 | 0 | 0 | 0 | 0 | 0 | 0 | 0 | 0 | 0 | 0 | 0 | 0 | 0 | 0 | 0 | 0 | 0 | 0 | 0 | 0 | 0 | 0 | 0 | 0 | 0 | 0 | 0 | 0 | 0
F2_Commercial_Warehouse_Existing_Food Preparation_Natural Gas_Double Rack Oven_E10 | F2 | Commercial | Warehouse | Existing | Food Preparation | Natural Gas | Double Rack Oven | E10 | Participant - Cost of Operation | 0 | 0 | 0 | 0 | 0 | 0 | 0 | 0 | 0 | 0 | 0 | 0 | 0 | 0 | 0 | 0 | 0 | 0 | 0 | 0 | 0 | 0 | 0 | 0 | 0 | 0 | 0 | 0 | 0 | 0 | 0
F3_Commercial_Warehouse_Existing_Food Preparation_Natural Gas_Double Rack Oven_E1 | F3 | Commercial | Warehouse | Existing | Food Preparation | Natural Gas | Double Rack Oven | E1 | System - kBTUs of Conusmption | 35.0021 | 35.072 | 35.0275 | 34.997 | 34.997 | 34.997 | 34.997 | 34.997 | 34.997 | 34.997 | 34.997 | 34.997 | 34.997 | 34.997 | 34.997 | 34.997 | 34.997 | 34.997 | 34.997 | 34.997 | 34.997 | 34.997 | 34.997 | 34.997 | 34.997 | 34.997 | 34.997 | 34.997 | 34.997 | 34.997 | 34.997
F3_Commercial_Warehouse_Existing_Food Preparation_Natural Gas_Double Rack Oven_E2 | F3 | Commercial | Warehouse | Existing | Food Preparation | Natural Gas | Double Rack Oven | E2 | System - kBTUs of Conusmption | 19.0921 | 19.1302 | 19.1059 | 19.0893 | 19.0893 | 19.0893 | 19.0893 | 19.0893 | 19.0893 | 19.0893 | 19.0893 | 19.0893 | 19.0893 | 19.0893 | 19.0893 | 19.0893 | 19.0893 | 19.0893 | 19.0893 | 19.0893 | 19.0893 | 19.0893 | 19.0893 | 19.0893 | 19.0893 | 19.0893 | 19.0893 | 19.0893 | 19.0893 | 19.0893 | 19.0893
F3_Commercial_Warehouse_Existing_Food Preparation_Natural Gas_Double Rack Oven_E3 | F3 | Commercial | Warehouse | Existing | Food Preparation | Natural Gas | Double Rack Oven | E3 | System - kBTUs of Conusmption | 0 | 0 | 0 | 0 | 0 | 0 | 0 | 0 | 0 | 0 | 0 | 0 | 0 | 0 | 0 | 0 | 0 | 0 | 0 | 0 | 0 | 0 | 0 | 0 | 0 | 0 | 0 | 0 | 0 | 0 | 0
F3_Commercial_Warehouse_Existing_Food Preparation_Natural Gas_Double Rack Oven_E4 | F3 | Commercial | Warehouse | Existing | Food Preparation | Natural Gas | Double Rack Oven | E4 | System - kBTUs of Conusmption | 0 | 0 | 0 | 0 | 0 | 0 | 0 | 0 | 0 | 0 | 0 | 0 | 0 | 0 | 0 | 0 | 0 | 0 | 0 | 0 | 0 | 0 | 0 | 0 | 0 | 0 | 0 | 0 | 0 | 0 | 0
F3_Commercial_Warehouse_Existing_Food Preparation_Natural Gas_Double Rack Oven_E5 | F3 | Commercial | Warehouse | Existing | Food Preparation | Natural Gas | Double Rack Oven | E5 | System - kBTUs of Conusmption | 0 | 0 | 0 | 0 | 0 | 0 | 0 | 0 | 0 | 0 | 0 | 0 | 0 | 0 | 0 | 0 | 0 | 0 | 0 | 0 | 0 | 0 | 0 | 0 | 0 | 0 | 0 | 0 | 0 | 0 | 0
F3_Commercial_Warehouse_Existing_Food Preparation_Natural Gas_Double Rack Oven_E6 | F3 | Commercial | Warehouse | Existing | Food Preparation | Natural Gas | Double Rack Oven | E6 | System - kBTUs of Conusmption | 0 | 0 | 0 | 0 | 0 | 0 | 0 | 0 | 0 | 0 | 0 | 0 | 0 | 0 | 0 | 0 | 0 | 0 | 0 | 0 | 0 | 0 | 0 | 0 | 0 | 0 | 0 | 0 | 0 | 0 | 0
F3_Commercial_Warehouse_Existing_Food Preparation_Natural Gas_Double Rack Oven_E7 | F3 | Commercial | Warehouse | Existing | Food Preparation | Natural Gas | Double Rack Oven | E7 | System - kBTUs of Conusmption | 0 | 0 | 0 | 0 | 0 | 0 | 0 | 0 | 0 | 0 | 0 | 0 | 0 | 0 | 0 | 0 | 0 | 0 | 0 | 0 | 0 | 0 | 0 | 0 | 0 | 0 | 0 | 0 | 0 | 0 | 0
F3_Commercial_Warehouse_Existing_Food Preparation_Natural Gas_Double Rack Oven_E8 | F3 | Commercial | Warehouse | Existing | Food Preparation | Natural Gas | Double Rack Oven | E8 | System - kBTUs of Conusmption | 0 | 0 | 0 | 0 | 0 | 0 | 0 | 0 | 0 | 0 | 0 | 0 | 0 | 0 | 0 | 0 | 0 | 0 | 0 | 0 | 0 | 0 | 0 | 0 | 0 | 0 | 0 | 0 | 0 | 0 | 0
F3_Commercial_Warehouse_Existing_Food Preparation_Natural Gas_Double Rack Oven_E9 | F3 | Commercial | Warehouse | Existing | Food Preparation | Natural Gas | Double Rack Oven | E9 | System - kBTUs of Conusmption | 0 | 0 | 0 | 0 | 0 | 0 | 0 | 0 | 0 | 0 | 0 | 0 | 0 | 0 | 0 | 0 | 0 | 0 | 0 | 0 | 0 | 0 | 0 | 0 | 0 | 0 | 0 | 0 | 0 | 0 | 0
F3_Commercial_Warehouse_Existing_Food Preparation_Natural Gas_Double Rack Oven_E10 | F3 | Commercial | Warehouse | Existing | Food Preparation | Natural Gas | Double Rack Oven | E10 | System - kBTUs of Conusmption | 0 | 0 | 0 | 0 | 0 | 0 | 0 | 0 | 0 | 0 | 0 | 0 | 0 | 0 | 0 | 0 | 0 | 0 | 0 | 0 | 0 | 0 | 0 | 0 | 0 | 0 | 0 | 0 | 0 | 0 | 0
F4_Commercial_Warehouse_Existing_Food Preparation_Natural Gas_Double Rack Oven_E1 | F4 | Commercial | Warehouse | Existing | Food Preparation | Natural Gas | Double Rack Oven | E1 | Utility - Cost of Equipment | 0.12239 | 0.12239 | 0.12239 | 0.12239 | 0.12239 | 0.12239 | 0.12239 | 0.12239 | 0.12239 | 0.12239 | 0.12239 | 0.12239 | 0.12239 | 0.12239 | 0.12239 | 0.12239 | 0.12239 | 0.12239 | 0.12239 | 0.12239 | 0.12239 | 0.12239 | 0.12239 | 0.12239 | 0.12239 | 0.12239 | 0.12239 | 0.12239 | 0.12239 | 0.12239 | 0.12239
F4_Commercial_Warehouse_Existing_Food Preparation_Natural Gas_Double Rack Oven_E2 | F4 | Commercial | Warehouse | Existing | Food Preparation | Natural Gas | Double Rack Oven | E2 | Utility - Cost of Equipment | 0.16277 | 0.16277 | 0.16277 | 0.16277 | 0.16277 | 0.16277 | 0.16277 | 0.16277 | 0.16277 | 0.16277 | 0.16277 | 0.16277 | 0.16277 | 0.16277 | 0.16277 | 0.16277 | 0.16277 | 0.16277 | 0.16277 | 0.16277 | 0.16277 | 0.16277 | 0.16277 | 0.16277 | 0.16277 | 0.16277 | 0.16277 | 0.16277 | 0.16277 | 0.16277 | 0.16277
F4_Commercial_Warehouse_Existing_Food Preparation_Natural Gas_Double Rack Oven_E3 | F4 | Commercial | Warehouse | Existing | Food Preparation | Natural Gas | Double Rack Oven | E3 | Utility - Cost of Equipment | 0 | 0 | 0 | 0 | 0 | 0 | 0 | 0 | 0 | 0 | 0 | 0 | 0 | 0 | 0 | 0 | 0 | 0 | 0 | 0 | 0 | 0 | 0 | 0 | 0 | 0 | 0 | 0 | 0 | 0 | 0
F4_Commercial_Warehouse_Existing_Food Preparation_Natural Gas_Double Rack Oven_E4 | F4 | Commercial | Warehouse | Existing | Food Preparation | Natural Gas | Double Rack Oven | E4 | Utility - Cost of Equipment | 0 | 0 | 0 | 0 | 0 | 0 | 0 | 0 | 0 | 0 | 0 | 0 | 0 | 0 | 0 | 0 | 0 | 0 | 0 | 0 | 0 | 0 | 0 | 0 | 0 | 0 | 0 | 0 | 0 | 0 | 0
F4_Commercial_Warehouse_Existing_Food Preparation_Natural Gas_Double Rack Oven_E5 | F4 | Commercial | Warehouse | Existing | Food Preparation | Natural Gas | Double Rack Oven | E5 | Utility - Cost of Equipment | 0 | 0 | 0 | 0 | 0 | 0 | 0 | 0 | 0 | 0 | 0 | 0 | 0 | 0 | 0 | 0 | 0 | 0 | 0 | 0 | 0 | 0 | 0 | 0 | 0 | 0 | 0 | 0 | 0 | 0 | 0
F4_Commercial_Warehouse_Existing_Food Preparation_Natural Gas_Double Rack Oven_E6 | F4 | Commercial | Warehouse | Existing | Food Preparation | Natural Gas | Double Rack Oven | E6 | Utility - Cost of Equipment | 0 | 0 | 0 | 0 | 0 | 0 | 0 | 0 | 0 | 0 | 0 | 0 | 0 | 0 | 0 | 0 | 0 | 0 | 0 | 0 | 0 | 0 | 0 | 0 | 0 | 0 | 0 | 0 | 0 | 0 | 0
F4_Commercial_Warehouse_Existing_Food Preparation_Natural Gas_Double Rack Oven_E7 | F4 | Commercial | Warehouse | Existing | Food Preparation | Natural Gas | Double Rack Oven | E7 | Utility - Cost of Equipment | 0 | 0 | 0 | 0 | 0 | 0 | 0 | 0 | 0 | 0 | 0 | 0 | 0 | 0 | 0 | 0 | 0 | 0 | 0 | 0 | 0 | 0 | 0 | 0 | 0 | 0 | 0 | 0 | 0 | 0 | 0
F4_Commercial_Warehouse_Existing_Food Preparation_Natural Gas_Double Rack Oven_E8 | F4 | Commercial | Warehouse | Existing | Food Preparation | Natural Gas | Double Rack Oven | E8 | Utility - Cost of Equipment | 0 | 0 | 0 | 0 | 0 | 0 | 0 | 0 | 0 | 0 | 0 | 0 | 0 | 0 | 0 | 0 | 0 | 0 | 0 | 0 | 0 | 0 | 0 | 0 | 0 | 0 | 0 | 0 | 0 | 0 | 0
F4_Commercial_Warehouse_Existing_Food Preparation_Natural Gas_Double Rack Oven_E9 | F4 | Commercial | Warehouse | Existing | Food Preparation | Natural Gas | Double Rack Oven | E9 | Utility - Cost of Equipment | 0 | 0 | 0 | 0 | 0 | 0 | 0 | 0 | 0 | 0 | 0 | 0 | 0 | 0 | 0 | 0 | 0 | 0 | 0 | 0 | 0 | 0 | 0 | 0 | 0 | 0 | 0 | 0 | 0 | 0 | 0
F4_Commercial_Warehouse_Existing_Food Preparation_Natural Gas_Double Rack Oven_E10 | F4 | Commercial | Warehouse | Existing | Food Preparation | Natural Gas | Double Rack Oven | E10 | Utility - Cost of Equipment | 0 | 0 | 0 | 0 | 0 | 0 | 0 | 0 | 0 | 0 | 0 | 0 | 0 | 0 | 0 | 0 | 0 | 0 | 0 | 0 | 0 | 0 | 0 | 0 | 0 | 0 | 0 | 0 | 0 | 0 | 0
F5_Commercial_Warehouse_Existing_Food Preparation_Natural Gas_Double Rack Oven_E1 | F5 | Commercial | Warehouse | Existing | Food Preparation | Natural Gas | Double Rack Oven | E1 | Utility - Cost of Operation | 0.3516 | 0.35703 | 0.36097 | 0.35896 | 0.35932 | 0.33868 | 0.32162 | 0.31209 | 0.30813 | 0.31956 | 0.33456 | 0.35023 | 0.32165 | 0.34073 | 0.34189 | 0.34018 | 0.34049 | 0.34154 | 0.33502 | 0.33896 | 0.34161 | 0.34535 | 0.35015 | 0.17561 | 0.17218 | 0.16896 | 0.16592 | 0.16302 | 0.16025 | 0.15757 | 0.15499
F5_Commercial_Warehouse_Existing_Food Preparation_Natural Gas_Double Rack Oven_E2 | F5 | Commercial | Warehouse | Existing | Food Preparation | Natural Gas | Double Rack Oven | E2 | Utility - Cost of Operation | 0.19178 | 0.19474 | 0.19689 | 0.19579 | 0.19599 | 0.18474 | 0.17543 | 0.17023 | 0.16807 | 0.1743 | 0.18248 | 0.19103 | 0.17545 | 0.18585 | 0.18648 | 0.18555 | 0.18572 | 0.1863 | 0.18274 | 0.18488 | 0.18633 | 0.18837 | 0.19099 | 0.095789 | 0.093919 | 0.092161 | 0.090501 | 0.08892 | 0.087407 | 0.085949 | 0.084538
F5_Commercial_Warehouse_Existing_Food Preparation_Natural Gas_Double Rack Oven_E3 | F5 | Commercial | Warehouse | Existing | Food Preparation | Natural Gas | Double Rack Oven | E3 | Utility - Cost of Operation | 0 | 0 | 0 | 0 | 0 | 0 | 0 | 0 | 0 | 0 | 0 | 0 | 0 | 0 | 0 | 0 | 0 | 0 | 0 | 0 | 0 | 0 | 0 | 0 | 0 | 0 | 0 | 0 | 0 | 0 | 0
F5_Commercial_Warehouse_Existing_Food Preparation_Natural Gas_Double Rack Oven_E4 | F5 | Commercial | Warehouse | Existing | Food Preparation | Natural Gas | Double Rack Oven | E4 | Utility - Cost of Operation | 0 | 0 | 0 | 0 | 0 | 0 | 0 | 0 | 0 | 0 | 0 | 0 | 0 | 0 | 0 | 0 | 0 | 0 | 0 | 0 | 0 | 0 | 0 | 0 | 0 | 0 | 0 | 0 | 0 | 0 | 0
F5_Commercial_Warehouse_Existing_Food Preparation_Natural Gas_Double Rack Oven_E5 | F5 | Commercial | Warehouse | Existing | Food Preparation | Natural Gas | Double Rack Oven | E5 | Utility - Cost of Operation | 0 | 0 | 0 | 0 | 0 | 0 | 0 | 0 | 0 | 0 | 0 | 0 | 0 | 0 | 0 | 0 | 0 | 0 | 0 | 0 | 0 | 0 | 0 | 0 | 0 | 0 | 0 | 0 | 0 | 0 | 0
F5_Commercial_Warehouse_Existing_Food Preparation_Natural Gas_Double Rack Oven_E6 | F5 | Commercial | Warehouse | Existing | Food Preparation | Natural Gas | Double Rack Oven | E6 | Utility - Cost of Operation | 0 | 0 | 0 | 0 | 0 | 0 | 0 | 0 | 0 | 0 | 0 | 0 | 0 | 0 | 0 | 0 | 0 | 0 | 0 | 0 | 0 | 0 | 0 | 0 | 0 | 0 | 0 | 0 | 0 | 0 | 0
F5_Commercial_Warehouse_Existing_Food Preparation_Natural Gas_Double Rack Oven_E7 | F5 | Commercial | Warehouse | Existing | Food Preparation | Natural Gas | Double Rack Oven | E7 | Utility - Cost of Operation | 0 | 0 | 0 | 0 | 0 | 0 | 0 | 0 | 0 | 0 | 0 | 0 | 0 | 0 | 0 | 0 | 0 | 0 | 0 | 0 | 0 | 0 | 0 | 0 | 0 | 0 | 0 | 0 | 0 | 0 | 0
F5_Commercial_Warehouse_Existing_Food Preparation_Natural Gas_Double Rack Oven_E8 | F5 | Commercial | Warehouse | Existing | Food Preparation | Natural Gas | Double Rack Oven | E8 | Utility - Cost of Operation | 0 | 0 | 0 | 0 | 0 | 0 | 0 | 0 | 0 | 0 | 0 | 0 | 0 | 0 | 0 | 0 | 0 | 0 | 0 | 0 | 0 | 0 | 0 | 0 | 0 | 0 | 0 | 0 | 0 | 0 | 0
F5_Commercial_Warehouse_Existing_Food Preparation_Natural Gas_Double Rack Oven_E9 | F5 | Commercial | Warehouse | Existing | Food Preparation | Natural Gas | Double Rack Oven | E9 | Utility - Cost of Operation | 0 | 0 | 0 | 0 | 0 | 0 | 0 | 0 | 0 | 0 | 0 | 0 | 0 | 0 | 0 | 0 | 0 | 0 | 0 | 0 | 0 | 0 | 0 | 0 | 0 | 0 | 0 | 0 | 0 | 0 | 0
F5_Commercial_Warehouse_Existing_Food Preparation_Natural Gas_Double Rack Oven_E10 | F5 | Commercial | Warehouse | Existing | Food Preparation | Natural Gas | Double Rack Oven | E10 | Utility - Cost of Operation | 0 | 0 | 0 | 0 | 0 | 0 | 0 | 0 | 0 | 0 | 0 | 0 | 0 | 0 | 0 | 0 | 0 | 0 | 0 | 0 | 0 | 0 | 0 | 0 | 0 | 0 | 0 | 0 | 0 | 0 | 0
F6_Commercial_Warehouse_Existing_Food Preparation_Natural Gas_Double Rack Oven_E1 | F6 | Commercial | Warehouse | Existing | Food Preparation | Natural Gas | Double Rack Oven | E1 | Utility - Value of Sales | 0.42124 | 0.42774 | 0.43246 | 0.43005 | 0.43049 | 0.40577 | 0.38532 | 0.3739 | 0.36916 | 0.38285 | 0.40082 | 0.4196 | 0.38536 | 0.40821 | 0.4096 | 0.40756 | 0.40793 | 0.40919 | 0.40137 | 0.40609 | 0.40927 | 0.41375 | 0.4195 | 0.2104 | 0.20629 | 0.20243 | 0.19878 | 0.19531 | 0.19199 | 0.18878 | 0.18568
F6_Commercial_Warehouse_Existing_Food Preparation_Natural Gas_Double Rack Oven_E2 | F6 | Commercial | Warehouse | Existing | Food Preparation | Natural Gas | Double Rack Oven | E2 | Utility - Value of Sales | 0.22977 | 0.23331 | 0.23589 | 0.23457 | 0.23481 | 0.22133 | 0.21017 | 0.20395 | 0.20136 | 0.20883 | 0.21863 | 0.22887 | 0.21019 | 0.22266 | 0.22342 | 0.22231 | 0.22251 | 0.22319 | 0.21893 | 0.2215 | 0.22324 | 0.22568 | 0.22882 | 0.11476 | 0.11252 | 0.11042 | 0.10843 | 0.10653 | 0.10472 | 0.10297 | 0.10128
F6_Commercial_Warehouse_Existing_Food Preparation_Natural Gas_Double Rack Oven_E3 | F6 | Commercial | Warehouse | Existing | Food Preparation | Natural Gas | Double Rack Oven | E3 | Utility - Value of Sales | 0 | 0 | 0 | 0 | 0 | 0 | 0 | 0 | 0 | 0 | 0 | 0 | 0 | 0 | 0 | 0 | 0 | 0 | 0 | 0 | 0 | 0 | 0 | 0 | 0 | 0 | 0 | 0 | 0 | 0 | 0
F6_Commercial_Warehouse_Existing_Food Preparation_Natural Gas_Double Rack Oven_E4 | F6 | Commercial | Warehouse | Existing | Food Preparation | Natural Gas | Double Rack Oven | E4 | Utility - Value of Sales | 0 | 0 | 0 | 0 | 0 | 0 | 0 | 0 | 0 | 0 | 0 | 0 | 0 | 0 | 0 | 0 | 0 | 0 | 0 | 0 | 0 | 0 | 0 | 0 | 0 | 0 | 0 | 0 | 0 | 0 | 0
F6_Commercial_Warehouse_Existing_Food Preparation_Natural Gas_Double Rack Oven_E5 | F6 | Commercial | Warehouse | Existing | Food Preparation | Natural Gas | Double Rack Oven | E5 | Utility - Value of Sales | 0 | 0 | 0 | 0 | 0 | 0 | 0 | 0 | 0 | 0 | 0 | 0 | 0 | 0 | 0 | 0 | 0 | 0 | 0 | 0 | 0 | 0 | 0 | 0 | 0 | 0 | 0 | 0 | 0 | 0 | 0
F6_Commercial_Warehouse_Existing_Food Preparation_Natural Gas_Double Rack Oven_E6 | F6 | Commercial | Warehouse | Existing | Food Preparation | Natural Gas | Double Rack Oven | E6 | Utility - Value of Sales | 0 | 0 | 0 | 0 | 0 | 0 | 0 | 0 | 0 | 0 | 0 | 0 | 0 | 0 | 0 | 0 | 0 | 0 | 0 | 0 | 0 | 0 | 0 | 0 | 0 | 0 | 0 | 0 | 0 | 0 | 0
F6_Commercial_Warehouse_Existing_Food Preparation_Natural Gas_Double Rack Oven_E7 | F6 | Commercial | Warehouse | Existing | Food Preparation | Natural Gas | Double Rack Oven | E7 | Utility - Value of Sales | 0 | 0 | 0 | 0 | 0 | 0 | 0 | 0 | 0 | 0 | 0 | 0 | 0 | 0 | 0 | 0 | 0 | 0 | 0 | 0 | 0 | 0 | 0 | 0 | 0 | 0 | 0 | 0 | 0 | 0 | 0
F6_Commercial_Warehouse_Existing_Food Preparation_Natural Gas_Double Rack Oven_E8 | F6 | Commercial | Warehouse | Existing | Food Preparation | Natural Gas | Double Rack Oven | E8 | Utility - Value of Sales | 0 | 0 | 0 | 0 | 0 | 0 | 0 | 0 | 0 | 0 | 0 | 0 | 0 | 0 | 0 | 0 | 0 | 0 | 0 | 0 | 0 | 0 | 0 | 0 | 0 | 0 | 0 | 0 | 0 | 0 | 0
F6_Commercial_Warehouse_Existing_Food Preparation_Natural Gas_Double Rack Oven_E9 | F6 | Commercial | Warehouse | Existing | Food Preparation | Natural Gas | Double Rack Oven | E9 | Utility - Value of Sales | 0 | 0 | 0 | 0 | 0 | 0 | 0 | 0 | 0 | 0 | 0 | 0 | 0 | 0 | 0 | 0 | 0 | 0 | 0 | 0 | 0 | 0 | 0 | 0 | 0 | 0 | 0 | 0 | 0 | 0 | 0
F6_Commercial_Warehouse_Existing_Food Preparation_Natural Gas_Double Rack Oven_E10 | F6 | Commercial | Warehouse | Existing | Food Preparation | Natural Gas | Double Rack Oven | E10 | Utility - Value of Sales | 0 | 0 | 0 | 0 | 0 | 0 | 0 | 0 | 0 | 0 | 0 | 0 | 0 | 0 | 0 | 0 | 0 | 0 | 0 | 0 | 0 | 0 | 0 | 0 | 0 | 0 | 0 | 0 | 0 | 0 | 0
F1_Commercial_Warehouse_Existing_Food Preparation_Natural Gas_Fryer_E1 | F1 | Commercial | Warehouse | Existing | Food Preparation | Natural Gas | Fryer | E1 | Participant - Cost of Equipment | 0.096432 | 0.096432 | 0.096432 | 0 | 0 | 0 | 0 | 0 | 0 | 0 | 0 | 0 | 0 | 0 | 0 | 0 | 0 | 0 | 0 | 0 | 0 | 0 | 0 | 0 | 0 | 0 | 0 | 0 | 0 | 0 | 0
F1_Commercial_Warehouse_Existing_Food Preparation_Natural Gas_Fryer_E2 | F1 | Commercial | Warehouse | Existing | Food Preparation | Natural Gas | Fryer | E2 | Participant - Cost of Equipment | 0.11501 | 0.11501 | 0.11501 | 0.11501 | 0.11501 | 0.11501 | 0.11501 | 0.11501 | 0.11501 | 0.11501 | 0.11501 | 0.11501 | 0.11501 | 0.11501 | 0.11501 | 0.11501 | 0.11501 | 0.11501 | 0.11501 | 0.11501 | 0.11501 | 0.11501 | 0.11501 | 0.11501 | 0.11501 | 0.11501 | 0.11501 | 0.11501 | 0.11501 | 0.11501 | 0.11501
F1_Commercial_Warehouse_Existing_Food Preparation_Natural Gas_Fryer_E3 | F1 | Commercial | Warehouse | Existing | Food Preparation | Natural Gas | Fryer | E3 | Participant - Cost of Equipment | 0 | 0 | 0 | 0 | 0 | 0 | 0 | 0 | 0 | 0 | 0 | 0 | 0 | 0 | 0 | 0 | 0 | 0 | 0 | 0 | 0 | 0 | 0 | 0 | 0 | 0 | 0 | 0 | 0 | 0 | 0
F1_Commercial_Warehouse_Existing_Food Preparation_Natural Gas_Fryer_E4 | F1 | Commercial | Warehouse | Existing | Food Preparation | Natural Gas | Fryer | E4 | Participant - Cost of Equipment | 0 | 0 | 0 | 0 | 0 | 0 | 0 | 0 | 0 | 0 | 0 | 0 | 0 | 0 | 0 | 0 | 0 | 0 | 0 | 0 | 0 | 0 | 0 | 0 | 0 | 0 | 0 | 0 | 0 | 0 | 0
F1_Commercial_Warehouse_Existing_Food Preparation_Natural Gas_Fryer_E5 | F1 | Commercial | Warehouse | Existing | Food Preparation | Natural Gas | Fryer | E5 | Participant - Cost of Equipment | 0 | 0 | 0 | 0 | 0 | 0 | 0 | 0 | 0 | 0 | 0 | 0 | 0 | 0 | 0 | 0 | 0 | 0 | 0 | 0 | 0 | 0 | 0 | 0 | 0 | 0 | 0 | 0 | 0 | 0 | 0
F1_Commercial_Warehouse_Existing_Food Preparation_Natural Gas_Fryer_E6 | F1 | Commercial | Warehouse | Existing | Food Preparation | Natural Gas | Fryer | E6 | Participant - Cost of Equipment | 0 | 0 | 0 | 0 | 0 | 0 | 0 | 0 | 0 | 0 | 0 | 0 | 0 | 0 | 0 | 0 | 0 | 0 | 0 | 0 | 0 | 0 | 0 | 0 | 0 | 0 | 0 | 0 | 0 | 0 | 0
F1_Commercial_Warehouse_Existing_Food Preparation_Natural Gas_Fryer_E7 | F1 | Commercial | Warehouse | Existing | Food Preparation | Natural Gas | Fryer | E7 | Participant - Cost of Equipment | 0 | 0 | 0 | 0 | 0 | 0 | 0 | 0 | 0 | 0 | 0 | 0 | 0 | 0 | 0 | 0 | 0 | 0 | 0 | 0 | 0 | 0 | 0 | 0 | 0 | 0 | 0 | 0 | 0 | 0 | 0
F1_Commercial_Warehouse_Existing_Food Preparation_Natural Gas_Fryer_E8 | F1 | Commercial | Warehouse | Existing | Food Preparation | Natural Gas | Fryer | E8 | Participant - Cost of Equipment | 0 | 0 | 0 | 0 | 0 | 0 | 0 | 0 | 0 | 0 | 0 | 0 | 0 | 0 | 0 | 0 | 0 | 0 | 0 | 0 | 0 | 0 | 0 | 0 | 0 | 0 | 0 | 0 | 0 | 0 | 0
F1_Commercial_Warehouse_Existing_Food Preparation_Natural Gas_Fryer_E9 | F1 | Commercial | Warehouse | Existing | Food Preparation | Natural Gas | Fryer | E9 | Participant - Cost of Equipment | 0 | 0 | 0 | 0 | 0 | 0 | 0 | 0 | 0 | 0 | 0 | 0 | 0 | 0 | 0 | 0 | 0 | 0 | 0 | 0 | 0 | 0 | 0 | 0 | 0 | 0 | 0 | 0 | 0 | 0 | 0
F1_Commercial_Warehouse_Existing_Food Preparation_Natural Gas_Fryer_E10 | F1 | Commercial | Warehouse | Existing | Food Preparation | Natural Gas | Fryer | E10 | Participant - Cost of Equipment | 0 | 0 | 0 | 0 | 0 | 0 | 0 | 0 | 0 | 0 | 0 | 0 | 0 | 0 | 0 | 0 | 0 | 0 | 0 | 0 | 0 | 0 | 0 | 0 | 0 | 0 | 0 | 0 | 0 | 0 | 0
F2_Commercial_Warehouse_Existing_Food Preparation_Natural Gas_Fryer_E1 | F2 | Commercial | Warehouse | Existing | Food Preparation | Natural Gas | Fryer | E1 | Participant - Cost of Operation | 0.20697 | 0.21153 | 0.21519 | 0 | 0 | 0 | 0 | 0 | 0 | 0 | 0 | 0 | 0 | 0 | 0 | 0 | 0 | 0 | 0 | 0 | 0 | 0 | 0 | 0 | 0 | 0 | 0 | 0 | 0 | 0 | 0
F2_Commercial_Warehouse_Existing_Food Preparation_Natural Gas_Fryer_E2 | F2 | Commercial | Warehouse | Existing | Food Preparation | Natural Gas | Fryer | E2 | Participant - Cost of Operation | 0.13908 | 0.14215 | 0.14461 | 0.14696 | 0.1505 | 0.14371 | 0.13552 | 0.1315 | 0.13032 | 0.12823 | 0.12691 | 0.12493 | 0.10959 | 0.11803 | 0.12889 | 0.13935 | 0.152 | 0.15289 | 0.14998 | 0.15227 | 0.1539 | 0.15606 | 0.15874 | 0.071833 | 0.070381 | 0.069025 | 0.067752 | 0.066547 | 0.065398 | 0.064295 | 0.06323
F2_Commercial_Warehouse_Existing_Food Preparation_Natural Gas_Fryer_E3 | F2 | Commercial | Warehouse | Existing | Food Preparation | Natural Gas | Fryer | E3 | Participant - Cost of Operation | 0 | 0 | 0 | 0 | 0 | 0 | 0 | 0 | 0 | 0 | 0 | 0 | 0 | 0 | 0 | 0 | 0 | 0 | 0 | 0 | 0 | 0 | 0 | 0 | 0 | 0 | 0 | 0 | 0 | 0 | 0
F2_Commercial_Warehouse_Existing_Food Preparation_Natural Gas_Fryer_E4 | F2 | Commercial | Warehouse | Existing | Food Preparation | Natural Gas | Fryer | E4 | Participant - Cost of Operation | 0 | 0 | 0 | 0 | 0 | 0 | 0 | 0 | 0 | 0 | 0 | 0 | 0 | 0 | 0 | 0 | 0 | 0 | 0 | 0 | 0 | 0 | 0 | 0 | 0 | 0 | 0 | 0 | 0 | 0 | 0
F2_Commercial_Warehouse_Existing_Food Preparation_Natural Gas_Fryer_E5 | F2 | Commercial | Warehouse | Existing | Food Preparation | Natural Gas | Fryer | E5 | Participant - Cost of Operation | 0 | 0 | 0 | 0 | 0 | 0 | 0 | 0 | 0 | 0 | 0 | 0 | 0 | 0 | 0 | 0 | 0 | 0 | 0 | 0 | 0 | 0 | 0 | 0 | 0 | 0 | 0 | 0 | 0 | 0 | 0
F2_Commercial_Warehouse_Existing_Food Preparation_Natural Gas_Fryer_E6 | F2 | Commercial | Warehouse | Existing | Food Preparation | Natural Gas | Fryer | E6 | Participant - Cost of Operation | 0 | 0 | 0 | 0 | 0 | 0 | 0 | 0 | 0 | 0 | 0 | 0 | 0 | 0 | 0 | 0 | 0 | 0 | 0 | 0 | 0 | 0 | 0 | 0 | 0 | 0 | 0 | 0 | 0 | 0 | 0
F2_Commercial_Warehouse_Existing_Food Preparation_Natural Gas_Fryer_E7 | F2 | Commercial | Warehouse | Existing | Food Preparation | Natural Gas | Fryer | E7 | Participant - Cost of Operation | 0 | 0 | 0 | 0 | 0 | 0 | 0 | 0 | 0 | 0 | 0 | 0 | 0 | 0 | 0 | 0 | 0 | 0 | 0 | 0 | 0 | 0 | 0 | 0 | 0 | 0 | 0 | 0 | 0 | 0 | 0
F2_Commercial_Warehouse_Existing_Food Preparation_Natural Gas_Fryer_E8 | F2 | Commercial | Warehouse | Existing | Food Preparation | Natural Gas | Fryer | E8 | Participant - Cost of Operation | 0 | 0 | 0 | 0 | 0 | 0 | 0 | 0 | 0 | 0 | 0 | 0 | 0 | 0 | 0 | 0 | 0 | 0 | 0 | 0 | 0 | 0 | 0 | 0 | 0 | 0 | 0 | 0 | 0 | 0 | 0
F2_Commercial_Warehouse_Existing_Food Preparation_Natural Gas_Fryer_E9 | F2 | Commercial | Warehouse | Existing | Food Preparation | Natural Gas | Fryer | E9 | Participant - Cost of Operation | 0 | 0 | 0 | 0 | 0 | 0 | 0 | 0 | 0 | 0 | 0 | 0 | 0 | 0 | 0 | 0 | 0 | 0 | 0 | 0 | 0 | 0 | 0 | 0 | 0 | 0 | 0 | 0 | 0 | 0 | 0
F2_Commercial_Warehouse_Existing_Food Preparation_Natural Gas_Fryer_E10 | F2 | Commercial | Warehouse | Existing | Food Preparation | Natural Gas | Fryer | E10 | Participant - Cost of Operation | 0 | 0 | 0 | 0 | 0 | 0 | 0 | 0 | 0 | 0 | 0 | 0 | 0 | 0 | 0 | 0 | 0 | 0 | 0 | 0 | 0 | 0 | 0 | 0 | 0 | 0 | 0 | 0 | 0 | 0 | 0
F3_Commercial_Warehouse_Existing_Food Preparation_Natural Gas_Fryer_E1 | F3 | Commercial | Warehouse | Existing | Food Preparation | Natural Gas | Fryer | E1 | System - kBTUs of Conusmption | 17.427 | 17.4734 | 17.4438 | 0 | 0 | 0 | 0 | 0 | 0 | 0 | 0 | 0 | 0 | 0 | 0 | 0 | 0 | 0 | 0 | 0 | 0 | 0 | 0 | 0 | 0 | 0 | 0 | 0 | 0 | 0 | 0
F3_Commercial_Warehouse_Existing_Food Preparation_Natural Gas_Fryer_E2 | F3 | Commercial | Warehouse | Existing | Food Preparation | Natural Gas | Fryer | E2 | System - kBTUs of Conusmption | 11.7108 | 11.7419 | 11.7221 | 11.7085 | 11.7085 | 11.7085 | 11.7085 | 11.7085 | 11.7085 | 11.7085 | 11.7085 | 11.7085 | 11.7085 | 11.7085 | 11.7085 | 11.7085 | 11.7085 | 11.7085 | 11.7085 | 11.7085 | 11.7085 | 11.7085 | 11.7085 | 11.7085 | 11.7085 | 11.7085 | 11.7085 | 11.7085 | 11.7085 | 11.7085 | 11.7085
F3_Commercial_Warehouse_Existing_Food Preparation_Natural Gas_Fryer_E3 | F3 | Commercial | Warehouse | Existing | Food Preparation | Natural Gas | Fryer | E3 | System - kBTUs of Conusmption | 0 | 0 | 0 | 0 | 0 | 0 | 0 | 0 | 0 | 0 | 0 | 0 | 0 | 0 | 0 | 0 | 0 | 0 | 0 | 0 | 0 | 0 | 0 | 0 | 0 | 0 | 0 | 0 | 0 | 0 | 0
F3_Commercial_Warehouse_Existing_Food Preparation_Natural Gas_Fryer_E4 | F3 | Commercial | Warehouse | Existing | Food Preparation | Natural Gas | Fryer | E4 | System - kBTUs of Conusmption | 0 | 0 | 0 | 0 | 0 | 0 | 0 | 0 | 0 | 0 | 0 | 0 | 0 | 0 | 0 | 0 | 0 | 0 | 0 | 0 | 0 | 0 | 0 | 0 | 0 | 0 | 0 | 0 | 0 | 0 | 0
F3_Commercial_Warehouse_Existing_Food Preparation_Natural Gas_Fryer_E5 | F3 | Commercial | Warehouse | Existing | Food Preparation | Natural Gas | Fryer | E5 | System - kBTUs of Conusmption | 0 | 0 | 0 | 0 | 0 | 0 | 0 | 0 | 0 | 0 | 0 | 0 | 0 | 0 | 0 | 0 | 0 | 0 | 0 | 0 | 0 | 0 | 0 | 0 | 0 | 0 | 0 | 0 | 0 | 0 | 0
F3_Commercial_Warehouse_Existing_Food Preparation_Natural Gas_Fryer_E6 | F3 | Commercial | Warehouse | Existing | Food Preparation | Natural Gas | Fryer | E6 | System - kBTUs of Conusmption | 0 | 0 | 0 | 0 | 0 | 0 | 0 | 0 | 0 | 0 | 0 | 0 | 0 | 0 | 0 | 0 | 0 | 0 | 0 | 0 | 0 | 0 | 0 | 0 | 0 | 0 | 0 | 0 | 0 | 0 | 0
F3_Commercial_Warehouse_Existing_Food Preparation_Natural Gas_Fryer_E7 | F3 | Commercial | Warehouse | Existing | Food Preparation | Natural Gas | Fryer | E7 | System - kBTUs of Conusmption | 0 | 0 | 0 | 0 | 0 | 0 | 0 | 0 | 0 | 0 | 0 | 0 | 0 | 0 | 0 | 0 | 0 | 0 | 0 | 0 | 0 | 0 | 0 | 0 | 0 | 0 | 0 | 0 | 0 | 0 | 0
F3_Commercial_Warehouse_Existing_Food Preparation_Natural Gas_Fryer_E8 | F3 | Commercial | Warehouse | Existing | Food Preparation | Natural Gas | Fryer | E8 | System - kBTUs of Conusmption | 0 | 0 | 0 | 0 | 0 | 0 | 0 | 0 | 0 | 0 | 0 | 0 | 0 | 0 | 0 | 0 | 0 | 0 | 0 | 0 | 0 | 0 | 0 | 0 | 0 | 0 | 0 | 0 | 0 | 0 | 0
F3_Commercial_Warehouse_Existing_Food Preparation_Natural Gas_Fryer_E9 | F3 | Commercial | Warehouse | Existing | Food Preparation | Natural Gas | Fryer | E9 | System - kBTUs of Conusmption | 0 | 0 | 0 | 0 | 0 | 0 | 0 | 0 | 0 | 0 | 0 | 0 | 0 | 0 | 0 | 0 | 0 | 0 | 0 | 0 | 0 | 0 | 0 | 0 | 0 | 0 | 0 | 0 | 0 | 0 | 0
F3_Commercial_Warehouse_Existing_Food Preparation_Natural Gas_Fryer_E10 | F3 | Commercial | Warehouse | Existing | Food Preparation | Natural Gas | Fryer | E10 | System - kBTUs of Conusmption | 0 | 0 | 0 | 0 | 0 | 0 | 0 | 0 | 0 | 0 | 0 | 0 | 0 | 0 | 0 | 0 | 0 | 0 | 0 | 0 | 0 | 0 | 0 | 0 | 0 | 0 | 0 | 0 | 0 | 0 | 0
F4_Commercial_Warehouse_Existing_Food Preparation_Natural Gas_Fryer_E1 | F4 | Commercial | Warehouse | Existing | Food Preparation | Natural Gas | Fryer | E1 | Utility - Cost of Equipment | 0.096432 | 0.096432 | 0.096432 | 0 | 0 | 0 | 0 | 0 | 0 | 0 | 0 | 0 | 0 | 0 | 0 | 0 | 0 | 0 | 0 | 0 | 0 | 0 | 0 | 0 | 0 | 0 | 0 | 0 | 0 | 0 | 0
F4_Commercial_Warehouse_Existing_Food Preparation_Natural Gas_Fryer_E2 | F4 | Commercial | Warehouse | Existing | Food Preparation | Natural Gas | Fryer | E2 | Utility - Cost of Equipment | 0.11501 | 0.11501 | 0.11501 | 0.11501 | 0.11501 | 0.11501 | 0.11501 | 0.11501 | 0.11501 | 0.11501 | 0.11501 | 0.11501 | 0.11501 | 0.11501 | 0.11501 | 0.11501 | 0.11501 | 0.11501 | 0.11501 | 0.11501 | 0.11501 | 0.11501 | 0.11501 | 0.11501 | 0.11501 | 0.11501 | 0.11501 | 0.11501 | 0.11501 | 0.11501 | 0.11501
F4_Commercial_Warehouse_Existing_Food Preparation_Natural Gas_Fryer_E3 | F4 | Commercial | Warehouse | Existing | Food Preparation | Natural Gas | Fryer | E3 | Utility - Cost of Equipment | 0 | 0 | 0 | 0 | 0 | 0 | 0 | 0 | 0 | 0 | 0 | 0 | 0 | 0 | 0 | 0 | 0 | 0 | 0 | 0 | 0 | 0 | 0 | 0 | 0 | 0 | 0 | 0 | 0 | 0 | 0
F4_Commercial_Warehouse_Existing_Food Preparation_Natural Gas_Fryer_E4 | F4 | Commercial | Warehouse | Existing | Food Preparation | Natural Gas | Fryer | E4 | Utility - Cost of Equipment | 0 | 0 | 0 | 0 | 0 | 0 | 0 | 0 | 0 | 0 | 0 | 0 | 0 | 0 | 0 | 0 | 0 | 0 | 0 | 0 | 0 | 0 | 0 | 0 | 0 | 0 | 0 | 0 | 0 | 0 | 0
F4_Commercial_Warehouse_Existing_Food Preparation_Natural Gas_Fryer_E5 | F4 | Commercial | Warehouse | Existing | Food Preparation | Natural Gas | Fryer | E5 | Utility - Cost of Equipment | 0 | 0 | 0 | 0 | 0 | 0 | 0 | 0 | 0 | 0 | 0 | 0 | 0 | 0 | 0 | 0 | 0 | 0 | 0 | 0 | 0 | 0 | 0 | 0 | 0 | 0 | 0 | 0 | 0 | 0 | 0
F4_Commercial_Warehouse_Existing_Food Preparation_Natural Gas_Fryer_E6 | F4 | Commercial | Warehouse | Existing | Food Preparation | Natural Gas | Fryer | E6 | Utility - Cost of Equipment | 0 | 0 | 0 | 0 | 0 | 0 | 0 | 0 | 0 | 0 | 0 | 0 | 0 | 0 | 0 | 0 | 0 | 0 | 0 | 0 | 0 | 0 | 0 | 0 | 0 | 0 | 0 | 0 | 0 | 0 | 0
F4_Commercial_Warehouse_Existing_Food Preparation_Natural Gas_Fryer_E7 | F4 | Commercial | Warehouse | Existing | Food Preparation | Natural Gas | Fryer | E7 | Utility - Cost of Equipment | 0 | 0 | 0 | 0 | 0 | 0 | 0 | 0 | 0 | 0 | 0 | 0 | 0 | 0 | 0 | 0 | 0 | 0 | 0 | 0 | 0 | 0 | 0 | 0 | 0 | 0 | 0 | 0 | 0 | 0 | 0
F4_Commercial_Warehouse_Existing_Food Preparation_Natural Gas_Fryer_E8 | F4 | Commercial | Warehouse | Existing | Food Preparation | Natural Gas | Fryer | E8 | Utility - Cost of Equipment | 0 | 0 | 0 | 0 | 0 | 0 | 0 | 0 | 0 | 0 | 0 | 0 | 0 | 0 | 0 | 0 | 0 | 0 | 0 | 0 | 0 | 0 | 0 | 0 | 0 | 0 | 0 | 0 | 0 | 0 | 0
F4_Commercial_Warehouse_Existing_Food Preparation_Natural Gas_Fryer_E9 | F4 | Commercial | Warehouse | Existing | Food Preparation | Natural Gas | Fryer | E9 | Utility - Cost of Equipment | 0 | 0 | 0 | 0 | 0 | 0 | 0 | 0 | 0 | 0 | 0 | 0 | 0 | 0 | 0 | 0 | 0 | 0 | 0 | 0 | 0 | 0 | 0 | 0 | 0 | 0 | 0 | 0 | 0 | 0 | 0
F4_Commercial_Warehouse_Existing_Food Preparation_Natural Gas_Fryer_E10 | F4 | Commercial | Warehouse | Existing | Food Preparation | Natural Gas | Fryer | E10 | Utility - Cost of Equipment | 0 | 0 | 0 | 0 | 0 | 0 | 0 | 0 | 0 | 0 | 0 | 0 | 0 | 0 | 0 | 0 | 0 | 0 | 0 | 0 | 0 | 0 | 0 | 0 | 0 | 0 | 0 | 0 | 0 | 0 | 0
F5_Commercial_Warehouse_Existing_Food Preparation_Natural Gas_Fryer_E1 | F5 | Commercial | Warehouse | Existing | Food Preparation | Natural Gas | Fryer | E1 | Utility - Cost of Operation | 0.17275 | 0.17656 | 0.17962 | 0 | 0 | 0 | 0 | 0 | 0 | 0 | 0 | 0 | 0 | 0 | 0 | 0 | 0 | 0 | 0 | 0 | 0 | 0 | 0 | 0 | 0 | 0 | 0 | 0 | 0 | 0 | 0
F5_Commercial_Warehouse_Existing_Food Preparation_Natural Gas_Fryer_E2 | F5 | Commercial | Warehouse | Existing | Food Preparation | Natural Gas | Fryer | E2 | Utility - Cost of Operation | 0.11609 | 0.11865 | 0.1207 | 0.12266 | 0.12562 | 0.11995 | 0.11312 | 0.10976 | 0.10877 | 0.10703 | 0.10593 | 0.10428 | 0.091476 | 0.09852 | 0.10758 | 0.11632 | 0.12687 | 0.12762 | 0.12519 | 0.1271 | 0.12846 | 0.13026 | 0.1325 | 0.059958 | 0.058746 | 0.057614 | 0.056551 | 0.055546 | 0.054587 | 0.053666 | 0.052777
F5_Commercial_Warehouse_Existing_Food Preparation_Natural Gas_Fryer_E3 | F5 | Commercial | Warehouse | Existing | Food Preparation | Natural Gas | Fryer | E3 | Utility - Cost of Operation | 0 | 0 | 0 | 0 | 0 | 0 | 0 | 0 | 0 | 0 | 0 | 0 | 0 | 0 | 0 | 0 | 0 | 0 | 0 | 0 | 0 | 0 | 0 | 0 | 0 | 0 | 0 | 0 | 0 | 0 | 0
F5_Commercial_Warehouse_Existing_Food Preparation_Natural Gas_Fryer_E4 | F5 | Commercial | Warehouse | Existing | Food Preparation | Natural Gas | Fryer | E4 | Utility - Cost of Operation | 0 | 0 | 0 | 0 | 0 | 0 | 0 | 0 | 0 | 0 | 0 | 0 | 0 | 0 | 0 | 0 | 0 | 0 | 0 | 0 | 0 | 0 | 0 | 0 | 0 | 0 | 0 | 0 | 0 | 0 | 0
F5_Commercial_Warehouse_Existing_Food Preparation_Natural Gas_Fryer_E5 | F5 | Commercial | Warehouse | Existing | Food Preparation | Natural Gas | Fryer | E5 | Utility - Cost of Operation | 0 | 0 | 0 | 0 | 0 | 0 | 0 | 0 | 0 | 0 | 0 | 0 | 0 | 0 | 0 | 0 | 0 | 0 | 0 | 0 | 0 | 0 | 0 | 0 | 0 | 0 | 0 | 0 | 0 | 0 | 0
F5_Commercial_Warehouse_Existing_Food Preparation_Natural Gas_Fryer_E6 | F5 | Commercial | Warehouse | Existing | Food Preparation | Natural Gas | Fryer | E6 | Utility - Cost of Operation | 0 | 0 | 0 | 0 | 0 | 0 | 0 | 0 | 0 | 0 | 0 | 0 | 0 | 0 | 0 | 0 | 0 | 0 | 0 | 0 | 0 | 0 | 0 | 0 | 0 | 0 | 0 | 0 | 0 | 0 | 0
F5_Commercial_Warehouse_Existing_Food Preparation_Natural Gas_Fryer_E7 | F5 | Commercial | Warehouse | Existing | Food Preparation | Natural Gas | Fryer | E7 | Utility - Cost of Operation | 0 | 0 | 0 | 0 | 0 | 0 | 0 | 0 | 0 | 0 | 0 | 0 | 0 | 0 | 0 | 0 | 0 | 0 | 0 | 0 | 0 | 0 | 0 | 0 | 0 | 0 | 0 | 0 | 0 | 0 | 0
F5_Commercial_Warehouse_Existing_Food Preparation_Natural Gas_Fryer_E8 | F5 | Commercial | Warehouse | Existing | Food Preparation | Natural Gas | Fryer | E8 | Utility - Cost of Operation | 0 | 0 | 0 | 0 | 0 | 0 | 0 | 0 | 0 | 0 | 0 | 0 | 0 | 0 | 0 | 0 | 0 | 0 | 0 | 0 | 0 | 0 | 0 | 0 | 0 | 0 | 0 | 0 | 0 | 0 | 0
F5_Commercial_Warehouse_Existing_Food Preparation_Natural Gas_Fryer_E9 | F5 | Commercial | Warehouse | Existing | Food Preparation | Natural Gas | Fryer | E9 | Utility - Cost of Operation | 0 | 0 | 0 | 0 | 0 | 0 | 0 | 0 | 0 | 0 | 0 | 0 | 0 | 0 | 0 | 0 | 0 | 0 | 0 | 0 | 0 | 0 | 0 | 0 | 0 | 0 | 0 | 0 | 0 | 0 | 0
F5_Commercial_Warehouse_Existing_Food Preparation_Natural Gas_Fryer_E10 | F5 | Commercial | Warehouse | Existing | Food Preparation | Natural Gas | Fryer | E10 | Utility - Cost of Operation | 0 | 0 | 0 | 0 | 0 | 0 | 0 | 0 | 0 | 0 | 0 | 0 | 0 | 0 | 0 | 0 | 0 | 0 | 0 | 0 | 0 | 0 | 0 | 0 | 0 | 0 | 0 | 0 | 0 | 0 | 0
F6_Commercial_Warehouse_Existing_Food Preparation_Natural Gas_Fryer_E1 | F6 | Commercial | Warehouse | Existing | Food Preparation | Natural Gas | Fryer | E1 | Utility - Value of Sales | 0.20697 | 0.21153 | 0.21519 | 0 | 0 | 0 | 0 | 0 | 0 | 0 | 0 | 0 | 0 | 0 | 0 | 0 | 0 | 0 | 0 | 0 | 0 | 0 | 0 | 0 | 0 | 0 | 0 | 0 | 0 | 0 | 0
F6_Commercial_Warehouse_Existing_Food Preparation_Natural Gas_Fryer_E2 | F6 | Commercial | Warehouse | Existing | Food Preparation | Natural Gas | Fryer | E2 | Utility - Value of Sales | 0.13908 | 0.14215 | 0.14461 | 0.14696 | 0.1505 | 0.14371 | 0.13552 | 0.1315 | 0.13032 | 0.12823 | 0.12691 | 0.12493 | 0.10959 | 0.11803 | 0.12889 | 0.13935 | 0.152 | 0.15289 | 0.14998 | 0.15227 | 0.1539 | 0.15606 | 0.15874 | 0.071833 | 0.070381 | 0.069025 | 0.067752 | 0.066547 | 0.065398 | 0.064295 | 0.06323
F6_Commercial_Warehouse_Existing_Food Preparation_Natural Gas_Fryer_E3 | F6 | Commercial | Warehouse | Existing | Food Preparation | Natural Gas | Fryer | E3 | Utility - Value of Sales | 0 | 0 | 0 | 0 | 0 | 0 | 0 | 0 | 0 | 0 | 0 | 0 | 0 | 0 | 0 | 0 | 0 | 0 | 0 | 0 | 0 | 0 | 0 | 0 | 0 | 0 | 0 | 0 | 0 | 0 | 0
F6_Commercial_Warehouse_Existing_Food Preparation_Natural Gas_Fryer_E4 | F6 | Commercial | Warehouse | Existing | Food Preparation | Natural Gas | Fryer | E4 | Utility - Value of Sales | 0 | 0 | 0 | 0 | 0 | 0 | 0 | 0 | 0 | 0 | 0 | 0 | 0 | 0 | 0 | 0 | 0 | 0 | 0 | 0 | 0 | 0 | 0 | 0 | 0 | 0 | 0 | 0 | 0 | 0 | 0
F6_Commercial_Warehouse_Existing_Food Preparation_Natural Gas_Fryer_E5 | F6 | Commercial | Warehouse | Existing | Food Preparation | Natural Gas | Fryer | E5 | Utility - Value of Sales | 0 | 0 | 0 | 0 | 0 | 0 | 0 | 0 | 0 | 0 | 0 | 0 | 0 | 0 | 0 | 0 | 0 | 0 | 0 | 0 | 0 | 0 | 0 | 0 | 0 | 0 | 0 | 0 | 0 | 0 | 0
F6_Commercial_Warehouse_Existing_Food Preparation_Natural Gas_Fryer_E6 | F6 | Commercial | Warehouse | Existing | Food Preparation | Natural Gas | Fryer | E6 | Utility - Value of Sales | 0 | 0 | 0 | 0 | 0 | 0 | 0 | 0 | 0 | 0 | 0 | 0 | 0 | 0 | 0 | 0 | 0 | 0 | 0 | 0 | 0 | 0 | 0 | 0 | 0 | 0 | 0 | 0 | 0 | 0 | 0
F6_Commercial_Warehouse_Existing_Food Preparation_Natural Gas_Fryer_E7 | F6 | Commercial | Warehouse | Existing | Food Preparation | Natural Gas | Fryer | E7 | Utility - Value of Sales | 0 | 0 | 0 | 0 | 0 | 0 | 0 | 0 | 0 | 0 | 0 | 0 | 0 | 0 | 0 | 0 | 0 | 0 | 0 | 0 | 0 | 0 | 0 | 0 | 0 | 0 | 0 | 0 | 0 | 0 | 0
F6_Commercial_Warehouse_Existing_Food Preparation_Natural Gas_Fryer_E8 | F6 | Commercial | Warehouse | Existing | Food Preparation | Natural Gas | Fryer | E8 | Utility - Value of Sales | 0 | 0 | 0 | 0 | 0 | 0 | 0 | 0 | 0 | 0 | 0 | 0 | 0 | 0 | 0 | 0 | 0 | 0 | 0 | 0 | 0 | 0 | 0 | 0 | 0 | 0 | 0 | 0 | 0 | 0 | 0
F6_Commercial_Warehouse_Existing_Food Preparation_Natural Gas_Fryer_E9 | F6 | Commercial | Warehouse | Existing | Food Preparation | Natural Gas | Fryer | E9 | Utility - Value of Sales | 0 | 0 | 0 | 0 | 0 | 0 | 0 | 0 | 0 | 0 | 0 | 0 | 0 | 0 | 0 | 0 | 0 | 0 | 0 | 0 | 0 | 0 | 0 | 0 | 0 | 0 | 0 | 0 | 0 | 0 | 0
F6_Commercial_Warehouse_Existing_Food Preparation_Natural Gas_Fryer_E10 | F6 | Commercial | Warehouse | Existing | Food Preparation | Natural Gas | Fryer | E10 | Utility - Value of Sales | 0 | 0 | 0 | 0 | 0 | 0 | 0 | 0 | 0 | 0 | 0 | 0 | 0 | 0 | 0 | 0 | 0 | 0 | 0 | 0 | 0 | 0 | 0 | 0 | 0 | 0 | 0 | 0 | 0 | 0 | 0
F1_Commercial_Warehouse_Existing_Food Preparation_Natural Gas_Broiler_E1 | F1 | Commercial | Warehouse | Existing | Food Preparation | Natural Gas | Broiler | E1 | Participant - Cost of Equipment | 0.086465 | 0.086465 | 0.086465 | 0.086465 | 0.086465 | 0.086465 | 0.086465 | 0.086465 | 0.086465 | 0.086465 | 0.086465 | 0.086465 | 0.086465 | 0.086465 | 0.086465 | 0.086465 | 0.086465 | 0.086465 | 0.086465 | 0.086465 | 0.086465 | 0.086465 | 0.086465 | 0.086465 | 0.086465 | 0.086465 | 0.086465 | 0.086465 | 0.086465 | 0.086465 | 0.086465
F1_Commercial_Warehouse_Existing_Food Preparation_Natural Gas_Broiler_E2 | F1 | Commercial | Warehouse | Existing | Food Preparation | Natural Gas | Broiler | E2 | Participant - Cost of Equipment | 0.12105 | 0.12105 | 0.12105 | 0.12105 | 0.12105 | 0.12105 | 0.12105 | 0.12105 | 0.12105 | 0.12105 | 0.12105 | 0.12105 | 0.12105 | 0.12105 | 0.12105 | 0.12105 | 0.12105 | 0.12105 | 0.12105 | 0.12105 | 0.12105 | 0.12105 | 0.12105 | 0.12105 | 0.12105 | 0.12105 | 0.12105 | 0.12105 | 0.12105 | 0.12105 | 0.12105
F1_Commercial_Warehouse_Existing_Food Preparation_Natural Gas_Broiler_E3 | F1 | Commercial | Warehouse | Existing | Food Preparation | Natural Gas | Broiler | E3 | Participant - Cost of Equipment | 0 | 0 | 0 | 0 | 0 | 0 | 0 | 0 | 0 | 0 | 0 | 0 | 0 | 0 | 0 | 0 | 0 | 0 | 0 | 0 | 0 | 0 | 0 | 0 | 0 | 0 | 0 | 0 | 0 | 0 | 0
F1_Commercial_Warehouse_Existing_Food Preparation_Natural Gas_Broiler_E4 | F1 | Commercial | Warehouse | Existing | Food Preparation | Natural Gas | Broiler | E4 | Participant - Cost of Equipment | 0 | 0 | 0 | 0 | 0 | 0 | 0 | 0 | 0 | 0 | 0 | 0 | 0 | 0 | 0 | 0 | 0 | 0 | 0 | 0 | 0 | 0 | 0 | 0 | 0 | 0 | 0 | 0 | 0 | 0 | 0
F1_Commercial_Warehouse_Existing_Food Preparation_Natural Gas_Broiler_E5 | F1 | Commercial | Warehouse | Existing | Food Preparation | Natural Gas | Broiler | E5 | Participant - Cost of Equipment | 0 | 0 | 0 | 0 | 0 | 0 | 0 | 0 | 0 | 0 | 0 | 0 | 0 | 0 | 0 | 0 | 0 | 0 | 0 | 0 | 0 | 0 | 0 | 0 | 0 | 0 | 0 | 0 | 0 | 0 | 0
F1_Commercial_Warehouse_Existing_Food Preparation_Natural Gas_Broiler_E6 | F1 | Commercial | Warehouse | Existing | Food Preparation | Natural Gas | Broiler | E6 | Participant - Cost of Equipment | 0 | 0 | 0 | 0 | 0 | 0 | 0 | 0 | 0 | 0 | 0 | 0 | 0 | 0 | 0 | 0 | 0 | 0 | 0 | 0 | 0 | 0 | 0 | 0 | 0 | 0 | 0 | 0 | 0 | 0 | 0
F1_Commercial_Warehouse_Existing_Food Preparation_Natural Gas_Broiler_E7 | F1 | Commercial | Warehouse | Existing | Food Preparation | Natural Gas | Broiler | E7 | Participant - Cost of Equipment | 0 | 0 | 0 | 0 | 0 | 0 | 0 | 0 | 0 | 0 | 0 | 0 | 0 | 0 | 0 | 0 | 0 | 0 | 0 | 0 | 0 | 0 | 0 | 0 | 0 | 0 | 0 | 0 | 0 | 0 | 0
F1_Commercial_Warehouse_Existing_Food Preparation_Natural Gas_Broiler_E8 | F1 | Commercial | Warehouse | Existing | Food Preparation | Natural Gas | Broiler | E8 | Participant - Cost of Equipment | 0 | 0 | 0 | 0 | 0 | 0 | 0 | 0 | 0 | 0 | 0 | 0 | 0 | 0 | 0 | 0 | 0 | 0 | 0 | 0 | 0 | 0 | 0 | 0 | 0 | 0 | 0 | 0 | 0 | 0 | 0
F1_Commercial_Warehouse_Existing_Food Preparation_Natural Gas_Broiler_E9 | F1 | Commercial | Warehouse | Existing | Food Preparation | Natural Gas | Broiler | E9 | Participant - Cost of Equipment | 0 | 0 | 0 | 0 | 0 | 0 | 0 | 0 | 0 | 0 | 0 | 0 | 0 | 0 | 0 | 0 | 0 | 0 | 0 | 0 | 0 | 0 | 0 | 0 | 0 | 0 | 0 | 0 | 0 | 0 | 0
F1_Commercial_Warehouse_Existing_Food Preparation_Natural Gas_Broiler_E10 | F1 | Commercial | Warehouse | Existing | Food Preparation | Natural Gas | Broiler | E10 | Participant - Cost of Equipment | 0 | 0 | 0 | 0 | 0 | 0 | 0 | 0 | 0 | 0 | 0 | 0 | 0 | 0 | 0 | 0 | 0 | 0 | 0 | 0 | 0 | 0 | 0 | 0 | 0 | 0 | 0 | 0 | 0 | 0 | 0
F2_Commercial_Warehouse_Existing_Food Preparation_Natural Gas_Broiler_E1 | F2 | Commercial | Warehouse | Existing | Food Preparation | Natural Gas | Broiler | E1 | Participant - Cost of Operation | 0.21722 | 0.22057 | 0.223 | 0.22176 | 0.22199 | 0.20924 | 0.19869 | 0.19281 | 0.19036 | 0.19742 | 0.20669 | 0.21637 | 0.19871 | 0.2105 | 0.21122 | 0.21016 | 0.21036 | 0.211 | 0.20697 | 0.20941 | 0.21105 | 0.21335 | 0.21632 | 0.10849 | 0.10637 | 0.10438 | 0.1025 | 0.10071 | 0.098999 | 0.097348 | 0.09575
F2_Commercial_Warehouse_Existing_Food Preparation_Natural Gas_Broiler_E2 | F2 | Commercial | Warehouse | Existing | Food Preparation | Natural Gas | Broiler | E2 | Participant - Cost of Operation | 0.13964 | 0.1418 | 0.14336 | 0.14256 | 0.14271 | 0.13451 | 0.12773 | 0.12395 | 0.12238 | 0.12691 | 0.13287 | 0.1391 | 0.12774 | 0.13532 | 0.13578 | 0.13511 | 0.13523 | 0.13565 | 0.13305 | 0.13462 | 0.13567 | 0.13716 | 0.13906 | 0.069746 | 0.068384 | 0.067104 | 0.065895 | 0.064744 | 0.063642 | 0.062581 | 0.061553
F2_Commercial_Warehouse_Existing_Food Preparation_Natural Gas_Broiler_E3 | F2 | Commercial | Warehouse | Existing | Food Preparation | Natural Gas | Broiler | E3 | Participant - Cost of Operation | 0 | 0 | 0 | 0 | 0 | 0 | 0 | 0 | 0 | 0 | 0 | 0 | 0 | 0 | 0 | 0 | 0 | 0 | 0 | 0 | 0 | 0 | 0 | 0 | 0 | 0 | 0 | 0 | 0 | 0 | 0
F2_Commercial_Warehouse_Existing_Food Preparation_Natural Gas_Broiler_E4 | F2 | Commercial | Warehouse | Existing | Food Preparation | Natural Gas | Broiler | E4 | Participant - Cost of Operation | 0 | 0 | 0 | 0 | 0 | 0 | 0 | 0 | 0 | 0 | 0 | 0 | 0 | 0 | 0 | 0 | 0 | 0 | 0 | 0 | 0 | 0 | 0 | 0 | 0 | 0 | 0 | 0 | 0 | 0 | 0
F2_Commercial_Warehouse_Existing_Food Preparation_Natural Gas_Broiler_E5 | F2 | Commercial | Warehouse | Existing | Food Preparation | Natural Gas | Broiler | E5 | Participant - Cost of Operation | 0 | 0 | 0 | 0 | 0 | 0 | 0 | 0 | 0 | 0 | 0 | 0 | 0 | 0 | 0 | 0 | 0 | 0 | 0 | 0 | 0 | 0 | 0 | 0 | 0 | 0 | 0 | 0 | 0 | 0 | 0
F2_Commercial_Warehouse_Existing_Food Preparation_Natural Gas_Broiler_E6 | F2 | Commercial | Warehouse | Existing | Food Preparation | Natural Gas | Broiler | E6 | Participant - Cost of Operation | 0 | 0 | 0 | 0 | 0 | 0 | 0 | 0 | 0 | 0 | 0 | 0 | 0 | 0 | 0 | 0 | 0 | 0 | 0 | 0 | 0 | 0 | 0 | 0 | 0 | 0 | 0 | 0 | 0 | 0 | 0
F2_Commercial_Warehouse_Existing_Food Preparation_Natural Gas_Broiler_E7 | F2 | Commercial | Warehouse | Existing | Food Preparation | Natural Gas | Broiler | E7 | Participant - Cost of Operation | 0 | 0 | 0 | 0 | 0 | 0 | 0 | 0 | 0 | 0 | 0 | 0 | 0 | 0 | 0 | 0 | 0 | 0 | 0 | 0 | 0 | 0 | 0 | 0 | 0 | 0 | 0 | 0 | 0 | 0 | 0
F2_Commercial_Warehouse_Existing_Food Preparation_Natural Gas_Broiler_E8 | F2 | Commercial | Warehouse | Existing | Food Preparation | Natural Gas | Broiler | E8 | Participant - Cost of Operation | 0 | 0 | 0 | 0 | 0 | 0 | 0 | 0 | 0 | 0 | 0 | 0 | 0 | 0 | 0 | 0 | 0 | 0 | 0 | 0 | 0 | 0 | 0 | 0 | 0 | 0 | 0 | 0 | 0 | 0 | 0
F2_Commercial_Warehouse_Existing_Food Preparation_Natural Gas_Broiler_E9 | F2 | Commercial | Warehouse | Existing | Food Preparation | Natural Gas | Broiler | E9 | Participant - Cost of Operation | 0 | 0 | 0 | 0 | 0 | 0 | 0 | 0 | 0 | 0 | 0 | 0 | 0 | 0 | 0 | 0 | 0 | 0 | 0 | 0 | 0 | 0 | 0 | 0 | 0 | 0 | 0 | 0 | 0 | 0 | 0
F2_Commercial_Warehouse_Existing_Food Preparation_Natural Gas_Broiler_E10 | F2 | Commercial | Warehouse | Existing | Food Preparation | Natural Gas | Broiler | E10 | Participant - Cost of Operation | 0 | 0 | 0 | 0 | 0 | 0 | 0 | 0 | 0 | 0 | 0 | 0 | 0 | 0 | 0 | 0 | 0 | 0 | 0 | 0 | 0 | 0 | 0 | 0 | 0 | 0 | 0 | 0 | 0 | 0 | 0
F3_Commercial_Warehouse_Existing_Food Preparation_Natural Gas_Broiler_E1 | F3 | Commercial | Warehouse | Existing | Food Preparation | Natural Gas | Broiler | E1 | System - kBTUs of Conusmption | 18.0492 | 18.0853 | 18.0623 | 18.0466 | 18.0466 | 18.0466 | 18.0466 | 18.0466 | 18.0466 | 18.0466 | 18.0466 | 18.0466 | 18.0466 | 18.0466 | 18.0466 | 18.0466 | 18.0466 | 18.0466 | 18.0466 | 18.0466 | 18.0466 | 18.0466 | 18.0466 | 18.0466 | 18.0466 | 18.0466 | 18.0466 | 18.0466 | 18.0466 | 18.0466 | 18.0466
F3_Commercial_Warehouse_Existing_Food Preparation_Natural Gas_Broiler_E2 | F3 | Commercial | Warehouse | Existing | Food Preparation | Natural Gas | Broiler | E2 | System - kBTUs of Conusmption | 11.6031 | 11.6262 | 11.6115 | 11.6014 | 11.6014 | 11.6014 | 11.6014 | 11.6014 | 11.6014 | 11.6014 | 11.6014 | 11.6014 | 11.6014 | 11.6014 | 11.6014 | 11.6014 | 11.6014 | 11.6014 | 11.6014 | 11.6014 | 11.6014 | 11.6014 | 11.6014 | 11.6014 | 11.6014 | 11.6014 | 11.6014 | 11.6014 | 11.6014 | 11.6014 | 11.6014
F3_Commercial_Warehouse_Existing_Food Preparation_Natural Gas_Broiler_E3 | F3 | Commercial | Warehouse | Existing | Food Preparation | Natural Gas | Broiler | E3 | System - kBTUs of Conusmption | 0 | 0 | 0 | 0 | 0 | 0 | 0 | 0 | 0 | 0 | 0 | 0 | 0 | 0 | 0 | 0 | 0 | 0 | 0 | 0 | 0 | 0 | 0 | 0 | 0 | 0 | 0 | 0 | 0 | 0 | 0
F3_Commercial_Warehouse_Existing_Food Preparation_Natural Gas_Broiler_E4 | F3 | Commercial | Warehouse | Existing | Food Preparation | Natural Gas | Broiler | E4 | System - kBTUs of Conusmption | 0 | 0 | 0 | 0 | 0 | 0 | 0 | 0 | 0 | 0 | 0 | 0 | 0 | 0 | 0 | 0 | 0 | 0 | 0 | 0 | 0 | 0 | 0 | 0 | 0 | 0 | 0 | 0 | 0 | 0 | 0
F3_Commercial_Warehouse_Existing_Food Preparation_Natural Gas_Broiler_E5 | F3 | Commercial | Warehouse | Existing | Food Preparation | Natural Gas | Broiler | E5 | System - kBTUs of Conusmption | 0 | 0 | 0 | 0 | 0 | 0 | 0 | 0 | 0 | 0 | 0 | 0 | 0 | 0 | 0 | 0 | 0 | 0 | 0 | 0 | 0 | 0 | 0 | 0 | 0 | 0 | 0 | 0 | 0 | 0 | 0
F3_Commercial_Warehouse_Existing_Food Preparation_Natural Gas_Broiler_E6 | F3 | Commercial | Warehouse | Existing | Food Preparation | Natural Gas | Broiler | E6 | System - kBTUs of Conusmption | 0 | 0 | 0 | 0 | 0 | 0 | 0 | 0 | 0 | 0 | 0 | 0 | 0 | 0 | 0 | 0 | 0 | 0 | 0 | 0 | 0 | 0 | 0 | 0 | 0 | 0 | 0 | 0 | 0 | 0 | 0
F3_Commercial_Warehouse_Existing_Food Preparation_Natural Gas_Broiler_E7 | F3 | Commercial | Warehouse | Existing | Food Preparation | Natural Gas | Broiler | E7 | System - kBTUs of Conusmption | 0 | 0 | 0 | 0 | 0 | 0 | 0 | 0 | 0 | 0 | 0 | 0 | 0 | 0 | 0 | 0 | 0 | 0 | 0 | 0 | 0 | 0 | 0 | 0 | 0 | 0 | 0 | 0 | 0 | 0 | 0
F3_Commercial_Warehouse_Existing_Food Preparation_Natural Gas_Broiler_E8 | F3 | Commercial | Warehouse | Existing | Food Preparation | Natural Gas | Broiler | E8 | System - kBTUs of Conusmption | 0 | 0 | 0 | 0 | 0 | 0 | 0 | 0 | 0 | 0 | 0 | 0 | 0 | 0 | 0 | 0 | 0 | 0 | 0 | 0 | 0 | 0 | 0 | 0 | 0 | 0 | 0 | 0 | 0 | 0 | 0
F3_Commercial_Warehouse_Existing_Food Preparation_Natural Gas_Broiler_E9 | F3 | Commercial | Warehouse | Existing | Food Preparation | Natural Gas | Broiler | E9 | System - kBTUs of Conusmption | 0 | 0 | 0 | 0 | 0 | 0 | 0 | 0 | 0 | 0 | 0 | 0 | 0 | 0 | 0 | 0 | 0 | 0 | 0 | 0 | 0 | 0 | 0 | 0 | 0 | 0 | 0 | 0 | 0 | 0 | 0
F3_Commercial_Warehouse_Existing_Food Preparation_Natural Gas_Broiler_E10 | F3 | Commercial | Warehouse | Existing | Food Preparation | Natural Gas | Broiler | E10 | System - kBTUs of Conusmption | 0 | 0 | 0 | 0 | 0 | 0 | 0 | 0 | 0 | 0 | 0 | 0 | 0 | 0 | 0 | 0 | 0 | 0 | 0 | 0 | 0 | 0 | 0 | 0 | 0 | 0 | 0 | 0 | 0 | 0 | 0
F4_Commercial_Warehouse_Existing_Food Preparation_Natural Gas_Broiler_E1 | F4 | Commercial | Warehouse | Existing | Food Preparation | Natural Gas | Broiler | E1 | Utility - Cost of Equipment | 0.086465 | 0.086465 | 0.086465 | 0.086465 | 0.086465 | 0.086465 | 0.086465 | 0.086465 | 0.086465 | 0.086465 | 0.086465 | 0.086465 | 0.086465 | 0.086465 | 0.086465 | 0.086465 | 0.086465 | 0.086465 | 0.086465 | 0.086465 | 0.086465 | 0.086465 | 0.086465 | 0.086465 | 0.086465 | 0.086465 | 0.086465 | 0.086465 | 0.086465 | 0.086465 | 0.086465
F4_Commercial_Warehouse_Existing_Food Preparation_Natural Gas_Broiler_E2 | F4 | Commercial | Warehouse | Existing | Food Preparation | Natural Gas | Broiler | E2 | Utility - Cost of Equipment | 0.12105 | 0.12105 | 0.12105 | 0.12105 | 0.12105 | 0.12105 | 0.12105 | 0.12105 | 0.12105 | 0.12105 | 0.12105 | 0.12105 | 0.12105 | 0.12105 | 0.12105 | 0.12105 | 0.12105 | 0.12105 | 0.12105 | 0.12105 | 0.12105 | 0.12105 | 0.12105 | 0.12105 | 0.12105 | 0.12105 | 0.12105 | 0.12105 | 0.12105 | 0.12105 | 0.12105
F4_Commercial_Warehouse_Existing_Food Preparation_Natural Gas_Broiler_E3 | F4 | Commercial | Warehouse | Existing | Food Preparation | Natural Gas | Broiler | E3 | Utility - Cost of Equipment | 0 | 0 | 0 | 0 | 0 | 0 | 0 | 0 | 0 | 0 | 0 | 0 | 0 | 0 | 0 | 0 | 0 | 0 | 0 | 0 | 0 | 0 | 0 | 0 | 0 | 0 | 0 | 0 | 0 | 0 | 0
F4_Commercial_Warehouse_Existing_Food Preparation_Natural Gas_Broiler_E4 | F4 | Commercial | Warehouse | Existing | Food Preparation | Natural Gas | Broiler | E4 | Utility - Cost of Equipment | 0 | 0 | 0 | 0 | 0 | 0 | 0 | 0 | 0 | 0 | 0 | 0 | 0 | 0 | 0 | 0 | 0 | 0 | 0 | 0 | 0 | 0 | 0 | 0 | 0 | 0 | 0 | 0 | 0 | 0 | 0
F4_Commercial_Warehouse_Existing_Food Preparation_Natural Gas_Broiler_E5 | F4 | Commercial | Warehouse | Existing | Food Preparation | Natural Gas | Broiler | E5 | Utility - Cost of Equipment | 0 | 0 | 0 | 0 | 0 | 0 | 0 | 0 | 0 | 0 | 0 | 0 | 0 | 0 | 0 | 0 | 0 | 0 | 0 | 0 | 0 | 0 | 0 | 0 | 0 | 0 | 0 | 0 | 0 | 0 | 0
F4_Commercial_Warehouse_Existing_Food Preparation_Natural Gas_Broiler_E6 | F4 | Commercial | Warehouse | Existing | Food Preparation | Natural Gas | Broiler | E6 | Utility - Cost of Equipment | 0 | 0 | 0 | 0 | 0 | 0 | 0 | 0 | 0 | 0 | 0 | 0 | 0 | 0 | 0 | 0 | 0 | 0 | 0 | 0 | 0 | 0 | 0 | 0 | 0 | 0 | 0 | 0 | 0 | 0 | 0
F4_Commercial_Warehouse_Existing_Food Preparation_Natural Gas_Broiler_E7 | F4 | Commercial | Warehouse | Existing | Food Preparation | Natural Gas | Broiler | E7 | Utility - Cost of Equipment | 0 | 0 | 0 | 0 | 0 | 0 | 0 | 0 | 0 | 0 | 0 | 0 | 0 | 0 | 0 | 0 | 0 | 0 | 0 | 0 | 0 | 0 | 0 | 0 | 0 | 0 | 0 | 0 | 0 | 0 | 0
F4_Commercial_Warehouse_Existing_Food Preparation_Natural Gas_Broiler_E8 | F4 | Commercial | Warehouse | Existing | Food Preparation | Natural Gas | Broiler | E8 | Utility - Cost of Equipment | 0 | 0 | 0 | 0 | 0 | 0 | 0 | 0 | 0 | 0 | 0 | 0 | 0 | 0 | 0 | 0 | 0 | 0 | 0 | 0 | 0 | 0 | 0 | 0 | 0 | 0 | 0 | 0 | 0 | 0 | 0
F4_Commercial_Warehouse_Existing_Food Preparation_Natural Gas_Broiler_E9 | F4 | Commercial | Warehouse | Existing | Food Preparation | Natural Gas | Broiler | E9 | Utility - Cost of Equipment | 0 | 0 | 0 | 0 | 0 | 0 | 0 | 0 | 0 | 0 | 0 | 0 | 0 | 0 | 0 | 0 | 0 | 0 | 0 | 0 | 0 | 0 | 0 | 0 | 0 | 0 | 0 | 0 | 0 | 0 | 0
F4_Commercial_Warehouse_Existing_Food Preparation_Natural Gas_Broiler_E10 | F4 | Commercial | Warehouse | Existing | Food Preparation | Natural Gas | Broiler | E10 | Utility - Cost of Equipment | 0 | 0 | 0 | 0 | 0 | 0 | 0 | 0 | 0 | 0 | 0 | 0 | 0 | 0 | 0 | 0 | 0 | 0 | 0 | 0 | 0 | 0 | 0 | 0 | 0 | 0 | 0 | 0 | 0 | 0 | 0
F5_Commercial_Warehouse_Existing_Food Preparation_Natural Gas_Broiler_E1 | F5 | Commercial | Warehouse | Existing | Food Preparation | Natural Gas | Broiler | E1 | Utility - Cost of Operation | 0.18131 | 0.18411 | 0.18614 | 0.1851 | 0.18529 | 0.17465 | 0.16585 | 0.16093 | 0.15889 | 0.16478 | 0.17252 | 0.1806 | 0.16586 | 0.1757 | 0.1763 | 0.17542 | 0.17558 | 0.17612 | 0.17276 | 0.17479 | 0.17616 | 0.17808 | 0.18056 | 0.090557 | 0.088789 | 0.087127 | 0.085557 | 0.084063 | 0.082633 | 0.081254 | 0.07992
F5_Commercial_Warehouse_Existing_Food Preparation_Natural Gas_Broiler_E2 | F5 | Commercial | Warehouse | Existing | Food Preparation | Natural Gas | Broiler | E2 | Utility - Cost of Operation | 0.11656 | 0.11835 | 0.11966 | 0.11899 | 0.11911 | 0.11227 | 0.10661 | 0.10346 | 0.10215 | 0.10593 | 0.1109 | 0.1161 | 0.10663 | 0.11295 | 0.11333 | 0.11277 | 0.11287 | 0.11322 | 0.11106 | 0.11236 | 0.11324 | 0.11448 | 0.11607 | 0.058215 | 0.057079 | 0.056011 | 0.055001 | 0.054041 | 0.053121 | 0.052235 | 0.051377
F5_Commercial_Warehouse_Existing_Food Preparation_Natural Gas_Broiler_E3 | F5 | Commercial | Warehouse | Existing | Food Preparation | Natural Gas | Broiler | E3 | Utility - Cost of Operation | 0 | 0 | 0 | 0 | 0 | 0 | 0 | 0 | 0 | 0 | 0 | 0 | 0 | 0 | 0 | 0 | 0 | 0 | 0 | 0 | 0 | 0 | 0 | 0 | 0 | 0 | 0 | 0 | 0 | 0 | 0
F5_Commercial_Warehouse_Existing_Food Preparation_Natural Gas_Broiler_E4 | F5 | Commercial | Warehouse | Existing | Food Preparation | Natural Gas | Broiler | E4 | Utility - Cost of Operation | 0 | 0 | 0 | 0 | 0 | 0 | 0 | 0 | 0 | 0 | 0 | 0 | 0 | 0 | 0 | 0 | 0 | 0 | 0 | 0 | 0 | 0 | 0 | 0 | 0 | 0 | 0 | 0 | 0 | 0 | 0
F5_Commercial_Warehouse_Existing_Food Preparation_Natural Gas_Broiler_E5 | F5 | Commercial | Warehouse | Existing | Food Preparation | Natural Gas | Broiler | E5 | Utility - Cost of Operation | 0 | 0 | 0 | 0 | 0 | 0 | 0 | 0 | 0 | 0 | 0 | 0 | 0 | 0 | 0 | 0 | 0 | 0 | 0 | 0 | 0 | 0 | 0 | 0 | 0 | 0 | 0 | 0 | 0 | 0 | 0
F5_Commercial_Warehouse_Existing_Food Preparation_Natural Gas_Broiler_E6 | F5 | Commercial | Warehouse | Existing | Food Preparation | Natural Gas | Broiler | E6 | Utility - Cost of Operation | 0 | 0 | 0 | 0 | 0 | 0 | 0 | 0 | 0 | 0 | 0 | 0 | 0 | 0 | 0 | 0 | 0 | 0 | 0 | 0 | 0 | 0 | 0 | 0 | 0 | 0 | 0 | 0 | 0 | 0 | 0
F5_Commercial_Warehouse_Existing_Food Preparation_Natural Gas_Broiler_E7 | F5 | Commercial | Warehouse | Existing | Food Preparation | Natural Gas | Broiler | E7 | Utility - Cost of Operation | 0 | 0 | 0 | 0 | 0 | 0 | 0 | 0 | 0 | 0 | 0 | 0 | 0 | 0 | 0 | 0 | 0 | 0 | 0 | 0 | 0 | 0 | 0 | 0 | 0 | 0 | 0 | 0 | 0 | 0 | 0
F5_Commercial_Warehouse_Existing_Food Preparation_Natural Gas_Broiler_E8 | F5 | Commercial | Warehouse | Existing | Food Preparation | Natural Gas | Broiler | E8 | Utility - Cost of Operation | 0 | 0 | 0 | 0 | 0 | 0 | 0 | 0 | 0 | 0 | 0 | 0 | 0 | 0 | 0 | 0 | 0 | 0 | 0 | 0 | 0 | 0 | 0 | 0 | 0 | 0 | 0 | 0 | 0 | 0 | 0
F5_Commercial_Warehouse_Existing_Food Preparation_Natural Gas_Broiler_E9 | F5 | Commercial | Warehouse | Existing | Food Preparation | Natural Gas | Broiler | E9 | Utility - Cost of Operation | 0 | 0 | 0 | 0 | 0 | 0 | 0 | 0 | 0 | 0 | 0 | 0 | 0 | 0 | 0 | 0 | 0 | 0 | 0 | 0 | 0 | 0 | 0 | 0 | 0 | 0 | 0 | 0 | 0 | 0 | 0
F5_Commercial_Warehouse_Existing_Food Preparation_Natural Gas_Broiler_E10 | F5 | Commercial | Warehouse | Existing | Food Preparation | Natural Gas | Broiler | E10 | Utility - Cost of Operation | 0 | 0 | 0 | 0 | 0 | 0 | 0 | 0 | 0 | 0 | 0 | 0 | 0 | 0 | 0 | 0 | 0 | 0 | 0 | 0 | 0 | 0 | 0 | 0 | 0 | 0 | 0 | 0 | 0 | 0 | 0
F6_Commercial_Warehouse_Existing_Food Preparation_Natural Gas_Broiler_E1 | F6 | Commercial | Warehouse | Existing | Food Preparation | Natural Gas | Broiler | E1 | Utility - Value of Sales | 0.21722 | 0.22057 | 0.223 | 0.22176 | 0.22199 | 0.20924 | 0.19869 | 0.19281 | 0.19036 | 0.19742 | 0.20669 | 0.21637 | 0.19871 | 0.2105 | 0.21122 | 0.21016 | 0.21036 | 0.211 | 0.20697 | 0.20941 | 0.21105 | 0.21335 | 0.21632 | 0.10849 | 0.10637 | 0.10438 | 0.1025 | 0.10071 | 0.098999 | 0.097348 | 0.09575
F6_Commercial_Warehouse_Existing_Food Preparation_Natural Gas_Broiler_E2 | F6 | Commercial | Warehouse | Existing | Food Preparation | Natural Gas | Broiler | E2 | Utility - Value of Sales | 0.13964 | 0.1418 | 0.14336 | 0.14256 | 0.14271 | 0.13451 | 0.12773 | 0.12395 | 0.12238 | 0.12691 | 0.13287 | 0.1391 | 0.12774 | 0.13532 | 0.13578 | 0.13511 | 0.13523 | 0.13565 | 0.13305 | 0.13462 | 0.13567 | 0.13716 | 0.13906 | 0.069746 | 0.068384 | 0.067104 | 0.065895 | 0.064744 | 0.063642 | 0.062581 | 0.061553
F6_Commercial_Warehouse_Existing_Food Preparation_Natural Gas_Broiler_E3 | F6 | Commercial | Warehouse | Existing | Food Preparation | Natural Gas | Broiler | E3 | Utility - Value of Sales | 0 | 0 | 0 | 0 | 0 | 0 | 0 | 0 | 0 | 0 | 0 | 0 | 0 | 0 | 0 | 0 | 0 | 0 | 0 | 0 | 0 | 0 | 0 | 0 | 0 | 0 | 0 | 0 | 0 | 0 | 0
F6_Commercial_Warehouse_Existing_Food Preparation_Natural Gas_Broiler_E4 | F6 | Commercial | Warehouse | Existing | Food Preparation | Natural Gas | Broiler | E4 | Utility - Value of Sales | 0 | 0 | 0 | 0 | 0 | 0 | 0 | 0 | 0 | 0 | 0 | 0 | 0 | 0 | 0 | 0 | 0 | 0 | 0 | 0 | 0 | 0 | 0 | 0 | 0 | 0 | 0 | 0 | 0 | 0 | 0
F6_Commercial_Warehouse_Existing_Food Preparation_Natural Gas_Broiler_E5 | F6 | Commercial | Warehouse | Existing | Food Preparation | Natural Gas | Broiler | E5 | Utility - Value of Sales | 0 | 0 | 0 | 0 | 0 | 0 | 0 | 0 | 0 | 0 | 0 | 0 | 0 | 0 | 0 | 0 | 0 | 0 | 0 | 0 | 0 | 0 | 0 | 0 | 0 | 0 | 0 | 0 | 0 | 0 | 0
F6_Commercial_Warehouse_Existing_Food Preparation_Natural Gas_Broiler_E6 | F6 | Commercial | Warehouse | Existing | Food Preparation | Natural Gas | Broiler | E6 | Utility - Value of Sales | 0 | 0 | 0 | 0 | 0 | 0 | 0 | 0 | 0 | 0 | 0 | 0 | 0 | 0 | 0 | 0 | 0 | 0 | 0 | 0 | 0 | 0 | 0 | 0 | 0 | 0 | 0 | 0 | 0 | 0 | 0
F6_Commercial_Warehouse_Existing_Food Preparation_Natural Gas_Broiler_E7 | F6 | Commercial | Warehouse | Existing | Food Preparation | Natural Gas | Broiler | E7 | Utility - Value of Sales | 0 | 0 | 0 | 0 | 0 | 0 | 0 | 0 | 0 | 0 | 0 | 0 | 0 | 0 | 0 | 0 | 0 | 0 | 0 | 0 | 0 | 0 | 0 | 0 | 0 | 0 | 0 | 0 | 0 | 0 | 0
F6_Commercial_Warehouse_Existing_Food Preparation_Natural Gas_Broiler_E8 | F6 | Commercial | Warehouse | Existing | Food Preparation | Natural Gas | Broiler | E8 | Utility - Value of Sales | 0 | 0 | 0 | 0 | 0 | 0 | 0 | 0 | 0 | 0 | 0 | 0 | 0 | 0 | 0 | 0 | 0 | 0 | 0 | 0 | 0 | 0 | 0 | 0 | 0 | 0 | 0 | 0 | 0 | 0 | 0
F6_Commercial_Warehouse_Existing_Food Preparation_Natural Gas_Broiler_E9 | F6 | Commercial | Warehouse | Existing | Food Preparation | Natural Gas | Broiler | E9 | Utility - Value of Sales | 0 | 0 | 0 | 0 | 0 | 0 | 0 | 0 | 0 | 0 | 0 | 0 | 0 | 0 | 0 | 0 | 0 | 0 | 0 | 0 | 0 | 0 | 0 | 0 | 0 | 0 | 0 | 0 | 0 | 0 | 0
F6_Commercial_Warehouse_Existing_Food Preparation_Natural Gas_Broiler_E10 | F6 | Commercial | Warehouse | Existing | Food Preparation | Natural Gas | Broiler | E10 | Utility - Value of Sales | 0 | 0 | 0 | 0 | 0 | 0 | 0 | 0 | 0 | 0 | 0 | 0 | 0 | 0 | 0 | 0 | 0 | 0 | 0 | 0 | 0 | 0 | 0 | 0 | 0 | 0 | 0 | 0 | 0 | 0 | 0
F1_Commercial_Warehouse_Existing_Food Preparation_Natural Gas_Griddle_E1 | F1 | Commercial | Warehouse | Existing | Food Preparation | Natural Gas | Griddle | E1 | Participant - Cost of Equipment | 0.062939 | 0.062939 | 0.062939 | 0.062939 | 0.062939 | 0.062939 | 0.062939 | 0.062939 | 0.062939 | 0.062939 | 0.062939 | 0.062939 | 0.062939 | 0.062939 | 0.062939 | 0.062939 | 0.062939 | 0.062939 | 0.062939 | 0.062939 | 0.062939 | 0.062939 | 0.062939 | 0.062939 | 0.062939 | 0.062939 | 0.062939 | 0.062939 | 0.062939 | 0.062939 | 0.062939
F1_Commercial_Warehouse_Existing_Food Preparation_Natural Gas_Griddle_E2 | F1 | Commercial | Warehouse | Existing | Food Preparation | Natural Gas | Griddle | E2 | Participant - Cost of Equipment | 0.067338 | 0.067338 | 0.067338 | 0.067338 | 0.067338 | 0.067338 | 0.067338 | 0.067338 | 0.067338 | 0.067338 | 0.067338 | 0.067338 | 0.067338 | 0.067338 | 0.067338 | 0.067338 | 0.067338 | 0.067338 | 0.067338 | 0.067338 | 0.067338 | 0.067338 | 0.067338 | 0.067338 | 0.067338 | 0.067338 | 0.067338 | 0.067338 | 0.067338 | 0.067338 | 0.067338
F1_Commercial_Warehouse_Existing_Food Preparation_Natural Gas_Griddle_E3 | F1 | Commercial | Warehouse | Existing | Food Preparation | Natural Gas | Griddle | E3 | Participant - Cost of Equipment | 0 | 0 | 0 | 0 | 0 | 0 | 0 | 0 | 0 | 0 | 0 | 0 | 0 | 0 | 0 | 0 | 0 | 0 | 0 | 0 | 0 | 0 | 0 | 0 | 0 | 0 | 0 | 0 | 0 | 0 | 0
F1_Commercial_Warehouse_Existing_Food Preparation_Natural Gas_Griddle_E4 | F1 | Commercial | Warehouse | Existing | Food Preparation | Natural Gas | Griddle | E4 | Participant - Cost of Equipment | 0 | 0 | 0 | 0 | 0 | 0 | 0 | 0 | 0 | 0 | 0 | 0 | 0 | 0 | 0 | 0 | 0 | 0 | 0 | 0 | 0 | 0 | 0 | 0 | 0 | 0 | 0 | 0 | 0 | 0 | 0
F1_Commercial_Warehouse_Existing_Food Preparation_Natural Gas_Griddle_E5 | F1 | Commercial | Warehouse | Existing | Food Preparation | Natural Gas | Griddle | E5 | Participant - Cost of Equipment | 0 | 0 | 0 | 0 | 0 | 0 | 0 | 0 | 0 | 0 | 0 | 0 | 0 | 0 | 0 | 0 | 0 | 0 | 0 | 0 | 0 | 0 | 0 | 0 | 0 | 0 | 0 | 0 | 0 | 0 | 0
F1_Commercial_Warehouse_Existing_Food Preparation_Natural Gas_Griddle_E6 | F1 | Commercial | Warehouse | Existing | Food Preparation | Natural Gas | Griddle | E6 | Participant - Cost of Equipment | 0 | 0 | 0 | 0 | 0 | 0 | 0 | 0 | 0 | 0 | 0 | 0 | 0 | 0 | 0 | 0 | 0 | 0 | 0 | 0 | 0 | 0 | 0 | 0 | 0 | 0 | 0 | 0 | 0 | 0 | 0
F1_Commercial_Warehouse_Existing_Food Preparation_Natural Gas_Griddle_E7 | F1 | Commercial | Warehouse | Existing | Food Preparation | Natural Gas | Griddle | E7 | Participant - Cost of Equipment | 0 | 0 | 0 | 0 | 0 | 0 | 0 | 0 | 0 | 0 | 0 | 0 | 0 | 0 | 0 | 0 | 0 | 0 | 0 | 0 | 0 | 0 | 0 | 0 | 0 | 0 | 0 | 0 | 0 | 0 | 0
F1_Commercial_Warehouse_Existing_Food Preparation_Natural Gas_Griddle_E8 | F1 | Commercial | Warehouse | Existing | Food Preparation | Natural Gas | Griddle | E8 | Participant - Cost of Equipment | 0 | 0 | 0 | 0 | 0 | 0 | 0 | 0 | 0 | 0 | 0 | 0 | 0 | 0 | 0 | 0 | 0 | 0 | 0 | 0 | 0 | 0 | 0 | 0 | 0 | 0 | 0 | 0 | 0 | 0 | 0
F1_Commercial_Warehouse_Existing_Food Preparation_Natural Gas_Griddle_E9 | F1 | Commercial | Warehouse | Existing | Food Preparation | Natural Gas | Griddle | E9 | Participant - Cost of Equipment | 0 | 0 | 0 | 0 | 0 | 0 | 0 | 0 | 0 | 0 | 0 | 0 | 0 | 0 | 0 | 0 | 0 | 0 | 0 | 0 | 0 | 0 | 0 | 0 | 0 | 0 | 0 | 0 | 0 | 0 | 0
F1_Commercial_Warehouse_Existing_Food Preparation_Natural Gas_Griddle_E10 | F1 | Commercial | Warehouse | Existing | Food Preparation | Natural Gas | Griddle | E10 | Participant - Cost of Equipment | 0 | 0 | 0 | 0 | 0 | 0 | 0 | 0 | 0 | 0 | 0 | 0 | 0 | 0 | 0 | 0 | 0 | 0 | 0 | 0 | 0 | 0 | 0 | 0 | 0 | 0 | 0 | 0 | 0 | 0 | 0
F2_Commercial_Warehouse_Existing_Food Preparation_Natural Gas_Griddle_E1 | F2 | Commercial | Warehouse | Existing | Food Preparation | Natural Gas | Griddle | E1 | Participant - Cost of Operation | 0.14582 | 0.14807 | 0.14971 | 0.14887 | 0.14902 | 0.14046 | 0.13339 | 0.12943 | 0.12779 | 0.13253 | 0.13875 | 0.14525 | 0.1334 | 0.14131 | 0.14179 | 0.14108 | 0.14121 | 0.14165 | 0.13894 | 0.14058 | 0.14168 | 0.14323 | 0.14522 | 0.072833 | 0.071411 | 0.070074 | 0.068812 | 0.06761 | 0.066459 | 0.065351 | 0.064278
F2_Commercial_Warehouse_Existing_Food Preparation_Natural Gas_Griddle_E2 | F2 | Commercial | Warehouse | Existing | Food Preparation | Natural Gas | Griddle | E2 | Participant - Cost of Operation | 0.12594 | 0.12788 | 0.1293 | 0.12858 | 0.12871 | 0.12131 | 0.1152 | 0.11179 | 0.11037 | 0.11446 | 0.11983 | 0.12545 | 0.11521 | 0.12205 | 0.12246 | 0.12185 | 0.12196 | 0.12234 | 0.12 | 0.12141 | 0.12236 | 0.1237 | 0.12542 | 0.062903 | 0.061675 | 0.060521 | 0.05943 | 0.058393 | 0.057399 | 0.056441 | 0.055515
F2_Commercial_Warehouse_Existing_Food Preparation_Natural Gas_Griddle_E3 | F2 | Commercial | Warehouse | Existing | Food Preparation | Natural Gas | Griddle | E3 | Participant - Cost of Operation | 0 | 0 | 0 | 0 | 0 | 0 | 0 | 0 | 0 | 0 | 0 | 0 | 0 | 0 | 0 | 0 | 0 | 0 | 0 | 0 | 0 | 0 | 0 | 0 | 0 | 0 | 0 | 0 | 0 | 0 | 0
F2_Commercial_Warehouse_Existing_Food Preparation_Natural Gas_Griddle_E4 | F2 | Commercial | Warehouse | Existing | Food Preparation | Natural Gas | Griddle | E4 | Participant - Cost of Operation | 0 | 0 | 0 | 0 | 0 | 0 | 0 | 0 | 0 | 0 | 0 | 0 | 0 | 0 | 0 | 0 | 0 | 0 | 0 | 0 | 0 | 0 | 0 | 0 | 0 | 0 | 0 | 0 | 0 | 0 | 0
F2_Commercial_Warehouse_Existing_Food Preparation_Natural Gas_Griddle_E5 | F2 | Commercial | Warehouse | Existing | Food Preparation | Natural Gas | Griddle | E5 | Participant - Cost of Operation | 0 | 0 | 0 | 0 | 0 | 0 | 0 | 0 | 0 | 0 | 0 | 0 | 0 | 0 | 0 | 0 | 0 | 0 | 0 | 0 | 0 | 0 | 0 | 0 | 0 | 0 | 0 | 0 | 0 | 0 | 0
F2_Commercial_Warehouse_Existing_Food Preparation_Natural Gas_Griddle_E6 | F2 | Commercial | Warehouse | Existing | Food Preparation | Natural Gas | Griddle | E6 | Participant - Cost of Operation | 0 | 0 | 0 | 0 | 0 | 0 | 0 | 0 | 0 | 0 | 0 | 0 | 0 | 0 | 0 | 0 | 0 | 0 | 0 | 0 | 0 | 0 | 0 | 0 | 0 | 0 | 0 | 0 | 0 | 0 | 0
F2_Commercial_Warehouse_Existing_Food Preparation_Natural Gas_Griddle_E7 | F2 | Commercial | Warehouse | Existing | Food Preparation | Natural Gas | Griddle | E7 | Participant - Cost of Operation | 0 | 0 | 0 | 0 | 0 | 0 | 0 | 0 | 0 | 0 | 0 | 0 | 0 | 0 | 0 | 0 | 0 | 0 | 0 | 0 | 0 | 0 | 0 | 0 | 0 | 0 | 0 | 0 | 0 | 0 | 0
F2_Commercial_Warehouse_Existing_Food Preparation_Natural Gas_Griddle_E8 | F2 | Commercial | Warehouse | Existing | Food Preparation | Natural Gas | Griddle | E8 | Participant - Cost of Operation | 0 | 0 | 0 | 0 | 0 | 0 | 0 | 0 | 0 | 0 | 0 | 0 | 0 | 0 | 0 | 0 | 0 | 0 | 0 | 0 | 0 | 0 | 0 | 0 | 0 | 0 | 0 | 0 | 0 | 0 | 0
F2_Commercial_Warehouse_Existing_Food Preparation_Natural Gas_Griddle_E9 | F2 | Commercial | Warehouse | Existing | Food Preparation | Natural Gas | Griddle | E9 | Participant - Cost of Operation | 0 | 0 | 0 | 0 | 0 | 0 | 0 | 0 | 0 | 0 | 0 | 0 | 0 | 0 | 0 | 0 | 0 | 0 | 0 | 0 | 0 | 0 | 0 | 0 | 0 | 0 | 0 | 0 | 0 | 0 | 0
F2_Commercial_Warehouse_Existing_Food Preparation_Natural Gas_Griddle_E10 | F2 | Commercial | Warehouse | Existing | Food Preparation | Natural Gas | Griddle | E10 | Participant - Cost of Operation | 0 | 0 | 0 | 0 | 0 | 0 | 0 | 0 | 0 | 0 | 0 | 0 | 0 | 0 | 0 | 0 | 0 | 0 | 0 | 0 | 0 | 0 | 0 | 0 | 0 | 0 | 0 | 0 | 0 | 0 | 0
F3_Commercial_Warehouse_Existing_Food Preparation_Natural Gas_Griddle_E1 | F3 | Commercial | Warehouse | Existing | Food Preparation | Natural Gas | Griddle | E1 | System - kBTUs of Conusmption | 12.1166 | 12.1408 | 12.1254 | 12.1149 | 12.1149 | 12.1149 | 12.1149 | 12.1149 | 12.1149 | 12.1149 | 12.1149 | 12.1149 | 12.1149 | 12.1149 | 12.1149 | 12.1149 | 12.1149 | 12.1149 | 12.1149 | 12.1149 | 12.1149 | 12.1149 | 12.1149 | 12.1149 | 12.1149 | 12.1149 | 12.1149 | 12.1149 | 12.1149 | 12.1149 | 12.1149
F3_Commercial_Warehouse_Existing_Food Preparation_Natural Gas_Griddle_E2 | F3 | Commercial | Warehouse | Existing | Food Preparation | Natural Gas | Griddle | E2 | System - kBTUs of Conusmption | 10.4648 | 10.4856 | 10.4723 | 10.4632 | 10.4632 | 10.4632 | 10.4632 | 10.4632 | 10.4632 | 10.4632 | 10.4632 | 10.4632 | 10.4632 | 10.4632 | 10.4632 | 10.4632 | 10.4632 | 10.4632 | 10.4632 | 10.4632 | 10.4632 | 10.4632 | 10.4632 | 10.4632 | 10.4632 | 10.4632 | 10.4632 | 10.4632 | 10.4632 | 10.4632 | 10.4632
F3_Commercial_Warehouse_Existing_Food Preparation_Natural Gas_Griddle_E3 | F3 | Commercial | Warehouse | Existing | Food Preparation | Natural Gas | Griddle | E3 | System - kBTUs of Conusmption | 0 | 0 | 0 | 0 | 0 | 0 | 0 | 0 | 0 | 0 | 0 | 0 | 0 | 0 | 0 | 0 | 0 | 0 | 0 | 0 | 0 | 0 | 0 | 0 | 0 | 0 | 0 | 0 | 0 | 0 | 0
F3_Commercial_Warehouse_Existing_Food Preparation_Natural Gas_Griddle_E4 | F3 | Commercial | Warehouse | Existing | Food Preparation | Natural Gas | Griddle | E4 | System - kBTUs of Conusmption | 0 | 0 | 0 | 0 | 0 | 0 | 0 | 0 | 0 | 0 | 0 | 0 | 0 | 0 | 0 | 0 | 0 | 0 | 0 | 0 | 0 | 0 | 0 | 0 | 0 | 0 | 0 | 0 | 0 | 0 | 0
F3_Commercial_Warehouse_Existing_Food Preparation_Natural Gas_Griddle_E5 | F3 | Commercial | Warehouse | Existing | Food Preparation | Natural Gas | Griddle | E5 | System - kBTUs of Conusmption | 0 | 0 | 0 | 0 | 0 | 0 | 0 | 0 | 0 | 0 | 0 | 0 | 0 | 0 | 0 | 0 | 0 | 0 | 0 | 0 | 0 | 0 | 0 | 0 | 0 | 0 | 0 | 0 | 0 | 0 | 0
F3_Commercial_Warehouse_Existing_Food Preparation_Natural Gas_Griddle_E6 | F3 | Commercial | Warehouse | Existing | Food Preparation | Natural Gas | Griddle | E6 | System - kBTUs of Conusmption | 0 | 0 | 0 | 0 | 0 | 0 | 0 | 0 | 0 | 0 | 0 | 0 | 0 | 0 | 0 | 0 | 0 | 0 | 0 | 0 | 0 | 0 | 0 | 0 | 0 | 0 | 0 | 0 | 0 | 0 | 0
F3_Commercial_Warehouse_Existing_Food Preparation_Natural Gas_Griddle_E7 | F3 | Commercial | Warehouse | Existing | Food Preparation | Natural Gas | Griddle | E7 | System - kBTUs of Conusmption | 0 | 0 | 0 | 0 | 0 | 0 | 0 | 0 | 0 | 0 | 0 | 0 | 0 | 0 | 0 | 0 | 0 | 0 | 0 | 0 | 0 | 0 | 0 | 0 | 0 | 0 | 0 | 0 | 0 | 0 | 0
F3_Commercial_Warehouse_Existing_Food Preparation_Natural Gas_Griddle_E8 | F3 | Commercial | Warehouse | Existing | Food Preparation | Natural Gas | Griddle | E8 | System - kBTUs of Conusmption | 0 | 0 | 0 | 0 | 0 | 0 | 0 | 0 | 0 | 0 | 0 | 0 | 0 | 0 | 0 | 0 | 0 | 0 | 0 | 0 | 0 | 0 | 0 | 0 | 0 | 0 | 0 | 0 | 0 | 0 | 0
F3_Commercial_Warehouse_Existing_Food Preparation_Natural Gas_Griddle_E9 | F3 | Commercial | Warehouse | Existing | Food Preparation | Natural Gas | Griddle | E9 | System - kBTUs of Conusmption | 0 | 0 | 0 | 0 | 0 | 0 | 0 | 0 | 0 | 0 | 0 | 0 | 0 | 0 | 0 | 0 | 0 | 0 | 0 | 0 | 0 | 0 | 0 | 0 | 0 | 0 | 0 | 0 | 0 | 0 | 0
F3_Commercial_Warehouse_Existing_Food Preparation_Natural Gas_Griddle_E10 | F3 | Commercial | Warehouse | Existing | Food Preparation | Natural Gas | Griddle | E10 | System - kBTUs of Conusmption | 0 | 0 | 0 | 0 | 0 | 0 | 0 | 0 | 0 | 0 | 0 | 0 | 0 | 0 | 0 | 0 | 0 | 0 | 0 | 0 | 0 | 0 | 0 | 0 | 0 | 0 | 0 | 0 | 0 | 0 | 0
F4_Commercial_Warehouse_Existing_Food Preparation_Natural Gas_Griddle_E1 | F4 | Commercial | Warehouse | Existing | Food Preparation | Natural Gas | Griddle | E1 | Utility - Cost of Equipment | 0.062939 | 0.062939 | 0.062939 | 0.062939 | 0.062939 | 0.062939 | 0.062939 | 0.062939 | 0.062939 | 0.062939 | 0.062939 | 0.062939 | 0.062939 | 0.062939 | 0.062939 | 0.062939 | 0.062939 | 0.062939 | 0.062939 | 0.062939 | 0.062939 | 0.062939 | 0.062939 | 0.062939 | 0.062939 | 0.062939 | 0.062939 | 0.062939 | 0.062939 | 0.062939 | 0.062939
F4_Commercial_Warehouse_Existing_Food Preparation_Natural Gas_Griddle_E2 | F4 | Commercial | Warehouse | Existing | Food Preparation | Natural Gas | Griddle | E2 | Utility - Cost of Equipment | 0.067338 | 0.067338 | 0.067338 | 0.067338 | 0.067338 | 0.067338 | 0.067338 | 0.067338 | 0.067338 | 0.067338 | 0.067338 | 0.067338 | 0.067338 | 0.067338 | 0.067338 | 0.067338 | 0.067338 | 0.067338 | 0.067338 | 0.067338 | 0.067338 | 0.067338 | 0.067338 | 0.067338 | 0.067338 | 0.067338 | 0.067338 | 0.067338 | 0.067338 | 0.067338 | 0.067338
F4_Commercial_Warehouse_Existing_Food Preparation_Natural Gas_Griddle_E3 | F4 | Commercial | Warehouse | Existing | Food Preparation | Natural Gas | Griddle | E3 | Utility - Cost of Equipment | 0 | 0 | 0 | 0 | 0 | 0 | 0 | 0 | 0 | 0 | 0 | 0 | 0 | 0 | 0 | 0 | 0 | 0 | 0 | 0 | 0 | 0 | 0 | 0 | 0 | 0 | 0 | 0 | 0 | 0 | 0
F4_Commercial_Warehouse_Existing_Food Preparation_Natural Gas_Griddle_E4 | F4 | Commercial | Warehouse | Existing | Food Preparation | Natural Gas | Griddle | E4 | Utility - Cost of Equipment | 0 | 0 | 0 | 0 | 0 | 0 | 0 | 0 | 0 | 0 | 0 | 0 | 0 | 0 | 0 | 0 | 0 | 0 | 0 | 0 | 0 | 0 | 0 | 0 | 0 | 0 | 0 | 0 | 0 | 0 | 0
F4_Commercial_Warehouse_Existing_Food Preparation_Natural Gas_Griddle_E5 | F4 | Commercial | Warehouse | Existing | Food Preparation | Natural Gas | Griddle | E5 | Utility - Cost of Equipment | 0 | 0 | 0 | 0 | 0 | 0 | 0 | 0 | 0 | 0 | 0 | 0 | 0 | 0 | 0 | 0 | 0 | 0 | 0 | 0 | 0 | 0 | 0 | 0 | 0 | 0 | 0 | 0 | 0 | 0 | 0
F4_Commercial_Warehouse_Existing_Food Preparation_Natural Gas_Griddle_E6 | F4 | Commercial | Warehouse | Existing | Food Preparation | Natural Gas | Griddle | E6 | Utility - Cost of Equipment | 0 | 0 | 0 | 0 | 0 | 0 | 0 | 0 | 0 | 0 | 0 | 0 | 0 | 0 | 0 | 0 | 0 | 0 | 0 | 0 | 0 | 0 | 0 | 0 | 0 | 0 | 0 | 0 | 0 | 0 | 0
F4_Commercial_Warehouse_Existing_Food Preparation_Natural Gas_Griddle_E7 | F4 | Commercial | Warehouse | Existing | Food Preparation | Natural Gas | Griddle | E7 | Utility - Cost of Equipment | 0 | 0 | 0 | 0 | 0 | 0 | 0 | 0 | 0 | 0 | 0 | 0 | 0 | 0 | 0 | 0 | 0 | 0 | 0 | 0 | 0 | 0 | 0 | 0 | 0 | 0 | 0 | 0 | 0 | 0 | 0
F4_Commercial_Warehouse_Existing_Food Preparation_Natural Gas_Griddle_E8 | F4 | Commercial | Warehouse | Existing | Food Preparation | Natural Gas | Griddle | E8 | Utility - Cost of Equipment | 0 | 0 | 0 | 0 | 0 | 0 | 0 | 0 | 0 | 0 | 0 | 0 | 0 | 0 | 0 | 0 | 0 | 0 | 0 | 0 | 0 | 0 | 0 | 0 | 0 | 0 | 0 | 0 | 0 | 0 | 0
F4_Commercial_Warehouse_Existing_Food Preparation_Natural Gas_Griddle_E9 | F4 | Commercial | Warehouse | Existing | Food Preparation | Natural Gas | Griddle | E9 | Utility - Cost of Equipment | 0 | 0 | 0 | 0 | 0 | 0 | 0 | 0 | 0 | 0 | 0 | 0 | 0 | 0 | 0 | 0 | 0 | 0 | 0 | 0 | 0 | 0 | 0 | 0 | 0 | 0 | 0 | 0 | 0 | 0 | 0
F4_Commercial_Warehouse_Existing_Food Preparation_Natural Gas_Griddle_E10 | F4 | Commercial | Warehouse | Existing | Food Preparation | Natural Gas | Griddle | E10 | Utility - Cost of Equipment | 0 | 0 | 0 | 0 | 0 | 0 | 0 | 0 | 0 | 0 | 0 | 0 | 0 | 0 | 0 | 0 | 0 | 0 | 0 | 0 | 0 | 0 | 0 | 0 | 0 | 0 | 0 | 0 | 0 | 0 | 0
F5_Commercial_Warehouse_Existing_Food Preparation_Natural Gas_Griddle_E1 | F5 | Commercial | Warehouse | Existing | Food Preparation | Natural Gas | Griddle | E1 | Utility - Cost of Operation | 0.12171 | 0.12359 | 0.12496 | 0.12426 | 0.12439 | 0.11724 | 0.11133 | 0.10803 | 0.10667 | 0.11062 | 0.11581 | 0.12124 | 0.11135 | 0.11795 | 0.11835 | 0.11776 | 0.11787 | 0.11823 | 0.11597 | 0.11734 | 0.11826 | 0.11955 | 0.12121 | 0.060792 | 0.059605 | 0.05849 | 0.057436 | 0.056433 | 0.055472 | 0.054547 | 0.053651
F5_Commercial_Warehouse_Existing_Food Preparation_Natural Gas_Griddle_E2 | F5 | Commercial | Warehouse | Existing | Food Preparation | Natural Gas | Griddle | E2 | Utility - Cost of Operation | 0.10512 | 0.10674 | 0.10792 | 0.10732 | 0.10743 | 0.10126 | 0.096155 | 0.093306 | 0.092124 | 0.095539 | 0.10002 | 0.10471 | 0.096165 | 0.10187 | 0.10222 | 0.10171 | 0.1018 | 0.10211 | 0.10016 | 0.10134 | 0.10213 | 0.10325 | 0.10469 | 0.052504 | 0.051479 | 0.050516 | 0.049605 | 0.048739 | 0.04791 | 0.04711 | 0.046337
F5_Commercial_Warehouse_Existing_Food Preparation_Natural Gas_Griddle_E3 | F5 | Commercial | Warehouse | Existing | Food Preparation | Natural Gas | Griddle | E3 | Utility - Cost of Operation | 0 | 0 | 0 | 0 | 0 | 0 | 0 | 0 | 0 | 0 | 0 | 0 | 0 | 0 | 0 | 0 | 0 | 0 | 0 | 0 | 0 | 0 | 0 | 0 | 0 | 0 | 0 | 0 | 0 | 0 | 0
F5_Commercial_Warehouse_Existing_Food Preparation_Natural Gas_Griddle_E4 | F5 | Commercial | Warehouse | Existing | Food Preparation | Natural Gas | Griddle | E4 | Utility - Cost of Operation | 0 | 0 | 0 | 0 | 0 | 0 | 0 | 0 | 0 | 0 | 0 | 0 | 0 | 0 | 0 | 0 | 0 | 0 | 0 | 0 | 0 | 0 | 0 | 0 | 0 | 0 | 0 | 0 | 0 | 0 | 0
F5_Commercial_Warehouse_Existing_Food Preparation_Natural Gas_Griddle_E5 | F5 | Commercial | Warehouse | Existing | Food Preparation | Natural Gas | Griddle | E5 | Utility - Cost of Operation | 0 | 0 | 0 | 0 | 0 | 0 | 0 | 0 | 0 | 0 | 0 | 0 | 0 | 0 | 0 | 0 | 0 | 0 | 0 | 0 | 0 | 0 | 0 | 0 | 0 | 0 | 0 | 0 | 0 | 0 | 0
F5_Commercial_Warehouse_Existing_Food Preparation_Natural Gas_Griddle_E6 | F5 | Commercial | Warehouse | Existing | Food Preparation | Natural Gas | Griddle | E6 | Utility - Cost of Operation | 0 | 0 | 0 | 0 | 0 | 0 | 0 | 0 | 0 | 0 | 0 | 0 | 0 | 0 | 0 | 0 | 0 | 0 | 0 | 0 | 0 | 0 | 0 | 0 | 0 | 0 | 0 | 0 | 0 | 0 | 0
F5_Commercial_Warehouse_Existing_Food Preparation_Natural Gas_Griddle_E7 | F5 | Commercial | Warehouse | Existing | Food Preparation | Natural Gas | Griddle | E7 | Utility - Cost of Operation | 0 | 0 | 0 | 0 | 0 | 0 | 0 | 0 | 0 | 0 | 0 | 0 | 0 | 0 | 0 | 0 | 0 | 0 | 0 | 0 | 0 | 0 | 0 | 0 | 0 | 0 | 0 | 0 | 0 | 0 | 0
F5_Commercial_Warehouse_Existing_Food Preparation_Natural Gas_Griddle_E8 | F5 | Commercial | Warehouse | Existing | Food Preparation | Natural Gas | Griddle | E8 | Utility - Cost of Operation | 0 | 0 | 0 | 0 | 0 | 0 | 0 | 0 | 0 | 0 | 0 | 0 | 0 | 0 | 0 | 0 | 0 | 0 | 0 | 0 | 0 | 0 | 0 | 0 | 0 | 0 | 0 | 0 | 0 | 0 | 0
F5_Commercial_Warehouse_Existing_Food Preparation_Natural Gas_Griddle_E9 | F5 | Commercial | Warehouse | Existing | Food Preparation | Natural Gas | Griddle | E9 | Utility - Cost of Operation | 0 | 0 | 0 | 0 | 0 | 0 | 0 | 0 | 0 | 0 | 0 | 0 | 0 | 0 | 0 | 0 | 0 | 0 | 0 | 0 | 0 | 0 | 0 | 0 | 0 | 0 | 0 | 0 | 0 | 0 | 0
F5_Commercial_Warehouse_Existing_Food Preparation_Natural Gas_Griddle_E10 | F5 | Commercial | Warehouse | Existing | Food Preparation | Natural Gas | Griddle | E10 | Utility - Cost of Operation | 0 | 0 | 0 | 0 | 0 | 0 | 0 | 0 | 0 | 0 | 0 | 0 | 0 | 0 | 0 | 0 | 0 | 0 | 0 | 0 | 0 | 0 | 0 | 0 | 0 | 0 | 0 | 0 | 0 | 0 | 0
F6_Commercial_Warehouse_Existing_Food Preparation_Natural Gas_Griddle_E1 | F6 | Commercial | Warehouse | Existing | Food Preparation | Natural Gas | Griddle | E1 | Utility - Value of Sales | 0.14582 | 0.14807 | 0.14971 | 0.14887 | 0.14902 | 0.14046 | 0.13339 | 0.12943 | 0.12779 | 0.13253 | 0.13875 | 0.14525 | 0.1334 | 0.14131 | 0.14179 | 0.14108 | 0.14121 | 0.14165 | 0.13894 | 0.14058 | 0.14168 | 0.14323 | 0.14522 | 0.072833 | 0.071411 | 0.070074 | 0.068812 | 0.06761 | 0.066459 | 0.065351 | 0.064278
F6_Commercial_Warehouse_Existing_Food Preparation_Natural Gas_Griddle_E2 | F6 | Commercial | Warehouse | Existing | Food Preparation | Natural Gas | Griddle | E2 | Utility - Value of Sales | 0.12594 | 0.12788 | 0.1293 | 0.12858 | 0.12871 | 0.12131 | 0.1152 | 0.11179 | 0.11037 | 0.11446 | 0.11983 | 0.12545 | 0.11521 | 0.12205 | 0.12246 | 0.12185 | 0.12196 | 0.12234 | 0.12 | 0.12141 | 0.12236 | 0.1237 | 0.12542 | 0.062903 | 0.061675 | 0.060521 | 0.05943 | 0.058393 | 0.057399 | 0.056441 | 0.055515
F6_Commercial_Warehouse_Existing_Food Preparation_Natural Gas_Griddle_E3 | F6 | Commercial | Warehouse | Existing | Food Preparation | Natural Gas | Griddle | E3 | Utility - Value of Sales | 0 | 0 | 0 | 0 | 0 | 0 | 0 | 0 | 0 | 0 | 0 | 0 | 0 | 0 | 0 | 0 | 0 | 0 | 0 | 0 | 0 | 0 | 0 | 0 | 0 | 0 | 0 | 0 | 0 | 0 | 0
F6_Commercial_Warehouse_Existing_Food Preparation_Natural Gas_Griddle_E4 | F6 | Commercial | Warehouse | Existing | Food Preparation | Natural Gas | Griddle | E4 | Utility - Value of Sales | 0 | 0 | 0 | 0 | 0 | 0 | 0 | 0 | 0 | 0 | 0 | 0 | 0 | 0 | 0 | 0 | 0 | 0 | 0 | 0 | 0 | 0 | 0 | 0 | 0 | 0 | 0 | 0 | 0 | 0 | 0
F6_Commercial_Warehouse_Existing_Food Preparation_Natural Gas_Griddle_E5 | F6 | Commercial | Warehouse | Existing | Food Preparation | Natural Gas | Griddle | E5 | Utility - Value of Sales | 0 | 0 | 0 | 0 | 0 | 0 | 0 | 0 | 0 | 0 | 0 | 0 | 0 | 0 | 0 | 0 | 0 | 0 | 0 | 0 | 0 | 0 | 0 | 0 | 0 | 0 | 0 | 0 | 0 | 0 | 0
F6_Commercial_Warehouse_Existing_Food Preparation_Natural Gas_Griddle_E6 | F6 | Commercial | Warehouse | Existing | Food Preparation | Natural Gas | Griddle | E6 | Utility - Value of Sales | 0 | 0 | 0 | 0 | 0 | 0 | 0 | 0 | 0 | 0 | 0 | 0 | 0 | 0 | 0 | 0 | 0 | 0 | 0 | 0 | 0 | 0 | 0 | 0 | 0 | 0 | 0 | 0 | 0 | 0 | 0
F6_Commercial_Warehouse_Existing_Food Preparation_Natural Gas_Griddle_E7 | F6 | Commercial | Warehouse | Existing | Food Preparation | Natural Gas | Griddle | E7 | Utility - Value of Sales | 0 | 0 | 0 | 0 | 0 | 0 | 0 | 0 | 0 | 0 | 0 | 0 | 0 | 0 | 0 | 0 | 0 | 0 | 0 | 0 | 0 | 0 | 0 | 0 | 0 | 0 | 0 | 0 | 0 | 0 | 0
F6_Commercial_Warehouse_Existing_Food Preparation_Natural Gas_Griddle_E8 | F6 | Commercial | Warehouse | Existing | Food Preparation | Natural Gas | Griddle | E8 | Utility - Value of Sales | 0 | 0 | 0 | 0 | 0 | 0 | 0 | 0 | 0 | 0 | 0 | 0 | 0 | 0 | 0 | 0 | 0 | 0 | 0 | 0 | 0 | 0 | 0 | 0 | 0 | 0 | 0 | 0 | 0 | 0 | 0
F6_Commercial_Warehouse_Existing_Food Preparation_Natural Gas_Griddle_E9 | F6 | Commercial | Warehouse | Existing | Food Preparation | Natural Gas | Griddle | E9 | Utility - Value of Sales | 0 | 0 | 0 | 0 | 0 | 0 | 0 | 0 | 0 | 0 | 0 | 0 | 0 | 0 | 0 | 0 | 0 | 0 | 0 | 0 | 0 | 0 | 0 | 0 | 0 | 0 | 0 | 0 | 0 | 0 | 0
F6_Commercial_Warehouse_Existing_Food Preparation_Natural Gas_Griddle_E10 | F6 | Commercial | Warehouse | Existing | Food Preparation | Natural Gas | Griddle | E10 | Utility - Value of Sales | 0 | 0 | 0 | 0 | 0 | 0 | 0 | 0 | 0 | 0 | 0 | 0 | 0 | 0 | 0 | 0 | 0 | 0 | 0 | 0 | 0 | 0 | 0 | 0 | 0 | 0 | 0 | 0 | 0 | 0 | 0
F1_Commercial_Warehouse_Existing_Food Preparation_Natural Gas_Range_E1 | F1 | Commercial | Warehouse | Existing | Food Preparation | Natural Gas | Range | E1 | Participant - Cost of Equipment | 0.11846 | 0.11846 | 0.11846 | 0.11846 | 0.11846 | 0.11846 | 0.11846 | 0.11846 | 0.11846 | 0.11846 | 0.11846 | 0.11846 | 0.11846 | 0.11846 | 0.11846 | 0.11846 | 0.11846 | 0.11846 | 0.11846 | 0.11846 | 0.11846 | 0.11846 | 0.11846 | 0.11846 | 0.11846 | 0.11846 | 0.11846 | 0.11846 | 0.11846 | 0.11846 | 0.11846
F1_Commercial_Warehouse_Existing_Food Preparation_Natural Gas_Range_E2 | F1 | Commercial | Warehouse | Existing | Food Preparation | Natural Gas | Range | E2 | Participant - Cost of Equipment | 0.11848 | 0.11848 | 0.11848 | 0.11848 | 0.11848 | 0.11848 | 0.11848 | 0.11848 | 0.11848 | 0.11848 | 0.11848 | 0.11848 | 0.11848 | 0.11848 | 0.11848 | 0.11848 | 0.11848 | 0.11848 | 0.11848 | 0.11848 | 0.11848 | 0.11848 | 0.11848 | 0.11848 | 0.11848 | 0.11848 | 0.11848 | 0.11848 | 0.11848 | 0.11848 | 0.11848
F1_Commercial_Warehouse_Existing_Food Preparation_Natural Gas_Range_E3 | F1 | Commercial | Warehouse | Existing | Food Preparation | Natural Gas | Range | E3 | Participant - Cost of Equipment | 0 | 0 | 0 | 0 | 0 | 0 | 0 | 0 | 0 | 0 | 0 | 0 | 0 | 0 | 0 | 0 | 0 | 0 | 0 | 0 | 0 | 0 | 0 | 0 | 0 | 0 | 0 | 0 | 0 | 0 | 0
F1_Commercial_Warehouse_Existing_Food Preparation_Natural Gas_Range_E4 | F1 | Commercial | Warehouse | Existing | Food Preparation | Natural Gas | Range | E4 | Participant - Cost of Equipment | 0 | 0 | 0 | 0 | 0 | 0 | 0 | 0 | 0 | 0 | 0 | 0 | 0 | 0 | 0 | 0 | 0 | 0 | 0 | 0 | 0 | 0 | 0 | 0 | 0 | 0 | 0 | 0 | 0 | 0 | 0
F1_Commercial_Warehouse_Existing_Food Preparation_Natural Gas_Range_E5 | F1 | Commercial | Warehouse | Existing | Food Preparation | Natural Gas | Range | E5 | Participant - Cost of Equipment | 0 | 0 | 0 | 0 | 0 | 0 | 0 | 0 | 0 | 0 | 0 | 0 | 0 | 0 | 0 | 0 | 0 | 0 | 0 | 0 | 0 | 0 | 0 | 0 | 0 | 0 | 0 | 0 | 0 | 0 | 0
F1_Commercial_Warehouse_Existing_Food Preparation_Natural Gas_Range_E6 | F1 | Commercial | Warehouse | Existing | Food Preparation | Natural Gas | Range | E6 | Participant - Cost of Equipment | 0 | 0 | 0 | 0 | 0 | 0 | 0 | 0 | 0 | 0 | 0 | 0 | 0 | 0 | 0 | 0 | 0 | 0 | 0 | 0 | 0 | 0 | 0 | 0 | 0 | 0 | 0 | 0 | 0 | 0 | 0
F1_Commercial_Warehouse_Existing_Food Preparation_Natural Gas_Range_E7 | F1 | Commercial | Warehouse | Existing | Food Preparation | Natural Gas | Range | E7 | Participant - Cost of Equipment | 0 | 0 | 0 | 0 | 0 | 0 | 0 | 0 | 0 | 0 | 0 | 0 | 0 | 0 | 0 | 0 | 0 | 0 | 0 | 0 | 0 | 0 | 0 | 0 | 0 | 0 | 0 | 0 | 0 | 0 | 0
F1_Commercial_Warehouse_Existing_Food Preparation_Natural Gas_Range_E8 | F1 | Commercial | Warehouse | Existing | Food Preparation | Natural Gas | Range | E8 | Participant - Cost of Equipment | 0 | 0 | 0 | 0 | 0 | 0 | 0 | 0 | 0 | 0 | 0 | 0 | 0 | 0 | 0 | 0 | 0 | 0 | 0 | 0 | 0 | 0 | 0 | 0 | 0 | 0 | 0 | 0 | 0 | 0 | 0
F1_Commercial_Warehouse_Existing_Food Preparation_Natural Gas_Range_E9 | F1 | Commercial | Warehouse | Existing | Food Preparation | Natural Gas | Range | E9 | Participant - Cost of Equipment | 0 | 0 | 0 | 0 | 0 | 0 | 0 | 0 | 0 | 0 | 0 | 0 | 0 | 0 | 0 | 0 | 0 | 0 | 0 | 0 | 0 | 0 | 0 | 0 | 0 | 0 | 0 | 0 | 0 | 0 | 0
F1_Commercial_Warehouse_Existing_Food Preparation_Natural Gas_Range_E10 | F1 | Commercial | Warehouse | Existing | Food Preparation | Natural Gas | Range | E10 | Participant - Cost of Equipment | 0 | 0 | 0 | 0 | 0 | 0 | 0 | 0 | 0 | 0 | 0 | 0 | 0 | 0 | 0 | 0 | 0 | 0 | 0 | 0 | 0 | 0 | 0 | 0 | 0 | 0 | 0 | 0 | 0 | 0 | 0
F2_Commercial_Warehouse_Existing_Food Preparation_Natural Gas_Range_E1 | F2 | Commercial | Warehouse | Existing | Food Preparation | Natural Gas | Range | E1 | Participant - Cost of Operation | 0.16922 | 0.17258 | 0.17498 | 0.17758 | 0.18131 | 0.16987 | 0.16093 | 0.15623 | 0.15454 | 0.15195 | 0.1502 | 0.15816 | 0.14154 | 0.15129 | 0.1638 | 0.17596 | 0.17641 | 0.17726 | 0.17387 | 0.17628 | 0.17798 | 0.18026 | 0.18313 | 0.086262 | 0.084541 | 0.08293 | 0.081414 | 0.079976 | 0.078603 | 0.077283 | 0.076007
F2_Commercial_Warehouse_Existing_Food Preparation_Natural Gas_Range_E2 | F2 | Commercial | Warehouse | Existing | Food Preparation | Natural Gas | Range | E2 | Participant - Cost of Operation | 0.12692 | 0.12943 | 0.13123 | 0.13318 | 0.13599 | 0.1274 | 0.1207 | 0.11717 | 0.11591 | 0.11396 | 0.11265 | 0.11862 | 0.10616 | 0.11347 | 0.12285 | 0.13197 | 0.13231 | 0.13294 | 0.1304 | 0.13221 | 0.13348 | 0.13519 | 0.13735 | 0.064696 | 0.063406 | 0.062198 | 0.061061 | 0.059982 | 0.058952 | 0.057962 | 0.057005
F2_Commercial_Warehouse_Existing_Food Preparation_Natural Gas_Range_E3 | F2 | Commercial | Warehouse | Existing | Food Preparation | Natural Gas | Range | E3 | Participant - Cost of Operation | 0 | 0 | 0 | 0 | 0 | 0 | 0 | 0 | 0 | 0 | 0 | 0 | 0 | 0 | 0 | 0 | 0 | 0 | 0 | 0 | 0 | 0 | 0 | 0 | 0 | 0 | 0 | 0 | 0 | 0 | 0
F2_Commercial_Warehouse_Existing_Food Preparation_Natural Gas_Range_E4 | F2 | Commercial | Warehouse | Existing | Food Preparation | Natural Gas | Range | E4 | Participant - Cost of Operation | 0 | 0 | 0 | 0 | 0 | 0 | 0 | 0 | 0 | 0 | 0 | 0 | 0 | 0 | 0 | 0 | 0 | 0 | 0 | 0 | 0 | 0 | 0 | 0 | 0 | 0 | 0 | 0 | 0 | 0 | 0
F2_Commercial_Warehouse_Existing_Food Preparation_Natural Gas_Range_E5 | F2 | Commercial | Warehouse | Existing | Food Preparation | Natural Gas | Range | E5 | Participant - Cost of Operation | 0 | 0 | 0 | 0 | 0 | 0 | 0 | 0 | 0 | 0 | 0 | 0 | 0 | 0 | 0 | 0 | 0 | 0 | 0 | 0 | 0 | 0 | 0 | 0 | 0 | 0 | 0 | 0 | 0 | 0 | 0
F2_Commercial_Warehouse_Existing_Food Preparation_Natural Gas_Range_E6 | F2 | Commercial | Warehouse | Existing | Food Preparation | Natural Gas | Range | E6 | Participant - Cost of Operation | 0 | 0 | 0 | 0 | 0 | 0 | 0 | 0 | 0 | 0 | 0 | 0 | 0 | 0 | 0 | 0 | 0 | 0 | 0 | 0 | 0 | 0 | 0 | 0 | 0 | 0 | 0 | 0 | 0 | 0 | 0
F2_Commercial_Warehouse_Existing_Food Preparation_Natural Gas_Range_E7 | F2 | Commercial | Warehouse | Existing | Food Preparation | Natural Gas | Range | E7 | Participant - Cost of Operation | 0 | 0 | 0 | 0 | 0 | 0 | 0 | 0 | 0 | 0 | 0 | 0 | 0 | 0 | 0 | 0 | 0 | 0 | 0 | 0 | 0 | 0 | 0 | 0 | 0 | 0 | 0 | 0 | 0 | 0 | 0
F2_Commercial_Warehouse_Existing_Food Preparation_Natural Gas_Range_E8 | F2 | Commercial | Warehouse | Existing | Food Preparation | Natural Gas | Range | E8 | Participant - Cost of Operation | 0 | 0 | 0 | 0 | 0 | 0 | 0 | 0 | 0 | 0 | 0 | 0 | 0 | 0 | 0 | 0 | 0 | 0 | 0 | 0 | 0 | 0 | 0 | 0 | 0 | 0 | 0 | 0 | 0 | 0 | 0
F2_Commercial_Warehouse_Existing_Food Preparation_Natural Gas_Range_E9 | F2 | Commercial | Warehouse | Existing | Food Preparation | Natural Gas | Range | E9 | Participant - Cost of Operation | 0 | 0 | 0 | 0 | 0 | 0 | 0 | 0 | 0 | 0 | 0 | 0 | 0 | 0 | 0 | 0 | 0 | 0 | 0 | 0 | 0 | 0 | 0 | 0 | 0 | 0 | 0 | 0 | 0 | 0 | 0
F2_Commercial_Warehouse_Existing_Food Preparation_Natural Gas_Range_E10 | F2 | Commercial | Warehouse | Existing | Food Preparation | Natural Gas | Range | E10 | Participant - Cost of Operation | 0 | 0 | 0 | 0 | 0 | 0 | 0 | 0 | 0 | 0 | 0 | 0 | 0 | 0 | 0 | 0 | 0 | 0 | 0 | 0 | 0 | 0 | 0 | 0 | 0 | 0 | 0 | 0 | 0 | 0 | 0
F3_Commercial_Warehouse_Existing_Food Preparation_Natural Gas_Range_E1 | F3 | Commercial | Warehouse | Existing | Food Preparation | Natural Gas | Range | E1 | System - kBTUs of Conusmption | 14.1607 | 14.1946 | 14.173 | 14.1582 | 14.1582 | 14.1582 | 14.1582 | 14.1582 | 14.1582 | 14.1582 | 14.1582 | 14.1582 | 14.1582 | 14.1582 | 14.1582 | 14.1582 | 14.1582 | 14.1582 | 14.1582 | 14.1582 | 14.1582 | 14.1582 | 14.1582 | 14.1582 | 14.1582 | 14.1582 | 14.1582 | 14.1582 | 14.1582 | 14.1582 | 14.1582
F3_Commercial_Warehouse_Existing_Food Preparation_Natural Gas_Range_E2 | F3 | Commercial | Warehouse | Existing | Food Preparation | Natural Gas | Range | E2 | System - kBTUs of Conusmption | 10.6205 | 10.646 | 10.6298 | 10.6187 | 10.6187 | 10.6187 | 10.6187 | 10.6187 | 10.6187 | 10.6187 | 10.6187 | 10.6187 | 10.6187 | 10.6187 | 10.6187 | 10.6187 | 10.6187 | 10.6187 | 10.6187 | 10.6187 | 10.6187 | 10.6187 | 10.6187 | 10.6187 | 10.6187 | 10.6187 | 10.6187 | 10.6187 | 10.6187 | 10.6187 | 10.6187
F3_Commercial_Warehouse_Existing_Food Preparation_Natural Gas_Range_E3 | F3 | Commercial | Warehouse | Existing | Food Preparation | Natural Gas | Range | E3 | System - kBTUs of Conusmption | 0 | 0 | 0 | 0 | 0 | 0 | 0 | 0 | 0 | 0 | 0 | 0 | 0 | 0 | 0 | 0 | 0 | 0 | 0 | 0 | 0 | 0 | 0 | 0 | 0 | 0 | 0 | 0 | 0 | 0 | 0
F3_Commercial_Warehouse_Existing_Food Preparation_Natural Gas_Range_E4 | F3 | Commercial | Warehouse | Existing | Food Preparation | Natural Gas | Range | E4 | System - kBTUs of Conusmption | 0 | 0 | 0 | 0 | 0 | 0 | 0 | 0 | 0 | 0 | 0 | 0 | 0 | 0 | 0 | 0 | 0 | 0 | 0 | 0 | 0 | 0 | 0 | 0 | 0 | 0 | 0 | 0 | 0 | 0 | 0
F3_Commercial_Warehouse_Existing_Food Preparation_Natural Gas_Range_E5 | F3 | Commercial | Warehouse | Existing | Food Preparation | Natural Gas | Range | E5 | System - kBTUs of Conusmption | 0 | 0 | 0 | 0 | 0 | 0 | 0 | 0 | 0 | 0 | 0 | 0 | 0 | 0 | 0 | 0 | 0 | 0 | 0 | 0 | 0 | 0 | 0 | 0 | 0 | 0 | 0 | 0 | 0 | 0 | 0
F3_Commercial_Warehouse_Existing_Food Preparation_Natural Gas_Range_E6 | F3 | Commercial | Warehouse | Existing | Food Preparation | Natural Gas | Range | E6 | System - kBTUs of Conusmption | 0 | 0 | 0 | 0 | 0 | 0 | 0 | 0 | 0 | 0 | 0 | 0 | 0 | 0 | 0 | 0 | 0 | 0 | 0 | 0 | 0 | 0 | 0 | 0 | 0 | 0 | 0 | 0 | 0 | 0 | 0
F3_Commercial_Warehouse_Existing_Food Preparation_Natural Gas_Range_E7 | F3 | Commercial | Warehouse | Existing | Food Preparation | Natural Gas | Range | E7 | System - kBTUs of Conusmption | 0 | 0 | 0 | 0 | 0 | 0 | 0 | 0 | 0 | 0 | 0 | 0 | 0 | 0 | 0 | 0 | 0 | 0 | 0 | 0 | 0 | 0 | 0 | 0 | 0 | 0 | 0 | 0 | 0 | 0 | 0
F3_Commercial_Warehouse_Existing_Food Preparation_Natural Gas_Range_E8 | F3 | Commercial | Warehouse | Existing | Food Preparation | Natural Gas | Range | E8 | System - kBTUs of Conusmption | 0 | 0 | 0 | 0 | 0 | 0 | 0 | 0 | 0 | 0 | 0 | 0 | 0 | 0 | 0 | 0 | 0 | 0 | 0 | 0 | 0 | 0 | 0 | 0 | 0 | 0 | 0 | 0 | 0 | 0 | 0
F3_Commercial_Warehouse_Existing_Food Preparation_Natural Gas_Range_E9 | F3 | Commercial | Warehouse | Existing | Food Preparation | Natural Gas | Range | E9 | System - kBTUs of Conusmption | 0 | 0 | 0 | 0 | 0 | 0 | 0 | 0 | 0 | 0 | 0 | 0 | 0 | 0 | 0 | 0 | 0 | 0 | 0 | 0 | 0 | 0 | 0 | 0 | 0 | 0 | 0 | 0 | 0 | 0 | 0
F3_Commercial_Warehouse_Existing_Food Preparation_Natural Gas_Range_E10 | F3 | Commercial | Warehouse | Existing | Food Preparation | Natural Gas | Range | E10 | System - kBTUs of Conusmption | 0 | 0 | 0 | 0 | 0 | 0 | 0 | 0 | 0 | 0 | 0 | 0 | 0 | 0 | 0 | 0 | 0 | 0 | 0 | 0 | 0 | 0 | 0 | 0 | 0 | 0 | 0 | 0 | 0 | 0 | 0
F4_Commercial_Warehouse_Existing_Food Preparation_Natural Gas_Range_E1 | F4 | Commercial | Warehouse | Existing | Food Preparation | Natural Gas | Range | E1 | Utility - Cost of Equipment | 0.11846 | 0.11846 | 0.11846 | 0.11846 | 0.11846 | 0.11846 | 0.11846 | 0.11846 | 0.11846 | 0.11846 | 0.11846 | 0.11846 | 0.11846 | 0.11846 | 0.11846 | 0.11846 | 0.11846 | 0.11846 | 0.11846 | 0.11846 | 0.11846 | 0.11846 | 0.11846 | 0.11846 | 0.11846 | 0.11846 | 0.11846 | 0.11846 | 0.11846 | 0.11846 | 0.11846
F4_Commercial_Warehouse_Existing_Food Preparation_Natural Gas_Range_E2 | F4 | Commercial | Warehouse | Existing | Food Preparation | Natural Gas | Range | E2 | Utility - Cost of Equipment | 0.11848 | 0.11848 | 0.11848 | 0.11848 | 0.11848 | 0.11848 | 0.11848 | 0.11848 | 0.11848 | 0.11848 | 0.11848 | 0.11848 | 0.11848 | 0.11848 | 0.11848 | 0.11848 | 0.11848 | 0.11848 | 0.11848 | 0.11848 | 0.11848 | 0.11848 | 0.11848 | 0.11848 | 0.11848 | 0.11848 | 0.11848 | 0.11848 | 0.11848 | 0.11848 | 0.11848
F4_Commercial_Warehouse_Existing_Food Preparation_Natural Gas_Range_E3 | F4 | Commercial | Warehouse | Existing | Food Preparation | Natural Gas | Range | E3 | Utility - Cost of Equipment | 0 | 0 | 0 | 0 | 0 | 0 | 0 | 0 | 0 | 0 | 0 | 0 | 0 | 0 | 0 | 0 | 0 | 0 | 0 | 0 | 0 | 0 | 0 | 0 | 0 | 0 | 0 | 0 | 0 | 0 | 0
F4_Commercial_Warehouse_Existing_Food Preparation_Natural Gas_Range_E4 | F4 | Commercial | Warehouse | Existing | Food Preparation | Natural Gas | Range | E4 | Utility - Cost of Equipment | 0 | 0 | 0 | 0 | 0 | 0 | 0 | 0 | 0 | 0 | 0 | 0 | 0 | 0 | 0 | 0 | 0 | 0 | 0 | 0 | 0 | 0 | 0 | 0 | 0 | 0 | 0 | 0 | 0 | 0 | 0
F4_Commercial_Warehouse_Existing_Food Preparation_Natural Gas_Range_E5 | F4 | Commercial | Warehouse | Existing | Food Preparation | Natural Gas | Range | E5 | Utility - Cost of Equipment | 0 | 0 | 0 | 0 | 0 | 0 | 0 | 0 | 0 | 0 | 0 | 0 | 0 | 0 | 0 | 0 | 0 | 0 | 0 | 0 | 0 | 0 | 0 | 0 | 0 | 0 | 0 | 0 | 0 | 0 | 0
F4_Commercial_Warehouse_Existing_Food Preparation_Natural Gas_Range_E6 | F4 | Commercial | Warehouse | Existing | Food Preparation | Natural Gas | Range | E6 | Utility - Cost of Equipment | 0 | 0 | 0 | 0 | 0 | 0 | 0 | 0 | 0 | 0 | 0 | 0 | 0 | 0 | 0 | 0 | 0 | 0 | 0 | 0 | 0 | 0 | 0 | 0 | 0 | 0 | 0 | 0 | 0 | 0 | 0
F4_Commercial_Warehouse_Existing_Food Preparation_Natural Gas_Range_E7 | F4 | Commercial | Warehouse | Existing | Food Preparation | Natural Gas | Range | E7 | Utility - Cost of Equipment | 0 | 0 | 0 | 0 | 0 | 0 | 0 | 0 | 0 | 0 | 0 | 0 | 0 | 0 | 0 | 0 | 0 | 0 | 0 | 0 | 0 | 0 | 0 | 0 | 0 | 0 | 0 | 0 | 0 | 0 | 0
F4_Commercial_Warehouse_Existing_Food Preparation_Natural Gas_Range_E8 | F4 | Commercial | Warehouse | Existing | Food Preparation | Natural Gas | Range | E8 | Utility - Cost of Equipment | 0 | 0 | 0 | 0 | 0 | 0 | 0 | 0 | 0 | 0 | 0 | 0 | 0 | 0 | 0 | 0 | 0 | 0 | 0 | 0 | 0 | 0 | 0 | 0 | 0 | 0 | 0 | 0 | 0 | 0 | 0
F4_Commercial_Warehouse_Existing_Food Preparation_Natural Gas_Range_E9 | F4 | Commercial | Warehouse | Existing | Food Preparation | Natural Gas | Range | E9 | Utility - Cost of Equipment | 0 | 0 | 0 | 0 | 0 | 0 | 0 | 0 | 0 | 0 | 0 | 0 | 0 | 0 | 0 | 0 | 0 | 0 | 0 | 0 | 0 | 0 | 0 | 0 | 0 | 0 | 0 | 0 | 0 | 0 | 0
F4_Commercial_Warehouse_Existing_Food Preparation_Natural Gas_Range_E10 | F4 | Commercial | Warehouse | Existing | Food Preparation | Natural Gas | Range | E10 | Utility - Cost of Equipment | 0 | 0 | 0 | 0 | 0 | 0 | 0 | 0 | 0 | 0 | 0 | 0 | 0 | 0 | 0 | 0 | 0 | 0 | 0 | 0 | 0 | 0 | 0 | 0 | 0 | 0 | 0 | 0 | 0 | 0 | 0
F5_Commercial_Warehouse_Existing_Food Preparation_Natural Gas_Range_E1 | F5 | Commercial | Warehouse | Existing | Food Preparation | Natural Gas | Range | E1 | Utility - Cost of Operation | 0.14125 | 0.14405 | 0.14605 | 0.14822 | 0.15134 | 0.14179 | 0.13433 | 0.1304 | 0.12899 | 0.12683 | 0.12537 | 0.13201 | 0.11814 | 0.12628 | 0.13672 | 0.14687 | 0.14725 | 0.14795 | 0.14512 | 0.14714 | 0.14855 | 0.15046 | 0.15285 | 0.072001 | 0.070565 | 0.06922 | 0.067955 | 0.066754 | 0.065608 | 0.064506 | 0.063441
F5_Commercial_Warehouse_Existing_Food Preparation_Natural Gas_Range_E2 | F5 | Commercial | Warehouse | Existing | Food Preparation | Natural Gas | Range | E2 | Utility - Cost of Operation | 0.10594 | 0.10804 | 0.10954 | 0.11117 | 0.1135 | 0.10634 | 0.10074 | 0.097801 | 0.096744 | 0.095121 | 0.094026 | 0.099008 | 0.088608 | 0.09471 | 0.10254 | 0.11015 | 0.11044 | 0.11096 | 0.10884 | 0.11036 | 0.11141 | 0.11284 | 0.11464 | 0.054001 | 0.052923 | 0.051915 | 0.050966 | 0.050066 | 0.049206 | 0.04838 | 0.047581
F5_Commercial_Warehouse_Existing_Food Preparation_Natural Gas_Range_E3 | F5 | Commercial | Warehouse | Existing | Food Preparation | Natural Gas | Range | E3 | Utility - Cost of Operation | 0 | 0 | 0 | 0 | 0 | 0 | 0 | 0 | 0 | 0 | 0 | 0 | 0 | 0 | 0 | 0 | 0 | 0 | 0 | 0 | 0 | 0 | 0 | 0 | 0 | 0 | 0 | 0 | 0 | 0 | 0
F5_Commercial_Warehouse_Existing_Food Preparation_Natural Gas_Range_E4 | F5 | Commercial | Warehouse | Existing | Food Preparation | Natural Gas | Range | E4 | Utility - Cost of Operation | 0 | 0 | 0 | 0 | 0 | 0 | 0 | 0 | 0 | 0 | 0 | 0 | 0 | 0 | 0 | 0 | 0 | 0 | 0 | 0 | 0 | 0 | 0 | 0 | 0 | 0 | 0 | 0 | 0 | 0 | 0
F5_Commercial_Warehouse_Existing_Food Preparation_Natural Gas_Range_E5 | F5 | Commercial | Warehouse | Existing | Food Preparation | Natural Gas | Range | E5 | Utility - Cost of Operation | 0 | 0 | 0 | 0 | 0 | 0 | 0 | 0 | 0 | 0 | 0 | 0 | 0 | 0 | 0 | 0 | 0 | 0 | 0 | 0 | 0 | 0 | 0 | 0 | 0 | 0 | 0 | 0 | 0 | 0 | 0
F5_Commercial_Warehouse_Existing_Food Preparation_Natural Gas_Range_E6 | F5 | Commercial | Warehouse | Existing | Food Preparation | Natural Gas | Range | E6 | Utility - Cost of Operation | 0 | 0 | 0 | 0 | 0 | 0 | 0 | 0 | 0 | 0 | 0 | 0 | 0 | 0 | 0 | 0 | 0 | 0 | 0 | 0 | 0 | 0 | 0 | 0 | 0 | 0 | 0 | 0 | 0 | 0 | 0
F5_Commercial_Warehouse_Existing_Food Preparation_Natural Gas_Range_E7 | F5 | Commercial | Warehouse | Existing | Food Preparation | Natural Gas | Range | E7 | Utility - Cost of Operation | 0 | 0 | 0 | 0 | 0 | 0 | 0 | 0 | 0 | 0 | 0 | 0 | 0 | 0 | 0 | 0 | 0 | 0 | 0 | 0 | 0 | 0 | 0 | 0 | 0 | 0 | 0 | 0 | 0 | 0 | 0
F5_Commercial_Warehouse_Existing_Food Preparation_Natural Gas_Range_E8 | F5 | Commercial | Warehouse | Existing | Food Preparation | Natural Gas | Range | E8 | Utility - Cost of Operation | 0 | 0 | 0 | 0 | 0 | 0 | 0 | 0 | 0 | 0 | 0 | 0 | 0 | 0 | 0 | 0 | 0 | 0 | 0 | 0 | 0 | 0 | 0 | 0 | 0 | 0 | 0 | 0 | 0 | 0 | 0
F5_Commercial_Warehouse_Existing_Food Preparation_Natural Gas_Range_E9 | F5 | Commercial | Warehouse | Existing | Food Preparation | Natural Gas | Range | E9 | Utility - Cost of Operation | 0 | 0 | 0 | 0 | 0 | 0 | 0 | 0 | 0 | 0 | 0 | 0 | 0 | 0 | 0 | 0 | 0 | 0 | 0 | 0 | 0 | 0 | 0 | 0 | 0 | 0 | 0 | 0 | 0 | 0 | 0
F5_Commercial_Warehouse_Existing_Food Preparation_Natural Gas_Range_E10 | F5 | Commercial | Warehouse | Existing | Food Preparation | Natural Gas | Range | E10 | Utility - Cost of Operation | 0 | 0 | 0 | 0 | 0 | 0 | 0 | 0 | 0 | 0 | 0 | 0 | 0 | 0 | 0 | 0 | 0 | 0 | 0 | 0 | 0 | 0 | 0 | 0 | 0 | 0 | 0 | 0 | 0 | 0 | 0
F6_Commercial_Warehouse_Existing_Food Preparation_Natural Gas_Range_E1 | F6 | Commercial | Warehouse | Existing | Food Preparation | Natural Gas | Range | E1 | Utility - Value of Sales | 0.16922 | 0.17258 | 0.17498 | 0.17758 | 0.18131 | 0.16987 | 0.16093 | 0.15623 | 0.15454 | 0.15195 | 0.1502 | 0.15816 | 0.14154 | 0.15129 | 0.1638 | 0.17596 | 0.17641 | 0.17726 | 0.17387 | 0.17628 | 0.17798 | 0.18026 | 0.18313 | 0.086262 | 0.084541 | 0.08293 | 0.081414 | 0.079976 | 0.078603 | 0.077283 | 0.076007
F6_Commercial_Warehouse_Existing_Food Preparation_Natural Gas_Range_E2 | F6 | Commercial | Warehouse | Existing | Food Preparation | Natural Gas | Range | E2 | Utility - Value of Sales | 0.12692 | 0.12943 | 0.13123 | 0.13318 | 0.13599 | 0.1274 | 0.1207 | 0.11717 | 0.11591 | 0.11396 | 0.11265 | 0.11862 | 0.10616 | 0.11347 | 0.12285 | 0.13197 | 0.13231 | 0.13294 | 0.1304 | 0.13221 | 0.13348 | 0.13519 | 0.13735 | 0.064696 | 0.063406 | 0.062198 | 0.061061 | 0.059982 | 0.058952 | 0.057962 | 0.057005
F6_Commercial_Warehouse_Existing_Food Preparation_Natural Gas_Range_E3 | F6 | Commercial | Warehouse | Existing | Food Preparation | Natural Gas | Range | E3 | Utility - Value of Sales | 0 | 0 | 0 | 0 | 0 | 0 | 0 | 0 | 0 | 0 | 0 | 0 | 0 | 0 | 0 | 0 | 0 | 0 | 0 | 0 | 0 | 0 | 0 | 0 | 0 | 0 | 0 | 0 | 0 | 0 | 0
F6_Commercial_Warehouse_Existing_Food Preparation_Natural Gas_Range_E4 | F6 | Commercial | Warehouse | Existing | Food Preparation | Natural Gas | Range | E4 | Utility - Value of Sales | 0 | 0 | 0 | 0 | 0 | 0 | 0 | 0 | 0 | 0 | 0 | 0 | 0 | 0 | 0 | 0 | 0 | 0 | 0 | 0 | 0 | 0 | 0 | 0 | 0 | 0 | 0 | 0 | 0 | 0 | 0
F6_Commercial_Warehouse_Existing_Food Preparation_Natural Gas_Range_E5 | F6 | Commercial | Warehouse | Existing | Food Preparation | Natural Gas | Range | E5 | Utility - Value of Sales | 0 | 0 | 0 | 0 | 0 | 0 | 0 | 0 | 0 | 0 | 0 | 0 | 0 | 0 | 0 | 0 | 0 | 0 | 0 | 0 | 0 | 0 | 0 | 0 | 0 | 0 | 0 | 0 | 0 | 0 | 0
F6_Commercial_Warehouse_Existing_Food Preparation_Natural Gas_Range_E6 | F6 | Commercial | Warehouse | Existing | Food Preparation | Natural Gas | Range | E6 | Utility - Value of Sales | 0 | 0 | 0 | 0 | 0 | 0 | 0 | 0 | 0 | 0 | 0 | 0 | 0 | 0 | 0 | 0 | 0 | 0 | 0 | 0 | 0 | 0 | 0 | 0 | 0 | 0 | 0 | 0 | 0 | 0 | 0
F6_Commercial_Warehouse_Existing_Food Preparation_Natural Gas_Range_E7 | F6 | Commercial | Warehouse | Existing | Food Preparation | Natural Gas | Range | E7 | Utility - Value of Sales | 0 | 0 | 0 | 0 | 0 | 0 | 0 | 0 | 0 | 0 | 0 | 0 | 0 | 0 | 0 | 0 | 0 | 0 | 0 | 0 | 0 | 0 | 0 | 0 | 0 | 0 | 0 | 0 | 0 | 0 | 0
F6_Commercial_Warehouse_Existing_Food Preparation_Natural Gas_Range_E8 | F6 | Commercial | Warehouse | Existing | Food Preparation | Natural Gas | Range | E8 | Utility - Value of Sales | 0 | 0 | 0 | 0 | 0 | 0 | 0 | 0 | 0 | 0 | 0 | 0 | 0 | 0 | 0 | 0 | 0 | 0 | 0 | 0 | 0 | 0 | 0 | 0 | 0 | 0 | 0 | 0 | 0 | 0 | 0
F6_Commercial_Warehouse_Existing_Food Preparation_Natural Gas_Range_E9 | F6 | Commercial | Warehouse | Existing | Food Preparation | Natural Gas | Range | E9 | Utility - Value of Sales | 0 | 0 | 0 | 0 | 0 | 0 | 0 | 0 | 0 | 0 | 0 | 0 | 0 | 0 | 0 | 0 | 0 | 0 | 0 | 0 | 0 | 0 | 0 | 0 | 0 | 0 | 0 | 0 | 0 | 0 | 0
F6_Commercial_Warehouse_Existing_Food Preparation_Natural Gas_Range_E10 | F6 | Commercial | Warehouse | Existing | Food Preparation | Natural Gas | Range | E10 | Utility - Value of Sales | 0 | 0 | 0 | 0 | 0 | 0 | 0 | 0 | 0 | 0 | 0 | 0 | 0 | 0 | 0 | 0 | 0 | 0 | 0 | 0 | 0 | 0 | 0 | 0 | 0 | 0 | 0 | 0 | 0 | 0 | 0
F1_Commercial_Warehouse_Existing_Food Preparation_Natural Gas_Steamer_E1 | F1 | Commercial | Warehouse | Existing | Food Preparation | Natural Gas | Steamer | E1 | Participant - Cost of Equipment | 0.3625 | 0.3625 | 0.3625 | 0 | 0 | 0 | 0 | 0 | 0 | 0 | 0 | 0 | 0 | 0 | 0 | 0 | 0 | 0 | 0 | 0 | 0 | 0 | 0 | 0 | 0 | 0 | 0 | 0 | 0 | 0 | 0
F1_Commercial_Warehouse_Existing_Food Preparation_Natural Gas_Steamer_E2 | F1 | Commercial | Warehouse | Existing | Food Preparation | Natural Gas | Steamer | E2 | Participant - Cost of Equipment | 0.38945 | 0.38945 | 0.38945 | 0.38945 | 0.38945 | 0.38945 | 0.38945 | 0.38945 | 0.38945 | 0.38945 | 0.38945 | 0.38945 | 0.38945 | 0.38945 | 0.38945 | 0.38945 | 0.38945 | 0.38945 | 0.38945 | 0.38945 | 0.38945 | 0.38945 | 0.38945 | 0.38945 | 0.38945 | 0.38945 | 0.38945 | 0.38945 | 0.38945 | 0.38945 | 0.38945
F1_Commercial_Warehouse_Existing_Food Preparation_Natural Gas_Steamer_E3 | F1 | Commercial | Warehouse | Existing | Food Preparation | Natural Gas | Steamer | E3 | Participant - Cost of Equipment | 0 | 0 | 0 | 0 | 0 | 0 | 0 | 0 | 0 | 0 | 0 | 0 | 0 | 0 | 0 | 0 | 0 | 0 | 0 | 0 | 0 | 0 | 0 | 0 | 0 | 0 | 0 | 0 | 0 | 0 | 0
F1_Commercial_Warehouse_Existing_Food Preparation_Natural Gas_Steamer_E4 | F1 | Commercial | Warehouse | Existing | Food Preparation | Natural Gas | Steamer | E4 | Participant - Cost of Equipment | 0 | 0 | 0 | 0 | 0 | 0 | 0 | 0 | 0 | 0 | 0 | 0 | 0 | 0 | 0 | 0 | 0 | 0 | 0 | 0 | 0 | 0 | 0 | 0 | 0 | 0 | 0 | 0 | 0 | 0 | 0
F1_Commercial_Warehouse_Existing_Food Preparation_Natural Gas_Steamer_E5 | F1 | Commercial | Warehouse | Existing | Food Preparation | Natural Gas | Steamer | E5 | Participant - Cost of Equipment | 0 | 0 | 0 | 0 | 0 | 0 | 0 | 0 | 0 | 0 | 0 | 0 | 0 | 0 | 0 | 0 | 0 | 0 | 0 | 0 | 0 | 0 | 0 | 0 | 0 | 0 | 0 | 0 | 0 | 0 | 0
F1_Commercial_Warehouse_Existing_Food Preparation_Natural Gas_Steamer_E6 | F1 | Commercial | Warehouse | Existing | Food Preparation | Natural Gas | Steamer | E6 | Participant - Cost of Equipment | 0 | 0 | 0 | 0 | 0 | 0 | 0 | 0 | 0 | 0 | 0 | 0 | 0 | 0 | 0 | 0 | 0 | 0 | 0 | 0 | 0 | 0 | 0 | 0 | 0 | 0 | 0 | 0 | 0 | 0 | 0
F1_Commercial_Warehouse_Existing_Food Preparation_Natural Gas_Steamer_E7 | F1 | Commercial | Warehouse | Existing | Food Preparation | Natural Gas | Steamer | E7 | Participant - Cost of Equipment | 0 | 0 | 0 | 0 | 0 | 0 | 0 | 0 | 0 | 0 | 0 | 0 | 0 | 0 | 0 | 0 | 0 | 0 | 0 | 0 | 0 | 0 | 0 | 0 | 0 | 0 | 0 | 0 | 0 | 0 | 0
F1_Commercial_Warehouse_Existing_Food Preparation_Natural Gas_Steamer_E8 | F1 | Commercial | Warehouse | Existing | Food Preparation | Natural Gas | Steamer | E8 | Participant - Cost of Equipment | 0 | 0 | 0 | 0 | 0 | 0 | 0 | 0 | 0 | 0 | 0 | 0 | 0 | 0 | 0 | 0 | 0 | 0 | 0 | 0 | 0 | 0 | 0 | 0 | 0 | 0 | 0 | 0 | 0 | 0 | 0
F1_Commercial_Warehouse_Existing_Food Preparation_Natural Gas_Steamer_E9 | F1 | Commercial | Warehouse | Existing | Food Preparation | Natural Gas | Steamer | E9 | Participant - Cost of Equipment | 0 | 0 | 0 | 0 | 0 | 0 | 0 | 0 | 0 | 0 | 0 | 0 | 0 | 0 | 0 | 0 | 0 | 0 | 0 | 0 | 0 | 0 | 0 | 0 | 0 | 0 | 0 | 0 | 0 | 0 | 0
F1_Commercial_Warehouse_Existing_Food Preparation_Natural Gas_Steamer_E10 | F1 | Commercial | Warehouse | Existing | Food Preparation | Natural Gas | Steamer | E10 | Participant - Cost of Equipment | 0 | 0 | 0 | 0 | 0 | 0 | 0 | 0 | 0 | 0 | 0 | 0 | 0 | 0 | 0 | 0 | 0 | 0 | 0 | 0 | 0 | 0 | 0 | 0 | 0 | 0 | 0 | 0 | 0 | 0 | 0
F2_Commercial_Warehouse_Existing_Food Preparation_Natural Gas_Steamer_E1 | F2 | Commercial | Warehouse | Existing | Food Preparation | Natural Gas | Steamer | E1 | Participant - Cost of Operation | 0.39661 | 0.39997 | 0.4019 | 0 | 0 | 0 | 0 | 0 | 0 | 0 | 0 | 0 | 0 | 0 | 0 | 0 | 0 | 0 | 0 | 0 | 0 | 0 | 0 | 0 | 0 | 0 | 0 | 0 | 0 | 0 | 0
F2_Commercial_Warehouse_Existing_Food Preparation_Natural Gas_Steamer_E2 | F2 | Commercial | Warehouse | Existing | Food Preparation | Natural Gas | Steamer | E2 | Participant - Cost of Operation | 0.082729 | 0.08343 | 0.083833 | 0.08421 | 0.085039 | 0.080028 | 0.075885 | 0.075731 | 0.077103 | 0.078331 | 0.08019 | 0.081877 | 0.072838 | 0.074904 | 0.077945 | 0.080603 | 0.080693 | 0.080956 | 0.079413 | 0.080361 | 0.081003 | 0.081901 | 0.083053 | 0.041482 | 0.040672 | 0.03991 | 0.039191 | 0.038506 | 0.037851 | 0.03722 | 0.036608
F2_Commercial_Warehouse_Existing_Food Preparation_Natural Gas_Steamer_E3 | F2 | Commercial | Warehouse | Existing | Food Preparation | Natural Gas | Steamer | E3 | Participant - Cost of Operation | 0 | 0 | 0 | 0 | 0 | 0 | 0 | 0 | 0 | 0 | 0 | 0 | 0 | 0 | 0 | 0 | 0 | 0 | 0 | 0 | 0 | 0 | 0 | 0 | 0 | 0 | 0 | 0 | 0 | 0 | 0
F2_Commercial_Warehouse_Existing_Food Preparation_Natural Gas_Steamer_E4 | F2 | Commercial | Warehouse | Existing | Food Preparation | Natural Gas | Steamer | E4 | Participant - Cost of Operation | 0 | 0 | 0 | 0 | 0 | 0 | 0 | 0 | 0 | 0 | 0 | 0 | 0 | 0 | 0 | 0 | 0 | 0 | 0 | 0 | 0 | 0 | 0 | 0 | 0 | 0 | 0 | 0 | 0 | 0 | 0
F2_Commercial_Warehouse_Existing_Food Preparation_Natural Gas_Steamer_E5 | F2 | Commercial | Warehouse | Existing | Food Preparation | Natural Gas | Steamer | E5 | Participant - Cost of Operation | 0 | 0 | 0 | 0 | 0 | 0 | 0 | 0 | 0 | 0 | 0 | 0 | 0 | 0 | 0 | 0 | 0 | 0 | 0 | 0 | 0 | 0 | 0 | 0 | 0 | 0 | 0 | 0 | 0 | 0 | 0
F2_Commercial_Warehouse_Existing_Food Preparation_Natural Gas_Steamer_E6 | F2 | Commercial | Warehouse | Existing | Food Preparation | Natural Gas | Steamer | E6 | Participant - Cost of Operation | 0 | 0 | 0 | 0 | 0 | 0 | 0 | 0 | 0 | 0 | 0 | 0 | 0 | 0 | 0 | 0 | 0 | 0 | 0 | 0 | 0 | 0 | 0 | 0 | 0 | 0 | 0 | 0 | 0 | 0 | 0
F2_Commercial_Warehouse_Existing_Food Preparation_Natural Gas_Steamer_E7 | F2 | Commercial | Warehouse | Existing | Food Preparation | Natural Gas | Steamer | E7 | Participant - Cost of Operation | 0 | 0 | 0 | 0 | 0 | 0 | 0 | 0 | 0 | 0 | 0 | 0 | 0 | 0 | 0 | 0 | 0 | 0 | 0 | 0 | 0 | 0 | 0 | 0 | 0 | 0 | 0 | 0 | 0 | 0 | 0
F2_Commercial_Warehouse_Existing_Food Preparation_Natural Gas_Steamer_E8 | F2 | Commercial | Warehouse | Existing | Food Preparation | Natural Gas | Steamer | E8 | Participant - Cost of Operation | 0 | 0 | 0 | 0 | 0 | 0 | 0 | 0 | 0 | 0 | 0 | 0 | 0 | 0 | 0 | 0 | 0 | 0 | 0 | 0 | 0 | 0 | 0 | 0 | 0 | 0 | 0 | 0 | 0 | 0 | 0
F2_Commercial_Warehouse_Existing_Food Preparation_Natural Gas_Steamer_E9 | F2 | Commercial | Warehouse | Existing | Food Preparation | Natural Gas | Steamer | E9 | Participant - Cost of Operation | 0 | 0 | 0 | 0 | 0 | 0 | 0 | 0 | 0 | 0 | 0 | 0 | 0 | 0 | 0 | 0 | 0 | 0 | 0 | 0 | 0 | 0 | 0 | 0 | 0 | 0 | 0 | 0 | 0 | 0 | 0
F2_Commercial_Warehouse_Existing_Food Preparation_Natural Gas_Steamer_E10 | F2 | Commercial | Warehouse | Existing | Food Preparation | Natural Gas | Steamer | E10 | Participant - Cost of Operation | 0 | 0 | 0 | 0 | 0 | 0 | 0 | 0 | 0 | 0 | 0 | 0 | 0 | 0 | 0 | 0 | 0 | 0 | 0 | 0 | 0 | 0 | 0 | 0 | 0 | 0 | 0 | 0 | 0 | 0 | 0
F3_Commercial_Warehouse_Existing_Food Preparation_Natural Gas_Steamer_E1 | F3 | Commercial | Warehouse | Existing | Food Preparation | Natural Gas | Steamer | E1 | System - kBTUs of Conusmption | 33.3641 | 33.4307 | 33.3882 | 0 | 0 | 0 | 0 | 0 | 0 | 0 | 0 | 0 | 0 | 0 | 0 | 0 | 0 | 0 | 0 | 0 | 0 | 0 | 0 | 0 | 0 | 0 | 0 | 0 | 0 | 0 | 0
F3_Commercial_Warehouse_Existing_Food Preparation_Natural Gas_Steamer_E2 | F3 | Commercial | Warehouse | Existing | Food Preparation | Natural Gas | Steamer | E2 | System - kBTUs of Conusmption | 6.9594 | 6.9733 | 6.9645 | 6.9584 | 6.9584 | 6.9584 | 6.9584 | 6.9584 | 6.9584 | 6.9584 | 6.9584 | 6.9584 | 6.9584 | 6.9584 | 6.9584 | 6.9584 | 6.9584 | 6.9584 | 6.9584 | 6.9584 | 6.9584 | 6.9584 | 6.9584 | 6.9584 | 6.9584 | 6.9584 | 6.9584 | 6.9584 | 6.9584 | 6.9584 | 6.9584
F3_Commercial_Warehouse_Existing_Food Preparation_Natural Gas_Steamer_E3 | F3 | Commercial | Warehouse | Existing | Food Preparation | Natural Gas | Steamer | E3 | System - kBTUs of Conusmption | 0 | 0 | 0 | 0 | 0 | 0 | 0 | 0 | 0 | 0 | 0 | 0 | 0 | 0 | 0 | 0 | 0 | 0 | 0 | 0 | 0 | 0 | 0 | 0 | 0 | 0 | 0 | 0 | 0 | 0 | 0
F3_Commercial_Warehouse_Existing_Food Preparation_Natural Gas_Steamer_E4 | F3 | Commercial | Warehouse | Existing | Food Preparation | Natural Gas | Steamer | E4 | System - kBTUs of Conusmption | 0 | 0 | 0 | 0 | 0 | 0 | 0 | 0 | 0 | 0 | 0 | 0 | 0 | 0 | 0 | 0 | 0 | 0 | 0 | 0 | 0 | 0 | 0 | 0 | 0 | 0 | 0 | 0 | 0 | 0 | 0
F3_Commercial_Warehouse_Existing_Food Preparation_Natural Gas_Steamer_E5 | F3 | Commercial | Warehouse | Existing | Food Preparation | Natural Gas | Steamer | E5 | System - kBTUs of Conusmption | 0 | 0 | 0 | 0 | 0 | 0 | 0 | 0 | 0 | 0 | 0 | 0 | 0 | 0 | 0 | 0 | 0 | 0 | 0 | 0 | 0 | 0 | 0 | 0 | 0 | 0 | 0 | 0 | 0 | 0 | 0
F3_Commercial_Warehouse_Existing_Food Preparation_Natural Gas_Steamer_E6 | F3 | Commercial | Warehouse | Existing | Food Preparation | Natural Gas | Steamer | E6 | System - kBTUs of Conusmption | 0 | 0 | 0 | 0 | 0 | 0 | 0 | 0 | 0 | 0 | 0 | 0 | 0 | 0 | 0 | 0 | 0 | 0 | 0 | 0 | 0 | 0 | 0 | 0 | 0 | 0 | 0 | 0 | 0 | 0 | 0
F3_Commercial_Warehouse_Existing_Food Preparation_Natural Gas_Steamer_E7 | F3 | Commercial | Warehouse | Existing | Food Preparation | Natural Gas | Steamer | E7 | System - kBTUs of Conusmption | 0 | 0 | 0 | 0 | 0 | 0 | 0 | 0 | 0 | 0 | 0 | 0 | 0 | 0 | 0 | 0 | 0 | 0 | 0 | 0 | 0 | 0 | 0 | 0 | 0 | 0 | 0 | 0 | 0 | 0 | 0
F3_Commercial_Warehouse_Existing_Food Preparation_Natural Gas_Steamer_E8 | F3 | Commercial | Warehouse | Existing | Food Preparation | Natural Gas | Steamer | E8 | System - kBTUs of Conusmption | 0 | 0 | 0 | 0 | 0 | 0 | 0 | 0 | 0 | 0 | 0 | 0 | 0 | 0 | 0 | 0 | 0 | 0 | 0 | 0 | 0 | 0 | 0 | 0 | 0 | 0 | 0 | 0 | 0 | 0 | 0
F3_Commercial_Warehouse_Existing_Food Preparation_Natural Gas_Steamer_E9 | F3 | Commercial | Warehouse | Existing | Food Preparation | Natural Gas | Steamer | E9 | System - kBTUs of Conusmption | 0 | 0 | 0 | 0 | 0 | 0 | 0 | 0 | 0 | 0 | 0 | 0 | 0 | 0 | 0 | 0 | 0 | 0 | 0 | 0 | 0 | 0 | 0 | 0 | 0 | 0 | 0 | 0 | 0 | 0 | 0
F3_Commercial_Warehouse_Existing_Food Preparation_Natural Gas_Steamer_E10 | F3 | Commercial | Warehouse | Existing | Food Preparation | Natural Gas | Steamer | E10 | System - kBTUs of Conusmption | 0 | 0 | 0 | 0 | 0 | 0 | 0 | 0 | 0 | 0 | 0 | 0 | 0 | 0 | 0 | 0 | 0 | 0 | 0 | 0 | 0 | 0 | 0 | 0 | 0 | 0 | 0 | 0 | 0 | 0 | 0
F4_Commercial_Warehouse_Existing_Food Preparation_Natural Gas_Steamer_E1 | F4 | Commercial | Warehouse | Existing | Food Preparation | Natural Gas | Steamer | E1 | Utility - Cost of Equipment | 0.3625 | 0.3625 | 0.3625 | 0 | 0 | 0 | 0 | 0 | 0 | 0 | 0 | 0 | 0 | 0 | 0 | 0 | 0 | 0 | 0 | 0 | 0 | 0 | 0 | 0 | 0 | 0 | 0 | 0 | 0 | 0 | 0
F4_Commercial_Warehouse_Existing_Food Preparation_Natural Gas_Steamer_E2 | F4 | Commercial | Warehouse | Existing | Food Preparation | Natural Gas | Steamer | E2 | Utility - Cost of Equipment | 0.38945 | 0.38945 | 0.38945 | 0.38945 | 0.38945 | 0.38945 | 0.38945 | 0.38945 | 0.38945 | 0.38945 | 0.38945 | 0.38945 | 0.38945 | 0.38945 | 0.38945 | 0.38945 | 0.38945 | 0.38945 | 0.38945 | 0.38945 | 0.38945 | 0.38945 | 0.38945 | 0.38945 | 0.38945 | 0.38945 | 0.38945 | 0.38945 | 0.38945 | 0.38945 | 0.38945
F4_Commercial_Warehouse_Existing_Food Preparation_Natural Gas_Steamer_E3 | F4 | Commercial | Warehouse | Existing | Food Preparation | Natural Gas | Steamer | E3 | Utility - Cost of Equipment | 0 | 0 | 0 | 0 | 0 | 0 | 0 | 0 | 0 | 0 | 0 | 0 | 0 | 0 | 0 | 0 | 0 | 0 | 0 | 0 | 0 | 0 | 0 | 0 | 0 | 0 | 0 | 0 | 0 | 0 | 0
F4_Commercial_Warehouse_Existing_Food Preparation_Natural Gas_Steamer_E4 | F4 | Commercial | Warehouse | Existing | Food Preparation | Natural Gas | Steamer | E4 | Utility - Cost of Equipment | 0 | 0 | 0 | 0 | 0 | 0 | 0 | 0 | 0 | 0 | 0 | 0 | 0 | 0 | 0 | 0 | 0 | 0 | 0 | 0 | 0 | 0 | 0 | 0 | 0 | 0 | 0 | 0 | 0 | 0 | 0
F4_Commercial_Warehouse_Existing_Food Preparation_Natural Gas_Steamer_E5 | F4 | Commercial | Warehouse | Existing | Food Preparation | Natural Gas | Steamer | E5 | Utility - Cost of Equipment | 0 | 0 | 0 | 0 | 0 | 0 | 0 | 0 | 0 | 0 | 0 | 0 | 0 | 0 | 0 | 0 | 0 | 0 | 0 | 0 | 0 | 0 | 0 | 0 | 0 | 0 | 0 | 0 | 0 | 0 | 0
F4_Commercial_Warehouse_Existing_Food Preparation_Natural Gas_Steamer_E6 | F4 | Commercial | Warehouse | Existing | Food Preparation | Natural Gas | Steamer | E6 | Utility - Cost of Equipment | 0 | 0 | 0 | 0 | 0 | 0 | 0 | 0 | 0 | 0 | 0 | 0 | 0 | 0 | 0 | 0 | 0 | 0 | 0 | 0 | 0 | 0 | 0 | 0 | 0 | 0 | 0 | 0 | 0 | 0 | 0
F4_Commercial_Warehouse_Existing_Food Preparation_Natural Gas_Steamer_E7 | F4 | Commercial | Warehouse | Existing | Food Preparation | Natural Gas | Steamer | E7 | Utility - Cost of Equipment | 0 | 0 | 0 | 0 | 0 | 0 | 0 | 0 | 0 | 0 | 0 | 0 | 0 | 0 | 0 | 0 | 0 | 0 | 0 | 0 | 0 | 0 | 0 | 0 | 0 | 0 | 0 | 0 | 0 | 0 | 0
F4_Commercial_Warehouse_Existing_Food Preparation_Natural Gas_Steamer_E8 | F4 | Commercial | Warehouse | Existing | Food Preparation | Natural Gas | Steamer | E8 | Utility - Cost of Equipment | 0 | 0 | 0 | 0 | 0 | 0 | 0 | 0 | 0 | 0 | 0 | 0 | 0 | 0 | 0 | 0 | 0 | 0 | 0 | 0 | 0 | 0 | 0 | 0 | 0 | 0 | 0 | 0 | 0 | 0 | 0
F4_Commercial_Warehouse_Existing_Food Preparation_Natural Gas_Steamer_E9 | F4 | Commercial | Warehouse | Existing | Food Preparation | Natural Gas | Steamer | E9 | Utility - Cost of Equipment | 0 | 0 | 0 | 0 | 0 | 0 | 0 | 0 | 0 | 0 | 0 | 0 | 0 | 0 | 0 | 0 | 0 | 0 | 0 | 0 | 0 | 0 | 0 | 0 | 0 | 0 | 0 | 0 | 0 | 0 | 0
F4_Commercial_Warehouse_Existing_Food Preparation_Natural Gas_Steamer_E10 | F4 | Commercial | Warehouse | Existing | Food Preparation | Natural Gas | Steamer | E10 | Utility - Cost of Equipment | 0 | 0 | 0 | 0 | 0 | 0 | 0 | 0 | 0 | 0 | 0 | 0 | 0 | 0 | 0 | 0 | 0 | 0 | 0 | 0 | 0 | 0 | 0 | 0 | 0 | 0 | 0 | 0 | 0 | 0 | 0
F5_Commercial_Warehouse_Existing_Food Preparation_Natural Gas_Steamer_E1 | F5 | Commercial | Warehouse | Existing | Food Preparation | Natural Gas | Steamer | E1 | Utility - Cost of Operation | 0.33104 | 0.33384 | 0.33546 | 0 | 0 | 0 | 0 | 0 | 0 | 0 | 0 | 0 | 0 | 0 | 0 | 0 | 0 | 0 | 0 | 0 | 0 | 0 | 0 | 0 | 0 | 0 | 0 | 0 | 0 | 0 | 0
F5_Commercial_Warehouse_Existing_Food Preparation_Natural Gas_Steamer_E2 | F5 | Commercial | Warehouse | Existing | Food Preparation | Natural Gas | Steamer | E2 | Utility - Cost of Operation | 0.069052 | 0.069637 | 0.069973 | 0.070289 | 0.070981 | 0.066798 | 0.063339 | 0.063211 | 0.064356 | 0.065382 | 0.066933 | 0.068341 | 0.060796 | 0.062521 | 0.065059 | 0.067278 | 0.067352 | 0.067572 | 0.066284 | 0.067076 | 0.067611 | 0.068361 | 0.069322 | 0.034624 | 0.033948 | 0.033312 | 0.032712 | 0.032141 | 0.031594 | 0.031066 | 0.030556
F5_Commercial_Warehouse_Existing_Food Preparation_Natural Gas_Steamer_E3 | F5 | Commercial | Warehouse | Existing | Food Preparation | Natural Gas | Steamer | E3 | Utility - Cost of Operation | 0 | 0 | 0 | 0 | 0 | 0 | 0 | 0 | 0 | 0 | 0 | 0 | 0 | 0 | 0 | 0 | 0 | 0 | 0 | 0 | 0 | 0 | 0 | 0 | 0 | 0 | 0 | 0 | 0 | 0 | 0
F5_Commercial_Warehouse_Existing_Food Preparation_Natural Gas_Steamer_E4 | F5 | Commercial | Warehouse | Existing | Food Preparation | Natural Gas | Steamer | E4 | Utility - Cost of Operation | 0 | 0 | 0 | 0 | 0 | 0 | 0 | 0 | 0 | 0 | 0 | 0 | 0 | 0 | 0 | 0 | 0 | 0 | 0 | 0 | 0 | 0 | 0 | 0 | 0 | 0 | 0 | 0 | 0 | 0 | 0
F5_Commercial_Warehouse_Existing_Food Preparation_Natural Gas_Steamer_E5 | F5 | Commercial | Warehouse | Existing | Food Preparation | Natural Gas | Steamer | E5 | Utility - Cost of Operation | 0 | 0 | 0 | 0 | 0 | 0 | 0 | 0 | 0 | 0 | 0 | 0 | 0 | 0 | 0 | 0 | 0 | 0 | 0 | 0 | 0 | 0 | 0 | 0 | 0 | 0 | 0 | 0 | 0 | 0 | 0
F5_Commercial_Warehouse_Existing_Food Preparation_Natural Gas_Steamer_E6 | F5 | Commercial | Warehouse | Existing | Food Preparation | Natural Gas | Steamer | E6 | Utility - Cost of Operation | 0 | 0 | 0 | 0 | 0 | 0 | 0 | 0 | 0 | 0 | 0 | 0 | 0 | 0 | 0 | 0 | 0 | 0 | 0 | 0 | 0 | 0 | 0 | 0 | 0 | 0 | 0 | 0 | 0 | 0 | 0
F5_Commercial_Warehouse_Existing_Food Preparation_Natural Gas_Steamer_E7 | F5 | Commercial | Warehouse | Existing | Food Preparation | Natural Gas | Steamer | E7 | Utility - Cost of Operation | 0 | 0 | 0 | 0 | 0 | 0 | 0 | 0 | 0 | 0 | 0 | 0 | 0 | 0 | 0 | 0 | 0 | 0 | 0 | 0 | 0 | 0 | 0 | 0 | 0 | 0 | 0 | 0 | 0 | 0 | 0
F5_Commercial_Warehouse_Existing_Food Preparation_Natural Gas_Steamer_E8 | F5 | Commercial | Warehouse | Existing | Food Preparation | Natural Gas | Steamer | E8 | Utility - Cost of Operation | 0 | 0 | 0 | 0 | 0 | 0 | 0 | 0 | 0 | 0 | 0 | 0 | 0 | 0 | 0 | 0 | 0 | 0 | 0 | 0 | 0 | 0 | 0 | 0 | 0 | 0 | 0 | 0 | 0 | 0 | 0
F5_Commercial_Warehouse_Existing_Food Preparation_Natural Gas_Steamer_E9 | F5 | Commercial | Warehouse | Existing | Food Preparation | Natural Gas | Steamer | E9 | Utility - Cost of Operation | 0 | 0 | 0 | 0 | 0 | 0 | 0 | 0 | 0 | 0 | 0 | 0 | 0 | 0 | 0 | 0 | 0 | 0 | 0 | 0 | 0 | 0 | 0 | 0 | 0 | 0 | 0 | 0 | 0 | 0 | 0
F5_Commercial_Warehouse_Existing_Food Preparation_Natural Gas_Steamer_E10 | F5 | Commercial | Warehouse | Existing | Food Preparation | Natural Gas | Steamer | E10 | Utility - Cost of Operation | 0 | 0 | 0 | 0 | 0 | 0 | 0 | 0 | 0 | 0 | 0 | 0 | 0 | 0 | 0 | 0 | 0 | 0 | 0 | 0 | 0 | 0 | 0 | 0 | 0 | 0 | 0 | 0 | 0 | 0 | 0
F6_Commercial_Warehouse_Existing_Food Preparation_Natural Gas_Steamer_E1 | F6 | Commercial | Warehouse | Existing | Food Preparation | Natural Gas | Steamer | E1 | Utility - Value of Sales | 0.39661 | 0.39997 | 0.4019 | 0 | 0 | 0 | 0 | 0 | 0 | 0 | 0 | 0 | 0 | 0 | 0 | 0 | 0 | 0 | 0 | 0 | 0 | 0 | 0 | 0 | 0 | 0 | 0 | 0 | 0 | 0 | 0
F6_Commercial_Warehouse_Existing_Food Preparation_Natural Gas_Steamer_E2 | F6 | Commercial | Warehouse | Existing | Food Preparation | Natural Gas | Steamer | E2 | Utility - Value of Sales | 0.082729 | 0.08343 | 0.083833 | 0.08421 | 0.085039 | 0.080028 | 0.075885 | 0.075731 | 0.077103 | 0.078331 | 0.08019 | 0.081877 | 0.072838 | 0.074904 | 0.077945 | 0.080603 | 0.080693 | 0.080956 | 0.079413 | 0.080361 | 0.081003 | 0.081901 | 0.083053 | 0.041482 | 0.040672 | 0.03991 | 0.039191 | 0.038506 | 0.037851 | 0.03722 | 0.036608
F6_Commercial_Warehouse_Existing_Food Preparation_Natural Gas_Steamer_E3 | F6 | Commercial | Warehouse | Existing | Food Preparation | Natural Gas | Steamer | E3 | Utility - Value of Sales | 0 | 0 | 0 | 0 | 0 | 0 | 0 | 0 | 0 | 0 | 0 | 0 | 0 | 0 | 0 | 0 | 0 | 0 | 0 | 0 | 0 | 0 | 0 | 0 | 0 | 0 | 0 | 0 | 0 | 0 | 0
F6_Commercial_Warehouse_Existing_Food Preparation_Natural Gas_Steamer_E4 | F6 | Commercial | Warehouse | Existing | Food Preparation | Natural Gas | Steamer | E4 | Utility - Value of Sales | 0 | 0 | 0 | 0 | 0 | 0 | 0 | 0 | 0 | 0 | 0 | 0 | 0 | 0 | 0 | 0 | 0 | 0 | 0 | 0 | 0 | 0 | 0 | 0 | 0 | 0 | 0 | 0 | 0 | 0 | 0
F6_Commercial_Warehouse_Existing_Food Preparation_Natural Gas_Steamer_E5 | F6 | Commercial | Warehouse | Existing | Food Preparation | Natural Gas | Steamer | E5 | Utility - Value of Sales | 0 | 0 | 0 | 0 | 0 | 0 | 0 | 0 | 0 | 0 | 0 | 0 | 0 | 0 | 0 | 0 | 0 | 0 | 0 | 0 | 0 | 0 | 0 | 0 | 0 | 0 | 0 | 0 | 0 | 0 | 0
F6_Commercial_Warehouse_Existing_Food Preparation_Natural Gas_Steamer_E6 | F6 | Commercial | Warehouse | Existing | Food Preparation | Natural Gas | Steamer | E6 | Utility - Value of Sales | 0 | 0 | 0 | 0 | 0 | 0 | 0 | 0 | 0 | 0 | 0 | 0 | 0 | 0 | 0 | 0 | 0 | 0 | 0 | 0 | 0 | 0 | 0 | 0 | 0 | 0 | 0 | 0 | 0 | 0 | 0
F6_Commercial_Warehouse_Existing_Food Preparation_Natural Gas_Steamer_E7 | F6 | Commercial | Warehouse | Existing | Food Preparation | Natural Gas | Steamer | E7 | Utility - Value of Sales | 0 | 0 | 0 | 0 | 0 | 0 | 0 | 0 | 0 | 0 | 0 | 0 | 0 | 0 | 0 | 0 | 0 | 0 | 0 | 0 | 0 | 0 | 0 | 0 | 0 | 0 | 0 | 0 | 0 | 0 | 0
F6_Commercial_Warehouse_Existing_Food Preparation_Natural Gas_Steamer_E8 | F6 | Commercial | Warehouse | Existing | Food Preparation | Natural Gas | Steamer | E8 | Utility - Value of Sales | 0 | 0 | 0 | 0 | 0 | 0 | 0 | 0 | 0 | 0 | 0 | 0 | 0 | 0 | 0 | 0 | 0 | 0 | 0 | 0 | 0 | 0 | 0 | 0 | 0 | 0 | 0 | 0 | 0 | 0 | 0
F6_Commercial_Warehouse_Existing_Food Preparation_Natural Gas_Steamer_E9 | F6 | Commercial | Warehouse | Existing | Food Preparation | Natural Gas | Steamer | E9 | Utility - Value of Sales | 0 | 0 | 0 | 0 | 0 | 0 | 0 | 0 | 0 | 0 | 0 | 0 | 0 | 0 | 0 | 0 | 0 | 0 | 0 | 0 | 0 | 0 | 0 | 0 | 0 | 0 | 0 | 0 | 0 | 0 | 0
F6_Commercial_Warehouse_Existing_Food Preparation_Natural Gas_Steamer_E10 | F6 | Commercial | Warehouse | Existing | Food Preparation | Natural Gas | Steamer | E10 | Utility - Value of Sales | 0 | 0 | 0 | 0 | 0 | 0 | 0 | 0 | 0 | 0 | 0 | 0 | 0 | 0 | 0 | 0 | 0 | 0 | 0 | 0 | 0 | 0 | 0 | 0 | 0 | 0 | 0 | 0 | 0 | 0 | 0
F1_Commercial_Warehouse_Existing_Food Preparation_Natural Gas_Food Prep Other_E1 | F1 | Commercial | Warehouse | Existing | Food Preparation | Natural Gas | Food Prep Other | E1 | Participant - Cost of Equipment | 0.015143 | 0.015143 | 0.015143 | 0.015143 | 0.015143 | 0.015143 | 0.015143 | 0.015143 | 0.015143 | 0.015143 | 0.015143 | 0.015143 | 0.015143 | 0.015143 | 0.015143 | 0.015143 | 0.015143 | 0.015143 | 0.015143 | 0.015143 | 0.015143 | 0.015143 | 0.015143 | 0.015143 | 0.015143 | 0.015143 | 0.015143 | 0.015143 | 0.015143 | 0.015143 | 0.015143
F1_Commercial_Warehouse_Existing_Food Preparation_Natural Gas_Food Prep Other_E2 | F1 | Commercial | Warehouse | Existing | Food Preparation | Natural Gas | Food Prep Other | E2 | Participant - Cost of Equipment | 0.015158 | 0.015158 | 0.015158 | 0.015158 | 0.015158 | 0.015158 | 0.015158 | 0.015158 | 0.015158 | 0.015158 | 0.015158 | 0.015158 | 0.015158 | 0.015158 | 0.015158 | 0.015158 | 0.015158 | 0.015158 | 0.015158 | 0.015158 | 0.015158 | 0.015158 | 0.015158 | 0.015158 | 0.015158 | 0.015158 | 0.015158 | 0.015158 | 0.015158 | 0.015158 | 0.015158
F1_Commercial_Warehouse_Existing_Food Preparation_Natural Gas_Food Prep Other_E3 | F1 | Commercial | Warehouse | Existing | Food Preparation | Natural Gas | Food Prep Other | E3 | Participant - Cost of Equipment | 0 | 0 | 0 | 0 | 0 | 0 | 0 | 0 | 0 | 0 | 0 | 0 | 0 | 0 | 0 | 0 | 0 | 0 | 0 | 0 | 0 | 0 | 0 | 0 | 0 | 0 | 0 | 0 | 0 | 0 | 0
F1_Commercial_Warehouse_Existing_Food Preparation_Natural Gas_Food Prep Other_E4 | F1 | Commercial | Warehouse | Existing | Food Preparation | Natural Gas | Food Prep Other | E4 | Participant - Cost of Equipment | 0 | 0 | 0 | 0 | 0 | 0 | 0 | 0 | 0 | 0 | 0 | 0 | 0 | 0 | 0 | 0 | 0 | 0 | 0 | 0 | 0 | 0 | 0 | 0 | 0 | 0 | 0 | 0 | 0 | 0 | 0
F1_Commercial_Warehouse_Existing_Food Preparation_Natural Gas_Food Prep Other_E5 | F1 | Commercial | Warehouse | Existing | Food Preparation | Natural Gas | Food Prep Other | E5 | Participant - Cost of Equipment | 0 | 0 | 0 | 0 | 0 | 0 | 0 | 0 | 0 | 0 | 0 | 0 | 0 | 0 | 0 | 0 | 0 | 0 | 0 | 0 | 0 | 0 | 0 | 0 | 0 | 0 | 0 | 0 | 0 | 0 | 0
F1_Commercial_Warehouse_Existing_Food Preparation_Natural Gas_Food Prep Other_E6 | F1 | Commercial | Warehouse | Existing | Food Preparation | Natural Gas | Food Prep Other | E6 | Participant - Cost of Equipment | 0 | 0 | 0 | 0 | 0 | 0 | 0 | 0 | 0 | 0 | 0 | 0 | 0 | 0 | 0 | 0 | 0 | 0 | 0 | 0 | 0 | 0 | 0 | 0 | 0 | 0 | 0 | 0 | 0 | 0 | 0
F1_Commercial_Warehouse_Existing_Food Preparation_Natural Gas_Food Prep Other_E7 | F1 | Commercial | Warehouse | Existing | Food Preparation | Natural Gas | Food Prep Other | E7 | Participant - Cost of Equipment | 0 | 0 | 0 | 0 | 0 | 0 | 0 | 0 | 0 | 0 | 0 | 0 | 0 | 0 | 0 | 0 | 0 | 0 | 0 | 0 | 0 | 0 | 0 | 0 | 0 | 0 | 0 | 0 | 0 | 0 | 0
F1_Commercial_Warehouse_Existing_Food Preparation_Natural Gas_Food Prep Other_E8 | F1 | Commercial | Warehouse | Existing | Food Preparation | Natural Gas | Food Prep Other | E8 | Participant - Cost of Equipment | 0 | 0 | 0 | 0 | 0 | 0 | 0 | 0 | 0 | 0 | 0 | 0 | 0 | 0 | 0 | 0 | 0 | 0 | 0 | 0 | 0 | 0 | 0 | 0 | 0 | 0 | 0 | 0 | 0 | 0 | 0
F1_Commercial_Warehouse_Existing_Food Preparation_Natural Gas_Food Prep Other_E9 | F1 | Commercial | Warehouse | Existing | Food Preparation | Natural Gas | Food Prep Other | E9 | Participant - Cost of Equipment | 0 | 0 | 0 | 0 | 0 | 0 | 0 | 0 | 0 | 0 | 0 | 0 | 0 | 0 | 0 | 0 | 0 | 0 | 0 | 0 | 0 | 0 | 0 | 0 | 0 | 0 | 0 | 0 | 0 | 0 | 0
F1_Commercial_Warehouse_Existing_Food Preparation_Natural Gas_Food Prep Other_E10 | F1 | Commercial | Warehouse | Existing | Food Preparation | Natural Gas | Food Prep Other | E10 | Participant - Cost of Equipment | 0 | 0 | 0 | 0 | 0 | 0 | 0 | 0 | 0 | 0 | 0 | 0 | 0 | 0 | 0 | 0 | 0 | 0 | 0 | 0 | 0 | 0 | 0 | 0 | 0 | 0 | 0 | 0 | 0 | 0 | 0
F2_Commercial_Warehouse_Existing_Food Preparation_Natural Gas_Food Prep Other_E1 | F2 | Commercial | Warehouse | Existing | Food Preparation | Natural Gas | Food Prep Other | E1 | Participant - Cost of Operation | 0.17137 | 0.17477 | 0.1772 | 0.17983 | 0.18361 | 0.17203 | 0.16297 | 0.15821 | 0.1565 | 0.15387 | 0.1521 | 0.16016 | 0.14334 | 0.15321 | 0.16588 | 0.17819 | 0.17865 | 0.1795 | 0.17607 | 0.17852 | 0.18023 | 0.18254 | 0.18545 | 0.087355 | 0.085612 | 0.083981 | 0.082446 | 0.08099 | 0.079599 | 0.078262 | 0.07697
F2_Commercial_Warehouse_Existing_Food Preparation_Natural Gas_Food Prep Other_E2 | F2 | Commercial | Warehouse | Existing | Food Preparation | Natural Gas | Food Prep Other | E2 | Participant - Cost of Operation | 0.17137 | 0.17476 | 0.17719 | 0.17983 | 0.18361 | 0.17202 | 0.16297 | 0.15821 | 0.1565 | 0.15387 | 0.1521 | 0.16016 | 0.14334 | 0.15321 | 0.16587 | 0.17819 | 0.17865 | 0.1795 | 0.17607 | 0.17852 | 0.18023 | 0.18254 | 0.18545 | 0.087354 | 0.085612 | 0.083981 | 0.082445 | 0.080989 | 0.079598 | 0.078261 | 0.076969
F2_Commercial_Warehouse_Existing_Food Preparation_Natural Gas_Food Prep Other_E3 | F2 | Commercial | Warehouse | Existing | Food Preparation | Natural Gas | Food Prep Other | E3 | Participant - Cost of Operation | 0 | 0 | 0 | 0 | 0 | 0 | 0 | 0 | 0 | 0 | 0 | 0 | 0 | 0 | 0 | 0 | 0 | 0 | 0 | 0 | 0 | 0 | 0 | 0 | 0 | 0 | 0 | 0 | 0 | 0 | 0
F2_Commercial_Warehouse_Existing_Food Preparation_Natural Gas_Food Prep Other_E4 | F2 | Commercial | Warehouse | Existing | Food Preparation | Natural Gas | Food Prep Other | E4 | Participant - Cost of Operation | 0 | 0 | 0 | 0 | 0 | 0 | 0 | 0 | 0 | 0 | 0 | 0 | 0 | 0 | 0 | 0 | 0 | 0 | 0 | 0 | 0 | 0 | 0 | 0 | 0 | 0 | 0 | 0 | 0 | 0 | 0
F2_Commercial_Warehouse_Existing_Food Preparation_Natural Gas_Food Prep Other_E5 | F2 | Commercial | Warehouse | Existing | Food Preparation | Natural Gas | Food Prep Other | E5 | Participant - Cost of Operation | 0 | 0 | 0 | 0 | 0 | 0 | 0 | 0 | 0 | 0 | 0 | 0 | 0 | 0 | 0 | 0 | 0 | 0 | 0 | 0 | 0 | 0 | 0 | 0 | 0 | 0 | 0 | 0 | 0 | 0 | 0
F2_Commercial_Warehouse_Existing_Food Preparation_Natural Gas_Food Prep Other_E6 | F2 | Commercial | Warehouse | Existing | Food Preparation | Natural Gas | Food Prep Other | E6 | Participant - Cost of Operation | 0 | 0 | 0 | 0 | 0 | 0 | 0 | 0 | 0 | 0 | 0 | 0 | 0 | 0 | 0 | 0 | 0 | 0 | 0 | 0 | 0 | 0 | 0 | 0 | 0 | 0 | 0 | 0 | 0 | 0 | 0
F2_Commercial_Warehouse_Existing_Food Preparation_Natural Gas_Food Prep Other_E7 | F2 | Commercial | Warehouse | Existing | Food Preparation | Natural Gas | Food Prep Other | E7 | Participant - Cost of Operation | 0 | 0 | 0 | 0 | 0 | 0 | 0 | 0 | 0 | 0 | 0 | 0 | 0 | 0 | 0 | 0 | 0 | 0 | 0 | 0 | 0 | 0 | 0 | 0 | 0 | 0 | 0 | 0 | 0 | 0 | 0
F2_Commercial_Warehouse_Existing_Food Preparation_Natural Gas_Food Prep Other_E8 | F2 | Commercial | Warehouse | Existing | Food Preparation | Natural Gas | Food Prep Other | E8 | Participant - Cost of Operation | 0 | 0 | 0 | 0 | 0 | 0 | 0 | 0 | 0 | 0 | 0 | 0 | 0 | 0 | 0 | 0 | 0 | 0 | 0 | 0 | 0 | 0 | 0 | 0 | 0 | 0 | 0 | 0 | 0 | 0 | 0
F2_Commercial_Warehouse_Existing_Food Preparation_Natural Gas_Food Prep Other_E9 | F2 | Commercial | Warehouse | Existing | Food Preparation | Natural Gas | Food Prep Other | E9 | Participant - Cost of Operation | 0 | 0 | 0 | 0 | 0 | 0 | 0 | 0 | 0 | 0 | 0 | 0 | 0 | 0 | 0 | 0 | 0 | 0 | 0 | 0 | 0 | 0 | 0 | 0 | 0 | 0 | 0 | 0 | 0 | 0 | 0
F2_Commercial_Warehouse_Existing_Food Preparation_Natural Gas_Food Prep Other_E10 | F2 | Commercial | Warehouse | Existing | Food Preparation | Natural Gas | Food Prep Other | E10 | Participant - Cost of Operation | 0 | 0 | 0 | 0 | 0 | 0 | 0 | 0 | 0 | 0 | 0 | 0 | 0 | 0 | 0 | 0 | 0 | 0 | 0 | 0 | 0 | 0 | 0 | 0 | 0 | 0 | 0 | 0 | 0 | 0 | 0
F3_Commercial_Warehouse_Existing_Food Preparation_Natural Gas_Food Prep Other_E1 | F3 | Commercial | Warehouse | Existing | Food Preparation | Natural Gas | Food Prep Other | E1 | System - kBTUs of Conusmption | 14.3402 | 14.3745 | 14.3526 | 14.3377 | 14.3377 | 14.3377 | 14.3377 | 14.3377 | 14.3377 | 14.3377 | 14.3377 | 14.3377 | 14.3377 | 14.3377 | 14.3377 | 14.3377 | 14.3377 | 14.3377 | 14.3377 | 14.3377 | 14.3377 | 14.3377 | 14.3377 | 14.3377 | 14.3377 | 14.3377 | 14.3377 | 14.3377 | 14.3377 | 14.3377 | 14.3377
F3_Commercial_Warehouse_Existing_Food Preparation_Natural Gas_Food Prep Other_E2 | F3 | Commercial | Warehouse | Existing | Food Preparation | Natural Gas | Food Prep Other | E2 | System - kBTUs of Conusmption | 14.3401 | 14.3744 | 14.3525 | 14.3376 | 14.3376 | 14.3376 | 14.3376 | 14.3376 | 14.3376 | 14.3376 | 14.3376 | 14.3376 | 14.3376 | 14.3376 | 14.3376 | 14.3376 | 14.3376 | 14.3376 | 14.3376 | 14.3376 | 14.3376 | 14.3376 | 14.3376 | 14.3376 | 14.3376 | 14.3376 | 14.3376 | 14.3376 | 14.3376 | 14.3376 | 14.3376
F3_Commercial_Warehouse_Existing_Food Preparation_Natural Gas_Food Prep Other_E3 | F3 | Commercial | Warehouse | Existing | Food Preparation | Natural Gas | Food Prep Other | E3 | System - kBTUs of Conusmption | 0 | 0 | 0 | 0 | 0 | 0 | 0 | 0 | 0 | 0 | 0 | 0 | 0 | 0 | 0 | 0 | 0 | 0 | 0 | 0 | 0 | 0 | 0 | 0 | 0 | 0 | 0 | 0 | 0 | 0 | 0
F3_Commercial_Warehouse_Existing_Food Preparation_Natural Gas_Food Prep Other_E4 | F3 | Commercial | Warehouse | Existing | Food Preparation | Natural Gas | Food Prep Other | E4 | System - kBTUs of Conusmption | 0 | 0 | 0 | 0 | 0 | 0 | 0 | 0 | 0 | 0 | 0 | 0 | 0 | 0 | 0 | 0 | 0 | 0 | 0 | 0 | 0 | 0 | 0 | 0 | 0 | 0 | 0 | 0 | 0 | 0 | 0
F3_Commercial_Warehouse_Existing_Food Preparation_Natural Gas_Food Prep Other_E5 | F3 | Commercial | Warehouse | Existing | Food Preparation | Natural Gas | Food Prep Other | E5 | System - kBTUs of Conusmption | 0 | 0 | 0 | 0 | 0 | 0 | 0 | 0 | 0 | 0 | 0 | 0 | 0 | 0 | 0 | 0 | 0 | 0 | 0 | 0 | 0 | 0 | 0 | 0 | 0 | 0 | 0 | 0 | 0 | 0 | 0
F3_Commercial_Warehouse_Existing_Food Preparation_Natural Gas_Food Prep Other_E6 | F3 | Commercial | Warehouse | Existing | Food Preparation | Natural Gas | Food Prep Other | E6 | System - kBTUs of Conusmption | 0 | 0 | 0 | 0 | 0 | 0 | 0 | 0 | 0 | 0 | 0 | 0 | 0 | 0 | 0 | 0 | 0 | 0 | 0 | 0 | 0 | 0 | 0 | 0 | 0 | 0 | 0 | 0 | 0 | 0 | 0
F3_Commercial_Warehouse_Existing_Food Preparation_Natural Gas_Food Prep Other_E7 | F3 | Commercial | Warehouse | Existing | Food Preparation | Natural Gas | Food Prep Other | E7 | System - kBTUs of Conusmption | 0 | 0 | 0 | 0 | 0 | 0 | 0 | 0 | 0 | 0 | 0 | 0 | 0 | 0 | 0 | 0 | 0 | 0 | 0 | 0 | 0 | 0 | 0 | 0 | 0 | 0 | 0 | 0 | 0 | 0 | 0
F3_Commercial_Warehouse_Existing_Food Preparation_Natural Gas_Food Prep Other_E8 | F3 | Commercial | Warehouse | Existing | Food Preparation | Natural Gas | Food Prep Other | E8 | System - kBTUs of Conusmption | 0 | 0 | 0 | 0 | 0 | 0 | 0 | 0 | 0 | 0 | 0 | 0 | 0 | 0 | 0 | 0 | 0 | 0 | 0 | 0 | 0 | 0 | 0 | 0 | 0 | 0 | 0 | 0 | 0 | 0 | 0
F3_Commercial_Warehouse_Existing_Food Preparation_Natural Gas_Food Prep Other_E9 | F3 | Commercial | Warehouse | Existing | Food Preparation | Natural Gas | Food Prep Other | E9 | System - kBTUs of Conusmption | 0 | 0 | 0 | 0 | 0 | 0 | 0 | 0 | 0 | 0 | 0 | 0 | 0 | 0 | 0 | 0 | 0 | 0 | 0 | 0 | 0 | 0 | 0 | 0 | 0 | 0 | 0 | 0 | 0 | 0 | 0
F3_Commercial_Warehouse_Existing_Food Preparation_Natural Gas_Food Prep Other_E10 | F3 | Commercial | Warehouse | Existing | Food Preparation | Natural Gas | Food Prep Other | E10 | System - kBTUs of Conusmption | 0 | 0 | 0 | 0 | 0 | 0 | 0 | 0 | 0 | 0 | 0 | 0 | 0 | 0 | 0 | 0 | 0 | 0 | 0 | 0 | 0 | 0 | 0 | 0 | 0 | 0 | 0 | 0 | 0 | 0 | 0
F4_Commercial_Warehouse_Existing_Food Preparation_Natural Gas_Food Prep Other_E1 | F4 | Commercial | Warehouse | Existing | Food Preparation | Natural Gas | Food Prep Other | E1 | Utility - Cost of Equipment | 0.015143 | 0.015143 | 0.015143 | 0.015143 | 0.015143 | 0.015143 | 0.015143 | 0.015143 | 0.015143 | 0.015143 | 0.015143 | 0.015143 | 0.015143 | 0.015143 | 0.015143 | 0.015143 | 0.015143 | 0.015143 | 0.015143 | 0.015143 | 0.015143 | 0.015143 | 0.015143 | 0.015143 | 0.015143 | 0.015143 | 0.015143 | 0.015143 | 0.015143 | 0.015143 | 0.015143
F4_Commercial_Warehouse_Existing_Food Preparation_Natural Gas_Food Prep Other_E2 | F4 | Commercial | Warehouse | Existing | Food Preparation | Natural Gas | Food Prep Other | E2 | Utility - Cost of Equipment | 0.015158 | 0.015158 | 0.015158 | 0.015158 | 0.015158 | 0.015158 | 0.015158 | 0.015158 | 0.015158 | 0.015158 | 0.015158 | 0.015158 | 0.015158 | 0.015158 | 0.015158 | 0.015158 | 0.015158 | 0.015158 | 0.015158 | 0.015158 | 0.015158 | 0.015158 | 0.015158 | 0.015158 | 0.015158 | 0.015158 | 0.015158 | 0.015158 | 0.015158 | 0.015158 | 0.015158
F4_Commercial_Warehouse_Existing_Food Preparation_Natural Gas_Food Prep Other_E3 | F4 | Commercial | Warehouse | Existing | Food Preparation | Natural Gas | Food Prep Other | E3 | Utility - Cost of Equipment | 0 | 0 | 0 | 0 | 0 | 0 | 0 | 0 | 0 | 0 | 0 | 0 | 0 | 0 | 0 | 0 | 0 | 0 | 0 | 0 | 0 | 0 | 0 | 0 | 0 | 0 | 0 | 0 | 0 | 0 | 0
F4_Commercial_Warehouse_Existing_Food Preparation_Natural Gas_Food Prep Other_E4 | F4 | Commercial | Warehouse | Existing | Food Preparation | Natural Gas | Food Prep Other | E4 | Utility - Cost of Equipment | 0 | 0 | 0 | 0 | 0 | 0 | 0 | 0 | 0 | 0 | 0 | 0 | 0 | 0 | 0 | 0 | 0 | 0 | 0 | 0 | 0 | 0 | 0 | 0 | 0 | 0 | 0 | 0 | 0 | 0 | 0
F4_Commercial_Warehouse_Existing_Food Preparation_Natural Gas_Food Prep Other_E5 | F4 | Commercial | Warehouse | Existing | Food Preparation | Natural Gas | Food Prep Other | E5 | Utility - Cost of Equipment | 0 | 0 | 0 | 0 | 0 | 0 | 0 | 0 | 0 | 0 | 0 | 0 | 0 | 0 | 0 | 0 | 0 | 0 | 0 | 0 | 0 | 0 | 0 | 0 | 0 | 0 | 0 | 0 | 0 | 0 | 0
F4_Commercial_Warehouse_Existing_Food Preparation_Natural Gas_Food Prep Other_E6 | F4 | Commercial | Warehouse | Existing | Food Preparation | Natural Gas | Food Prep Other | E6 | Utility - Cost of Equipment | 0 | 0 | 0 | 0 | 0 | 0 | 0 | 0 | 0 | 0 | 0 | 0 | 0 | 0 | 0 | 0 | 0 | 0 | 0 | 0 | 0 | 0 | 0 | 0 | 0 | 0 | 0 | 0 | 0 | 0 | 0
F4_Commercial_Warehouse_Existing_Food Preparation_Natural Gas_Food Prep Other_E7 | F4 | Commercial | Warehouse | Existing | Food Preparation | Natural Gas | Food Prep Other | E7 | Utility - Cost of Equipment | 0 | 0 | 0 | 0 | 0 | 0 | 0 | 0 | 0 | 0 | 0 | 0 | 0 | 0 | 0 | 0 | 0 | 0 | 0 | 0 | 0 | 0 | 0 | 0 | 0 | 0 | 0 | 0 | 0 | 0 | 0
F4_Commercial_Warehouse_Existing_Food Preparation_Natural Gas_Food Prep Other_E8 | F4 | Commercial | Warehouse | Existing | Food Preparation | Natural Gas | Food Prep Other | E8 | Utility - Cost of Equipment | 0 | 0 | 0 | 0 | 0 | 0 | 0 | 0 | 0 | 0 | 0 | 0 | 0 | 0 | 0 | 0 | 0 | 0 | 0 | 0 | 0 | 0 | 0 | 0 | 0 | 0 | 0 | 0 | 0 | 0 | 0
F4_Commercial_Warehouse_Existing_Food Preparation_Natural Gas_Food Prep Other_E9 | F4 | Commercial | Warehouse | Existing | Food Preparation | Natural Gas | Food Prep Other | E9 | Utility - Cost of Equipment | 0 | 0 | 0 | 0 | 0 | 0 | 0 | 0 | 0 | 0 | 0 | 0 | 0 | 0 | 0 | 0 | 0 | 0 | 0 | 0 | 0 | 0 | 0 | 0 | 0 | 0 | 0 | 0 | 0 | 0 | 0
F4_Commercial_Warehouse_Existing_Food Preparation_Natural Gas_Food Prep Other_E10 | F4 | Commercial | Warehouse | Existing | Food Preparation | Natural Gas | Food Prep Other | E10 | Utility - Cost of Equipment | 0 | 0 | 0 | 0 | 0 | 0 | 0 | 0 | 0 | 0 | 0 | 0 | 0 | 0 | 0 | 0 | 0 | 0 | 0 | 0 | 0 | 0 | 0 | 0 | 0 | 0 | 0 | 0 | 0 | 0 | 0
F5_Commercial_Warehouse_Existing_Food Preparation_Natural Gas_Food Prep Other_E1 | F5 | Commercial | Warehouse | Existing | Food Preparation | Natural Gas | Food Prep Other | E1 | Utility - Cost of Operation | 0.14304 | 0.14587 | 0.1479 | 0.1501 | 0.15326 | 0.14359 | 0.13603 | 0.13205 | 0.13063 | 0.12844 | 0.12696 | 0.13368 | 0.11964 | 0.12788 | 0.13845 | 0.14873 | 0.14911 | 0.14983 | 0.14696 | 0.14901 | 0.15044 | 0.15236 | 0.15479 | 0.072913 | 0.071459 | 0.070097 | 0.068816 | 0.0676 | 0.06644 | 0.065324 | 0.064245
F5_Commercial_Warehouse_Existing_Food Preparation_Natural Gas_Food Prep Other_E2 | F5 | Commercial | Warehouse | Existing | Food Preparation | Natural Gas | Food Prep Other | E2 | Utility - Cost of Operation | 0.14304 | 0.14587 | 0.1479 | 0.1501 | 0.15326 | 0.14359 | 0.13603 | 0.13205 | 0.13063 | 0.12843 | 0.12696 | 0.13368 | 0.11964 | 0.12788 | 0.13845 | 0.14873 | 0.14911 | 0.14983 | 0.14696 | 0.14901 | 0.15043 | 0.15236 | 0.15479 | 0.072913 | 0.071458 | 0.070097 | 0.068815 | 0.0676 | 0.066439 | 0.065323 | 0.064245
F5_Commercial_Warehouse_Existing_Food Preparation_Natural Gas_Food Prep Other_E3 | F5 | Commercial | Warehouse | Existing | Food Preparation | Natural Gas | Food Prep Other | E3 | Utility - Cost of Operation | 0 | 0 | 0 | 0 | 0 | 0 | 0 | 0 | 0 | 0 | 0 | 0 | 0 | 0 | 0 | 0 | 0 | 0 | 0 | 0 | 0 | 0 | 0 | 0 | 0 | 0 | 0 | 0 | 0 | 0 | 0
F5_Commercial_Warehouse_Existing_Food Preparation_Natural Gas_Food Prep Other_E4 | F5 | Commercial | Warehouse | Existing | Food Preparation | Natural Gas | Food Prep Other | E4 | Utility - Cost of Operation | 0 | 0 | 0 | 0 | 0 | 0 | 0 | 0 | 0 | 0 | 0 | 0 | 0 | 0 | 0 | 0 | 0 | 0 | 0 | 0 | 0 | 0 | 0 | 0 | 0 | 0 | 0 | 0 | 0 | 0 | 0
F5_Commercial_Warehouse_Existing_Food Preparation_Natural Gas_Food Prep Other_E5 | F5 | Commercial | Warehouse | Existing | Food Preparation | Natural Gas | Food Prep Other | E5 | Utility - Cost of Operation | 0 | 0 | 0 | 0 | 0 | 0 | 0 | 0 | 0 | 0 | 0 | 0 | 0 | 0 | 0 | 0 | 0 | 0 | 0 | 0 | 0 | 0 | 0 | 0 | 0 | 0 | 0 | 0 | 0 | 0 | 0
F5_Commercial_Warehouse_Existing_Food Preparation_Natural Gas_Food Prep Other_E6 | F5 | Commercial | Warehouse | Existing | Food Preparation | Natural Gas | Food Prep Other | E6 | Utility - Cost of Operation | 0 | 0 | 0 | 0 | 0 | 0 | 0 | 0 | 0 | 0 | 0 | 0 | 0 | 0 | 0 | 0 | 0 | 0 | 0 | 0 | 0 | 0 | 0 | 0 | 0 | 0 | 0 | 0 | 0 | 0 | 0
F5_Commercial_Warehouse_Existing_Food Preparation_Natural Gas_Food Prep Other_E7 | F5 | Commercial | Warehouse | Existing | Food Preparation | Natural Gas | Food Prep Other | E7 | Utility - Cost of Operation | 0 | 0 | 0 | 0 | 0 | 0 | 0 | 0 | 0 | 0 | 0 | 0 | 0 | 0 | 0 | 0 | 0 | 0 | 0 | 0 | 0 | 0 | 0 | 0 | 0 | 0 | 0 | 0 | 0 | 0 | 0
F5_Commercial_Warehouse_Existing_Food Preparation_Natural Gas_Food Prep Other_E8 | F5 | Commercial | Warehouse | Existing | Food Preparation | Natural Gas | Food Prep Other | E8 | Utility - Cost of Operation | 0 | 0 | 0 | 0 | 0 | 0 | 0 | 0 | 0 | 0 | 0 | 0 | 0 | 0 | 0 | 0 | 0 | 0 | 0 | 0 | 0 | 0 | 0 | 0 | 0 | 0 | 0 | 0 | 0 | 0 | 0
F5_Commercial_Warehouse_Existing_Food Preparation_Natural Gas_Food Prep Other_E9 | F5 | Commercial | Warehouse | Existing | Food Preparation | Natural Gas | Food Prep Other | E9 | Utility - Cost of Operation | 0 | 0 | 0 | 0 | 0 | 0 | 0 | 0 | 0 | 0 | 0 | 0 | 0 | 0 | 0 | 0 | 0 | 0 | 0 | 0 | 0 | 0 | 0 | 0 | 0 | 0 | 0 | 0 | 0 | 0 | 0
F5_Commercial_Warehouse_Existing_Food Preparation_Natural Gas_Food Prep Other_E10 | F5 | Commercial | Warehouse | Existing | Food Preparation | Natural Gas | Food Prep Other | E10 | Utility - Cost of Operation | 0 | 0 | 0 | 0 | 0 | 0 | 0 | 0 | 0 | 0 | 0 | 0 | 0 | 0 | 0 | 0 | 0 | 0 | 0 | 0 | 0 | 0 | 0 | 0 | 0 | 0 | 0 | 0 | 0 | 0 | 0
F6_Commercial_Warehouse_Existing_Food Preparation_Natural Gas_Food Prep Other_E1 | F6 | Commercial | Warehouse | Existing | Food Preparation | Natural Gas | Food Prep Other | E1 | Utility - Value of Sales | 0.17137 | 0.17477 | 0.1772 | 0.17983 | 0.18361 | 0.17203 | 0.16297 | 0.15821 | 0.1565 | 0.15387 | 0.1521 | 0.16016 | 0.14334 | 0.15321 | 0.16588 | 0.17819 | 0.17865 | 0.1795 | 0.17607 | 0.17852 | 0.18023 | 0.18254 | 0.18545 | 0.087355 | 0.085612 | 0.083981 | 0.082446 | 0.08099 | 0.079599 | 0.078262 | 0.07697
F6_Commercial_Warehouse_Existing_Food Preparation_Natural Gas_Food Prep Other_E2 | F6 | Commercial | Warehouse | Existing | Food Preparation | Natural Gas | Food Prep Other | E2 | Utility - Value of Sales | 0.17137 | 0.17476 | 0.17719 | 0.17983 | 0.18361 | 0.17202 | 0.16297 | 0.15821 | 0.1565 | 0.15387 | 0.1521 | 0.16016 | 0.14334 | 0.15321 | 0.16587 | 0.17819 | 0.17865 | 0.1795 | 0.17607 | 0.17852 | 0.18023 | 0.18254 | 0.18545 | 0.087354 | 0.085612 | 0.083981 | 0.082445 | 0.080989 | 0.079598 | 0.078261 | 0.076969
F6_Commercial_Warehouse_Existing_Food Preparation_Natural Gas_Food Prep Other_E3 | F6 | Commercial | Warehouse | Existing | Food Preparation | Natural Gas | Food Prep Other | E3 | Utility - Value of Sales | 0 | 0 | 0 | 0 | 0 | 0 | 0 | 0 | 0 | 0 | 0 | 0 | 0 | 0 | 0 | 0 | 0 | 0 | 0 | 0 | 0 | 0 | 0 | 0 | 0 | 0 | 0 | 0 | 0 | 0 | 0
F6_Commercial_Warehouse_Existing_Food Preparation_Natural Gas_Food Prep Other_E4 | F6 | Commercial | Warehouse | Existing | Food Preparation | Natural Gas | Food Prep Other | E4 | Utility - Value of Sales | 0 | 0 | 0 | 0 | 0 | 0 | 0 | 0 | 0 | 0 | 0 | 0 | 0 | 0 | 0 | 0 | 0 | 0 | 0 | 0 | 0 | 0 | 0 | 0 | 0 | 0 | 0 | 0 | 0 | 0 | 0
F6_Commercial_Warehouse_Existing_Food Preparation_Natural Gas_Food Prep Other_E5 | F6 | Commercial | Warehouse | Existing | Food Preparation | Natural Gas | Food Prep Other | E5 | Utility - Value of Sales | 0 | 0 | 0 | 0 | 0 | 0 | 0 | 0 | 0 | 0 | 0 | 0 | 0 | 0 | 0 | 0 | 0 | 0 | 0 | 0 | 0 | 0 | 0 | 0 | 0 | 0 | 0 | 0 | 0 | 0 | 0
F6_Commercial_Warehouse_Existing_Food Preparation_Natural Gas_Food Prep Other_E6 | F6 | Commercial | Warehouse | Existing | Food Preparation | Natural Gas | Food Prep Other | E6 | Utility - Value of Sales | 0 | 0 | 0 | 0 | 0 | 0 | 0 | 0 | 0 | 0 | 0 | 0 | 0 | 0 | 0 | 0 | 0 | 0 | 0 | 0 | 0 | 0 | 0 | 0 | 0 | 0 | 0 | 0 | 0 | 0 | 0
F6_Commercial_Warehouse_Existing_Food Preparation_Natural Gas_Food Prep Other_E7 | F6 | Commercial | Warehouse | Existing | Food Preparation | Natural Gas | Food Prep Other | E7 | Utility - Value of Sales | 0 | 0 | 0 | 0 | 0 | 0 | 0 | 0 | 0 | 0 | 0 | 0 | 0 | 0 | 0 | 0 | 0 | 0 | 0 | 0 | 0 | 0 | 0 | 0 | 0 | 0 | 0 | 0 | 0 | 0 | 0
F6_Commercial_Warehouse_Existing_Food Preparation_Natural Gas_Food Prep Other_E8 | F6 | Commercial | Warehouse | Existing | Food Preparation | Natural Gas | Food Prep Other | E8 | Utility - Value of Sales | 0 | 0 | 0 | 0 | 0 | 0 | 0 | 0 | 0 | 0 | 0 | 0 | 0 | 0 | 0 | 0 | 0 | 0 | 0 | 0 | 0 | 0 | 0 | 0 | 0 | 0 | 0 | 0 | 0 | 0 | 0
F6_Commercial_Warehouse_Existing_Food Preparation_Natural Gas_Food Prep Other_E9 | F6 | Commercial | Warehouse | Existing | Food Preparation | Natural Gas | Food Prep Other | E9 | Utility - Value of Sales | 0 | 0 | 0 | 0 | 0 | 0 | 0 | 0 | 0 | 0 | 0 | 0 | 0 | 0 | 0 | 0 | 0 | 0 | 0 | 0 | 0 | 0 | 0 | 0 | 0 | 0 | 0 | 0 | 0 | 0 | 0
F6_Commercial_Warehouse_Existing_Food Preparation_Natural Gas_Food Prep Other_E10 | F6 | Commercial | Warehouse | Existing | Food Preparation | Natural Gas | Food Prep Other | E10 | Utility - Value of Sales | 0 | 0 | 0 | 0 | 0 | 0 | 0 | 0 | 0 | 0 | 0 | 0 | 0 | 0 | 0 | 0 | 0 | 0 | 0 | 0 | 0 | 0 | 0 | 0 | 0 | 0 | 0 | 0 | 0 | 0 | 0
F1_Commercial_Warehouse_Existing_Miscellaneous_Natural Gas_Pool Heater_E1 | F1 | Commercial | Warehouse | Existing | Miscellaneous | Natural Gas | Pool Heater | E1 | Participant - Cost of Equipment | 0.0026688 | 0.0026688 | 0.0026688 | 0.0026688 | 0.0026688 | 0.0026688 | 0.0026688 | 0.0026688 | 0.0026688 | 0.0026688 | 0.0026688 | 0.0026688 | 0.0026688 | 0.0026688 | 0.0026688 | 0.0026688 | 0.0026688 | 0.0026688 | 0.0026688 | 0.0026688 | 0.0026688 | 0.0026688 | 0.0026688 | 0.0026688 | 0.0026688 | 0.0026688 | 0.0026688 | 0.0026688 | 0.0026688 | 0.0026688 | 0.0026688
F1_Commercial_Warehouse_Existing_Miscellaneous_Natural Gas_Pool Heater_E2 | F1 | Commercial | Warehouse | Existing | Miscellaneous | Natural Gas | Pool Heater | E2 | Participant - Cost of Equipment | 0.0043699 | 0.0043699 | 0.0043699 | 0.0043699 | 0.0043699 | 0.0043699 | 0.0043699 | 0.0043699 | 0.0043699 | 0.0043699 | 0.0043699 | 0.0043699 | 0.0043699 | 0.0043699 | 0.0043699 | 0.0043699 | 0.0043699 | 0.0043699 | 0.0043699 | 0.0043699 | 0.0043699 | 0.0043699 | 0.0043699 | 0.0043699 | 0.0043699 | 0.0043699 | 0.0043699 | 0.0043699 | 0.0043699 | 0.0043699 | 0.0043699
F1_Commercial_Warehouse_Existing_Miscellaneous_Natural Gas_Pool Heater_E3 | F1 | Commercial | Warehouse | Existing | Miscellaneous | Natural Gas | Pool Heater | E3 | Participant - Cost of Equipment | 0 | 0 | 0 | 0 | 0 | 0 | 0 | 0 | 0 | 0 | 0 | 0 | 0 | 0 | 0 | 0 | 0 | 0 | 0 | 0 | 0 | 0 | 0 | 0 | 0 | 0 | 0 | 0 | 0 | 0 | 0
F1_Commercial_Warehouse_Existing_Miscellaneous_Natural Gas_Pool Heater_E4 | F1 | Commercial | Warehouse | Existing | Miscellaneous | Natural Gas | Pool Heater | E4 | Participant - Cost of Equipment | 0 | 0 | 0 | 0 | 0 | 0 | 0 | 0 | 0 | 0 | 0 | 0 | 0 | 0 | 0 | 0 | 0 | 0 | 0 | 0 | 0 | 0 | 0 | 0 | 0 | 0 | 0 | 0 | 0 | 0 | 0
F1_Commercial_Warehouse_Existing_Miscellaneous_Natural Gas_Pool Heater_E5 | F1 | Commercial | Warehouse | Existing | Miscellaneous | Natural Gas | Pool Heater | E5 | Participant - Cost of Equipment | 0 | 0 | 0 | 0 | 0 | 0 | 0 | 0 | 0 | 0 | 0 | 0 | 0 | 0 | 0 | 0 | 0 | 0 | 0 | 0 | 0 | 0 | 0 | 0 | 0 | 0 | 0 | 0 | 0 | 0 | 0
F1_Commercial_Warehouse_Existing_Miscellaneous_Natural Gas_Pool Heater_E6 | F1 | Commercial | Warehouse | Existing | Miscellaneous | Natural Gas | Pool Heater | E6 | Participant - Cost of Equipment | 0 | 0 | 0 | 0 | 0 | 0 | 0 | 0 | 0 | 0 | 0 | 0 | 0 | 0 | 0 | 0 | 0 | 0 | 0 | 0 | 0 | 0 | 0 | 0 | 0 | 0 | 0 | 0 | 0 | 0 | 0
F1_Commercial_Warehouse_Existing_Miscellaneous_Natural Gas_Pool Heater_E7 | F1 | Commercial | Warehouse | Existing | Miscellaneous | Natural Gas | Pool Heater | E7 | Participant - Cost of Equipment | 0 | 0 | 0 | 0 | 0 | 0 | 0 | 0 | 0 | 0 | 0 | 0 | 0 | 0 | 0 | 0 | 0 | 0 | 0 | 0 | 0 | 0 | 0 | 0 | 0 | 0 | 0 | 0 | 0 | 0 | 0
F1_Commercial_Warehouse_Existing_Miscellaneous_Natural Gas_Pool Heater_E8 | F1 | Commercial | Warehouse | Existing | Miscellaneous | Natural Gas | Pool Heater | E8 | Participant - Cost of Equipment | 0 | 0 | 0 | 0 | 0 | 0 | 0 | 0 | 0 | 0 | 0 | 0 | 0 | 0 | 0 | 0 | 0 | 0 | 0 | 0 | 0 | 0 | 0 | 0 | 0 | 0 | 0 | 0 | 0 | 0 | 0
F1_Commercial_Warehouse_Existing_Miscellaneous_Natural Gas_Pool Heater_E9 | F1 | Commercial | Warehouse | Existing | Miscellaneous | Natural Gas | Pool Heater | E9 | Participant - Cost of Equipment | 0 | 0 | 0 | 0 | 0 | 0 | 0 | 0 | 0 | 0 | 0 | 0 | 0 | 0 | 0 | 0 | 0 | 0 | 0 | 0 | 0 | 0 | 0 | 0 | 0 | 0 | 0 | 0 | 0 | 0 | 0
F1_Commercial_Warehouse_Existing_Miscellaneous_Natural Gas_Pool Heater_E10 | F1 | Commercial | Warehouse | Existing | Miscellaneous | Natural Gas | Pool Heater | E10 | Participant - Cost of Equipment | 0 | 0 | 0 | 0 | 0 | 0 | 0 | 0 | 0 | 0 | 0 | 0 | 0 | 0 | 0 | 0 | 0 | 0 | 0 | 0 | 0 | 0 | 0 | 0 | 0 | 0 | 0 | 0 | 0 | 0 | 0
F2_Commercial_Warehouse_Existing_Miscellaneous_Natural Gas_Pool Heater_E1 | F2 | Commercial | Warehouse | Existing | Miscellaneous | Natural Gas | Pool Heater | E1 | Participant - Cost of Operation | 0.012323 | 0.012778 | 0.01296 | 0.013003 | 0.013495 | 0.012722 | 0.012187 | 0.012172 | 0.012532 | 0.012321 | 0.012263 | 0.012131 | 0.0091014 | 0.0088798 | 0.0088151 | 0.0099635 | 0.011378 | 0.01297 | 0.01424 | 0.016325 | 0.016582 | 0.0169 | 0.01728 | 0.0065202 | 0.0063815 | 0.0062531 | 0.0061335 | 0.0060213 | 0.005915 | 0.0058135 | 0.0057161
F2_Commercial_Warehouse_Existing_Miscellaneous_Natural Gas_Pool Heater_E2 | F2 | Commercial | Warehouse | Existing | Miscellaneous | Natural Gas | Pool Heater | E2 | Participant - Cost of Operation | 0.010474 | 0.010861 | 0.011016 | 0.011052 | 0.01147 | 0.010813 | 0.010359 | 0.010346 | 0.010652 | 0.010473 | 0.010423 | 0.010311 | 0.0077362 | 0.0075478 | 0.0074929 | 0.008469 | 0.0096715 | 0.011025 | 0.012104 | 0.013876 | 0.014095 | 0.014365 | 0.014688 | 0.0055422 | 0.0054243 | 0.0053151 | 0.0052135 | 0.0051181 | 0.0050278 | 0.0049415 | 0.0048587
F2_Commercial_Warehouse_Existing_Miscellaneous_Natural Gas_Pool Heater_E3 | F2 | Commercial | Warehouse | Existing | Miscellaneous | Natural Gas | Pool Heater | E3 | Participant - Cost of Operation | 0 | 0 | 0 | 0 | 0 | 0 | 0 | 0 | 0 | 0 | 0 | 0 | 0 | 0 | 0 | 0 | 0 | 0 | 0 | 0 | 0 | 0 | 0 | 0 | 0 | 0 | 0 | 0 | 0 | 0 | 0
F2_Commercial_Warehouse_Existing_Miscellaneous_Natural Gas_Pool Heater_E4 | F2 | Commercial | Warehouse | Existing | Miscellaneous | Natural Gas | Pool Heater | E4 | Participant - Cost of Operation | 0 | 0 | 0 | 0 | 0 | 0 | 0 | 0 | 0 | 0 | 0 | 0 | 0 | 0 | 0 | 0 | 0 | 0 | 0 | 0 | 0 | 0 | 0 | 0 | 0 | 0 | 0 | 0 | 0 | 0 | 0
F2_Commercial_Warehouse_Existing_Miscellaneous_Natural Gas_Pool Heater_E5 | F2 | Commercial | Warehouse | Existing | Miscellaneous | Natural Gas | Pool Heater | E5 | Participant - Cost of Operation | 0 | 0 | 0 | 0 | 0 | 0 | 0 | 0 | 0 | 0 | 0 | 0 | 0 | 0 | 0 | 0 | 0 | 0 | 0 | 0 | 0 | 0 | 0 | 0 | 0 | 0 | 0 | 0 | 0 | 0 | 0
F2_Commercial_Warehouse_Existing_Miscellaneous_Natural Gas_Pool Heater_E6 | F2 | Commercial | Warehouse | Existing | Miscellaneous | Natural Gas | Pool Heater | E6 | Participant - Cost of Operation | 0 | 0 | 0 | 0 | 0 | 0 | 0 | 0 | 0 | 0 | 0 | 0 | 0 | 0 | 0 | 0 | 0 | 0 | 0 | 0 | 0 | 0 | 0 | 0 | 0 | 0 | 0 | 0 | 0 | 0 | 0
F2_Commercial_Warehouse_Existing_Miscellaneous_Natural Gas_Pool Heater_E7 | F2 | Commercial | Warehouse | Existing | Miscellaneous | Natural Gas | Pool Heater | E7 | Participant - Cost of Operation | 0 | 0 | 0 | 0 | 0 | 0 | 0 | 0 | 0 | 0 | 0 | 0 | 0 | 0 | 0 | 0 | 0 | 0 | 0 | 0 | 0 | 0 | 0 | 0 | 0 | 0 | 0 | 0 | 0 | 0 | 0
F2_Commercial_Warehouse_Existing_Miscellaneous_Natural Gas_Pool Heater_E8 | F2 | Commercial | Warehouse | Existing | Miscellaneous | Natural Gas | Pool Heater | E8 | Participant - Cost of Operation | 0 | 0 | 0 | 0 | 0 | 0 | 0 | 0 | 0 | 0 | 0 | 0 | 0 | 0 | 0 | 0 | 0 | 0 | 0 | 0 | 0 | 0 | 0 | 0 | 0 | 0 | 0 | 0 | 0 | 0 | 0
F2_Commercial_Warehouse_Existing_Miscellaneous_Natural Gas_Pool Heater_E9 | F2 | Commercial | Warehouse | Existing | Miscellaneous | Natural Gas | Pool Heater | E9 | Participant - Cost of Operation | 0 | 0 | 0 | 0 | 0 | 0 | 0 | 0 | 0 | 0 | 0 | 0 | 0 | 0 | 0 | 0 | 0 | 0 | 0 | 0 | 0 | 0 | 0 | 0 | 0 | 0 | 0 | 0 | 0 | 0 | 0
F2_Commercial_Warehouse_Existing_Miscellaneous_Natural Gas_Pool Heater_E10 | F2 | Commercial | Warehouse | Existing | Miscellaneous | Natural Gas | Pool Heater | E10 | Participant - Cost of Operation | 0 | 0 | 0 | 0 | 0 | 0 | 0 | 0 | 0 | 0 | 0 | 0 | 0 | 0 | 0 | 0 | 0 | 0 | 0 | 0 | 0 | 0 | 0 | 0 | 0 | 0 | 0 | 0 | 0 | 0 | 0
F3_Commercial_Warehouse_Existing_Miscellaneous_Natural Gas_Pool Heater_E1 | F3 | Commercial | Warehouse | Existing | Miscellaneous | Natural Gas | Pool Heater | E1 | System - kBTUs of Conusmption | 1.0405 | 1.0446 | 1.042 | 1.0402 | 1.0402 | 1.0402 | 1.0402 | 1.0402 | 1.0402 | 1.0402 | 1.0402 | 1.0402 | 1.0402 | 1.0402 | 1.0402 | 1.0402 | 1.0402 | 1.0402 | 1.0402 | 1.0402 | 1.0402 | 1.0402 | 1.0402 | 1.0402 | 1.0402 | 1.0402 | 1.0402 | 1.0402 | 1.0402 | 1.0402 | 1.0402
F3_Commercial_Warehouse_Existing_Miscellaneous_Natural Gas_Pool Heater_E2 | F3 | Commercial | Warehouse | Existing | Miscellaneous | Natural Gas | Pool Heater | E2 | System - kBTUs of Conusmption | 0.88439 | 0.88792 | 0.88567 | 0.88413 | 0.88413 | 0.88413 | 0.88413 | 0.88413 | 0.88413 | 0.88413 | 0.88413 | 0.88413 | 0.88413 | 0.88413 | 0.88413 | 0.88413 | 0.88413 | 0.88413 | 0.88413 | 0.88413 | 0.88413 | 0.88413 | 0.88413 | 0.88413 | 0.88413 | 0.88413 | 0.88413 | 0.88413 | 0.88413 | 0.88413 | 0.88413
F3_Commercial_Warehouse_Existing_Miscellaneous_Natural Gas_Pool Heater_E3 | F3 | Commercial | Warehouse | Existing | Miscellaneous | Natural Gas | Pool Heater | E3 | System - kBTUs of Conusmption | 0 | 0 | 0 | 0 | 0 | 0 | 0 | 0 | 0 | 0 | 0 | 0 | 0 | 0 | 0 | 0 | 0 | 0 | 0 | 0 | 0 | 0 | 0 | 0 | 0 | 0 | 0 | 0 | 0 | 0 | 0
F3_Commercial_Warehouse_Existing_Miscellaneous_Natural Gas_Pool Heater_E4 | F3 | Commercial | Warehouse | Existing | Miscellaneous | Natural Gas | Pool Heater | E4 | System - kBTUs of Conusmption | 0 | 0 | 0 | 0 | 0 | 0 | 0 | 0 | 0 | 0 | 0 | 0 | 0 | 0 | 0 | 0 | 0 | 0 | 0 | 0 | 0 | 0 | 0 | 0 | 0 | 0 | 0 | 0 | 0 | 0 | 0
F3_Commercial_Warehouse_Existing_Miscellaneous_Natural Gas_Pool Heater_E5 | F3 | Commercial | Warehouse | Existing | Miscellaneous | Natural Gas | Pool Heater | E5 | System - kBTUs of Conusmption | 0 | 0 | 0 | 0 | 0 | 0 | 0 | 0 | 0 | 0 | 0 | 0 | 0 | 0 | 0 | 0 | 0 | 0 | 0 | 0 | 0 | 0 | 0 | 0 | 0 | 0 | 0 | 0 | 0 | 0 | 0
F3_Commercial_Warehouse_Existing_Miscellaneous_Natural Gas_Pool Heater_E6 | F3 | Commercial | Warehouse | Existing | Miscellaneous | Natural Gas | Pool Heater | E6 | System - kBTUs of Conusmption | 0 | 0 | 0 | 0 | 0 | 0 | 0 | 0 | 0 | 0 | 0 | 0 | 0 | 0 | 0 | 0 | 0 | 0 | 0 | 0 | 0 | 0 | 0 | 0 | 0 | 0 | 0 | 0 | 0 | 0 | 0
F3_Commercial_Warehouse_Existing_Miscellaneous_Natural Gas_Pool Heater_E7 | F3 | Commercial | Warehouse | Existing | Miscellaneous | Natural Gas | Pool Heater | E7 | System - kBTUs of Conusmption | 0 | 0 | 0 | 0 | 0 | 0 | 0 | 0 | 0 | 0 | 0 | 0 | 0 | 0 | 0 | 0 | 0 | 0 | 0 | 0 | 0 | 0 | 0 | 0 | 0 | 0 | 0 | 0 | 0 | 0 | 0
F3_Commercial_Warehouse_Existing_Miscellaneous_Natural Gas_Pool Heater_E8 | F3 | Commercial | Warehouse | Existing | Miscellaneous | Natural Gas | Pool Heater | E8 | System - kBTUs of Conusmption | 0 | 0 | 0 | 0 | 0 | 0 | 0 | 0 | 0 | 0 | 0 | 0 | 0 | 0 | 0 | 0 | 0 | 0 | 0 | 0 | 0 | 0 | 0 | 0 | 0 | 0 | 0 | 0 | 0 | 0 | 0
F3_Commercial_Warehouse_Existing_Miscellaneous_Natural Gas_Pool Heater_E9 | F3 | Commercial | Warehouse | Existing | Miscellaneous | Natural Gas | Pool Heater | E9 | System - kBTUs of Conusmption | 0 | 0 | 0 | 0 | 0 | 0 | 0 | 0 | 0 | 0 | 0 | 0 | 0 | 0 | 0 | 0 | 0 | 0 | 0 | 0 | 0 | 0 | 0 | 0 | 0 | 0 | 0 | 0 | 0 | 0 | 0
F3_Commercial_Warehouse_Existing_Miscellaneous_Natural Gas_Pool Heater_E10 | F3 | Commercial | Warehouse | Existing | Miscellaneous | Natural Gas | Pool Heater | E10 | System - kBTUs of Conusmption | 0 | 0 | 0 | 0 | 0 | 0 | 0 | 0 | 0 | 0 | 0 | 0 | 0 | 0 | 0 | 0 | 0 | 0 | 0 | 0 | 0 | 0 | 0 | 0 | 0 | 0 | 0 | 0 | 0 | 0 | 0
F4_Commercial_Warehouse_Existing_Miscellaneous_Natural Gas_Pool Heater_E1 | F4 | Commercial | Warehouse | Existing | Miscellaneous | Natural Gas | Pool Heater | E1 | Utility - Cost of Equipment | 0.0026688 | 0.0026688 | 0.0026688 | 0.0026688 | 0.0026688 | 0.0026688 | 0.0026688 | 0.0026688 | 0.0026688 | 0.0026688 | 0.0026688 | 0.0026688 | 0.0026688 | 0.0026688 | 0.0026688 | 0.0026688 | 0.0026688 | 0.0026688 | 0.0026688 | 0.0026688 | 0.0026688 | 0.0026688 | 0.0026688 | 0.0026688 | 0.0026688 | 0.0026688 | 0.0026688 | 0.0026688 | 0.0026688 | 0.0026688 | 0.0026688
F4_Commercial_Warehouse_Existing_Miscellaneous_Natural Gas_Pool Heater_E2 | F4 | Commercial | Warehouse | Existing | Miscellaneous | Natural Gas | Pool Heater | E2 | Utility - Cost of Equipment | 0.0043699 | 0.0043699 | 0.0043699 | 0.0043699 | 0.0043699 | 0.0043699 | 0.0043699 | 0.0043699 | 0.0043699 | 0.0043699 | 0.0043699 | 0.0043699 | 0.0043699 | 0.0043699 | 0.0043699 | 0.0043699 | 0.0043699 | 0.0043699 | 0.0043699 | 0.0043699 | 0.0043699 | 0.0043699 | 0.0043699 | 0.0043699 | 0.0043699 | 0.0043699 | 0.0043699 | 0.0043699 | 0.0043699 | 0.0043699 | 0.0043699
F4_Commercial_Warehouse_Existing_Miscellaneous_Natural Gas_Pool Heater_E3 | F4 | Commercial | Warehouse | Existing | Miscellaneous | Natural Gas | Pool Heater | E3 | Utility - Cost of Equipment | 0 | 0 | 0 | 0 | 0 | 0 | 0 | 0 | 0 | 0 | 0 | 0 | 0 | 0 | 0 | 0 | 0 | 0 | 0 | 0 | 0 | 0 | 0 | 0 | 0 | 0 | 0 | 0 | 0 | 0 | 0
F4_Commercial_Warehouse_Existing_Miscellaneous_Natural Gas_Pool Heater_E4 | F4 | Commercial | Warehouse | Existing | Miscellaneous | Natural Gas | Pool Heater | E4 | Utility - Cost of Equipment | 0 | 0 | 0 | 0 | 0 | 0 | 0 | 0 | 0 | 0 | 0 | 0 | 0 | 0 | 0 | 0 | 0 | 0 | 0 | 0 | 0 | 0 | 0 | 0 | 0 | 0 | 0 | 0 | 0 | 0 | 0
F4_Commercial_Warehouse_Existing_Miscellaneous_Natural Gas_Pool Heater_E5 | F4 | Commercial | Warehouse | Existing | Miscellaneous | Natural Gas | Pool Heater | E5 | Utility - Cost of Equipment | 0 | 0 | 0 | 0 | 0 | 0 | 0 | 0 | 0 | 0 | 0 | 0 | 0 | 0 | 0 | 0 | 0 | 0 | 0 | 0 | 0 | 0 | 0 | 0 | 0 | 0 | 0 | 0 | 0 | 0 | 0
F4_Commercial_Warehouse_Existing_Miscellaneous_Natural Gas_Pool Heater_E6 | F4 | Commercial | Warehouse | Existing | Miscellaneous | Natural Gas | Pool Heater | E6 | Utility - Cost of Equipment | 0 | 0 | 0 | 0 | 0 | 0 | 0 | 0 | 0 | 0 | 0 | 0 | 0 | 0 | 0 | 0 | 0 | 0 | 0 | 0 | 0 | 0 | 0 | 0 | 0 | 0 | 0 | 0 | 0 | 0 | 0
F4_Commercial_Warehouse_Existing_Miscellaneous_Natural Gas_Pool Heater_E7 | F4 | Commercial | Warehouse | Existing | Miscellaneous | Natural Gas | Pool Heater | E7 | Utility - Cost of Equipment | 0 | 0 | 0 | 0 | 0 | 0 | 0 | 0 | 0 | 0 | 0 | 0 | 0 | 0 | 0 | 0 | 0 | 0 | 0 | 0 | 0 | 0 | 0 | 0 | 0 | 0 | 0 | 0 | 0 | 0 | 0
F4_Commercial_Warehouse_Existing_Miscellaneous_Natural Gas_Pool Heater_E8 | F4 | Commercial | Warehouse | Existing | Miscellaneous | Natural Gas | Pool Heater | E8 | Utility - Cost of Equipment | 0 | 0 | 0 | 0 | 0 | 0 | 0 | 0 | 0 | 0 | 0 | 0 | 0 | 0 | 0 | 0 | 0 | 0 | 0 | 0 | 0 | 0 | 0 | 0 | 0 | 0 | 0 | 0 | 0 | 0 | 0
F4_Commercial_Warehouse_Existing_Miscellaneous_Natural Gas_Pool Heater_E9 | F4 | Commercial | Warehouse | Existing | Miscellaneous | Natural Gas | Pool Heater | E9 | Utility - Cost of Equipment | 0 | 0 | 0 | 0 | 0 | 0 | 0 | 0 | 0 | 0 | 0 | 0 | 0 | 0 | 0 | 0 | 0 | 0 | 0 | 0 | 0 | 0 | 0 | 0 | 0 | 0 | 0 | 0 | 0 | 0 | 0
F4_Commercial_Warehouse_Existing_Miscellaneous_Natural Gas_Pool Heater_E10 | F4 | Commercial | Warehouse | Existing | Miscellaneous | Natural Gas | Pool Heater | E10 | Utility - Cost of Equipment | 0 | 0 | 0 | 0 | 0 | 0 | 0 | 0 | 0 | 0 | 0 | 0 | 0 | 0 | 0 | 0 | 0 | 0 | 0 | 0 | 0 | 0 | 0 | 0 | 0 | 0 | 0 | 0 | 0 | 0 | 0
F5_Commercial_Warehouse_Existing_Miscellaneous_Natural Gas_Pool Heater_E1 | F5 | Commercial | Warehouse | Existing | Miscellaneous | Natural Gas | Pool Heater | E1 | Utility - Cost of Operation | 0.010285 | 0.010666 | 0.010817 | 0.010853 | 0.011264 | 0.010618 | 0.010172 | 0.01016 | 0.01046 | 0.010284 | 0.010236 | 0.010125 | 0.0075967 | 0.0074118 | 0.0073578 | 0.0083163 | 0.0094971 | 0.010826 | 0.011886 | 0.013626 | 0.013841 | 0.014106 | 0.014423 | 0.0054423 | 0.0053265 | 0.0052193 | 0.0051195 | 0.0050258 | 0.0049371 | 0.0048524 | 0.0047711
F5_Commercial_Warehouse_Existing_Miscellaneous_Natural Gas_Pool Heater_E2 | F5 | Commercial | Warehouse | Existing | Miscellaneous | Natural Gas | Pool Heater | E2 | Utility - Cost of Operation | 0.0087426 | 0.0090658 | 0.0091946 | 0.0092252 | 0.0095742 | 0.0090257 | 0.0086463 | 0.0086358 | 0.008891 | 0.0087413 | 0.0087003 | 0.0086064 | 0.0064572 | 0.0063 | 0.0062541 | 0.0070689 | 0.0080726 | 0.0092023 | 0.010103 | 0.011582 | 0.011765 | 0.01199 | 0.012259 | 0.0046259 | 0.0045276 | 0.0044364 | 0.0043516 | 0.0042719 | 0.0041966 | 0.0041246 | 0.0040554
F5_Commercial_Warehouse_Existing_Miscellaneous_Natural Gas_Pool Heater_E3 | F5 | Commercial | Warehouse | Existing | Miscellaneous | Natural Gas | Pool Heater | E3 | Utility - Cost of Operation | 0 | 0 | 0 | 0 | 0 | 0 | 0 | 0 | 0 | 0 | 0 | 0 | 0 | 0 | 0 | 0 | 0 | 0 | 0 | 0 | 0 | 0 | 0 | 0 | 0 | 0 | 0 | 0 | 0 | 0 | 0
F5_Commercial_Warehouse_Existing_Miscellaneous_Natural Gas_Pool Heater_E4 | F5 | Commercial | Warehouse | Existing | Miscellaneous | Natural Gas | Pool Heater | E4 | Utility - Cost of Operation | 0 | 0 | 0 | 0 | 0 | 0 | 0 | 0 | 0 | 0 | 0 | 0 | 0 | 0 | 0 | 0 | 0 | 0 | 0 | 0 | 0 | 0 | 0 | 0 | 0 | 0 | 0 | 0 | 0 | 0 | 0
F5_Commercial_Warehouse_Existing_Miscellaneous_Natural Gas_Pool Heater_E5 | F5 | Commercial | Warehouse | Existing | Miscellaneous | Natural Gas | Pool Heater | E5 | Utility - Cost of Operation | 0 | 0 | 0 | 0 | 0 | 0 | 0 | 0 | 0 | 0 | 0 | 0 | 0 | 0 | 0 | 0 | 0 | 0 | 0 | 0 | 0 | 0 | 0 | 0 | 0 | 0 | 0 | 0 | 0 | 0 | 0
F5_Commercial_Warehouse_Existing_Miscellaneous_Natural Gas_Pool Heater_E6 | F5 | Commercial | Warehouse | Existing | Miscellaneous | Natural Gas | Pool Heater | E6 | Utility - Cost of Operation | 0 | 0 | 0 | 0 | 0 | 0 | 0 | 0 | 0 | 0 | 0 | 0 | 0 | 0 | 0 | 0 | 0 | 0 | 0 | 0 | 0 | 0 | 0 | 0 | 0 | 0 | 0 | 0 | 0 | 0 | 0
F5_Commercial_Warehouse_Existing_Miscellaneous_Natural Gas_Pool Heater_E7 | F5 | Commercial | Warehouse | Existing | Miscellaneous | Natural Gas | Pool Heater | E7 | Utility - Cost of Operation | 0 | 0 | 0 | 0 | 0 | 0 | 0 | 0 | 0 | 0 | 0 | 0 | 0 | 0 | 0 | 0 | 0 | 0 | 0 | 0 | 0 | 0 | 0 | 0 | 0 | 0 | 0 | 0 | 0 | 0 | 0
F5_Commercial_Warehouse_Existing_Miscellaneous_Natural Gas_Pool Heater_E8 | F5 | Commercial | Warehouse | Existing | Miscellaneous | Natural Gas | Pool Heater | E8 | Utility - Cost of Operation | 0 | 0 | 0 | 0 | 0 | 0 | 0 | 0 | 0 | 0 | 0 | 0 | 0 | 0 | 0 | 0 | 0 | 0 | 0 | 0 | 0 | 0 | 0 | 0 | 0 | 0 | 0 | 0 | 0 | 0 | 0
F5_Commercial_Warehouse_Existing_Miscellaneous_Natural Gas_Pool Heater_E9 | F5 | Commercial | Warehouse | Existing | Miscellaneous | Natural Gas | Pool Heater | E9 | Utility - Cost of Operation | 0 | 0 | 0 | 0 | 0 | 0 | 0 | 0 | 0 | 0 | 0 | 0 | 0 | 0 | 0 | 0 | 0 | 0 | 0 | 0 | 0 | 0 | 0 | 0 | 0 | 0 | 0 | 0 | 0 | 0 | 0
F5_Commercial_Warehouse_Existing_Miscellaneous_Natural Gas_Pool Heater_E10 | F5 | Commercial | Warehouse | Existing | Miscellaneous | Natural Gas | Pool Heater | E10 | Utility - Cost of Operation | 0 | 0 | 0 | 0 | 0 | 0 | 0 | 0 | 0 | 0 | 0 | 0 | 0 | 0 | 0 | 0 | 0 | 0 | 0 | 0 | 0 | 0 | 0 | 0 | 0 | 0 | 0 | 0 | 0 | 0 | 0
F6_Commercial_Warehouse_Existing_Miscellaneous_Natural Gas_Pool Heater_E1 | F6 | Commercial | Warehouse | Existing | Miscellaneous | Natural Gas | Pool Heater | E1 | Utility - Value of Sales | 0.012323 | 0.012778 | 0.01296 | 0.013003 | 0.013495 | 0.012722 | 0.012187 | 0.012172 | 0.012532 | 0.012321 | 0.012263 | 0.012131 | 0.0091014 | 0.0088798 | 0.0088151 | 0.0099635 | 0.011378 | 0.01297 | 0.01424 | 0.016325 | 0.016582 | 0.0169 | 0.01728 | 0.0065202 | 0.0063815 | 0.0062531 | 0.0061335 | 0.0060213 | 0.005915 | 0.0058135 | 0.0057161
F6_Commercial_Warehouse_Existing_Miscellaneous_Natural Gas_Pool Heater_E2 | F6 | Commercial | Warehouse | Existing | Miscellaneous | Natural Gas | Pool Heater | E2 | Utility - Value of Sales | 0.010474 | 0.010861 | 0.011016 | 0.011052 | 0.01147 | 0.010813 | 0.010359 | 0.010346 | 0.010652 | 0.010473 | 0.010423 | 0.010311 | 0.0077362 | 0.0075478 | 0.0074929 | 0.008469 | 0.0096715 | 0.011025 | 0.012104 | 0.013876 | 0.014095 | 0.014365 | 0.014688 | 0.0055422 | 0.0054243 | 0.0053151 | 0.0052135 | 0.0051181 | 0.0050278 | 0.0049415 | 0.0048587
F6_Commercial_Warehouse_Existing_Miscellaneous_Natural Gas_Pool Heater_E3 | F6 | Commercial | Warehouse | Existing | Miscellaneous | Natural Gas | Pool Heater | E3 | Utility - Value of Sales | 0 | 0 | 0 | 0 | 0 | 0 | 0 | 0 | 0 | 0 | 0 | 0 | 0 | 0 | 0 | 0 | 0 | 0 | 0 | 0 | 0 | 0 | 0 | 0 | 0 | 0 | 0 | 0 | 0 | 0 | 0
F6_Commercial_Warehouse_Existing_Miscellaneous_Natural Gas_Pool Heater_E4 | F6 | Commercial | Warehouse | Existing | Miscellaneous | Natural Gas | Pool Heater | E4 | Utility - Value of Sales | 0 | 0 | 0 | 0 | 0 | 0 | 0 | 0 | 0 | 0 | 0 | 0 | 0 | 0 | 0 | 0 | 0 | 0 | 0 | 0 | 0 | 0 | 0 | 0 | 0 | 0 | 0 | 0 | 0 | 0 | 0
F6_Commercial_Warehouse_Existing_Miscellaneous_Natural Gas_Pool Heater_E5 | F6 | Commercial | Warehouse | Existing | Miscellaneous | Natural Gas | Pool Heater | E5 | Utility - Value of Sales | 0 | 0 | 0 | 0 | 0 | 0 | 0 | 0 | 0 | 0 | 0 | 0 | 0 | 0 | 0 | 0 | 0 | 0 | 0 | 0 | 0 | 0 | 0 | 0 | 0 | 0 | 0 | 0 | 0 | 0 | 0
F6_Commercial_Warehouse_Existing_Miscellaneous_Natural Gas_Pool Heater_E6 | F6 | Commercial | Warehouse | Existing | Miscellaneous | Natural Gas | Pool Heater | E6 | Utility - Value of Sales | 0 | 0 | 0 | 0 | 0 | 0 | 0 | 0 | 0 | 0 | 0 | 0 | 0 | 0 | 0 | 0 | 0 | 0 | 0 | 0 | 0 | 0 | 0 | 0 | 0 | 0 | 0 | 0 | 0 | 0 | 0
F6_Commercial_Warehouse_Existing_Miscellaneous_Natural Gas_Pool Heater_E7 | F6 | Commercial | Warehouse | Existing | Miscellaneous | Natural Gas | Pool Heater | E7 | Utility - Value of Sales | 0 | 0 | 0 | 0 | 0 | 0 | 0 | 0 | 0 | 0 | 0 | 0 | 0 | 0 | 0 | 0 | 0 | 0 | 0 | 0 | 0 | 0 | 0 | 0 | 0 | 0 | 0 | 0 | 0 | 0 | 0
F6_Commercial_Warehouse_Existing_Miscellaneous_Natural Gas_Pool Heater_E8 | F6 | Commercial | Warehouse | Existing | Miscellaneous | Natural Gas | Pool Heater | E8 | Utility - Value of Sales | 0 | 0 | 0 | 0 | 0 | 0 | 0 | 0 | 0 | 0 | 0 | 0 | 0 | 0 | 0 | 0 | 0 | 0 | 0 | 0 | 0 | 0 | 0 | 0 | 0 | 0 | 0 | 0 | 0 | 0 | 0
F6_Commercial_Warehouse_Existing_Miscellaneous_Natural Gas_Pool Heater_E9 | F6 | Commercial | Warehouse | Existing | Miscellaneous | Natural Gas | Pool Heater | E9 | Utility - Value of Sales | 0 | 0 | 0 | 0 | 0 | 0 | 0 | 0 | 0 | 0 | 0 | 0 | 0 | 0 | 0 | 0 | 0 | 0 | 0 | 0 | 0 | 0 | 0 | 0 | 0 | 0 | 0 | 0 | 0 | 0 | 0
F6_Commercial_Warehouse_Existing_Miscellaneous_Natural Gas_Pool Heater_E10 | F6 | Commercial | Warehouse | Existing | Miscellaneous | Natural Gas | Pool Heater | E10 | Utility - Value of Sales | 0 | 0 | 0 | 0 | 0 | 0 | 0 | 0 | 0 | 0 | 0 | 0 | 0 | 0 | 0 | 0 | 0 | 0 | 0 | 0 | 0 | 0 | 0 | 0 | 0 | 0 | 0 | 0 | 0 | 0 | 0
F1_Commercial_Warehouse_Existing_Miscellaneous_Natural Gas_Miscellaneous_E1 | F1 | Commercial | Warehouse | Existing | Miscellaneous | Natural Gas | Miscellaneous | E1 | Participant - Cost of Equipment | 0.0024854 | 0.0024854 | 0.0024854 | 0.0024854 | 0.0024854 | 0.0024854 | 0.0024854 | 0.0024854 | 0.0024854 | 0.0024854 | 0.0024854 | 0.0024854 | 0.0024854 | 0.0024854 | 0.0024854 | 0.0024854 | 0.0024854 | 0.0024854 | 0.0024854 | 0.0024854 | 0.0024854 | 0.0024854 | 0.0024854 | 0.0024854 | 0.0024854 | 0.0024854 | 0.0024854 | 0.0024854 | 0.0024854 | 0.0024854 | 0.0024854
F1_Commercial_Warehouse_Existing_Miscellaneous_Natural Gas_Miscellaneous_E2 | F1 | Commercial | Warehouse | Existing | Miscellaneous | Natural Gas | Miscellaneous | E2 | Participant - Cost of Equipment | 0 | 0 | 0 | 0 | 0 | 0 | 0 | 0 | 0 | 0 | 0 | 0 | 0 | 0 | 0 | 0 | 0 | 0 | 0 | 0 | 0 | 0 | 0 | 0 | 0 | 0 | 0 | 0 | 0 | 0 | 0
F1_Commercial_Warehouse_Existing_Miscellaneous_Natural Gas_Miscellaneous_E3 | F1 | Commercial | Warehouse | Existing | Miscellaneous | Natural Gas | Miscellaneous | E3 | Participant - Cost of Equipment | 0 | 0 | 0 | 0 | 0 | 0 | 0 | 0 | 0 | 0 | 0 | 0 | 0 | 0 | 0 | 0 | 0 | 0 | 0 | 0 | 0 | 0 | 0 | 0 | 0 | 0 | 0 | 0 | 0 | 0 | 0
F1_Commercial_Warehouse_Existing_Miscellaneous_Natural Gas_Miscellaneous_E4 | F1 | Commercial | Warehouse | Existing | Miscellaneous | Natural Gas | Miscellaneous | E4 | Participant - Cost of Equipment | 0 | 0 | 0 | 0 | 0 | 0 | 0 | 0 | 0 | 0 | 0 | 0 | 0 | 0 | 0 | 0 | 0 | 0 | 0 | 0 | 0 | 0 | 0 | 0 | 0 | 0 | 0 | 0 | 0 | 0 | 0
F1_Commercial_Warehouse_Existing_Miscellaneous_Natural Gas_Miscellaneous_E5 | F1 | Commercial | Warehouse | Existing | Miscellaneous | Natural Gas | Miscellaneous | E5 | Participant - Cost of Equipment | 0 | 0 | 0 | 0 | 0 | 0 | 0 | 0 | 0 | 0 | 0 | 0 | 0 | 0 | 0 | 0 | 0 | 0 | 0 | 0 | 0 | 0 | 0 | 0 | 0 | 0 | 0 | 0 | 0 | 0 | 0
F1_Commercial_Warehouse_Existing_Miscellaneous_Natural Gas_Miscellaneous_E6 | F1 | Commercial | Warehouse | Existing | Miscellaneous | Natural Gas | Miscellaneous | E6 | Participant - Cost of Equipment | 0 | 0 | 0 | 0 | 0 | 0 | 0 | 0 | 0 | 0 | 0 | 0 | 0 | 0 | 0 | 0 | 0 | 0 | 0 | 0 | 0 | 0 | 0 | 0 | 0 | 0 | 0 | 0 | 0 | 0 | 0
F1_Commercial_Warehouse_Existing_Miscellaneous_Natural Gas_Miscellaneous_E7 | F1 | Commercial | Warehouse | Existing | Miscellaneous | Natural Gas | Miscellaneous | E7 | Participant - Cost of Equipment | 0 | 0 | 0 | 0 | 0 | 0 | 0 | 0 | 0 | 0 | 0 | 0 | 0 | 0 | 0 | 0 | 0 | 0 | 0 | 0 | 0 | 0 | 0 | 0 | 0 | 0 | 0 | 0 | 0 | 0 | 0
F1_Commercial_Warehouse_Existing_Miscellaneous_Natural Gas_Miscellaneous_E8 | F1 | Commercial | Warehouse | Existing | Miscellaneous | Natural Gas | Miscellaneous | E8 | Participant - Cost of Equipment | 0 | 0 | 0 | 0 | 0 | 0 | 0 | 0 | 0 | 0 | 0 | 0 | 0 | 0 | 0 | 0 | 0 | 0 | 0 | 0 | 0 | 0 | 0 | 0 | 0 | 0 | 0 | 0 | 0 | 0 | 0
F1_Commercial_Warehouse_Existing_Miscellaneous_Natural Gas_Miscellaneous_E9 | F1 | Commercial | Warehouse | Existing | Miscellaneous | Natural Gas | Miscellaneous | E9 | Participant - Cost of Equipment | 0 | 0 | 0 | 0 | 0 | 0 | 0 | 0 | 0 | 0 | 0 | 0 | 0 | 0 | 0 | 0 | 0 | 0 | 0 | 0 | 0 | 0 | 0 | 0 | 0 | 0 | 0 | 0 | 0 | 0 | 0
F1_Commercial_Warehouse_Existing_Miscellaneous_Natural Gas_Miscellaneous_E10 | F1 | Commercial | Warehouse | Existing | Miscellaneous | Natural Gas | Miscellaneous | E10 | Participant - Cost of Equipment | 0 | 0 | 0 | 0 | 0 | 0 | 0 | 0 | 0 | 0 | 0 | 0 | 0 | 0 | 0 | 0 | 0 | 0 | 0 | 0 | 0 | 0 | 0 | 0 | 0 | 0 | 0 | 0 | 0 | 0 | 0
F2_Commercial_Warehouse_Existing_Miscellaneous_Natural Gas_Miscellaneous_E1 | F2 | Commercial | Warehouse | Existing | Miscellaneous | Natural Gas | Miscellaneous | E1 | Participant - Cost of Operation | 0.011845 | 0.012225 | 0.012514 | 0.012844 | 0.013477 | 0.012516 | 0.011791 | 0.01165 | 0.01193 | 0.012128 | 0.012516 | 0.012373 | 0.0088959 | 0.0086775 | 0.0086246 | 0.009574 | 0.010763 | 0.012028 | 0.012876 | 0.01459 | 0.016345 | 0.018325 | 0.018789 | 0.0063918 | 0.0062538 | 0.0061262 | 0.0060077 | 0.0058966 | 0.0057917 | 0.0056918 | 0.005596
F2_Commercial_Warehouse_Existing_Miscellaneous_Natural Gas_Miscellaneous_E2 | F2 | Commercial | Warehouse | Existing | Miscellaneous | Natural Gas | Miscellaneous | E2 | Participant - Cost of Operation | 0 | 0 | 0 | 0 | 0 | 0 | 0 | 0 | 0 | 0 | 0 | 0 | 0 | 0 | 0 | 0 | 0 | 0 | 0 | 0 | 0 | 0 | 0 | 0 | 0 | 0 | 0 | 0 | 0 | 0 | 0
F2_Commercial_Warehouse_Existing_Miscellaneous_Natural Gas_Miscellaneous_E3 | F2 | Commercial | Warehouse | Existing | Miscellaneous | Natural Gas | Miscellaneous | E3 | Participant - Cost of Operation | 0 | 0 | 0 | 0 | 0 | 0 | 0 | 0 | 0 | 0 | 0 | 0 | 0 | 0 | 0 | 0 | 0 | 0 | 0 | 0 | 0 | 0 | 0 | 0 | 0 | 0 | 0 | 0 | 0 | 0 | 0
F2_Commercial_Warehouse_Existing_Miscellaneous_Natural Gas_Miscellaneous_E4 | F2 | Commercial | Warehouse | Existing | Miscellaneous | Natural Gas | Miscellaneous | E4 | Participant - Cost of Operation | 0 | 0 | 0 | 0 | 0 | 0 | 0 | 0 | 0 | 0 | 0 | 0 | 0 | 0 | 0 | 0 | 0 | 0 | 0 | 0 | 0 | 0 | 0 | 0 | 0 | 0 | 0 | 0 | 0 | 0 | 0
F2_Commercial_Warehouse_Existing_Miscellaneous_Natural Gas_Miscellaneous_E5 | F2 | Commercial | Warehouse | Existing | Miscellaneous | Natural Gas | Miscellaneous | E5 | Participant - Cost of Operation | 0 | 0 | 0 | 0 | 0 | 0 | 0 | 0 | 0 | 0 | 0 | 0 | 0 | 0 | 0 | 0 | 0 | 0 | 0 | 0 | 0 | 0 | 0 | 0 | 0 | 0 | 0 | 0 | 0 | 0 | 0
F2_Commercial_Warehouse_Existing_Miscellaneous_Natural Gas_Miscellaneous_E6 | F2 | Commercial | Warehouse | Existing | Miscellaneous | Natural Gas | Miscellaneous | E6 | Participant - Cost of Operation | 0 | 0 | 0 | 0 | 0 | 0 | 0 | 0 | 0 | 0 | 0 | 0 | 0 | 0 | 0 | 0 | 0 | 0 | 0 | 0 | 0 | 0 | 0 | 0 | 0 | 0 | 0 | 0 | 0 | 0 | 0
F2_Commercial_Warehouse_Existing_Miscellaneous_Natural Gas_Miscellaneous_E7 | F2 | Commercial | Warehouse | Existing | Miscellaneous | Natural Gas | Miscellaneous | E7 | Participant - Cost of Operation | 0 | 0 | 0 | 0 | 0 | 0 | 0 | 0 | 0 | 0 | 0 | 0 | 0 | 0 | 0 | 0 | 0 | 0 | 0 | 0 | 0 | 0 | 0 | 0 | 0 | 0 | 0 | 0 | 0 | 0 | 0
F2_Commercial_Warehouse_Existing_Miscellaneous_Natural Gas_Miscellaneous_E8 | F2 | Commercial | Warehouse | Existing | Miscellaneous | Natural Gas | Miscellaneous | E8 | Participant - Cost of Operation | 0 | 0 | 0 | 0 | 0 | 0 | 0 | 0 | 0 | 0 | 0 | 0 | 0 | 0 | 0 | 0 | 0 | 0 | 0 | 0 | 0 | 0 | 0 | 0 | 0 | 0 | 0 | 0 | 0 | 0 | 0
F2_Commercial_Warehouse_Existing_Miscellaneous_Natural Gas_Miscellaneous_E9 | F2 | Commercial | Warehouse | Existing | Miscellaneous | Natural Gas | Miscellaneous | E9 | Participant - Cost of Operation | 0 | 0 | 0 | 0 | 0 | 0 | 0 | 0 | 0 | 0 | 0 | 0 | 0 | 0 | 0 | 0 | 0 | 0 | 0 | 0 | 0 | 0 | 0 | 0 | 0 | 0 | 0 | 0 | 0 | 0 | 0
F2_Commercial_Warehouse_Existing_Miscellaneous_Natural Gas_Miscellaneous_E10 | F2 | Commercial | Warehouse | Existing | Miscellaneous | Natural Gas | Miscellaneous | E10 | Participant - Cost of Operation | 0 | 0 | 0 | 0 | 0 | 0 | 0 | 0 | 0 | 0 | 0 | 0 | 0 | 0 | 0 | 0 | 0 | 0 | 0 | 0 | 0 | 0 | 0 | 0 | 0 | 0 | 0 | 0 | 0 | 0 | 0
F3_Commercial_Warehouse_Existing_Miscellaneous_Natural Gas_Miscellaneous_E1 | F3 | Commercial | Warehouse | Existing | Miscellaneous | Natural Gas | Miscellaneous | E1 | System - kBTUs of Conusmption | 1.0246 | 1.0298 | 1.0267 | 1.0246 | 1.0246 | 1.0246 | 1.0246 | 1.0246 | 1.0246 | 1.0246 | 1.0246 | 1.0246 | 1.0246 | 1.0246 | 1.0246 | 1.0246 | 1.0246 | 1.0246 | 1.0246 | 1.0246 | 1.0246 | 1.0246 | 1.0246 | 1.0246 | 1.0246 | 1.0246 | 1.0246 | 1.0246 | 1.0246 | 1.0246 | 1.0246
F3_Commercial_Warehouse_Existing_Miscellaneous_Natural Gas_Miscellaneous_E2 | F3 | Commercial | Warehouse | Existing | Miscellaneous | Natural Gas | Miscellaneous | E2 | System - kBTUs of Conusmption | 0 | 0 | 0 | 0 | 0 | 0 | 0 | 0 | 0 | 0 | 0 | 0 | 0 | 0 | 0 | 0 | 0 | 0 | 0 | 0 | 0 | 0 | 0 | 0 | 0 | 0 | 0 | 0 | 0 | 0 | 0
F3_Commercial_Warehouse_Existing_Miscellaneous_Natural Gas_Miscellaneous_E3 | F3 | Commercial | Warehouse | Existing | Miscellaneous | Natural Gas | Miscellaneous | E3 | System - kBTUs of Conusmption | 0 | 0 | 0 | 0 | 0 | 0 | 0 | 0 | 0 | 0 | 0 | 0 | 0 | 0 | 0 | 0 | 0 | 0 | 0 | 0 | 0 | 0 | 0 | 0 | 0 | 0 | 0 | 0 | 0 | 0 | 0
F3_Commercial_Warehouse_Existing_Miscellaneous_Natural Gas_Miscellaneous_E4 | F3 | Commercial | Warehouse | Existing | Miscellaneous | Natural Gas | Miscellaneous | E4 | System - kBTUs of Conusmption | 0 | 0 | 0 | 0 | 0 | 0 | 0 | 0 | 0 | 0 | 0 | 0 | 0 | 0 | 0 | 0 | 0 | 0 | 0 | 0 | 0 | 0 | 0 | 0 | 0 | 0 | 0 | 0 | 0 | 0 | 0
F3_Commercial_Warehouse_Existing_Miscellaneous_Natural Gas_Miscellaneous_E5 | F3 | Commercial | Warehouse | Existing | Miscellaneous | Natural Gas | Miscellaneous | E5 | System - kBTUs of Conusmption | 0 | 0 | 0 | 0 | 0 | 0 | 0 | 0 | 0 | 0 | 0 | 0 | 0 | 0 | 0 | 0 | 0 | 0 | 0 | 0 | 0 | 0 | 0 | 0 | 0 | 0 | 0 | 0 | 0 | 0 | 0
F3_Commercial_Warehouse_Existing_Miscellaneous_Natural Gas_Miscellaneous_E6 | F3 | Commercial | Warehouse | Existing | Miscellaneous | Natural Gas | Miscellaneous | E6 | System - kBTUs of Conusmption | 0 | 0 | 0 | 0 | 0 | 0 | 0 | 0 | 0 | 0 | 0 | 0 | 0 | 0 | 0 | 0 | 0 | 0 | 0 | 0 | 0 | 0 | 0 | 0 | 0 | 0 | 0 | 0 | 0 | 0 | 0
F3_Commercial_Warehouse_Existing_Miscellaneous_Natural Gas_Miscellaneous_E7 | F3 | Commercial | Warehouse | Existing | Miscellaneous | Natural Gas | Miscellaneous | E7 | System - kBTUs of Conusmption | 0 | 0 | 0 | 0 | 0 | 0 | 0 | 0 | 0 | 0 | 0 | 0 | 0 | 0 | 0 | 0 | 0 | 0 | 0 | 0 | 0 | 0 | 0 | 0 | 0 | 0 | 0 | 0 | 0 | 0 | 0
F3_Commercial_Warehouse_Existing_Miscellaneous_Natural Gas_Miscellaneous_E8 | F3 | Commercial | Warehouse | Existing | Miscellaneous | Natural Gas | Miscellaneous | E8 | System - kBTUs of Conusmption | 0 | 0 | 0 | 0 | 0 | 0 | 0 | 0 | 0 | 0 | 0 | 0 | 0 | 0 | 0 | 0 | 0 | 0 | 0 | 0 | 0 | 0 | 0 | 0 | 0 | 0 | 0 | 0 | 0 | 0 | 0
F3_Commercial_Warehouse_Existing_Miscellaneous_Natural Gas_Miscellaneous_E9 | F3 | Commercial | Warehouse | Existing | Miscellaneous | Natural Gas | Miscellaneous | E9 | System - kBTUs of Conusmption | 0 | 0 | 0 | 0 | 0 | 0 | 0 | 0 | 0 | 0 | 0 | 0 | 0 | 0 | 0 | 0 | 0 | 0 | 0 | 0 | 0 | 0 | 0 | 0 | 0 | 0 | 0 | 0 | 0 | 0 | 0
F3_Commercial_Warehouse_Existing_Miscellaneous_Natural Gas_Miscellaneous_E10 | F3 | Commercial | Warehouse | Existing | Miscellaneous | Natural Gas | Miscellaneous | E10 | System - kBTUs of Conusmption | 0 | 0 | 0 | 0 | 0 | 0 | 0 | 0 | 0 | 0 | 0 | 0 | 0 | 0 | 0 | 0 | 0 | 0 | 0 | 0 | 0 | 0 | 0 | 0 | 0 | 0 | 0 | 0 | 0 | 0 | 0
F4_Commercial_Warehouse_Existing_Miscellaneous_Natural Gas_Miscellaneous_E1 | F4 | Commercial | Warehouse | Existing | Miscellaneous | Natural Gas | Miscellaneous | E1 | Utility - Cost of Equipment | 0.0024854 | 0.0024854 | 0.0024854 | 0.0024854 | 0.0024854 | 0.0024854 | 0.0024854 | 0.0024854 | 0.0024854 | 0.0024854 | 0.0024854 | 0.0024854 | 0.0024854 | 0.0024854 | 0.0024854 | 0.0024854 | 0.0024854 | 0.0024854 | 0.0024854 | 0.0024854 | 0.0024854 | 0.0024854 | 0.0024854 | 0.0024854 | 0.0024854 | 0.0024854 | 0.0024854 | 0.0024854 | 0.0024854 | 0.0024854 | 0.0024854
F4_Commercial_Warehouse_Existing_Miscellaneous_Natural Gas_Miscellaneous_E2 | F4 | Commercial | Warehouse | Existing | Miscellaneous | Natural Gas | Miscellaneous | E2 | Utility - Cost of Equipment | 0 | 0 | 0 | 0 | 0 | 0 | 0 | 0 | 0 | 0 | 0 | 0 | 0 | 0 | 0 | 0 | 0 | 0 | 0 | 0 | 0 | 0 | 0 | 0 | 0 | 0 | 0 | 0 | 0 | 0 | 0
F4_Commercial_Warehouse_Existing_Miscellaneous_Natural Gas_Miscellaneous_E3 | F4 | Commercial | Warehouse | Existing | Miscellaneous | Natural Gas | Miscellaneous | E3 | Utility - Cost of Equipment | 0 | 0 | 0 | 0 | 0 | 0 | 0 | 0 | 0 | 0 | 0 | 0 | 0 | 0 | 0 | 0 | 0 | 0 | 0 | 0 | 0 | 0 | 0 | 0 | 0 | 0 | 0 | 0 | 0 | 0 | 0
F4_Commercial_Warehouse_Existing_Miscellaneous_Natural Gas_Miscellaneous_E4 | F4 | Commercial | Warehouse | Existing | Miscellaneous | Natural Gas | Miscellaneous | E4 | Utility - Cost of Equipment | 0 | 0 | 0 | 0 | 0 | 0 | 0 | 0 | 0 | 0 | 0 | 0 | 0 | 0 | 0 | 0 | 0 | 0 | 0 | 0 | 0 | 0 | 0 | 0 | 0 | 0 | 0 | 0 | 0 | 0 | 0
F4_Commercial_Warehouse_Existing_Miscellaneous_Natural Gas_Miscellaneous_E5 | F4 | Commercial | Warehouse | Existing | Miscellaneous | Natural Gas | Miscellaneous | E5 | Utility - Cost of Equipment | 0 | 0 | 0 | 0 | 0 | 0 | 0 | 0 | 0 | 0 | 0 | 0 | 0 | 0 | 0 | 0 | 0 | 0 | 0 | 0 | 0 | 0 | 0 | 0 | 0 | 0 | 0 | 0 | 0 | 0 | 0
F4_Commercial_Warehouse_Existing_Miscellaneous_Natural Gas_Miscellaneous_E6 | F4 | Commercial | Warehouse | Existing | Miscellaneous | Natural Gas | Miscellaneous | E6 | Utility - Cost of Equipment | 0 | 0 | 0 | 0 | 0 | 0 | 0 | 0 | 0 | 0 | 0 | 0 | 0 | 0 | 0 | 0 | 0 | 0 | 0 | 0 | 0 | 0 | 0 | 0 | 0 | 0 | 0 | 0 | 0 | 0 | 0
F4_Commercial_Warehouse_Existing_Miscellaneous_Natural Gas_Miscellaneous_E7 | F4 | Commercial | Warehouse | Existing | Miscellaneous | Natural Gas | Miscellaneous | E7 | Utility - Cost of Equipment | 0 | 0 | 0 | 0 | 0 | 0 | 0 | 0 | 0 | 0 | 0 | 0 | 0 | 0 | 0 | 0 | 0 | 0 | 0 | 0 | 0 | 0 | 0 | 0 | 0 | 0 | 0 | 0 | 0 | 0 | 0
F4_Commercial_Warehouse_Existing_Miscellaneous_Natural Gas_Miscellaneous_E8 | F4 | Commercial | Warehouse | Existing | Miscellaneous | Natural Gas | Miscellaneous | E8 | Utility - Cost of Equipment | 0 | 0 | 0 | 0 | 0 | 0 | 0 | 0 | 0 | 0 | 0 | 0 | 0 | 0 | 0 | 0 | 0 | 0 | 0 | 0 | 0 | 0 | 0 | 0 | 0 | 0 | 0 | 0 | 0 | 0 | 0
F4_Commercial_Warehouse_Existing_Miscellaneous_Natural Gas_Miscellaneous_E9 | F4 | Commercial | Warehouse | Existing | Miscellaneous | Natural Gas | Miscellaneous | E9 | Utility - Cost of Equipment | 0 | 0 | 0 | 0 | 0 | 0 | 0 | 0 | 0 | 0 | 0 | 0 | 0 | 0 | 0 | 0 | 0 | 0 | 0 | 0 | 0 | 0 | 0 | 0 | 0 | 0 | 0 | 0 | 0 | 0 | 0
F4_Commercial_Warehouse_Existing_Miscellaneous_Natural Gas_Miscellaneous_E10 | F4 | Commercial | Warehouse | Existing | Miscellaneous | Natural Gas | Miscellaneous | E10 | Utility - Cost of Equipment | 0 | 0 | 0 | 0 | 0 | 0 | 0 | 0 | 0 | 0 | 0 | 0 | 0 | 0 | 0 | 0 | 0 | 0 | 0 | 0 | 0 | 0 | 0 | 0 | 0 | 0 | 0 | 0 | 0 | 0 | 0
F5_Commercial_Warehouse_Existing_Miscellaneous_Natural Gas_Miscellaneous_E1 | F5 | Commercial | Warehouse | Existing | Miscellaneous | Natural Gas | Miscellaneous | E1 | Utility - Cost of Operation | 0.0098866 | 0.010204 | 0.010445 | 0.01072 | 0.011249 | 0.010447 | 0.0098416 | 0.0097241 | 0.0099576 | 0.010123 | 0.010447 | 0.010328 | 0.0074253 | 0.0072429 | 0.0071987 | 0.0079912 | 0.0089837 | 0.01004 | 0.010747 | 0.012178 | 0.013643 | 0.015296 | 0.015683 | 0.0053351 | 0.0052199 | 0.0051134 | 0.0050145 | 0.0049218 | 0.0048342 | 0.0047508 | 0.0046708
F5_Commercial_Warehouse_Existing_Miscellaneous_Natural Gas_Miscellaneous_E2 | F5 | Commercial | Warehouse | Existing | Miscellaneous | Natural Gas | Miscellaneous | E2 | Utility - Cost of Operation | 0 | 0 | 0 | 0 | 0 | 0 | 0 | 0 | 0 | 0 | 0 | 0 | 0 | 0 | 0 | 0 | 0 | 0 | 0 | 0 | 0 | 0 | 0 | 0 | 0 | 0 | 0 | 0 | 0 | 0 | 0
F5_Commercial_Warehouse_Existing_Miscellaneous_Natural Gas_Miscellaneous_E3 | F5 | Commercial | Warehouse | Existing | Miscellaneous | Natural Gas | Miscellaneous | E3 | Utility - Cost of Operation | 0 | 0 | 0 | 0 | 0 | 0 | 0 | 0 | 0 | 0 | 0 | 0 | 0 | 0 | 0 | 0 | 0 | 0 | 0 | 0 | 0 | 0 | 0 | 0 | 0 | 0 | 0 | 0 | 0 | 0 | 0
F5_Commercial_Warehouse_Existing_Miscellaneous_Natural Gas_Miscellaneous_E4 | F5 | Commercial | Warehouse | Existing | Miscellaneous | Natural Gas | Miscellaneous | E4 | Utility - Cost of Operation | 0 | 0 | 0 | 0 | 0 | 0 | 0 | 0 | 0 | 0 | 0 | 0 | 0 | 0 | 0 | 0 | 0 | 0 | 0 | 0 | 0 | 0 | 0 | 0 | 0 | 0 | 0 | 0 | 0 | 0 | 0
F5_Commercial_Warehouse_Existing_Miscellaneous_Natural Gas_Miscellaneous_E5 | F5 | Commercial | Warehouse | Existing | Miscellaneous | Natural Gas | Miscellaneous | E5 | Utility - Cost of Operation | 0 | 0 | 0 | 0 | 0 | 0 | 0 | 0 | 0 | 0 | 0 | 0 | 0 | 0 | 0 | 0 | 0 | 0 | 0 | 0 | 0 | 0 | 0 | 0 | 0 | 0 | 0 | 0 | 0 | 0 | 0
F5_Commercial_Warehouse_Existing_Miscellaneous_Natural Gas_Miscellaneous_E6 | F5 | Commercial | Warehouse | Existing | Miscellaneous | Natural Gas | Miscellaneous | E6 | Utility - Cost of Operation | 0 | 0 | 0 | 0 | 0 | 0 | 0 | 0 | 0 | 0 | 0 | 0 | 0 | 0 | 0 | 0 | 0 | 0 | 0 | 0 | 0 | 0 | 0 | 0 | 0 | 0 | 0 | 0 | 0 | 0 | 0
F5_Commercial_Warehouse_Existing_Miscellaneous_Natural Gas_Miscellaneous_E7 | F5 | Commercial | Warehouse | Existing | Miscellaneous | Natural Gas | Miscellaneous | E7 | Utility - Cost of Operation | 0 | 0 | 0 | 0 | 0 | 0 | 0 | 0 | 0 | 0 | 0 | 0 | 0 | 0 | 0 | 0 | 0 | 0 | 0 | 0 | 0 | 0 | 0 | 0 | 0 | 0 | 0 | 0 | 0 | 0 | 0
F5_Commercial_Warehouse_Existing_Miscellaneous_Natural Gas_Miscellaneous_E8 | F5 | Commercial | Warehouse | Existing | Miscellaneous | Natural Gas | Miscellaneous | E8 | Utility - Cost of Operation | 0 | 0 | 0 | 0 | 0 | 0 | 0 | 0 | 0 | 0 | 0 | 0 | 0 | 0 | 0 | 0 | 0 | 0 | 0 | 0 | 0 | 0 | 0 | 0 | 0 | 0 | 0 | 0 | 0 | 0 | 0
F5_Commercial_Warehouse_Existing_Miscellaneous_Natural Gas_Miscellaneous_E9 | F5 | Commercial | Warehouse | Existing | Miscellaneous | Natural Gas | Miscellaneous | E9 | Utility - Cost of Operation | 0 | 0 | 0 | 0 | 0 | 0 | 0 | 0 | 0 | 0 | 0 | 0 | 0 | 0 | 0 | 0 | 0 | 0 | 0 | 0 | 0 | 0 | 0 | 0 | 0 | 0 | 0 | 0 | 0 | 0 | 0
F5_Commercial_Warehouse_Existing_Miscellaneous_Natural Gas_Miscellaneous_E10 | F5 | Commercial | Warehouse | Existing | Miscellaneous | Natural Gas | Miscellaneous | E10 | Utility - Cost of Operation | 0 | 0 | 0 | 0 | 0 | 0 | 0 | 0 | 0 | 0 | 0 | 0 | 0 | 0 | 0 | 0 | 0 | 0 | 0 | 0 | 0 | 0 | 0 | 0 | 0 | 0 | 0 | 0 | 0 | 0 | 0
F6_Commercial_Warehouse_Existing_Miscellaneous_Natural Gas_Miscellaneous_E1 | F6 | Commercial | Warehouse | Existing | Miscellaneous | Natural Gas | Miscellaneous | E1 | Utility - Value of Sales | 0.011845 | 0.012225 | 0.012514 | 0.012844 | 0.013477 | 0.012516 | 0.011791 | 0.01165 | 0.01193 | 0.012128 | 0.012516 | 0.012373 | 0.0088959 | 0.0086775 | 0.0086246 | 0.009574 | 0.010763 | 0.012028 | 0.012876 | 0.01459 | 0.016345 | 0.018325 | 0.018789 | 0.0063918 | 0.0062538 | 0.0061262 | 0.0060077 | 0.0058966 | 0.0057917 | 0.0056918 | 0.005596
F6_Commercial_Warehouse_Existing_Miscellaneous_Natural Gas_Miscellaneous_E2 | F6 | Commercial | Warehouse | Existing | Miscellaneous | Natural Gas | Miscellaneous | E2 | Utility - Value of Sales | 0 | 0 | 0 | 0 | 0 | 0 | 0 | 0 | 0 | 0 | 0 | 0 | 0 | 0 | 0 | 0 | 0 | 0 | 0 | 0 | 0 | 0 | 0 | 0 | 0 | 0 | 0 | 0 | 0 | 0 | 0
F6_Commercial_Warehouse_Existing_Miscellaneous_Natural Gas_Miscellaneous_E3 | F6 | Commercial | Warehouse | Existing | Miscellaneous | Natural Gas | Miscellaneous | E3 | Utility - Value of Sales | 0 | 0 | 0 | 0 | 0 | 0 | 0 | 0 | 0 | 0 | 0 | 0 | 0 | 0 | 0 | 0 | 0 | 0 | 0 | 0 | 0 | 0 | 0 | 0 | 0 | 0 | 0 | 0 | 0 | 0 | 0
F6_Commercial_Warehouse_Existing_Miscellaneous_Natural Gas_Miscellaneous_E4 | F6 | Commercial | Warehouse | Existing | Miscellaneous | Natural Gas | Miscellaneous | E4 | Utility - Value of Sales | 0 | 0 | 0 | 0 | 0 | 0 | 0 | 0 | 0 | 0 | 0 | 0 | 0 | 0 | 0 | 0 | 0 | 0 | 0 | 0 | 0 | 0 | 0 | 0 | 0 | 0 | 0 | 0 | 0 | 0 | 0
F6_Commercial_Warehouse_Existing_Miscellaneous_Natural Gas_Miscellaneous_E5 | F6 | Commercial | Warehouse | Existing | Miscellaneous | Natural Gas | Miscellaneous | E5 | Utility - Value of Sales | 0 | 0 | 0 | 0 | 0 | 0 | 0 | 0 | 0 | 0 | 0 | 0 | 0 | 0 | 0 | 0 | 0 | 0 | 0 | 0 | 0 | 0 | 0 | 0 | 0 | 0 | 0 | 0 | 0 | 0 | 0
F6_Commercial_Warehouse_Existing_Miscellaneous_Natural Gas_Miscellaneous_E6 | F6 | Commercial | Warehouse | Existing | Miscellaneous | Natural Gas | Miscellaneous | E6 | Utility - Value of Sales | 0 | 0 | 0 | 0 | 0 | 0 | 0 | 0 | 0 | 0 | 0 | 0 | 0 | 0 | 0 | 0 | 0 | 0 | 0 | 0 | 0 | 0 | 0 | 0 | 0 | 0 | 0 | 0 | 0 | 0 | 0
F6_Commercial_Warehouse_Existing_Miscellaneous_Natural Gas_Miscellaneous_E7 | F6 | Commercial | Warehouse | Existing | Miscellaneous | Natural Gas | Miscellaneous | E7 | Utility - Value of Sales | 0 | 0 | 0 | 0 | 0 | 0 | 0 | 0 | 0 | 0 | 0 | 0 | 0 | 0 | 0 | 0 | 0 | 0 | 0 | 0 | 0 | 0 | 0 | 0 | 0 | 0 | 0 | 0 | 0 | 0 | 0
F6_Commercial_Warehouse_Existing_Miscellaneous_Natural Gas_Miscellaneous_E8 | F6 | Commercial | Warehouse | Existing | Miscellaneous | Natural Gas | Miscellaneous | E8 | Utility - Value of Sales | 0 | 0 | 0 | 0 | 0 | 0 | 0 | 0 | 0 | 0 | 0 | 0 | 0 | 0 | 0 | 0 | 0 | 0 | 0 | 0 | 0 | 0 | 0 | 0 | 0 | 0 | 0 | 0 | 0 | 0 | 0
F6_Commercial_Warehouse_Existing_Miscellaneous_Natural Gas_Miscellaneous_E9 | F6 | Commercial | Warehouse | Existing | Miscellaneous | Natural Gas | Miscellaneous | E9 | Utility - Value of Sales | 0 | 0 | 0 | 0 | 0 | 0 | 0 | 0 | 0 | 0 | 0 | 0 | 0 | 0 | 0 | 0 | 0 | 0 | 0 | 0 | 0 | 0 | 0 | 0 | 0 | 0 | 0 | 0 | 0 | 0 | 0
F6_Commercial_Warehouse_Existing_Miscellaneous_Natural Gas_Miscellaneous_E10 | F6 | Commercial | Warehouse | Existing | Miscellaneous | Natural Gas | Miscellaneous | E10 | Utility - Value of Sales | 0 | 0 | 0 | 0 | 0 | 0 | 0 | 0 | 0 | 0 | 0 | 0 | 0 | 0 | 0 | 0 | 0 | 0 | 0 | 0 | 0 | 0 | 0 | 0 | 0 | 0 | 0 | 0 | 0 | 0 | 0
F1_Commercial_Warehouse_New_Space Heating_Natural Gas_Furnace_E1 | F1 | Commercial | Warehouse | New | Space Heating | Natural Gas | Furnace | E1 | Participant - Cost of Equipment | 0.042507 | 0.042507 | 0.042507 | 0.042507 | 0.042507 | 0 | 0 | 0 | 0 | 0 | 0 | 0 | 0 | 0 | 0 | 0 | 0 | 0 | 0 | 0 | 0 | 0 | 0 | 0 | 0 | 0 | 0 | 0 | 0 | 0 | 0
F1_Commercial_Warehouse_New_Space Heating_Natural Gas_Furnace_E2 | F1 | Commercial | Warehouse | New | Space Heating | Natural Gas | Furnace | E2 | Participant - Cost of Equipment | 0.052501 | 0.052501 | 0.052501 | 0.052501 | 0.052501 | 0 | 0 | 0 | 0 | 0 | 0 | 0 | 0 | 0 | 0 | 0 | 0 | 0 | 0 | 0 | 0 | 0 | 0 | 0 | 0 | 0 | 0 | 0 | 0 | 0 | 0
F1_Commercial_Warehouse_New_Space Heating_Natural Gas_Furnace_E3 | F1 | Commercial | Warehouse | New | Space Heating | Natural Gas | Furnace | E3 | Participant - Cost of Equipment | 0.063349 | 0.063349 | 0.063349 | 0.063349 | 0.063349 | 0.063349 | 0.063349 | 0.063349 | 0.063349 | 0.063349 | 0.063349 | 0.063349 | 0.063349 | 0.063349 | 0.063349 | 0.063349 | 0.063349 | 0.063349 | 0.063349 | 0.063349 | 0.063349 | 0.063349 | 0.063349 | 0.063349 | 0.063349 | 0.063349 | 0.063349 | 0.063349 | 0.063349 | 0.063349 | 0.063349
F1_Commercial_Warehouse_New_Space Heating_Natural Gas_Furnace_E4 | F1 | Commercial | Warehouse | New | Space Heating | Natural Gas | Furnace | E4 | Participant - Cost of Equipment | 0.052399 | 0.052399 | 0.052399 | 0.052399 | 0.052399 | 0.052399 | 0.052399 | 0.052399 | 0.052399 | 0.052399 | 0.052399 | 0.052399 | 0.052399 | 0.052399 | 0.052399 | 0.052399 | 0.052399 | 0.052399 | 0.052399 | 0.052399 | 0.052399 | 0.052399 | 0.052399 | 0.052399 | 0.052399 | 0.052399 | 0.052399 | 0.052399 | 0.052399 | 0.052399 | 0.052399
F1_Commercial_Warehouse_New_Space Heating_Natural Gas_Furnace_E5 | F1 | Commercial | Warehouse | New | Space Heating | Natural Gas | Furnace | E5 | Participant - Cost of Equipment | 0 | 0 | 0 | 0 | 0 | 0 | 0 | 0.43629 | 0.43629 | 0.43629 | 0.43629 | 0.43629 | 0.43629 | 0.43629 | 0.43629 | 0.43629 | 0.43629 | 0.43629 | 0.43629 | 0.43629 | 0.43629 | 0.43629 | 0.43629 | 0.43629 | 0.43629 | 0.43629 | 0.43629 | 0.43629 | 0.43629 | 0.43629 | 0.43629
F1_Commercial_Warehouse_New_Space Heating_Natural Gas_Furnace_E6 | F1 | Commercial | Warehouse | New | Space Heating | Natural Gas | Furnace | E6 | Participant - Cost of Equipment | 0 | 0 | 0 | 0 | 0 | 0 | 0 | 0 | 0 | 0 | 0 | 0 | 0 | 0 | 0 | 0 | 0 | 0 | 0 | 0 | 0 | 0 | 0 | 0 | 0 | 0 | 0 | 0 | 0 | 0 | 0
F1_Commercial_Warehouse_New_Space Heating_Natural Gas_Furnace_E7 | F1 | Commercial | Warehouse | New | Space Heating | Natural Gas | Furnace | E7 | Participant - Cost of Equipment | 0 | 0 | 0 | 0 | 0 | 0 | 0 | 0 | 0 | 0 | 0 | 0 | 0 | 0 | 0 | 0 | 0 | 0 | 0 | 0 | 0 | 0 | 0 | 0 | 0 | 0 | 0 | 0 | 0 | 0 | 0
F1_Commercial_Warehouse_New_Space Heating_Natural Gas_Furnace_E8 | F1 | Commercial | Warehouse | New | Space Heating | Natural Gas | Furnace | E8 | Participant - Cost of Equipment | 0 | 0 | 0 | 0 | 0 | 0 | 0 | 0 | 0 | 0 | 0 | 0 | 0 | 0 | 0 | 0 | 0 | 0 | 0 | 0 | 0 | 0 | 0 | 0 | 0 | 0 | 0 | 0 | 0 | 0 | 0
F1_Commercial_Warehouse_New_Space Heating_Natural Gas_Furnace_E9 | F1 | Commercial | Warehouse | New | Space Heating | Natural Gas | Furnace | E9 | Participant - Cost of Equipment | 0 | 0 | 0 | 0 | 0 | 0 | 0 | 0 | 0 | 0 | 0 | 0 | 0 | 0 | 0 | 0 | 0 | 0 | 0 | 0 | 0 | 0 | 0 | 0 | 0 | 0 | 0 | 0 | 0 | 0 | 0
F1_Commercial_Warehouse_New_Space Heating_Natural Gas_Furnace_E10 | F1 | Commercial | Warehouse | New | Space Heating | Natural Gas | Furnace | E10 | Participant - Cost of Equipment | 0 | 0 | 0 | 0 | 0 | 0 | 0 | 0 | 0 | 0 | 0 | 0 | 0 | 0 | 0 | 0 | 0 | 0 | 0 | 0 | 0 | 0 | 0 | 0 | 0 | 0 | 0 | 0 | 0 | 0 | 0
F2_Commercial_Warehouse_New_Space Heating_Natural Gas_Furnace_E1 | F2 | Commercial | Warehouse | New | Space Heating | Natural Gas | Furnace | E1 | Participant - Cost of Operation | 0.17057 | 0.17167 | 0.17228 | 0.17302 | 0.17454 | 0 | 0 | 0 | 0 | 0 | 0 | 0 | 0 | 0 | 0 | 0 | 0 | 0 | 0 | 0 | 0 | 0 | 0 | 0 | 0 | 0 | 0 | 0 | 0 | 0 | 0
F2_Commercial_Warehouse_New_Space Heating_Natural Gas_Furnace_E2 | F2 | Commercial | Warehouse | New | Space Heating | Natural Gas | Furnace | E2 | Participant - Cost of Operation | 0.16846 | 0.16955 | 0.17015 | 0.17088 | 0.17239 | 0 | 0 | 0 | 0 | 0 | 0 | 0 | 0 | 0 | 0 | 0 | 0 | 0 | 0 | 0 | 0 | 0 | 0 | 0 | 0 | 0 | 0 | 0 | 0 | 0 | 0
F2_Commercial_Warehouse_New_Space Heating_Natural Gas_Furnace_E3 | F2 | Commercial | Warehouse | New | Space Heating | Natural Gas | Furnace | E3 | Participant - Cost of Operation | 0.14995 | 0.15092 | 0.15145 | 0.1521 | 0.15345 | 0.1489 | 0.14568 | 0.1431 | 0.14224 | 0.14101 | 0.14035 | 0.13943 | 0.12515 | 0.12414 | 0.12401 | 0.12308 | 0.12275 | 0.12265 | 0.12037 | 0.12114 | 0.12146 | 0.12203 | 0.12283 | 0.071456 | 0.069673 | 0.067842 | 0.065945 | 0.063964 | 0.06188 | 0.059675 | 0.057334
F2_Commercial_Warehouse_New_Space Heating_Natural Gas_Furnace_E4 | F2 | Commercial | Warehouse | New | Space Heating | Natural Gas | Furnace | E4 | Participant - Cost of Operation | 0.14214 | 0.14306 | 0.14356 | 0.14418 | 0.14545 | 0.14114 | 0.13809 | 0.13564 | 0.13483 | 0.13367 | 0.13304 | 0.13217 | 0.11863 | 0.11767 | 0.11756 | 0.11667 | 0.11636 | 0.11626 | 0.1141 | 0.11483 | 0.11514 | 0.11567 | 0.11643 | 0.067735 | 0.066044 | 0.064308 | 0.06251 | 0.060632 | 0.058657 | 0.056567 | 0.054347
F2_Commercial_Warehouse_New_Space Heating_Natural Gas_Furnace_E5 | F2 | Commercial | Warehouse | New | Space Heating | Natural Gas | Furnace | E5 | Participant - Cost of Operation | 0 | 0 | 0 | 0 | 0 | 0 | 0 | 0.10017 | 0.099565 | 0.098709 | 0.098243 | 0.0976 | 0.087605 | 0.086898 | 0.08681 | 0.086156 | 0.085926 | 0.085857 | 0.084258 | 0.084795 | 0.085024 | 0.085421 | 0.085978 | 0.050019 | 0.048771 | 0.047489 | 0.046161 | 0.044775 | 0.043316 | 0.041773 | 0.040133
F2_Commercial_Warehouse_New_Space Heating_Natural Gas_Furnace_E6 | F2 | Commercial | Warehouse | New | Space Heating | Natural Gas | Furnace | E6 | Participant - Cost of Operation | 0 | 0 | 0 | 0 | 0 | 0 | 0 | 0 | 0 | 0 | 0 | 0 | 0 | 0 | 0 | 0 | 0 | 0 | 0 | 0 | 0 | 0 | 0 | 0 | 0 | 0 | 0 | 0 | 0 | 0 | 0
F2_Commercial_Warehouse_New_Space Heating_Natural Gas_Furnace_E7 | F2 | Commercial | Warehouse | New | Space Heating | Natural Gas | Furnace | E7 | Participant - Cost of Operation | 0 | 0 | 0 | 0 | 0 | 0 | 0 | 0 | 0 | 0 | 0 | 0 | 0 | 0 | 0 | 0 | 0 | 0 | 0 | 0 | 0 | 0 | 0 | 0 | 0 | 0 | 0 | 0 | 0 | 0 | 0
F2_Commercial_Warehouse_New_Space Heating_Natural Gas_Furnace_E8 | F2 | Commercial | Warehouse | New | Space Heating | Natural Gas | Furnace | E8 | Participant - Cost of Operation | 0 | 0 | 0 | 0 | 0 | 0 | 0 | 0 | 0 | 0 | 0 | 0 | 0 | 0 | 0 | 0 | 0 | 0 | 0 | 0 | 0 | 0 | 0 | 0 | 0 | 0 | 0 | 0 | 0 | 0 | 0
F2_Commercial_Warehouse_New_Space Heating_Natural Gas_Furnace_E9 | F2 | Commercial | Warehouse | New | Space Heating | Natural Gas | Furnace | E9 | Participant - Cost of Operation | 0 | 0 | 0 | 0 | 0 | 0 | 0 | 0 | 0 | 0 | 0 | 0 | 0 | 0 | 0 | 0 | 0 | 0 | 0 | 0 | 0 | 0 | 0 | 0 | 0 | 0 | 0 | 0 | 0 | 0 | 0
F2_Commercial_Warehouse_New_Space Heating_Natural Gas_Furnace_E10 | F2 | Commercial | Warehouse | New | Space Heating | Natural Gas | Furnace | E10 | Participant - Cost of Operation | 0 | 0 | 0 | 0 | 0 | 0 | 0 | 0 | 0 | 0 | 0 | 0 | 0 | 0 | 0 | 0 | 0 | 0 | 0 | 0 | 0 | 0 | 0 | 0 | 0 | 0 | 0 | 0 | 0 | 0 | 0
F3_Commercial_Warehouse_New_Space Heating_Natural Gas_Furnace_E1 | F3 | Commercial | Warehouse | New | Space Heating | Natural Gas | Furnace | E1 | System - kBTUs of Conusmption | 14.6511 | 14.6664 | 14.6566 | 14.65 | 14.65 | 0 | 0 | 0 | 0 | 0 | 0 | 0 | 0 | 0 | 0 | 0 | 0 | 0 | 0 | 0 | 0 | 0 | 0 | 0 | 0 | 0 | 0 | 0 | 0 | 0 | 0
F3_Commercial_Warehouse_New_Space Heating_Natural Gas_Furnace_E2 | F3 | Commercial | Warehouse | New | Space Heating | Natural Gas | Furnace | E2 | System - kBTUs of Conusmption | 14.4702 | 14.4853 | 14.4757 | 14.4691 | 14.4691 | 0 | 0 | 0 | 0 | 0 | 0 | 0 | 0 | 0 | 0 | 0 | 0 | 0 | 0 | 0 | 0 | 0 | 0 | 0 | 0 | 0 | 0 | 0 | 0 | 0 | 0
F3_Commercial_Warehouse_New_Space Heating_Natural Gas_Furnace_E3 | F3 | Commercial | Warehouse | New | Space Heating | Natural Gas | Furnace | E3 | System - kBTUs of Conusmption | 12.8801 | 12.8935 | 12.885 | 12.8791 | 12.8791 | 12.8791 | 12.8791 | 12.8791 | 12.8791 | 12.8791 | 12.8791 | 12.8791 | 12.8791 | 12.8791 | 12.8791 | 12.8791 | 12.8791 | 12.8791 | 12.8791 | 12.8791 | 12.8791 | 12.8791 | 12.8791 | 12.8791 | 12.8791 | 12.8791 | 12.8791 | 12.8791 | 12.8791 | 12.8791 | 12.8791
F3_Commercial_Warehouse_New_Space Heating_Natural Gas_Furnace_E4 | F3 | Commercial | Warehouse | New | Space Heating | Natural Gas | Furnace | E4 | System - kBTUs of Conusmption | 12.2093 | 12.222 | 12.2139 | 12.2083 | 12.2083 | 12.2083 | 12.2083 | 12.2083 | 12.2083 | 12.2083 | 12.2083 | 12.2083 | 12.2083 | 12.2083 | 12.2083 | 12.2083 | 12.2083 | 12.2083 | 12.2083 | 12.2083 | 12.2083 | 12.2083 | 12.2083 | 12.2083 | 12.2083 | 12.2083 | 12.2083 | 12.2083 | 12.2083 | 12.2083 | 12.2083
F3_Commercial_Warehouse_New_Space Heating_Natural Gas_Furnace_E5 | F3 | Commercial | Warehouse | New | Space Heating | Natural Gas | Furnace | E5 | System - kBTUs of Conusmption | 0 | 0 | 0 | 0 | 0 | 0 | 0 | 9.0154 | 9.0154 | 9.0154 | 9.0154 | 9.0154 | 9.0154 | 9.0154 | 9.0154 | 9.0154 | 9.0154 | 9.0154 | 9.0154 | 9.0154 | 9.0154 | 9.0154 | 9.0154 | 9.0154 | 9.0154 | 9.0154 | 9.0154 | 9.0154 | 9.0154 | 9.0154 | 9.0154
F3_Commercial_Warehouse_New_Space Heating_Natural Gas_Furnace_E6 | F3 | Commercial | Warehouse | New | Space Heating | Natural Gas | Furnace | E6 | System - kBTUs of Conusmption | 0 | 0 | 0 | 0 | 0 | 0 | 0 | 0 | 0 | 0 | 0 | 0 | 0 | 0 | 0 | 0 | 0 | 0 | 0 | 0 | 0 | 0 | 0 | 0 | 0 | 0 | 0 | 0 | 0 | 0 | 0
F3_Commercial_Warehouse_New_Space Heating_Natural Gas_Furnace_E7 | F3 | Commercial | Warehouse | New | Space Heating | Natural Gas | Furnace | E7 | System - kBTUs of Conusmption | 0 | 0 | 0 | 0 | 0 | 0 | 0 | 0 | 0 | 0 | 0 | 0 | 0 | 0 | 0 | 0 | 0 | 0 | 0 | 0 | 0 | 0 | 0 | 0 | 0 | 0 | 0 | 0 | 0 | 0 | 0
F3_Commercial_Warehouse_New_Space Heating_Natural Gas_Furnace_E8 | F3 | Commercial | Warehouse | New | Space Heating | Natural Gas | Furnace | E8 | System - kBTUs of Conusmption | 0 | 0 | 0 | 0 | 0 | 0 | 0 | 0 | 0 | 0 | 0 | 0 | 0 | 0 | 0 | 0 | 0 | 0 | 0 | 0 | 0 | 0 | 0 | 0 | 0 | 0 | 0 | 0 | 0 | 0 | 0
F3_Commercial_Warehouse_New_Space Heating_Natural Gas_Furnace_E9 | F3 | Commercial | Warehouse | New | Space Heating | Natural Gas | Furnace | E9 | System - kBTUs of Conusmption | 0 | 0 | 0 | 0 | 0 | 0 | 0 | 0 | 0 | 0 | 0 | 0 | 0 | 0 | 0 | 0 | 0 | 0 | 0 | 0 | 0 | 0 | 0 | 0 | 0 | 0 | 0 | 0 | 0 | 0 | 0
F3_Commercial_Warehouse_New_Space Heating_Natural Gas_Furnace_E10 | F3 | Commercial | Warehouse | New | Space Heating | Natural Gas | Furnace | E10 | System - kBTUs of Conusmption | 0 | 0 | 0 | 0 | 0 | 0 | 0 | 0 | 0 | 0 | 0 | 0 | 0 | 0 | 0 | 0 | 0 | 0 | 0 | 0 | 0 | 0 | 0 | 0 | 0 | 0 | 0 | 0 | 0 | 0 | 0
F4_Commercial_Warehouse_New_Space Heating_Natural Gas_Furnace_E1 | F4 | Commercial | Warehouse | New | Space Heating | Natural Gas | Furnace | E1 | Utility - Cost of Equipment | 0.042507 | 0.042507 | 0.042507 | 0.042507 | 0.042507 | 0 | 0 | 0 | 0 | 0 | 0 | 0 | 0 | 0 | 0 | 0 | 0 | 0 | 0 | 0 | 0 | 0 | 0 | 0 | 0 | 0 | 0 | 0 | 0 | 0 | 0
F4_Commercial_Warehouse_New_Space Heating_Natural Gas_Furnace_E2 | F4 | Commercial | Warehouse | New | Space Heating | Natural Gas | Furnace | E2 | Utility - Cost of Equipment | 0.052501 | 0.052501 | 0.052501 | 0.052501 | 0.052501 | 0 | 0 | 0 | 0 | 0 | 0 | 0 | 0 | 0 | 0 | 0 | 0 | 0 | 0 | 0 | 0 | 0 | 0 | 0 | 0 | 0 | 0 | 0 | 0 | 0 | 0
F4_Commercial_Warehouse_New_Space Heating_Natural Gas_Furnace_E3 | F4 | Commercial | Warehouse | New | Space Heating | Natural Gas | Furnace | E3 | Utility - Cost of Equipment | 0.063349 | 0.063349 | 0.063349 | 0.063349 | 0.063349 | 0.063349 | 0.063349 | 0.063349 | 0.063349 | 0.063349 | 0.063349 | 0.063349 | 0.063349 | 0.063349 | 0.063349 | 0.063349 | 0.063349 | 0.063349 | 0.063349 | 0.063349 | 0.063349 | 0.063349 | 0.063349 | 0.063349 | 0.063349 | 0.063349 | 0.063349 | 0.063349 | 0.063349 | 0.063349 | 0.063349
F4_Commercial_Warehouse_New_Space Heating_Natural Gas_Furnace_E4 | F4 | Commercial | Warehouse | New | Space Heating | Natural Gas | Furnace | E4 | Utility - Cost of Equipment | 0.052399 | 0.052399 | 0.052399 | 0.052399 | 0.052399 | 0.052399 | 0.052399 | 0.052399 | 0.052399 | 0.052399 | 0.052399 | 0.052399 | 0.052399 | 0.052399 | 0.052399 | 0.052399 | 0.052399 | 0.052399 | 0.052399 | 0.052399 | 0.052399 | 0.052399 | 0.052399 | 0.052399 | 0.052399 | 0.052399 | 0.052399 | 0.052399 | 0.052399 | 0.052399 | 0.052399
F4_Commercial_Warehouse_New_Space Heating_Natural Gas_Furnace_E5 | F4 | Commercial | Warehouse | New | Space Heating | Natural Gas | Furnace | E5 | Utility - Cost of Equipment | 0 | 0 | 0 | 0 | 0 | 0 | 0 | 0.43629 | 0.43629 | 0.43629 | 0.43629 | 0.43629 | 0.43629 | 0.43629 | 0.43629 | 0.43629 | 0.43629 | 0.43629 | 0.43629 | 0.43629 | 0.43629 | 0.43629 | 0.43629 | 0.43629 | 0.43629 | 0.43629 | 0.43629 | 0.43629 | 0.43629 | 0.43629 | 0.43629
F4_Commercial_Warehouse_New_Space Heating_Natural Gas_Furnace_E6 | F4 | Commercial | Warehouse | New | Space Heating | Natural Gas | Furnace | E6 | Utility - Cost of Equipment | 0 | 0 | 0 | 0 | 0 | 0 | 0 | 0 | 0 | 0 | 0 | 0 | 0 | 0 | 0 | 0 | 0 | 0 | 0 | 0 | 0 | 0 | 0 | 0 | 0 | 0 | 0 | 0 | 0 | 0 | 0
F4_Commercial_Warehouse_New_Space Heating_Natural Gas_Furnace_E7 | F4 | Commercial | Warehouse | New | Space Heating | Natural Gas | Furnace | E7 | Utility - Cost of Equipment | 0 | 0 | 0 | 0 | 0 | 0 | 0 | 0 | 0 | 0 | 0 | 0 | 0 | 0 | 0 | 0 | 0 | 0 | 0 | 0 | 0 | 0 | 0 | 0 | 0 | 0 | 0 | 0 | 0 | 0 | 0
F4_Commercial_Warehouse_New_Space Heating_Natural Gas_Furnace_E8 | F4 | Commercial | Warehouse | New | Space Heating | Natural Gas | Furnace | E8 | Utility - Cost of Equipment | 0 | 0 | 0 | 0 | 0 | 0 | 0 | 0 | 0 | 0 | 0 | 0 | 0 | 0 | 0 | 0 | 0 | 0 | 0 | 0 | 0 | 0 | 0 | 0 | 0 | 0 | 0 | 0 | 0 | 0 | 0
F4_Commercial_Warehouse_New_Space Heating_Natural Gas_Furnace_E9 | F4 | Commercial | Warehouse | New | Space Heating | Natural Gas | Furnace | E9 | Utility - Cost of Equipment | 0 | 0 | 0 | 0 | 0 | 0 | 0 | 0 | 0 | 0 | 0 | 0 | 0 | 0 | 0 | 0 | 0 | 0 | 0 | 0 | 0 | 0 | 0 | 0 | 0 | 0 | 0 | 0 | 0 | 0 | 0
F4_Commercial_Warehouse_New_Space Heating_Natural Gas_Furnace_E10 | F4 | Commercial | Warehouse | New | Space Heating | Natural Gas | Furnace | E10 | Utility - Cost of Equipment | 0 | 0 | 0 | 0 | 0 | 0 | 0 | 0 | 0 | 0 | 0 | 0 | 0 | 0 | 0 | 0 | 0 | 0 | 0 | 0 | 0 | 0 | 0 | 0 | 0 | 0 | 0 | 0 | 0 | 0 | 0
F5_Commercial_Warehouse_New_Space Heating_Natural Gas_Furnace_E1 | F5 | Commercial | Warehouse | New | Space Heating | Natural Gas | Furnace | E1 | Utility - Cost of Operation | 0.14237 | 0.14329 | 0.14379 | 0.14441 | 0.14569 | 0 | 0 | 0 | 0 | 0 | 0 | 0 | 0 | 0 | 0 | 0 | 0 | 0 | 0 | 0 | 0 | 0 | 0 | 0 | 0 | 0 | 0 | 0 | 0 | 0 | 0
F5_Commercial_Warehouse_New_Space Heating_Natural Gas_Furnace_E2 | F5 | Commercial | Warehouse | New | Space Heating | Natural Gas | Furnace | E2 | Utility - Cost of Operation | 0.14061 | 0.14152 | 0.14202 | 0.14263 | 0.14389 | 0 | 0 | 0 | 0 | 0 | 0 | 0 | 0 | 0 | 0 | 0 | 0 | 0 | 0 | 0 | 0 | 0 | 0 | 0 | 0 | 0 | 0 | 0 | 0 | 0 | 0
F5_Commercial_Warehouse_New_Space Heating_Natural Gas_Furnace_E3 | F5 | Commercial | Warehouse | New | Space Heating | Natural Gas | Furnace | E3 | Utility - Cost of Operation | 0.12516 | 0.12597 | 0.12641 | 0.12696 | 0.12808 | 0.12428 | 0.1216 | 0.11944 | 0.11872 | 0.1177 | 0.11715 | 0.11638 | 0.10446 | 0.10362 | 0.10351 | 0.10273 | 0.10246 | 0.10238 | 0.10047 | 0.10111 | 0.10138 | 0.10186 | 0.10252 | 0.059643 | 0.058154 | 0.056626 | 0.055043 | 0.053389 | 0.05165 | 0.04981 | 0.047855
F5_Commercial_Warehouse_New_Space Heating_Natural Gas_Furnace_E4 | F5 | Commercial | Warehouse | New | Space Heating | Natural Gas | Furnace | E4 | Utility - Cost of Operation | 0.11864 | 0.11941 | 0.11983 | 0.12034 | 0.12141 | 0.11781 | 0.11526 | 0.11322 | 0.11254 | 0.11157 | 0.11104 | 0.11032 | 0.099019 | 0.09822 | 0.098121 | 0.097382 | 0.097121 | 0.097044 | 0.095237 | 0.095843 | 0.096102 | 0.096551 | 0.09718 | 0.056537 | 0.055125 | 0.053677 | 0.052176 | 0.050608 | 0.04896 | 0.047215 | 0.045363
F5_Commercial_Warehouse_New_Space Heating_Natural Gas_Furnace_E5 | F5 | Commercial | Warehouse | New | Space Heating | Natural Gas | Furnace | E5 | Utility - Cost of Operation | 0 | 0 | 0 | 0 | 0 | 0 | 0 | 0.083608 | 0.083105 | 0.08239 | 0.082002 | 0.081464 | 0.073122 | 0.072532 | 0.072459 | 0.071912 | 0.07172 | 0.071663 | 0.070329 | 0.070776 | 0.070968 | 0.071299 | 0.071764 | 0.04175 | 0.040708 | 0.039638 | 0.03853 | 0.037372 | 0.036155 | 0.034867 | 0.033499
F5_Commercial_Warehouse_New_Space Heating_Natural Gas_Furnace_E6 | F5 | Commercial | Warehouse | New | Space Heating | Natural Gas | Furnace | E6 | Utility - Cost of Operation | 0 | 0 | 0 | 0 | 0 | 0 | 0 | 0 | 0 | 0 | 0 | 0 | 0 | 0 | 0 | 0 | 0 | 0 | 0 | 0 | 0 | 0 | 0 | 0 | 0 | 0 | 0 | 0 | 0 | 0 | 0
F5_Commercial_Warehouse_New_Space Heating_Natural Gas_Furnace_E7 | F5 | Commercial | Warehouse | New | Space Heating | Natural Gas | Furnace | E7 | Utility - Cost of Operation | 0 | 0 | 0 | 0 | 0 | 0 | 0 | 0 | 0 | 0 | 0 | 0 | 0 | 0 | 0 | 0 | 0 | 0 | 0 | 0 | 0 | 0 | 0 | 0 | 0 | 0 | 0 | 0 | 0 | 0 | 0
F5_Commercial_Warehouse_New_Space Heating_Natural Gas_Furnace_E8 | F5 | Commercial | Warehouse | New | Space Heating | Natural Gas | Furnace | E8 | Utility - Cost of Operation | 0 | 0 | 0 | 0 | 0 | 0 | 0 | 0 | 0 | 0 | 0 | 0 | 0 | 0 | 0 | 0 | 0 | 0 | 0 | 0 | 0 | 0 | 0 | 0 | 0 | 0 | 0 | 0 | 0 | 0 | 0
F5_Commercial_Warehouse_New_Space Heating_Natural Gas_Furnace_E9 | F5 | Commercial | Warehouse | New | Space Heating | Natural Gas | Furnace | E9 | Utility - Cost of Operation | 0 | 0 | 0 | 0 | 0 | 0 | 0 | 0 | 0 | 0 | 0 | 0 | 0 | 0 | 0 | 0 | 0 | 0 | 0 | 0 | 0 | 0 | 0 | 0 | 0 | 0 | 0 | 0 | 0 | 0 | 0
F5_Commercial_Warehouse_New_Space Heating_Natural Gas_Furnace_E10 | F5 | Commercial | Warehouse | New | Space Heating | Natural Gas | Furnace | E10 | Utility - Cost of Operation | 0 | 0 | 0 | 0 | 0 | 0 | 0 | 0 | 0 | 0 | 0 | 0 | 0 | 0 | 0 | 0 | 0 | 0 | 0 | 0 | 0 | 0 | 0 | 0 | 0 | 0 | 0 | 0 | 0 | 0 | 0
F6_Commercial_Warehouse_New_Space Heating_Natural Gas_Furnace_E1 | F6 | Commercial | Warehouse | New | Space Heating | Natural Gas | Furnace | E1 | Utility - Value of Sales | 0.17057 | 0.17167 | 0.17228 | 0.17302 | 0.17454 | 0 | 0 | 0 | 0 | 0 | 0 | 0 | 0 | 0 | 0 | 0 | 0 | 0 | 0 | 0 | 0 | 0 | 0 | 0 | 0 | 0 | 0 | 0 | 0 | 0 | 0
F6_Commercial_Warehouse_New_Space Heating_Natural Gas_Furnace_E2 | F6 | Commercial | Warehouse | New | Space Heating | Natural Gas | Furnace | E2 | Utility - Value of Sales | 0.16846 | 0.16955 | 0.17015 | 0.17088 | 0.17239 | 0 | 0 | 0 | 0 | 0 | 0 | 0 | 0 | 0 | 0 | 0 | 0 | 0 | 0 | 0 | 0 | 0 | 0 | 0 | 0 | 0 | 0 | 0 | 0 | 0 | 0
F6_Commercial_Warehouse_New_Space Heating_Natural Gas_Furnace_E3 | F6 | Commercial | Warehouse | New | Space Heating | Natural Gas | Furnace | E3 | Utility - Value of Sales | 0.14995 | 0.15092 | 0.15145 | 0.1521 | 0.15345 | 0.1489 | 0.14568 | 0.1431 | 0.14224 | 0.14101 | 0.14035 | 0.13943 | 0.12515 | 0.12414 | 0.12401 | 0.12308 | 0.12275 | 0.12265 | 0.12037 | 0.12114 | 0.12146 | 0.12203 | 0.12283 | 0.071456 | 0.069673 | 0.067842 | 0.065945 | 0.063964 | 0.06188 | 0.059675 | 0.057334
F6_Commercial_Warehouse_New_Space Heating_Natural Gas_Furnace_E4 | F6 | Commercial | Warehouse | New | Space Heating | Natural Gas | Furnace | E4 | Utility - Value of Sales | 0.14214 | 0.14306 | 0.14356 | 0.14418 | 0.14545 | 0.14114 | 0.13809 | 0.13564 | 0.13483 | 0.13367 | 0.13304 | 0.13217 | 0.11863 | 0.11767 | 0.11756 | 0.11667 | 0.11636 | 0.11626 | 0.1141 | 0.11483 | 0.11514 | 0.11567 | 0.11643 | 0.067735 | 0.066044 | 0.064308 | 0.06251 | 0.060632 | 0.058657 | 0.056567 | 0.054347
F6_Commercial_Warehouse_New_Space Heating_Natural Gas_Furnace_E5 | F6 | Commercial | Warehouse | New | Space Heating | Natural Gas | Furnace | E5 | Utility - Value of Sales | 0 | 0 | 0 | 0 | 0 | 0 | 0 | 0.10017 | 0.099565 | 0.098709 | 0.098243 | 0.0976 | 0.087605 | 0.086898 | 0.08681 | 0.086156 | 0.085926 | 0.085857 | 0.084258 | 0.084795 | 0.085024 | 0.085421 | 0.085978 | 0.050019 | 0.048771 | 0.047489 | 0.046161 | 0.044775 | 0.043316 | 0.041773 | 0.040133
F6_Commercial_Warehouse_New_Space Heating_Natural Gas_Furnace_E6 | F6 | Commercial | Warehouse | New | Space Heating | Natural Gas | Furnace | E6 | Utility - Value of Sales | 0 | 0 | 0 | 0 | 0 | 0 | 0 | 0 | 0 | 0 | 0 | 0 | 0 | 0 | 0 | 0 | 0 | 0 | 0 | 0 | 0 | 0 | 0 | 0 | 0 | 0 | 0 | 0 | 0 | 0 | 0
F6_Commercial_Warehouse_New_Space Heating_Natural Gas_Furnace_E7 | F6 | Commercial | Warehouse | New | Space Heating | Natural Gas | Furnace | E7 | Utility - Value of Sales | 0 | 0 | 0 | 0 | 0 | 0 | 0 | 0 | 0 | 0 | 0 | 0 | 0 | 0 | 0 | 0 | 0 | 0 | 0 | 0 | 0 | 0 | 0 | 0 | 0 | 0 | 0 | 0 | 0 | 0 | 0
F6_Commercial_Warehouse_New_Space Heating_Natural Gas_Furnace_E8 | F6 | Commercial | Warehouse | New | Space Heating | Natural Gas | Furnace | E8 | Utility - Value of Sales | 0 | 0 | 0 | 0 | 0 | 0 | 0 | 0 | 0 | 0 | 0 | 0 | 0 | 0 | 0 | 0 | 0 | 0 | 0 | 0 | 0 | 0 | 0 | 0 | 0 | 0 | 0 | 0 | 0 | 0 | 0
F6_Commercial_Warehouse_New_Space Heating_Natural Gas_Furnace_E9 | F6 | Commercial | Warehouse | New | Space Heating | Natural Gas | Furnace | E9 | Utility - Value of Sales | 0 | 0 | 0 | 0 | 0 | 0 | 0 | 0 | 0 | 0 | 0 | 0 | 0 | 0 | 0 | 0 | 0 | 0 | 0 | 0 | 0 | 0 | 0 | 0 | 0 | 0 | 0 | 0 | 0 | 0 | 0
F6_Commercial_Warehouse_New_Space Heating_Natural Gas_Furnace_E10 | F6 | Commercial | Warehouse | New | Space Heating | Natural Gas | Furnace | E10 | Utility - Value of Sales | 0 | 0 | 0 | 0 | 0 | 0 | 0 | 0 | 0 | 0 | 0 | 0 | 0 | 0 | 0 | 0 | 0 | 0 | 0 | 0 | 0 | 0 | 0 | 0 | 0 | 0 | 0 | 0 | 0 | 0 | 0
F1_Commercial_Warehouse_New_Space Heating_Natural Gas_Boiler_E1 | F1 | Commercial | Warehouse | New | Space Heating | Natural Gas | Boiler | E1 | Participant - Cost of Equipment | 0.082068 | 0.082068 | 0.082068 | 0.082068 | 0.082068 | 0 | 0 | 0 | 0 | 0 | 0 | 0 | 0 | 0 | 0 | 0 | 0 | 0 | 0 | 0 | 0 | 0 | 0 | 0 | 0 | 0 | 0 | 0 | 0 | 0 | 0
F1_Commercial_Warehouse_New_Space Heating_Natural Gas_Boiler_E2 | F1 | Commercial | Warehouse | New | Space Heating | Natural Gas | Boiler | E2 | Participant - Cost of Equipment | 0.084836 | 0.084836 | 0.084836 | 0.084836 | 0.084836 | 0 | 0 | 0 | 0 | 0 | 0 | 0 | 0 | 0 | 0 | 0 | 0 | 0 | 0 | 0 | 0 | 0 | 0 | 0 | 0 | 0 | 0 | 0 | 0 | 0 | 0
F1_Commercial_Warehouse_New_Space Heating_Natural Gas_Boiler_E3 | F1 | Commercial | Warehouse | New | Space Heating | Natural Gas | Boiler | E3 | Participant - Cost of Equipment | 0.13335 | 0.13335 | 0.13335 | 0.13335 | 0.13335 | 0.13335 | 0.13335 | 0.13335 | 0.13335 | 0.13335 | 0.13335 | 0.13335 | 0.13335 | 0.13335 | 0.13335 | 0.13335 | 0.13335 | 0.13335 | 0.13335 | 0.13335 | 0.13335 | 0.13335 | 0.13335 | 0.13335 | 0.13335 | 0.13335 | 0.13335 | 0.13335 | 0.13335 | 0.13335 | 0.13335
F1_Commercial_Warehouse_New_Space Heating_Natural Gas_Boiler_E4 | F1 | Commercial | Warehouse | New | Space Heating | Natural Gas | Boiler | E4 | Participant - Cost of Equipment | 0.14584 | 0.14584 | 0.14584 | 0.14584 | 0.14584 | 0.14584 | 0.14584 | 0.14584 | 0.14584 | 0.14584 | 0.14584 | 0.14584 | 0.14584 | 0.14584 | 0.14584 | 0.14584 | 0.14584 | 0.14584 | 0.14584 | 0.14584 | 0.14584 | 0.14584 | 0.14584 | 0.14584 | 0.14584 | 0.14584 | 0.14584 | 0.14584 | 0.14584 | 0.14584 | 0.14584
F1_Commercial_Warehouse_New_Space Heating_Natural Gas_Boiler_E5 | F1 | Commercial | Warehouse | New | Space Heating | Natural Gas | Boiler | E5 | Participant - Cost of Equipment | 0.48006 | 0.48006 | 0.48006 | 0.48006 | 0.48006 | 0.48006 | 0.48006 | 0.48006 | 0.48006 | 0.48006 | 0.48006 | 0.48006 | 0.48006 | 0.48006 | 0.48006 | 0.48006 | 0.48006 | 0.48006 | 0.48006 | 0.48006 | 0.48006 | 0.48006 | 0.48006 | 0.48006 | 0.48006 | 0.48006 | 0.48006 | 0.48006 | 0.48006 | 0.48006 | 0.48006
F1_Commercial_Warehouse_New_Space Heating_Natural Gas_Boiler_E6 | F1 | Commercial | Warehouse | New | Space Heating | Natural Gas | Boiler | E6 | Participant - Cost of Equipment | 0 | 0 | 0 | 0 | 0 | 0 | 0 | 0 | 0 | 0 | 0 | 0 | 0 | 0 | 0 | 0 | 0 | 0 | 0 | 0 | 0 | 0 | 0 | 0 | 0 | 0 | 0 | 0 | 0 | 0 | 0
F1_Commercial_Warehouse_New_Space Heating_Natural Gas_Boiler_E7 | F1 | Commercial | Warehouse | New | Space Heating | Natural Gas | Boiler | E7 | Participant - Cost of Equipment | 0 | 0 | 0 | 0 | 0 | 0 | 0 | 0 | 0 | 0 | 0 | 0 | 0 | 0 | 0 | 0 | 0 | 0 | 0 | 0 | 0 | 0 | 0 | 0 | 0 | 0 | 0 | 0 | 0 | 0 | 0
F1_Commercial_Warehouse_New_Space Heating_Natural Gas_Boiler_E8 | F1 | Commercial | Warehouse | New | Space Heating | Natural Gas | Boiler | E8 | Participant - Cost of Equipment | 0 | 0 | 0 | 0 | 0 | 0 | 0 | 0 | 0 | 0 | 0 | 0 | 0 | 0 | 0 | 0 | 0 | 0 | 0 | 0 | 0 | 0 | 0 | 0 | 0 | 0 | 0 | 0 | 0 | 0 | 0
F1_Commercial_Warehouse_New_Space Heating_Natural Gas_Boiler_E9 | F1 | Commercial | Warehouse | New | Space Heating | Natural Gas | Boiler | E9 | Participant - Cost of Equipment | 0 | 0 | 0 | 0 | 0 | 0 | 0 | 0 | 0 | 0 | 0 | 0 | 0 | 0 | 0 | 0 | 0 | 0 | 0 | 0 | 0 | 0 | 0 | 0 | 0 | 0 | 0 | 0 | 0 | 0 | 0
F1_Commercial_Warehouse_New_Space Heating_Natural Gas_Boiler_E10 | F1 | Commercial | Warehouse | New | Space Heating | Natural Gas | Boiler | E10 | Participant - Cost of Equipment | 0 | 0 | 0 | 0 | 0 | 0 | 0 | 0 | 0 | 0 | 0 | 0 | 0 | 0 | 0 | 0 | 0 | 0 | 0 | 0 | 0 | 0 | 0 | 0 | 0 | 0 | 0 | 0 | 0 | 0 | 0
F2_Commercial_Warehouse_New_Space Heating_Natural Gas_Boiler_E1 | F2 | Commercial | Warehouse | New | Space Heating | Natural Gas | Boiler | E1 | Participant - Cost of Operation | 0.24477 | 0.24624 | 0.24717 | 0.24827 | 0.25049 | 0 | 0 | 0 | 0 | 0 | 0 | 0 | 0 | 0 | 0 | 0 | 0 | 0 | 0 | 0 | 0 | 0 | 0 | 0 | 0 | 0 | 0 | 0 | 0 | 0 | 0
F2_Commercial_Warehouse_New_Space Heating_Natural Gas_Boiler_E2 | F2 | Commercial | Warehouse | New | Space Heating | Natural Gas | Boiler | E2 | Participant - Cost of Operation | 0.23312 | 0.23451 | 0.2354 | 0.23645 | 0.23857 | 0 | 0 | 0 | 0 | 0 | 0 | 0 | 0 | 0 | 0 | 0 | 0 | 0 | 0 | 0 | 0 | 0 | 0 | 0 | 0 | 0 | 0 | 0 | 0 | 0 | 0
F2_Commercial_Warehouse_New_Space Heating_Natural Gas_Boiler_E3 | F2 | Commercial | Warehouse | New | Space Heating | Natural Gas | Boiler | E3 | Participant - Cost of Operation | 0.20832 | 0.20956 | 0.21035 | 0.2113 | 0.21319 | 0.20506 | 0.19849 | 0.19496 | 0.19373 | 0.19203 | 0.19107 | 0.18977 | 0.1707 | 0.16929 | 0.16906 | 0.16775 | 0.16725 | 0.16705 | 0.16386 | 0.16463 | 0.16481 | 0.1653 | 0.16609 | 0.097451 | 0.094793 | 0.092065 | 0.08924 | 0.086293 | 0.083201 | 0.079938 | 0.076481
F2_Commercial_Warehouse_New_Space Heating_Natural Gas_Boiler_E4 | F2 | Commercial | Warehouse | New | Space Heating | Natural Gas | Boiler | E4 | Participant - Cost of Operation | 0.19982 | 0.20101 | 0.20177 | 0.20267 | 0.20448 | 0.19669 | 0.19039 | 0.187 | 0.18583 | 0.18419 | 0.18327 | 0.18203 | 0.16373 | 0.16238 | 0.16215 | 0.1609 | 0.16042 | 0.16024 | 0.15717 | 0.15791 | 0.15808 | 0.15856 | 0.15931 | 0.093473 | 0.090924 | 0.088307 | 0.085597 | 0.082771 | 0.079805 | 0.076675 | 0.073359
F2_Commercial_Warehouse_New_Space Heating_Natural Gas_Boiler_E5 | F2 | Commercial | Warehouse | New | Space Heating | Natural Gas | Boiler | E5 | Participant - Cost of Operation | 0.15063 | 0.15153 | 0.1521 | 0.15278 | 0.15415 | 0.14827 | 0.14352 | 0.14097 | 0.14008 | 0.13885 | 0.13816 | 0.13722 | 0.12343 | 0.12241 | 0.12224 | 0.12129 | 0.12093 | 0.12079 | 0.11849 | 0.11904 | 0.11917 | 0.11953 | 0.1201 | 0.070464 | 0.068543 | 0.06657 | 0.064527 | 0.062397 | 0.060161 | 0.057801 | 0.055301
F2_Commercial_Warehouse_New_Space Heating_Natural Gas_Boiler_E6 | F2 | Commercial | Warehouse | New | Space Heating | Natural Gas | Boiler | E6 | Participant - Cost of Operation | 0 | 0 | 0 | 0 | 0 | 0 | 0 | 0 | 0 | 0 | 0 | 0 | 0 | 0 | 0 | 0 | 0 | 0 | 0 | 0 | 0 | 0 | 0 | 0 | 0 | 0 | 0 | 0 | 0 | 0 | 0
F2_Commercial_Warehouse_New_Space Heating_Natural Gas_Boiler_E7 | F2 | Commercial | Warehouse | New | Space Heating | Natural Gas | Boiler | E7 | Participant - Cost of Operation | 0 | 0 | 0 | 0 | 0 | 0 | 0 | 0 | 0 | 0 | 0 | 0 | 0 | 0 | 0 | 0 | 0 | 0 | 0 | 0 | 0 | 0 | 0 | 0 | 0 | 0 | 0 | 0 | 0 | 0 | 0
F2_Commercial_Warehouse_New_Space Heating_Natural Gas_Boiler_E8 | F2 | Commercial | Warehouse | New | Space Heating | Natural Gas | Boiler | E8 | Participant - Cost of Operation | 0 | 0 | 0 | 0 | 0 | 0 | 0 | 0 | 0 | 0 | 0 | 0 | 0 | 0 | 0 | 0 | 0 | 0 | 0 | 0 | 0 | 0 | 0 | 0 | 0 | 0 | 0 | 0 | 0 | 0 | 0
F2_Commercial_Warehouse_New_Space Heating_Natural Gas_Boiler_E9 | F2 | Commercial | Warehouse | New | Space Heating | Natural Gas | Boiler | E9 | Participant - Cost of Operation | 0 | 0 | 0 | 0 | 0 | 0 | 0 | 0 | 0 | 0 | 0 | 0 | 0 | 0 | 0 | 0 | 0 | 0 | 0 | 0 | 0 | 0 | 0 | 0 | 0 | 0 | 0 | 0 | 0 | 0 | 0
F2_Commercial_Warehouse_New_Space Heating_Natural Gas_Boiler_E10 | F2 | Commercial | Warehouse | New | Space Heating | Natural Gas | Boiler | E10 | Participant - Cost of Operation | 0 | 0 | 0 | 0 | 0 | 0 | 0 | 0 | 0 | 0 | 0 | 0 | 0 | 0 | 0 | 0 | 0 | 0 | 0 | 0 | 0 | 0 | 0 | 0 | 0 | 0 | 0 | 0 | 0 | 0 | 0
F3_Commercial_Warehouse_New_Space Heating_Natural Gas_Boiler_E1 | F3 | Commercial | Warehouse | New | Space Heating | Natural Gas | Boiler | E1 | System - kBTUs of Conusmption | 21.0378 | 21.058 | 21.0451 | 21.0363 | 21.0363 | 0 | 0 | 0 | 0 | 0 | 0 | 0 | 0 | 0 | 0 | 0 | 0 | 0 | 0 | 0 | 0 | 0 | 0 | 0 | 0 | 0 | 0 | 0 | 0 | 0 | 0
F3_Commercial_Warehouse_New_Space Heating_Natural Gas_Boiler_E2 | F3 | Commercial | Warehouse | New | Space Heating | Natural Gas | Boiler | E2 | System - kBTUs of Conusmption | 20.036 | 20.0552 | 20.043 | 20.0346 | 20.0346 | 0 | 0 | 0 | 0 | 0 | 0 | 0 | 0 | 0 | 0 | 0 | 0 | 0 | 0 | 0 | 0 | 0 | 0 | 0 | 0 | 0 | 0 | 0 | 0 | 0 | 0
F3_Commercial_Warehouse_New_Space Heating_Natural Gas_Boiler_E3 | F3 | Commercial | Warehouse | New | Space Heating | Natural Gas | Boiler | E3 | System - kBTUs of Conusmption | 17.9045 | 17.9217 | 17.9108 | 17.9033 | 17.9033 | 17.9033 | 17.9033 | 17.9033 | 17.9033 | 17.9033 | 17.9033 | 17.9033 | 17.9033 | 17.9033 | 17.9033 | 17.9033 | 17.9033 | 17.9033 | 17.9033 | 17.9033 | 17.9033 | 17.9033 | 17.9033 | 17.9033 | 17.9033 | 17.9033 | 17.9033 | 17.9033 | 17.9033 | 17.9033 | 17.8482
F3_Commercial_Warehouse_New_Space Heating_Natural Gas_Boiler_E4 | F3 | Commercial | Warehouse | New | Space Heating | Natural Gas | Boiler | E4 | System - kBTUs of Conusmption | 17.1737 | 17.1902 | 17.1797 | 17.1725 | 17.1725 | 17.1725 | 17.1725 | 17.1725 | 17.1725 | 17.1725 | 17.1725 | 17.1725 | 17.1725 | 17.1725 | 17.1725 | 17.1725 | 17.1725 | 17.1725 | 17.1725 | 17.1725 | 17.1725 | 17.1725 | 17.1725 | 17.1725 | 17.1725 | 17.1725 | 17.1725 | 17.1725 | 17.1725 | 17.1725 | 17.1197
F3_Commercial_Warehouse_New_Space Heating_Natural Gas_Boiler_E5 | F3 | Commercial | Warehouse | New | Space Heating | Natural Gas | Boiler | E5 | System - kBTUs of Conusmption | 12.9464 | 12.9588 | 12.9509 | 12.9454 | 12.9454 | 12.9454 | 12.9454 | 12.9454 | 12.9454 | 12.9454 | 12.9454 | 12.9454 | 12.9454 | 12.9454 | 12.9454 | 12.9454 | 12.9454 | 12.9454 | 12.9454 | 12.9454 | 12.9454 | 12.9454 | 12.9454 | 12.9454 | 12.9454 | 12.9454 | 12.9454 | 12.9454 | 12.9454 | 12.9454 | 12.9056
F3_Commercial_Warehouse_New_Space Heating_Natural Gas_Boiler_E6 | F3 | Commercial | Warehouse | New | Space Heating | Natural Gas | Boiler | E6 | System - kBTUs of Conusmption | 0 | 0 | 0 | 0 | 0 | 0 | 0 | 0 | 0 | 0 | 0 | 0 | 0 | 0 | 0 | 0 | 0 | 0 | 0 | 0 | 0 | 0 | 0 | 0 | 0 | 0 | 0 | 0 | 0 | 0 | 0
F3_Commercial_Warehouse_New_Space Heating_Natural Gas_Boiler_E7 | F3 | Commercial | Warehouse | New | Space Heating | Natural Gas | Boiler | E7 | System - kBTUs of Conusmption | 0 | 0 | 0 | 0 | 0 | 0 | 0 | 0 | 0 | 0 | 0 | 0 | 0 | 0 | 0 | 0 | 0 | 0 | 0 | 0 | 0 | 0 | 0 | 0 | 0 | 0 | 0 | 0 | 0 | 0 | 0
F3_Commercial_Warehouse_New_Space Heating_Natural Gas_Boiler_E8 | F3 | Commercial | Warehouse | New | Space Heating | Natural Gas | Boiler | E8 | System - kBTUs of Conusmption | 0 | 0 | 0 | 0 | 0 | 0 | 0 | 0 | 0 | 0 | 0 | 0 | 0 | 0 | 0 | 0 | 0 | 0 | 0 | 0 | 0 | 0 | 0 | 0 | 0 | 0 | 0 | 0 | 0 | 0 | 0
F3_Commercial_Warehouse_New_Space Heating_Natural Gas_Boiler_E9 | F3 | Commercial | Warehouse | New | Space Heating | Natural Gas | Boiler | E9 | System - kBTUs of Conusmption | 0 | 0 | 0 | 0 | 0 | 0 | 0 | 0 | 0 | 0 | 0 | 0 | 0 | 0 | 0 | 0 | 0 | 0 | 0 | 0 | 0 | 0 | 0 | 0 | 0 | 0 | 0 | 0 | 0 | 0 | 0
F3_Commercial_Warehouse_New_Space Heating_Natural Gas_Boiler_E10 | F3 | Commercial | Warehouse | New | Space Heating | Natural Gas | Boiler | E10 | System - kBTUs of Conusmption | 0 | 0 | 0 | 0 | 0 | 0 | 0 | 0 | 0 | 0 | 0 | 0 | 0 | 0 | 0 | 0 | 0 | 0 | 0 | 0 | 0 | 0 | 0 | 0 | 0 | 0 | 0 | 0 | 0 | 0 | 0
F4_Commercial_Warehouse_New_Space Heating_Natural Gas_Boiler_E1 | F4 | Commercial | Warehouse | New | Space Heating | Natural Gas | Boiler | E1 | Utility - Cost of Equipment | 0.082068 | 0.082068 | 0.082068 | 0.082068 | 0.082068 | 0 | 0 | 0 | 0 | 0 | 0 | 0 | 0 | 0 | 0 | 0 | 0 | 0 | 0 | 0 | 0 | 0 | 0 | 0 | 0 | 0 | 0 | 0 | 0 | 0 | 0
F4_Commercial_Warehouse_New_Space Heating_Natural Gas_Boiler_E2 | F4 | Commercial | Warehouse | New | Space Heating | Natural Gas | Boiler | E2 | Utility - Cost of Equipment | 0.084836 | 0.084836 | 0.084836 | 0.084836 | 0.084836 | 0 | 0 | 0 | 0 | 0 | 0 | 0 | 0 | 0 | 0 | 0 | 0 | 0 | 0 | 0 | 0 | 0 | 0 | 0 | 0 | 0 | 0 | 0 | 0 | 0 | 0
F4_Commercial_Warehouse_New_Space Heating_Natural Gas_Boiler_E3 | F4 | Commercial | Warehouse | New | Space Heating | Natural Gas | Boiler | E3 | Utility - Cost of Equipment | 0.13335 | 0.13335 | 0.13335 | 0.13335 | 0.13335 | 0.13335 | 0.13335 | 0.13335 | 0.13335 | 0.13335 | 0.13335 | 0.13335 | 0.13335 | 0.13335 | 0.13335 | 0.13335 | 0.13335 | 0.13335 | 0.13335 | 0.13335 | 0.13335 | 0.13335 | 0.13335 | 0.13335 | 0.13335 | 0.13335 | 0.13335 | 0.13335 | 0.13335 | 0.13335 | 0.13335
F4_Commercial_Warehouse_New_Space Heating_Natural Gas_Boiler_E4 | F4 | Commercial | Warehouse | New | Space Heating | Natural Gas | Boiler | E4 | Utility - Cost of Equipment | 0.14584 | 0.14584 | 0.14584 | 0.14584 | 0.14584 | 0.14584 | 0.14584 | 0.14584 | 0.14584 | 0.14584 | 0.14584 | 0.14584 | 0.14584 | 0.14584 | 0.14584 | 0.14584 | 0.14584 | 0.14584 | 0.14584 | 0.14584 | 0.14584 | 0.14584 | 0.14584 | 0.14584 | 0.14584 | 0.14584 | 0.14584 | 0.14584 | 0.14584 | 0.14584 | 0.14584
F4_Commercial_Warehouse_New_Space Heating_Natural Gas_Boiler_E5 | F4 | Commercial | Warehouse | New | Space Heating | Natural Gas | Boiler | E5 | Utility - Cost of Equipment | 0.48006 | 0.48006 | 0.48006 | 0.48006 | 0.48006 | 0.48006 | 0.48006 | 0.48006 | 0.48006 | 0.48006 | 0.48006 | 0.48006 | 0.48006 | 0.48006 | 0.48006 | 0.48006 | 0.48006 | 0.48006 | 0.48006 | 0.48006 | 0.48006 | 0.48006 | 0.48006 | 0.48006 | 0.48006 | 0.48006 | 0.48006 | 0.48006 | 0.48006 | 0.48006 | 0.48006
F4_Commercial_Warehouse_New_Space Heating_Natural Gas_Boiler_E6 | F4 | Commercial | Warehouse | New | Space Heating | Natural Gas | Boiler | E6 | Utility - Cost of Equipment | 0 | 0 | 0 | 0 | 0 | 0 | 0 | 0 | 0 | 0 | 0 | 0 | 0 | 0 | 0 | 0 | 0 | 0 | 0 | 0 | 0 | 0 | 0 | 0 | 0 | 0 | 0 | 0 | 0 | 0 | 0
F4_Commercial_Warehouse_New_Space Heating_Natural Gas_Boiler_E7 | F4 | Commercial | Warehouse | New | Space Heating | Natural Gas | Boiler | E7 | Utility - Cost of Equipment | 0 | 0 | 0 | 0 | 0 | 0 | 0 | 0 | 0 | 0 | 0 | 0 | 0 | 0 | 0 | 0 | 0 | 0 | 0 | 0 | 0 | 0 | 0 | 0 | 0 | 0 | 0 | 0 | 0 | 0 | 0
F4_Commercial_Warehouse_New_Space Heating_Natural Gas_Boiler_E8 | F4 | Commercial | Warehouse | New | Space Heating | Natural Gas | Boiler | E8 | Utility - Cost of Equipment | 0 | 0 | 0 | 0 | 0 | 0 | 0 | 0 | 0 | 0 | 0 | 0 | 0 | 0 | 0 | 0 | 0 | 0 | 0 | 0 | 0 | 0 | 0 | 0 | 0 | 0 | 0 | 0 | 0 | 0 | 0
F4_Commercial_Warehouse_New_Space Heating_Natural Gas_Boiler_E9 | F4 | Commercial | Warehouse | New | Space Heating | Natural Gas | Boiler | E9 | Utility - Cost of Equipment | 0 | 0 | 0 | 0 | 0 | 0 | 0 | 0 | 0 | 0 | 0 | 0 | 0 | 0 | 0 | 0 | 0 | 0 | 0 | 0 | 0 | 0 | 0 | 0 | 0 | 0 | 0 | 0 | 0 | 0 | 0
F4_Commercial_Warehouse_New_Space Heating_Natural Gas_Boiler_E10 | F4 | Commercial | Warehouse | New | Space Heating | Natural Gas | Boiler | E10 | Utility - Cost of Equipment | 0 | 0 | 0 | 0 | 0 | 0 | 0 | 0 | 0 | 0 | 0 | 0 | 0 | 0 | 0 | 0 | 0 | 0 | 0 | 0 | 0 | 0 | 0 | 0 | 0 | 0 | 0 | 0 | 0 | 0 | 0
F5_Commercial_Warehouse_New_Space Heating_Natural Gas_Boiler_E1 | F5 | Commercial | Warehouse | New | Space Heating | Natural Gas | Boiler | E1 | Utility - Cost of Operation | 0.20431 | 0.20553 | 0.2063 | 0.20723 | 0.20908 | 0 | 0 | 0 | 0 | 0 | 0 | 0 | 0 | 0 | 0 | 0 | 0 | 0 | 0 | 0 | 0 | 0 | 0 | 0 | 0 | 0 | 0 | 0 | 0 | 0 | 0
F5_Commercial_Warehouse_New_Space Heating_Natural Gas_Boiler_E2 | F5 | Commercial | Warehouse | New | Space Heating | Natural Gas | Boiler | E2 | Utility - Cost of Operation | 0.19458 | 0.19574 | 0.19648 | 0.19736 | 0.19913 | 0 | 0 | 0 | 0 | 0 | 0 | 0 | 0 | 0 | 0 | 0 | 0 | 0 | 0 | 0 | 0 | 0 | 0 | 0 | 0 | 0 | 0 | 0 | 0 | 0 | 0
F5_Commercial_Warehouse_New_Space Heating_Natural Gas_Boiler_E3 | F5 | Commercial | Warehouse | New | Space Heating | Natural Gas | Boiler | E3 | Utility - Cost of Operation | 0.17388 | 0.17492 | 0.17558 | 0.17636 | 0.17794 | 0.17116 | 0.16567 | 0.16273 | 0.16171 | 0.16028 | 0.15948 | 0.1584 | 0.14248 | 0.1413 | 0.14111 | 0.14001 | 0.1396 | 0.13944 | 0.13677 | 0.13741 | 0.13756 | 0.13798 | 0.13863 | 0.08134 | 0.079122 | 0.076844 | 0.074487 | 0.072027 | 0.069446 | 0.066722 | 0.063837
F5_Commercial_Warehouse_New_Space Heating_Natural Gas_Boiler_E4 | F5 | Commercial | Warehouse | New | Space Heating | Natural Gas | Boiler | E4 | Utility - Cost of Operation | 0.16678 | 0.16778 | 0.16841 | 0.16917 | 0.17068 | 0.16417 | 0.15891 | 0.15609 | 0.1551 | 0.15374 | 0.15297 | 0.15193 | 0.13666 | 0.13553 | 0.13535 | 0.1343 | 0.1339 | 0.13375 | 0.13119 | 0.13181 | 0.13195 | 0.13234 | 0.13298 | 0.07802 | 0.075892 | 0.073708 | 0.071446 | 0.069087 | 0.066612 | 0.063999 | 0.061231
F5_Commercial_Warehouse_New_Space Heating_Natural Gas_Boiler_E5 | F5 | Commercial | Warehouse | New | Space Heating | Natural Gas | Boiler | E5 | Utility - Cost of Operation | 0.12573 | 0.12648 | 0.12696 | 0.12752 | 0.12867 | 0.12376 | 0.11979 | 0.11767 | 0.11693 | 0.1159 | 0.11532 | 0.11453 | 0.10302 | 0.10217 | 0.10203 | 0.10124 | 0.10094 | 0.10082 | 0.098897 | 0.099361 | 0.099469 | 0.099767 | 0.10024 | 0.058815 | 0.057211 | 0.055564 | 0.05386 | 0.052081 | 0.050215 | 0.048245 | 0.046159
F5_Commercial_Warehouse_New_Space Heating_Natural Gas_Boiler_E6 | F5 | Commercial | Warehouse | New | Space Heating | Natural Gas | Boiler | E6 | Utility - Cost of Operation | 0 | 0 | 0 | 0 | 0 | 0 | 0 | 0 | 0 | 0 | 0 | 0 | 0 | 0 | 0 | 0 | 0 | 0 | 0 | 0 | 0 | 0 | 0 | 0 | 0 | 0 | 0 | 0 | 0 | 0 | 0
F5_Commercial_Warehouse_New_Space Heating_Natural Gas_Boiler_E7 | F5 | Commercial | Warehouse | New | Space Heating | Natural Gas | Boiler | E7 | Utility - Cost of Operation | 0 | 0 | 0 | 0 | 0 | 0 | 0 | 0 | 0 | 0 | 0 | 0 | 0 | 0 | 0 | 0 | 0 | 0 | 0 | 0 | 0 | 0 | 0 | 0 | 0 | 0 | 0 | 0 | 0 | 0 | 0
F5_Commercial_Warehouse_New_Space Heating_Natural Gas_Boiler_E8 | F5 | Commercial | Warehouse | New | Space Heating | Natural Gas | Boiler | E8 | Utility - Cost of Operation | 0 | 0 | 0 | 0 | 0 | 0 | 0 | 0 | 0 | 0 | 0 | 0 | 0 | 0 | 0 | 0 | 0 | 0 | 0 | 0 | 0 | 0 | 0 | 0 | 0 | 0 | 0 | 0 | 0 | 0 | 0
F5_Commercial_Warehouse_New_Space Heating_Natural Gas_Boiler_E9 | F5 | Commercial | Warehouse | New | Space Heating | Natural Gas | Boiler | E9 | Utility - Cost of Operation | 0 | 0 | 0 | 0 | 0 | 0 | 0 | 0 | 0 | 0 | 0 | 0 | 0 | 0 | 0 | 0 | 0 | 0 | 0 | 0 | 0 | 0 | 0 | 0 | 0 | 0 | 0 | 0 | 0 | 0 | 0
F5_Commercial_Warehouse_New_Space Heating_Natural Gas_Boiler_E10 | F5 | Commercial | Warehouse | New | Space Heating | Natural Gas | Boiler | E10 | Utility - Cost of Operation | 0 | 0 | 0 | 0 | 0 | 0 | 0 | 0 | 0 | 0 | 0 | 0 | 0 | 0 | 0 | 0 | 0 | 0 | 0 | 0 | 0 | 0 | 0 | 0 | 0 | 0 | 0 | 0 | 0 | 0 | 0
F6_Commercial_Warehouse_New_Space Heating_Natural Gas_Boiler_E1 | F6 | Commercial | Warehouse | New | Space Heating | Natural Gas | Boiler | E1 | Utility - Value of Sales | 0.24477 | 0.24624 | 0.24717 | 0.24827 | 0.25049 | 0 | 0 | 0 | 0 | 0 | 0 | 0 | 0 | 0 | 0 | 0 | 0 | 0 | 0 | 0 | 0 | 0 | 0 | 0 | 0 | 0 | 0 | 0 | 0 | 0 | 0
F6_Commercial_Warehouse_New_Space Heating_Natural Gas_Boiler_E2 | F6 | Commercial | Warehouse | New | Space Heating | Natural Gas | Boiler | E2 | Utility - Value of Sales | 0.23312 | 0.23451 | 0.2354 | 0.23645 | 0.23857 | 0 | 0 | 0 | 0 | 0 | 0 | 0 | 0 | 0 | 0 | 0 | 0 | 0 | 0 | 0 | 0 | 0 | 0 | 0 | 0 | 0 | 0 | 0 | 0 | 0 | 0
F6_Commercial_Warehouse_New_Space Heating_Natural Gas_Boiler_E3 | F6 | Commercial | Warehouse | New | Space Heating | Natural Gas | Boiler | E3 | Utility - Value of Sales | 0.20832 | 0.20956 | 0.21035 | 0.2113 | 0.21319 | 0.20506 | 0.19849 | 0.19496 | 0.19373 | 0.19203 | 0.19107 | 0.18977 | 0.1707 | 0.16929 | 0.16906 | 0.16775 | 0.16725 | 0.16705 | 0.16386 | 0.16463 | 0.16481 | 0.1653 | 0.16609 | 0.097451 | 0.094793 | 0.092065 | 0.08924 | 0.086293 | 0.083201 | 0.079938 | 0.076481
F6_Commercial_Warehouse_New_Space Heating_Natural Gas_Boiler_E4 | F6 | Commercial | Warehouse | New | Space Heating | Natural Gas | Boiler | E4 | Utility - Value of Sales | 0.19982 | 0.20101 | 0.20177 | 0.20267 | 0.20448 | 0.19669 | 0.19039 | 0.187 | 0.18583 | 0.18419 | 0.18327 | 0.18203 | 0.16373 | 0.16238 | 0.16215 | 0.1609 | 0.16042 | 0.16024 | 0.15717 | 0.15791 | 0.15808 | 0.15856 | 0.15931 | 0.093473 | 0.090924 | 0.088307 | 0.085597 | 0.082771 | 0.079805 | 0.076675 | 0.073359
F6_Commercial_Warehouse_New_Space Heating_Natural Gas_Boiler_E5 | F6 | Commercial | Warehouse | New | Space Heating | Natural Gas | Boiler | E5 | Utility - Value of Sales | 0.15063 | 0.15153 | 0.1521 | 0.15278 | 0.15415 | 0.14827 | 0.14352 | 0.14097 | 0.14008 | 0.13885 | 0.13816 | 0.13722 | 0.12343 | 0.12241 | 0.12224 | 0.12129 | 0.12093 | 0.12079 | 0.11849 | 0.11904 | 0.11917 | 0.11953 | 0.1201 | 0.070464 | 0.068543 | 0.06657 | 0.064527 | 0.062397 | 0.060161 | 0.057801 | 0.055301
F6_Commercial_Warehouse_New_Space Heating_Natural Gas_Boiler_E6 | F6 | Commercial | Warehouse | New | Space Heating | Natural Gas | Boiler | E6 | Utility - Value of Sales | 0 | 0 | 0 | 0 | 0 | 0 | 0 | 0 | 0 | 0 | 0 | 0 | 0 | 0 | 0 | 0 | 0 | 0 | 0 | 0 | 0 | 0 | 0 | 0 | 0 | 0 | 0 | 0 | 0 | 0 | 0
F6_Commercial_Warehouse_New_Space Heating_Natural Gas_Boiler_E7 | F6 | Commercial | Warehouse | New | Space Heating | Natural Gas | Boiler | E7 | Utility - Value of Sales | 0 | 0 | 0 | 0 | 0 | 0 | 0 | 0 | 0 | 0 | 0 | 0 | 0 | 0 | 0 | 0 | 0 | 0 | 0 | 0 | 0 | 0 | 0 | 0 | 0 | 0 | 0 | 0 | 0 | 0 | 0
F6_Commercial_Warehouse_New_Space Heating_Natural Gas_Boiler_E8 | F6 | Commercial | Warehouse | New | Space Heating | Natural Gas | Boiler | E8 | Utility - Value of Sales | 0 | 0 | 0 | 0 | 0 | 0 | 0 | 0 | 0 | 0 | 0 | 0 | 0 | 0 | 0 | 0 | 0 | 0 | 0 | 0 | 0 | 0 | 0 | 0 | 0 | 0 | 0 | 0 | 0 | 0 | 0
F6_Commercial_Warehouse_New_Space Heating_Natural Gas_Boiler_E9 | F6 | Commercial | Warehouse | New | Space Heating | Natural Gas | Boiler | E9 | Utility - Value of Sales | 0 | 0 | 0 | 0 | 0 | 0 | 0 | 0 | 0 | 0 | 0 | 0 | 0 | 0 | 0 | 0 | 0 | 0 | 0 | 0 | 0 | 0 | 0 | 0 | 0 | 0 | 0 | 0 | 0 | 0 | 0
F6_Commercial_Warehouse_New_Space Heating_Natural Gas_Boiler_E10 | F6 | Commercial | Warehouse | New | Space Heating | Natural Gas | Boiler | E10 | Utility - Value of Sales | 0 | 0 | 0 | 0 | 0 | 0 | 0 | 0 | 0 | 0 | 0 | 0 | 0 | 0 | 0 | 0 | 0 | 0 | 0 | 0 | 0 | 0 | 0 | 0 | 0 | 0 | 0 | 0 | 0 | 0 | 0
F1_Commercial_Warehouse_New_Space Heating_Natural Gas_Unit Heater_E1 | F1 | Commercial | Warehouse | New | Space Heating | Natural Gas | Unit Heater | E1 | Participant - Cost of Equipment | 0.014841 | 0.014841 | 0.014841 | 0.014841 | 0.014841 | 0 | 0 | 0 | 0 | 0 | 0 | 0 | 0 | 0 | 0 | 0 | 0 | 0 | 0 | 0 | 0 | 0 | 0 | 0 | 0 | 0 | 0 | 0 | 0 | 0 | 0
F1_Commercial_Warehouse_New_Space Heating_Natural Gas_Unit Heater_E2 | F1 | Commercial | Warehouse | New | Space Heating | Natural Gas | Unit Heater | E2 | Participant - Cost of Equipment | 0.047458 | 0.047458 | 0.047458 | 0.047458 | 0.047458 | 0.047458 | 0.047458 | 0.047458 | 0.047458 | 0.047458 | 0.047458 | 0.047458 | 0.047458 | 0.047458 | 0.047458 | 0.047458 | 0.047458 | 0.047458 | 0.047458 | 0.047458 | 0.047458 | 0.047458 | 0.047458 | 0.047458 | 0.047458 | 0.047458 | 0.047458 | 0.047458 | 0.047458 | 0.047458 | 0.047458
F1_Commercial_Warehouse_New_Space Heating_Natural Gas_Unit Heater_E3 | F1 | Commercial | Warehouse | New | Space Heating | Natural Gas | Unit Heater | E3 | Participant - Cost of Equipment | 0.020501 | 0.020501 | 0.020501 | 0.020501 | 0.020501 | 0.020501 | 0.020501 | 0.020501 | 0.020501 | 0.020501 | 0.020501 | 0.020501 | 0.020501 | 0.020501 | 0.020501 | 0.020501 | 0.020501 | 0.020501 | 0.020501 | 0.020501 | 0.020501 | 0.020501 | 0.020501 | 0.020501 | 0.020501 | 0.020501 | 0.020501 | 0.020501 | 0.020501 | 0.020501 | 0.020501
F1_Commercial_Warehouse_New_Space Heating_Natural Gas_Unit Heater_E4 | F1 | Commercial | Warehouse | New | Space Heating | Natural Gas | Unit Heater | E4 | Participant - Cost of Equipment | 0 | 0 | 0 | 0 | 0 | 0 | 0 | 0 | 0 | 0 | 0 | 0 | 0 | 0 | 0 | 0 | 0 | 0 | 0 | 0 | 0 | 0 | 0 | 0 | 0 | 0 | 0 | 0 | 0 | 0 | 0
F1_Commercial_Warehouse_New_Space Heating_Natural Gas_Unit Heater_E5 | F1 | Commercial | Warehouse | New | Space Heating | Natural Gas | Unit Heater | E5 | Participant - Cost of Equipment | 0 | 0 | 0 | 0 | 0 | 0 | 0 | 0 | 0 | 0 | 0 | 0 | 0 | 0 | 0 | 0 | 0 | 0 | 0 | 0 | 0 | 0 | 0 | 0 | 0 | 0 | 0 | 0 | 0 | 0 | 0
F1_Commercial_Warehouse_New_Space Heating_Natural Gas_Unit Heater_E6 | F1 | Commercial | Warehouse | New | Space Heating | Natural Gas | Unit Heater | E6 | Participant - Cost of Equipment | 0 | 0 | 0 | 0 | 0 | 0 | 0 | 0 | 0 | 0 | 0 | 0 | 0 | 0 | 0 | 0 | 0 | 0 | 0 | 0 | 0 | 0 | 0 | 0 | 0 | 0 | 0 | 0 | 0 | 0 | 0
F1_Commercial_Warehouse_New_Space Heating_Natural Gas_Unit Heater_E7 | F1 | Commercial | Warehouse | New | Space Heating | Natural Gas | Unit Heater | E7 | Participant - Cost of Equipment | 0 | 0 | 0 | 0 | 0 | 0 | 0 | 0 | 0 | 0 | 0 | 0 | 0 | 0 | 0 | 0 | 0 | 0 | 0 | 0 | 0 | 0 | 0 | 0 | 0 | 0 | 0 | 0 | 0 | 0 | 0
F1_Commercial_Warehouse_New_Space Heating_Natural Gas_Unit Heater_E8 | F1 | Commercial | Warehouse | New | Space Heating | Natural Gas | Unit Heater | E8 | Participant - Cost of Equipment | 0 | 0 | 0 | 0 | 0 | 0 | 0 | 0 | 0 | 0 | 0 | 0 | 0 | 0 | 0 | 0 | 0 | 0 | 0 | 0 | 0 | 0 | 0 | 0 | 0 | 0 | 0 | 0 | 0 | 0 | 0
F1_Commercial_Warehouse_New_Space Heating_Natural Gas_Unit Heater_E9 | F1 | Commercial | Warehouse | New | Space Heating | Natural Gas | Unit Heater | E9 | Participant - Cost of Equipment | 0 | 0 | 0 | 0 | 0 | 0 | 0 | 0 | 0 | 0 | 0 | 0 | 0 | 0 | 0 | 0 | 0 | 0 | 0 | 0 | 0 | 0 | 0 | 0 | 0 | 0 | 0 | 0 | 0 | 0 | 0
F1_Commercial_Warehouse_New_Space Heating_Natural Gas_Unit Heater_E10 | F1 | Commercial | Warehouse | New | Space Heating | Natural Gas | Unit Heater | E10 | Participant - Cost of Equipment | 0 | 0 | 0 | 0 | 0 | 0 | 0 | 0 | 0 | 0 | 0 | 0 | 0 | 0 | 0 | 0 | 0 | 0 | 0 | 0 | 0 | 0 | 0 | 0 | 0 | 0 | 0 | 0 | 0 | 0 | 0
F2_Commercial_Warehouse_New_Space Heating_Natural Gas_Unit Heater_E1 | F2 | Commercial | Warehouse | New | Space Heating | Natural Gas | Unit Heater | E1 | Participant - Cost of Operation | 0.17804 | 0.17995 | 0.18111 | 0.18251 | 0.18257 | 0 | 0 | 0 | 0 | 0 | 0 | 0 | 0 | 0 | 0 | 0 | 0 | 0 | 0 | 0 | 0 | 0 | 0 | 0 | 0 | 0 | 0 | 0 | 0 | 0 | 0
F2_Commercial_Warehouse_New_Space Heating_Natural Gas_Unit Heater_E2 | F2 | Commercial | Warehouse | New | Space Heating | Natural Gas | Unit Heater | E2 | Participant - Cost of Operation | 0.16021 | 0.16193 | 0.16298 | 0.16424 | 0.1643 | 0.15466 | 0.14682 | 0.14235 | 0.14606 | 0.14961 | 0.15414 | 0.15883 | 0.14295 | 0.14862 | 0.15634 | 0.15557 | 0.15573 | 0.15622 | 0.15324 | 0.15505 | 0.15627 | 0.15799 | 0.1602 | 0.080206 | 0.078639 | 0.077167 | 0.075777 | 0.074453 | 0.073186 | 0.071965 | 0.070784
F2_Commercial_Warehouse_New_Space Heating_Natural Gas_Unit Heater_E3 | F2 | Commercial | Warehouse | New | Space Heating | Natural Gas | Unit Heater | E3 | Participant - Cost of Operation | 0.13837 | 0.13985 | 0.14076 | 0.14185 | 0.14189 | 0.13358 | 0.1268 | 0.12294 | 0.12614 | 0.12921 | 0.13313 | 0.13717 | 0.12346 | 0.12835 | 0.13502 | 0.13436 | 0.13449 | 0.13492 | 0.13234 | 0.13391 | 0.13497 | 0.13645 | 0.13836 | 0.069269 | 0.067917 | 0.066645 | 0.065444 | 0.064301 | 0.063207 | 0.062152 | 0.061132
F2_Commercial_Warehouse_New_Space Heating_Natural Gas_Unit Heater_E4 | F2 | Commercial | Warehouse | New | Space Heating | Natural Gas | Unit Heater | E4 | Participant - Cost of Operation | 0 | 0 | 0 | 0 | 0 | 0 | 0 | 0 | 0 | 0 | 0 | 0 | 0 | 0 | 0 | 0 | 0 | 0 | 0 | 0 | 0 | 0 | 0 | 0 | 0 | 0 | 0 | 0 | 0 | 0 | 0
F2_Commercial_Warehouse_New_Space Heating_Natural Gas_Unit Heater_E5 | F2 | Commercial | Warehouse | New | Space Heating | Natural Gas | Unit Heater | E5 | Participant - Cost of Operation | 0 | 0 | 0 | 0 | 0 | 0 | 0 | 0 | 0 | 0 | 0 | 0 | 0 | 0 | 0 | 0 | 0 | 0 | 0 | 0 | 0 | 0 | 0 | 0 | 0 | 0 | 0 | 0 | 0 | 0 | 0
F2_Commercial_Warehouse_New_Space Heating_Natural Gas_Unit Heater_E6 | F2 | Commercial | Warehouse | New | Space Heating | Natural Gas | Unit Heater | E6 | Participant - Cost of Operation | 0 | 0 | 0 | 0 | 0 | 0 | 0 | 0 | 0 | 0 | 0 | 0 | 0 | 0 | 0 | 0 | 0 | 0 | 0 | 0 | 0 | 0 | 0 | 0 | 0 | 0 | 0 | 0 | 0 | 0 | 0
F2_Commercial_Warehouse_New_Space Heating_Natural Gas_Unit Heater_E7 | F2 | Commercial | Warehouse | New | Space Heating | Natural Gas | Unit Heater | E7 | Participant - Cost of Operation | 0 | 0 | 0 | 0 | 0 | 0 | 0 | 0 | 0 | 0 | 0 | 0 | 0 | 0 | 0 | 0 | 0 | 0 | 0 | 0 | 0 | 0 | 0 | 0 | 0 | 0 | 0 | 0 | 0 | 0 | 0
F2_Commercial_Warehouse_New_Space Heating_Natural Gas_Unit Heater_E8 | F2 | Commercial | Warehouse | New | Space Heating | Natural Gas | Unit Heater | E8 | Participant - Cost of Operation | 0 | 0 | 0 | 0 | 0 | 0 | 0 | 0 | 0 | 0 | 0 | 0 | 0 | 0 | 0 | 0 | 0 | 0 | 0 | 0 | 0 | 0 | 0 | 0 | 0 | 0 | 0 | 0 | 0 | 0 | 0
F2_Commercial_Warehouse_New_Space Heating_Natural Gas_Unit Heater_E9 | F2 | Commercial | Warehouse | New | Space Heating | Natural Gas | Unit Heater | E9 | Participant - Cost of Operation | 0 | 0 | 0 | 0 | 0 | 0 | 0 | 0 | 0 | 0 | 0 | 0 | 0 | 0 | 0 | 0 | 0 | 0 | 0 | 0 | 0 | 0 | 0 | 0 | 0 | 0 | 0 | 0 | 0 | 0 | 0
F2_Commercial_Warehouse_New_Space Heating_Natural Gas_Unit Heater_E10 | F2 | Commercial | Warehouse | New | Space Heating | Natural Gas | Unit Heater | E10 | Participant - Cost of Operation | 0 | 0 | 0 | 0 | 0 | 0 | 0 | 0 | 0 | 0 | 0 | 0 | 0 | 0 | 0 | 0 | 0 | 0 | 0 | 0 | 0 | 0 | 0 | 0 | 0 | 0 | 0 | 0 | 0 | 0 | 0
F3_Commercial_Warehouse_New_Space Heating_Natural Gas_Unit Heater_E1 | F3 | Commercial | Warehouse | New | Space Heating | Natural Gas | Unit Heater | E1 | System - kBTUs of Conusmption | 14.881 | 14.9107 | 14.8918 | 14.8788 | 14.8788 | 0 | 0 | 0 | 0 | 0 | 0 | 0 | 0 | 0 | 0 | 0 | 0 | 0 | 0 | 0 | 0 | 0 | 0 | 0 | 0 | 0 | 0 | 0 | 0 | 0 | 0
F3_Commercial_Warehouse_New_Space Heating_Natural Gas_Unit Heater_E2 | F3 | Commercial | Warehouse | New | Space Heating | Natural Gas | Unit Heater | E2 | System - kBTUs of Conusmption | 13.3912 | 13.418 | 13.4009 | 13.3893 | 13.3893 | 13.3893 | 13.3893 | 13.3893 | 13.3893 | 13.3893 | 13.3893 | 13.3893 | 13.3893 | 13.3893 | 13.3893 | 13.3893 | 13.3893 | 13.3893 | 13.3893 | 13.3893 | 13.3893 | 13.3893 | 13.3893 | 13.3893 | 13.3893 | 13.3893 | 13.3893 | 13.3893 | 13.3893 | 13.3893 | 13.3893
F3_Commercial_Warehouse_New_Space Heating_Natural Gas_Unit Heater_E3 | F3 | Commercial | Warehouse | New | Space Heating | Natural Gas | Unit Heater | E3 | System - kBTUs of Conusmption | 11.5653 | 11.5884 | 11.5737 | 11.5636 | 11.5636 | 11.5636 | 11.5636 | 11.5636 | 11.5636 | 11.5636 | 11.5636 | 11.5636 | 11.5636 | 11.5636 | 11.5636 | 11.5636 | 11.5636 | 11.5636 | 11.5636 | 11.5636 | 11.5636 | 11.5636 | 11.5636 | 11.5636 | 11.5636 | 11.5636 | 11.5636 | 11.5636 | 11.5636 | 11.5636 | 11.5636
F3_Commercial_Warehouse_New_Space Heating_Natural Gas_Unit Heater_E4 | F3 | Commercial | Warehouse | New | Space Heating | Natural Gas | Unit Heater | E4 | System - kBTUs of Conusmption | 0 | 0 | 0 | 0 | 0 | 0 | 0 | 0 | 0 | 0 | 0 | 0 | 0 | 0 | 0 | 0 | 0 | 0 | 0 | 0 | 0 | 0 | 0 | 0 | 0 | 0 | 0 | 0 | 0 | 0 | 0
F3_Commercial_Warehouse_New_Space Heating_Natural Gas_Unit Heater_E5 | F3 | Commercial | Warehouse | New | Space Heating | Natural Gas | Unit Heater | E5 | System - kBTUs of Conusmption | 0 | 0 | 0 | 0 | 0 | 0 | 0 | 0 | 0 | 0 | 0 | 0 | 0 | 0 | 0 | 0 | 0 | 0 | 0 | 0 | 0 | 0 | 0 | 0 | 0 | 0 | 0 | 0 | 0 | 0 | 0
F3_Commercial_Warehouse_New_Space Heating_Natural Gas_Unit Heater_E6 | F3 | Commercial | Warehouse | New | Space Heating | Natural Gas | Unit Heater | E6 | System - kBTUs of Conusmption | 0 | 0 | 0 | 0 | 0 | 0 | 0 | 0 | 0 | 0 | 0 | 0 | 0 | 0 | 0 | 0 | 0 | 0 | 0 | 0 | 0 | 0 | 0 | 0 | 0 | 0 | 0 | 0 | 0 | 0 | 0
F3_Commercial_Warehouse_New_Space Heating_Natural Gas_Unit Heater_E7 | F3 | Commercial | Warehouse | New | Space Heating | Natural Gas | Unit Heater | E7 | System - kBTUs of Conusmption | 0 | 0 | 0 | 0 | 0 | 0 | 0 | 0 | 0 | 0 | 0 | 0 | 0 | 0 | 0 | 0 | 0 | 0 | 0 | 0 | 0 | 0 | 0 | 0 | 0 | 0 | 0 | 0 | 0 | 0 | 0
F3_Commercial_Warehouse_New_Space Heating_Natural Gas_Unit Heater_E8 | F3 | Commercial | Warehouse | New | Space Heating | Natural Gas | Unit Heater | E8 | System - kBTUs of Conusmption | 0 | 0 | 0 | 0 | 0 | 0 | 0 | 0 | 0 | 0 | 0 | 0 | 0 | 0 | 0 | 0 | 0 | 0 | 0 | 0 | 0 | 0 | 0 | 0 | 0 | 0 | 0 | 0 | 0 | 0 | 0
F3_Commercial_Warehouse_New_Space Heating_Natural Gas_Unit Heater_E9 | F3 | Commercial | Warehouse | New | Space Heating | Natural Gas | Unit Heater | E9 | System - kBTUs of Conusmption | 0 | 0 | 0 | 0 | 0 | 0 | 0 | 0 | 0 | 0 | 0 | 0 | 0 | 0 | 0 | 0 | 0 | 0 | 0 | 0 | 0 | 0 | 0 | 0 | 0 | 0 | 0 | 0 | 0 | 0 | 0
F3_Commercial_Warehouse_New_Space Heating_Natural Gas_Unit Heater_E10 | F3 | Commercial | Warehouse | New | Space Heating | Natural Gas | Unit Heater | E10 | System - kBTUs of Conusmption | 0 | 0 | 0 | 0 | 0 | 0 | 0 | 0 | 0 | 0 | 0 | 0 | 0 | 0 | 0 | 0 | 0 | 0 | 0 | 0 | 0 | 0 | 0 | 0 | 0 | 0 | 0 | 0 | 0 | 0 | 0
F4_Commercial_Warehouse_New_Space Heating_Natural Gas_Unit Heater_E1 | F4 | Commercial | Warehouse | New | Space Heating | Natural Gas | Unit Heater | E1 | Utility - Cost of Equipment | 0.014841 | 0.014841 | 0.014841 | 0.014841 | 0.014841 | 0 | 0 | 0 | 0 | 0 | 0 | 0 | 0 | 0 | 0 | 0 | 0 | 0 | 0 | 0 | 0 | 0 | 0 | 0 | 0 | 0 | 0 | 0 | 0 | 0 | 0
F4_Commercial_Warehouse_New_Space Heating_Natural Gas_Unit Heater_E2 | F4 | Commercial | Warehouse | New | Space Heating | Natural Gas | Unit Heater | E2 | Utility - Cost of Equipment | 0.047458 | 0.047458 | 0.047458 | 0.047458 | 0.047458 | 0.047458 | 0.047458 | 0.047458 | 0.047458 | 0.047458 | 0.047458 | 0.047458 | 0.047458 | 0.047458 | 0.047458 | 0.047458 | 0.047458 | 0.047458 | 0.047458 | 0.047458 | 0.047458 | 0.047458 | 0.047458 | 0.047458 | 0.047458 | 0.047458 | 0.047458 | 0.047458 | 0.047458 | 0.047458 | 0.047458
F4_Commercial_Warehouse_New_Space Heating_Natural Gas_Unit Heater_E3 | F4 | Commercial | Warehouse | New | Space Heating | Natural Gas | Unit Heater | E3 | Utility - Cost of Equipment | 0.020501 | 0.020501 | 0.020501 | 0.020501 | 0.020501 | 0.020501 | 0.020501 | 0.020501 | 0.020501 | 0.020501 | 0.020501 | 0.020501 | 0.020501 | 0.020501 | 0.020501 | 0.020501 | 0.020501 | 0.020501 | 0.020501 | 0.020501 | 0.020501 | 0.020501 | 0.020501 | 0.020501 | 0.020501 | 0.020501 | 0.020501 | 0.020501 | 0.020501 | 0.020501 | 0.020501
F4_Commercial_Warehouse_New_Space Heating_Natural Gas_Unit Heater_E4 | F4 | Commercial | Warehouse | New | Space Heating | Natural Gas | Unit Heater | E4 | Utility - Cost of Equipment | 0 | 0 | 0 | 0 | 0 | 0 | 0 | 0 | 0 | 0 | 0 | 0 | 0 | 0 | 0 | 0 | 0 | 0 | 0 | 0 | 0 | 0 | 0 | 0 | 0 | 0 | 0 | 0 | 0 | 0 | 0
F4_Commercial_Warehouse_New_Space Heating_Natural Gas_Unit Heater_E5 | F4 | Commercial | Warehouse | New | Space Heating | Natural Gas | Unit Heater | E5 | Utility - Cost of Equipment | 0 | 0 | 0 | 0 | 0 | 0 | 0 | 0 | 0 | 0 | 0 | 0 | 0 | 0 | 0 | 0 | 0 | 0 | 0 | 0 | 0 | 0 | 0 | 0 | 0 | 0 | 0 | 0 | 0 | 0 | 0
F4_Commercial_Warehouse_New_Space Heating_Natural Gas_Unit Heater_E6 | F4 | Commercial | Warehouse | New | Space Heating | Natural Gas | Unit Heater | E6 | Utility - Cost of Equipment | 0 | 0 | 0 | 0 | 0 | 0 | 0 | 0 | 0 | 0 | 0 | 0 | 0 | 0 | 0 | 0 | 0 | 0 | 0 | 0 | 0 | 0 | 0 | 0 | 0 | 0 | 0 | 0 | 0 | 0 | 0
F4_Commercial_Warehouse_New_Space Heating_Natural Gas_Unit Heater_E7 | F4 | Commercial | Warehouse | New | Space Heating | Natural Gas | Unit Heater | E7 | Utility - Cost of Equipment | 0 | 0 | 0 | 0 | 0 | 0 | 0 | 0 | 0 | 0 | 0 | 0 | 0 | 0 | 0 | 0 | 0 | 0 | 0 | 0 | 0 | 0 | 0 | 0 | 0 | 0 | 0 | 0 | 0 | 0 | 0
F4_Commercial_Warehouse_New_Space Heating_Natural Gas_Unit Heater_E8 | F4 | Commercial | Warehouse | New | Space Heating | Natural Gas | Unit Heater | E8 | Utility - Cost of Equipment | 0 | 0 | 0 | 0 | 0 | 0 | 0 | 0 | 0 | 0 | 0 | 0 | 0 | 0 | 0 | 0 | 0 | 0 | 0 | 0 | 0 | 0 | 0 | 0 | 0 | 0 | 0 | 0 | 0 | 0 | 0
F4_Commercial_Warehouse_New_Space Heating_Natural Gas_Unit Heater_E9 | F4 | Commercial | Warehouse | New | Space Heating | Natural Gas | Unit Heater | E9 | Utility - Cost of Equipment | 0 | 0 | 0 | 0 | 0 | 0 | 0 | 0 | 0 | 0 | 0 | 0 | 0 | 0 | 0 | 0 | 0 | 0 | 0 | 0 | 0 | 0 | 0 | 0 | 0 | 0 | 0 | 0 | 0 | 0 | 0
F4_Commercial_Warehouse_New_Space Heating_Natural Gas_Unit Heater_E10 | F4 | Commercial | Warehouse | New | Space Heating | Natural Gas | Unit Heater | E10 | Utility - Cost of Equipment | 0 | 0 | 0 | 0 | 0 | 0 | 0 | 0 | 0 | 0 | 0 | 0 | 0 | 0 | 0 | 0 | 0 | 0 | 0 | 0 | 0 | 0 | 0 | 0 | 0 | 0 | 0 | 0 | 0 | 0 | 0
F5_Commercial_Warehouse_New_Space Heating_Natural Gas_Unit Heater_E1 | F5 | Commercial | Warehouse | New | Space Heating | Natural Gas | Unit Heater | E1 | Utility - Cost of Operation | 0.1486 | 0.1502 | 0.15117 | 0.15234 | 0.15239 | 0 | 0 | 0 | 0 | 0 | 0 | 0 | 0 | 0 | 0 | 0 | 0 | 0 | 0 | 0 | 0 | 0 | 0 | 0 | 0 | 0 | 0 | 0 | 0 | 0 | 0
F5_Commercial_Warehouse_New_Space Heating_Natural Gas_Unit Heater_E2 | F5 | Commercial | Warehouse | New | Space Heating | Natural Gas | Unit Heater | E2 | Utility - Cost of Operation | 0.13373 | 0.13516 | 0.13604 | 0.13709 | 0.13713 | 0.1291 | 0.12255 | 0.11882 | 0.12191 | 0.12488 | 0.12866 | 0.13257 | 0.11932 | 0.12405 | 0.13049 | 0.12985 | 0.12998 | 0.13039 | 0.1279 | 0.12942 | 0.13044 | 0.13187 | 0.13372 | 0.066946 | 0.065639 | 0.06441 | 0.063249 | 0.062145 | 0.061087 | 0.060068 | 0.059082
F5_Commercial_Warehouse_New_Space Heating_Natural Gas_Unit Heater_E3 | F5 | Commercial | Warehouse | New | Space Heating | Natural Gas | Unit Heater | E3 | Utility - Cost of Operation | 0.11549 | 0.11673 | 0.11749 | 0.1184 | 0.11844 | 0.11149 | 0.10584 | 0.10262 | 0.10529 | 0.10785 | 0.11112 | 0.1145 | 0.10305 | 0.10713 | 0.1127 | 0.11215 | 0.11226 | 0.11261 | 0.11046 | 0.11177 | 0.11265 | 0.11389 | 0.11548 | 0.057818 | 0.056689 | 0.055628 | 0.054625 | 0.053671 | 0.052758 | 0.051877 | 0.051026
F5_Commercial_Warehouse_New_Space Heating_Natural Gas_Unit Heater_E4 | F5 | Commercial | Warehouse | New | Space Heating | Natural Gas | Unit Heater | E4 | Utility - Cost of Operation | 0 | 0 | 0 | 0 | 0 | 0 | 0 | 0 | 0 | 0 | 0 | 0 | 0 | 0 | 0 | 0 | 0 | 0 | 0 | 0 | 0 | 0 | 0 | 0 | 0 | 0 | 0 | 0 | 0 | 0 | 0
F5_Commercial_Warehouse_New_Space Heating_Natural Gas_Unit Heater_E5 | F5 | Commercial | Warehouse | New | Space Heating | Natural Gas | Unit Heater | E5 | Utility - Cost of Operation | 0 | 0 | 0 | 0 | 0 | 0 | 0 | 0 | 0 | 0 | 0 | 0 | 0 | 0 | 0 | 0 | 0 | 0 | 0 | 0 | 0 | 0 | 0 | 0 | 0 | 0 | 0 | 0 | 0 | 0 | 0
F5_Commercial_Warehouse_New_Space Heating_Natural Gas_Unit Heater_E6 | F5 | Commercial | Warehouse | New | Space Heating | Natural Gas | Unit Heater | E6 | Utility - Cost of Operation | 0 | 0 | 0 | 0 | 0 | 0 | 0 | 0 | 0 | 0 | 0 | 0 | 0 | 0 | 0 | 0 | 0 | 0 | 0 | 0 | 0 | 0 | 0 | 0 | 0 | 0 | 0 | 0 | 0 | 0 | 0
F5_Commercial_Warehouse_New_Space Heating_Natural Gas_Unit Heater_E7 | F5 | Commercial | Warehouse | New | Space Heating | Natural Gas | Unit Heater | E7 | Utility - Cost of Operation | 0 | 0 | 0 | 0 | 0 | 0 | 0 | 0 | 0 | 0 | 0 | 0 | 0 | 0 | 0 | 0 | 0 | 0 | 0 | 0 | 0 | 0 | 0 | 0 | 0 | 0 | 0 | 0 | 0 | 0 | 0
F5_Commercial_Warehouse_New_Space Heating_Natural Gas_Unit Heater_E8 | F5 | Commercial | Warehouse | New | Space Heating | Natural Gas | Unit Heater | E8 | Utility - Cost of Operation | 0 | 0 | 0 | 0 | 0 | 0 | 0 | 0 | 0 | 0 | 0 | 0 | 0 | 0 | 0 | 0 | 0 | 0 | 0 | 0 | 0 | 0 | 0 | 0 | 0 | 0 | 0 | 0 | 0 | 0 | 0
F5_Commercial_Warehouse_New_Space Heating_Natural Gas_Unit Heater_E9 | F5 | Commercial | Warehouse | New | Space Heating | Natural Gas | Unit Heater | E9 | Utility - Cost of Operation | 0 | 0 | 0 | 0 | 0 | 0 | 0 | 0 | 0 | 0 | 0 | 0 | 0 | 0 | 0 | 0 | 0 | 0 | 0 | 0 | 0 | 0 | 0 | 0 | 0 | 0 | 0 | 0 | 0 | 0 | 0
F5_Commercial_Warehouse_New_Space Heating_Natural Gas_Unit Heater_E10 | F5 | Commercial | Warehouse | New | Space Heating | Natural Gas | Unit Heater | E10 | Utility - Cost of Operation | 0 | 0 | 0 | 0 | 0 | 0 | 0 | 0 | 0 | 0 | 0 | 0 | 0 | 0 | 0 | 0 | 0 | 0 | 0 | 0 | 0 | 0 | 0 | 0 | 0 | 0 | 0 | 0 | 0 | 0 | 0
F6_Commercial_Warehouse_New_Space Heating_Natural Gas_Unit Heater_E1 | F6 | Commercial | Warehouse | New | Space Heating | Natural Gas | Unit Heater | E1 | Utility - Value of Sales | 0.17804 | 0.17995 | 0.18111 | 0.18251 | 0.18257 | 0 | 0 | 0 | 0 | 0 | 0 | 0 | 0 | 0 | 0 | 0 | 0 | 0 | 0 | 0 | 0 | 0 | 0 | 0 | 0 | 0 | 0 | 0 | 0 | 0 | 0
F6_Commercial_Warehouse_New_Space Heating_Natural Gas_Unit Heater_E2 | F6 | Commercial | Warehouse | New | Space Heating | Natural Gas | Unit Heater | E2 | Utility - Value of Sales | 0.16021 | 0.16193 | 0.16298 | 0.16424 | 0.1643 | 0.15466 | 0.14682 | 0.14235 | 0.14606 | 0.14961 | 0.15414 | 0.15883 | 0.14295 | 0.14862 | 0.15634 | 0.15557 | 0.15573 | 0.15622 | 0.15324 | 0.15505 | 0.15627 | 0.15799 | 0.1602 | 0.080206 | 0.078639 | 0.077167 | 0.075777 | 0.074453 | 0.073186 | 0.071965 | 0.070784
F6_Commercial_Warehouse_New_Space Heating_Natural Gas_Unit Heater_E3 | F6 | Commercial | Warehouse | New | Space Heating | Natural Gas | Unit Heater | E3 | Utility - Value of Sales | 0.13837 | 0.13985 | 0.14076 | 0.14185 | 0.14189 | 0.13358 | 0.1268 | 0.12294 | 0.12614 | 0.12921 | 0.13313 | 0.13717 | 0.12346 | 0.12835 | 0.13502 | 0.13436 | 0.13449 | 0.13492 | 0.13234 | 0.13391 | 0.13497 | 0.13645 | 0.13836 | 0.069269 | 0.067917 | 0.066645 | 0.065444 | 0.064301 | 0.063207 | 0.062152 | 0.061132
F6_Commercial_Warehouse_New_Space Heating_Natural Gas_Unit Heater_E4 | F6 | Commercial | Warehouse | New | Space Heating | Natural Gas | Unit Heater | E4 | Utility - Value of Sales | 0 | 0 | 0 | 0 | 0 | 0 | 0 | 0 | 0 | 0 | 0 | 0 | 0 | 0 | 0 | 0 | 0 | 0 | 0 | 0 | 0 | 0 | 0 | 0 | 0 | 0 | 0 | 0 | 0 | 0 | 0
F6_Commercial_Warehouse_New_Space Heating_Natural Gas_Unit Heater_E5 | F6 | Commercial | Warehouse | New | Space Heating | Natural Gas | Unit Heater | E5 | Utility - Value of Sales | 0 | 0 | 0 | 0 | 0 | 0 | 0 | 0 | 0 | 0 | 0 | 0 | 0 | 0 | 0 | 0 | 0 | 0 | 0 | 0 | 0 | 0 | 0 | 0 | 0 | 0 | 0 | 0 | 0 | 0 | 0
F6_Commercial_Warehouse_New_Space Heating_Natural Gas_Unit Heater_E6 | F6 | Commercial | Warehouse | New | Space Heating | Natural Gas | Unit Heater | E6 | Utility - Value of Sales | 0 | 0 | 0 | 0 | 0 | 0 | 0 | 0 | 0 | 0 | 0 | 0 | 0 | 0 | 0 | 0 | 0 | 0 | 0 | 0 | 0 | 0 | 0 | 0 | 0 | 0 | 0 | 0 | 0 | 0 | 0
F6_Commercial_Warehouse_New_Space Heating_Natural Gas_Unit Heater_E7 | F6 | Commercial | Warehouse | New | Space Heating | Natural Gas | Unit Heater | E7 | Utility - Value of Sales | 0 | 0 | 0 | 0 | 0 | 0 | 0 | 0 | 0 | 0 | 0 | 0 | 0 | 0 | 0 | 0 | 0 | 0 | 0 | 0 | 0 | 0 | 0 | 0 | 0 | 0 | 0 | 0 | 0 | 0 | 0
F6_Commercial_Warehouse_New_Space Heating_Natural Gas_Unit Heater_E8 | F6 | Commercial | Warehouse | New | Space Heating | Natural Gas | Unit Heater | E8 | Utility - Value of Sales | 0 | 0 | 0 | 0 | 0 | 0 | 0 | 0 | 0 | 0 | 0 | 0 | 0 | 0 | 0 | 0 | 0 | 0 | 0 | 0 | 0 | 0 | 0 | 0 | 0 | 0 | 0 | 0 | 0 | 0 | 0
F6_Commercial_Warehouse_New_Space Heating_Natural Gas_Unit Heater_E9 | F6 | Commercial | Warehouse | New | Space Heating | Natural Gas | Unit Heater | E9 | Utility - Value of Sales | 0 | 0 | 0 | 0 | 0 | 0 | 0 | 0 | 0 | 0 | 0 | 0 | 0 | 0 | 0 | 0 | 0 | 0 | 0 | 0 | 0 | 0 | 0 | 0 | 0 | 0 | 0 | 0 | 0 | 0 | 0
F6_Commercial_Warehouse_New_Space Heating_Natural Gas_Unit Heater_E10 | F6 | Commercial | Warehouse | New | Space Heating | Natural Gas | Unit Heater | E10 | Utility - Value of Sales | 0 | 0 | 0 | 0 | 0 | 0 | 0 | 0 | 0 | 0 | 0 | 0 | 0 | 0 | 0 | 0 | 0 | 0 | 0 | 0 | 0 | 0 | 0 | 0 | 0 | 0 | 0 | 0 | 0 | 0 | 0
F1_Commercial_Warehouse_New_Water Heating_Natural Gas_Water Heater_E1 | F1 | Commercial | Warehouse | New | Water Heating | Natural Gas | Water Heater | E1 | Participant - Cost of Equipment | 0.0051433 | 0.0051433 | 0.0051433 | 0.0051433 | 0.0051433 | 0.0051433 | 0.0051433 | 0.0051433 | 0.0051433 | 0.0051433 | 0.0051433 | 0.0051433 | 0.0051433 | 0.0051433 | 0.0051433 | 0.0051433 | 0.0051433 | 0.0051433 | 0.0051433 | 0.0051433 | 0.0051433 | 0.0051433 | 0.0051433 | 0.0051433 | 0.0051433 | 0.0051433 | 0.0051433 | 0.0051433 | 0.0051433 | 0.0051433 | 0.0051433
F1_Commercial_Warehouse_New_Water Heating_Natural Gas_Water Heater_E2 | F1 | Commercial | Warehouse | New | Water Heating | Natural Gas | Water Heater | E2 | Participant - Cost of Equipment | 0.0057475 | 0.0057475 | 0.0057475 | 0.0057475 | 0.0057475 | 0.0057475 | 0.0057475 | 0.0057475 | 0.0057475 | 0.0057475 | 0.0057475 | 0.0057475 | 0.0057475 | 0.0057475 | 0.0057475 | 0.0057475 | 0.0057475 | 0.0057475 | 0.0057475 | 0.0057475 | 0.0057475 | 0.0057475 | 0.0057475 | 0.0057475 | 0.0057475 | 0.0057475 | 0.0057475 | 0.0057475 | 0.0057475 | 0.0057475 | 0.0057475
F1_Commercial_Warehouse_New_Water Heating_Natural Gas_Water Heater_E3 | F1 | Commercial | Warehouse | New | Water Heating | Natural Gas | Water Heater | E3 | Participant - Cost of Equipment | 0.0060079 | 0.0060079 | 0.0060079 | 0.0060079 | 0.0060079 | 0.0060079 | 0.0060079 | 0.0060079 | 0.0060079 | 0.0060079 | 0.0060079 | 0.0060079 | 0.0060079 | 0.0060079 | 0.0060079 | 0.0060079 | 0.0060079 | 0.0060079 | 0.0060079 | 0.0060079 | 0.0060079 | 0.0060079 | 0.0060079 | 0.0060079 | 0.0060079 | 0.0060079 | 0.0060079 | 0.0060079 | 0.0060079 | 0.0060079 | 0.0060079
F1_Commercial_Warehouse_New_Water Heating_Natural Gas_Water Heater_E4 | F1 | Commercial | Warehouse | New | Water Heating | Natural Gas | Water Heater | E4 | Participant - Cost of Equipment | 0 | 0 | 0 | 0 | 0 | 0 | 0 | 0.008238 | 0.008238 | 0.008238 | 0.008238 | 0.008238 | 0.008238 | 0.008238 | 0.008238 | 0.008238 | 0.008238 | 0.008238 | 0.008238 | 0.008238 | 0.008238 | 0.008238 | 0.008238 | 0.008238 | 0.008238 | 0.008238 | 0.008238 | 0.008238 | 0.008238 | 0.008238 | 0.008238
F1_Commercial_Warehouse_New_Water Heating_Natural Gas_Water Heater_E5 | F1 | Commercial | Warehouse | New | Water Heating | Natural Gas | Water Heater | E5 | Participant - Cost of Equipment | 0 | 0 | 0 | 0 | 0 | 0 | 0 | 0 | 0 | 0 | 0 | 0 | 0 | 0 | 0 | 0 | 0 | 0 | 0 | 0 | 0 | 0 | 0 | 0 | 0 | 0 | 0 | 0 | 0 | 0 | 0
F1_Commercial_Warehouse_New_Water Heating_Natural Gas_Water Heater_E6 | F1 | Commercial | Warehouse | New | Water Heating | Natural Gas | Water Heater | E6 | Participant - Cost of Equipment | 0 | 0 | 0 | 0 | 0 | 0 | 0 | 0 | 0 | 0 | 0 | 0 | 0 | 0 | 0 | 0 | 0 | 0 | 0 | 0 | 0 | 0 | 0 | 0 | 0 | 0 | 0 | 0 | 0 | 0 | 0
F1_Commercial_Warehouse_New_Water Heating_Natural Gas_Water Heater_E7 | F1 | Commercial | Warehouse | New | Water Heating | Natural Gas | Water Heater | E7 | Participant - Cost of Equipment | 0 | 0 | 0 | 0 | 0 | 0 | 0 | 0 | 0 | 0 | 0 | 0 | 0 | 0 | 0 | 0 | 0 | 0 | 0 | 0 | 0 | 0 | 0 | 0 | 0 | 0 | 0 | 0 | 0 | 0 | 0
F1_Commercial_Warehouse_New_Water Heating_Natural Gas_Water Heater_E8 | F1 | Commercial | Warehouse | New | Water Heating | Natural Gas | Water Heater | E8 | Participant - Cost of Equipment | 0 | 0 | 0 | 0 | 0 | 0 | 0 | 0 | 0 | 0 | 0 | 0 | 0 | 0 | 0 | 0 | 0 | 0 | 0 | 0 | 0 | 0 | 0 | 0 | 0 | 0 | 0 | 0 | 0 | 0 | 0
F1_Commercial_Warehouse_New_Water Heating_Natural Gas_Water Heater_E9 | F1 | Commercial | Warehouse | New | Water Heating | Natural Gas | Water Heater | E9 | Participant - Cost of Equipment | 0 | 0 | 0 | 0 | 0 | 0 | 0 | 0 | 0 | 0 | 0 | 0 | 0 | 0 | 0 | 0 | 0 | 0 | 0 | 0 | 0 | 0 | 0 | 0 | 0 | 0 | 0 | 0 | 0 | 0 | 0
F1_Commercial_Warehouse_New_Water Heating_Natural Gas_Water Heater_E10 | F1 | Commercial | Warehouse | New | Water Heating | Natural Gas | Water Heater | E10 | Participant - Cost of Equipment | 0 | 0 | 0 | 0 | 0 | 0 | 0 | 0 | 0 | 0 | 0 | 0 | 0 | 0 | 0 | 0 | 0 | 0 | 0 | 0 | 0 | 0 | 0 | 0 | 0 | 0 | 0 | 0 | 0 | 0 | 0
F2_Commercial_Warehouse_New_Water Heating_Natural Gas_Water Heater_E1 | F2 | Commercial | Warehouse | New | Water Heating | Natural Gas | Water Heater | E1 | Participant - Cost of Operation | 0.095777 | 0.097676 | 0.099034 | 0.10051 | 0.10262 | 0.096144 | 0.091084 | 0.088423 | 0.087467 | 0.086 | 0.08501 | 0.089514 | 0.080111 | 0.085628 | 0.092707 | 0.099589 | 0.099846 | 0.10032 | 0.098406 | 0.099773 | 0.10073 | 0.10202 | 0.10365 | 0.048822 | 0.047848 | 0.046937 | 0.046079 | 0.045265 | 0.044488 | 0.04374 | 0.043018
F2_Commercial_Warehouse_New_Water Heating_Natural Gas_Water Heater_E2 | F2 | Commercial | Warehouse | New | Water Heating | Natural Gas | Water Heater | E2 | Participant - Cost of Operation | 0.081513 | 0.083128 | 0.084284 | 0.085537 | 0.087336 | 0.081825 | 0.077518 | 0.075253 | 0.07444 | 0.073191 | 0.072349 | 0.076182 | 0.06818 | 0.072875 | 0.0789 | 0.084757 | 0.084975 | 0.085381 | 0.08375 | 0.084914 | 0.085728 | 0.086828 | 0.088209 | 0.041551 | 0.040722 | 0.039946 | 0.039216 | 0.038523 | 0.037862 | 0.037226 | 0.036611
F2_Commercial_Warehouse_New_Water Heating_Natural Gas_Water Heater_E3 | F2 | Commercial | Warehouse | New | Water Heating | Natural Gas | Water Heater | E3 | Participant - Cost of Operation | 0.067927 | 0.069274 | 0.070237 | 0.07128 | 0.07278 | 0.068188 | 0.064598 | 0.062711 | 0.062033 | 0.060993 | 0.06029 | 0.063485 | 0.056816 | 0.060729 | 0.06575 | 0.070631 | 0.070813 | 0.071151 | 0.069791 | 0.070761 | 0.07144 | 0.072356 | 0.073508 | 0.034626 | 0.033935 | 0.033289 | 0.03268 | 0.032103 | 0.031551 | 0.031021 | 0.030509
F2_Commercial_Warehouse_New_Water Heating_Natural Gas_Water Heater_E4 | F2 | Commercial | Warehouse | New | Water Heating | Natural Gas | Water Heater | E4 | Participant - Cost of Operation | 0 | 0 | 0 | 0 | 0 | 0 | 0 | 0.048087 | 0.048786 | 0.049436 | 0.050428 | 0.051425 | 0.046778 | 0.046473 | 0.046544 | 0.046261 | 0.046234 | 0.046304 | 0.045426 | 0.045863 | 0.046141 | 0.046556 | 0.047107 | 0.025157 | 0.024677 | 0.024224 | 0.023794 | 0.023384 | 0.02299 | 0.022609 | 0.022162
F2_Commercial_Warehouse_New_Water Heating_Natural Gas_Water Heater_E5 | F2 | Commercial | Warehouse | New | Water Heating | Natural Gas | Water Heater | E5 | Participant - Cost of Operation | 0 | 0 | 0 | 0 | 0 | 0 | 0 | 0 | 0 | 0 | 0 | 0 | 0 | 0 | 0 | 0 | 0 | 0 | 0 | 0 | 0 | 0 | 0 | 0 | 0 | 0 | 0 | 0 | 0 | 0 | 0
F2_Commercial_Warehouse_New_Water Heating_Natural Gas_Water Heater_E6 | F2 | Commercial | Warehouse | New | Water Heating | Natural Gas | Water Heater | E6 | Participant - Cost of Operation | 0 | 0 | 0 | 0 | 0 | 0 | 0 | 0 | 0 | 0 | 0 | 0 | 0 | 0 | 0 | 0 | 0 | 0 | 0 | 0 | 0 | 0 | 0 | 0 | 0 | 0 | 0 | 0 | 0 | 0 | 0
F2_Commercial_Warehouse_New_Water Heating_Natural Gas_Water Heater_E7 | F2 | Commercial | Warehouse | New | Water Heating | Natural Gas | Water Heater | E7 | Participant - Cost of Operation | 0 | 0 | 0 | 0 | 0 | 0 | 0 | 0 | 0 | 0 | 0 | 0 | 0 | 0 | 0 | 0 | 0 | 0 | 0 | 0 | 0 | 0 | 0 | 0 | 0 | 0 | 0 | 0 | 0 | 0 | 0
F2_Commercial_Warehouse_New_Water Heating_Natural Gas_Water Heater_E8 | F2 | Commercial | Warehouse | New | Water Heating | Natural Gas | Water Heater | E8 | Participant - Cost of Operation | 0 | 0 | 0 | 0 | 0 | 0 | 0 | 0 | 0 | 0 | 0 | 0 | 0 | 0 | 0 | 0 | 0 | 0 | 0 | 0 | 0 | 0 | 0 | 0 | 0 | 0 | 0 | 0 | 0 | 0 | 0
F2_Commercial_Warehouse_New_Water Heating_Natural Gas_Water Heater_E9 | F2 | Commercial | Warehouse | New | Water Heating | Natural Gas | Water Heater | E9 | Participant - Cost of Operation | 0 | 0 | 0 | 0 | 0 | 0 | 0 | 0 | 0 | 0 | 0 | 0 | 0 | 0 | 0 | 0 | 0 | 0 | 0 | 0 | 0 | 0 | 0 | 0 | 0 | 0 | 0 | 0 | 0 | 0 | 0
F2_Commercial_Warehouse_New_Water Heating_Natural Gas_Water Heater_E10 | F2 | Commercial | Warehouse | New | Water Heating | Natural Gas | Water Heater | E10 | Participant - Cost of Operation | 0 | 0 | 0 | 0 | 0 | 0 | 0 | 0 | 0 | 0 | 0 | 0 | 0 | 0 | 0 | 0 | 0 | 0 | 0 | 0 | 0 | 0 | 0 | 0 | 0 | 0 | 0 | 0 | 0 | 0 | 0
F3_Commercial_Warehouse_New_Water Heating_Natural Gas_Water Heater_E1 | F3 | Commercial | Warehouse | New | Water Heating | Natural Gas | Water Heater | E1 | System - kBTUs of Conusmption | 8.0147 | 8.0339 | 8.0216 | 8.0133 | 8.0133 | 8.0133 | 8.0133 | 8.0133 | 8.0133 | 8.0133 | 8.0133 | 8.0133 | 8.0133 | 8.0133 | 8.0133 | 8.0133 | 8.0133 | 8.0133 | 8.0133 | 8.0133 | 8.0133 | 8.0133 | 8.0133 | 8.0133 | 8.0133 | 8.0133 | 8.0133 | 8.0133 | 8.0133 | 8.0133 | 8.0133
F3_Commercial_Warehouse_New_Water Heating_Natural Gas_Water Heater_E2 | F3 | Commercial | Warehouse | New | Water Heating | Natural Gas | Water Heater | E2 | System - kBTUs of Conusmption | 6.821 | 6.8373 | 6.8269 | 6.8198 | 6.8198 | 6.8198 | 6.8198 | 6.8198 | 6.8198 | 6.8198 | 6.8198 | 6.8198 | 6.8198 | 6.8198 | 6.8198 | 6.8198 | 6.8198 | 6.8198 | 6.8198 | 6.8198 | 6.8198 | 6.8198 | 6.8198 | 6.8198 | 6.8198 | 6.8198 | 6.8198 | 6.8198 | 6.8198 | 6.8198 | 6.8198
F3_Commercial_Warehouse_New_Water Heating_Natural Gas_Water Heater_E3 | F3 | Commercial | Warehouse | New | Water Heating | Natural Gas | Water Heater | E3 | System - kBTUs of Conusmption | 5.6842 | 5.6978 | 5.6891 | 5.6832 | 5.6832 | 5.6832 | 5.6832 | 5.6832 | 5.6832 | 5.6832 | 5.6832 | 5.6832 | 5.6832 | 5.6832 | 5.6832 | 5.6832 | 5.6832 | 5.6832 | 5.6832 | 5.6832 | 5.6832 | 5.6832 | 5.6832 | 5.6832 | 5.6832 | 5.6832 | 5.6832 | 5.6832 | 5.6832 | 5.6832 | 5.6832
F3_Commercial_Warehouse_New_Water Heating_Natural Gas_Water Heater_E4 | F3 | Commercial | Warehouse | New | Water Heating | Natural Gas | Water Heater | E4 | System - kBTUs of Conusmption | 0 | 0 | 0 | 0 | 0 | 0 | 0 | 4.2892 | 4.2892 | 4.2892 | 4.2892 | 4.2892 | 4.2892 | 4.2892 | 4.2892 | 4.2892 | 4.2892 | 4.2892 | 4.2892 | 4.2892 | 4.2892 | 4.2892 | 4.2892 | 4.2892 | 4.2892 | 4.2892 | 4.2892 | 4.2892 | 4.2892 | 4.2892 | 4.2892
F3_Commercial_Warehouse_New_Water Heating_Natural Gas_Water Heater_E5 | F3 | Commercial | Warehouse | New | Water Heating | Natural Gas | Water Heater | E5 | System - kBTUs of Conusmption | 0 | 0 | 0 | 0 | 0 | 0 | 0 | 0 | 0 | 0 | 0 | 0 | 0 | 0 | 0 | 0 | 0 | 0 | 0 | 0 | 0 | 0 | 0 | 0 | 0 | 0 | 0 | 0 | 0 | 0 | 0
F3_Commercial_Warehouse_New_Water Heating_Natural Gas_Water Heater_E6 | F3 | Commercial | Warehouse | New | Water Heating | Natural Gas | Water Heater | E6 | System - kBTUs of Conusmption | 0 | 0 | 0 | 0 | 0 | 0 | 0 | 0 | 0 | 0 | 0 | 0 | 0 | 0 | 0 | 0 | 0 | 0 | 0 | 0 | 0 | 0 | 0 | 0 | 0 | 0 | 0 | 0 | 0 | 0 | 0
F3_Commercial_Warehouse_New_Water Heating_Natural Gas_Water Heater_E7 | F3 | Commercial | Warehouse | New | Water Heating | Natural Gas | Water Heater | E7 | System - kBTUs of Conusmption | 0 | 0 | 0 | 0 | 0 | 0 | 0 | 0 | 0 | 0 | 0 | 0 | 0 | 0 | 0 | 0 | 0 | 0 | 0 | 0 | 0 | 0 | 0 | 0 | 0 | 0 | 0 | 0 | 0 | 0 | 0
F3_Commercial_Warehouse_New_Water Heating_Natural Gas_Water Heater_E8 | F3 | Commercial | Warehouse | New | Water Heating | Natural Gas | Water Heater | E8 | System - kBTUs of Conusmption | 0 | 0 | 0 | 0 | 0 | 0 | 0 | 0 | 0 | 0 | 0 | 0 | 0 | 0 | 0 | 0 | 0 | 0 | 0 | 0 | 0 | 0 | 0 | 0 | 0 | 0 | 0 | 0 | 0 | 0 | 0
F3_Commercial_Warehouse_New_Water Heating_Natural Gas_Water Heater_E9 | F3 | Commercial | Warehouse | New | Water Heating | Natural Gas | Water Heater | E9 | System - kBTUs of Conusmption | 0 | 0 | 0 | 0 | 0 | 0 | 0 | 0 | 0 | 0 | 0 | 0 | 0 | 0 | 0 | 0 | 0 | 0 | 0 | 0 | 0 | 0 | 0 | 0 | 0 | 0 | 0 | 0 | 0 | 0 | 0
F3_Commercial_Warehouse_New_Water Heating_Natural Gas_Water Heater_E10 | F3 | Commercial | Warehouse | New | Water Heating | Natural Gas | Water Heater | E10 | System - kBTUs of Conusmption | 0 | 0 | 0 | 0 | 0 | 0 | 0 | 0 | 0 | 0 | 0 | 0 | 0 | 0 | 0 | 0 | 0 | 0 | 0 | 0 | 0 | 0 | 0 | 0 | 0 | 0 | 0 | 0 | 0 | 0 | 0
F4_Commercial_Warehouse_New_Water Heating_Natural Gas_Water Heater_E1 | F4 | Commercial | Warehouse | New | Water Heating | Natural Gas | Water Heater | E1 | Utility - Cost of Equipment | 0.0051433 | 0.0051433 | 0.0051433 | 0.0051433 | 0.0051433 | 0.0051433 | 0.0051433 | 0.0051433 | 0.0051433 | 0.0051433 | 0.0051433 | 0.0051433 | 0.0051433 | 0.0051433 | 0.0051433 | 0.0051433 | 0.0051433 | 0.0051433 | 0.0051433 | 0.0051433 | 0.0051433 | 0.0051433 | 0.0051433 | 0.0051433 | 0.0051433 | 0.0051433 | 0.0051433 | 0.0051433 | 0.0051433 | 0.0051433 | 0.0051433
F4_Commercial_Warehouse_New_Water Heating_Natural Gas_Water Heater_E2 | F4 | Commercial | Warehouse | New | Water Heating | Natural Gas | Water Heater | E2 | Utility - Cost of Equipment | 0.0057475 | 0.0057475 | 0.0057475 | 0.0057475 | 0.0057475 | 0.0057475 | 0.0057475 | 0.0057475 | 0.0057475 | 0.0057475 | 0.0057475 | 0.0057475 | 0.0057475 | 0.0057475 | 0.0057475 | 0.0057475 | 0.0057475 | 0.0057475 | 0.0057475 | 0.0057475 | 0.0057475 | 0.0057475 | 0.0057475 | 0.0057475 | 0.0057475 | 0.0057475 | 0.0057475 | 0.0057475 | 0.0057475 | 0.0057475 | 0.0057475
F4_Commercial_Warehouse_New_Water Heating_Natural Gas_Water Heater_E3 | F4 | Commercial | Warehouse | New | Water Heating | Natural Gas | Water Heater | E3 | Utility - Cost of Equipment | 0.0060079 | 0.0060079 | 0.0060079 | 0.0060079 | 0.0060079 | 0.0060079 | 0.0060079 | 0.0060079 | 0.0060079 | 0.0060079 | 0.0060079 | 0.0060079 | 0.0060079 | 0.0060079 | 0.0060079 | 0.0060079 | 0.0060079 | 0.0060079 | 0.0060079 | 0.0060079 | 0.0060079 | 0.0060079 | 0.0060079 | 0.0060079 | 0.0060079 | 0.0060079 | 0.0060079 | 0.0060079 | 0.0060079 | 0.0060079 | 0.0060079
F4_Commercial_Warehouse_New_Water Heating_Natural Gas_Water Heater_E4 | F4 | Commercial | Warehouse | New | Water Heating | Natural Gas | Water Heater | E4 | Utility - Cost of Equipment | 0 | 0 | 0 | 0 | 0 | 0 | 0 | 0.008238 | 0.008238 | 0.008238 | 0.008238 | 0.008238 | 0.008238 | 0.008238 | 0.008238 | 0.008238 | 0.008238 | 0.008238 | 0.008238 | 0.008238 | 0.008238 | 0.008238 | 0.008238 | 0.008238 | 0.008238 | 0.008238 | 0.008238 | 0.008238 | 0.008238 | 0.008238 | 0.008238
F4_Commercial_Warehouse_New_Water Heating_Natural Gas_Water Heater_E5 | F4 | Commercial | Warehouse | New | Water Heating | Natural Gas | Water Heater | E5 | Utility - Cost of Equipment | 0 | 0 | 0 | 0 | 0 | 0 | 0 | 0 | 0 | 0 | 0 | 0 | 0 | 0 | 0 | 0 | 0 | 0 | 0 | 0 | 0 | 0 | 0 | 0 | 0 | 0 | 0 | 0 | 0 | 0 | 0
F4_Commercial_Warehouse_New_Water Heating_Natural Gas_Water Heater_E6 | F4 | Commercial | Warehouse | New | Water Heating | Natural Gas | Water Heater | E6 | Utility - Cost of Equipment | 0 | 0 | 0 | 0 | 0 | 0 | 0 | 0 | 0 | 0 | 0 | 0 | 0 | 0 | 0 | 0 | 0 | 0 | 0 | 0 | 0 | 0 | 0 | 0 | 0 | 0 | 0 | 0 | 0 | 0 | 0
F4_Commercial_Warehouse_New_Water Heating_Natural Gas_Water Heater_E7 | F4 | Commercial | Warehouse | New | Water Heating | Natural Gas | Water Heater | E7 | Utility - Cost of Equipment | 0 | 0 | 0 | 0 | 0 | 0 | 0 | 0 | 0 | 0 | 0 | 0 | 0 | 0 | 0 | 0 | 0 | 0 | 0 | 0 | 0 | 0 | 0 | 0 | 0 | 0 | 0 | 0 | 0 | 0 | 0
F4_Commercial_Warehouse_New_Water Heating_Natural Gas_Water Heater_E8 | F4 | Commercial | Warehouse | New | Water Heating | Natural Gas | Water Heater | E8 | Utility - Cost of Equipment | 0 | 0 | 0 | 0 | 0 | 0 | 0 | 0 | 0 | 0 | 0 | 0 | 0 | 0 | 0 | 0 | 0 | 0 | 0 | 0 | 0 | 0 | 0 | 0 | 0 | 0 | 0 | 0 | 0 | 0 | 0
F4_Commercial_Warehouse_New_Water Heating_Natural Gas_Water Heater_E9 | F4 | Commercial | Warehouse | New | Water Heating | Natural Gas | Water Heater | E9 | Utility - Cost of Equipment | 0 | 0 | 0 | 0 | 0 | 0 | 0 | 0 | 0 | 0 | 0 | 0 | 0 | 0 | 0 | 0 | 0 | 0 | 0 | 0 | 0 | 0 | 0 | 0 | 0 | 0 | 0 | 0 | 0 | 0 | 0
F4_Commercial_Warehouse_New_Water Heating_Natural Gas_Water Heater_E10 | F4 | Commercial | Warehouse | New | Water Heating | Natural Gas | Water Heater | E10 | Utility - Cost of Equipment | 0 | 0 | 0 | 0 | 0 | 0 | 0 | 0 | 0 | 0 | 0 | 0 | 0 | 0 | 0 | 0 | 0 | 0 | 0 | 0 | 0 | 0 | 0 | 0 | 0 | 0 | 0 | 0 | 0 | 0 | 0
F5_Commercial_Warehouse_New_Water Heating_Natural Gas_Water Heater_E1 | F5 | Commercial | Warehouse | New | Water Heating | Natural Gas | Water Heater | E1 | Utility - Cost of Operation | 0.079943 | 0.081528 | 0.082661 | 0.08389 | 0.085654 | 0.08025 | 0.076026 | 0.073804 | 0.073006 | 0.071782 | 0.070956 | 0.074715 | 0.066867 | 0.071472 | 0.077381 | 0.083125 | 0.083339 | 0.083737 | 0.082137 | 0.083279 | 0.084078 | 0.085156 | 0.086511 | 0.040751 | 0.039938 | 0.039177 | 0.038461 | 0.037782 | 0.037133 | 0.036509 | 0.035906
F5_Commercial_Warehouse_New_Water Heating_Natural Gas_Water Heater_E2 | F5 | Commercial | Warehouse | New | Water Heating | Natural Gas | Water Heater | E2 | Utility - Cost of Operation | 0.068037 | 0.069385 | 0.07035 | 0.071396 | 0.072897 | 0.068298 | 0.064703 | 0.062812 | 0.062133 | 0.061091 | 0.060388 | 0.063588 | 0.056908 | 0.060827 | 0.065856 | 0.070745 | 0.070927 | 0.071266 | 0.069904 | 0.070876 | 0.071555 | 0.072473 | 0.073627 | 0.034682 | 0.03399 | 0.033342 | 0.032733 | 0.032155 | 0.031602 | 0.031072 | 0.030559
F5_Commercial_Warehouse_New_Water Heating_Natural Gas_Water Heater_E3 | F5 | Commercial | Warehouse | New | Water Heating | Natural Gas | Water Heater | E3 | Utility - Cost of Operation | 0.056697 | 0.057821 | 0.058625 | 0.059496 | 0.060748 | 0.056915 | 0.053919 | 0.052344 | 0.051778 | 0.050909 | 0.050323 | 0.05299 | 0.047423 | 0.050689 | 0.05488 | 0.058954 | 0.059106 | 0.059388 | 0.058253 | 0.059063 | 0.05963 | 0.060394 | 0.061355 | 0.028901 | 0.028325 | 0.027785 | 0.027277 | 0.026795 | 0.026335 | 0.025893 | 0.025466
F5_Commercial_Warehouse_New_Water Heating_Natural Gas_Water Heater_E4 | F5 | Commercial | Warehouse | New | Water Heating | Natural Gas | Water Heater | E4 | Utility - Cost of Operation | 0 | 0 | 0 | 0 | 0 | 0 | 0 | 0.040137 | 0.04072 | 0.041263 | 0.042091 | 0.042923 | 0.039045 | 0.03879 | 0.03885 | 0.038613 | 0.038591 | 0.038649 | 0.037916 | 0.038281 | 0.038513 | 0.038859 | 0.039319 | 0.020998 | 0.020597 | 0.020219 | 0.01986 | 0.019518 | 0.019189 | 0.018871 | 0.018498
F5_Commercial_Warehouse_New_Water Heating_Natural Gas_Water Heater_E5 | F5 | Commercial | Warehouse | New | Water Heating | Natural Gas | Water Heater | E5 | Utility - Cost of Operation | 0 | 0 | 0 | 0 | 0 | 0 | 0 | 0 | 0 | 0 | 0 | 0 | 0 | 0 | 0 | 0 | 0 | 0 | 0 | 0 | 0 | 0 | 0 | 0 | 0 | 0 | 0 | 0 | 0 | 0 | 0
F5_Commercial_Warehouse_New_Water Heating_Natural Gas_Water Heater_E6 | F5 | Commercial | Warehouse | New | Water Heating | Natural Gas | Water Heater | E6 | Utility - Cost of Operation | 0 | 0 | 0 | 0 | 0 | 0 | 0 | 0 | 0 | 0 | 0 | 0 | 0 | 0 | 0 | 0 | 0 | 0 | 0 | 0 | 0 | 0 | 0 | 0 | 0 | 0 | 0 | 0 | 0 | 0 | 0
F5_Commercial_Warehouse_New_Water Heating_Natural Gas_Water Heater_E7 | F5 | Commercial | Warehouse | New | Water Heating | Natural Gas | Water Heater | E7 | Utility - Cost of Operation | 0 | 0 | 0 | 0 | 0 | 0 | 0 | 0 | 0 | 0 | 0 | 0 | 0 | 0 | 0 | 0 | 0 | 0 | 0 | 0 | 0 | 0 | 0 | 0 | 0 | 0 | 0 | 0 | 0 | 0 | 0
F5_Commercial_Warehouse_New_Water Heating_Natural Gas_Water Heater_E8 | F5 | Commercial | Warehouse | New | Water Heating | Natural Gas | Water Heater | E8 | Utility - Cost of Operation | 0 | 0 | 0 | 0 | 0 | 0 | 0 | 0 | 0 | 0 | 0 | 0 | 0 | 0 | 0 | 0 | 0 | 0 | 0 | 0 | 0 | 0 | 0 | 0 | 0 | 0 | 0 | 0 | 0 | 0 | 0
F5_Commercial_Warehouse_New_Water Heating_Natural Gas_Water Heater_E9 | F5 | Commercial | Warehouse | New | Water Heating | Natural Gas | Water Heater | E9 | Utility - Cost of Operation | 0 | 0 | 0 | 0 | 0 | 0 | 0 | 0 | 0 | 0 | 0 | 0 | 0 | 0 | 0 | 0 | 0 | 0 | 0 | 0 | 0 | 0 | 0 | 0 | 0 | 0 | 0 | 0 | 0 | 0 | 0
F5_Commercial_Warehouse_New_Water Heating_Natural Gas_Water Heater_E10 | F5 | Commercial | Warehouse | New | Water Heating | Natural Gas | Water Heater | E10 | Utility - Cost of Operation | 0 | 0 | 0 | 0 | 0 | 0 | 0 | 0 | 0 | 0 | 0 | 0 | 0 | 0 | 0 | 0 | 0 | 0 | 0 | 0 | 0 | 0 | 0 | 0 | 0 | 0 | 0 | 0 | 0 | 0 | 0
F6_Commercial_Warehouse_New_Water Heating_Natural Gas_Water Heater_E1 | F6 | Commercial | Warehouse | New | Water Heating | Natural Gas | Water Heater | E1 | Utility - Value of Sales | 0.095777 | 0.097676 | 0.099034 | 0.10051 | 0.10262 | 0.096144 | 0.091084 | 0.088423 | 0.087467 | 0.086 | 0.08501 | 0.089514 | 0.080111 | 0.085628 | 0.092707 | 0.099589 | 0.099846 | 0.10032 | 0.098406 | 0.099773 | 0.10073 | 0.10202 | 0.10365 | 0.048822 | 0.047848 | 0.046937 | 0.046079 | 0.045265 | 0.044488 | 0.04374 | 0.043018
F6_Commercial_Warehouse_New_Water Heating_Natural Gas_Water Heater_E2 | F6 | Commercial | Warehouse | New | Water Heating | Natural Gas | Water Heater | E2 | Utility - Value of Sales | 0.081513 | 0.083128 | 0.084284 | 0.085537 | 0.087336 | 0.081825 | 0.077518 | 0.075253 | 0.07444 | 0.073191 | 0.072349 | 0.076182 | 0.06818 | 0.072875 | 0.0789 | 0.084757 | 0.084975 | 0.085381 | 0.08375 | 0.084914 | 0.085728 | 0.086828 | 0.088209 | 0.041551 | 0.040722 | 0.039946 | 0.039216 | 0.038523 | 0.037862 | 0.037226 | 0.036611
F6_Commercial_Warehouse_New_Water Heating_Natural Gas_Water Heater_E3 | F6 | Commercial | Warehouse | New | Water Heating | Natural Gas | Water Heater | E3 | Utility - Value of Sales | 0.067927 | 0.069274 | 0.070237 | 0.07128 | 0.07278 | 0.068188 | 0.064598 | 0.062711 | 0.062033 | 0.060993 | 0.06029 | 0.063485 | 0.056816 | 0.060729 | 0.06575 | 0.070631 | 0.070813 | 0.071151 | 0.069791 | 0.070761 | 0.07144 | 0.072356 | 0.073508 | 0.034626 | 0.033935 | 0.033289 | 0.03268 | 0.032103 | 0.031551 | 0.031021 | 0.030509
F6_Commercial_Warehouse_New_Water Heating_Natural Gas_Water Heater_E4 | F6 | Commercial | Warehouse | New | Water Heating | Natural Gas | Water Heater | E4 | Utility - Value of Sales | 0 | 0 | 0 | 0 | 0 | 0 | 0 | 0.048087 | 0.048786 | 0.049436 | 0.050428 | 0.051425 | 0.046778 | 0.046473 | 0.046544 | 0.046261 | 0.046234 | 0.046304 | 0.045426 | 0.045863 | 0.046141 | 0.046556 | 0.047107 | 0.025157 | 0.024677 | 0.024224 | 0.023794 | 0.023384 | 0.02299 | 0.022609 | 0.022162
F6_Commercial_Warehouse_New_Water Heating_Natural Gas_Water Heater_E5 | F6 | Commercial | Warehouse | New | Water Heating | Natural Gas | Water Heater | E5 | Utility - Value of Sales | 0 | 0 | 0 | 0 | 0 | 0 | 0 | 0 | 0 | 0 | 0 | 0 | 0 | 0 | 0 | 0 | 0 | 0 | 0 | 0 | 0 | 0 | 0 | 0 | 0 | 0 | 0 | 0 | 0 | 0 | 0
F6_Commercial_Warehouse_New_Water Heating_Natural Gas_Water Heater_E6 | F6 | Commercial | Warehouse | New | Water Heating | Natural Gas | Water Heater | E6 | Utility - Value of Sales | 0 | 0 | 0 | 0 | 0 | 0 | 0 | 0 | 0 | 0 | 0 | 0 | 0 | 0 | 0 | 0 | 0 | 0 | 0 | 0 | 0 | 0 | 0 | 0 | 0 | 0 | 0 | 0 | 0 | 0 | 0
F6_Commercial_Warehouse_New_Water Heating_Natural Gas_Water Heater_E7 | F6 | Commercial | Warehouse | New | Water Heating | Natural Gas | Water Heater | E7 | Utility - Value of Sales | 0 | 0 | 0 | 0 | 0 | 0 | 0 | 0 | 0 | 0 | 0 | 0 | 0 | 0 | 0 | 0 | 0 | 0 | 0 | 0 | 0 | 0 | 0 | 0 | 0 | 0 | 0 | 0 | 0 | 0 | 0
F6_Commercial_Warehouse_New_Water Heating_Natural Gas_Water Heater_E8 | F6 | Commercial | Warehouse | New | Water Heating | Natural Gas | Water Heater | E8 | Utility - Value of Sales | 0 | 0 | 0 | 0 | 0 | 0 | 0 | 0 | 0 | 0 | 0 | 0 | 0 | 0 | 0 | 0 | 0 | 0 | 0 | 0 | 0 | 0 | 0 | 0 | 0 | 0 | 0 | 0 | 0 | 0 | 0
F6_Commercial_Warehouse_New_Water Heating_Natural Gas_Water Heater_E9 | F6 | Commercial | Warehouse | New | Water Heating | Natural Gas | Water Heater | E9 | Utility - Value of Sales | 0 | 0 | 0 | 0 | 0 | 0 | 0 | 0 | 0 | 0 | 0 | 0 | 0 | 0 | 0 | 0 | 0 | 0 | 0 | 0 | 0 | 0 | 0 | 0 | 0 | 0 | 0 | 0 | 0 | 0 | 0
F6_Commercial_Warehouse_New_Water Heating_Natural Gas_Water Heater_E10 | F6 | Commercial | Warehouse | New | Water Heating | Natural Gas | Water Heater | E10 | Utility - Value of Sales | 0 | 0 | 0 | 0 | 0 | 0 | 0 | 0 | 0 | 0 | 0 | 0 | 0 | 0 | 0 | 0 | 0 | 0 | 0 | 0 | 0 | 0 | 0 | 0 | 0 | 0 | 0 | 0 | 0 | 0 | 0
F1_Commercial_Warehouse_New_Food Preparation_Natural Gas_Oven_E1 | F1 | Commercial | Warehouse | New | Food Preparation | Natural Gas | Oven | E1 | Participant - Cost of Equipment | 0.38677 | 0.38677 | 0.38677 | 0.38677 | 0.38677 | 0.38677 | 0.38677 | 0.38677 | 0.38677 | 0.38677 | 0.38677 | 0.38677 | 0.38677 | 0.38677 | 0.38677 | 0.38677 | 0.38677 | 0.38677 | 0.38677 | 0.38677 | 0.38677 | 0.38677 | 0.38677 | 0.38677 | 0.38677 | 0.38677 | 0.38677 | 0.38677 | 0.38677 | 0.38677 | 0.38677
F1_Commercial_Warehouse_New_Food Preparation_Natural Gas_Oven_E2 | F1 | Commercial | Warehouse | New | Food Preparation | Natural Gas | Oven | E2 | Participant - Cost of Equipment | 0.40302 | 0.40302 | 0.40302 | 0.40302 | 0.40302 | 0.40302 | 0.40302 | 0.40302 | 0.40302 | 0.40302 | 0.40302 | 0.40302 | 0.40302 | 0.40302 | 0.40302 | 0.40302 | 0.40302 | 0.40302 | 0.40302 | 0.40302 | 0.40302 | 0.40302 | 0.40302 | 0.40302 | 0.40302 | 0.40302 | 0.40302 | 0.40302 | 0.40302 | 0.40302 | 0.40302
F1_Commercial_Warehouse_New_Food Preparation_Natural Gas_Oven_E3 | F1 | Commercial | Warehouse | New | Food Preparation | Natural Gas | Oven | E3 | Participant - Cost of Equipment | 0 | 0 | 0 | 0 | 0 | 0 | 0 | 0 | 0 | 0 | 0 | 0 | 0 | 0 | 0 | 0 | 0 | 0 | 0 | 0 | 0 | 0 | 0 | 0 | 0 | 0 | 0 | 0 | 0 | 0 | 0
F1_Commercial_Warehouse_New_Food Preparation_Natural Gas_Oven_E4 | F1 | Commercial | Warehouse | New | Food Preparation | Natural Gas | Oven | E4 | Participant - Cost of Equipment | 0 | 0 | 0 | 0 | 0 | 0 | 0 | 0 | 0 | 0 | 0 | 0 | 0 | 0 | 0 | 0 | 0 | 0 | 0 | 0 | 0 | 0 | 0 | 0 | 0 | 0 | 0 | 0 | 0 | 0 | 0
F1_Commercial_Warehouse_New_Food Preparation_Natural Gas_Oven_E5 | F1 | Commercial | Warehouse | New | Food Preparation | Natural Gas | Oven | E5 | Participant - Cost of Equipment | 0 | 0 | 0 | 0 | 0 | 0 | 0 | 0 | 0 | 0 | 0 | 0 | 0 | 0 | 0 | 0 | 0 | 0 | 0 | 0 | 0 | 0 | 0 | 0 | 0 | 0 | 0 | 0 | 0 | 0 | 0
F1_Commercial_Warehouse_New_Food Preparation_Natural Gas_Oven_E6 | F1 | Commercial | Warehouse | New | Food Preparation | Natural Gas | Oven | E6 | Participant - Cost of Equipment | 0 | 0 | 0 | 0 | 0 | 0 | 0 | 0 | 0 | 0 | 0 | 0 | 0 | 0 | 0 | 0 | 0 | 0 | 0 | 0 | 0 | 0 | 0 | 0 | 0 | 0 | 0 | 0 | 0 | 0 | 0
F1_Commercial_Warehouse_New_Food Preparation_Natural Gas_Oven_E7 | F1 | Commercial | Warehouse | New | Food Preparation | Natural Gas | Oven | E7 | Participant - Cost of Equipment | 0 | 0 | 0 | 0 | 0 | 0 | 0 | 0 | 0 | 0 | 0 | 0 | 0 | 0 | 0 | 0 | 0 | 0 | 0 | 0 | 0 | 0 | 0 | 0 | 0 | 0 | 0 | 0 | 0 | 0 | 0
F1_Commercial_Warehouse_New_Food Preparation_Natural Gas_Oven_E8 | F1 | Commercial | Warehouse | New | Food Preparation | Natural Gas | Oven | E8 | Participant - Cost of Equipment | 0 | 0 | 0 | 0 | 0 | 0 | 0 | 0 | 0 | 0 | 0 | 0 | 0 | 0 | 0 | 0 | 0 | 0 | 0 | 0 | 0 | 0 | 0 | 0 | 0 | 0 | 0 | 0 | 0 | 0 | 0
F1_Commercial_Warehouse_New_Food Preparation_Natural Gas_Oven_E9 | F1 | Commercial | Warehouse | New | Food Preparation | Natural Gas | Oven | E9 | Participant - Cost of Equipment | 0 | 0 | 0 | 0 | 0 | 0 | 0 | 0 | 0 | 0 | 0 | 0 | 0 | 0 | 0 | 0 | 0 | 0 | 0 | 0 | 0 | 0 | 0 | 0 | 0 | 0 | 0 | 0 | 0 | 0 | 0
F1_Commercial_Warehouse_New_Food Preparation_Natural Gas_Oven_E10 | F1 | Commercial | Warehouse | New | Food Preparation | Natural Gas | Oven | E10 | Participant - Cost of Equipment | 0 | 0 | 0 | 0 | 0 | 0 | 0 | 0 | 0 | 0 | 0 | 0 | 0 | 0 | 0 | 0 | 0 | 0 | 0 | 0 | 0 | 0 | 0 | 0 | 0 | 0 | 0 | 0 | 0 | 0 | 0
F2_Commercial_Warehouse_New_Food Preparation_Natural Gas_Oven_E1 | F2 | Commercial | Warehouse | New | Food Preparation | Natural Gas | Oven | E1 | Participant - Cost of Operation | 0.15797 | 0.16037 | 0.16205 | 0.16379 | 0.16651 | 0.1565 | 0.14823 | 0.14384 | 0.14215 | 0.13963 | 0.14574 | 0.15156 | 0.13519 | 0.14229 | 0.15171 | 0.16063 | 0.16098 | 0.16167 | 0.15859 | 0.1607 | 0.16217 | 0.16417 | 0.1667 | 0.079837 | 0.078254 | 0.07677 | 0.075372 | 0.074045 | 0.072777 | 0.071557 | 0.070377
F2_Commercial_Warehouse_New_Food Preparation_Natural Gas_Oven_E2 | F2 | Commercial | Warehouse | New | Food Preparation | Natural Gas | Oven | E2 | Participant - Cost of Operation | 0.090459 | 0.091834 | 0.092797 | 0.093793 | 0.095348 | 0.089614 | 0.08488 | 0.082366 | 0.081396 | 0.079955 | 0.083458 | 0.086786 | 0.077412 | 0.081482 | 0.086874 | 0.091982 | 0.09218 | 0.09258 | 0.090811 | 0.092023 | 0.092864 | 0.094009 | 0.095457 | 0.045717 | 0.04481 | 0.043961 | 0.04316 | 0.0424 | 0.041674 | 0.040975 | 0.0403
F2_Commercial_Warehouse_New_Food Preparation_Natural Gas_Oven_E3 | F2 | Commercial | Warehouse | New | Food Preparation | Natural Gas | Oven | E3 | Participant - Cost of Operation | 0 | 0 | 0 | 0 | 0 | 0 | 0 | 0 | 0 | 0 | 0 | 0 | 0 | 0 | 0 | 0 | 0 | 0 | 0 | 0 | 0 | 0 | 0 | 0 | 0 | 0 | 0 | 0 | 0 | 0 | 0
F2_Commercial_Warehouse_New_Food Preparation_Natural Gas_Oven_E4 | F2 | Commercial | Warehouse | New | Food Preparation | Natural Gas | Oven | E4 | Participant - Cost of Operation | 0 | 0 | 0 | 0 | 0 | 0 | 0 | 0 | 0 | 0 | 0 | 0 | 0 | 0 | 0 | 0 | 0 | 0 | 0 | 0 | 0 | 0 | 0 | 0 | 0 | 0 | 0 | 0 | 0 | 0 | 0
F2_Commercial_Warehouse_New_Food Preparation_Natural Gas_Oven_E5 | F2 | Commercial | Warehouse | New | Food Preparation | Natural Gas | Oven | E5 | Participant - Cost of Operation | 0 | 0 | 0 | 0 | 0 | 0 | 0 | 0 | 0 | 0 | 0 | 0 | 0 | 0 | 0 | 0 | 0 | 0 | 0 | 0 | 0 | 0 | 0 | 0 | 0 | 0 | 0 | 0 | 0 | 0 | 0
F2_Commercial_Warehouse_New_Food Preparation_Natural Gas_Oven_E6 | F2 | Commercial | Warehouse | New | Food Preparation | Natural Gas | Oven | E6 | Participant - Cost of Operation | 0 | 0 | 0 | 0 | 0 | 0 | 0 | 0 | 0 | 0 | 0 | 0 | 0 | 0 | 0 | 0 | 0 | 0 | 0 | 0 | 0 | 0 | 0 | 0 | 0 | 0 | 0 | 0 | 0 | 0 | 0
F2_Commercial_Warehouse_New_Food Preparation_Natural Gas_Oven_E7 | F2 | Commercial | Warehouse | New | Food Preparation | Natural Gas | Oven | E7 | Participant - Cost of Operation | 0 | 0 | 0 | 0 | 0 | 0 | 0 | 0 | 0 | 0 | 0 | 0 | 0 | 0 | 0 | 0 | 0 | 0 | 0 | 0 | 0 | 0 | 0 | 0 | 0 | 0 | 0 | 0 | 0 | 0 | 0
F2_Commercial_Warehouse_New_Food Preparation_Natural Gas_Oven_E8 | F2 | Commercial | Warehouse | New | Food Preparation | Natural Gas | Oven | E8 | Participant - Cost of Operation | 0 | 0 | 0 | 0 | 0 | 0 | 0 | 0 | 0 | 0 | 0 | 0 | 0 | 0 | 0 | 0 | 0 | 0 | 0 | 0 | 0 | 0 | 0 | 0 | 0 | 0 | 0 | 0 | 0 | 0 | 0
F2_Commercial_Warehouse_New_Food Preparation_Natural Gas_Oven_E9 | F2 | Commercial | Warehouse | New | Food Preparation | Natural Gas | Oven | E9 | Participant - Cost of Operation | 0 | 0 | 0 | 0 | 0 | 0 | 0 | 0 | 0 | 0 | 0 | 0 | 0 | 0 | 0 | 0 | 0 | 0 | 0 | 0 | 0 | 0 | 0 | 0 | 0 | 0 | 0 | 0 | 0 | 0 | 0
F2_Commercial_Warehouse_New_Food Preparation_Natural Gas_Oven_E10 | F2 | Commercial | Warehouse | New | Food Preparation | Natural Gas | Oven | E10 | Participant - Cost of Operation | 0 | 0 | 0 | 0 | 0 | 0 | 0 | 0 | 0 | 0 | 0 | 0 | 0 | 0 | 0 | 0 | 0 | 0 | 0 | 0 | 0 | 0 | 0 | 0 | 0 | 0 | 0 | 0 | 0 | 0 | 0
F3_Commercial_Warehouse_New_Food Preparation_Natural Gas_Oven_E1 | F3 | Commercial | Warehouse | New | Food Preparation | Natural Gas | Oven | E1 | System - kBTUs of Conusmption | 13.1769 | 13.207 | 13.1878 | 13.1747 | 13.1747 | 13.1747 | 13.1747 | 13.1747 | 13.1747 | 13.1747 | 13.1747 | 13.1747 | 13.1747 | 13.1747 | 13.1747 | 13.1747 | 13.1747 | 13.1747 | 13.1747 | 13.1747 | 13.1747 | 13.1747 | 13.1747 | 13.1747 | 13.1747 | 13.1747 | 13.1747 | 13.1747 | 13.1747 | 13.1747 | 13.1747
F3_Commercial_Warehouse_New_Food Preparation_Natural Gas_Oven_E2 | F3 | Commercial | Warehouse | New | Food Preparation | Natural Gas | Oven | E2 | System - kBTUs of Conusmption | 7.5455 | 7.5627 | 7.5517 | 7.5442 | 7.5442 | 7.5442 | 7.5442 | 7.5442 | 7.5442 | 7.5442 | 7.5442 | 7.5442 | 7.5442 | 7.5442 | 7.5442 | 7.5442 | 7.5442 | 7.5442 | 7.5442 | 7.5442 | 7.5442 | 7.5442 | 7.5442 | 7.5442 | 7.5442 | 7.5442 | 7.5442 | 7.5442 | 7.5442 | 7.5442 | 7.5442
F3_Commercial_Warehouse_New_Food Preparation_Natural Gas_Oven_E3 | F3 | Commercial | Warehouse | New | Food Preparation | Natural Gas | Oven | E3 | System - kBTUs of Conusmption | 0 | 0 | 0 | 0 | 0 | 0 | 0 | 0 | 0 | 0 | 0 | 0 | 0 | 0 | 0 | 0 | 0 | 0 | 0 | 0 | 0 | 0 | 0 | 0 | 0 | 0 | 0 | 0 | 0 | 0 | 0
F3_Commercial_Warehouse_New_Food Preparation_Natural Gas_Oven_E4 | F3 | Commercial | Warehouse | New | Food Preparation | Natural Gas | Oven | E4 | System - kBTUs of Conusmption | 0 | 0 | 0 | 0 | 0 | 0 | 0 | 0 | 0 | 0 | 0 | 0 | 0 | 0 | 0 | 0 | 0 | 0 | 0 | 0 | 0 | 0 | 0 | 0 | 0 | 0 | 0 | 0 | 0 | 0 | 0
F3_Commercial_Warehouse_New_Food Preparation_Natural Gas_Oven_E5 | F3 | Commercial | Warehouse | New | Food Preparation | Natural Gas | Oven | E5 | System - kBTUs of Conusmption | 0 | 0 | 0 | 0 | 0 | 0 | 0 | 0 | 0 | 0 | 0 | 0 | 0 | 0 | 0 | 0 | 0 | 0 | 0 | 0 | 0 | 0 | 0 | 0 | 0 | 0 | 0 | 0 | 0 | 0 | 0
F3_Commercial_Warehouse_New_Food Preparation_Natural Gas_Oven_E6 | F3 | Commercial | Warehouse | New | Food Preparation | Natural Gas | Oven | E6 | System - kBTUs of Conusmption | 0 | 0 | 0 | 0 | 0 | 0 | 0 | 0 | 0 | 0 | 0 | 0 | 0 | 0 | 0 | 0 | 0 | 0 | 0 | 0 | 0 | 0 | 0 | 0 | 0 | 0 | 0 | 0 | 0 | 0 | 0
F3_Commercial_Warehouse_New_Food Preparation_Natural Gas_Oven_E7 | F3 | Commercial | Warehouse | New | Food Preparation | Natural Gas | Oven | E7 | System - kBTUs of Conusmption | 0 | 0 | 0 | 0 | 0 | 0 | 0 | 0 | 0 | 0 | 0 | 0 | 0 | 0 | 0 | 0 | 0 | 0 | 0 | 0 | 0 | 0 | 0 | 0 | 0 | 0 | 0 | 0 | 0 | 0 | 0
F3_Commercial_Warehouse_New_Food Preparation_Natural Gas_Oven_E8 | F3 | Commercial | Warehouse | New | Food Preparation | Natural Gas | Oven | E8 | System - kBTUs of Conusmption | 0 | 0 | 0 | 0 | 0 | 0 | 0 | 0 | 0 | 0 | 0 | 0 | 0 | 0 | 0 | 0 | 0 | 0 | 0 | 0 | 0 | 0 | 0 | 0 | 0 | 0 | 0 | 0 | 0 | 0 | 0
F3_Commercial_Warehouse_New_Food Preparation_Natural Gas_Oven_E9 | F3 | Commercial | Warehouse | New | Food Preparation | Natural Gas | Oven | E9 | System - kBTUs of Conusmption | 0 | 0 | 0 | 0 | 0 | 0 | 0 | 0 | 0 | 0 | 0 | 0 | 0 | 0 | 0 | 0 | 0 | 0 | 0 | 0 | 0 | 0 | 0 | 0 | 0 | 0 | 0 | 0 | 0 | 0 | 0
F3_Commercial_Warehouse_New_Food Preparation_Natural Gas_Oven_E10 | F3 | Commercial | Warehouse | New | Food Preparation | Natural Gas | Oven | E10 | System - kBTUs of Conusmption | 0 | 0 | 0 | 0 | 0 | 0 | 0 | 0 | 0 | 0 | 0 | 0 | 0 | 0 | 0 | 0 | 0 | 0 | 0 | 0 | 0 | 0 | 0 | 0 | 0 | 0 | 0 | 0 | 0 | 0 | 0
F4_Commercial_Warehouse_New_Food Preparation_Natural Gas_Oven_E1 | F4 | Commercial | Warehouse | New | Food Preparation | Natural Gas | Oven | E1 | Utility - Cost of Equipment | 0.38677 | 0.38677 | 0.38677 | 0.38677 | 0.38677 | 0.38677 | 0.38677 | 0.38677 | 0.38677 | 0.38677 | 0.38677 | 0.38677 | 0.38677 | 0.38677 | 0.38677 | 0.38677 | 0.38677 | 0.38677 | 0.38677 | 0.38677 | 0.38677 | 0.38677 | 0.38677 | 0.38677 | 0.38677 | 0.38677 | 0.38677 | 0.38677 | 0.38677 | 0.38677 | 0.38677
F4_Commercial_Warehouse_New_Food Preparation_Natural Gas_Oven_E2 | F4 | Commercial | Warehouse | New | Food Preparation | Natural Gas | Oven | E2 | Utility - Cost of Equipment | 0.40302 | 0.40302 | 0.40302 | 0.40302 | 0.40302 | 0.40302 | 0.40302 | 0.40302 | 0.40302 | 0.40302 | 0.40302 | 0.40302 | 0.40302 | 0.40302 | 0.40302 | 0.40302 | 0.40302 | 0.40302 | 0.40302 | 0.40302 | 0.40302 | 0.40302 | 0.40302 | 0.40302 | 0.40302 | 0.40302 | 0.40302 | 0.40302 | 0.40302 | 0.40302 | 0.40302
F4_Commercial_Warehouse_New_Food Preparation_Natural Gas_Oven_E3 | F4 | Commercial | Warehouse | New | Food Preparation | Natural Gas | Oven | E3 | Utility - Cost of Equipment | 0 | 0 | 0 | 0 | 0 | 0 | 0 | 0 | 0 | 0 | 0 | 0 | 0 | 0 | 0 | 0 | 0 | 0 | 0 | 0 | 0 | 0 | 0 | 0 | 0 | 0 | 0 | 0 | 0 | 0 | 0
F4_Commercial_Warehouse_New_Food Preparation_Natural Gas_Oven_E4 | F4 | Commercial | Warehouse | New | Food Preparation | Natural Gas | Oven | E4 | Utility - Cost of Equipment | 0 | 0 | 0 | 0 | 0 | 0 | 0 | 0 | 0 | 0 | 0 | 0 | 0 | 0 | 0 | 0 | 0 | 0 | 0 | 0 | 0 | 0 | 0 | 0 | 0 | 0 | 0 | 0 | 0 | 0 | 0
F4_Commercial_Warehouse_New_Food Preparation_Natural Gas_Oven_E5 | F4 | Commercial | Warehouse | New | Food Preparation | Natural Gas | Oven | E5 | Utility - Cost of Equipment | 0 | 0 | 0 | 0 | 0 | 0 | 0 | 0 | 0 | 0 | 0 | 0 | 0 | 0 | 0 | 0 | 0 | 0 | 0 | 0 | 0 | 0 | 0 | 0 | 0 | 0 | 0 | 0 | 0 | 0 | 0
F4_Commercial_Warehouse_New_Food Preparation_Natural Gas_Oven_E6 | F4 | Commercial | Warehouse | New | Food Preparation | Natural Gas | Oven | E6 | Utility - Cost of Equipment | 0 | 0 | 0 | 0 | 0 | 0 | 0 | 0 | 0 | 0 | 0 | 0 | 0 | 0 | 0 | 0 | 0 | 0 | 0 | 0 | 0 | 0 | 0 | 0 | 0 | 0 | 0 | 0 | 0 | 0 | 0
F4_Commercial_Warehouse_New_Food Preparation_Natural Gas_Oven_E7 | F4 | Commercial | Warehouse | New | Food Preparation | Natural Gas | Oven | E7 | Utility - Cost of Equipment | 0 | 0 | 0 | 0 | 0 | 0 | 0 | 0 | 0 | 0 | 0 | 0 | 0 | 0 | 0 | 0 | 0 | 0 | 0 | 0 | 0 | 0 | 0 | 0 | 0 | 0 | 0 | 0 | 0 | 0 | 0
F4_Commercial_Warehouse_New_Food Preparation_Natural Gas_Oven_E8 | F4 | Commercial | Warehouse | New | Food Preparation | Natural Gas | Oven | E8 | Utility - Cost of Equipment | 0 | 0 | 0 | 0 | 0 | 0 | 0 | 0 | 0 | 0 | 0 | 0 | 0 | 0 | 0 | 0 | 0 | 0 | 0 | 0 | 0 | 0 | 0 | 0 | 0 | 0 | 0 | 0 | 0 | 0 | 0
F4_Commercial_Warehouse_New_Food Preparation_Natural Gas_Oven_E9 | F4 | Commercial | Warehouse | New | Food Preparation | Natural Gas | Oven | E9 | Utility - Cost of Equipment | 0 | 0 | 0 | 0 | 0 | 0 | 0 | 0 | 0 | 0 | 0 | 0 | 0 | 0 | 0 | 0 | 0 | 0 | 0 | 0 | 0 | 0 | 0 | 0 | 0 | 0 | 0 | 0 | 0 | 0 | 0
F4_Commercial_Warehouse_New_Food Preparation_Natural Gas_Oven_E10 | F4 | Commercial | Warehouse | New | Food Preparation | Natural Gas | Oven | E10 | Utility - Cost of Equipment | 0 | 0 | 0 | 0 | 0 | 0 | 0 | 0 | 0 | 0 | 0 | 0 | 0 | 0 | 0 | 0 | 0 | 0 | 0 | 0 | 0 | 0 | 0 | 0 | 0 | 0 | 0 | 0 | 0 | 0 | 0
F5_Commercial_Warehouse_New_Food Preparation_Natural Gas_Oven_E1 | F5 | Commercial | Warehouse | New | Food Preparation | Natural Gas | Oven | E1 | Utility - Cost of Operation | 0.13186 | 0.13386 | 0.13526 | 0.13671 | 0.13898 | 0.13062 | 0.12372 | 0.12006 | 0.11865 | 0.11655 | 0.12165 | 0.1265 | 0.11284 | 0.11877 | 0.12663 | 0.13408 | 0.13436 | 0.13495 | 0.13237 | 0.13414 | 0.13536 | 0.13703 | 0.13914 | 0.066639 | 0.065317 | 0.064079 | 0.062912 | 0.061804 | 0.060745 | 0.059727 | 0.058742
F5_Commercial_Warehouse_New_Food Preparation_Natural Gas_Oven_E2 | F5 | Commercial | Warehouse | New | Food Preparation | Natural Gas | Oven | E2 | Utility - Cost of Operation | 0.075504 | 0.076652 | 0.077456 | 0.078287 | 0.079585 | 0.074799 | 0.070847 | 0.068749 | 0.06794 | 0.066737 | 0.06966 | 0.072439 | 0.064614 | 0.068011 | 0.072512 | 0.076775 | 0.07694 | 0.077274 | 0.075798 | 0.07681 | 0.077511 | 0.078468 | 0.079676 | 0.038159 | 0.037402 | 0.036693 | 0.036025 | 0.035391 | 0.034785 | 0.034201 | 0.033638
F5_Commercial_Warehouse_New_Food Preparation_Natural Gas_Oven_E3 | F5 | Commercial | Warehouse | New | Food Preparation | Natural Gas | Oven | E3 | Utility - Cost of Operation | 0 | 0 | 0 | 0 | 0 | 0 | 0 | 0 | 0 | 0 | 0 | 0 | 0 | 0 | 0 | 0 | 0 | 0 | 0 | 0 | 0 | 0 | 0 | 0 | 0 | 0 | 0 | 0 | 0 | 0 | 0
F5_Commercial_Warehouse_New_Food Preparation_Natural Gas_Oven_E4 | F5 | Commercial | Warehouse | New | Food Preparation | Natural Gas | Oven | E4 | Utility - Cost of Operation | 0 | 0 | 0 | 0 | 0 | 0 | 0 | 0 | 0 | 0 | 0 | 0 | 0 | 0 | 0 | 0 | 0 | 0 | 0 | 0 | 0 | 0 | 0 | 0 | 0 | 0 | 0 | 0 | 0 | 0 | 0
F5_Commercial_Warehouse_New_Food Preparation_Natural Gas_Oven_E5 | F5 | Commercial | Warehouse | New | Food Preparation | Natural Gas | Oven | E5 | Utility - Cost of Operation | 0 | 0 | 0 | 0 | 0 | 0 | 0 | 0 | 0 | 0 | 0 | 0 | 0 | 0 | 0 | 0 | 0 | 0 | 0 | 0 | 0 | 0 | 0 | 0 | 0 | 0 | 0 | 0 | 0 | 0 | 0
F5_Commercial_Warehouse_New_Food Preparation_Natural Gas_Oven_E6 | F5 | Commercial | Warehouse | New | Food Preparation | Natural Gas | Oven | E6 | Utility - Cost of Operation | 0 | 0 | 0 | 0 | 0 | 0 | 0 | 0 | 0 | 0 | 0 | 0 | 0 | 0 | 0 | 0 | 0 | 0 | 0 | 0 | 0 | 0 | 0 | 0 | 0 | 0 | 0 | 0 | 0 | 0 | 0
F5_Commercial_Warehouse_New_Food Preparation_Natural Gas_Oven_E7 | F5 | Commercial | Warehouse | New | Food Preparation | Natural Gas | Oven | E7 | Utility - Cost of Operation | 0 | 0 | 0 | 0 | 0 | 0 | 0 | 0 | 0 | 0 | 0 | 0 | 0 | 0 | 0 | 0 | 0 | 0 | 0 | 0 | 0 | 0 | 0 | 0 | 0 | 0 | 0 | 0 | 0 | 0 | 0
F5_Commercial_Warehouse_New_Food Preparation_Natural Gas_Oven_E8 | F5 | Commercial | Warehouse | New | Food Preparation | Natural Gas | Oven | E8 | Utility - Cost of Operation | 0 | 0 | 0 | 0 | 0 | 0 | 0 | 0 | 0 | 0 | 0 | 0 | 0 | 0 | 0 | 0 | 0 | 0 | 0 | 0 | 0 | 0 | 0 | 0 | 0 | 0 | 0 | 0 | 0 | 0 | 0
F5_Commercial_Warehouse_New_Food Preparation_Natural Gas_Oven_E9 | F5 | Commercial | Warehouse | New | Food Preparation | Natural Gas | Oven | E9 | Utility - Cost of Operation | 0 | 0 | 0 | 0 | 0 | 0 | 0 | 0 | 0 | 0 | 0 | 0 | 0 | 0 | 0 | 0 | 0 | 0 | 0 | 0 | 0 | 0 | 0 | 0 | 0 | 0 | 0 | 0 | 0 | 0 | 0
F5_Commercial_Warehouse_New_Food Preparation_Natural Gas_Oven_E10 | F5 | Commercial | Warehouse | New | Food Preparation | Natural Gas | Oven | E10 | Utility - Cost of Operation | 0 | 0 | 0 | 0 | 0 | 0 | 0 | 0 | 0 | 0 | 0 | 0 | 0 | 0 | 0 | 0 | 0 | 0 | 0 | 0 | 0 | 0 | 0 | 0 | 0 | 0 | 0 | 0 | 0 | 0 | 0
F6_Commercial_Warehouse_New_Food Preparation_Natural Gas_Oven_E1 | F6 | Commercial | Warehouse | New | Food Preparation | Natural Gas | Oven | E1 | Utility - Value of Sales | 0.15797 | 0.16037 | 0.16205 | 0.16379 | 0.16651 | 0.1565 | 0.14823 | 0.14384 | 0.14215 | 0.13963 | 0.14574 | 0.15156 | 0.13519 | 0.14229 | 0.15171 | 0.16063 | 0.16098 | 0.16167 | 0.15859 | 0.1607 | 0.16217 | 0.16417 | 0.1667 | 0.079837 | 0.078254 | 0.07677 | 0.075372 | 0.074045 | 0.072777 | 0.071557 | 0.070377
F6_Commercial_Warehouse_New_Food Preparation_Natural Gas_Oven_E2 | F6 | Commercial | Warehouse | New | Food Preparation | Natural Gas | Oven | E2 | Utility - Value of Sales | 0.090459 | 0.091834 | 0.092797 | 0.093793 | 0.095348 | 0.089614 | 0.08488 | 0.082366 | 0.081396 | 0.079955 | 0.083458 | 0.086786 | 0.077412 | 0.081482 | 0.086874 | 0.091982 | 0.09218 | 0.09258 | 0.090811 | 0.092023 | 0.092864 | 0.094009 | 0.095457 | 0.045717 | 0.04481 | 0.043961 | 0.04316 | 0.0424 | 0.041674 | 0.040975 | 0.0403
F6_Commercial_Warehouse_New_Food Preparation_Natural Gas_Oven_E3 | F6 | Commercial | Warehouse | New | Food Preparation | Natural Gas | Oven | E3 | Utility - Value of Sales | 0 | 0 | 0 | 0 | 0 | 0 | 0 | 0 | 0 | 0 | 0 | 0 | 0 | 0 | 0 | 0 | 0 | 0 | 0 | 0 | 0 | 0 | 0 | 0 | 0 | 0 | 0 | 0 | 0 | 0 | 0
F6_Commercial_Warehouse_New_Food Preparation_Natural Gas_Oven_E4 | F6 | Commercial | Warehouse | New | Food Preparation | Natural Gas | Oven | E4 | Utility - Value of Sales | 0 | 0 | 0 | 0 | 0 | 0 | 0 | 0 | 0 | 0 | 0 | 0 | 0 | 0 | 0 | 0 | 0 | 0 | 0 | 0 | 0 | 0 | 0 | 0 | 0 | 0 | 0 | 0 | 0 | 0 | 0
F6_Commercial_Warehouse_New_Food Preparation_Natural Gas_Oven_E5 | F6 | Commercial | Warehouse | New | Food Preparation | Natural Gas | Oven | E5 | Utility - Value of Sales | 0 | 0 | 0 | 0 | 0 | 0 | 0 | 0 | 0 | 0 | 0 | 0 | 0 | 0 | 0 | 0 | 0 | 0 | 0 | 0 | 0 | 0 | 0 | 0 | 0 | 0 | 0 | 0 | 0 | 0 | 0
F6_Commercial_Warehouse_New_Food Preparation_Natural Gas_Oven_E6 | F6 | Commercial | Warehouse | New | Food Preparation | Natural Gas | Oven | E6 | Utility - Value of Sales | 0 | 0 | 0 | 0 | 0 | 0 | 0 | 0 | 0 | 0 | 0 | 0 | 0 | 0 | 0 | 0 | 0 | 0 | 0 | 0 | 0 | 0 | 0 | 0 | 0 | 0 | 0 | 0 | 0 | 0 | 0
F6_Commercial_Warehouse_New_Food Preparation_Natural Gas_Oven_E7 | F6 | Commercial | Warehouse | New | Food Preparation | Natural Gas | Oven | E7 | Utility - Value of Sales | 0 | 0 | 0 | 0 | 0 | 0 | 0 | 0 | 0 | 0 | 0 | 0 | 0 | 0 | 0 | 0 | 0 | 0 | 0 | 0 | 0 | 0 | 0 | 0 | 0 | 0 | 0 | 0 | 0 | 0 | 0
F6_Commercial_Warehouse_New_Food Preparation_Natural Gas_Oven_E8 | F6 | Commercial | Warehouse | New | Food Preparation | Natural Gas | Oven | E8 | Utility - Value of Sales | 0 | 0 | 0 | 0 | 0 | 0 | 0 | 0 | 0 | 0 | 0 | 0 | 0 | 0 | 0 | 0 | 0 | 0 | 0 | 0 | 0 | 0 | 0 | 0 | 0 | 0 | 0 | 0 | 0 | 0 | 0
F6_Commercial_Warehouse_New_Food Preparation_Natural Gas_Oven_E9 | F6 | Commercial | Warehouse | New | Food Preparation | Natural Gas | Oven | E9 | Utility - Value of Sales | 0 | 0 | 0 | 0 | 0 | 0 | 0 | 0 | 0 | 0 | 0 | 0 | 0 | 0 | 0 | 0 | 0 | 0 | 0 | 0 | 0 | 0 | 0 | 0 | 0 | 0 | 0 | 0 | 0 | 0 | 0
F6_Commercial_Warehouse_New_Food Preparation_Natural Gas_Oven_E10 | F6 | Commercial | Warehouse | New | Food Preparation | Natural Gas | Oven | E10 | Utility - Value of Sales | 0 | 0 | 0 | 0 | 0 | 0 | 0 | 0 | 0 | 0 | 0 | 0 | 0 | 0 | 0 | 0 | 0 | 0 | 0 | 0 | 0 | 0 | 0 | 0 | 0 | 0 | 0 | 0 | 0 | 0 | 0
F1_Commercial_Warehouse_New_Food Preparation_Natural Gas_Conveyor Oven_E1 | F1 | Commercial | Warehouse | New | Food Preparation | Natural Gas | Conveyor Oven | E1 | Participant - Cost of Equipment | 0.065491 | 0.065491 | 0.065491 | 0.065491 | 0.065491 | 0.065491 | 0.065491 | 0.065491 | 0.065491 | 0.065491 | 0.065491 | 0.065491 | 0.065491 | 0.065491 | 0.065491 | 0.065491 | 0.065491 | 0.065491 | 0.065491 | 0.065491 | 0.065491 | 0.065491 | 0.065491 | 0.065491 | 0.065491 | 0.065491 | 0.065491 | 0.065491 | 0.065491 | 0.065491 | 0.065491
F1_Commercial_Warehouse_New_Food Preparation_Natural Gas_Conveyor Oven_E2 | F1 | Commercial | Warehouse | New | Food Preparation | Natural Gas | Conveyor Oven | E2 | Participant - Cost of Equipment | 0.079842 | 0.079842 | 0.079842 | 0.079842 | 0.079842 | 0.079842 | 0.079842 | 0.079842 | 0.079842 | 0.079842 | 0.079842 | 0.079842 | 0.079842 | 0.079842 | 0.079842 | 0.079842 | 0.079842 | 0.079842 | 0.079842 | 0.079842 | 0.079842 | 0.079842 | 0.079842 | 0.079842 | 0.079842 | 0.079842 | 0.079842 | 0.079842 | 0.079842 | 0.079842 | 0.079842
F1_Commercial_Warehouse_New_Food Preparation_Natural Gas_Conveyor Oven_E3 | F1 | Commercial | Warehouse | New | Food Preparation | Natural Gas | Conveyor Oven | E3 | Participant - Cost of Equipment | 0 | 0 | 0 | 0 | 0 | 0 | 0 | 0 | 0 | 0 | 0 | 0 | 0 | 0 | 0 | 0 | 0 | 0 | 0 | 0 | 0 | 0 | 0 | 0 | 0 | 0 | 0 | 0 | 0 | 0 | 0
F1_Commercial_Warehouse_New_Food Preparation_Natural Gas_Conveyor Oven_E4 | F1 | Commercial | Warehouse | New | Food Preparation | Natural Gas | Conveyor Oven | E4 | Participant - Cost of Equipment | 0 | 0 | 0 | 0 | 0 | 0 | 0 | 0 | 0 | 0 | 0 | 0 | 0 | 0 | 0 | 0 | 0 | 0 | 0 | 0 | 0 | 0 | 0 | 0 | 0 | 0 | 0 | 0 | 0 | 0 | 0
F1_Commercial_Warehouse_New_Food Preparation_Natural Gas_Conveyor Oven_E5 | F1 | Commercial | Warehouse | New | Food Preparation | Natural Gas | Conveyor Oven | E5 | Participant - Cost of Equipment | 0 | 0 | 0 | 0 | 0 | 0 | 0 | 0 | 0 | 0 | 0 | 0 | 0 | 0 | 0 | 0 | 0 | 0 | 0 | 0 | 0 | 0 | 0 | 0 | 0 | 0 | 0 | 0 | 0 | 0 | 0
F1_Commercial_Warehouse_New_Food Preparation_Natural Gas_Conveyor Oven_E6 | F1 | Commercial | Warehouse | New | Food Preparation | Natural Gas | Conveyor Oven | E6 | Participant - Cost of Equipment | 0 | 0 | 0 | 0 | 0 | 0 | 0 | 0 | 0 | 0 | 0 | 0 | 0 | 0 | 0 | 0 | 0 | 0 | 0 | 0 | 0 | 0 | 0 | 0 | 0 | 0 | 0 | 0 | 0 | 0 | 0
F1_Commercial_Warehouse_New_Food Preparation_Natural Gas_Conveyor Oven_E7 | F1 | Commercial | Warehouse | New | Food Preparation | Natural Gas | Conveyor Oven | E7 | Participant - Cost of Equipment | 0 | 0 | 0 | 0 | 0 | 0 | 0 | 0 | 0 | 0 | 0 | 0 | 0 | 0 | 0 | 0 | 0 | 0 | 0 | 0 | 0 | 0 | 0 | 0 | 0 | 0 | 0 | 0 | 0 | 0 | 0
F1_Commercial_Warehouse_New_Food Preparation_Natural Gas_Conveyor Oven_E8 | F1 | Commercial | Warehouse | New | Food Preparation | Natural Gas | Conveyor Oven | E8 | Participant - Cost of Equipment | 0 | 0 | 0 | 0 | 0 | 0 | 0 | 0 | 0 | 0 | 0 | 0 | 0 | 0 | 0 | 0 | 0 | 0 | 0 | 0 | 0 | 0 | 0 | 0 | 0 | 0 | 0 | 0 | 0 | 0 | 0
F1_Commercial_Warehouse_New_Food Preparation_Natural Gas_Conveyor Oven_E9 | F1 | Commercial | Warehouse | New | Food Preparation | Natural Gas | Conveyor Oven | E9 | Participant - Cost of Equipment | 0 | 0 | 0 | 0 | 0 | 0 | 0 | 0 | 0 | 0 | 0 | 0 | 0 | 0 | 0 | 0 | 0 | 0 | 0 | 0 | 0 | 0 | 0 | 0 | 0 | 0 | 0 | 0 | 0 | 0 | 0
F1_Commercial_Warehouse_New_Food Preparation_Natural Gas_Conveyor Oven_E10 | F1 | Commercial | Warehouse | New | Food Preparation | Natural Gas | Conveyor Oven | E10 | Participant - Cost of Equipment | 0 | 0 | 0 | 0 | 0 | 0 | 0 | 0 | 0 | 0 | 0 | 0 | 0 | 0 | 0 | 0 | 0 | 0 | 0 | 0 | 0 | 0 | 0 | 0 | 0 | 0 | 0 | 0 | 0 | 0 | 0
F2_Commercial_Warehouse_New_Food Preparation_Natural Gas_Conveyor Oven_E1 | F2 | Commercial | Warehouse | New | Food Preparation | Natural Gas | Conveyor Oven | E1 | Participant - Cost of Operation | 0.22928 | 0.22867 | 0.2271 | 0.22535 | 0.23152 | 0.22738 | 0.22603 | 0.22957 | 0.23708 | 0.23527 | 0.23446 | 0.23316 | 0.20751 | 0.20601 | 0.20612 | 0.20474 | 0.20446 | 0.20459 | 0.20073 | 0.20242 | 0.20344 | 0.20505 | 0.20723 | 0.11453 | 0.11237 | 0.11033 | 0.10839 | 0.10653 | 0.10475 | 0.10302 | 0.10075
F2_Commercial_Warehouse_New_Food Preparation_Natural Gas_Conveyor Oven_E2 | F2 | Commercial | Warehouse | New | Food Preparation | Natural Gas | Conveyor Oven | E2 | Participant - Cost of Operation | 0.17429 | 0.17383 | 0.17263 | 0.1713 | 0.17599 | 0.17284 | 0.17182 | 0.17451 | 0.18022 | 0.17885 | 0.17823 | 0.17724 | 0.15774 | 0.1566 | 0.15668 | 0.15563 | 0.15542 | 0.15552 | 0.15258 | 0.15387 | 0.15465 | 0.15587 | 0.15753 | 0.087063 | 0.085422 | 0.08387 | 0.082394 | 0.080982 | 0.079624 | 0.078311 | 0.076587
F2_Commercial_Warehouse_New_Food Preparation_Natural Gas_Conveyor Oven_E3 | F2 | Commercial | Warehouse | New | Food Preparation | Natural Gas | Conveyor Oven | E3 | Participant - Cost of Operation | 0 | 0 | 0 | 0 | 0 | 0 | 0 | 0 | 0 | 0 | 0 | 0 | 0 | 0 | 0 | 0 | 0 | 0 | 0 | 0 | 0 | 0 | 0 | 0 | 0 | 0 | 0 | 0 | 0 | 0 | 0
F2_Commercial_Warehouse_New_Food Preparation_Natural Gas_Conveyor Oven_E4 | F2 | Commercial | Warehouse | New | Food Preparation | Natural Gas | Conveyor Oven | E4 | Participant - Cost of Operation | 0 | 0 | 0 | 0 | 0 | 0 | 0 | 0 | 0 | 0 | 0 | 0 | 0 | 0 | 0 | 0 | 0 | 0 | 0 | 0 | 0 | 0 | 0 | 0 | 0 | 0 | 0 | 0 | 0 | 0 | 0
F2_Commercial_Warehouse_New_Food Preparation_Natural Gas_Conveyor Oven_E5 | F2 | Commercial | Warehouse | New | Food Preparation | Natural Gas | Conveyor Oven | E5 | Participant - Cost of Operation | 0 | 0 | 0 | 0 | 0 | 0 | 0 | 0 | 0 | 0 | 0 | 0 | 0 | 0 | 0 | 0 | 0 | 0 | 0 | 0 | 0 | 0 | 0 | 0 | 0 | 0 | 0 | 0 | 0 | 0 | 0
F2_Commercial_Warehouse_New_Food Preparation_Natural Gas_Conveyor Oven_E6 | F2 | Commercial | Warehouse | New | Food Preparation | Natural Gas | Conveyor Oven | E6 | Participant - Cost of Operation | 0 | 0 | 0 | 0 | 0 | 0 | 0 | 0 | 0 | 0 | 0 | 0 | 0 | 0 | 0 | 0 | 0 | 0 | 0 | 0 | 0 | 0 | 0 | 0 | 0 | 0 | 0 | 0 | 0 | 0 | 0
F2_Commercial_Warehouse_New_Food Preparation_Natural Gas_Conveyor Oven_E7 | F2 | Commercial | Warehouse | New | Food Preparation | Natural Gas | Conveyor Oven | E7 | Participant - Cost of Operation | 0 | 0 | 0 | 0 | 0 | 0 | 0 | 0 | 0 | 0 | 0 | 0 | 0 | 0 | 0 | 0 | 0 | 0 | 0 | 0 | 0 | 0 | 0 | 0 | 0 | 0 | 0 | 0 | 0 | 0 | 0
F2_Commercial_Warehouse_New_Food Preparation_Natural Gas_Conveyor Oven_E8 | F2 | Commercial | Warehouse | New | Food Preparation | Natural Gas | Conveyor Oven | E8 | Participant - Cost of Operation | 0 | 0 | 0 | 0 | 0 | 0 | 0 | 0 | 0 | 0 | 0 | 0 | 0 | 0 | 0 | 0 | 0 | 0 | 0 | 0 | 0 | 0 | 0 | 0 | 0 | 0 | 0 | 0 | 0 | 0 | 0
F2_Commercial_Warehouse_New_Food Preparation_Natural Gas_Conveyor Oven_E9 | F2 | Commercial | Warehouse | New | Food Preparation | Natural Gas | Conveyor Oven | E9 | Participant - Cost of Operation | 0 | 0 | 0 | 0 | 0 | 0 | 0 | 0 | 0 | 0 | 0 | 0 | 0 | 0 | 0 | 0 | 0 | 0 | 0 | 0 | 0 | 0 | 0 | 0 | 0 | 0 | 0 | 0 | 0 | 0 | 0
F2_Commercial_Warehouse_New_Food Preparation_Natural Gas_Conveyor Oven_E10 | F2 | Commercial | Warehouse | New | Food Preparation | Natural Gas | Conveyor Oven | E10 | Participant - Cost of Operation | 0 | 0 | 0 | 0 | 0 | 0 | 0 | 0 | 0 | 0 | 0 | 0 | 0 | 0 | 0 | 0 | 0 | 0 | 0 | 0 | 0 | 0 | 0 | 0 | 0 | 0 | 0 | 0 | 0 | 0 | 0
F3_Commercial_Warehouse_New_Food Preparation_Natural Gas_Conveyor Oven_E1 | F3 | Commercial | Warehouse | New | Food Preparation | Natural Gas | Conveyor Oven | E1 | System - kBTUs of Conusmption | 19.6396 | 19.6673 | 19.6496 | 19.6376 | 19.6376 | 19.6376 | 19.6376 | 19.6376 | 19.6376 | 19.6376 | 19.6376 | 19.6376 | 19.6376 | 19.6376 | 19.6376 | 19.6376 | 19.6376 | 19.6376 | 19.6376 | 19.6376 | 19.6376 | 19.6376 | 19.6376 | 19.6376 | 19.6376 | 19.6376 | 19.6376 | 19.6376 | 19.6376 | 19.6376 | 19.6376
F3_Commercial_Warehouse_New_Food Preparation_Natural Gas_Conveyor Oven_E2 | F3 | Commercial | Warehouse | New | Food Preparation | Natural Gas | Conveyor Oven | E2 | System - kBTUs of Conusmption | 14.9291 | 14.9502 | 14.9368 | 14.9276 | 14.9276 | 14.9276 | 14.9276 | 14.9276 | 14.9276 | 14.9276 | 14.9276 | 14.9276 | 14.9276 | 14.9276 | 14.9276 | 14.9276 | 14.9276 | 14.9276 | 14.9276 | 14.9276 | 14.9276 | 14.9276 | 14.9276 | 14.9276 | 14.9276 | 14.9276 | 14.9276 | 14.9276 | 14.9276 | 14.9276 | 14.9276
F3_Commercial_Warehouse_New_Food Preparation_Natural Gas_Conveyor Oven_E3 | F3 | Commercial | Warehouse | New | Food Preparation | Natural Gas | Conveyor Oven | E3 | System - kBTUs of Conusmption | 0 | 0 | 0 | 0 | 0 | 0 | 0 | 0 | 0 | 0 | 0 | 0 | 0 | 0 | 0 | 0 | 0 | 0 | 0 | 0 | 0 | 0 | 0 | 0 | 0 | 0 | 0 | 0 | 0 | 0 | 0
F3_Commercial_Warehouse_New_Food Preparation_Natural Gas_Conveyor Oven_E4 | F3 | Commercial | Warehouse | New | Food Preparation | Natural Gas | Conveyor Oven | E4 | System - kBTUs of Conusmption | 0 | 0 | 0 | 0 | 0 | 0 | 0 | 0 | 0 | 0 | 0 | 0 | 0 | 0 | 0 | 0 | 0 | 0 | 0 | 0 | 0 | 0 | 0 | 0 | 0 | 0 | 0 | 0 | 0 | 0 | 0
F3_Commercial_Warehouse_New_Food Preparation_Natural Gas_Conveyor Oven_E5 | F3 | Commercial | Warehouse | New | Food Preparation | Natural Gas | Conveyor Oven | E5 | System - kBTUs of Conusmption | 0 | 0 | 0 | 0 | 0 | 0 | 0 | 0 | 0 | 0 | 0 | 0 | 0 | 0 | 0 | 0 | 0 | 0 | 0 | 0 | 0 | 0 | 0 | 0 | 0 | 0 | 0 | 0 | 0 | 0 | 0
F3_Commercial_Warehouse_New_Food Preparation_Natural Gas_Conveyor Oven_E6 | F3 | Commercial | Warehouse | New | Food Preparation | Natural Gas | Conveyor Oven | E6 | System - kBTUs of Conusmption | 0 | 0 | 0 | 0 | 0 | 0 | 0 | 0 | 0 | 0 | 0 | 0 | 0 | 0 | 0 | 0 | 0 | 0 | 0 | 0 | 0 | 0 | 0 | 0 | 0 | 0 | 0 | 0 | 0 | 0 | 0
F3_Commercial_Warehouse_New_Food Preparation_Natural Gas_Conveyor Oven_E7 | F3 | Commercial | Warehouse | New | Food Preparation | Natural Gas | Conveyor Oven | E7 | System - kBTUs of Conusmption | 0 | 0 | 0 | 0 | 0 | 0 | 0 | 0 | 0 | 0 | 0 | 0 | 0 | 0 | 0 | 0 | 0 | 0 | 0 | 0 | 0 | 0 | 0 | 0 | 0 | 0 | 0 | 0 | 0 | 0 | 0
F3_Commercial_Warehouse_New_Food Preparation_Natural Gas_Conveyor Oven_E8 | F3 | Commercial | Warehouse | New | Food Preparation | Natural Gas | Conveyor Oven | E8 | System - kBTUs of Conusmption | 0 | 0 | 0 | 0 | 0 | 0 | 0 | 0 | 0 | 0 | 0 | 0 | 0 | 0 | 0 | 0 | 0 | 0 | 0 | 0 | 0 | 0 | 0 | 0 | 0 | 0 | 0 | 0 | 0 | 0 | 0
F3_Commercial_Warehouse_New_Food Preparation_Natural Gas_Conveyor Oven_E9 | F3 | Commercial | Warehouse | New | Food Preparation | Natural Gas | Conveyor Oven | E9 | System - kBTUs of Conusmption | 0 | 0 | 0 | 0 | 0 | 0 | 0 | 0 | 0 | 0 | 0 | 0 | 0 | 0 | 0 | 0 | 0 | 0 | 0 | 0 | 0 | 0 | 0 | 0 | 0 | 0 | 0 | 0 | 0 | 0 | 0
F3_Commercial_Warehouse_New_Food Preparation_Natural Gas_Conveyor Oven_E10 | F3 | Commercial | Warehouse | New | Food Preparation | Natural Gas | Conveyor Oven | E10 | System - kBTUs of Conusmption | 0 | 0 | 0 | 0 | 0 | 0 | 0 | 0 | 0 | 0 | 0 | 0 | 0 | 0 | 0 | 0 | 0 | 0 | 0 | 0 | 0 | 0 | 0 | 0 | 0 | 0 | 0 | 0 | 0 | 0 | 0
F4_Commercial_Warehouse_New_Food Preparation_Natural Gas_Conveyor Oven_E1 | F4 | Commercial | Warehouse | New | Food Preparation | Natural Gas | Conveyor Oven | E1 | Utility - Cost of Equipment | 0.065491 | 0.065491 | 0.065491 | 0.065491 | 0.065491 | 0.065491 | 0.065491 | 0.065491 | 0.065491 | 0.065491 | 0.065491 | 0.065491 | 0.065491 | 0.065491 | 0.065491 | 0.065491 | 0.065491 | 0.065491 | 0.065491 | 0.065491 | 0.065491 | 0.065491 | 0.065491 | 0.065491 | 0.065491 | 0.065491 | 0.065491 | 0.065491 | 0.065491 | 0.065491 | 0.065491
F4_Commercial_Warehouse_New_Food Preparation_Natural Gas_Conveyor Oven_E2 | F4 | Commercial | Warehouse | New | Food Preparation | Natural Gas | Conveyor Oven | E2 | Utility - Cost of Equipment | 0.079842 | 0.079842 | 0.079842 | 0.079842 | 0.079842 | 0.079842 | 0.079842 | 0.079842 | 0.079842 | 0.079842 | 0.079842 | 0.079842 | 0.079842 | 0.079842 | 0.079842 | 0.079842 | 0.079842 | 0.079842 | 0.079842 | 0.079842 | 0.079842 | 0.079842 | 0.079842 | 0.079842 | 0.079842 | 0.079842 | 0.079842 | 0.079842 | 0.079842 | 0.079842 | 0.079842
F4_Commercial_Warehouse_New_Food Preparation_Natural Gas_Conveyor Oven_E3 | F4 | Commercial | Warehouse | New | Food Preparation | Natural Gas | Conveyor Oven | E3 | Utility - Cost of Equipment | 0 | 0 | 0 | 0 | 0 | 0 | 0 | 0 | 0 | 0 | 0 | 0 | 0 | 0 | 0 | 0 | 0 | 0 | 0 | 0 | 0 | 0 | 0 | 0 | 0 | 0 | 0 | 0 | 0 | 0 | 0
F4_Commercial_Warehouse_New_Food Preparation_Natural Gas_Conveyor Oven_E4 | F4 | Commercial | Warehouse | New | Food Preparation | Natural Gas | Conveyor Oven | E4 | Utility - Cost of Equipment | 0 | 0 | 0 | 0 | 0 | 0 | 0 | 0 | 0 | 0 | 0 | 0 | 0 | 0 | 0 | 0 | 0 | 0 | 0 | 0 | 0 | 0 | 0 | 0 | 0 | 0 | 0 | 0 | 0 | 0 | 0
F4_Commercial_Warehouse_New_Food Preparation_Natural Gas_Conveyor Oven_E5 | F4 | Commercial | Warehouse | New | Food Preparation | Natural Gas | Conveyor Oven | E5 | Utility - Cost of Equipment | 0 | 0 | 0 | 0 | 0 | 0 | 0 | 0 | 0 | 0 | 0 | 0 | 0 | 0 | 0 | 0 | 0 | 0 | 0 | 0 | 0 | 0 | 0 | 0 | 0 | 0 | 0 | 0 | 0 | 0 | 0
F4_Commercial_Warehouse_New_Food Preparation_Natural Gas_Conveyor Oven_E6 | F4 | Commercial | Warehouse | New | Food Preparation | Natural Gas | Conveyor Oven | E6 | Utility - Cost of Equipment | 0 | 0 | 0 | 0 | 0 | 0 | 0 | 0 | 0 | 0 | 0 | 0 | 0 | 0 | 0 | 0 | 0 | 0 | 0 | 0 | 0 | 0 | 0 | 0 | 0 | 0 | 0 | 0 | 0 | 0 | 0
F4_Commercial_Warehouse_New_Food Preparation_Natural Gas_Conveyor Oven_E7 | F4 | Commercial | Warehouse | New | Food Preparation | Natural Gas | Conveyor Oven | E7 | Utility - Cost of Equipment | 0 | 0 | 0 | 0 | 0 | 0 | 0 | 0 | 0 | 0 | 0 | 0 | 0 | 0 | 0 | 0 | 0 | 0 | 0 | 0 | 0 | 0 | 0 | 0 | 0 | 0 | 0 | 0 | 0 | 0 | 0
F4_Commercial_Warehouse_New_Food Preparation_Natural Gas_Conveyor Oven_E8 | F4 | Commercial | Warehouse | New | Food Preparation | Natural Gas | Conveyor Oven | E8 | Utility - Cost of Equipment | 0 | 0 | 0 | 0 | 0 | 0 | 0 | 0 | 0 | 0 | 0 | 0 | 0 | 0 | 0 | 0 | 0 | 0 | 0 | 0 | 0 | 0 | 0 | 0 | 0 | 0 | 0 | 0 | 0 | 0 | 0
F4_Commercial_Warehouse_New_Food Preparation_Natural Gas_Conveyor Oven_E9 | F4 | Commercial | Warehouse | New | Food Preparation | Natural Gas | Conveyor Oven | E9 | Utility - Cost of Equipment | 0 | 0 | 0 | 0 | 0 | 0 | 0 | 0 | 0 | 0 | 0 | 0 | 0 | 0 | 0 | 0 | 0 | 0 | 0 | 0 | 0 | 0 | 0 | 0 | 0 | 0 | 0 | 0 | 0 | 0 | 0
F4_Commercial_Warehouse_New_Food Preparation_Natural Gas_Conveyor Oven_E10 | F4 | Commercial | Warehouse | New | Food Preparation | Natural Gas | Conveyor Oven | E10 | Utility - Cost of Equipment | 0 | 0 | 0 | 0 | 0 | 0 | 0 | 0 | 0 | 0 | 0 | 0 | 0 | 0 | 0 | 0 | 0 | 0 | 0 | 0 | 0 | 0 | 0 | 0 | 0 | 0 | 0 | 0 | 0 | 0 | 0
F5_Commercial_Warehouse_New_Food Preparation_Natural Gas_Conveyor Oven_E1 | F5 | Commercial | Warehouse | New | Food Preparation | Natural Gas | Conveyor Oven | E1 | Utility - Cost of Operation | 0.19138 | 0.19087 | 0.18955 | 0.1881 | 0.19324 | 0.18979 | 0.18866 | 0.19162 | 0.19789 | 0.19638 | 0.1957 | 0.19462 | 0.1732 | 0.17195 | 0.17204 | 0.17089 | 0.17066 | 0.17076 | 0.16754 | 0.16895 | 0.16981 | 0.17115 | 0.17297 | 0.095599 | 0.093797 | 0.092092 | 0.090471 | 0.088921 | 0.08743 | 0.085989 | 0.084096
F5_Commercial_Warehouse_New_Food Preparation_Natural Gas_Conveyor Oven_E2 | F5 | Commercial | Warehouse | New | Food Preparation | Natural Gas | Conveyor Oven | E2 | Utility - Cost of Operation | 0.14548 | 0.14509 | 0.14409 | 0.14298 | 0.14689 | 0.14427 | 0.14341 | 0.14566 | 0.15042 | 0.14928 | 0.14876 | 0.14794 | 0.13166 | 0.13071 | 0.13078 | 0.1299 | 0.12972 | 0.12981 | 0.12736 | 0.12843 | 0.12908 | 0.1301 | 0.13149 | 0.07267 | 0.0713 | 0.070004 | 0.068772 | 0.067594 | 0.06646 | 0.065365 | 0.063926
F5_Commercial_Warehouse_New_Food Preparation_Natural Gas_Conveyor Oven_E3 | F5 | Commercial | Warehouse | New | Food Preparation | Natural Gas | Conveyor Oven | E3 | Utility - Cost of Operation | 0 | 0 | 0 | 0 | 0 | 0 | 0 | 0 | 0 | 0 | 0 | 0 | 0 | 0 | 0 | 0 | 0 | 0 | 0 | 0 | 0 | 0 | 0 | 0 | 0 | 0 | 0 | 0 | 0 | 0 | 0
F5_Commercial_Warehouse_New_Food Preparation_Natural Gas_Conveyor Oven_E4 | F5 | Commercial | Warehouse | New | Food Preparation | Natural Gas | Conveyor Oven | E4 | Utility - Cost of Operation | 0 | 0 | 0 | 0 | 0 | 0 | 0 | 0 | 0 | 0 | 0 | 0 | 0 | 0 | 0 | 0 | 0 | 0 | 0 | 0 | 0 | 0 | 0 | 0 | 0 | 0 | 0 | 0 | 0 | 0 | 0
F5_Commercial_Warehouse_New_Food Preparation_Natural Gas_Conveyor Oven_E5 | F5 | Commercial | Warehouse | New | Food Preparation | Natural Gas | Conveyor Oven | E5 | Utility - Cost of Operation | 0 | 0 | 0 | 0 | 0 | 0 | 0 | 0 | 0 | 0 | 0 | 0 | 0 | 0 | 0 | 0 | 0 | 0 | 0 | 0 | 0 | 0 | 0 | 0 | 0 | 0 | 0 | 0 | 0 | 0 | 0
F5_Commercial_Warehouse_New_Food Preparation_Natural Gas_Conveyor Oven_E6 | F5 | Commercial | Warehouse | New | Food Preparation | Natural Gas | Conveyor Oven | E6 | Utility - Cost of Operation | 0 | 0 | 0 | 0 | 0 | 0 | 0 | 0 | 0 | 0 | 0 | 0 | 0 | 0 | 0 | 0 | 0 | 0 | 0 | 0 | 0 | 0 | 0 | 0 | 0 | 0 | 0 | 0 | 0 | 0 | 0
F5_Commercial_Warehouse_New_Food Preparation_Natural Gas_Conveyor Oven_E7 | F5 | Commercial | Warehouse | New | Food Preparation | Natural Gas | Conveyor Oven | E7 | Utility - Cost of Operation | 0 | 0 | 0 | 0 | 0 | 0 | 0 | 0 | 0 | 0 | 0 | 0 | 0 | 0 | 0 | 0 | 0 | 0 | 0 | 0 | 0 | 0 | 0 | 0 | 0 | 0 | 0 | 0 | 0 | 0 | 0
F5_Commercial_Warehouse_New_Food Preparation_Natural Gas_Conveyor Oven_E8 | F5 | Commercial | Warehouse | New | Food Preparation | Natural Gas | Conveyor Oven | E8 | Utility - Cost of Operation | 0 | 0 | 0 | 0 | 0 | 0 | 0 | 0 | 0 | 0 | 0 | 0 | 0 | 0 | 0 | 0 | 0 | 0 | 0 | 0 | 0 | 0 | 0 | 0 | 0 | 0 | 0 | 0 | 0 | 0 | 0
F5_Commercial_Warehouse_New_Food Preparation_Natural Gas_Conveyor Oven_E9 | F5 | Commercial | Warehouse | New | Food Preparation | Natural Gas | Conveyor Oven | E9 | Utility - Cost of Operation | 0 | 0 | 0 | 0 | 0 | 0 | 0 | 0 | 0 | 0 | 0 | 0 | 0 | 0 | 0 | 0 | 0 | 0 | 0 | 0 | 0 | 0 | 0 | 0 | 0 | 0 | 0 | 0 | 0 | 0 | 0
F5_Commercial_Warehouse_New_Food Preparation_Natural Gas_Conveyor Oven_E10 | F5 | Commercial | Warehouse | New | Food Preparation | Natural Gas | Conveyor Oven | E10 | Utility - Cost of Operation | 0 | 0 | 0 | 0 | 0 | 0 | 0 | 0 | 0 | 0 | 0 | 0 | 0 | 0 | 0 | 0 | 0 | 0 | 0 | 0 | 0 | 0 | 0 | 0 | 0 | 0 | 0 | 0 | 0 | 0 | 0
F6_Commercial_Warehouse_New_Food Preparation_Natural Gas_Conveyor Oven_E1 | F6 | Commercial | Warehouse | New | Food Preparation | Natural Gas | Conveyor Oven | E1 | Utility - Value of Sales | 0.22928 | 0.22867 | 0.2271 | 0.22535 | 0.23152 | 0.22738 | 0.22603 | 0.22957 | 0.23708 | 0.23527 | 0.23446 | 0.23316 | 0.20751 | 0.20601 | 0.20612 | 0.20474 | 0.20446 | 0.20459 | 0.20073 | 0.20242 | 0.20344 | 0.20505 | 0.20723 | 0.11453 | 0.11237 | 0.11033 | 0.10839 | 0.10653 | 0.10475 | 0.10302 | 0.10075
F6_Commercial_Warehouse_New_Food Preparation_Natural Gas_Conveyor Oven_E2 | F6 | Commercial | Warehouse | New | Food Preparation | Natural Gas | Conveyor Oven | E2 | Utility - Value of Sales | 0.17429 | 0.17383 | 0.17263 | 0.1713 | 0.17599 | 0.17284 | 0.17182 | 0.17451 | 0.18022 | 0.17885 | 0.17823 | 0.17724 | 0.15774 | 0.1566 | 0.15668 | 0.15563 | 0.15542 | 0.15552 | 0.15258 | 0.15387 | 0.15465 | 0.15587 | 0.15753 | 0.087063 | 0.085422 | 0.08387 | 0.082394 | 0.080982 | 0.079624 | 0.078311 | 0.076587
F6_Commercial_Warehouse_New_Food Preparation_Natural Gas_Conveyor Oven_E3 | F6 | Commercial | Warehouse | New | Food Preparation | Natural Gas | Conveyor Oven | E3 | Utility - Value of Sales | 0 | 0 | 0 | 0 | 0 | 0 | 0 | 0 | 0 | 0 | 0 | 0 | 0 | 0 | 0 | 0 | 0 | 0 | 0 | 0 | 0 | 0 | 0 | 0 | 0 | 0 | 0 | 0 | 0 | 0 | 0
F6_Commercial_Warehouse_New_Food Preparation_Natural Gas_Conveyor Oven_E4 | F6 | Commercial | Warehouse | New | Food Preparation | Natural Gas | Conveyor Oven | E4 | Utility - Value of Sales | 0 | 0 | 0 | 0 | 0 | 0 | 0 | 0 | 0 | 0 | 0 | 0 | 0 | 0 | 0 | 0 | 0 | 0 | 0 | 0 | 0 | 0 | 0 | 0 | 0 | 0 | 0 | 0 | 0 | 0 | 0
F6_Commercial_Warehouse_New_Food Preparation_Natural Gas_Conveyor Oven_E5 | F6 | Commercial | Warehouse | New | Food Preparation | Natural Gas | Conveyor Oven | E5 | Utility - Value of Sales | 0 | 0 | 0 | 0 | 0 | 0 | 0 | 0 | 0 | 0 | 0 | 0 | 0 | 0 | 0 | 0 | 0 | 0 | 0 | 0 | 0 | 0 | 0 | 0 | 0 | 0 | 0 | 0 | 0 | 0 | 0
F6_Commercial_Warehouse_New_Food Preparation_Natural Gas_Conveyor Oven_E6 | F6 | Commercial | Warehouse | New | Food Preparation | Natural Gas | Conveyor Oven | E6 | Utility - Value of Sales | 0 | 0 | 0 | 0 | 0 | 0 | 0 | 0 | 0 | 0 | 0 | 0 | 0 | 0 | 0 | 0 | 0 | 0 | 0 | 0 | 0 | 0 | 0 | 0 | 0 | 0 | 0 | 0 | 0 | 0 | 0
F6_Commercial_Warehouse_New_Food Preparation_Natural Gas_Conveyor Oven_E7 | F6 | Commercial | Warehouse | New | Food Preparation | Natural Gas | Conveyor Oven | E7 | Utility - Value of Sales | 0 | 0 | 0 | 0 | 0 | 0 | 0 | 0 | 0 | 0 | 0 | 0 | 0 | 0 | 0 | 0 | 0 | 0 | 0 | 0 | 0 | 0 | 0 | 0 | 0 | 0 | 0 | 0 | 0 | 0 | 0
F6_Commercial_Warehouse_New_Food Preparation_Natural Gas_Conveyor Oven_E8 | F6 | Commercial | Warehouse | New | Food Preparation | Natural Gas | Conveyor Oven | E8 | Utility - Value of Sales | 0 | 0 | 0 | 0 | 0 | 0 | 0 | 0 | 0 | 0 | 0 | 0 | 0 | 0 | 0 | 0 | 0 | 0 | 0 | 0 | 0 | 0 | 0 | 0 | 0 | 0 | 0 | 0 | 0 | 0 | 0
F6_Commercial_Warehouse_New_Food Preparation_Natural Gas_Conveyor Oven_E9 | F6 | Commercial | Warehouse | New | Food Preparation | Natural Gas | Conveyor Oven | E9 | Utility - Value of Sales | 0 | 0 | 0 | 0 | 0 | 0 | 0 | 0 | 0 | 0 | 0 | 0 | 0 | 0 | 0 | 0 | 0 | 0 | 0 | 0 | 0 | 0 | 0 | 0 | 0 | 0 | 0 | 0 | 0 | 0 | 0
F6_Commercial_Warehouse_New_Food Preparation_Natural Gas_Conveyor Oven_E10 | F6 | Commercial | Warehouse | New | Food Preparation | Natural Gas | Conveyor Oven | E10 | Utility - Value of Sales | 0 | 0 | 0 | 0 | 0 | 0 | 0 | 0 | 0 | 0 | 0 | 0 | 0 | 0 | 0 | 0 | 0 | 0 | 0 | 0 | 0 | 0 | 0 | 0 | 0 | 0 | 0 | 0 | 0 | 0 | 0
F1_Commercial_Warehouse_New_Food Preparation_Natural Gas_Double Rack Oven_E1 | F1 | Commercial | Warehouse | New | Food Preparation | Natural Gas | Double Rack Oven | E1 | Participant - Cost of Equipment | 0.12239 | 0.12239 | 0.12239 | 0.12239 | 0.12239 | 0.12239 | 0.12239 | 0.12239 | 0.12239 | 0.12239 | 0.12239 | 0.12239 | 0.12239 | 0.12239 | 0.12239 | 0.12239 | 0.12239 | 0.12239 | 0.12239 | 0.12239 | 0.12239 | 0.12239 | 0.12239 | 0.12239 | 0.12239 | 0.12239 | 0.12239 | 0.12239 | 0.12239 | 0.12239 | 0.12239
F1_Commercial_Warehouse_New_Food Preparation_Natural Gas_Double Rack Oven_E2 | F1 | Commercial | Warehouse | New | Food Preparation | Natural Gas | Double Rack Oven | E2 | Participant - Cost of Equipment | 0.16277 | 0.16277 | 0.16277 | 0.16277 | 0.16277 | 0.16277 | 0.16277 | 0.16277 | 0.16277 | 0.16277 | 0.16277 | 0.16277 | 0.16277 | 0.16277 | 0.16277 | 0.16277 | 0.16277 | 0.16277 | 0.16277 | 0.16277 | 0.16277 | 0.16277 | 0.16277 | 0.16277 | 0.16277 | 0.16277 | 0.16277 | 0.16277 | 0.16277 | 0.16277 | 0.16277
F1_Commercial_Warehouse_New_Food Preparation_Natural Gas_Double Rack Oven_E3 | F1 | Commercial | Warehouse | New | Food Preparation | Natural Gas | Double Rack Oven | E3 | Participant - Cost of Equipment | 0 | 0 | 0 | 0 | 0 | 0 | 0 | 0 | 0 | 0 | 0 | 0 | 0 | 0 | 0 | 0 | 0 | 0 | 0 | 0 | 0 | 0 | 0 | 0 | 0 | 0 | 0 | 0 | 0 | 0 | 0
F1_Commercial_Warehouse_New_Food Preparation_Natural Gas_Double Rack Oven_E4 | F1 | Commercial | Warehouse | New | Food Preparation | Natural Gas | Double Rack Oven | E4 | Participant - Cost of Equipment | 0 | 0 | 0 | 0 | 0 | 0 | 0 | 0 | 0 | 0 | 0 | 0 | 0 | 0 | 0 | 0 | 0 | 0 | 0 | 0 | 0 | 0 | 0 | 0 | 0 | 0 | 0 | 0 | 0 | 0 | 0
F1_Commercial_Warehouse_New_Food Preparation_Natural Gas_Double Rack Oven_E5 | F1 | Commercial | Warehouse | New | Food Preparation | Natural Gas | Double Rack Oven | E5 | Participant - Cost of Equipment | 0 | 0 | 0 | 0 | 0 | 0 | 0 | 0 | 0 | 0 | 0 | 0 | 0 | 0 | 0 | 0 | 0 | 0 | 0 | 0 | 0 | 0 | 0 | 0 | 0 | 0 | 0 | 0 | 0 | 0 | 0
F1_Commercial_Warehouse_New_Food Preparation_Natural Gas_Double Rack Oven_E6 | F1 | Commercial | Warehouse | New | Food Preparation | Natural Gas | Double Rack Oven | E6 | Participant - Cost of Equipment | 0 | 0 | 0 | 0 | 0 | 0 | 0 | 0 | 0 | 0 | 0 | 0 | 0 | 0 | 0 | 0 | 0 | 0 | 0 | 0 | 0 | 0 | 0 | 0 | 0 | 0 | 0 | 0 | 0 | 0 | 0
F1_Commercial_Warehouse_New_Food Preparation_Natural Gas_Double Rack Oven_E7 | F1 | Commercial | Warehouse | New | Food Preparation | Natural Gas | Double Rack Oven | E7 | Participant - Cost of Equipment | 0 | 0 | 0 | 0 | 0 | 0 | 0 | 0 | 0 | 0 | 0 | 0 | 0 | 0 | 0 | 0 | 0 | 0 | 0 | 0 | 0 | 0 | 0 | 0 | 0 | 0 | 0 | 0 | 0 | 0 | 0
F1_Commercial_Warehouse_New_Food Preparation_Natural Gas_Double Rack Oven_E8 | F1 | Commercial | Warehouse | New | Food Preparation | Natural Gas | Double Rack Oven | E8 | Participant - Cost of Equipment | 0 | 0 | 0 | 0 | 0 | 0 | 0 | 0 | 0 | 0 | 0 | 0 | 0 | 0 | 0 | 0 | 0 | 0 | 0 | 0 | 0 | 0 | 0 | 0 | 0 | 0 | 0 | 0 | 0 | 0 | 0
F1_Commercial_Warehouse_New_Food Preparation_Natural Gas_Double Rack Oven_E9 | F1 | Commercial | Warehouse | New | Food Preparation | Natural Gas | Double Rack Oven | E9 | Participant - Cost of Equipment | 0 | 0 | 0 | 0 | 0 | 0 | 0 | 0 | 0 | 0 | 0 | 0 | 0 | 0 | 0 | 0 | 0 | 0 | 0 | 0 | 0 | 0 | 0 | 0 | 0 | 0 | 0 | 0 | 0 | 0 | 0
F1_Commercial_Warehouse_New_Food Preparation_Natural Gas_Double Rack Oven_E10 | F1 | Commercial | Warehouse | New | Food Preparation | Natural Gas | Double Rack Oven | E10 | Participant - Cost of Equipment | 0 | 0 | 0 | 0 | 0 | 0 | 0 | 0 | 0 | 0 | 0 | 0 | 0 | 0 | 0 | 0 | 0 | 0 | 0 | 0 | 0 | 0 | 0 | 0 | 0 | 0 | 0 | 0 | 0 | 0 | 0
F2_Commercial_Warehouse_New_Food Preparation_Natural Gas_Double Rack Oven_E1 | F2 | Commercial | Warehouse | New | Food Preparation | Natural Gas | Double Rack Oven | E1 | Participant - Cost of Operation | 0.42124 | 0.42774 | 0.43246 | 0.43005 | 0.43049 | 0.40577 | 0.38532 | 0.3739 | 0.36916 | 0.38285 | 0.40082 | 0.4196 | 0.38536 | 0.40821 | 0.4096 | 0.40756 | 0.40793 | 0.40919 | 0.40137 | 0.40609 | 0.40927 | 0.41375 | 0.4195 | 0.2104 | 0.20629 | 0.20243 | 0.19878 | 0.19531 | 0.19199 | 0.18878 | 0.18568
F2_Commercial_Warehouse_New_Food Preparation_Natural Gas_Double Rack Oven_E2 | F2 | Commercial | Warehouse | New | Food Preparation | Natural Gas | Double Rack Oven | E2 | Participant - Cost of Operation | 0.22977 | 0.23331 | 0.23589 | 0.23457 | 0.23481 | 0.22133 | 0.21017 | 0.20395 | 0.20136 | 0.20883 | 0.21863 | 0.22887 | 0.21019 | 0.22266 | 0.22342 | 0.22231 | 0.22251 | 0.22319 | 0.21893 | 0.2215 | 0.22324 | 0.22568 | 0.22882 | 0.11476 | 0.11252 | 0.11042 | 0.10843 | 0.10653 | 0.10472 | 0.10297 | 0.10128
F2_Commercial_Warehouse_New_Food Preparation_Natural Gas_Double Rack Oven_E3 | F2 | Commercial | Warehouse | New | Food Preparation | Natural Gas | Double Rack Oven | E3 | Participant - Cost of Operation | 0 | 0 | 0 | 0 | 0 | 0 | 0 | 0 | 0 | 0 | 0 | 0 | 0 | 0 | 0 | 0 | 0 | 0 | 0 | 0 | 0 | 0 | 0 | 0 | 0 | 0 | 0 | 0 | 0 | 0 | 0
F2_Commercial_Warehouse_New_Food Preparation_Natural Gas_Double Rack Oven_E4 | F2 | Commercial | Warehouse | New | Food Preparation | Natural Gas | Double Rack Oven | E4 | Participant - Cost of Operation | 0 | 0 | 0 | 0 | 0 | 0 | 0 | 0 | 0 | 0 | 0 | 0 | 0 | 0 | 0 | 0 | 0 | 0 | 0 | 0 | 0 | 0 | 0 | 0 | 0 | 0 | 0 | 0 | 0 | 0 | 0
F2_Commercial_Warehouse_New_Food Preparation_Natural Gas_Double Rack Oven_E5 | F2 | Commercial | Warehouse | New | Food Preparation | Natural Gas | Double Rack Oven | E5 | Participant - Cost of Operation | 0 | 0 | 0 | 0 | 0 | 0 | 0 | 0 | 0 | 0 | 0 | 0 | 0 | 0 | 0 | 0 | 0 | 0 | 0 | 0 | 0 | 0 | 0 | 0 | 0 | 0 | 0 | 0 | 0 | 0 | 0
F2_Commercial_Warehouse_New_Food Preparation_Natural Gas_Double Rack Oven_E6 | F2 | Commercial | Warehouse | New | Food Preparation | Natural Gas | Double Rack Oven | E6 | Participant - Cost of Operation | 0 | 0 | 0 | 0 | 0 | 0 | 0 | 0 | 0 | 0 | 0 | 0 | 0 | 0 | 0 | 0 | 0 | 0 | 0 | 0 | 0 | 0 | 0 | 0 | 0 | 0 | 0 | 0 | 0 | 0 | 0
F2_Commercial_Warehouse_New_Food Preparation_Natural Gas_Double Rack Oven_E7 | F2 | Commercial | Warehouse | New | Food Preparation | Natural Gas | Double Rack Oven | E7 | Participant - Cost of Operation | 0 | 0 | 0 | 0 | 0 | 0 | 0 | 0 | 0 | 0 | 0 | 0 | 0 | 0 | 0 | 0 | 0 | 0 | 0 | 0 | 0 | 0 | 0 | 0 | 0 | 0 | 0 | 0 | 0 | 0 | 0
F2_Commercial_Warehouse_New_Food Preparation_Natural Gas_Double Rack Oven_E8 | F2 | Commercial | Warehouse | New | Food Preparation | Natural Gas | Double Rack Oven | E8 | Participant - Cost of Operation | 0 | 0 | 0 | 0 | 0 | 0 | 0 | 0 | 0 | 0 | 0 | 0 | 0 | 0 | 0 | 0 | 0 | 0 | 0 | 0 | 0 | 0 | 0 | 0 | 0 | 0 | 0 | 0 | 0 | 0 | 0
F2_Commercial_Warehouse_New_Food Preparation_Natural Gas_Double Rack Oven_E9 | F2 | Commercial | Warehouse | New | Food Preparation | Natural Gas | Double Rack Oven | E9 | Participant - Cost of Operation | 0 | 0 | 0 | 0 | 0 | 0 | 0 | 0 | 0 | 0 | 0 | 0 | 0 | 0 | 0 | 0 | 0 | 0 | 0 | 0 | 0 | 0 | 0 | 0 | 0 | 0 | 0 | 0 | 0 | 0 | 0
F2_Commercial_Warehouse_New_Food Preparation_Natural Gas_Double Rack Oven_E10 | F2 | Commercial | Warehouse | New | Food Preparation | Natural Gas | Double Rack Oven | E10 | Participant - Cost of Operation | 0 | 0 | 0 | 0 | 0 | 0 | 0 | 0 | 0 | 0 | 0 | 0 | 0 | 0 | 0 | 0 | 0 | 0 | 0 | 0 | 0 | 0 | 0 | 0 | 0 | 0 | 0 | 0 | 0 | 0 | 0
F3_Commercial_Warehouse_New_Food Preparation_Natural Gas_Double Rack Oven_E1 | F3 | Commercial | Warehouse | New | Food Preparation | Natural Gas | Double Rack Oven | E1 | System - kBTUs of Conusmption | 35.0021 | 35.072 | 35.0275 | 34.997 | 34.997 | 34.997 | 34.997 | 34.997 | 34.997 | 34.997 | 34.997 | 34.997 | 34.997 | 34.997 | 34.997 | 34.997 | 34.997 | 34.997 | 34.997 | 34.997 | 34.997 | 34.997 | 34.997 | 34.997 | 34.997 | 34.997 | 34.997 | 34.997 | 34.997 | 34.997 | 34.997
F3_Commercial_Warehouse_New_Food Preparation_Natural Gas_Double Rack Oven_E2 | F3 | Commercial | Warehouse | New | Food Preparation | Natural Gas | Double Rack Oven | E2 | System - kBTUs of Conusmption | 19.0921 | 19.1302 | 19.1059 | 19.0893 | 19.0893 | 19.0893 | 19.0893 | 19.0893 | 19.0893 | 19.0893 | 19.0893 | 19.0893 | 19.0893 | 19.0893 | 19.0893 | 19.0893 | 19.0893 | 19.0893 | 19.0893 | 19.0893 | 19.0893 | 19.0893 | 19.0893 | 19.0893 | 19.0893 | 19.0893 | 19.0893 | 19.0893 | 19.0893 | 19.0893 | 19.0893
F3_Commercial_Warehouse_New_Food Preparation_Natural Gas_Double Rack Oven_E3 | F3 | Commercial | Warehouse | New | Food Preparation | Natural Gas | Double Rack Oven | E3 | System - kBTUs of Conusmption | 0 | 0 | 0 | 0 | 0 | 0 | 0 | 0 | 0 | 0 | 0 | 0 | 0 | 0 | 0 | 0 | 0 | 0 | 0 | 0 | 0 | 0 | 0 | 0 | 0 | 0 | 0 | 0 | 0 | 0 | 0
F3_Commercial_Warehouse_New_Food Preparation_Natural Gas_Double Rack Oven_E4 | F3 | Commercial | Warehouse | New | Food Preparation | Natural Gas | Double Rack Oven | E4 | System - kBTUs of Conusmption | 0 | 0 | 0 | 0 | 0 | 0 | 0 | 0 | 0 | 0 | 0 | 0 | 0 | 0 | 0 | 0 | 0 | 0 | 0 | 0 | 0 | 0 | 0 | 0 | 0 | 0 | 0 | 0 | 0 | 0 | 0
F3_Commercial_Warehouse_New_Food Preparation_Natural Gas_Double Rack Oven_E5 | F3 | Commercial | Warehouse | New | Food Preparation | Natural Gas | Double Rack Oven | E5 | System - kBTUs of Conusmption | 0 | 0 | 0 | 0 | 0 | 0 | 0 | 0 | 0 | 0 | 0 | 0 | 0 | 0 | 0 | 0 | 0 | 0 | 0 | 0 | 0 | 0 | 0 | 0 | 0 | 0 | 0 | 0 | 0 | 0 | 0
F3_Commercial_Warehouse_New_Food Preparation_Natural Gas_Double Rack Oven_E6 | F3 | Commercial | Warehouse | New | Food Preparation | Natural Gas | Double Rack Oven | E6 | System - kBTUs of Conusmption | 0 | 0 | 0 | 0 | 0 | 0 | 0 | 0 | 0 | 0 | 0 | 0 | 0 | 0 | 0 | 0 | 0 | 0 | 0 | 0 | 0 | 0 | 0 | 0 | 0 | 0 | 0 | 0 | 0 | 0 | 0
F3_Commercial_Warehouse_New_Food Preparation_Natural Gas_Double Rack Oven_E7 | F3 | Commercial | Warehouse | New | Food Preparation | Natural Gas | Double Rack Oven | E7 | System - kBTUs of Conusmption | 0 | 0 | 0 | 0 | 0 | 0 | 0 | 0 | 0 | 0 | 0 | 0 | 0 | 0 | 0 | 0 | 0 | 0 | 0 | 0 | 0 | 0 | 0 | 0 | 0 | 0 | 0 | 0 | 0 | 0 | 0
F3_Commercial_Warehouse_New_Food Preparation_Natural Gas_Double Rack Oven_E8 | F3 | Commercial | Warehouse | New | Food Preparation | Natural Gas | Double Rack Oven | E8 | System - kBTUs of Conusmption | 0 | 0 | 0 | 0 | 0 | 0 | 0 | 0 | 0 | 0 | 0 | 0 | 0 | 0 | 0 | 0 | 0 | 0 | 0 | 0 | 0 | 0 | 0 | 0 | 0 | 0 | 0 | 0 | 0 | 0 | 0
F3_Commercial_Warehouse_New_Food Preparation_Natural Gas_Double Rack Oven_E9 | F3 | Commercial | Warehouse | New | Food Preparation | Natural Gas | Double Rack Oven | E9 | System - kBTUs of Conusmption | 0 | 0 | 0 | 0 | 0 | 0 | 0 | 0 | 0 | 0 | 0 | 0 | 0 | 0 | 0 | 0 | 0 | 0 | 0 | 0 | 0 | 0 | 0 | 0 | 0 | 0 | 0 | 0 | 0 | 0 | 0
F3_Commercial_Warehouse_New_Food Preparation_Natural Gas_Double Rack Oven_E10 | F3 | Commercial | Warehouse | New | Food Preparation | Natural Gas | Double Rack Oven | E10 | System - kBTUs of Conusmption | 0 | 0 | 0 | 0 | 0 | 0 | 0 | 0 | 0 | 0 | 0 | 0 | 0 | 0 | 0 | 0 | 0 | 0 | 0 | 0 | 0 | 0 | 0 | 0 | 0 | 0 | 0 | 0 | 0 | 0 | 0
F4_Commercial_Warehouse_New_Food Preparation_Natural Gas_Double Rack Oven_E1 | F4 | Commercial | Warehouse | New | Food Preparation | Natural Gas | Double Rack Oven | E1 | Utility - Cost of Equipment | 0.12239 | 0.12239 | 0.12239 | 0.12239 | 0.12239 | 0.12239 | 0.12239 | 0.12239 | 0.12239 | 0.12239 | 0.12239 | 0.12239 | 0.12239 | 0.12239 | 0.12239 | 0.12239 | 0.12239 | 0.12239 | 0.12239 | 0.12239 | 0.12239 | 0.12239 | 0.12239 | 0.12239 | 0.12239 | 0.12239 | 0.12239 | 0.12239 | 0.12239 | 0.12239 | 0.12239
F4_Commercial_Warehouse_New_Food Preparation_Natural Gas_Double Rack Oven_E2 | F4 | Commercial | Warehouse | New | Food Preparation | Natural Gas | Double Rack Oven | E2 | Utility - Cost of Equipment | 0.16277 | 0.16277 | 0.16277 | 0.16277 | 0.16277 | 0.16277 | 0.16277 | 0.16277 | 0.16277 | 0.16277 | 0.16277 | 0.16277 | 0.16277 | 0.16277 | 0.16277 | 0.16277 | 0.16277 | 0.16277 | 0.16277 | 0.16277 | 0.16277 | 0.16277 | 0.16277 | 0.16277 | 0.16277 | 0.16277 | 0.16277 | 0.16277 | 0.16277 | 0.16277 | 0.16277
F4_Commercial_Warehouse_New_Food Preparation_Natural Gas_Double Rack Oven_E3 | F4 | Commercial | Warehouse | New | Food Preparation | Natural Gas | Double Rack Oven | E3 | Utility - Cost of Equipment | 0 | 0 | 0 | 0 | 0 | 0 | 0 | 0 | 0 | 0 | 0 | 0 | 0 | 0 | 0 | 0 | 0 | 0 | 0 | 0 | 0 | 0 | 0 | 0 | 0 | 0 | 0 | 0 | 0 | 0 | 0
F4_Commercial_Warehouse_New_Food Preparation_Natural Gas_Double Rack Oven_E4 | F4 | Commercial | Warehouse | New | Food Preparation | Natural Gas | Double Rack Oven | E4 | Utility - Cost of Equipment | 0 | 0 | 0 | 0 | 0 | 0 | 0 | 0 | 0 | 0 | 0 | 0 | 0 | 0 | 0 | 0 | 0 | 0 | 0 | 0 | 0 | 0 | 0 | 0 | 0 | 0 | 0 | 0 | 0 | 0 | 0
F4_Commercial_Warehouse_New_Food Preparation_Natural Gas_Double Rack Oven_E5 | F4 | Commercial | Warehouse | New | Food Preparation | Natural Gas | Double Rack Oven | E5 | Utility - Cost of Equipment | 0 | 0 | 0 | 0 | 0 | 0 | 0 | 0 | 0 | 0 | 0 | 0 | 0 | 0 | 0 | 0 | 0 | 0 | 0 | 0 | 0 | 0 | 0 | 0 | 0 | 0 | 0 | 0 | 0 | 0 | 0
F4_Commercial_Warehouse_New_Food Preparation_Natural Gas_Double Rack Oven_E6 | F4 | Commercial | Warehouse | New | Food Preparation | Natural Gas | Double Rack Oven | E6 | Utility - Cost of Equipment | 0 | 0 | 0 | 0 | 0 | 0 | 0 | 0 | 0 | 0 | 0 | 0 | 0 | 0 | 0 | 0 | 0 | 0 | 0 | 0 | 0 | 0 | 0 | 0 | 0 | 0 | 0 | 0 | 0 | 0 | 0
F4_Commercial_Warehouse_New_Food Preparation_Natural Gas_Double Rack Oven_E7 | F4 | Commercial | Warehouse | New | Food Preparation | Natural Gas | Double Rack Oven | E7 | Utility - Cost of Equipment | 0 | 0 | 0 | 0 | 0 | 0 | 0 | 0 | 0 | 0 | 0 | 0 | 0 | 0 | 0 | 0 | 0 | 0 | 0 | 0 | 0 | 0 | 0 | 0 | 0 | 0 | 0 | 0 | 0 | 0 | 0
F4_Commercial_Warehouse_New_Food Preparation_Natural Gas_Double Rack Oven_E8 | F4 | Commercial | Warehouse | New | Food Preparation | Natural Gas | Double Rack Oven | E8 | Utility - Cost of Equipment | 0 | 0 | 0 | 0 | 0 | 0 | 0 | 0 | 0 | 0 | 0 | 0 | 0 | 0 | 0 | 0 | 0 | 0 | 0 | 0 | 0 | 0 | 0 | 0 | 0 | 0 | 0 | 0 | 0 | 0 | 0
F4_Commercial_Warehouse_New_Food Preparation_Natural Gas_Double Rack Oven_E9 | F4 | Commercial | Warehouse | New | Food Preparation | Natural Gas | Double Rack Oven | E9 | Utility - Cost of Equipment | 0 | 0 | 0 | 0 | 0 | 0 | 0 | 0 | 0 | 0 | 0 | 0 | 0 | 0 | 0 | 0 | 0 | 0 | 0 | 0 | 0 | 0 | 0 | 0 | 0 | 0 | 0 | 0 | 0 | 0 | 0
F4_Commercial_Warehouse_New_Food Preparation_Natural Gas_Double Rack Oven_E10 | F4 | Commercial | Warehouse | New | Food Preparation | Natural Gas | Double Rack Oven | E10 | Utility - Cost of Equipment | 0 | 0 | 0 | 0 | 0 | 0 | 0 | 0 | 0 | 0 | 0 | 0 | 0 | 0 | 0 | 0 | 0 | 0 | 0 | 0 | 0 | 0 | 0 | 0 | 0 | 0 | 0 | 0 | 0 | 0 | 0
F5_Commercial_Warehouse_New_Food Preparation_Natural Gas_Double Rack Oven_E1 | F5 | Commercial | Warehouse | New | Food Preparation | Natural Gas | Double Rack Oven | E1 | Utility - Cost of Operation | 0.3516 | 0.35703 | 0.36097 | 0.35896 | 0.35932 | 0.33868 | 0.32162 | 0.31209 | 0.30813 | 0.31956 | 0.33456 | 0.35023 | 0.32165 | 0.34073 | 0.34189 | 0.34018 | 0.34049 | 0.34154 | 0.33502 | 0.33896 | 0.34161 | 0.34535 | 0.35015 | 0.17561 | 0.17218 | 0.16896 | 0.16592 | 0.16302 | 0.16025 | 0.15757 | 0.15499
F5_Commercial_Warehouse_New_Food Preparation_Natural Gas_Double Rack Oven_E2 | F5 | Commercial | Warehouse | New | Food Preparation | Natural Gas | Double Rack Oven | E2 | Utility - Cost of Operation | 0.19178 | 0.19474 | 0.19689 | 0.19579 | 0.19599 | 0.18474 | 0.17543 | 0.17023 | 0.16807 | 0.1743 | 0.18248 | 0.19103 | 0.17545 | 0.18585 | 0.18648 | 0.18555 | 0.18572 | 0.1863 | 0.18274 | 0.18488 | 0.18633 | 0.18837 | 0.19099 | 0.095789 | 0.093919 | 0.092161 | 0.090501 | 0.08892 | 0.087407 | 0.085949 | 0.084538
F5_Commercial_Warehouse_New_Food Preparation_Natural Gas_Double Rack Oven_E3 | F5 | Commercial | Warehouse | New | Food Preparation | Natural Gas | Double Rack Oven | E3 | Utility - Cost of Operation | 0 | 0 | 0 | 0 | 0 | 0 | 0 | 0 | 0 | 0 | 0 | 0 | 0 | 0 | 0 | 0 | 0 | 0 | 0 | 0 | 0 | 0 | 0 | 0 | 0 | 0 | 0 | 0 | 0 | 0 | 0
F5_Commercial_Warehouse_New_Food Preparation_Natural Gas_Double Rack Oven_E4 | F5 | Commercial | Warehouse | New | Food Preparation | Natural Gas | Double Rack Oven | E4 | Utility - Cost of Operation | 0 | 0 | 0 | 0 | 0 | 0 | 0 | 0 | 0 | 0 | 0 | 0 | 0 | 0 | 0 | 0 | 0 | 0 | 0 | 0 | 0 | 0 | 0 | 0 | 0 | 0 | 0 | 0 | 0 | 0 | 0
F5_Commercial_Warehouse_New_Food Preparation_Natural Gas_Double Rack Oven_E5 | F5 | Commercial | Warehouse | New | Food Preparation | Natural Gas | Double Rack Oven | E5 | Utility - Cost of Operation | 0 | 0 | 0 | 0 | 0 | 0 | 0 | 0 | 0 | 0 | 0 | 0 | 0 | 0 | 0 | 0 | 0 | 0 | 0 | 0 | 0 | 0 | 0 | 0 | 0 | 0 | 0 | 0 | 0 | 0 | 0
F5_Commercial_Warehouse_New_Food Preparation_Natural Gas_Double Rack Oven_E6 | F5 | Commercial | Warehouse | New | Food Preparation | Natural Gas | Double Rack Oven | E6 | Utility - Cost of Operation | 0 | 0 | 0 | 0 | 0 | 0 | 0 | 0 | 0 | 0 | 0 | 0 | 0 | 0 | 0 | 0 | 0 | 0 | 0 | 0 | 0 | 0 | 0 | 0 | 0 | 0 | 0 | 0 | 0 | 0 | 0
F5_Commercial_Warehouse_New_Food Preparation_Natural Gas_Double Rack Oven_E7 | F5 | Commercial | Warehouse | New | Food Preparation | Natural Gas | Double Rack Oven | E7 | Utility - Cost of Operation | 0 | 0 | 0 | 0 | 0 | 0 | 0 | 0 | 0 | 0 | 0 | 0 | 0 | 0 | 0 | 0 | 0 | 0 | 0 | 0 | 0 | 0 | 0 | 0 | 0 | 0 | 0 | 0 | 0 | 0 | 0
F5_Commercial_Warehouse_New_Food Preparation_Natural Gas_Double Rack Oven_E8 | F5 | Commercial | Warehouse | New | Food Preparation | Natural Gas | Double Rack Oven | E8 | Utility - Cost of Operation | 0 | 0 | 0 | 0 | 0 | 0 | 0 | 0 | 0 | 0 | 0 | 0 | 0 | 0 | 0 | 0 | 0 | 0 | 0 | 0 | 0 | 0 | 0 | 0 | 0 | 0 | 0 | 0 | 0 | 0 | 0
F5_Commercial_Warehouse_New_Food Preparation_Natural Gas_Double Rack Oven_E9 | F5 | Commercial | Warehouse | New | Food Preparation | Natural Gas | Double Rack Oven | E9 | Utility - Cost of Operation | 0 | 0 | 0 | 0 | 0 | 0 | 0 | 0 | 0 | 0 | 0 | 0 | 0 | 0 | 0 | 0 | 0 | 0 | 0 | 0 | 0 | 0 | 0 | 0 | 0 | 0 | 0 | 0 | 0 | 0 | 0
F5_Commercial_Warehouse_New_Food Preparation_Natural Gas_Double Rack Oven_E10 | F5 | Commercial | Warehouse | New | Food Preparation | Natural Gas | Double Rack Oven | E10 | Utility - Cost of Operation | 0 | 0 | 0 | 0 | 0 | 0 | 0 | 0 | 0 | 0 | 0 | 0 | 0 | 0 | 0 | 0 | 0 | 0 | 0 | 0 | 0 | 0 | 0 | 0 | 0 | 0 | 0 | 0 | 0 | 0 | 0
F6_Commercial_Warehouse_New_Food Preparation_Natural Gas_Double Rack Oven_E1 | F6 | Commercial | Warehouse | New | Food Preparation | Natural Gas | Double Rack Oven | E1 | Utility - Value of Sales | 0.42124 | 0.42774 | 0.43246 | 0.43005 | 0.43049 | 0.40577 | 0.38532 | 0.3739 | 0.36916 | 0.38285 | 0.40082 | 0.4196 | 0.38536 | 0.40821 | 0.4096 | 0.40756 | 0.40793 | 0.40919 | 0.40137 | 0.40609 | 0.40927 | 0.41375 | 0.4195 | 0.2104 | 0.20629 | 0.20243 | 0.19878 | 0.19531 | 0.19199 | 0.18878 | 0.18568
F6_Commercial_Warehouse_New_Food Preparation_Natural Gas_Double Rack Oven_E2 | F6 | Commercial | Warehouse | New | Food Preparation | Natural Gas | Double Rack Oven | E2 | Utility - Value of Sales | 0.22977 | 0.23331 | 0.23589 | 0.23457 | 0.23481 | 0.22133 | 0.21017 | 0.20395 | 0.20136 | 0.20883 | 0.21863 | 0.22887 | 0.21019 | 0.22266 | 0.22342 | 0.22231 | 0.22251 | 0.22319 | 0.21893 | 0.2215 | 0.22324 | 0.22568 | 0.22882 | 0.11476 | 0.11252 | 0.11042 | 0.10843 | 0.10653 | 0.10472 | 0.10297 | 0.10128
F6_Commercial_Warehouse_New_Food Preparation_Natural Gas_Double Rack Oven_E3 | F6 | Commercial | Warehouse | New | Food Preparation | Natural Gas | Double Rack Oven | E3 | Utility - Value of Sales | 0 | 0 | 0 | 0 | 0 | 0 | 0 | 0 | 0 | 0 | 0 | 0 | 0 | 0 | 0 | 0 | 0 | 0 | 0 | 0 | 0 | 0 | 0 | 0 | 0 | 0 | 0 | 0 | 0 | 0 | 0
F6_Commercial_Warehouse_New_Food Preparation_Natural Gas_Double Rack Oven_E4 | F6 | Commercial | Warehouse | New | Food Preparation | Natural Gas | Double Rack Oven | E4 | Utility - Value of Sales | 0 | 0 | 0 | 0 | 0 | 0 | 0 | 0 | 0 | 0 | 0 | 0 | 0 | 0 | 0 | 0 | 0 | 0 | 0 | 0 | 0 | 0 | 0 | 0 | 0 | 0 | 0 | 0 | 0 | 0 | 0
F6_Commercial_Warehouse_New_Food Preparation_Natural Gas_Double Rack Oven_E5 | F6 | Commercial | Warehouse | New | Food Preparation | Natural Gas | Double Rack Oven | E5 | Utility - Value of Sales | 0 | 0 | 0 | 0 | 0 | 0 | 0 | 0 | 0 | 0 | 0 | 0 | 0 | 0 | 0 | 0 | 0 | 0 | 0 | 0 | 0 | 0 | 0 | 0 | 0 | 0 | 0 | 0 | 0 | 0 | 0
F6_Commercial_Warehouse_New_Food Preparation_Natural Gas_Double Rack Oven_E6 | F6 | Commercial | Warehouse | New | Food Preparation | Natural Gas | Double Rack Oven | E6 | Utility - Value of Sales | 0 | 0 | 0 | 0 | 0 | 0 | 0 | 0 | 0 | 0 | 0 | 0 | 0 | 0 | 0 | 0 | 0 | 0 | 0 | 0 | 0 | 0 | 0 | 0 | 0 | 0 | 0 | 0 | 0 | 0 | 0
F6_Commercial_Warehouse_New_Food Preparation_Natural Gas_Double Rack Oven_E7 | F6 | Commercial | Warehouse | New | Food Preparation | Natural Gas | Double Rack Oven | E7 | Utility - Value of Sales | 0 | 0 | 0 | 0 | 0 | 0 | 0 | 0 | 0 | 0 | 0 | 0 | 0 | 0 | 0 | 0 | 0 | 0 | 0 | 0 | 0 | 0 | 0 | 0 | 0 | 0 | 0 | 0 | 0 | 0 | 0
F6_Commercial_Warehouse_New_Food Preparation_Natural Gas_Double Rack Oven_E8 | F6 | Commercial | Warehouse | New | Food Preparation | Natural Gas | Double Rack Oven | E8 | Utility - Value of Sales | 0 | 0 | 0 | 0 | 0 | 0 | 0 | 0 | 0 | 0 | 0 | 0 | 0 | 0 | 0 | 0 | 0 | 0 | 0 | 0 | 0 | 0 | 0 | 0 | 0 | 0 | 0 | 0 | 0 | 0 | 0
F6_Commercial_Warehouse_New_Food Preparation_Natural Gas_Double Rack Oven_E9 | F6 | Commercial | Warehouse | New | Food Preparation | Natural Gas | Double Rack Oven | E9 | Utility - Value of Sales | 0 | 0 | 0 | 0 | 0 | 0 | 0 | 0 | 0 | 0 | 0 | 0 | 0 | 0 | 0 | 0 | 0 | 0 | 0 | 0 | 0 | 0 | 0 | 0 | 0 | 0 | 0 | 0 | 0 | 0 | 0
F6_Commercial_Warehouse_New_Food Preparation_Natural Gas_Double Rack Oven_E10 | F6 | Commercial | Warehouse | New | Food Preparation | Natural Gas | Double Rack Oven | E10 | Utility - Value of Sales | 0 | 0 | 0 | 0 | 0 | 0 | 0 | 0 | 0 | 0 | 0 | 0 | 0 | 0 | 0 | 0 | 0 | 0 | 0 | 0 | 0 | 0 | 0 | 0 | 0 | 0 | 0 | 0 | 0 | 0 | 0
F1_Commercial_Warehouse_New_Food Preparation_Natural Gas_Fryer_E1 | F1 | Commercial | Warehouse | New | Food Preparation | Natural Gas | Fryer | E1 | Participant - Cost of Equipment | 0.096432 | 0.096432 | 0.096432 | 0 | 0 | 0 | 0 | 0 | 0 | 0 | 0 | 0 | 0 | 0 | 0 | 0 | 0 | 0 | 0 | 0 | 0 | 0 | 0 | 0 | 0 | 0 | 0 | 0 | 0 | 0 | 0
F1_Commercial_Warehouse_New_Food Preparation_Natural Gas_Fryer_E2 | F1 | Commercial | Warehouse | New | Food Preparation | Natural Gas | Fryer | E2 | Participant - Cost of Equipment | 0.11501 | 0.11501 | 0.11501 | 0.11501 | 0.11501 | 0.11501 | 0.11501 | 0.11501 | 0.11501 | 0.11501 | 0.11501 | 0.11501 | 0.11501 | 0.11501 | 0.11501 | 0.11501 | 0.11501 | 0.11501 | 0.11501 | 0.11501 | 0.11501 | 0.11501 | 0.11501 | 0.11501 | 0.11501 | 0.11501 | 0.11501 | 0.11501 | 0.11501 | 0.11501 | 0.11501
F1_Commercial_Warehouse_New_Food Preparation_Natural Gas_Fryer_E3 | F1 | Commercial | Warehouse | New | Food Preparation | Natural Gas | Fryer | E3 | Participant - Cost of Equipment | 0 | 0 | 0 | 0 | 0 | 0 | 0 | 0 | 0 | 0 | 0 | 0 | 0 | 0 | 0 | 0 | 0 | 0 | 0 | 0 | 0 | 0 | 0 | 0 | 0 | 0 | 0 | 0 | 0 | 0 | 0
F1_Commercial_Warehouse_New_Food Preparation_Natural Gas_Fryer_E4 | F1 | Commercial | Warehouse | New | Food Preparation | Natural Gas | Fryer | E4 | Participant - Cost of Equipment | 0 | 0 | 0 | 0 | 0 | 0 | 0 | 0 | 0 | 0 | 0 | 0 | 0 | 0 | 0 | 0 | 0 | 0 | 0 | 0 | 0 | 0 | 0 | 0 | 0 | 0 | 0 | 0 | 0 | 0 | 0
F1_Commercial_Warehouse_New_Food Preparation_Natural Gas_Fryer_E5 | F1 | Commercial | Warehouse | New | Food Preparation | Natural Gas | Fryer | E5 | Participant - Cost of Equipment | 0 | 0 | 0 | 0 | 0 | 0 | 0 | 0 | 0 | 0 | 0 | 0 | 0 | 0 | 0 | 0 | 0 | 0 | 0 | 0 | 0 | 0 | 0 | 0 | 0 | 0 | 0 | 0 | 0 | 0 | 0
F1_Commercial_Warehouse_New_Food Preparation_Natural Gas_Fryer_E6 | F1 | Commercial | Warehouse | New | Food Preparation | Natural Gas | Fryer | E6 | Participant - Cost of Equipment | 0 | 0 | 0 | 0 | 0 | 0 | 0 | 0 | 0 | 0 | 0 | 0 | 0 | 0 | 0 | 0 | 0 | 0 | 0 | 0 | 0 | 0 | 0 | 0 | 0 | 0 | 0 | 0 | 0 | 0 | 0
F1_Commercial_Warehouse_New_Food Preparation_Natural Gas_Fryer_E7 | F1 | Commercial | Warehouse | New | Food Preparation | Natural Gas | Fryer | E7 | Participant - Cost of Equipment | 0 | 0 | 0 | 0 | 0 | 0 | 0 | 0 | 0 | 0 | 0 | 0 | 0 | 0 | 0 | 0 | 0 | 0 | 0 | 0 | 0 | 0 | 0 | 0 | 0 | 0 | 0 | 0 | 0 | 0 | 0
F1_Commercial_Warehouse_New_Food Preparation_Natural Gas_Fryer_E8 | F1 | Commercial | Warehouse | New | Food Preparation | Natural Gas | Fryer | E8 | Participant - Cost of Equipment | 0 | 0 | 0 | 0 | 0 | 0 | 0 | 0 | 0 | 0 | 0 | 0 | 0 | 0 | 0 | 0 | 0 | 0 | 0 | 0 | 0 | 0 | 0 | 0 | 0 | 0 | 0 | 0 | 0 | 0 | 0
F1_Commercial_Warehouse_New_Food Preparation_Natural Gas_Fryer_E9 | F1 | Commercial | Warehouse | New | Food Preparation | Natural Gas | Fryer | E9 | Participant - Cost of Equipment | 0 | 0 | 0 | 0 | 0 | 0 | 0 | 0 | 0 | 0 | 0 | 0 | 0 | 0 | 0 | 0 | 0 | 0 | 0 | 0 | 0 | 0 | 0 | 0 | 0 | 0 | 0 | 0 | 0 | 0 | 0
F1_Commercial_Warehouse_New_Food Preparation_Natural Gas_Fryer_E10 | F1 | Commercial | Warehouse | New | Food Preparation | Natural Gas | Fryer | E10 | Participant - Cost of Equipment | 0 | 0 | 0 | 0 | 0 | 0 | 0 | 0 | 0 | 0 | 0 | 0 | 0 | 0 | 0 | 0 | 0 | 0 | 0 | 0 | 0 | 0 | 0 | 0 | 0 | 0 | 0 | 0 | 0 | 0 | 0
F2_Commercial_Warehouse_New_Food Preparation_Natural Gas_Fryer_E1 | F2 | Commercial | Warehouse | New | Food Preparation | Natural Gas | Fryer | E1 | Participant - Cost of Operation | 0.20697 | 0.21153 | 0.21519 | 0 | 0 | 0 | 0 | 0 | 0 | 0 | 0 | 0 | 0 | 0 | 0 | 0 | 0 | 0 | 0 | 0 | 0 | 0 | 0 | 0 | 0 | 0 | 0 | 0 | 0 | 0 | 0
F2_Commercial_Warehouse_New_Food Preparation_Natural Gas_Fryer_E2 | F2 | Commercial | Warehouse | New | Food Preparation | Natural Gas | Fryer | E2 | Participant - Cost of Operation | 0.13908 | 0.14215 | 0.14461 | 0.14696 | 0.1505 | 0.14371 | 0.13552 | 0.1315 | 0.13032 | 0.12823 | 0.12691 | 0.12493 | 0.10959 | 0.11803 | 0.12889 | 0.13935 | 0.152 | 0.15289 | 0.14998 | 0.15227 | 0.1539 | 0.15606 | 0.15874 | 0.071833 | 0.070381 | 0.069025 | 0.067752 | 0.066547 | 0.065398 | 0.064295 | 0.06323
F2_Commercial_Warehouse_New_Food Preparation_Natural Gas_Fryer_E3 | F2 | Commercial | Warehouse | New | Food Preparation | Natural Gas | Fryer | E3 | Participant - Cost of Operation | 0 | 0 | 0 | 0 | 0 | 0 | 0 | 0 | 0 | 0 | 0 | 0 | 0 | 0 | 0 | 0 | 0 | 0 | 0 | 0 | 0 | 0 | 0 | 0 | 0 | 0 | 0 | 0 | 0 | 0 | 0
F2_Commercial_Warehouse_New_Food Preparation_Natural Gas_Fryer_E4 | F2 | Commercial | Warehouse | New | Food Preparation | Natural Gas | Fryer | E4 | Participant - Cost of Operation | 0 | 0 | 0 | 0 | 0 | 0 | 0 | 0 | 0 | 0 | 0 | 0 | 0 | 0 | 0 | 0 | 0 | 0 | 0 | 0 | 0 | 0 | 0 | 0 | 0 | 0 | 0 | 0 | 0 | 0 | 0
F2_Commercial_Warehouse_New_Food Preparation_Natural Gas_Fryer_E5 | F2 | Commercial | Warehouse | New | Food Preparation | Natural Gas | Fryer | E5 | Participant - Cost of Operation | 0 | 0 | 0 | 0 | 0 | 0 | 0 | 0 | 0 | 0 | 0 | 0 | 0 | 0 | 0 | 0 | 0 | 0 | 0 | 0 | 0 | 0 | 0 | 0 | 0 | 0 | 0 | 0 | 0 | 0 | 0
F2_Commercial_Warehouse_New_Food Preparation_Natural Gas_Fryer_E6 | F2 | Commercial | Warehouse | New | Food Preparation | Natural Gas | Fryer | E6 | Participant - Cost of Operation | 0 | 0 | 0 | 0 | 0 | 0 | 0 | 0 | 0 | 0 | 0 | 0 | 0 | 0 | 0 | 0 | 0 | 0 | 0 | 0 | 0 | 0 | 0 | 0 | 0 | 0 | 0 | 0 | 0 | 0 | 0
F2_Commercial_Warehouse_New_Food Preparation_Natural Gas_Fryer_E7 | F2 | Commercial | Warehouse | New | Food Preparation | Natural Gas | Fryer | E7 | Participant - Cost of Operation | 0 | 0 | 0 | 0 | 0 | 0 | 0 | 0 | 0 | 0 | 0 | 0 | 0 | 0 | 0 | 0 | 0 | 0 | 0 | 0 | 0 | 0 | 0 | 0 | 0 | 0 | 0 | 0 | 0 | 0 | 0
F2_Commercial_Warehouse_New_Food Preparation_Natural Gas_Fryer_E8 | F2 | Commercial | Warehouse | New | Food Preparation | Natural Gas | Fryer | E8 | Participant - Cost of Operation | 0 | 0 | 0 | 0 | 0 | 0 | 0 | 0 | 0 | 0 | 0 | 0 | 0 | 0 | 0 | 0 | 0 | 0 | 0 | 0 | 0 | 0 | 0 | 0 | 0 | 0 | 0 | 0 | 0 | 0 | 0
F2_Commercial_Warehouse_New_Food Preparation_Natural Gas_Fryer_E9 | F2 | Commercial | Warehouse | New | Food Preparation | Natural Gas | Fryer | E9 | Participant - Cost of Operation | 0 | 0 | 0 | 0 | 0 | 0 | 0 | 0 | 0 | 0 | 0 | 0 | 0 | 0 | 0 | 0 | 0 | 0 | 0 | 0 | 0 | 0 | 0 | 0 | 0 | 0 | 0 | 0 | 0 | 0 | 0
F2_Commercial_Warehouse_New_Food Preparation_Natural Gas_Fryer_E10 | F2 | Commercial | Warehouse | New | Food Preparation | Natural Gas | Fryer | E10 | Participant - Cost of Operation | 0 | 0 | 0 | 0 | 0 | 0 | 0 | 0 | 0 | 0 | 0 | 0 | 0 | 0 | 0 | 0 | 0 | 0 | 0 | 0 | 0 | 0 | 0 | 0 | 0 | 0 | 0 | 0 | 0 | 0 | 0
F3_Commercial_Warehouse_New_Food Preparation_Natural Gas_Fryer_E1 | F3 | Commercial | Warehouse | New | Food Preparation | Natural Gas | Fryer | E1 | System - kBTUs of Conusmption | 17.427 | 17.4734 | 17.4438 | 0 | 0 | 0 | 0 | 0 | 0 | 0 | 0 | 0 | 0 | 0 | 0 | 0 | 0 | 0 | 0 | 0 | 0 | 0 | 0 | 0 | 0 | 0 | 0 | 0 | 0 | 0 | 0
F3_Commercial_Warehouse_New_Food Preparation_Natural Gas_Fryer_E2 | F3 | Commercial | Warehouse | New | Food Preparation | Natural Gas | Fryer | E2 | System - kBTUs of Conusmption | 11.7108 | 11.7419 | 11.7221 | 11.7085 | 11.7085 | 11.7085 | 11.7085 | 11.7085 | 11.7085 | 11.7085 | 11.7085 | 11.7085 | 11.7085 | 11.7085 | 11.7085 | 11.7085 | 11.7085 | 11.7085 | 11.7085 | 11.7085 | 11.7085 | 11.7085 | 11.7085 | 11.7085 | 11.7085 | 11.7085 | 11.7085 | 11.7085 | 11.7085 | 11.7085 | 11.7085
F3_Commercial_Warehouse_New_Food Preparation_Natural Gas_Fryer_E3 | F3 | Commercial | Warehouse | New | Food Preparation | Natural Gas | Fryer | E3 | System - kBTUs of Conusmption | 0 | 0 | 0 | 0 | 0 | 0 | 0 | 0 | 0 | 0 | 0 | 0 | 0 | 0 | 0 | 0 | 0 | 0 | 0 | 0 | 0 | 0 | 0 | 0 | 0 | 0 | 0 | 0 | 0 | 0 | 0
F3_Commercial_Warehouse_New_Food Preparation_Natural Gas_Fryer_E4 | F3 | Commercial | Warehouse | New | Food Preparation | Natural Gas | Fryer | E4 | System - kBTUs of Conusmption | 0 | 0 | 0 | 0 | 0 | 0 | 0 | 0 | 0 | 0 | 0 | 0 | 0 | 0 | 0 | 0 | 0 | 0 | 0 | 0 | 0 | 0 | 0 | 0 | 0 | 0 | 0 | 0 | 0 | 0 | 0
F3_Commercial_Warehouse_New_Food Preparation_Natural Gas_Fryer_E5 | F3 | Commercial | Warehouse | New | Food Preparation | Natural Gas | Fryer | E5 | System - kBTUs of Conusmption | 0 | 0 | 0 | 0 | 0 | 0 | 0 | 0 | 0 | 0 | 0 | 0 | 0 | 0 | 0 | 0 | 0 | 0 | 0 | 0 | 0 | 0 | 0 | 0 | 0 | 0 | 0 | 0 | 0 | 0 | 0
F3_Commercial_Warehouse_New_Food Preparation_Natural Gas_Fryer_E6 | F3 | Commercial | Warehouse | New | Food Preparation | Natural Gas | Fryer | E6 | System - kBTUs of Conusmption | 0 | 0 | 0 | 0 | 0 | 0 | 0 | 0 | 0 | 0 | 0 | 0 | 0 | 0 | 0 | 0 | 0 | 0 | 0 | 0 | 0 | 0 | 0 | 0 | 0 | 0 | 0 | 0 | 0 | 0 | 0
F3_Commercial_Warehouse_New_Food Preparation_Natural Gas_Fryer_E7 | F3 | Commercial | Warehouse | New | Food Preparation | Natural Gas | Fryer | E7 | System - kBTUs of Conusmption | 0 | 0 | 0 | 0 | 0 | 0 | 0 | 0 | 0 | 0 | 0 | 0 | 0 | 0 | 0 | 0 | 0 | 0 | 0 | 0 | 0 | 0 | 0 | 0 | 0 | 0 | 0 | 0 | 0 | 0 | 0
F3_Commercial_Warehouse_New_Food Preparation_Natural Gas_Fryer_E8 | F3 | Commercial | Warehouse | New | Food Preparation | Natural Gas | Fryer | E8 | System - kBTUs of Conusmption | 0 | 0 | 0 | 0 | 0 | 0 | 0 | 0 | 0 | 0 | 0 | 0 | 0 | 0 | 0 | 0 | 0 | 0 | 0 | 0 | 0 | 0 | 0 | 0 | 0 | 0 | 0 | 0 | 0 | 0 | 0
F3_Commercial_Warehouse_New_Food Preparation_Natural Gas_Fryer_E9 | F3 | Commercial | Warehouse | New | Food Preparation | Natural Gas | Fryer | E9 | System - kBTUs of Conusmption | 0 | 0 | 0 | 0 | 0 | 0 | 0 | 0 | 0 | 0 | 0 | 0 | 0 | 0 | 0 | 0 | 0 | 0 | 0 | 0 | 0 | 0 | 0 | 0 | 0 | 0 | 0 | 0 | 0 | 0 | 0
F3_Commercial_Warehouse_New_Food Preparation_Natural Gas_Fryer_E10 | F3 | Commercial | Warehouse | New | Food Preparation | Natural Gas | Fryer | E10 | System - kBTUs of Conusmption | 0 | 0 | 0 | 0 | 0 | 0 | 0 | 0 | 0 | 0 | 0 | 0 | 0 | 0 | 0 | 0 | 0 | 0 | 0 | 0 | 0 | 0 | 0 | 0 | 0 | 0 | 0 | 0 | 0 | 0 | 0
F4_Commercial_Warehouse_New_Food Preparation_Natural Gas_Fryer_E1 | F4 | Commercial | Warehouse | New | Food Preparation | Natural Gas | Fryer | E1 | Utility - Cost of Equipment | 0.096432 | 0.096432 | 0.096432 | 0 | 0 | 0 | 0 | 0 | 0 | 0 | 0 | 0 | 0 | 0 | 0 | 0 | 0 | 0 | 0 | 0 | 0 | 0 | 0 | 0 | 0 | 0 | 0 | 0 | 0 | 0 | 0
F4_Commercial_Warehouse_New_Food Preparation_Natural Gas_Fryer_E2 | F4 | Commercial | Warehouse | New | Food Preparation | Natural Gas | Fryer | E2 | Utility - Cost of Equipment | 0.11501 | 0.11501 | 0.11501 | 0.11501 | 0.11501 | 0.11501 | 0.11501 | 0.11501 | 0.11501 | 0.11501 | 0.11501 | 0.11501 | 0.11501 | 0.11501 | 0.11501 | 0.11501 | 0.11501 | 0.11501 | 0.11501 | 0.11501 | 0.11501 | 0.11501 | 0.11501 | 0.11501 | 0.11501 | 0.11501 | 0.11501 | 0.11501 | 0.11501 | 0.11501 | 0.11501
F4_Commercial_Warehouse_New_Food Preparation_Natural Gas_Fryer_E3 | F4 | Commercial | Warehouse | New | Food Preparation | Natural Gas | Fryer | E3 | Utility - Cost of Equipment | 0 | 0 | 0 | 0 | 0 | 0 | 0 | 0 | 0 | 0 | 0 | 0 | 0 | 0 | 0 | 0 | 0 | 0 | 0 | 0 | 0 | 0 | 0 | 0 | 0 | 0 | 0 | 0 | 0 | 0 | 0
F4_Commercial_Warehouse_New_Food Preparation_Natural Gas_Fryer_E4 | F4 | Commercial | Warehouse | New | Food Preparation | Natural Gas | Fryer | E4 | Utility - Cost of Equipment | 0 | 0 | 0 | 0 | 0 | 0 | 0 | 0 | 0 | 0 | 0 | 0 | 0 | 0 | 0 | 0 | 0 | 0 | 0 | 0 | 0 | 0 | 0 | 0 | 0 | 0 | 0 | 0 | 0 | 0 | 0
F4_Commercial_Warehouse_New_Food Preparation_Natural Gas_Fryer_E5 | F4 | Commercial | Warehouse | New | Food Preparation | Natural Gas | Fryer | E5 | Utility - Cost of Equipment | 0 | 0 | 0 | 0 | 0 | 0 | 0 | 0 | 0 | 0 | 0 | 0 | 0 | 0 | 0 | 0 | 0 | 0 | 0 | 0 | 0 | 0 | 0 | 0 | 0 | 0 | 0 | 0 | 0 | 0 | 0
F4_Commercial_Warehouse_New_Food Preparation_Natural Gas_Fryer_E6 | F4 | Commercial | Warehouse | New | Food Preparation | Natural Gas | Fryer | E6 | Utility - Cost of Equipment | 0 | 0 | 0 | 0 | 0 | 0 | 0 | 0 | 0 | 0 | 0 | 0 | 0 | 0 | 0 | 0 | 0 | 0 | 0 | 0 | 0 | 0 | 0 | 0 | 0 | 0 | 0 | 0 | 0 | 0 | 0
F4_Commercial_Warehouse_New_Food Preparation_Natural Gas_Fryer_E7 | F4 | Commercial | Warehouse | New | Food Preparation | Natural Gas | Fryer | E7 | Utility - Cost of Equipment | 0 | 0 | 0 | 0 | 0 | 0 | 0 | 0 | 0 | 0 | 0 | 0 | 0 | 0 | 0 | 0 | 0 | 0 | 0 | 0 | 0 | 0 | 0 | 0 | 0 | 0 | 0 | 0 | 0 | 0 | 0
F4_Commercial_Warehouse_New_Food Preparation_Natural Gas_Fryer_E8 | F4 | Commercial | Warehouse | New | Food Preparation | Natural Gas | Fryer | E8 | Utility - Cost of Equipment | 0 | 0 | 0 | 0 | 0 | 0 | 0 | 0 | 0 | 0 | 0 | 0 | 0 | 0 | 0 | 0 | 0 | 0 | 0 | 0 | 0 | 0 | 0 | 0 | 0 | 0 | 0 | 0 | 0 | 0 | 0
F4_Commercial_Warehouse_New_Food Preparation_Natural Gas_Fryer_E9 | F4 | Commercial | Warehouse | New | Food Preparation | Natural Gas | Fryer | E9 | Utility - Cost of Equipment | 0 | 0 | 0 | 0 | 0 | 0 | 0 | 0 | 0 | 0 | 0 | 0 | 0 | 0 | 0 | 0 | 0 | 0 | 0 | 0 | 0 | 0 | 0 | 0 | 0 | 0 | 0 | 0 | 0 | 0 | 0
F4_Commercial_Warehouse_New_Food Preparation_Natural Gas_Fryer_E10 | F4 | Commercial | Warehouse | New | Food Preparation | Natural Gas | Fryer | E10 | Utility - Cost of Equipment | 0 | 0 | 0 | 0 | 0 | 0 | 0 | 0 | 0 | 0 | 0 | 0 | 0 | 0 | 0 | 0 | 0 | 0 | 0 | 0 | 0 | 0 | 0 | 0 | 0 | 0 | 0 | 0 | 0 | 0 | 0
F5_Commercial_Warehouse_New_Food Preparation_Natural Gas_Fryer_E1 | F5 | Commercial | Warehouse | New | Food Preparation | Natural Gas | Fryer | E1 | Utility - Cost of Operation | 0.17275 | 0.17656 | 0.17962 | 0 | 0 | 0 | 0 | 0 | 0 | 0 | 0 | 0 | 0 | 0 | 0 | 0 | 0 | 0 | 0 | 0 | 0 | 0 | 0 | 0 | 0 | 0 | 0 | 0 | 0 | 0 | 0
F5_Commercial_Warehouse_New_Food Preparation_Natural Gas_Fryer_E2 | F5 | Commercial | Warehouse | New | Food Preparation | Natural Gas | Fryer | E2 | Utility - Cost of Operation | 0.11609 | 0.11865 | 0.1207 | 0.12266 | 0.12562 | 0.11995 | 0.11312 | 0.10976 | 0.10877 | 0.10703 | 0.10593 | 0.10428 | 0.091476 | 0.09852 | 0.10758 | 0.11632 | 0.12687 | 0.12762 | 0.12519 | 0.1271 | 0.12846 | 0.13026 | 0.1325 | 0.059958 | 0.058746 | 0.057614 | 0.056551 | 0.055546 | 0.054587 | 0.053666 | 0.052777
F5_Commercial_Warehouse_New_Food Preparation_Natural Gas_Fryer_E3 | F5 | Commercial | Warehouse | New | Food Preparation | Natural Gas | Fryer | E3 | Utility - Cost of Operation | 0 | 0 | 0 | 0 | 0 | 0 | 0 | 0 | 0 | 0 | 0 | 0 | 0 | 0 | 0 | 0 | 0 | 0 | 0 | 0 | 0 | 0 | 0 | 0 | 0 | 0 | 0 | 0 | 0 | 0 | 0
F5_Commercial_Warehouse_New_Food Preparation_Natural Gas_Fryer_E4 | F5 | Commercial | Warehouse | New | Food Preparation | Natural Gas | Fryer | E4 | Utility - Cost of Operation | 0 | 0 | 0 | 0 | 0 | 0 | 0 | 0 | 0 | 0 | 0 | 0 | 0 | 0 | 0 | 0 | 0 | 0 | 0 | 0 | 0 | 0 | 0 | 0 | 0 | 0 | 0 | 0 | 0 | 0 | 0
F5_Commercial_Warehouse_New_Food Preparation_Natural Gas_Fryer_E5 | F5 | Commercial | Warehouse | New | Food Preparation | Natural Gas | Fryer | E5 | Utility - Cost of Operation | 0 | 0 | 0 | 0 | 0 | 0 | 0 | 0 | 0 | 0 | 0 | 0 | 0 | 0 | 0 | 0 | 0 | 0 | 0 | 0 | 0 | 0 | 0 | 0 | 0 | 0 | 0 | 0 | 0 | 0 | 0
F5_Commercial_Warehouse_New_Food Preparation_Natural Gas_Fryer_E6 | F5 | Commercial | Warehouse | New | Food Preparation | Natural Gas | Fryer | E6 | Utility - Cost of Operation | 0 | 0 | 0 | 0 | 0 | 0 | 0 | 0 | 0 | 0 | 0 | 0 | 0 | 0 | 0 | 0 | 0 | 0 | 0 | 0 | 0 | 0 | 0 | 0 | 0 | 0 | 0 | 0 | 0 | 0 | 0
F5_Commercial_Warehouse_New_Food Preparation_Natural Gas_Fryer_E7 | F5 | Commercial | Warehouse | New | Food Preparation | Natural Gas | Fryer | E7 | Utility - Cost of Operation | 0 | 0 | 0 | 0 | 0 | 0 | 0 | 0 | 0 | 0 | 0 | 0 | 0 | 0 | 0 | 0 | 0 | 0 | 0 | 0 | 0 | 0 | 0 | 0 | 0 | 0 | 0 | 0 | 0 | 0 | 0
F5_Commercial_Warehouse_New_Food Preparation_Natural Gas_Fryer_E8 | F5 | Commercial | Warehouse | New | Food Preparation | Natural Gas | Fryer | E8 | Utility - Cost of Operation | 0 | 0 | 0 | 0 | 0 | 0 | 0 | 0 | 0 | 0 | 0 | 0 | 0 | 0 | 0 | 0 | 0 | 0 | 0 | 0 | 0 | 0 | 0 | 0 | 0 | 0 | 0 | 0 | 0 | 0 | 0
F5_Commercial_Warehouse_New_Food Preparation_Natural Gas_Fryer_E9 | F5 | Commercial | Warehouse | New | Food Preparation | Natural Gas | Fryer | E9 | Utility - Cost of Operation | 0 | 0 | 0 | 0 | 0 | 0 | 0 | 0 | 0 | 0 | 0 | 0 | 0 | 0 | 0 | 0 | 0 | 0 | 0 | 0 | 0 | 0 | 0 | 0 | 0 | 0 | 0 | 0 | 0 | 0 | 0
F5_Commercial_Warehouse_New_Food Preparation_Natural Gas_Fryer_E10 | F5 | Commercial | Warehouse | New | Food Preparation | Natural Gas | Fryer | E10 | Utility - Cost of Operation | 0 | 0 | 0 | 0 | 0 | 0 | 0 | 0 | 0 | 0 | 0 | 0 | 0 | 0 | 0 | 0 | 0 | 0 | 0 | 0 | 0 | 0 | 0 | 0 | 0 | 0 | 0 | 0 | 0 | 0 | 0
F6_Commercial_Warehouse_New_Food Preparation_Natural Gas_Fryer_E1 | F6 | Commercial | Warehouse | New | Food Preparation | Natural Gas | Fryer | E1 | Utility - Value of Sales | 0.20697 | 0.21153 | 0.21519 | 0 | 0 | 0 | 0 | 0 | 0 | 0 | 0 | 0 | 0 | 0 | 0 | 0 | 0 | 0 | 0 | 0 | 0 | 0 | 0 | 0 | 0 | 0 | 0 | 0 | 0 | 0 | 0
F6_Commercial_Warehouse_New_Food Preparation_Natural Gas_Fryer_E2 | F6 | Commercial | Warehouse | New | Food Preparation | Natural Gas | Fryer | E2 | Utility - Value of Sales | 0.13908 | 0.14215 | 0.14461 | 0.14696 | 0.1505 | 0.14371 | 0.13552 | 0.1315 | 0.13032 | 0.12823 | 0.12691 | 0.12493 | 0.10959 | 0.11803 | 0.12889 | 0.13935 | 0.152 | 0.15289 | 0.14998 | 0.15227 | 0.1539 | 0.15606 | 0.15874 | 0.071833 | 0.070381 | 0.069025 | 0.067752 | 0.066547 | 0.065398 | 0.064295 | 0.06323
F6_Commercial_Warehouse_New_Food Preparation_Natural Gas_Fryer_E3 | F6 | Commercial | Warehouse | New | Food Preparation | Natural Gas | Fryer | E3 | Utility - Value of Sales | 0 | 0 | 0 | 0 | 0 | 0 | 0 | 0 | 0 | 0 | 0 | 0 | 0 | 0 | 0 | 0 | 0 | 0 | 0 | 0 | 0 | 0 | 0 | 0 | 0 | 0 | 0 | 0 | 0 | 0 | 0
F6_Commercial_Warehouse_New_Food Preparation_Natural Gas_Fryer_E4 | F6 | Commercial | Warehouse | New | Food Preparation | Natural Gas | Fryer | E4 | Utility - Value of Sales | 0 | 0 | 0 | 0 | 0 | 0 | 0 | 0 | 0 | 0 | 0 | 0 | 0 | 0 | 0 | 0 | 0 | 0 | 0 | 0 | 0 | 0 | 0 | 0 | 0 | 0 | 0 | 0 | 0 | 0 | 0
F6_Commercial_Warehouse_New_Food Preparation_Natural Gas_Fryer_E5 | F6 | Commercial | Warehouse | New | Food Preparation | Natural Gas | Fryer | E5 | Utility - Value of Sales | 0 | 0 | 0 | 0 | 0 | 0 | 0 | 0 | 0 | 0 | 0 | 0 | 0 | 0 | 0 | 0 | 0 | 0 | 0 | 0 | 0 | 0 | 0 | 0 | 0 | 0 | 0 | 0 | 0 | 0 | 0
F6_Commercial_Warehouse_New_Food Preparation_Natural Gas_Fryer_E6 | F6 | Commercial | Warehouse | New | Food Preparation | Natural Gas | Fryer | E6 | Utility - Value of Sales | 0 | 0 | 0 | 0 | 0 | 0 | 0 | 0 | 0 | 0 | 0 | 0 | 0 | 0 | 0 | 0 | 0 | 0 | 0 | 0 | 0 | 0 | 0 | 0 | 0 | 0 | 0 | 0 | 0 | 0 | 0
F6_Commercial_Warehouse_New_Food Preparation_Natural Gas_Fryer_E7 | F6 | Commercial | Warehouse | New | Food Preparation | Natural Gas | Fryer | E7 | Utility - Value of Sales | 0 | 0 | 0 | 0 | 0 | 0 | 0 | 0 | 0 | 0 | 0 | 0 | 0 | 0 | 0 | 0 | 0 | 0 | 0 | 0 | 0 | 0 | 0 | 0 | 0 | 0 | 0 | 0 | 0 | 0 | 0
F6_Commercial_Warehouse_New_Food Preparation_Natural Gas_Fryer_E8 | F6 | Commercial | Warehouse | New | Food Preparation | Natural Gas | Fryer | E8 | Utility - Value of Sales | 0 | 0 | 0 | 0 | 0 | 0 | 0 | 0 | 0 | 0 | 0 | 0 | 0 | 0 | 0 | 0 | 0 | 0 | 0 | 0 | 0 | 0 | 0 | 0 | 0 | 0 | 0 | 0 | 0 | 0 | 0
F6_Commercial_Warehouse_New_Food Preparation_Natural Gas_Fryer_E9 | F6 | Commercial | Warehouse | New | Food Preparation | Natural Gas | Fryer | E9 | Utility - Value of Sales | 0 | 0 | 0 | 0 | 0 | 0 | 0 | 0 | 0 | 0 | 0 | 0 | 0 | 0 | 0 | 0 | 0 | 0 | 0 | 0 | 0 | 0 | 0 | 0 | 0 | 0 | 0 | 0 | 0 | 0 | 0
F6_Commercial_Warehouse_New_Food Preparation_Natural Gas_Fryer_E10 | F6 | Commercial | Warehouse | New | Food Preparation | Natural Gas | Fryer | E10 | Utility - Value of Sales | 0 | 0 | 0 | 0 | 0 | 0 | 0 | 0 | 0 | 0 | 0 | 0 | 0 | 0 | 0 | 0 | 0 | 0 | 0 | 0 | 0 | 0 | 0 | 0 | 0 | 0 | 0 | 0 | 0 | 0 | 0
F1_Commercial_Warehouse_New_Food Preparation_Natural Gas_Broiler_E1 | F1 | Commercial | Warehouse | New | Food Preparation | Natural Gas | Broiler | E1 | Participant - Cost of Equipment | 0.086465 | 0.086465 | 0.086465 | 0.086465 | 0.086465 | 0.086465 | 0.086465 | 0.086465 | 0.086465 | 0.086465 | 0.086465 | 0.086465 | 0.086465 | 0.086465 | 0.086465 | 0.086465 | 0.086465 | 0.086465 | 0.086465 | 0.086465 | 0.086465 | 0.086465 | 0.086465 | 0.086465 | 0.086465 | 0.086465 | 0.086465 | 0.086465 | 0.086465 | 0.086465 | 0.086465
F1_Commercial_Warehouse_New_Food Preparation_Natural Gas_Broiler_E2 | F1 | Commercial | Warehouse | New | Food Preparation | Natural Gas | Broiler | E2 | Participant - Cost of Equipment | 0.12105 | 0.12105 | 0.12105 | 0.12105 | 0.12105 | 0.12105 | 0.12105 | 0.12105 | 0.12105 | 0.12105 | 0.12105 | 0.12105 | 0.12105 | 0.12105 | 0.12105 | 0.12105 | 0.12105 | 0.12105 | 0.12105 | 0.12105 | 0.12105 | 0.12105 | 0.12105 | 0.12105 | 0.12105 | 0.12105 | 0.12105 | 0.12105 | 0.12105 | 0.12105 | 0.12105
F1_Commercial_Warehouse_New_Food Preparation_Natural Gas_Broiler_E3 | F1 | Commercial | Warehouse | New | Food Preparation | Natural Gas | Broiler | E3 | Participant - Cost of Equipment | 0 | 0 | 0 | 0 | 0 | 0 | 0 | 0 | 0 | 0 | 0 | 0 | 0 | 0 | 0 | 0 | 0 | 0 | 0 | 0 | 0 | 0 | 0 | 0 | 0 | 0 | 0 | 0 | 0 | 0 | 0
F1_Commercial_Warehouse_New_Food Preparation_Natural Gas_Broiler_E4 | F1 | Commercial | Warehouse | New | Food Preparation | Natural Gas | Broiler | E4 | Participant - Cost of Equipment | 0 | 0 | 0 | 0 | 0 | 0 | 0 | 0 | 0 | 0 | 0 | 0 | 0 | 0 | 0 | 0 | 0 | 0 | 0 | 0 | 0 | 0 | 0 | 0 | 0 | 0 | 0 | 0 | 0 | 0 | 0
F1_Commercial_Warehouse_New_Food Preparation_Natural Gas_Broiler_E5 | F1 | Commercial | Warehouse | New | Food Preparation | Natural Gas | Broiler | E5 | Participant - Cost of Equipment | 0 | 0 | 0 | 0 | 0 | 0 | 0 | 0 | 0 | 0 | 0 | 0 | 0 | 0 | 0 | 0 | 0 | 0 | 0 | 0 | 0 | 0 | 0 | 0 | 0 | 0 | 0 | 0 | 0 | 0 | 0
F1_Commercial_Warehouse_New_Food Preparation_Natural Gas_Broiler_E6 | F1 | Commercial | Warehouse | New | Food Preparation | Natural Gas | Broiler | E6 | Participant - Cost of Equipment | 0 | 0 | 0 | 0 | 0 | 0 | 0 | 0 | 0 | 0 | 0 | 0 | 0 | 0 | 0 | 0 | 0 | 0 | 0 | 0 | 0 | 0 | 0 | 0 | 0 | 0 | 0 | 0 | 0 | 0 | 0
F1_Commercial_Warehouse_New_Food Preparation_Natural Gas_Broiler_E7 | F1 | Commercial | Warehouse | New | Food Preparation | Natural Gas | Broiler | E7 | Participant - Cost of Equipment | 0 | 0 | 0 | 0 | 0 | 0 | 0 | 0 | 0 | 0 | 0 | 0 | 0 | 0 | 0 | 0 | 0 | 0 | 0 | 0 | 0 | 0 | 0 | 0 | 0 | 0 | 0 | 0 | 0 | 0 | 0
F1_Commercial_Warehouse_New_Food Preparation_Natural Gas_Broiler_E8 | F1 | Commercial | Warehouse | New | Food Preparation | Natural Gas | Broiler | E8 | Participant - Cost of Equipment | 0 | 0 | 0 | 0 | 0 | 0 | 0 | 0 | 0 | 0 | 0 | 0 | 0 | 0 | 0 | 0 | 0 | 0 | 0 | 0 | 0 | 0 | 0 | 0 | 0 | 0 | 0 | 0 | 0 | 0 | 0
F1_Commercial_Warehouse_New_Food Preparation_Natural Gas_Broiler_E9 | F1 | Commercial | Warehouse | New | Food Preparation | Natural Gas | Broiler | E9 | Participant - Cost of Equipment | 0 | 0 | 0 | 0 | 0 | 0 | 0 | 0 | 0 | 0 | 0 | 0 | 0 | 0 | 0 | 0 | 0 | 0 | 0 | 0 | 0 | 0 | 0 | 0 | 0 | 0 | 0 | 0 | 0 | 0 | 0
F1_Commercial_Warehouse_New_Food Preparation_Natural Gas_Broiler_E10 | F1 | Commercial | Warehouse | New | Food Preparation | Natural Gas | Broiler | E10 | Participant - Cost of Equipment | 0 | 0 | 0 | 0 | 0 | 0 | 0 | 0 | 0 | 0 | 0 | 0 | 0 | 0 | 0 | 0 | 0 | 0 | 0 | 0 | 0 | 0 | 0 | 0 | 0 | 0 | 0 | 0 | 0 | 0 | 0
F2_Commercial_Warehouse_New_Food Preparation_Natural Gas_Broiler_E1 | F2 | Commercial | Warehouse | New | Food Preparation | Natural Gas | Broiler | E1 | Participant - Cost of Operation | 0.21722 | 0.22057 | 0.223 | 0.22176 | 0.22199 | 0.20924 | 0.19869 | 0.19281 | 0.19036 | 0.19742 | 0.20669 | 0.21637 | 0.19871 | 0.2105 | 0.21122 | 0.21016 | 0.21036 | 0.211 | 0.20697 | 0.20941 | 0.21105 | 0.21335 | 0.21632 | 0.10849 | 0.10637 | 0.10438 | 0.1025 | 0.10071 | 0.098999 | 0.097348 | 0.09575
F2_Commercial_Warehouse_New_Food Preparation_Natural Gas_Broiler_E2 | F2 | Commercial | Warehouse | New | Food Preparation | Natural Gas | Broiler | E2 | Participant - Cost of Operation | 0.13964 | 0.1418 | 0.14336 | 0.14256 | 0.14271 | 0.13451 | 0.12773 | 0.12395 | 0.12238 | 0.12691 | 0.13287 | 0.1391 | 0.12774 | 0.13532 | 0.13578 | 0.13511 | 0.13523 | 0.13565 | 0.13305 | 0.13462 | 0.13567 | 0.13716 | 0.13906 | 0.069746 | 0.068384 | 0.067104 | 0.065895 | 0.064744 | 0.063642 | 0.062581 | 0.061553
F2_Commercial_Warehouse_New_Food Preparation_Natural Gas_Broiler_E3 | F2 | Commercial | Warehouse | New | Food Preparation | Natural Gas | Broiler | E3 | Participant - Cost of Operation | 0 | 0 | 0 | 0 | 0 | 0 | 0 | 0 | 0 | 0 | 0 | 0 | 0 | 0 | 0 | 0 | 0 | 0 | 0 | 0 | 0 | 0 | 0 | 0 | 0 | 0 | 0 | 0 | 0 | 0 | 0
F2_Commercial_Warehouse_New_Food Preparation_Natural Gas_Broiler_E4 | F2 | Commercial | Warehouse | New | Food Preparation | Natural Gas | Broiler | E4 | Participant - Cost of Operation | 0 | 0 | 0 | 0 | 0 | 0 | 0 | 0 | 0 | 0 | 0 | 0 | 0 | 0 | 0 | 0 | 0 | 0 | 0 | 0 | 0 | 0 | 0 | 0 | 0 | 0 | 0 | 0 | 0 | 0 | 0
F2_Commercial_Warehouse_New_Food Preparation_Natural Gas_Broiler_E5 | F2 | Commercial | Warehouse | New | Food Preparation | Natural Gas | Broiler | E5 | Participant - Cost of Operation | 0 | 0 | 0 | 0 | 0 | 0 | 0 | 0 | 0 | 0 | 0 | 0 | 0 | 0 | 0 | 0 | 0 | 0 | 0 | 0 | 0 | 0 | 0 | 0 | 0 | 0 | 0 | 0 | 0 | 0 | 0
F2_Commercial_Warehouse_New_Food Preparation_Natural Gas_Broiler_E6 | F2 | Commercial | Warehouse | New | Food Preparation | Natural Gas | Broiler | E6 | Participant - Cost of Operation | 0 | 0 | 0 | 0 | 0 | 0 | 0 | 0 | 0 | 0 | 0 | 0 | 0 | 0 | 0 | 0 | 0 | 0 | 0 | 0 | 0 | 0 | 0 | 0 | 0 | 0 | 0 | 0 | 0 | 0 | 0
F2_Commercial_Warehouse_New_Food Preparation_Natural Gas_Broiler_E7 | F2 | Commercial | Warehouse | New | Food Preparation | Natural Gas | Broiler | E7 | Participant - Cost of Operation | 0 | 0 | 0 | 0 | 0 | 0 | 0 | 0 | 0 | 0 | 0 | 0 | 0 | 0 | 0 | 0 | 0 | 0 | 0 | 0 | 0 | 0 | 0 | 0 | 0 | 0 | 0 | 0 | 0 | 0 | 0
F2_Commercial_Warehouse_New_Food Preparation_Natural Gas_Broiler_E8 | F2 | Commercial | Warehouse | New | Food Preparation | Natural Gas | Broiler | E8 | Participant - Cost of Operation | 0 | 0 | 0 | 0 | 0 | 0 | 0 | 0 | 0 | 0 | 0 | 0 | 0 | 0 | 0 | 0 | 0 | 0 | 0 | 0 | 0 | 0 | 0 | 0 | 0 | 0 | 0 | 0 | 0 | 0 | 0
F2_Commercial_Warehouse_New_Food Preparation_Natural Gas_Broiler_E9 | F2 | Commercial | Warehouse | New | Food Preparation | Natural Gas | Broiler | E9 | Participant - Cost of Operation | 0 | 0 | 0 | 0 | 0 | 0 | 0 | 0 | 0 | 0 | 0 | 0 | 0 | 0 | 0 | 0 | 0 | 0 | 0 | 0 | 0 | 0 | 0 | 0 | 0 | 0 | 0 | 0 | 0 | 0 | 0
F2_Commercial_Warehouse_New_Food Preparation_Natural Gas_Broiler_E10 | F2 | Commercial | Warehouse | New | Food Preparation | Natural Gas | Broiler | E10 | Participant - Cost of Operation | 0 | 0 | 0 | 0 | 0 | 0 | 0 | 0 | 0 | 0 | 0 | 0 | 0 | 0 | 0 | 0 | 0 | 0 | 0 | 0 | 0 | 0 | 0 | 0 | 0 | 0 | 0 | 0 | 0 | 0 | 0
F3_Commercial_Warehouse_New_Food Preparation_Natural Gas_Broiler_E1 | F3 | Commercial | Warehouse | New | Food Preparation | Natural Gas | Broiler | E1 | System - kBTUs of Conusmption | 18.0492 | 18.0853 | 18.0623 | 18.0466 | 18.0466 | 18.0466 | 18.0466 | 18.0466 | 18.0466 | 18.0466 | 18.0466 | 18.0466 | 18.0466 | 18.0466 | 18.0466 | 18.0466 | 18.0466 | 18.0466 | 18.0466 | 18.0466 | 18.0466 | 18.0466 | 18.0466 | 18.0466 | 18.0466 | 18.0466 | 18.0466 | 18.0466 | 18.0466 | 18.0466 | 18.0466
F3_Commercial_Warehouse_New_Food Preparation_Natural Gas_Broiler_E2 | F3 | Commercial | Warehouse | New | Food Preparation | Natural Gas | Broiler | E2 | System - kBTUs of Conusmption | 11.6031 | 11.6262 | 11.6115 | 11.6014 | 11.6014 | 11.6014 | 11.6014 | 11.6014 | 11.6014 | 11.6014 | 11.6014 | 11.6014 | 11.6014 | 11.6014 | 11.6014 | 11.6014 | 11.6014 | 11.6014 | 11.6014 | 11.6014 | 11.6014 | 11.6014 | 11.6014 | 11.6014 | 11.6014 | 11.6014 | 11.6014 | 11.6014 | 11.6014 | 11.6014 | 11.6014
F3_Commercial_Warehouse_New_Food Preparation_Natural Gas_Broiler_E3 | F3 | Commercial | Warehouse | New | Food Preparation | Natural Gas | Broiler | E3 | System - kBTUs of Conusmption | 0 | 0 | 0 | 0 | 0 | 0 | 0 | 0 | 0 | 0 | 0 | 0 | 0 | 0 | 0 | 0 | 0 | 0 | 0 | 0 | 0 | 0 | 0 | 0 | 0 | 0 | 0 | 0 | 0 | 0 | 0
F3_Commercial_Warehouse_New_Food Preparation_Natural Gas_Broiler_E4 | F3 | Commercial | Warehouse | New | Food Preparation | Natural Gas | Broiler | E4 | System - kBTUs of Conusmption | 0 | 0 | 0 | 0 | 0 | 0 | 0 | 0 | 0 | 0 | 0 | 0 | 0 | 0 | 0 | 0 | 0 | 0 | 0 | 0 | 0 | 0 | 0 | 0 | 0 | 0 | 0 | 0 | 0 | 0 | 0
F3_Commercial_Warehouse_New_Food Preparation_Natural Gas_Broiler_E5 | F3 | Commercial | Warehouse | New | Food Preparation | Natural Gas | Broiler | E5 | System - kBTUs of Conusmption | 0 | 0 | 0 | 0 | 0 | 0 | 0 | 0 | 0 | 0 | 0 | 0 | 0 | 0 | 0 | 0 | 0 | 0 | 0 | 0 | 0 | 0 | 0 | 0 | 0 | 0 | 0 | 0 | 0 | 0 | 0
F3_Commercial_Warehouse_New_Food Preparation_Natural Gas_Broiler_E6 | F3 | Commercial | Warehouse | New | Food Preparation | Natural Gas | Broiler | E6 | System - kBTUs of Conusmption | 0 | 0 | 0 | 0 | 0 | 0 | 0 | 0 | 0 | 0 | 0 | 0 | 0 | 0 | 0 | 0 | 0 | 0 | 0 | 0 | 0 | 0 | 0 | 0 | 0 | 0 | 0 | 0 | 0 | 0 | 0
F3_Commercial_Warehouse_New_Food Preparation_Natural Gas_Broiler_E7 | F3 | Commercial | Warehouse | New | Food Preparation | Natural Gas | Broiler | E7 | System - kBTUs of Conusmption | 0 | 0 | 0 | 0 | 0 | 0 | 0 | 0 | 0 | 0 | 0 | 0 | 0 | 0 | 0 | 0 | 0 | 0 | 0 | 0 | 0 | 0 | 0 | 0 | 0 | 0 | 0 | 0 | 0 | 0 | 0
F3_Commercial_Warehouse_New_Food Preparation_Natural Gas_Broiler_E8 | F3 | Commercial | Warehouse | New | Food Preparation | Natural Gas | Broiler | E8 | System - kBTUs of Conusmption | 0 | 0 | 0 | 0 | 0 | 0 | 0 | 0 | 0 | 0 | 0 | 0 | 0 | 0 | 0 | 0 | 0 | 0 | 0 | 0 | 0 | 0 | 0 | 0 | 0 | 0 | 0 | 0 | 0 | 0 | 0
F3_Commercial_Warehouse_New_Food Preparation_Natural Gas_Broiler_E9 | F3 | Commercial | Warehouse | New | Food Preparation | Natural Gas | Broiler | E9 | System - kBTUs of Conusmption | 0 | 0 | 0 | 0 | 0 | 0 | 0 | 0 | 0 | 0 | 0 | 0 | 0 | 0 | 0 | 0 | 0 | 0 | 0 | 0 | 0 | 0 | 0 | 0 | 0 | 0 | 0 | 0 | 0 | 0 | 0
F3_Commercial_Warehouse_New_Food Preparation_Natural Gas_Broiler_E10 | F3 | Commercial | Warehouse | New | Food Preparation | Natural Gas | Broiler | E10 | System - kBTUs of Conusmption | 0 | 0 | 0 | 0 | 0 | 0 | 0 | 0 | 0 | 0 | 0 | 0 | 0 | 0 | 0 | 0 | 0 | 0 | 0 | 0 | 0 | 0 | 0 | 0 | 0 | 0 | 0 | 0 | 0 | 0 | 0
F4_Commercial_Warehouse_New_Food Preparation_Natural Gas_Broiler_E1 | F4 | Commercial | Warehouse | New | Food Preparation | Natural Gas | Broiler | E1 | Utility - Cost of Equipment | 0.086465 | 0.086465 | 0.086465 | 0.086465 | 0.086465 | 0.086465 | 0.086465 | 0.086465 | 0.086465 | 0.086465 | 0.086465 | 0.086465 | 0.086465 | 0.086465 | 0.086465 | 0.086465 | 0.086465 | 0.086465 | 0.086465 | 0.086465 | 0.086465 | 0.086465 | 0.086465 | 0.086465 | 0.086465 | 0.086465 | 0.086465 | 0.086465 | 0.086465 | 0.086465 | 0.086465
F4_Commercial_Warehouse_New_Food Preparation_Natural Gas_Broiler_E2 | F4 | Commercial | Warehouse | New | Food Preparation | Natural Gas | Broiler | E2 | Utility - Cost of Equipment | 0.12105 | 0.12105 | 0.12105 | 0.12105 | 0.12105 | 0.12105 | 0.12105 | 0.12105 | 0.12105 | 0.12105 | 0.12105 | 0.12105 | 0.12105 | 0.12105 | 0.12105 | 0.12105 | 0.12105 | 0.12105 | 0.12105 | 0.12105 | 0.12105 | 0.12105 | 0.12105 | 0.12105 | 0.12105 | 0.12105 | 0.12105 | 0.12105 | 0.12105 | 0.12105 | 0.12105
F4_Commercial_Warehouse_New_Food Preparation_Natural Gas_Broiler_E3 | F4 | Commercial | Warehouse | New | Food Preparation | Natural Gas | Broiler | E3 | Utility - Cost of Equipment | 0 | 0 | 0 | 0 | 0 | 0 | 0 | 0 | 0 | 0 | 0 | 0 | 0 | 0 | 0 | 0 | 0 | 0 | 0 | 0 | 0 | 0 | 0 | 0 | 0 | 0 | 0 | 0 | 0 | 0 | 0
F4_Commercial_Warehouse_New_Food Preparation_Natural Gas_Broiler_E4 | F4 | Commercial | Warehouse | New | Food Preparation | Natural Gas | Broiler | E4 | Utility - Cost of Equipment | 0 | 0 | 0 | 0 | 0 | 0 | 0 | 0 | 0 | 0 | 0 | 0 | 0 | 0 | 0 | 0 | 0 | 0 | 0 | 0 | 0 | 0 | 0 | 0 | 0 | 0 | 0 | 0 | 0 | 0 | 0
F4_Commercial_Warehouse_New_Food Preparation_Natural Gas_Broiler_E5 | F4 | Commercial | Warehouse | New | Food Preparation | Natural Gas | Broiler | E5 | Utility - Cost of Equipment | 0 | 0 | 0 | 0 | 0 | 0 | 0 | 0 | 0 | 0 | 0 | 0 | 0 | 0 | 0 | 0 | 0 | 0 | 0 | 0 | 0 | 0 | 0 | 0 | 0 | 0 | 0 | 0 | 0 | 0 | 0
F4_Commercial_Warehouse_New_Food Preparation_Natural Gas_Broiler_E6 | F4 | Commercial | Warehouse | New | Food Preparation | Natural Gas | Broiler | E6 | Utility - Cost of Equipment | 0 | 0 | 0 | 0 | 0 | 0 | 0 | 0 | 0 | 0 | 0 | 0 | 0 | 0 | 0 | 0 | 0 | 0 | 0 | 0 | 0 | 0 | 0 | 0 | 0 | 0 | 0 | 0 | 0 | 0 | 0
F4_Commercial_Warehouse_New_Food Preparation_Natural Gas_Broiler_E7 | F4 | Commercial | Warehouse | New | Food Preparation | Natural Gas | Broiler | E7 | Utility - Cost of Equipment | 0 | 0 | 0 | 0 | 0 | 0 | 0 | 0 | 0 | 0 | 0 | 0 | 0 | 0 | 0 | 0 | 0 | 0 | 0 | 0 | 0 | 0 | 0 | 0 | 0 | 0 | 0 | 0 | 0 | 0 | 0
F4_Commercial_Warehouse_New_Food Preparation_Natural Gas_Broiler_E8 | F4 | Commercial | Warehouse | New | Food Preparation | Natural Gas | Broiler | E8 | Utility - Cost of Equipment | 0 | 0 | 0 | 0 | 0 | 0 | 0 | 0 | 0 | 0 | 0 | 0 | 0 | 0 | 0 | 0 | 0 | 0 | 0 | 0 | 0 | 0 | 0 | 0 | 0 | 0 | 0 | 0 | 0 | 0 | 0
F4_Commercial_Warehouse_New_Food Preparation_Natural Gas_Broiler_E9 | F4 | Commercial | Warehouse | New | Food Preparation | Natural Gas | Broiler | E9 | Utility - Cost of Equipment | 0 | 0 | 0 | 0 | 0 | 0 | 0 | 0 | 0 | 0 | 0 | 0 | 0 | 0 | 0 | 0 | 0 | 0 | 0 | 0 | 0 | 0 | 0 | 0 | 0 | 0 | 0 | 0 | 0 | 0 | 0
F4_Commercial_Warehouse_New_Food Preparation_Natural Gas_Broiler_E10 | F4 | Commercial | Warehouse | New | Food Preparation | Natural Gas | Broiler | E10 | Utility - Cost of Equipment | 0 | 0 | 0 | 0 | 0 | 0 | 0 | 0 | 0 | 0 | 0 | 0 | 0 | 0 | 0 | 0 | 0 | 0 | 0 | 0 | 0 | 0 | 0 | 0 | 0 | 0 | 0 | 0 | 0 | 0 | 0
F5_Commercial_Warehouse_New_Food Preparation_Natural Gas_Broiler_E1 | F5 | Commercial | Warehouse | New | Food Preparation | Natural Gas | Broiler | E1 | Utility - Cost of Operation | 0.18131 | 0.18411 | 0.18614 | 0.1851 | 0.18529 | 0.17465 | 0.16585 | 0.16093 | 0.15889 | 0.16478 | 0.17252 | 0.1806 | 0.16586 | 0.1757 | 0.1763 | 0.17542 | 0.17558 | 0.17612 | 0.17276 | 0.17479 | 0.17616 | 0.17808 | 0.18056 | 0.090557 | 0.088789 | 0.087127 | 0.085557 | 0.084063 | 0.082633 | 0.081254 | 0.07992
F5_Commercial_Warehouse_New_Food Preparation_Natural Gas_Broiler_E2 | F5 | Commercial | Warehouse | New | Food Preparation | Natural Gas | Broiler | E2 | Utility - Cost of Operation | 0.11656 | 0.11835 | 0.11966 | 0.11899 | 0.11911 | 0.11227 | 0.10661 | 0.10346 | 0.10215 | 0.10593 | 0.1109 | 0.1161 | 0.10663 | 0.11295 | 0.11333 | 0.11277 | 0.11287 | 0.11322 | 0.11106 | 0.11236 | 0.11324 | 0.11448 | 0.11607 | 0.058215 | 0.057079 | 0.056011 | 0.055001 | 0.054041 | 0.053121 | 0.052235 | 0.051377
F5_Commercial_Warehouse_New_Food Preparation_Natural Gas_Broiler_E3 | F5 | Commercial | Warehouse | New | Food Preparation | Natural Gas | Broiler | E3 | Utility - Cost of Operation | 0 | 0 | 0 | 0 | 0 | 0 | 0 | 0 | 0 | 0 | 0 | 0 | 0 | 0 | 0 | 0 | 0 | 0 | 0 | 0 | 0 | 0 | 0 | 0 | 0 | 0 | 0 | 0 | 0 | 0 | 0
F5_Commercial_Warehouse_New_Food Preparation_Natural Gas_Broiler_E4 | F5 | Commercial | Warehouse | New | Food Preparation | Natural Gas | Broiler | E4 | Utility - Cost of Operation | 0 | 0 | 0 | 0 | 0 | 0 | 0 | 0 | 0 | 0 | 0 | 0 | 0 | 0 | 0 | 0 | 0 | 0 | 0 | 0 | 0 | 0 | 0 | 0 | 0 | 0 | 0 | 0 | 0 | 0 | 0
F5_Commercial_Warehouse_New_Food Preparation_Natural Gas_Broiler_E5 | F5 | Commercial | Warehouse | New | Food Preparation | Natural Gas | Broiler | E5 | Utility - Cost of Operation | 0 | 0 | 0 | 0 | 0 | 0 | 0 | 0 | 0 | 0 | 0 | 0 | 0 | 0 | 0 | 0 | 0 | 0 | 0 | 0 | 0 | 0 | 0 | 0 | 0 | 0 | 0 | 0 | 0 | 0 | 0
F5_Commercial_Warehouse_New_Food Preparation_Natural Gas_Broiler_E6 | F5 | Commercial | Warehouse | New | Food Preparation | Natural Gas | Broiler | E6 | Utility - Cost of Operation | 0 | 0 | 0 | 0 | 0 | 0 | 0 | 0 | 0 | 0 | 0 | 0 | 0 | 0 | 0 | 0 | 0 | 0 | 0 | 0 | 0 | 0 | 0 | 0 | 0 | 0 | 0 | 0 | 0 | 0 | 0
F5_Commercial_Warehouse_New_Food Preparation_Natural Gas_Broiler_E7 | F5 | Commercial | Warehouse | New | Food Preparation | Natural Gas | Broiler | E7 | Utility - Cost of Operation | 0 | 0 | 0 | 0 | 0 | 0 | 0 | 0 | 0 | 0 | 0 | 0 | 0 | 0 | 0 | 0 | 0 | 0 | 0 | 0 | 0 | 0 | 0 | 0 | 0 | 0 | 0 | 0 | 0 | 0 | 0
F5_Commercial_Warehouse_New_Food Preparation_Natural Gas_Broiler_E8 | F5 | Commercial | Warehouse | New | Food Preparation | Natural Gas | Broiler | E8 | Utility - Cost of Operation | 0 | 0 | 0 | 0 | 0 | 0 | 0 | 0 | 0 | 0 | 0 | 0 | 0 | 0 | 0 | 0 | 0 | 0 | 0 | 0 | 0 | 0 | 0 | 0 | 0 | 0 | 0 | 0 | 0 | 0 | 0
F5_Commercial_Warehouse_New_Food Preparation_Natural Gas_Broiler_E9 | F5 | Commercial | Warehouse | New | Food Preparation | Natural Gas | Broiler | E9 | Utility - Cost of Operation | 0 | 0 | 0 | 0 | 0 | 0 | 0 | 0 | 0 | 0 | 0 | 0 | 0 | 0 | 0 | 0 | 0 | 0 | 0 | 0 | 0 | 0 | 0 | 0 | 0 | 0 | 0 | 0 | 0 | 0 | 0
F5_Commercial_Warehouse_New_Food Preparation_Natural Gas_Broiler_E10 | F5 | Commercial | Warehouse | New | Food Preparation | Natural Gas | Broiler | E10 | Utility - Cost of Operation | 0 | 0 | 0 | 0 | 0 | 0 | 0 | 0 | 0 | 0 | 0 | 0 | 0 | 0 | 0 | 0 | 0 | 0 | 0 | 0 | 0 | 0 | 0 | 0 | 0 | 0 | 0 | 0 | 0 | 0 | 0
F6_Commercial_Warehouse_New_Food Preparation_Natural Gas_Broiler_E1 | F6 | Commercial | Warehouse | New | Food Preparation | Natural Gas | Broiler | E1 | Utility - Value of Sales | 0.21722 | 0.22057 | 0.223 | 0.22176 | 0.22199 | 0.20924 | 0.19869 | 0.19281 | 0.19036 | 0.19742 | 0.20669 | 0.21637 | 0.19871 | 0.2105 | 0.21122 | 0.21016 | 0.21036 | 0.211 | 0.20697 | 0.20941 | 0.21105 | 0.21335 | 0.21632 | 0.10849 | 0.10637 | 0.10438 | 0.1025 | 0.10071 | 0.098999 | 0.097348 | 0.09575
F6_Commercial_Warehouse_New_Food Preparation_Natural Gas_Broiler_E2 | F6 | Commercial | Warehouse | New | Food Preparation | Natural Gas | Broiler | E2 | Utility - Value of Sales | 0.13964 | 0.1418 | 0.14336 | 0.14256 | 0.14271 | 0.13451 | 0.12773 | 0.12395 | 0.12238 | 0.12691 | 0.13287 | 0.1391 | 0.12774 | 0.13532 | 0.13578 | 0.13511 | 0.13523 | 0.13565 | 0.13305 | 0.13462 | 0.13567 | 0.13716 | 0.13906 | 0.069746 | 0.068384 | 0.067104 | 0.065895 | 0.064744 | 0.063642 | 0.062581 | 0.061553
F6_Commercial_Warehouse_New_Food Preparation_Natural Gas_Broiler_E3 | F6 | Commercial | Warehouse | New | Food Preparation | Natural Gas | Broiler | E3 | Utility - Value of Sales | 0 | 0 | 0 | 0 | 0 | 0 | 0 | 0 | 0 | 0 | 0 | 0 | 0 | 0 | 0 | 0 | 0 | 0 | 0 | 0 | 0 | 0 | 0 | 0 | 0 | 0 | 0 | 0 | 0 | 0 | 0
F6_Commercial_Warehouse_New_Food Preparation_Natural Gas_Broiler_E4 | F6 | Commercial | Warehouse | New | Food Preparation | Natural Gas | Broiler | E4 | Utility - Value of Sales | 0 | 0 | 0 | 0 | 0 | 0 | 0 | 0 | 0 | 0 | 0 | 0 | 0 | 0 | 0 | 0 | 0 | 0 | 0 | 0 | 0 | 0 | 0 | 0 | 0 | 0 | 0 | 0 | 0 | 0 | 0
F6_Commercial_Warehouse_New_Food Preparation_Natural Gas_Broiler_E5 | F6 | Commercial | Warehouse | New | Food Preparation | Natural Gas | Broiler | E5 | Utility - Value of Sales | 0 | 0 | 0 | 0 | 0 | 0 | 0 | 0 | 0 | 0 | 0 | 0 | 0 | 0 | 0 | 0 | 0 | 0 | 0 | 0 | 0 | 0 | 0 | 0 | 0 | 0 | 0 | 0 | 0 | 0 | 0
F6_Commercial_Warehouse_New_Food Preparation_Natural Gas_Broiler_E6 | F6 | Commercial | Warehouse | New | Food Preparation | Natural Gas | Broiler | E6 | Utility - Value of Sales | 0 | 0 | 0 | 0 | 0 | 0 | 0 | 0 | 0 | 0 | 0 | 0 | 0 | 0 | 0 | 0 | 0 | 0 | 0 | 0 | 0 | 0 | 0 | 0 | 0 | 0 | 0 | 0 | 0 | 0 | 0
F6_Commercial_Warehouse_New_Food Preparation_Natural Gas_Broiler_E7 | F6 | Commercial | Warehouse | New | Food Preparation | Natural Gas | Broiler | E7 | Utility - Value of Sales | 0 | 0 | 0 | 0 | 0 | 0 | 0 | 0 | 0 | 0 | 0 | 0 | 0 | 0 | 0 | 0 | 0 | 0 | 0 | 0 | 0 | 0 | 0 | 0 | 0 | 0 | 0 | 0 | 0 | 0 | 0
F6_Commercial_Warehouse_New_Food Preparation_Natural Gas_Broiler_E8 | F6 | Commercial | Warehouse | New | Food Preparation | Natural Gas | Broiler | E8 | Utility - Value of Sales | 0 | 0 | 0 | 0 | 0 | 0 | 0 | 0 | 0 | 0 | 0 | 0 | 0 | 0 | 0 | 0 | 0 | 0 | 0 | 0 | 0 | 0 | 0 | 0 | 0 | 0 | 0 | 0 | 0 | 0 | 0
F6_Commercial_Warehouse_New_Food Preparation_Natural Gas_Broiler_E9 | F6 | Commercial | Warehouse | New | Food Preparation | Natural Gas | Broiler | E9 | Utility - Value of Sales | 0 | 0 | 0 | 0 | 0 | 0 | 0 | 0 | 0 | 0 | 0 | 0 | 0 | 0 | 0 | 0 | 0 | 0 | 0 | 0 | 0 | 0 | 0 | 0 | 0 | 0 | 0 | 0 | 0 | 0 | 0
F6_Commercial_Warehouse_New_Food Preparation_Natural Gas_Broiler_E10 | F6 | Commercial | Warehouse | New | Food Preparation | Natural Gas | Broiler | E10 | Utility - Value of Sales | 0 | 0 | 0 | 0 | 0 | 0 | 0 | 0 | 0 | 0 | 0 | 0 | 0 | 0 | 0 | 0 | 0 | 0 | 0 | 0 | 0 | 0 | 0 | 0 | 0 | 0 | 0 | 0 | 0 | 0 | 0
F1_Commercial_Warehouse_New_Food Preparation_Natural Gas_Griddle_E1 | F1 | Commercial | Warehouse | New | Food Preparation | Natural Gas | Griddle | E1 | Participant - Cost of Equipment | 0.062939 | 0.062939 | 0.062939 | 0.062939 | 0.062939 | 0.062939 | 0.062939 | 0.062939 | 0.062939 | 0.062939 | 0.062939 | 0.062939 | 0.062939 | 0.062939 | 0.062939 | 0.062939 | 0.062939 | 0.062939 | 0.062939 | 0.062939 | 0.062939 | 0.062939 | 0.062939 | 0.062939 | 0.062939 | 0.062939 | 0.062939 | 0.062939 | 0.062939 | 0.062939 | 0.062939
F1_Commercial_Warehouse_New_Food Preparation_Natural Gas_Griddle_E2 | F1 | Commercial | Warehouse | New | Food Preparation | Natural Gas | Griddle | E2 | Participant - Cost of Equipment | 0.067338 | 0.067338 | 0.067338 | 0.067338 | 0.067338 | 0.067338 | 0.067338 | 0.067338 | 0.067338 | 0.067338 | 0.067338 | 0.067338 | 0.067338 | 0.067338 | 0.067338 | 0.067338 | 0.067338 | 0.067338 | 0.067338 | 0.067338 | 0.067338 | 0.067338 | 0.067338 | 0.067338 | 0.067338 | 0.067338 | 0.067338 | 0.067338 | 0.067338 | 0.067338 | 0.067338
F1_Commercial_Warehouse_New_Food Preparation_Natural Gas_Griddle_E3 | F1 | Commercial | Warehouse | New | Food Preparation | Natural Gas | Griddle | E3 | Participant - Cost of Equipment | 0 | 0 | 0 | 0 | 0 | 0 | 0 | 0 | 0 | 0 | 0 | 0 | 0 | 0 | 0 | 0 | 0 | 0 | 0 | 0 | 0 | 0 | 0 | 0 | 0 | 0 | 0 | 0 | 0 | 0 | 0
F1_Commercial_Warehouse_New_Food Preparation_Natural Gas_Griddle_E4 | F1 | Commercial | Warehouse | New | Food Preparation | Natural Gas | Griddle | E4 | Participant - Cost of Equipment | 0 | 0 | 0 | 0 | 0 | 0 | 0 | 0 | 0 | 0 | 0 | 0 | 0 | 0 | 0 | 0 | 0 | 0 | 0 | 0 | 0 | 0 | 0 | 0 | 0 | 0 | 0 | 0 | 0 | 0 | 0
F1_Commercial_Warehouse_New_Food Preparation_Natural Gas_Griddle_E5 | F1 | Commercial | Warehouse | New | Food Preparation | Natural Gas | Griddle | E5 | Participant - Cost of Equipment | 0 | 0 | 0 | 0 | 0 | 0 | 0 | 0 | 0 | 0 | 0 | 0 | 0 | 0 | 0 | 0 | 0 | 0 | 0 | 0 | 0 | 0 | 0 | 0 | 0 | 0 | 0 | 0 | 0 | 0 | 0
F1_Commercial_Warehouse_New_Food Preparation_Natural Gas_Griddle_E6 | F1 | Commercial | Warehouse | New | Food Preparation | Natural Gas | Griddle | E6 | Participant - Cost of Equipment | 0 | 0 | 0 | 0 | 0 | 0 | 0 | 0 | 0 | 0 | 0 | 0 | 0 | 0 | 0 | 0 | 0 | 0 | 0 | 0 | 0 | 0 | 0 | 0 | 0 | 0 | 0 | 0 | 0 | 0 | 0
F1_Commercial_Warehouse_New_Food Preparation_Natural Gas_Griddle_E7 | F1 | Commercial | Warehouse | New | Food Preparation | Natural Gas | Griddle | E7 | Participant - Cost of Equipment | 0 | 0 | 0 | 0 | 0 | 0 | 0 | 0 | 0 | 0 | 0 | 0 | 0 | 0 | 0 | 0 | 0 | 0 | 0 | 0 | 0 | 0 | 0 | 0 | 0 | 0 | 0 | 0 | 0 | 0 | 0
F1_Commercial_Warehouse_New_Food Preparation_Natural Gas_Griddle_E8 | F1 | Commercial | Warehouse | New | Food Preparation | Natural Gas | Griddle | E8 | Participant - Cost of Equipment | 0 | 0 | 0 | 0 | 0 | 0 | 0 | 0 | 0 | 0 | 0 | 0 | 0 | 0 | 0 | 0 | 0 | 0 | 0 | 0 | 0 | 0 | 0 | 0 | 0 | 0 | 0 | 0 | 0 | 0 | 0
F1_Commercial_Warehouse_New_Food Preparation_Natural Gas_Griddle_E9 | F1 | Commercial | Warehouse | New | Food Preparation | Natural Gas | Griddle | E9 | Participant - Cost of Equipment | 0 | 0 | 0 | 0 | 0 | 0 | 0 | 0 | 0 | 0 | 0 | 0 | 0 | 0 | 0 | 0 | 0 | 0 | 0 | 0 | 0 | 0 | 0 | 0 | 0 | 0 | 0 | 0 | 0 | 0 | 0
F1_Commercial_Warehouse_New_Food Preparation_Natural Gas_Griddle_E10 | F1 | Commercial | Warehouse | New | Food Preparation | Natural Gas | Griddle | E10 | Participant - Cost of Equipment | 0 | 0 | 0 | 0 | 0 | 0 | 0 | 0 | 0 | 0 | 0 | 0 | 0 | 0 | 0 | 0 | 0 | 0 | 0 | 0 | 0 | 0 | 0 | 0 | 0 | 0 | 0 | 0 | 0 | 0 | 0
F2_Commercial_Warehouse_New_Food Preparation_Natural Gas_Griddle_E1 | F2 | Commercial | Warehouse | New | Food Preparation | Natural Gas | Griddle | E1 | Participant - Cost of Operation | 0.14582 | 0.14807 | 0.14971 | 0.14887 | 0.14902 | 0.14046 | 0.13339 | 0.12943 | 0.12779 | 0.13253 | 0.13875 | 0.14525 | 0.1334 | 0.14131 | 0.14179 | 0.14108 | 0.14121 | 0.14165 | 0.13894 | 0.14058 | 0.14168 | 0.14323 | 0.14522 | 0.072833 | 0.071411 | 0.070074 | 0.068812 | 0.06761 | 0.066459 | 0.065351 | 0.064278
F2_Commercial_Warehouse_New_Food Preparation_Natural Gas_Griddle_E2 | F2 | Commercial | Warehouse | New | Food Preparation | Natural Gas | Griddle | E2 | Participant - Cost of Operation | 0.12594 | 0.12788 | 0.1293 | 0.12858 | 0.12871 | 0.12131 | 0.1152 | 0.11179 | 0.11037 | 0.11446 | 0.11983 | 0.12545 | 0.11521 | 0.12205 | 0.12246 | 0.12185 | 0.12196 | 0.12234 | 0.12 | 0.12141 | 0.12236 | 0.1237 | 0.12542 | 0.062903 | 0.061675 | 0.060521 | 0.05943 | 0.058393 | 0.057399 | 0.056441 | 0.055515
F2_Commercial_Warehouse_New_Food Preparation_Natural Gas_Griddle_E3 | F2 | Commercial | Warehouse | New | Food Preparation | Natural Gas | Griddle | E3 | Participant - Cost of Operation | 0 | 0 | 0 | 0 | 0 | 0 | 0 | 0 | 0 | 0 | 0 | 0 | 0 | 0 | 0 | 0 | 0 | 0 | 0 | 0 | 0 | 0 | 0 | 0 | 0 | 0 | 0 | 0 | 0 | 0 | 0
F2_Commercial_Warehouse_New_Food Preparation_Natural Gas_Griddle_E4 | F2 | Commercial | Warehouse | New | Food Preparation | Natural Gas | Griddle | E4 | Participant - Cost of Operation | 0 | 0 | 0 | 0 | 0 | 0 | 0 | 0 | 0 | 0 | 0 | 0 | 0 | 0 | 0 | 0 | 0 | 0 | 0 | 0 | 0 | 0 | 0 | 0 | 0 | 0 | 0 | 0 | 0 | 0 | 0
F2_Commercial_Warehouse_New_Food Preparation_Natural Gas_Griddle_E5 | F2 | Commercial | Warehouse | New | Food Preparation | Natural Gas | Griddle | E5 | Participant - Cost of Operation | 0 | 0 | 0 | 0 | 0 | 0 | 0 | 0 | 0 | 0 | 0 | 0 | 0 | 0 | 0 | 0 | 0 | 0 | 0 | 0 | 0 | 0 | 0 | 0 | 0 | 0 | 0 | 0 | 0 | 0 | 0
F2_Commercial_Warehouse_New_Food Preparation_Natural Gas_Griddle_E6 | F2 | Commercial | Warehouse | New | Food Preparation | Natural Gas | Griddle | E6 | Participant - Cost of Operation | 0 | 0 | 0 | 0 | 0 | 0 | 0 | 0 | 0 | 0 | 0 | 0 | 0 | 0 | 0 | 0 | 0 | 0 | 0 | 0 | 0 | 0 | 0 | 0 | 0 | 0 | 0 | 0 | 0 | 0 | 0
F2_Commercial_Warehouse_New_Food Preparation_Natural Gas_Griddle_E7 | F2 | Commercial | Warehouse | New | Food Preparation | Natural Gas | Griddle | E7 | Participant - Cost of Operation | 0 | 0 | 0 | 0 | 0 | 0 | 0 | 0 | 0 | 0 | 0 | 0 | 0 | 0 | 0 | 0 | 0 | 0 | 0 | 0 | 0 | 0 | 0 | 0 | 0 | 0 | 0 | 0 | 0 | 0 | 0
F2_Commercial_Warehouse_New_Food Preparation_Natural Gas_Griddle_E8 | F2 | Commercial | Warehouse | New | Food Preparation | Natural Gas | Griddle | E8 | Participant - Cost of Operation | 0 | 0 | 0 | 0 | 0 | 0 | 0 | 0 | 0 | 0 | 0 | 0 | 0 | 0 | 0 | 0 | 0 | 0 | 0 | 0 | 0 | 0 | 0 | 0 | 0 | 0 | 0 | 0 | 0 | 0 | 0
F2_Commercial_Warehouse_New_Food Preparation_Natural Gas_Griddle_E9 | F2 | Commercial | Warehouse | New | Food Preparation | Natural Gas | Griddle | E9 | Participant - Cost of Operation | 0 | 0 | 0 | 0 | 0 | 0 | 0 | 0 | 0 | 0 | 0 | 0 | 0 | 0 | 0 | 0 | 0 | 0 | 0 | 0 | 0 | 0 | 0 | 0 | 0 | 0 | 0 | 0 | 0 | 0 | 0
F2_Commercial_Warehouse_New_Food Preparation_Natural Gas_Griddle_E10 | F2 | Commercial | Warehouse | New | Food Preparation | Natural Gas | Griddle | E10 | Participant - Cost of Operation | 0 | 0 | 0 | 0 | 0 | 0 | 0 | 0 | 0 | 0 | 0 | 0 | 0 | 0 | 0 | 0 | 0 | 0 | 0 | 0 | 0 | 0 | 0 | 0 | 0 | 0 | 0 | 0 | 0 | 0 | 0
F3_Commercial_Warehouse_New_Food Preparation_Natural Gas_Griddle_E1 | F3 | Commercial | Warehouse | New | Food Preparation | Natural Gas | Griddle | E1 | System - kBTUs of Conusmption | 12.1166 | 12.1408 | 12.1254 | 12.1149 | 12.1149 | 12.1149 | 12.1149 | 12.1149 | 12.1149 | 12.1149 | 12.1149 | 12.1149 | 12.1149 | 12.1149 | 12.1149 | 12.1149 | 12.1149 | 12.1149 | 12.1149 | 12.1149 | 12.1149 | 12.1149 | 12.1149 | 12.1149 | 12.1149 | 12.1149 | 12.1149 | 12.1149 | 12.1149 | 12.1149 | 12.1149
F3_Commercial_Warehouse_New_Food Preparation_Natural Gas_Griddle_E2 | F3 | Commercial | Warehouse | New | Food Preparation | Natural Gas | Griddle | E2 | System - kBTUs of Conusmption | 10.4648 | 10.4856 | 10.4723 | 10.4632 | 10.4632 | 10.4632 | 10.4632 | 10.4632 | 10.4632 | 10.4632 | 10.4632 | 10.4632 | 10.4632 | 10.4632 | 10.4632 | 10.4632 | 10.4632 | 10.4632 | 10.4632 | 10.4632 | 10.4632 | 10.4632 | 10.4632 | 10.4632 | 10.4632 | 10.4632 | 10.4632 | 10.4632 | 10.4632 | 10.4632 | 10.4632
F3_Commercial_Warehouse_New_Food Preparation_Natural Gas_Griddle_E3 | F3 | Commercial | Warehouse | New | Food Preparation | Natural Gas | Griddle | E3 | System - kBTUs of Conusmption | 0 | 0 | 0 | 0 | 0 | 0 | 0 | 0 | 0 | 0 | 0 | 0 | 0 | 0 | 0 | 0 | 0 | 0 | 0 | 0 | 0 | 0 | 0 | 0 | 0 | 0 | 0 | 0 | 0 | 0 | 0
F3_Commercial_Warehouse_New_Food Preparation_Natural Gas_Griddle_E4 | F3 | Commercial | Warehouse | New | Food Preparation | Natural Gas | Griddle | E4 | System - kBTUs of Conusmption | 0 | 0 | 0 | 0 | 0 | 0 | 0 | 0 | 0 | 0 | 0 | 0 | 0 | 0 | 0 | 0 | 0 | 0 | 0 | 0 | 0 | 0 | 0 | 0 | 0 | 0 | 0 | 0 | 0 | 0 | 0
F3_Commercial_Warehouse_New_Food Preparation_Natural Gas_Griddle_E5 | F3 | Commercial | Warehouse | New | Food Preparation | Natural Gas | Griddle | E5 | System - kBTUs of Conusmption | 0 | 0 | 0 | 0 | 0 | 0 | 0 | 0 | 0 | 0 | 0 | 0 | 0 | 0 | 0 | 0 | 0 | 0 | 0 | 0 | 0 | 0 | 0 | 0 | 0 | 0 | 0 | 0 | 0 | 0 | 0
F3_Commercial_Warehouse_New_Food Preparation_Natural Gas_Griddle_E6 | F3 | Commercial | Warehouse | New | Food Preparation | Natural Gas | Griddle | E6 | System - kBTUs of Conusmption | 0 | 0 | 0 | 0 | 0 | 0 | 0 | 0 | 0 | 0 | 0 | 0 | 0 | 0 | 0 | 0 | 0 | 0 | 0 | 0 | 0 | 0 | 0 | 0 | 0 | 0 | 0 | 0 | 0 | 0 | 0
F3_Commercial_Warehouse_New_Food Preparation_Natural Gas_Griddle_E7 | F3 | Commercial | Warehouse | New | Food Preparation | Natural Gas | Griddle | E7 | System - kBTUs of Conusmption | 0 | 0 | 0 | 0 | 0 | 0 | 0 | 0 | 0 | 0 | 0 | 0 | 0 | 0 | 0 | 0 | 0 | 0 | 0 | 0 | 0 | 0 | 0 | 0 | 0 | 0 | 0 | 0 | 0 | 0 | 0
F3_Commercial_Warehouse_New_Food Preparation_Natural Gas_Griddle_E8 | F3 | Commercial | Warehouse | New | Food Preparation | Natural Gas | Griddle | E8 | System - kBTUs of Conusmption | 0 | 0 | 0 | 0 | 0 | 0 | 0 | 0 | 0 | 0 | 0 | 0 | 0 | 0 | 0 | 0 | 0 | 0 | 0 | 0 | 0 | 0 | 0 | 0 | 0 | 0 | 0 | 0 | 0 | 0 | 0
F3_Commercial_Warehouse_New_Food Preparation_Natural Gas_Griddle_E9 | F3 | Commercial | Warehouse | New | Food Preparation | Natural Gas | Griddle | E9 | System - kBTUs of Conusmption | 0 | 0 | 0 | 0 | 0 | 0 | 0 | 0 | 0 | 0 | 0 | 0 | 0 | 0 | 0 | 0 | 0 | 0 | 0 | 0 | 0 | 0 | 0 | 0 | 0 | 0 | 0 | 0 | 0 | 0 | 0
F3_Commercial_Warehouse_New_Food Preparation_Natural Gas_Griddle_E10 | F3 | Commercial | Warehouse | New | Food Preparation | Natural Gas | Griddle | E10 | System - kBTUs of Conusmption | 0 | 0 | 0 | 0 | 0 | 0 | 0 | 0 | 0 | 0 | 0 | 0 | 0 | 0 | 0 | 0 | 0 | 0 | 0 | 0 | 0 | 0 | 0 | 0 | 0 | 0 | 0 | 0 | 0 | 0 | 0
F4_Commercial_Warehouse_New_Food Preparation_Natural Gas_Griddle_E1 | F4 | Commercial | Warehouse | New | Food Preparation | Natural Gas | Griddle | E1 | Utility - Cost of Equipment | 0.062939 | 0.062939 | 0.062939 | 0.062939 | 0.062939 | 0.062939 | 0.062939 | 0.062939 | 0.062939 | 0.062939 | 0.062939 | 0.062939 | 0.062939 | 0.062939 | 0.062939 | 0.062939 | 0.062939 | 0.062939 | 0.062939 | 0.062939 | 0.062939 | 0.062939 | 0.062939 | 0.062939 | 0.062939 | 0.062939 | 0.062939 | 0.062939 | 0.062939 | 0.062939 | 0.062939
F4_Commercial_Warehouse_New_Food Preparation_Natural Gas_Griddle_E2 | F4 | Commercial | Warehouse | New | Food Preparation | Natural Gas | Griddle | E2 | Utility - Cost of Equipment | 0.067338 | 0.067338 | 0.067338 | 0.067338 | 0.067338 | 0.067338 | 0.067338 | 0.067338 | 0.067338 | 0.067338 | 0.067338 | 0.067338 | 0.067338 | 0.067338 | 0.067338 | 0.067338 | 0.067338 | 0.067338 | 0.067338 | 0.067338 | 0.067338 | 0.067338 | 0.067338 | 0.067338 | 0.067338 | 0.067338 | 0.067338 | 0.067338 | 0.067338 | 0.067338 | 0.067338
F4_Commercial_Warehouse_New_Food Preparation_Natural Gas_Griddle_E3 | F4 | Commercial | Warehouse | New | Food Preparation | Natural Gas | Griddle | E3 | Utility - Cost of Equipment | 0 | 0 | 0 | 0 | 0 | 0 | 0 | 0 | 0 | 0 | 0 | 0 | 0 | 0 | 0 | 0 | 0 | 0 | 0 | 0 | 0 | 0 | 0 | 0 | 0 | 0 | 0 | 0 | 0 | 0 | 0
F4_Commercial_Warehouse_New_Food Preparation_Natural Gas_Griddle_E4 | F4 | Commercial | Warehouse | New | Food Preparation | Natural Gas | Griddle | E4 | Utility - Cost of Equipment | 0 | 0 | 0 | 0 | 0 | 0 | 0 | 0 | 0 | 0 | 0 | 0 | 0 | 0 | 0 | 0 | 0 | 0 | 0 | 0 | 0 | 0 | 0 | 0 | 0 | 0 | 0 | 0 | 0 | 0 | 0
F4_Commercial_Warehouse_New_Food Preparation_Natural Gas_Griddle_E5 | F4 | Commercial | Warehouse | New | Food Preparation | Natural Gas | Griddle | E5 | Utility - Cost of Equipment | 0 | 0 | 0 | 0 | 0 | 0 | 0 | 0 | 0 | 0 | 0 | 0 | 0 | 0 | 0 | 0 | 0 | 0 | 0 | 0 | 0 | 0 | 0 | 0 | 0 | 0 | 0 | 0 | 0 | 0 | 0
F4_Commercial_Warehouse_New_Food Preparation_Natural Gas_Griddle_E6 | F4 | Commercial | Warehouse | New | Food Preparation | Natural Gas | Griddle | E6 | Utility - Cost of Equipment | 0 | 0 | 0 | 0 | 0 | 0 | 0 | 0 | 0 | 0 | 0 | 0 | 0 | 0 | 0 | 0 | 0 | 0 | 0 | 0 | 0 | 0 | 0 | 0 | 0 | 0 | 0 | 0 | 0 | 0 | 0
F4_Commercial_Warehouse_New_Food Preparation_Natural Gas_Griddle_E7 | F4 | Commercial | Warehouse | New | Food Preparation | Natural Gas | Griddle | E7 | Utility - Cost of Equipment | 0 | 0 | 0 | 0 | 0 | 0 | 0 | 0 | 0 | 0 | 0 | 0 | 0 | 0 | 0 | 0 | 0 | 0 | 0 | 0 | 0 | 0 | 0 | 0 | 0 | 0 | 0 | 0 | 0 | 0 | 0
F4_Commercial_Warehouse_New_Food Preparation_Natural Gas_Griddle_E8 | F4 | Commercial | Warehouse | New | Food Preparation | Natural Gas | Griddle | E8 | Utility - Cost of Equipment | 0 | 0 | 0 | 0 | 0 | 0 | 0 | 0 | 0 | 0 | 0 | 0 | 0 | 0 | 0 | 0 | 0 | 0 | 0 | 0 | 0 | 0 | 0 | 0 | 0 | 0 | 0 | 0 | 0 | 0 | 0
F4_Commercial_Warehouse_New_Food Preparation_Natural Gas_Griddle_E9 | F4 | Commercial | Warehouse | New | Food Preparation | Natural Gas | Griddle | E9 | Utility - Cost of Equipment | 0 | 0 | 0 | 0 | 0 | 0 | 0 | 0 | 0 | 0 | 0 | 0 | 0 | 0 | 0 | 0 | 0 | 0 | 0 | 0 | 0 | 0 | 0 | 0 | 0 | 0 | 0 | 0 | 0 | 0 | 0
F4_Commercial_Warehouse_New_Food Preparation_Natural Gas_Griddle_E10 | F4 | Commercial | Warehouse | New | Food Preparation | Natural Gas | Griddle | E10 | Utility - Cost of Equipment | 0 | 0 | 0 | 0 | 0 | 0 | 0 | 0 | 0 | 0 | 0 | 0 | 0 | 0 | 0 | 0 | 0 | 0 | 0 | 0 | 0 | 0 | 0 | 0 | 0 | 0 | 0 | 0 | 0 | 0 | 0
F5_Commercial_Warehouse_New_Food Preparation_Natural Gas_Griddle_E1 | F5 | Commercial | Warehouse | New | Food Preparation | Natural Gas | Griddle | E1 | Utility - Cost of Operation | 0.12171 | 0.12359 | 0.12496 | 0.12426 | 0.12439 | 0.11724 | 0.11133 | 0.10803 | 0.10667 | 0.11062 | 0.11581 | 0.12124 | 0.11135 | 0.11795 | 0.11835 | 0.11776 | 0.11787 | 0.11823 | 0.11597 | 0.11734 | 0.11826 | 0.11955 | 0.12121 | 0.060792 | 0.059605 | 0.05849 | 0.057436 | 0.056433 | 0.055472 | 0.054547 | 0.053651
F5_Commercial_Warehouse_New_Food Preparation_Natural Gas_Griddle_E2 | F5 | Commercial | Warehouse | New | Food Preparation | Natural Gas | Griddle | E2 | Utility - Cost of Operation | 0.10512 | 0.10674 | 0.10792 | 0.10732 | 0.10743 | 0.10126 | 0.096155 | 0.093306 | 0.092124 | 0.095539 | 0.10002 | 0.10471 | 0.096165 | 0.10187 | 0.10222 | 0.10171 | 0.1018 | 0.10211 | 0.10016 | 0.10134 | 0.10213 | 0.10325 | 0.10469 | 0.052504 | 0.051479 | 0.050516 | 0.049605 | 0.048739 | 0.04791 | 0.04711 | 0.046337
F5_Commercial_Warehouse_New_Food Preparation_Natural Gas_Griddle_E3 | F5 | Commercial | Warehouse | New | Food Preparation | Natural Gas | Griddle | E3 | Utility - Cost of Operation | 0 | 0 | 0 | 0 | 0 | 0 | 0 | 0 | 0 | 0 | 0 | 0 | 0 | 0 | 0 | 0 | 0 | 0 | 0 | 0 | 0 | 0 | 0 | 0 | 0 | 0 | 0 | 0 | 0 | 0 | 0
F5_Commercial_Warehouse_New_Food Preparation_Natural Gas_Griddle_E4 | F5 | Commercial | Warehouse | New | Food Preparation | Natural Gas | Griddle | E4 | Utility - Cost of Operation | 0 | 0 | 0 | 0 | 0 | 0 | 0 | 0 | 0 | 0 | 0 | 0 | 0 | 0 | 0 | 0 | 0 | 0 | 0 | 0 | 0 | 0 | 0 | 0 | 0 | 0 | 0 | 0 | 0 | 0 | 0
F5_Commercial_Warehouse_New_Food Preparation_Natural Gas_Griddle_E5 | F5 | Commercial | Warehouse | New | Food Preparation | Natural Gas | Griddle | E5 | Utility - Cost of Operation | 0 | 0 | 0 | 0 | 0 | 0 | 0 | 0 | 0 | 0 | 0 | 0 | 0 | 0 | 0 | 0 | 0 | 0 | 0 | 0 | 0 | 0 | 0 | 0 | 0 | 0 | 0 | 0 | 0 | 0 | 0
F5_Commercial_Warehouse_New_Food Preparation_Natural Gas_Griddle_E6 | F5 | Commercial | Warehouse | New | Food Preparation | Natural Gas | Griddle | E6 | Utility - Cost of Operation | 0 | 0 | 0 | 0 | 0 | 0 | 0 | 0 | 0 | 0 | 0 | 0 | 0 | 0 | 0 | 0 | 0 | 0 | 0 | 0 | 0 | 0 | 0 | 0 | 0 | 0 | 0 | 0 | 0 | 0 | 0
F5_Commercial_Warehouse_New_Food Preparation_Natural Gas_Griddle_E7 | F5 | Commercial | Warehouse | New | Food Preparation | Natural Gas | Griddle | E7 | Utility - Cost of Operation | 0 | 0 | 0 | 0 | 0 | 0 | 0 | 0 | 0 | 0 | 0 | 0 | 0 | 0 | 0 | 0 | 0 | 0 | 0 | 0 | 0 | 0 | 0 | 0 | 0 | 0 | 0 | 0 | 0 | 0 | 0
F5_Commercial_Warehouse_New_Food Preparation_Natural Gas_Griddle_E8 | F5 | Commercial | Warehouse | New | Food Preparation | Natural Gas | Griddle | E8 | Utility - Cost of Operation | 0 | 0 | 0 | 0 | 0 | 0 | 0 | 0 | 0 | 0 | 0 | 0 | 0 | 0 | 0 | 0 | 0 | 0 | 0 | 0 | 0 | 0 | 0 | 0 | 0 | 0 | 0 | 0 | 0 | 0 | 0
F5_Commercial_Warehouse_New_Food Preparation_Natural Gas_Griddle_E9 | F5 | Commercial | Warehouse | New | Food Preparation | Natural Gas | Griddle | E9 | Utility - Cost of Operation | 0 | 0 | 0 | 0 | 0 | 0 | 0 | 0 | 0 | 0 | 0 | 0 | 0 | 0 | 0 | 0 | 0 | 0 | 0 | 0 | 0 | 0 | 0 | 0 | 0 | 0 | 0 | 0 | 0 | 0 | 0
F5_Commercial_Warehouse_New_Food Preparation_Natural Gas_Griddle_E10 | F5 | Commercial | Warehouse | New | Food Preparation | Natural Gas | Griddle | E10 | Utility - Cost of Operation | 0 | 0 | 0 | 0 | 0 | 0 | 0 | 0 | 0 | 0 | 0 | 0 | 0 | 0 | 0 | 0 | 0 | 0 | 0 | 0 | 0 | 0 | 0 | 0 | 0 | 0 | 0 | 0 | 0 | 0 | 0
F6_Commercial_Warehouse_New_Food Preparation_Natural Gas_Griddle_E1 | F6 | Commercial | Warehouse | New | Food Preparation | Natural Gas | Griddle | E1 | Utility - Value of Sales | 0.14582 | 0.14807 | 0.14971 | 0.14887 | 0.14902 | 0.14046 | 0.13339 | 0.12943 | 0.12779 | 0.13253 | 0.13875 | 0.14525 | 0.1334 | 0.14131 | 0.14179 | 0.14108 | 0.14121 | 0.14165 | 0.13894 | 0.14058 | 0.14168 | 0.14323 | 0.14522 | 0.072833 | 0.071411 | 0.070074 | 0.068812 | 0.06761 | 0.066459 | 0.065351 | 0.064278
F6_Commercial_Warehouse_New_Food Preparation_Natural Gas_Griddle_E2 | F6 | Commercial | Warehouse | New | Food Preparation | Natural Gas | Griddle | E2 | Utility - Value of Sales | 0.12594 | 0.12788 | 0.1293 | 0.12858 | 0.12871 | 0.12131 | 0.1152 | 0.11179 | 0.11037 | 0.11446 | 0.11983 | 0.12545 | 0.11521 | 0.12205 | 0.12246 | 0.12185 | 0.12196 | 0.12234 | 0.12 | 0.12141 | 0.12236 | 0.1237 | 0.12542 | 0.062903 | 0.061675 | 0.060521 | 0.05943 | 0.058393 | 0.057399 | 0.056441 | 0.055515
F6_Commercial_Warehouse_New_Food Preparation_Natural Gas_Griddle_E3 | F6 | Commercial | Warehouse | New | Food Preparation | Natural Gas | Griddle | E3 | Utility - Value of Sales | 0 | 0 | 0 | 0 | 0 | 0 | 0 | 0 | 0 | 0 | 0 | 0 | 0 | 0 | 0 | 0 | 0 | 0 | 0 | 0 | 0 | 0 | 0 | 0 | 0 | 0 | 0 | 0 | 0 | 0 | 0
F6_Commercial_Warehouse_New_Food Preparation_Natural Gas_Griddle_E4 | F6 | Commercial | Warehouse | New | Food Preparation | Natural Gas | Griddle | E4 | Utility - Value of Sales | 0 | 0 | 0 | 0 | 0 | 0 | 0 | 0 | 0 | 0 | 0 | 0 | 0 | 0 | 0 | 0 | 0 | 0 | 0 | 0 | 0 | 0 | 0 | 0 | 0 | 0 | 0 | 0 | 0 | 0 | 0
F6_Commercial_Warehouse_New_Food Preparation_Natural Gas_Griddle_E5 | F6 | Commercial | Warehouse | New | Food Preparation | Natural Gas | Griddle | E5 | Utility - Value of Sales | 0 | 0 | 0 | 0 | 0 | 0 | 0 | 0 | 0 | 0 | 0 | 0 | 0 | 0 | 0 | 0 | 0 | 0 | 0 | 0 | 0 | 0 | 0 | 0 | 0 | 0 | 0 | 0 | 0 | 0 | 0
F6_Commercial_Warehouse_New_Food Preparation_Natural Gas_Griddle_E6 | F6 | Commercial | Warehouse | New | Food Preparation | Natural Gas | Griddle | E6 | Utility - Value of Sales | 0 | 0 | 0 | 0 | 0 | 0 | 0 | 0 | 0 | 0 | 0 | 0 | 0 | 0 | 0 | 0 | 0 | 0 | 0 | 0 | 0 | 0 | 0 | 0 | 0 | 0 | 0 | 0 | 0 | 0 | 0
F6_Commercial_Warehouse_New_Food Preparation_Natural Gas_Griddle_E7 | F6 | Commercial | Warehouse | New | Food Preparation | Natural Gas | Griddle | E7 | Utility - Value of Sales | 0 | 0 | 0 | 0 | 0 | 0 | 0 | 0 | 0 | 0 | 0 | 0 | 0 | 0 | 0 | 0 | 0 | 0 | 0 | 0 | 0 | 0 | 0 | 0 | 0 | 0 | 0 | 0 | 0 | 0 | 0
F6_Commercial_Warehouse_New_Food Preparation_Natural Gas_Griddle_E8 | F6 | Commercial | Warehouse | New | Food Preparation | Natural Gas | Griddle | E8 | Utility - Value of Sales | 0 | 0 | 0 | 0 | 0 | 0 | 0 | 0 | 0 | 0 | 0 | 0 | 0 | 0 | 0 | 0 | 0 | 0 | 0 | 0 | 0 | 0 | 0 | 0 | 0 | 0 | 0 | 0 | 0 | 0 | 0
F6_Commercial_Warehouse_New_Food Preparation_Natural Gas_Griddle_E9 | F6 | Commercial | Warehouse | New | Food Preparation | Natural Gas | Griddle | E9 | Utility - Value of Sales | 0 | 0 | 0 | 0 | 0 | 0 | 0 | 0 | 0 | 0 | 0 | 0 | 0 | 0 | 0 | 0 | 0 | 0 | 0 | 0 | 0 | 0 | 0 | 0 | 0 | 0 | 0 | 0 | 0 | 0 | 0
F6_Commercial_Warehouse_New_Food Preparation_Natural Gas_Griddle_E10 | F6 | Commercial | Warehouse | New | Food Preparation | Natural Gas | Griddle | E10 | Utility - Value of Sales | 0 | 0 | 0 | 0 | 0 | 0 | 0 | 0 | 0 | 0 | 0 | 0 | 0 | 0 | 0 | 0 | 0 | 0 | 0 | 0 | 0 | 0 | 0 | 0 | 0 | 0 | 0 | 0 | 0 | 0 | 0
F1_Commercial_Warehouse_New_Food Preparation_Natural Gas_Range_E1 | F1 | Commercial | Warehouse | New | Food Preparation | Natural Gas | Range | E1 | Participant - Cost of Equipment | 0.11846 | 0.11846 | 0.11846 | 0.11846 | 0.11846 | 0.11846 | 0.11846 | 0.11846 | 0.11846 | 0.11846 | 0.11846 | 0.11846 | 0.11846 | 0.11846 | 0.11846 | 0.11846 | 0.11846 | 0.11846 | 0.11846 | 0.11846 | 0.11846 | 0.11846 | 0.11846 | 0.11846 | 0.11846 | 0.11846 | 0.11846 | 0.11846 | 0.11846 | 0.11846 | 0.11846
F1_Commercial_Warehouse_New_Food Preparation_Natural Gas_Range_E2 | F1 | Commercial | Warehouse | New | Food Preparation | Natural Gas | Range | E2 | Participant - Cost of Equipment | 0.11848 | 0.11848 | 0.11848 | 0.11848 | 0.11848 | 0.11848 | 0.11848 | 0.11848 | 0.11848 | 0.11848 | 0.11848 | 0.11848 | 0.11848 | 0.11848 | 0.11848 | 0.11848 | 0.11848 | 0.11848 | 0.11848 | 0.11848 | 0.11848 | 0.11848 | 0.11848 | 0.11848 | 0.11848 | 0.11848 | 0.11848 | 0.11848 | 0.11848 | 0.11848 | 0.11848
F1_Commercial_Warehouse_New_Food Preparation_Natural Gas_Range_E3 | F1 | Commercial | Warehouse | New | Food Preparation | Natural Gas | Range | E3 | Participant - Cost of Equipment | 0 | 0 | 0 | 0 | 0 | 0 | 0 | 0 | 0 | 0 | 0 | 0 | 0 | 0 | 0 | 0 | 0 | 0 | 0 | 0 | 0 | 0 | 0 | 0 | 0 | 0 | 0 | 0 | 0 | 0 | 0
F1_Commercial_Warehouse_New_Food Preparation_Natural Gas_Range_E4 | F1 | Commercial | Warehouse | New | Food Preparation | Natural Gas | Range | E4 | Participant - Cost of Equipment | 0 | 0 | 0 | 0 | 0 | 0 | 0 | 0 | 0 | 0 | 0 | 0 | 0 | 0 | 0 | 0 | 0 | 0 | 0 | 0 | 0 | 0 | 0 | 0 | 0 | 0 | 0 | 0 | 0 | 0 | 0
F1_Commercial_Warehouse_New_Food Preparation_Natural Gas_Range_E5 | F1 | Commercial | Warehouse | New | Food Preparation | Natural Gas | Range | E5 | Participant - Cost of Equipment | 0 | 0 | 0 | 0 | 0 | 0 | 0 | 0 | 0 | 0 | 0 | 0 | 0 | 0 | 0 | 0 | 0 | 0 | 0 | 0 | 0 | 0 | 0 | 0 | 0 | 0 | 0 | 0 | 0 | 0 | 0
F1_Commercial_Warehouse_New_Food Preparation_Natural Gas_Range_E6 | F1 | Commercial | Warehouse | New | Food Preparation | Natural Gas | Range | E6 | Participant - Cost of Equipment | 0 | 0 | 0 | 0 | 0 | 0 | 0 | 0 | 0 | 0 | 0 | 0 | 0 | 0 | 0 | 0 | 0 | 0 | 0 | 0 | 0 | 0 | 0 | 0 | 0 | 0 | 0 | 0 | 0 | 0 | 0
F1_Commercial_Warehouse_New_Food Preparation_Natural Gas_Range_E7 | F1 | Commercial | Warehouse | New | Food Preparation | Natural Gas | Range | E7 | Participant - Cost of Equipment | 0 | 0 | 0 | 0 | 0 | 0 | 0 | 0 | 0 | 0 | 0 | 0 | 0 | 0 | 0 | 0 | 0 | 0 | 0 | 0 | 0 | 0 | 0 | 0 | 0 | 0 | 0 | 0 | 0 | 0 | 0
F1_Commercial_Warehouse_New_Food Preparation_Natural Gas_Range_E8 | F1 | Commercial | Warehouse | New | Food Preparation | Natural Gas | Range | E8 | Participant - Cost of Equipment | 0 | 0 | 0 | 0 | 0 | 0 | 0 | 0 | 0 | 0 | 0 | 0 | 0 | 0 | 0 | 0 | 0 | 0 | 0 | 0 | 0 | 0 | 0 | 0 | 0 | 0 | 0 | 0 | 0 | 0 | 0
F1_Commercial_Warehouse_New_Food Preparation_Natural Gas_Range_E9 | F1 | Commercial | Warehouse | New | Food Preparation | Natural Gas | Range | E9 | Participant - Cost of Equipment | 0 | 0 | 0 | 0 | 0 | 0 | 0 | 0 | 0 | 0 | 0 | 0 | 0 | 0 | 0 | 0 | 0 | 0 | 0 | 0 | 0 | 0 | 0 | 0 | 0 | 0 | 0 | 0 | 0 | 0 | 0
F1_Commercial_Warehouse_New_Food Preparation_Natural Gas_Range_E10 | F1 | Commercial | Warehouse | New | Food Preparation | Natural Gas | Range | E10 | Participant - Cost of Equipment | 0 | 0 | 0 | 0 | 0 | 0 | 0 | 0 | 0 | 0 | 0 | 0 | 0 | 0 | 0 | 0 | 0 | 0 | 0 | 0 | 0 | 0 | 0 | 0 | 0 | 0 | 0 | 0 | 0 | 0 | 0
F2_Commercial_Warehouse_New_Food Preparation_Natural Gas_Range_E1 | F2 | Commercial | Warehouse | New | Food Preparation | Natural Gas | Range | E1 | Participant - Cost of Operation | 0.16922 | 0.17258 | 0.17498 | 0.17758 | 0.18131 | 0.16987 | 0.16093 | 0.15623 | 0.15454 | 0.15195 | 0.1502 | 0.15816 | 0.14154 | 0.15129 | 0.1638 | 0.17596 | 0.17641 | 0.17726 | 0.17387 | 0.17628 | 0.17798 | 0.18026 | 0.18313 | 0.086262 | 0.084541 | 0.08293 | 0.081414 | 0.079976 | 0.078603 | 0.077283 | 0.076007
F2_Commercial_Warehouse_New_Food Preparation_Natural Gas_Range_E2 | F2 | Commercial | Warehouse | New | Food Preparation | Natural Gas | Range | E2 | Participant - Cost of Operation | 0.12692 | 0.12943 | 0.13123 | 0.13318 | 0.13599 | 0.1274 | 0.1207 | 0.11717 | 0.11591 | 0.11396 | 0.11265 | 0.11862 | 0.10616 | 0.11347 | 0.12285 | 0.13197 | 0.13231 | 0.13294 | 0.1304 | 0.13221 | 0.13348 | 0.13519 | 0.13735 | 0.064696 | 0.063406 | 0.062198 | 0.061061 | 0.059982 | 0.058952 | 0.057962 | 0.057005
F2_Commercial_Warehouse_New_Food Preparation_Natural Gas_Range_E3 | F2 | Commercial | Warehouse | New | Food Preparation | Natural Gas | Range | E3 | Participant - Cost of Operation | 0 | 0 | 0 | 0 | 0 | 0 | 0 | 0 | 0 | 0 | 0 | 0 | 0 | 0 | 0 | 0 | 0 | 0 | 0 | 0 | 0 | 0 | 0 | 0 | 0 | 0 | 0 | 0 | 0 | 0 | 0
F2_Commercial_Warehouse_New_Food Preparation_Natural Gas_Range_E4 | F2 | Commercial | Warehouse | New | Food Preparation | Natural Gas | Range | E4 | Participant - Cost of Operation | 0 | 0 | 0 | 0 | 0 | 0 | 0 | 0 | 0 | 0 | 0 | 0 | 0 | 0 | 0 | 0 | 0 | 0 | 0 | 0 | 0 | 0 | 0 | 0 | 0 | 0 | 0 | 0 | 0 | 0 | 0
F2_Commercial_Warehouse_New_Food Preparation_Natural Gas_Range_E5 | F2 | Commercial | Warehouse | New | Food Preparation | Natural Gas | Range | E5 | Participant - Cost of Operation | 0 | 0 | 0 | 0 | 0 | 0 | 0 | 0 | 0 | 0 | 0 | 0 | 0 | 0 | 0 | 0 | 0 | 0 | 0 | 0 | 0 | 0 | 0 | 0 | 0 | 0 | 0 | 0 | 0 | 0 | 0
F2_Commercial_Warehouse_New_Food Preparation_Natural Gas_Range_E6 | F2 | Commercial | Warehouse | New | Food Preparation | Natural Gas | Range | E6 | Participant - Cost of Operation | 0 | 0 | 0 | 0 | 0 | 0 | 0 | 0 | 0 | 0 | 0 | 0 | 0 | 0 | 0 | 0 | 0 | 0 | 0 | 0 | 0 | 0 | 0 | 0 | 0 | 0 | 0 | 0 | 0 | 0 | 0
F2_Commercial_Warehouse_New_Food Preparation_Natural Gas_Range_E7 | F2 | Commercial | Warehouse | New | Food Preparation | Natural Gas | Range | E7 | Participant - Cost of Operation | 0 | 0 | 0 | 0 | 0 | 0 | 0 | 0 | 0 | 0 | 0 | 0 | 0 | 0 | 0 | 0 | 0 | 0 | 0 | 0 | 0 | 0 | 0 | 0 | 0 | 0 | 0 | 0 | 0 | 0 | 0
F2_Commercial_Warehouse_New_Food Preparation_Natural Gas_Range_E8 | F2 | Commercial | Warehouse | New | Food Preparation | Natural Gas | Range | E8 | Participant - Cost of Operation | 0 | 0 | 0 | 0 | 0 | 0 | 0 | 0 | 0 | 0 | 0 | 0 | 0 | 0 | 0 | 0 | 0 | 0 | 0 | 0 | 0 | 0 | 0 | 0 | 0 | 0 | 0 | 0 | 0 | 0 | 0
F2_Commercial_Warehouse_New_Food Preparation_Natural Gas_Range_E9 | F2 | Commercial | Warehouse | New | Food Preparation | Natural Gas | Range | E9 | Participant - Cost of Operation | 0 | 0 | 0 | 0 | 0 | 0 | 0 | 0 | 0 | 0 | 0 | 0 | 0 | 0 | 0 | 0 | 0 | 0 | 0 | 0 | 0 | 0 | 0 | 0 | 0 | 0 | 0 | 0 | 0 | 0 | 0
F2_Commercial_Warehouse_New_Food Preparation_Natural Gas_Range_E10 | F2 | Commercial | Warehouse | New | Food Preparation | Natural Gas | Range | E10 | Participant - Cost of Operation | 0 | 0 | 0 | 0 | 0 | 0 | 0 | 0 | 0 | 0 | 0 | 0 | 0 | 0 | 0 | 0 | 0 | 0 | 0 | 0 | 0 | 0 | 0 | 0 | 0 | 0 | 0 | 0 | 0 | 0 | 0
F3_Commercial_Warehouse_New_Food Preparation_Natural Gas_Range_E1 | F3 | Commercial | Warehouse | New | Food Preparation | Natural Gas | Range | E1 | System - kBTUs of Conusmption | 14.1607 | 14.1946 | 14.173 | 14.1582 | 14.1582 | 14.1582 | 14.1582 | 14.1582 | 14.1582 | 14.1582 | 14.1582 | 14.1582 | 14.1582 | 14.1582 | 14.1582 | 14.1582 | 14.1582 | 14.1582 | 14.1582 | 14.1582 | 14.1582 | 14.1582 | 14.1582 | 14.1582 | 14.1582 | 14.1582 | 14.1582 | 14.1582 | 14.1582 | 14.1582 | 14.1582
F3_Commercial_Warehouse_New_Food Preparation_Natural Gas_Range_E2 | F3 | Commercial | Warehouse | New | Food Preparation | Natural Gas | Range | E2 | System - kBTUs of Conusmption | 10.6205 | 10.646 | 10.6298 | 10.6187 | 10.6187 | 10.6187 | 10.6187 | 10.6187 | 10.6187 | 10.6187 | 10.6187 | 10.6187 | 10.6187 | 10.6187 | 10.6187 | 10.6187 | 10.6187 | 10.6187 | 10.6187 | 10.6187 | 10.6187 | 10.6187 | 10.6187 | 10.6187 | 10.6187 | 10.6187 | 10.6187 | 10.6187 | 10.6187 | 10.6187 | 10.6187
F3_Commercial_Warehouse_New_Food Preparation_Natural Gas_Range_E3 | F3 | Commercial | Warehouse | New | Food Preparation | Natural Gas | Range | E3 | System - kBTUs of Conusmption | 0 | 0 | 0 | 0 | 0 | 0 | 0 | 0 | 0 | 0 | 0 | 0 | 0 | 0 | 0 | 0 | 0 | 0 | 0 | 0 | 0 | 0 | 0 | 0 | 0 | 0 | 0 | 0 | 0 | 0 | 0
F3_Commercial_Warehouse_New_Food Preparation_Natural Gas_Range_E4 | F3 | Commercial | Warehouse | New | Food Preparation | Natural Gas | Range | E4 | System - kBTUs of Conusmption | 0 | 0 | 0 | 0 | 0 | 0 | 0 | 0 | 0 | 0 | 0 | 0 | 0 | 0 | 0 | 0 | 0 | 0 | 0 | 0 | 0 | 0 | 0 | 0 | 0 | 0 | 0 | 0 | 0 | 0 | 0
F3_Commercial_Warehouse_New_Food Preparation_Natural Gas_Range_E5 | F3 | Commercial | Warehouse | New | Food Preparation | Natural Gas | Range | E5 | System - kBTUs of Conusmption | 0 | 0 | 0 | 0 | 0 | 0 | 0 | 0 | 0 | 0 | 0 | 0 | 0 | 0 | 0 | 0 | 0 | 0 | 0 | 0 | 0 | 0 | 0 | 0 | 0 | 0 | 0 | 0 | 0 | 0 | 0
F3_Commercial_Warehouse_New_Food Preparation_Natural Gas_Range_E6 | F3 | Commercial | Warehouse | New | Food Preparation | Natural Gas | Range | E6 | System - kBTUs of Conusmption | 0 | 0 | 0 | 0 | 0 | 0 | 0 | 0 | 0 | 0 | 0 | 0 | 0 | 0 | 0 | 0 | 0 | 0 | 0 | 0 | 0 | 0 | 0 | 0 | 0 | 0 | 0 | 0 | 0 | 0 | 0
F3_Commercial_Warehouse_New_Food Preparation_Natural Gas_Range_E7 | F3 | Commercial | Warehouse | New | Food Preparation | Natural Gas | Range | E7 | System - kBTUs of Conusmption | 0 | 0 | 0 | 0 | 0 | 0 | 0 | 0 | 0 | 0 | 0 | 0 | 0 | 0 | 0 | 0 | 0 | 0 | 0 | 0 | 0 | 0 | 0 | 0 | 0 | 0 | 0 | 0 | 0 | 0 | 0
F3_Commercial_Warehouse_New_Food Preparation_Natural Gas_Range_E8 | F3 | Commercial | Warehouse | New | Food Preparation | Natural Gas | Range | E8 | System - kBTUs of Conusmption | 0 | 0 | 0 | 0 | 0 | 0 | 0 | 0 | 0 | 0 | 0 | 0 | 0 | 0 | 0 | 0 | 0 | 0 | 0 | 0 | 0 | 0 | 0 | 0 | 0 | 0 | 0 | 0 | 0 | 0 | 0
F3_Commercial_Warehouse_New_Food Preparation_Natural Gas_Range_E9 | F3 | Commercial | Warehouse | New | Food Preparation | Natural Gas | Range | E9 | System - kBTUs of Conusmption | 0 | 0 | 0 | 0 | 0 | 0 | 0 | 0 | 0 | 0 | 0 | 0 | 0 | 0 | 0 | 0 | 0 | 0 | 0 | 0 | 0 | 0 | 0 | 0 | 0 | 0 | 0 | 0 | 0 | 0 | 0
F3_Commercial_Warehouse_New_Food Preparation_Natural Gas_Range_E10 | F3 | Commercial | Warehouse | New | Food Preparation | Natural Gas | Range | E10 | System - kBTUs of Conusmption | 0 | 0 | 0 | 0 | 0 | 0 | 0 | 0 | 0 | 0 | 0 | 0 | 0 | 0 | 0 | 0 | 0 | 0 | 0 | 0 | 0 | 0 | 0 | 0 | 0 | 0 | 0 | 0 | 0 | 0 | 0
F4_Commercial_Warehouse_New_Food Preparation_Natural Gas_Range_E1 | F4 | Commercial | Warehouse | New | Food Preparation | Natural Gas | Range | E1 | Utility - Cost of Equipment | 0.11846 | 0.11846 | 0.11846 | 0.11846 | 0.11846 | 0.11846 | 0.11846 | 0.11846 | 0.11846 | 0.11846 | 0.11846 | 0.11846 | 0.11846 | 0.11846 | 0.11846 | 0.11846 | 0.11846 | 0.11846 | 0.11846 | 0.11846 | 0.11846 | 0.11846 | 0.11846 | 0.11846 | 0.11846 | 0.11846 | 0.11846 | 0.11846 | 0.11846 | 0.11846 | 0.11846
F4_Commercial_Warehouse_New_Food Preparation_Natural Gas_Range_E2 | F4 | Commercial | Warehouse | New | Food Preparation | Natural Gas | Range | E2 | Utility - Cost of Equipment | 0.11848 | 0.11848 | 0.11848 | 0.11848 | 0.11848 | 0.11848 | 0.11848 | 0.11848 | 0.11848 | 0.11848 | 0.11848 | 0.11848 | 0.11848 | 0.11848 | 0.11848 | 0.11848 | 0.11848 | 0.11848 | 0.11848 | 0.11848 | 0.11848 | 0.11848 | 0.11848 | 0.11848 | 0.11848 | 0.11848 | 0.11848 | 0.11848 | 0.11848 | 0.11848 | 0.11848
F4_Commercial_Warehouse_New_Food Preparation_Natural Gas_Range_E3 | F4 | Commercial | Warehouse | New | Food Preparation | Natural Gas | Range | E3 | Utility - Cost of Equipment | 0 | 0 | 0 | 0 | 0 | 0 | 0 | 0 | 0 | 0 | 0 | 0 | 0 | 0 | 0 | 0 | 0 | 0 | 0 | 0 | 0 | 0 | 0 | 0 | 0 | 0 | 0 | 0 | 0 | 0 | 0
F4_Commercial_Warehouse_New_Food Preparation_Natural Gas_Range_E4 | F4 | Commercial | Warehouse | New | Food Preparation | Natural Gas | Range | E4 | Utility - Cost of Equipment | 0 | 0 | 0 | 0 | 0 | 0 | 0 | 0 | 0 | 0 | 0 | 0 | 0 | 0 | 0 | 0 | 0 | 0 | 0 | 0 | 0 | 0 | 0 | 0 | 0 | 0 | 0 | 0 | 0 | 0 | 0
F4_Commercial_Warehouse_New_Food Preparation_Natural Gas_Range_E5 | F4 | Commercial | Warehouse | New | Food Preparation | Natural Gas | Range | E5 | Utility - Cost of Equipment | 0 | 0 | 0 | 0 | 0 | 0 | 0 | 0 | 0 | 0 | 0 | 0 | 0 | 0 | 0 | 0 | 0 | 0 | 0 | 0 | 0 | 0 | 0 | 0 | 0 | 0 | 0 | 0 | 0 | 0 | 0
F4_Commercial_Warehouse_New_Food Preparation_Natural Gas_Range_E6 | F4 | Commercial | Warehouse | New | Food Preparation | Natural Gas | Range | E6 | Utility - Cost of Equipment | 0 | 0 | 0 | 0 | 0 | 0 | 0 | 0 | 0 | 0 | 0 | 0 | 0 | 0 | 0 | 0 | 0 | 0 | 0 | 0 | 0 | 0 | 0 | 0 | 0 | 0 | 0 | 0 | 0 | 0 | 0
F4_Commercial_Warehouse_New_Food Preparation_Natural Gas_Range_E7 | F4 | Commercial | Warehouse | New | Food Preparation | Natural Gas | Range | E7 | Utility - Cost of Equipment | 0 | 0 | 0 | 0 | 0 | 0 | 0 | 0 | 0 | 0 | 0 | 0 | 0 | 0 | 0 | 0 | 0 | 0 | 0 | 0 | 0 | 0 | 0 | 0 | 0 | 0 | 0 | 0 | 0 | 0 | 0
F4_Commercial_Warehouse_New_Food Preparation_Natural Gas_Range_E8 | F4 | Commercial | Warehouse | New | Food Preparation | Natural Gas | Range | E8 | Utility - Cost of Equipment | 0 | 0 | 0 | 0 | 0 | 0 | 0 | 0 | 0 | 0 | 0 | 0 | 0 | 0 | 0 | 0 | 0 | 0 | 0 | 0 | 0 | 0 | 0 | 0 | 0 | 0 | 0 | 0 | 0 | 0 | 0
F4_Commercial_Warehouse_New_Food Preparation_Natural Gas_Range_E9 | F4 | Commercial | Warehouse | New | Food Preparation | Natural Gas | Range | E9 | Utility - Cost of Equipment | 0 | 0 | 0 | 0 | 0 | 0 | 0 | 0 | 0 | 0 | 0 | 0 | 0 | 0 | 0 | 0 | 0 | 0 | 0 | 0 | 0 | 0 | 0 | 0 | 0 | 0 | 0 | 0 | 0 | 0 | 0
F4_Commercial_Warehouse_New_Food Preparation_Natural Gas_Range_E10 | F4 | Commercial | Warehouse | New | Food Preparation | Natural Gas | Range | E10 | Utility - Cost of Equipment | 0 | 0 | 0 | 0 | 0 | 0 | 0 | 0 | 0 | 0 | 0 | 0 | 0 | 0 | 0 | 0 | 0 | 0 | 0 | 0 | 0 | 0 | 0 | 0 | 0 | 0 | 0 | 0 | 0 | 0 | 0
F5_Commercial_Warehouse_New_Food Preparation_Natural Gas_Range_E1 | F5 | Commercial | Warehouse | New | Food Preparation | Natural Gas | Range | E1 | Utility - Cost of Operation | 0.14125 | 0.14405 | 0.14605 | 0.14822 | 0.15134 | 0.14179 | 0.13433 | 0.1304 | 0.12899 | 0.12683 | 0.12537 | 0.13201 | 0.11814 | 0.12628 | 0.13672 | 0.14687 | 0.14725 | 0.14795 | 0.14512 | 0.14714 | 0.14855 | 0.15046 | 0.15285 | 0.072001 | 0.070565 | 0.06922 | 0.067955 | 0.066754 | 0.065608 | 0.064506 | 0.063441
F5_Commercial_Warehouse_New_Food Preparation_Natural Gas_Range_E2 | F5 | Commercial | Warehouse | New | Food Preparation | Natural Gas | Range | E2 | Utility - Cost of Operation | 0.10594 | 0.10804 | 0.10954 | 0.11117 | 0.1135 | 0.10634 | 0.10074 | 0.097801 | 0.096744 | 0.095121 | 0.094026 | 0.099008 | 0.088608 | 0.09471 | 0.10254 | 0.11015 | 0.11044 | 0.11096 | 0.10884 | 0.11036 | 0.11141 | 0.11284 | 0.11464 | 0.054001 | 0.052923 | 0.051915 | 0.050966 | 0.050066 | 0.049206 | 0.04838 | 0.047581
F5_Commercial_Warehouse_New_Food Preparation_Natural Gas_Range_E3 | F5 | Commercial | Warehouse | New | Food Preparation | Natural Gas | Range | E3 | Utility - Cost of Operation | 0 | 0 | 0 | 0 | 0 | 0 | 0 | 0 | 0 | 0 | 0 | 0 | 0 | 0 | 0 | 0 | 0 | 0 | 0 | 0 | 0 | 0 | 0 | 0 | 0 | 0 | 0 | 0 | 0 | 0 | 0
F5_Commercial_Warehouse_New_Food Preparation_Natural Gas_Range_E4 | F5 | Commercial | Warehouse | New | Food Preparation | Natural Gas | Range | E4 | Utility - Cost of Operation | 0 | 0 | 0 | 0 | 0 | 0 | 0 | 0 | 0 | 0 | 0 | 0 | 0 | 0 | 0 | 0 | 0 | 0 | 0 | 0 | 0 | 0 | 0 | 0 | 0 | 0 | 0 | 0 | 0 | 0 | 0
F5_Commercial_Warehouse_New_Food Preparation_Natural Gas_Range_E5 | F5 | Commercial | Warehouse | New | Food Preparation | Natural Gas | Range | E5 | Utility - Cost of Operation | 0 | 0 | 0 | 0 | 0 | 0 | 0 | 0 | 0 | 0 | 0 | 0 | 0 | 0 | 0 | 0 | 0 | 0 | 0 | 0 | 0 | 0 | 0 | 0 | 0 | 0 | 0 | 0 | 0 | 0 | 0
F5_Commercial_Warehouse_New_Food Preparation_Natural Gas_Range_E6 | F5 | Commercial | Warehouse | New | Food Preparation | Natural Gas | Range | E6 | Utility - Cost of Operation | 0 | 0 | 0 | 0 | 0 | 0 | 0 | 0 | 0 | 0 | 0 | 0 | 0 | 0 | 0 | 0 | 0 | 0 | 0 | 0 | 0 | 0 | 0 | 0 | 0 | 0 | 0 | 0 | 0 | 0 | 0
F5_Commercial_Warehouse_New_Food Preparation_Natural Gas_Range_E7 | F5 | Commercial | Warehouse | New | Food Preparation | Natural Gas | Range | E7 | Utility - Cost of Operation | 0 | 0 | 0 | 0 | 0 | 0 | 0 | 0 | 0 | 0 | 0 | 0 | 0 | 0 | 0 | 0 | 0 | 0 | 0 | 0 | 0 | 0 | 0 | 0 | 0 | 0 | 0 | 0 | 0 | 0 | 0
F5_Commercial_Warehouse_New_Food Preparation_Natural Gas_Range_E8 | F5 | Commercial | Warehouse | New | Food Preparation | Natural Gas | Range | E8 | Utility - Cost of Operation | 0 | 0 | 0 | 0 | 0 | 0 | 0 | 0 | 0 | 0 | 0 | 0 | 0 | 0 | 0 | 0 | 0 | 0 | 0 | 0 | 0 | 0 | 0 | 0 | 0 | 0 | 0 | 0 | 0 | 0 | 0
F5_Commercial_Warehouse_New_Food Preparation_Natural Gas_Range_E9 | F5 | Commercial | Warehouse | New | Food Preparation | Natural Gas | Range | E9 | Utility - Cost of Operation | 0 | 0 | 0 | 0 | 0 | 0 | 0 | 0 | 0 | 0 | 0 | 0 | 0 | 0 | 0 | 0 | 0 | 0 | 0 | 0 | 0 | 0 | 0 | 0 | 0 | 0 | 0 | 0 | 0 | 0 | 0
F5_Commercial_Warehouse_New_Food Preparation_Natural Gas_Range_E10 | F5 | Commercial | Warehouse | New | Food Preparation | Natural Gas | Range | E10 | Utility - Cost of Operation | 0 | 0 | 0 | 0 | 0 | 0 | 0 | 0 | 0 | 0 | 0 | 0 | 0 | 0 | 0 | 0 | 0 | 0 | 0 | 0 | 0 | 0 | 0 | 0 | 0 | 0 | 0 | 0 | 0 | 0 | 0
F6_Commercial_Warehouse_New_Food Preparation_Natural Gas_Range_E1 | F6 | Commercial | Warehouse | New | Food Preparation | Natural Gas | Range | E1 | Utility - Value of Sales | 0.16922 | 0.17258 | 0.17498 | 0.17758 | 0.18131 | 0.16987 | 0.16093 | 0.15623 | 0.15454 | 0.15195 | 0.1502 | 0.15816 | 0.14154 | 0.15129 | 0.1638 | 0.17596 | 0.17641 | 0.17726 | 0.17387 | 0.17628 | 0.17798 | 0.18026 | 0.18313 | 0.086262 | 0.084541 | 0.08293 | 0.081414 | 0.079976 | 0.078603 | 0.077283 | 0.076007
F6_Commercial_Warehouse_New_Food Preparation_Natural Gas_Range_E2 | F6 | Commercial | Warehouse | New | Food Preparation | Natural Gas | Range | E2 | Utility - Value of Sales | 0.12692 | 0.12943 | 0.13123 | 0.13318 | 0.13599 | 0.1274 | 0.1207 | 0.11717 | 0.11591 | 0.11396 | 0.11265 | 0.11862 | 0.10616 | 0.11347 | 0.12285 | 0.13197 | 0.13231 | 0.13294 | 0.1304 | 0.13221 | 0.13348 | 0.13519 | 0.13735 | 0.064696 | 0.063406 | 0.062198 | 0.061061 | 0.059982 | 0.058952 | 0.057962 | 0.057005
F6_Commercial_Warehouse_New_Food Preparation_Natural Gas_Range_E3 | F6 | Commercial | Warehouse | New | Food Preparation | Natural Gas | Range | E3 | Utility - Value of Sales | 0 | 0 | 0 | 0 | 0 | 0 | 0 | 0 | 0 | 0 | 0 | 0 | 0 | 0 | 0 | 0 | 0 | 0 | 0 | 0 | 0 | 0 | 0 | 0 | 0 | 0 | 0 | 0 | 0 | 0 | 0
F6_Commercial_Warehouse_New_Food Preparation_Natural Gas_Range_E4 | F6 | Commercial | Warehouse | New | Food Preparation | Natural Gas | Range | E4 | Utility - Value of Sales | 0 | 0 | 0 | 0 | 0 | 0 | 0 | 0 | 0 | 0 | 0 | 0 | 0 | 0 | 0 | 0 | 0 | 0 | 0 | 0 | 0 | 0 | 0 | 0 | 0 | 0 | 0 | 0 | 0 | 0 | 0
F6_Commercial_Warehouse_New_Food Preparation_Natural Gas_Range_E5 | F6 | Commercial | Warehouse | New | Food Preparation | Natural Gas | Range | E5 | Utility - Value of Sales | 0 | 0 | 0 | 0 | 0 | 0 | 0 | 0 | 0 | 0 | 0 | 0 | 0 | 0 | 0 | 0 | 0 | 0 | 0 | 0 | 0 | 0 | 0 | 0 | 0 | 0 | 0 | 0 | 0 | 0 | 0
F6_Commercial_Warehouse_New_Food Preparation_Natural Gas_Range_E6 | F6 | Commercial | Warehouse | New | Food Preparation | Natural Gas | Range | E6 | Utility - Value of Sales | 0 | 0 | 0 | 0 | 0 | 0 | 0 | 0 | 0 | 0 | 0 | 0 | 0 | 0 | 0 | 0 | 0 | 0 | 0 | 0 | 0 | 0 | 0 | 0 | 0 | 0 | 0 | 0 | 0 | 0 | 0
F6_Commercial_Warehouse_New_Food Preparation_Natural Gas_Range_E7 | F6 | Commercial | Warehouse | New | Food Preparation | Natural Gas | Range | E7 | Utility - Value of Sales | 0 | 0 | 0 | 0 | 0 | 0 | 0 | 0 | 0 | 0 | 0 | 0 | 0 | 0 | 0 | 0 | 0 | 0 | 0 | 0 | 0 | 0 | 0 | 0 | 0 | 0 | 0 | 0 | 0 | 0 | 0
F6_Commercial_Warehouse_New_Food Preparation_Natural Gas_Range_E8 | F6 | Commercial | Warehouse | New | Food Preparation | Natural Gas | Range | E8 | Utility - Value of Sales | 0 | 0 | 0 | 0 | 0 | 0 | 0 | 0 | 0 | 0 | 0 | 0 | 0 | 0 | 0 | 0 | 0 | 0 | 0 | 0 | 0 | 0 | 0 | 0 | 0 | 0 | 0 | 0 | 0 | 0 | 0
F6_Commercial_Warehouse_New_Food Preparation_Natural Gas_Range_E9 | F6 | Commercial | Warehouse | New | Food Preparation | Natural Gas | Range | E9 | Utility - Value of Sales | 0 | 0 | 0 | 0 | 0 | 0 | 0 | 0 | 0 | 0 | 0 | 0 | 0 | 0 | 0 | 0 | 0 | 0 | 0 | 0 | 0 | 0 | 0 | 0 | 0 | 0 | 0 | 0 | 0 | 0 | 0
F6_Commercial_Warehouse_New_Food Preparation_Natural Gas_Range_E10 | F6 | Commercial | Warehouse | New | Food Preparation | Natural Gas | Range | E10 | Utility - Value of Sales | 0 | 0 | 0 | 0 | 0 | 0 | 0 | 0 | 0 | 0 | 0 | 0 | 0 | 0 | 0 | 0 | 0 | 0 | 0 | 0 | 0 | 0 | 0 | 0 | 0 | 0 | 0 | 0 | 0 | 0 | 0
F1_Commercial_Warehouse_New_Food Preparation_Natural Gas_Steamer_E1 | F1 | Commercial | Warehouse | New | Food Preparation | Natural Gas | Steamer | E1 | Participant - Cost of Equipment | 0.3625 | 0.3625 | 0.3625 | 0 | 0 | 0 | 0 | 0 | 0 | 0 | 0 | 0 | 0 | 0 | 0 | 0 | 0 | 0 | 0 | 0 | 0 | 0 | 0 | 0 | 0 | 0 | 0 | 0 | 0 | 0 | 0
F1_Commercial_Warehouse_New_Food Preparation_Natural Gas_Steamer_E2 | F1 | Commercial | Warehouse | New | Food Preparation | Natural Gas | Steamer | E2 | Participant - Cost of Equipment | 0.38945 | 0.38945 | 0.38945 | 0.38945 | 0.38945 | 0.38945 | 0.38945 | 0.38945 | 0.38945 | 0.38945 | 0.38945 | 0.38945 | 0.38945 | 0.38945 | 0.38945 | 0.38945 | 0.38945 | 0.38945 | 0.38945 | 0.38945 | 0.38945 | 0.38945 | 0.38945 | 0.38945 | 0.38945 | 0.38945 | 0.38945 | 0.38945 | 0.38945 | 0.38945 | 0.38945
F1_Commercial_Warehouse_New_Food Preparation_Natural Gas_Steamer_E3 | F1 | Commercial | Warehouse | New | Food Preparation | Natural Gas | Steamer | E3 | Participant - Cost of Equipment | 0 | 0 | 0 | 0 | 0 | 0 | 0 | 0 | 0 | 0 | 0 | 0 | 0 | 0 | 0 | 0 | 0 | 0 | 0 | 0 | 0 | 0 | 0 | 0 | 0 | 0 | 0 | 0 | 0 | 0 | 0
F1_Commercial_Warehouse_New_Food Preparation_Natural Gas_Steamer_E4 | F1 | Commercial | Warehouse | New | Food Preparation | Natural Gas | Steamer | E4 | Participant - Cost of Equipment | 0 | 0 | 0 | 0 | 0 | 0 | 0 | 0 | 0 | 0 | 0 | 0 | 0 | 0 | 0 | 0 | 0 | 0 | 0 | 0 | 0 | 0 | 0 | 0 | 0 | 0 | 0 | 0 | 0 | 0 | 0
F1_Commercial_Warehouse_New_Food Preparation_Natural Gas_Steamer_E5 | F1 | Commercial | Warehouse | New | Food Preparation | Natural Gas | Steamer | E5 | Participant - Cost of Equipment | 0 | 0 | 0 | 0 | 0 | 0 | 0 | 0 | 0 | 0 | 0 | 0 | 0 | 0 | 0 | 0 | 0 | 0 | 0 | 0 | 0 | 0 | 0 | 0 | 0 | 0 | 0 | 0 | 0 | 0 | 0
F1_Commercial_Warehouse_New_Food Preparation_Natural Gas_Steamer_E6 | F1 | Commercial | Warehouse | New | Food Preparation | Natural Gas | Steamer | E6 | Participant - Cost of Equipment | 0 | 0 | 0 | 0 | 0 | 0 | 0 | 0 | 0 | 0 | 0 | 0 | 0 | 0 | 0 | 0 | 0 | 0 | 0 | 0 | 0 | 0 | 0 | 0 | 0 | 0 | 0 | 0 | 0 | 0 | 0
F1_Commercial_Warehouse_New_Food Preparation_Natural Gas_Steamer_E7 | F1 | Commercial | Warehouse | New | Food Preparation | Natural Gas | Steamer | E7 | Participant - Cost of Equipment | 0 | 0 | 0 | 0 | 0 | 0 | 0 | 0 | 0 | 0 | 0 | 0 | 0 | 0 | 0 | 0 | 0 | 0 | 0 | 0 | 0 | 0 | 0 | 0 | 0 | 0 | 0 | 0 | 0 | 0 | 0
F1_Commercial_Warehouse_New_Food Preparation_Natural Gas_Steamer_E8 | F1 | Commercial | Warehouse | New | Food Preparation | Natural Gas | Steamer | E8 | Participant - Cost of Equipment | 0 | 0 | 0 | 0 | 0 | 0 | 0 | 0 | 0 | 0 | 0 | 0 | 0 | 0 | 0 | 0 | 0 | 0 | 0 | 0 | 0 | 0 | 0 | 0 | 0 | 0 | 0 | 0 | 0 | 0 | 0
F1_Commercial_Warehouse_New_Food Preparation_Natural Gas_Steamer_E9 | F1 | Commercial | Warehouse | New | Food Preparation | Natural Gas | Steamer | E9 | Participant - Cost of Equipment | 0 | 0 | 0 | 0 | 0 | 0 | 0 | 0 | 0 | 0 | 0 | 0 | 0 | 0 | 0 | 0 | 0 | 0 | 0 | 0 | 0 | 0 | 0 | 0 | 0 | 0 | 0 | 0 | 0 | 0 | 0
F1_Commercial_Warehouse_New_Food Preparation_Natural Gas_Steamer_E10 | F1 | Commercial | Warehouse | New | Food Preparation | Natural Gas | Steamer | E10 | Participant - Cost of Equipment | 0 | 0 | 0 | 0 | 0 | 0 | 0 | 0 | 0 | 0 | 0 | 0 | 0 | 0 | 0 | 0 | 0 | 0 | 0 | 0 | 0 | 0 | 0 | 0 | 0 | 0 | 0 | 0 | 0 | 0 | 0
F2_Commercial_Warehouse_New_Food Preparation_Natural Gas_Steamer_E1 | F2 | Commercial | Warehouse | New | Food Preparation | Natural Gas | Steamer | E1 | Participant - Cost of Operation | 0.39661 | 0.39997 | 0.4019 | 0 | 0 | 0 | 0 | 0 | 0 | 0 | 0 | 0 | 0 | 0 | 0 | 0 | 0 | 0 | 0 | 0 | 0 | 0 | 0 | 0 | 0 | 0 | 0 | 0 | 0 | 0 | 0
F2_Commercial_Warehouse_New_Food Preparation_Natural Gas_Steamer_E2 | F2 | Commercial | Warehouse | New | Food Preparation | Natural Gas | Steamer | E2 | Participant - Cost of Operation | 0.082729 | 0.08343 | 0.083833 | 0.08421 | 0.085039 | 0.080028 | 0.075885 | 0.075731 | 0.077103 | 0.078331 | 0.08019 | 0.081877 | 0.072838 | 0.074904 | 0.077945 | 0.080603 | 0.080693 | 0.080956 | 0.079413 | 0.080361 | 0.081003 | 0.081901 | 0.083053 | 0.041482 | 0.040672 | 0.03991 | 0.039191 | 0.038506 | 0.037851 | 0.03722 | 0.036608
F2_Commercial_Warehouse_New_Food Preparation_Natural Gas_Steamer_E3 | F2 | Commercial | Warehouse | New | Food Preparation | Natural Gas | Steamer | E3 | Participant - Cost of Operation | 0 | 0 | 0 | 0 | 0 | 0 | 0 | 0 | 0 | 0 | 0 | 0 | 0 | 0 | 0 | 0 | 0 | 0 | 0 | 0 | 0 | 0 | 0 | 0 | 0 | 0 | 0 | 0 | 0 | 0 | 0
F2_Commercial_Warehouse_New_Food Preparation_Natural Gas_Steamer_E4 | F2 | Commercial | Warehouse | New | Food Preparation | Natural Gas | Steamer | E4 | Participant - Cost of Operation | 0 | 0 | 0 | 0 | 0 | 0 | 0 | 0 | 0 | 0 | 0 | 0 | 0 | 0 | 0 | 0 | 0 | 0 | 0 | 0 | 0 | 0 | 0 | 0 | 0 | 0 | 0 | 0 | 0 | 0 | 0
F2_Commercial_Warehouse_New_Food Preparation_Natural Gas_Steamer_E5 | F2 | Commercial | Warehouse | New | Food Preparation | Natural Gas | Steamer | E5 | Participant - Cost of Operation | 0 | 0 | 0 | 0 | 0 | 0 | 0 | 0 | 0 | 0 | 0 | 0 | 0 | 0 | 0 | 0 | 0 | 0 | 0 | 0 | 0 | 0 | 0 | 0 | 0 | 0 | 0 | 0 | 0 | 0 | 0
F2_Commercial_Warehouse_New_Food Preparation_Natural Gas_Steamer_E6 | F2 | Commercial | Warehouse | New | Food Preparation | Natural Gas | Steamer | E6 | Participant - Cost of Operation | 0 | 0 | 0 | 0 | 0 | 0 | 0 | 0 | 0 | 0 | 0 | 0 | 0 | 0 | 0 | 0 | 0 | 0 | 0 | 0 | 0 | 0 | 0 | 0 | 0 | 0 | 0 | 0 | 0 | 0 | 0
F2_Commercial_Warehouse_New_Food Preparation_Natural Gas_Steamer_E7 | F2 | Commercial | Warehouse | New | Food Preparation | Natural Gas | Steamer | E7 | Participant - Cost of Operation | 0 | 0 | 0 | 0 | 0 | 0 | 0 | 0 | 0 | 0 | 0 | 0 | 0 | 0 | 0 | 0 | 0 | 0 | 0 | 0 | 0 | 0 | 0 | 0 | 0 | 0 | 0 | 0 | 0 | 0 | 0
F2_Commercial_Warehouse_New_Food Preparation_Natural Gas_Steamer_E8 | F2 | Commercial | Warehouse | New | Food Preparation | Natural Gas | Steamer | E8 | Participant - Cost of Operation | 0 | 0 | 0 | 0 | 0 | 0 | 0 | 0 | 0 | 0 | 0 | 0 | 0 | 0 | 0 | 0 | 0 | 0 | 0 | 0 | 0 | 0 | 0 | 0 | 0 | 0 | 0 | 0 | 0 | 0 | 0
F2_Commercial_Warehouse_New_Food Preparation_Natural Gas_Steamer_E9 | F2 | Commercial | Warehouse | New | Food Preparation | Natural Gas | Steamer | E9 | Participant - Cost of Operation | 0 | 0 | 0 | 0 | 0 | 0 | 0 | 0 | 0 | 0 | 0 | 0 | 0 | 0 | 0 | 0 | 0 | 0 | 0 | 0 | 0 | 0 | 0 | 0 | 0 | 0 | 0 | 0 | 0 | 0 | 0
F2_Commercial_Warehouse_New_Food Preparation_Natural Gas_Steamer_E10 | F2 | Commercial | Warehouse | New | Food Preparation | Natural Gas | Steamer | E10 | Participant - Cost of Operation | 0 | 0 | 0 | 0 | 0 | 0 | 0 | 0 | 0 | 0 | 0 | 0 | 0 | 0 | 0 | 0 | 0 | 0 | 0 | 0 | 0 | 0 | 0 | 0 | 0 | 0 | 0 | 0 | 0 | 0 | 0
F3_Commercial_Warehouse_New_Food Preparation_Natural Gas_Steamer_E1 | F3 | Commercial | Warehouse | New | Food Preparation | Natural Gas | Steamer | E1 | System - kBTUs of Conusmption | 33.3641 | 33.4307 | 33.3882 | 0 | 0 | 0 | 0 | 0 | 0 | 0 | 0 | 0 | 0 | 0 | 0 | 0 | 0 | 0 | 0 | 0 | 0 | 0 | 0 | 0 | 0 | 0 | 0 | 0 | 0 | 0 | 0
F3_Commercial_Warehouse_New_Food Preparation_Natural Gas_Steamer_E2 | F3 | Commercial | Warehouse | New | Food Preparation | Natural Gas | Steamer | E2 | System - kBTUs of Conusmption | 6.9594 | 6.9733 | 6.9645 | 6.9584 | 6.9584 | 6.9584 | 6.9584 | 6.9584 | 6.9584 | 6.9584 | 6.9584 | 6.9584 | 6.9584 | 6.9584 | 6.9584 | 6.9584 | 6.9584 | 6.9584 | 6.9584 | 6.9584 | 6.9584 | 6.9584 | 6.9584 | 6.9584 | 6.9584 | 6.9584 | 6.9584 | 6.9584 | 6.9584 | 6.9584 | 6.9584
F3_Commercial_Warehouse_New_Food Preparation_Natural Gas_Steamer_E3 | F3 | Commercial | Warehouse | New | Food Preparation | Natural Gas | Steamer | E3 | System - kBTUs of Conusmption | 0 | 0 | 0 | 0 | 0 | 0 | 0 | 0 | 0 | 0 | 0 | 0 | 0 | 0 | 0 | 0 | 0 | 0 | 0 | 0 | 0 | 0 | 0 | 0 | 0 | 0 | 0 | 0 | 0 | 0 | 0
F3_Commercial_Warehouse_New_Food Preparation_Natural Gas_Steamer_E4 | F3 | Commercial | Warehouse | New | Food Preparation | Natural Gas | Steamer | E4 | System - kBTUs of Conusmption | 0 | 0 | 0 | 0 | 0 | 0 | 0 | 0 | 0 | 0 | 0 | 0 | 0 | 0 | 0 | 0 | 0 | 0 | 0 | 0 | 0 | 0 | 0 | 0 | 0 | 0 | 0 | 0 | 0 | 0 | 0
F3_Commercial_Warehouse_New_Food Preparation_Natural Gas_Steamer_E5 | F3 | Commercial | Warehouse | New | Food Preparation | Natural Gas | Steamer | E5 | System - kBTUs of Conusmption | 0 | 0 | 0 | 0 | 0 | 0 | 0 | 0 | 0 | 0 | 0 | 0 | 0 | 0 | 0 | 0 | 0 | 0 | 0 | 0 | 0 | 0 | 0 | 0 | 0 | 0 | 0 | 0 | 0 | 0 | 0
F3_Commercial_Warehouse_New_Food Preparation_Natural Gas_Steamer_E6 | F3 | Commercial | Warehouse | New | Food Preparation | Natural Gas | Steamer | E6 | System - kBTUs of Conusmption | 0 | 0 | 0 | 0 | 0 | 0 | 0 | 0 | 0 | 0 | 0 | 0 | 0 | 0 | 0 | 0 | 0 | 0 | 0 | 0 | 0 | 0 | 0 | 0 | 0 | 0 | 0 | 0 | 0 | 0 | 0
F3_Commercial_Warehouse_New_Food Preparation_Natural Gas_Steamer_E7 | F3 | Commercial | Warehouse | New | Food Preparation | Natural Gas | Steamer | E7 | System - kBTUs of Conusmption | 0 | 0 | 0 | 0 | 0 | 0 | 0 | 0 | 0 | 0 | 0 | 0 | 0 | 0 | 0 | 0 | 0 | 0 | 0 | 0 | 0 | 0 | 0 | 0 | 0 | 0 | 0 | 0 | 0 | 0 | 0
F3_Commercial_Warehouse_New_Food Preparation_Natural Gas_Steamer_E8 | F3 | Commercial | Warehouse | New | Food Preparation | Natural Gas | Steamer | E8 | System - kBTUs of Conusmption | 0 | 0 | 0 | 0 | 0 | 0 | 0 | 0 | 0 | 0 | 0 | 0 | 0 | 0 | 0 | 0 | 0 | 0 | 0 | 0 | 0 | 0 | 0 | 0 | 0 | 0 | 0 | 0 | 0 | 0 | 0
F3_Commercial_Warehouse_New_Food Preparation_Natural Gas_Steamer_E9 | F3 | Commercial | Warehouse | New | Food Preparation | Natural Gas | Steamer | E9 | System - kBTUs of Conusmption | 0 | 0 | 0 | 0 | 0 | 0 | 0 | 0 | 0 | 0 | 0 | 0 | 0 | 0 | 0 | 0 | 0 | 0 | 0 | 0 | 0 | 0 | 0 | 0 | 0 | 0 | 0 | 0 | 0 | 0 | 0
F3_Commercial_Warehouse_New_Food Preparation_Natural Gas_Steamer_E10 | F3 | Commercial | Warehouse | New | Food Preparation | Natural Gas | Steamer | E10 | System - kBTUs of Conusmption | 0 | 0 | 0 | 0 | 0 | 0 | 0 | 0 | 0 | 0 | 0 | 0 | 0 | 0 | 0 | 0 | 0 | 0 | 0 | 0 | 0 | 0 | 0 | 0 | 0 | 0 | 0 | 0 | 0 | 0 | 0
F4_Commercial_Warehouse_New_Food Preparation_Natural Gas_Steamer_E1 | F4 | Commercial | Warehouse | New | Food Preparation | Natural Gas | Steamer | E1 | Utility - Cost of Equipment | 0.3625 | 0.3625 | 0.3625 | 0 | 0 | 0 | 0 | 0 | 0 | 0 | 0 | 0 | 0 | 0 | 0 | 0 | 0 | 0 | 0 | 0 | 0 | 0 | 0 | 0 | 0 | 0 | 0 | 0 | 0 | 0 | 0
F4_Commercial_Warehouse_New_Food Preparation_Natural Gas_Steamer_E2 | F4 | Commercial | Warehouse | New | Food Preparation | Natural Gas | Steamer | E2 | Utility - Cost of Equipment | 0.38945 | 0.38945 | 0.38945 | 0.38945 | 0.38945 | 0.38945 | 0.38945 | 0.38945 | 0.38945 | 0.38945 | 0.38945 | 0.38945 | 0.38945 | 0.38945 | 0.38945 | 0.38945 | 0.38945 | 0.38945 | 0.38945 | 0.38945 | 0.38945 | 0.38945 | 0.38945 | 0.38945 | 0.38945 | 0.38945 | 0.38945 | 0.38945 | 0.38945 | 0.38945 | 0.38945
F4_Commercial_Warehouse_New_Food Preparation_Natural Gas_Steamer_E3 | F4 | Commercial | Warehouse | New | Food Preparation | Natural Gas | Steamer | E3 | Utility - Cost of Equipment | 0 | 0 | 0 | 0 | 0 | 0 | 0 | 0 | 0 | 0 | 0 | 0 | 0 | 0 | 0 | 0 | 0 | 0 | 0 | 0 | 0 | 0 | 0 | 0 | 0 | 0 | 0 | 0 | 0 | 0 | 0
F4_Commercial_Warehouse_New_Food Preparation_Natural Gas_Steamer_E4 | F4 | Commercial | Warehouse | New | Food Preparation | Natural Gas | Steamer | E4 | Utility - Cost of Equipment | 0 | 0 | 0 | 0 | 0 | 0 | 0 | 0 | 0 | 0 | 0 | 0 | 0 | 0 | 0 | 0 | 0 | 0 | 0 | 0 | 0 | 0 | 0 | 0 | 0 | 0 | 0 | 0 | 0 | 0 | 0
F4_Commercial_Warehouse_New_Food Preparation_Natural Gas_Steamer_E5 | F4 | Commercial | Warehouse | New | Food Preparation | Natural Gas | Steamer | E5 | Utility - Cost of Equipment | 0 | 0 | 0 | 0 | 0 | 0 | 0 | 0 | 0 | 0 | 0 | 0 | 0 | 0 | 0 | 0 | 0 | 0 | 0 | 0 | 0 | 0 | 0 | 0 | 0 | 0 | 0 | 0 | 0 | 0 | 0
F4_Commercial_Warehouse_New_Food Preparation_Natural Gas_Steamer_E6 | F4 | Commercial | Warehouse | New | Food Preparation | Natural Gas | Steamer | E6 | Utility - Cost of Equipment | 0 | 0 | 0 | 0 | 0 | 0 | 0 | 0 | 0 | 0 | 0 | 0 | 0 | 0 | 0 | 0 | 0 | 0 | 0 | 0 | 0 | 0 | 0 | 0 | 0 | 0 | 0 | 0 | 0 | 0 | 0
F4_Commercial_Warehouse_New_Food Preparation_Natural Gas_Steamer_E7 | F4 | Commercial | Warehouse | New | Food Preparation | Natural Gas | Steamer | E7 | Utility - Cost of Equipment | 0 | 0 | 0 | 0 | 0 | 0 | 0 | 0 | 0 | 0 | 0 | 0 | 0 | 0 | 0 | 0 | 0 | 0 | 0 | 0 | 0 | 0 | 0 | 0 | 0 | 0 | 0 | 0 | 0 | 0 | 0
F4_Commercial_Warehouse_New_Food Preparation_Natural Gas_Steamer_E8 | F4 | Commercial | Warehouse | New | Food Preparation | Natural Gas | Steamer | E8 | Utility - Cost of Equipment | 0 | 0 | 0 | 0 | 0 | 0 | 0 | 0 | 0 | 0 | 0 | 0 | 0 | 0 | 0 | 0 | 0 | 0 | 0 | 0 | 0 | 0 | 0 | 0 | 0 | 0 | 0 | 0 | 0 | 0 | 0
F4_Commercial_Warehouse_New_Food Preparation_Natural Gas_Steamer_E9 | F4 | Commercial | Warehouse | New | Food Preparation | Natural Gas | Steamer | E9 | Utility - Cost of Equipment | 0 | 0 | 0 | 0 | 0 | 0 | 0 | 0 | 0 | 0 | 0 | 0 | 0 | 0 | 0 | 0 | 0 | 0 | 0 | 0 | 0 | 0 | 0 | 0 | 0 | 0 | 0 | 0 | 0 | 0 | 0
F4_Commercial_Warehouse_New_Food Preparation_Natural Gas_Steamer_E10 | F4 | Commercial | Warehouse | New | Food Preparation | Natural Gas | Steamer | E10 | Utility - Cost of Equipment | 0 | 0 | 0 | 0 | 0 | 0 | 0 | 0 | 0 | 0 | 0 | 0 | 0 | 0 | 0 | 0 | 0 | 0 | 0 | 0 | 0 | 0 | 0 | 0 | 0 | 0 | 0 | 0 | 0 | 0 | 0
F5_Commercial_Warehouse_New_Food Preparation_Natural Gas_Steamer_E1 | F5 | Commercial | Warehouse | New | Food Preparation | Natural Gas | Steamer | E1 | Utility - Cost of Operation | 0.33104 | 0.33384 | 0.33546 | 0 | 0 | 0 | 0 | 0 | 0 | 0 | 0 | 0 | 0 | 0 | 0 | 0 | 0 | 0 | 0 | 0 | 0 | 0 | 0 | 0 | 0 | 0 | 0 | 0 | 0 | 0 | 0
F5_Commercial_Warehouse_New_Food Preparation_Natural Gas_Steamer_E2 | F5 | Commercial | Warehouse | New | Food Preparation | Natural Gas | Steamer | E2 | Utility - Cost of Operation | 0.069052 | 0.069637 | 0.069973 | 0.070289 | 0.070981 | 0.066798 | 0.063339 | 0.063211 | 0.064356 | 0.065382 | 0.066933 | 0.068341 | 0.060796 | 0.062521 | 0.065059 | 0.067278 | 0.067352 | 0.067572 | 0.066284 | 0.067076 | 0.067611 | 0.068361 | 0.069322 | 0.034624 | 0.033948 | 0.033312 | 0.032712 | 0.032141 | 0.031594 | 0.031066 | 0.030556
F5_Commercial_Warehouse_New_Food Preparation_Natural Gas_Steamer_E3 | F5 | Commercial | Warehouse | New | Food Preparation | Natural Gas | Steamer | E3 | Utility - Cost of Operation | 0 | 0 | 0 | 0 | 0 | 0 | 0 | 0 | 0 | 0 | 0 | 0 | 0 | 0 | 0 | 0 | 0 | 0 | 0 | 0 | 0 | 0 | 0 | 0 | 0 | 0 | 0 | 0 | 0 | 0 | 0
F5_Commercial_Warehouse_New_Food Preparation_Natural Gas_Steamer_E4 | F5 | Commercial | Warehouse | New | Food Preparation | Natural Gas | Steamer | E4 | Utility - Cost of Operation | 0 | 0 | 0 | 0 | 0 | 0 | 0 | 0 | 0 | 0 | 0 | 0 | 0 | 0 | 0 | 0 | 0 | 0 | 0 | 0 | 0 | 0 | 0 | 0 | 0 | 0 | 0 | 0 | 0 | 0 | 0
F5_Commercial_Warehouse_New_Food Preparation_Natural Gas_Steamer_E5 | F5 | Commercial | Warehouse | New | Food Preparation | Natural Gas | Steamer | E5 | Utility - Cost of Operation | 0 | 0 | 0 | 0 | 0 | 0 | 0 | 0 | 0 | 0 | 0 | 0 | 0 | 0 | 0 | 0 | 0 | 0 | 0 | 0 | 0 | 0 | 0 | 0 | 0 | 0 | 0 | 0 | 0 | 0 | 0
F5_Commercial_Warehouse_New_Food Preparation_Natural Gas_Steamer_E6 | F5 | Commercial | Warehouse | New | Food Preparation | Natural Gas | Steamer | E6 | Utility - Cost of Operation | 0 | 0 | 0 | 0 | 0 | 0 | 0 | 0 | 0 | 0 | 0 | 0 | 0 | 0 | 0 | 0 | 0 | 0 | 0 | 0 | 0 | 0 | 0 | 0 | 0 | 0 | 0 | 0 | 0 | 0 | 0
F5_Commercial_Warehouse_New_Food Preparation_Natural Gas_Steamer_E7 | F5 | Commercial | Warehouse | New | Food Preparation | Natural Gas | Steamer | E7 | Utility - Cost of Operation | 0 | 0 | 0 | 0 | 0 | 0 | 0 | 0 | 0 | 0 | 0 | 0 | 0 | 0 | 0 | 0 | 0 | 0 | 0 | 0 | 0 | 0 | 0 | 0 | 0 | 0 | 0 | 0 | 0 | 0 | 0
F5_Commercial_Warehouse_New_Food Preparation_Natural Gas_Steamer_E8 | F5 | Commercial | Warehouse | New | Food Preparation | Natural Gas | Steamer | E8 | Utility - Cost of Operation | 0 | 0 | 0 | 0 | 0 | 0 | 0 | 0 | 0 | 0 | 0 | 0 | 0 | 0 | 0 | 0 | 0 | 0 | 0 | 0 | 0 | 0 | 0 | 0 | 0 | 0 | 0 | 0 | 0 | 0 | 0
F5_Commercial_Warehouse_New_Food Preparation_Natural Gas_Steamer_E9 | F5 | Commercial | Warehouse | New | Food Preparation | Natural Gas | Steamer | E9 | Utility - Cost of Operation | 0 | 0 | 0 | 0 | 0 | 0 | 0 | 0 | 0 | 0 | 0 | 0 | 0 | 0 | 0 | 0 | 0 | 0 | 0 | 0 | 0 | 0 | 0 | 0 | 0 | 0 | 0 | 0 | 0 | 0 | 0
F5_Commercial_Warehouse_New_Food Preparation_Natural Gas_Steamer_E10 | F5 | Commercial | Warehouse | New | Food Preparation | Natural Gas | Steamer | E10 | Utility - Cost of Operation | 0 | 0 | 0 | 0 | 0 | 0 | 0 | 0 | 0 | 0 | 0 | 0 | 0 | 0 | 0 | 0 | 0 | 0 | 0 | 0 | 0 | 0 | 0 | 0 | 0 | 0 | 0 | 0 | 0 | 0 | 0
F6_Commercial_Warehouse_New_Food Preparation_Natural Gas_Steamer_E1 | F6 | Commercial | Warehouse | New | Food Preparation | Natural Gas | Steamer | E1 | Utility - Value of Sales | 0.39661 | 0.39997 | 0.4019 | 0 | 0 | 0 | 0 | 0 | 0 | 0 | 0 | 0 | 0 | 0 | 0 | 0 | 0 | 0 | 0 | 0 | 0 | 0 | 0 | 0 | 0 | 0 | 0 | 0 | 0 | 0 | 0
F6_Commercial_Warehouse_New_Food Preparation_Natural Gas_Steamer_E2 | F6 | Commercial | Warehouse | New | Food Preparation | Natural Gas | Steamer | E2 | Utility - Value of Sales | 0.082729 | 0.08343 | 0.083833 | 0.08421 | 0.085039 | 0.080028 | 0.075885 | 0.075731 | 0.077103 | 0.078331 | 0.08019 | 0.081877 | 0.072838 | 0.074904 | 0.077945 | 0.080603 | 0.080693 | 0.080956 | 0.079413 | 0.080361 | 0.081003 | 0.081901 | 0.083053 | 0.041482 | 0.040672 | 0.03991 | 0.039191 | 0.038506 | 0.037851 | 0.03722 | 0.036608
F6_Commercial_Warehouse_New_Food Preparation_Natural Gas_Steamer_E3 | F6 | Commercial | Warehouse | New | Food Preparation | Natural Gas | Steamer | E3 | Utility - Value of Sales | 0 | 0 | 0 | 0 | 0 | 0 | 0 | 0 | 0 | 0 | 0 | 0 | 0 | 0 | 0 | 0 | 0 | 0 | 0 | 0 | 0 | 0 | 0 | 0 | 0 | 0 | 0 | 0 | 0 | 0 | 0
F6_Commercial_Warehouse_New_Food Preparation_Natural Gas_Steamer_E4 | F6 | Commercial | Warehouse | New | Food Preparation | Natural Gas | Steamer | E4 | Utility - Value of Sales | 0 | 0 | 0 | 0 | 0 | 0 | 0 | 0 | 0 | 0 | 0 | 0 | 0 | 0 | 0 | 0 | 0 | 0 | 0 | 0 | 0 | 0 | 0 | 0 | 0 | 0 | 0 | 0 | 0 | 0 | 0
F6_Commercial_Warehouse_New_Food Preparation_Natural Gas_Steamer_E5 | F6 | Commercial | Warehouse | New | Food Preparation | Natural Gas | Steamer | E5 | Utility - Value of Sales | 0 | 0 | 0 | 0 | 0 | 0 | 0 | 0 | 0 | 0 | 0 | 0 | 0 | 0 | 0 | 0 | 0 | 0 | 0 | 0 | 0 | 0 | 0 | 0 | 0 | 0 | 0 | 0 | 0 | 0 | 0
F6_Commercial_Warehouse_New_Food Preparation_Natural Gas_Steamer_E6 | F6 | Commercial | Warehouse | New | Food Preparation | Natural Gas | Steamer | E6 | Utility - Value of Sales | 0 | 0 | 0 | 0 | 0 | 0 | 0 | 0 | 0 | 0 | 0 | 0 | 0 | 0 | 0 | 0 | 0 | 0 | 0 | 0 | 0 | 0 | 0 | 0 | 0 | 0 | 0 | 0 | 0 | 0 | 0
F6_Commercial_Warehouse_New_Food Preparation_Natural Gas_Steamer_E7 | F6 | Commercial | Warehouse | New | Food Preparation | Natural Gas | Steamer | E7 | Utility - Value of Sales | 0 | 0 | 0 | 0 | 0 | 0 | 0 | 0 | 0 | 0 | 0 | 0 | 0 | 0 | 0 | 0 | 0 | 0 | 0 | 0 | 0 | 0 | 0 | 0 | 0 | 0 | 0 | 0 | 0 | 0 | 0
F6_Commercial_Warehouse_New_Food Preparation_Natural Gas_Steamer_E8 | F6 | Commercial | Warehouse | New | Food Preparation | Natural Gas | Steamer | E8 | Utility - Value of Sales | 0 | 0 | 0 | 0 | 0 | 0 | 0 | 0 | 0 | 0 | 0 | 0 | 0 | 0 | 0 | 0 | 0 | 0 | 0 | 0 | 0 | 0 | 0 | 0 | 0 | 0 | 0 | 0 | 0 | 0 | 0
F6_Commercial_Warehouse_New_Food Preparation_Natural Gas_Steamer_E9 | F6 | Commercial | Warehouse | New | Food Preparation | Natural Gas | Steamer | E9 | Utility - Value of Sales | 0 | 0 | 0 | 0 | 0 | 0 | 0 | 0 | 0 | 0 | 0 | 0 | 0 | 0 | 0 | 0 | 0 | 0 | 0 | 0 | 0 | 0 | 0 | 0 | 0 | 0 | 0 | 0 | 0 | 0 | 0
F6_Commercial_Warehouse_New_Food Preparation_Natural Gas_Steamer_E10 | F6 | Commercial | Warehouse | New | Food Preparation | Natural Gas | Steamer | E10 | Utility - Value of Sales | 0 | 0 | 0 | 0 | 0 | 0 | 0 | 0 | 0 | 0 | 0 | 0 | 0 | 0 | 0 | 0 | 0 | 0 | 0 | 0 | 0 | 0 | 0 | 0 | 0 | 0 | 0 | 0 | 0 | 0 | 0
F1_Commercial_Warehouse_New_Food Preparation_Natural Gas_Food Prep Other_E1 | F1 | Commercial | Warehouse | New | Food Preparation | Natural Gas | Food Prep Other | E1 | Participant - Cost of Equipment | 0.015143 | 0.015143 | 0.015143 | 0.015143 | 0.015143 | 0.015143 | 0.015143 | 0.015143 | 0.015143 | 0.015143 | 0.015143 | 0.015143 | 0.015143 | 0.015143 | 0.015143 | 0.015143 | 0.015143 | 0.015143 | 0.015143 | 0.015143 | 0.015143 | 0.015143 | 0.015143 | 0.015143 | 0.015143 | 0.015143 | 0.015143 | 0.015143 | 0.015143 | 0.015143 | 0.015143
F1_Commercial_Warehouse_New_Food Preparation_Natural Gas_Food Prep Other_E2 | F1 | Commercial | Warehouse | New | Food Preparation | Natural Gas | Food Prep Other | E2 | Participant - Cost of Equipment | 0.015158 | 0.015158 | 0.015158 | 0.015158 | 0.015158 | 0.015158 | 0.015158 | 0.015158 | 0.015158 | 0.015158 | 0.015158 | 0.015158 | 0.015158 | 0.015158 | 0.015158 | 0.015158 | 0.015158 | 0.015158 | 0.015158 | 0.015158 | 0.015158 | 0.015158 | 0.015158 | 0.015158 | 0.015158 | 0.015158 | 0.015158 | 0.015158 | 0.015158 | 0.015158 | 0.015158
F1_Commercial_Warehouse_New_Food Preparation_Natural Gas_Food Prep Other_E3 | F1 | Commercial | Warehouse | New | Food Preparation | Natural Gas | Food Prep Other | E3 | Participant - Cost of Equipment | 0 | 0 | 0 | 0 | 0 | 0 | 0 | 0 | 0 | 0 | 0 | 0 | 0 | 0 | 0 | 0 | 0 | 0 | 0 | 0 | 0 | 0 | 0 | 0 | 0 | 0 | 0 | 0 | 0 | 0 | 0
F1_Commercial_Warehouse_New_Food Preparation_Natural Gas_Food Prep Other_E4 | F1 | Commercial | Warehouse | New | Food Preparation | Natural Gas | Food Prep Other | E4 | Participant - Cost of Equipment | 0 | 0 | 0 | 0 | 0 | 0 | 0 | 0 | 0 | 0 | 0 | 0 | 0 | 0 | 0 | 0 | 0 | 0 | 0 | 0 | 0 | 0 | 0 | 0 | 0 | 0 | 0 | 0 | 0 | 0 | 0
F1_Commercial_Warehouse_New_Food Preparation_Natural Gas_Food Prep Other_E5 | F1 | Commercial | Warehouse | New | Food Preparation | Natural Gas | Food Prep Other | E5 | Participant - Cost of Equipment | 0 | 0 | 0 | 0 | 0 | 0 | 0 | 0 | 0 | 0 | 0 | 0 | 0 | 0 | 0 | 0 | 0 | 0 | 0 | 0 | 0 | 0 | 0 | 0 | 0 | 0 | 0 | 0 | 0 | 0 | 0
F1_Commercial_Warehouse_New_Food Preparation_Natural Gas_Food Prep Other_E6 | F1 | Commercial | Warehouse | New | Food Preparation | Natural Gas | Food Prep Other | E6 | Participant - Cost of Equipment | 0 | 0 | 0 | 0 | 0 | 0 | 0 | 0 | 0 | 0 | 0 | 0 | 0 | 0 | 0 | 0 | 0 | 0 | 0 | 0 | 0 | 0 | 0 | 0 | 0 | 0 | 0 | 0 | 0 | 0 | 0
F1_Commercial_Warehouse_New_Food Preparation_Natural Gas_Food Prep Other_E7 | F1 | Commercial | Warehouse | New | Food Preparation | Natural Gas | Food Prep Other | E7 | Participant - Cost of Equipment | 0 | 0 | 0 | 0 | 0 | 0 | 0 | 0 | 0 | 0 | 0 | 0 | 0 | 0 | 0 | 0 | 0 | 0 | 0 | 0 | 0 | 0 | 0 | 0 | 0 | 0 | 0 | 0 | 0 | 0 | 0
F1_Commercial_Warehouse_New_Food Preparation_Natural Gas_Food Prep Other_E8 | F1 | Commercial | Warehouse | New | Food Preparation | Natural Gas | Food Prep Other | E8 | Participant - Cost of Equipment | 0 | 0 | 0 | 0 | 0 | 0 | 0 | 0 | 0 | 0 | 0 | 0 | 0 | 0 | 0 | 0 | 0 | 0 | 0 | 0 | 0 | 0 | 0 | 0 | 0 | 0 | 0 | 0 | 0 | 0 | 0
F1_Commercial_Warehouse_New_Food Preparation_Natural Gas_Food Prep Other_E9 | F1 | Commercial | Warehouse | New | Food Preparation | Natural Gas | Food Prep Other | E9 | Participant - Cost of Equipment | 0 | 0 | 0 | 0 | 0 | 0 | 0 | 0 | 0 | 0 | 0 | 0 | 0 | 0 | 0 | 0 | 0 | 0 | 0 | 0 | 0 | 0 | 0 | 0 | 0 | 0 | 0 | 0 | 0 | 0 | 0
F1_Commercial_Warehouse_New_Food Preparation_Natural Gas_Food Prep Other_E10 | F1 | Commercial | Warehouse | New | Food Preparation | Natural Gas | Food Prep Other | E10 | Participant - Cost of Equipment | 0 | 0 | 0 | 0 | 0 | 0 | 0 | 0 | 0 | 0 | 0 | 0 | 0 | 0 | 0 | 0 | 0 | 0 | 0 | 0 | 0 | 0 | 0 | 0 | 0 | 0 | 0 | 0 | 0 | 0 | 0
F2_Commercial_Warehouse_New_Food Preparation_Natural Gas_Food Prep Other_E1 | F2 | Commercial | Warehouse | New | Food Preparation | Natural Gas | Food Prep Other | E1 | Participant - Cost of Operation | 0.17137 | 0.17477 | 0.1772 | 0.17983 | 0.18361 | 0.17203 | 0.16297 | 0.15821 | 0.1565 | 0.15387 | 0.1521 | 0.16016 | 0.14334 | 0.15321 | 0.16588 | 0.17819 | 0.17865 | 0.1795 | 0.17607 | 0.17852 | 0.18023 | 0.18254 | 0.18545 | 0.087355 | 0.085612 | 0.083981 | 0.082446 | 0.08099 | 0.079599 | 0.078262 | 0.07697
F2_Commercial_Warehouse_New_Food Preparation_Natural Gas_Food Prep Other_E2 | F2 | Commercial | Warehouse | New | Food Preparation | Natural Gas | Food Prep Other | E2 | Participant - Cost of Operation | 0.17137 | 0.17476 | 0.17719 | 0.17983 | 0.18361 | 0.17202 | 0.16297 | 0.15821 | 0.1565 | 0.15387 | 0.1521 | 0.16016 | 0.14334 | 0.15321 | 0.16587 | 0.17819 | 0.17865 | 0.1795 | 0.17607 | 0.17852 | 0.18023 | 0.18254 | 0.18545 | 0.087354 | 0.085612 | 0.083981 | 0.082445 | 0.080989 | 0.079598 | 0.078261 | 0.076969
F2_Commercial_Warehouse_New_Food Preparation_Natural Gas_Food Prep Other_E3 | F2 | Commercial | Warehouse | New | Food Preparation | Natural Gas | Food Prep Other | E3 | Participant - Cost of Operation | 0 | 0 | 0 | 0 | 0 | 0 | 0 | 0 | 0 | 0 | 0 | 0 | 0 | 0 | 0 | 0 | 0 | 0 | 0 | 0 | 0 | 0 | 0 | 0 | 0 | 0 | 0 | 0 | 0 | 0 | 0
F2_Commercial_Warehouse_New_Food Preparation_Natural Gas_Food Prep Other_E4 | F2 | Commercial | Warehouse | New | Food Preparation | Natural Gas | Food Prep Other | E4 | Participant - Cost of Operation | 0 | 0 | 0 | 0 | 0 | 0 | 0 | 0 | 0 | 0 | 0 | 0 | 0 | 0 | 0 | 0 | 0 | 0 | 0 | 0 | 0 | 0 | 0 | 0 | 0 | 0 | 0 | 0 | 0 | 0 | 0
F2_Commercial_Warehouse_New_Food Preparation_Natural Gas_Food Prep Other_E5 | F2 | Commercial | Warehouse | New | Food Preparation | Natural Gas | Food Prep Other | E5 | Participant - Cost of Operation | 0 | 0 | 0 | 0 | 0 | 0 | 0 | 0 | 0 | 0 | 0 | 0 | 0 | 0 | 0 | 0 | 0 | 0 | 0 | 0 | 0 | 0 | 0 | 0 | 0 | 0 | 0 | 0 | 0 | 0 | 0
F2_Commercial_Warehouse_New_Food Preparation_Natural Gas_Food Prep Other_E6 | F2 | Commercial | Warehouse | New | Food Preparation | Natural Gas | Food Prep Other | E6 | Participant - Cost of Operation | 0 | 0 | 0 | 0 | 0 | 0 | 0 | 0 | 0 | 0 | 0 | 0 | 0 | 0 | 0 | 0 | 0 | 0 | 0 | 0 | 0 | 0 | 0 | 0 | 0 | 0 | 0 | 0 | 0 | 0 | 0
F2_Commercial_Warehouse_New_Food Preparation_Natural Gas_Food Prep Other_E7 | F2 | Commercial | Warehouse | New | Food Preparation | Natural Gas | Food Prep Other | E7 | Participant - Cost of Operation | 0 | 0 | 0 | 0 | 0 | 0 | 0 | 0 | 0 | 0 | 0 | 0 | 0 | 0 | 0 | 0 | 0 | 0 | 0 | 0 | 0 | 0 | 0 | 0 | 0 | 0 | 0 | 0 | 0 | 0 | 0
F2_Commercial_Warehouse_New_Food Preparation_Natural Gas_Food Prep Other_E8 | F2 | Commercial | Warehouse | New | Food Preparation | Natural Gas | Food Prep Other | E8 | Participant - Cost of Operation | 0 | 0 | 0 | 0 | 0 | 0 | 0 | 0 | 0 | 0 | 0 | 0 | 0 | 0 | 0 | 0 | 0 | 0 | 0 | 0 | 0 | 0 | 0 | 0 | 0 | 0 | 0 | 0 | 0 | 0 | 0
F2_Commercial_Warehouse_New_Food Preparation_Natural Gas_Food Prep Other_E9 | F2 | Commercial | Warehouse | New | Food Preparation | Natural Gas | Food Prep Other | E9 | Participant - Cost of Operation | 0 | 0 | 0 | 0 | 0 | 0 | 0 | 0 | 0 | 0 | 0 | 0 | 0 | 0 | 0 | 0 | 0 | 0 | 0 | 0 | 0 | 0 | 0 | 0 | 0 | 0 | 0 | 0 | 0 | 0 | 0
F2_Commercial_Warehouse_New_Food Preparation_Natural Gas_Food Prep Other_E10 | F2 | Commercial | Warehouse | New | Food Preparation | Natural Gas | Food Prep Other | E10 | Participant - Cost of Operation | 0 | 0 | 0 | 0 | 0 | 0 | 0 | 0 | 0 | 0 | 0 | 0 | 0 | 0 | 0 | 0 | 0 | 0 | 0 | 0 | 0 | 0 | 0 | 0 | 0 | 0 | 0 | 0 | 0 | 0 | 0
F3_Commercial_Warehouse_New_Food Preparation_Natural Gas_Food Prep Other_E1 | F3 | Commercial | Warehouse | New | Food Preparation | Natural Gas | Food Prep Other | E1 | System - kBTUs of Conusmption | 14.3402 | 14.3745 | 14.3526 | 14.3377 | 14.3377 | 14.3377 | 14.3377 | 14.3377 | 14.3377 | 14.3377 | 14.3377 | 14.3377 | 14.3377 | 14.3377 | 14.3377 | 14.3377 | 14.3377 | 14.3377 | 14.3377 | 14.3377 | 14.3377 | 14.3377 | 14.3377 | 14.3377 | 14.3377 | 14.3377 | 14.3377 | 14.3377 | 14.3377 | 14.3377 | 14.3377
F3_Commercial_Warehouse_New_Food Preparation_Natural Gas_Food Prep Other_E2 | F3 | Commercial | Warehouse | New | Food Preparation | Natural Gas | Food Prep Other | E2 | System - kBTUs of Conusmption | 14.3401 | 14.3744 | 14.3525 | 14.3376 | 14.3376 | 14.3376 | 14.3376 | 14.3376 | 14.3376 | 14.3376 | 14.3376 | 14.3376 | 14.3376 | 14.3376 | 14.3376 | 14.3376 | 14.3376 | 14.3376 | 14.3376 | 14.3376 | 14.3376 | 14.3376 | 14.3376 | 14.3376 | 14.3376 | 14.3376 | 14.3376 | 14.3376 | 14.3376 | 14.3376 | 14.3376
F3_Commercial_Warehouse_New_Food Preparation_Natural Gas_Food Prep Other_E3 | F3 | Commercial | Warehouse | New | Food Preparation | Natural Gas | Food Prep Other | E3 | System - kBTUs of Conusmption | 0 | 0 | 0 | 0 | 0 | 0 | 0 | 0 | 0 | 0 | 0 | 0 | 0 | 0 | 0 | 0 | 0 | 0 | 0 | 0 | 0 | 0 | 0 | 0 | 0 | 0 | 0 | 0 | 0 | 0 | 0
F3_Commercial_Warehouse_New_Food Preparation_Natural Gas_Food Prep Other_E4 | F3 | Commercial | Warehouse | New | Food Preparation | Natural Gas | Food Prep Other | E4 | System - kBTUs of Conusmption | 0 | 0 | 0 | 0 | 0 | 0 | 0 | 0 | 0 | 0 | 0 | 0 | 0 | 0 | 0 | 0 | 0 | 0 | 0 | 0 | 0 | 0 | 0 | 0 | 0 | 0 | 0 | 0 | 0 | 0 | 0
F3_Commercial_Warehouse_New_Food Preparation_Natural Gas_Food Prep Other_E5 | F3 | Commercial | Warehouse | New | Food Preparation | Natural Gas | Food Prep Other | E5 | System - kBTUs of Conusmption | 0 | 0 | 0 | 0 | 0 | 0 | 0 | 0 | 0 | 0 | 0 | 0 | 0 | 0 | 0 | 0 | 0 | 0 | 0 | 0 | 0 | 0 | 0 | 0 | 0 | 0 | 0 | 0 | 0 | 0 | 0
F3_Commercial_Warehouse_New_Food Preparation_Natural Gas_Food Prep Other_E6 | F3 | Commercial | Warehouse | New | Food Preparation | Natural Gas | Food Prep Other | E6 | System - kBTUs of Conusmption | 0 | 0 | 0 | 0 | 0 | 0 | 0 | 0 | 0 | 0 | 0 | 0 | 0 | 0 | 0 | 0 | 0 | 0 | 0 | 0 | 0 | 0 | 0 | 0 | 0 | 0 | 0 | 0 | 0 | 0 | 0
F3_Commercial_Warehouse_New_Food Preparation_Natural Gas_Food Prep Other_E7 | F3 | Commercial | Warehouse | New | Food Preparation | Natural Gas | Food Prep Other | E7 | System - kBTUs of Conusmption | 0 | 0 | 0 | 0 | 0 | 0 | 0 | 0 | 0 | 0 | 0 | 0 | 0 | 0 | 0 | 0 | 0 | 0 | 0 | 0 | 0 | 0 | 0 | 0 | 0 | 0 | 0 | 0 | 0 | 0 | 0
F3_Commercial_Warehouse_New_Food Preparation_Natural Gas_Food Prep Other_E8 | F3 | Commercial | Warehouse | New | Food Preparation | Natural Gas | Food Prep Other | E8 | System - kBTUs of Conusmption | 0 | 0 | 0 | 0 | 0 | 0 | 0 | 0 | 0 | 0 | 0 | 0 | 0 | 0 | 0 | 0 | 0 | 0 | 0 | 0 | 0 | 0 | 0 | 0 | 0 | 0 | 0 | 0 | 0 | 0 | 0
F3_Commercial_Warehouse_New_Food Preparation_Natural Gas_Food Prep Other_E9 | F3 | Commercial | Warehouse | New | Food Preparation | Natural Gas | Food Prep Other | E9 | System - kBTUs of Conusmption | 0 | 0 | 0 | 0 | 0 | 0 | 0 | 0 | 0 | 0 | 0 | 0 | 0 | 0 | 0 | 0 | 0 | 0 | 0 | 0 | 0 | 0 | 0 | 0 | 0 | 0 | 0 | 0 | 0 | 0 | 0
F3_Commercial_Warehouse_New_Food Preparation_Natural Gas_Food Prep Other_E10 | F3 | Commercial | Warehouse | New | Food Preparation | Natural Gas | Food Prep Other | E10 | System - kBTUs of Conusmption | 0 | 0 | 0 | 0 | 0 | 0 | 0 | 0 | 0 | 0 | 0 | 0 | 0 | 0 | 0 | 0 | 0 | 0 | 0 | 0 | 0 | 0 | 0 | 0 | 0 | 0 | 0 | 0 | 0 | 0 | 0
F4_Commercial_Warehouse_New_Food Preparation_Natural Gas_Food Prep Other_E1 | F4 | Commercial | Warehouse | New | Food Preparation | Natural Gas | Food Prep Other | E1 | Utility - Cost of Equipment | 0.015143 | 0.015143 | 0.015143 | 0.015143 | 0.015143 | 0.015143 | 0.015143 | 0.015143 | 0.015143 | 0.015143 | 0.015143 | 0.015143 | 0.015143 | 0.015143 | 0.015143 | 0.015143 | 0.015143 | 0.015143 | 0.015143 | 0.015143 | 0.015143 | 0.015143 | 0.015143 | 0.015143 | 0.015143 | 0.015143 | 0.015143 | 0.015143 | 0.015143 | 0.015143 | 0.015143
F4_Commercial_Warehouse_New_Food Preparation_Natural Gas_Food Prep Other_E2 | F4 | Commercial | Warehouse | New | Food Preparation | Natural Gas | Food Prep Other | E2 | Utility - Cost of Equipment | 0.015158 | 0.015158 | 0.015158 | 0.015158 | 0.015158 | 0.015158 | 0.015158 | 0.015158 | 0.015158 | 0.015158 | 0.015158 | 0.015158 | 0.015158 | 0.015158 | 0.015158 | 0.015158 | 0.015158 | 0.015158 | 0.015158 | 0.015158 | 0.015158 | 0.015158 | 0.015158 | 0.015158 | 0.015158 | 0.015158 | 0.015158 | 0.015158 | 0.015158 | 0.015158 | 0.015158
F4_Commercial_Warehouse_New_Food Preparation_Natural Gas_Food Prep Other_E3 | F4 | Commercial | Warehouse | New | Food Preparation | Natural Gas | Food Prep Other | E3 | Utility - Cost of Equipment | 0 | 0 | 0 | 0 | 0 | 0 | 0 | 0 | 0 | 0 | 0 | 0 | 0 | 0 | 0 | 0 | 0 | 0 | 0 | 0 | 0 | 0 | 0 | 0 | 0 | 0 | 0 | 0 | 0 | 0 | 0
F4_Commercial_Warehouse_New_Food Preparation_Natural Gas_Food Prep Other_E4 | F4 | Commercial | Warehouse | New | Food Preparation | Natural Gas | Food Prep Other | E4 | Utility - Cost of Equipment | 0 | 0 | 0 | 0 | 0 | 0 | 0 | 0 | 0 | 0 | 0 | 0 | 0 | 0 | 0 | 0 | 0 | 0 | 0 | 0 | 0 | 0 | 0 | 0 | 0 | 0 | 0 | 0 | 0 | 0 | 0
F4_Commercial_Warehouse_New_Food Preparation_Natural Gas_Food Prep Other_E5 | F4 | Commercial | Warehouse | New | Food Preparation | Natural Gas | Food Prep Other | E5 | Utility - Cost of Equipment | 0 | 0 | 0 | 0 | 0 | 0 | 0 | 0 | 0 | 0 | 0 | 0 | 0 | 0 | 0 | 0 | 0 | 0 | 0 | 0 | 0 | 0 | 0 | 0 | 0 | 0 | 0 | 0 | 0 | 0 | 0
F4_Commercial_Warehouse_New_Food Preparation_Natural Gas_Food Prep Other_E6 | F4 | Commercial | Warehouse | New | Food Preparation | Natural Gas | Food Prep Other | E6 | Utility - Cost of Equipment | 0 | 0 | 0 | 0 | 0 | 0 | 0 | 0 | 0 | 0 | 0 | 0 | 0 | 0 | 0 | 0 | 0 | 0 | 0 | 0 | 0 | 0 | 0 | 0 | 0 | 0 | 0 | 0 | 0 | 0 | 0
F4_Commercial_Warehouse_New_Food Preparation_Natural Gas_Food Prep Other_E7 | F4 | Commercial | Warehouse | New | Food Preparation | Natural Gas | Food Prep Other | E7 | Utility - Cost of Equipment | 0 | 0 | 0 | 0 | 0 | 0 | 0 | 0 | 0 | 0 | 0 | 0 | 0 | 0 | 0 | 0 | 0 | 0 | 0 | 0 | 0 | 0 | 0 | 0 | 0 | 0 | 0 | 0 | 0 | 0 | 0
F4_Commercial_Warehouse_New_Food Preparation_Natural Gas_Food Prep Other_E8 | F4 | Commercial | Warehouse | New | Food Preparation | Natural Gas | Food Prep Other | E8 | Utility - Cost of Equipment | 0 | 0 | 0 | 0 | 0 | 0 | 0 | 0 | 0 | 0 | 0 | 0 | 0 | 0 | 0 | 0 | 0 | 0 | 0 | 0 | 0 | 0 | 0 | 0 | 0 | 0 | 0 | 0 | 0 | 0 | 0
F4_Commercial_Warehouse_New_Food Preparation_Natural Gas_Food Prep Other_E9 | F4 | Commercial | Warehouse | New | Food Preparation | Natural Gas | Food Prep Other | E9 | Utility - Cost of Equipment | 0 | 0 | 0 | 0 | 0 | 0 | 0 | 0 | 0 | 0 | 0 | 0 | 0 | 0 | 0 | 0 | 0 | 0 | 0 | 0 | 0 | 0 | 0 | 0 | 0 | 0 | 0 | 0 | 0 | 0 | 0
F4_Commercial_Warehouse_New_Food Preparation_Natural Gas_Food Prep Other_E10 | F4 | Commercial | Warehouse | New | Food Preparation | Natural Gas | Food Prep Other | E10 | Utility - Cost of Equipment | 0 | 0 | 0 | 0 | 0 | 0 | 0 | 0 | 0 | 0 | 0 | 0 | 0 | 0 | 0 | 0 | 0 | 0 | 0 | 0 | 0 | 0 | 0 | 0 | 0 | 0 | 0 | 0 | 0 | 0 | 0
F5_Commercial_Warehouse_New_Food Preparation_Natural Gas_Food Prep Other_E1 | F5 | Commercial | Warehouse | New | Food Preparation | Natural Gas | Food Prep Other | E1 | Utility - Cost of Operation | 0.14304 | 0.14587 | 0.1479 | 0.1501 | 0.15326 | 0.14359 | 0.13603 | 0.13205 | 0.13063 | 0.12844 | 0.12696 | 0.13368 | 0.11964 | 0.12788 | 0.13845 | 0.14873 | 0.14911 | 0.14983 | 0.14696 | 0.14901 | 0.15044 | 0.15236 | 0.15479 | 0.072913 | 0.071459 | 0.070097 | 0.068816 | 0.0676 | 0.06644 | 0.065324 | 0.064245
F5_Commercial_Warehouse_New_Food Preparation_Natural Gas_Food Prep Other_E2 | F5 | Commercial | Warehouse | New | Food Preparation | Natural Gas | Food Prep Other | E2 | Utility - Cost of Operation | 0.14304 | 0.14587 | 0.1479 | 0.1501 | 0.15326 | 0.14359 | 0.13603 | 0.13205 | 0.13063 | 0.12843 | 0.12696 | 0.13368 | 0.11964 | 0.12788 | 0.13845 | 0.14873 | 0.14911 | 0.14983 | 0.14696 | 0.14901 | 0.15043 | 0.15236 | 0.15479 | 0.072913 | 0.071458 | 0.070097 | 0.068815 | 0.0676 | 0.066439 | 0.065323 | 0.064245
F5_Commercial_Warehouse_New_Food Preparation_Natural Gas_Food Prep Other_E3 | F5 | Commercial | Warehouse | New | Food Preparation | Natural Gas | Food Prep Other | E3 | Utility - Cost of Operation | 0 | 0 | 0 | 0 | 0 | 0 | 0 | 0 | 0 | 0 | 0 | 0 | 0 | 0 | 0 | 0 | 0 | 0 | 0 | 0 | 0 | 0 | 0 | 0 | 0 | 0 | 0 | 0 | 0 | 0 | 0
F5_Commercial_Warehouse_New_Food Preparation_Natural Gas_Food Prep Other_E4 | F5 | Commercial | Warehouse | New | Food Preparation | Natural Gas | Food Prep Other | E4 | Utility - Cost of Operation | 0 | 0 | 0 | 0 | 0 | 0 | 0 | 0 | 0 | 0 | 0 | 0 | 0 | 0 | 0 | 0 | 0 | 0 | 0 | 0 | 0 | 0 | 0 | 0 | 0 | 0 | 0 | 0 | 0 | 0 | 0
F5_Commercial_Warehouse_New_Food Preparation_Natural Gas_Food Prep Other_E5 | F5 | Commercial | Warehouse | New | Food Preparation | Natural Gas | Food Prep Other | E5 | Utility - Cost of Operation | 0 | 0 | 0 | 0 | 0 | 0 | 0 | 0 | 0 | 0 | 0 | 0 | 0 | 0 | 0 | 0 | 0 | 0 | 0 | 0 | 0 | 0 | 0 | 0 | 0 | 0 | 0 | 0 | 0 | 0 | 0
F5_Commercial_Warehouse_New_Food Preparation_Natural Gas_Food Prep Other_E6 | F5 | Commercial | Warehouse | New | Food Preparation | Natural Gas | Food Prep Other | E6 | Utility - Cost of Operation | 0 | 0 | 0 | 0 | 0 | 0 | 0 | 0 | 0 | 0 | 0 | 0 | 0 | 0 | 0 | 0 | 0 | 0 | 0 | 0 | 0 | 0 | 0 | 0 | 0 | 0 | 0 | 0 | 0 | 0 | 0
F5_Commercial_Warehouse_New_Food Preparation_Natural Gas_Food Prep Other_E7 | F5 | Commercial | Warehouse | New | Food Preparation | Natural Gas | Food Prep Other | E7 | Utility - Cost of Operation | 0 | 0 | 0 | 0 | 0 | 0 | 0 | 0 | 0 | 0 | 0 | 0 | 0 | 0 | 0 | 0 | 0 | 0 | 0 | 0 | 0 | 0 | 0 | 0 | 0 | 0 | 0 | 0 | 0 | 0 | 0
F5_Commercial_Warehouse_New_Food Preparation_Natural Gas_Food Prep Other_E8 | F5 | Commercial | Warehouse | New | Food Preparation | Natural Gas | Food Prep Other | E8 | Utility - Cost of Operation | 0 | 0 | 0 | 0 | 0 | 0 | 0 | 0 | 0 | 0 | 0 | 0 | 0 | 0 | 0 | 0 | 0 | 0 | 0 | 0 | 0 | 0 | 0 | 0 | 0 | 0 | 0 | 0 | 0 | 0 | 0
F5_Commercial_Warehouse_New_Food Preparation_Natural Gas_Food Prep Other_E9 | F5 | Commercial | Warehouse | New | Food Preparation | Natural Gas | Food Prep Other | E9 | Utility - Cost of Operation | 0 | 0 | 0 | 0 | 0 | 0 | 0 | 0 | 0 | 0 | 0 | 0 | 0 | 0 | 0 | 0 | 0 | 0 | 0 | 0 | 0 | 0 | 0 | 0 | 0 | 0 | 0 | 0 | 0 | 0 | 0
F5_Commercial_Warehouse_New_Food Preparation_Natural Gas_Food Prep Other_E10 | F5 | Commercial | Warehouse | New | Food Preparation | Natural Gas | Food Prep Other | E10 | Utility - Cost of Operation | 0 | 0 | 0 | 0 | 0 | 0 | 0 | 0 | 0 | 0 | 0 | 0 | 0 | 0 | 0 | 0 | 0 | 0 | 0 | 0 | 0 | 0 | 0 | 0 | 0 | 0 | 0 | 0 | 0 | 0 | 0
F6_Commercial_Warehouse_New_Food Preparation_Natural Gas_Food Prep Other_E1 | F6 | Commercial | Warehouse | New | Food Preparation | Natural Gas | Food Prep Other | E1 | Utility - Value of Sales | 0.17137 | 0.17477 | 0.1772 | 0.17983 | 0.18361 | 0.17203 | 0.16297 | 0.15821 | 0.1565 | 0.15387 | 0.1521 | 0.16016 | 0.14334 | 0.15321 | 0.16588 | 0.17819 | 0.17865 | 0.1795 | 0.17607 | 0.17852 | 0.18023 | 0.18254 | 0.18545 | 0.087355 | 0.085612 | 0.083981 | 0.082446 | 0.08099 | 0.079599 | 0.078262 | 0.07697
F6_Commercial_Warehouse_New_Food Preparation_Natural Gas_Food Prep Other_E2 | F6 | Commercial | Warehouse | New | Food Preparation | Natural Gas | Food Prep Other | E2 | Utility - Value of Sales | 0.17137 | 0.17476 | 0.17719 | 0.17983 | 0.18361 | 0.17202 | 0.16297 | 0.15821 | 0.1565 | 0.15387 | 0.1521 | 0.16016 | 0.14334 | 0.15321 | 0.16587 | 0.17819 | 0.17865 | 0.1795 | 0.17607 | 0.17852 | 0.18023 | 0.18254 | 0.18545 | 0.087354 | 0.085612 | 0.083981 | 0.082445 | 0.080989 | 0.079598 | 0.078261 | 0.076969
F6_Commercial_Warehouse_New_Food Preparation_Natural Gas_Food Prep Other_E3 | F6 | Commercial | Warehouse | New | Food Preparation | Natural Gas | Food Prep Other | E3 | Utility - Value of Sales | 0 | 0 | 0 | 0 | 0 | 0 | 0 | 0 | 0 | 0 | 0 | 0 | 0 | 0 | 0 | 0 | 0 | 0 | 0 | 0 | 0 | 0 | 0 | 0 | 0 | 0 | 0 | 0 | 0 | 0 | 0
F6_Commercial_Warehouse_New_Food Preparation_Natural Gas_Food Prep Other_E4 | F6 | Commercial | Warehouse | New | Food Preparation | Natural Gas | Food Prep Other | E4 | Utility - Value of Sales | 0 | 0 | 0 | 0 | 0 | 0 | 0 | 0 | 0 | 0 | 0 | 0 | 0 | 0 | 0 | 0 | 0 | 0 | 0 | 0 | 0 | 0 | 0 | 0 | 0 | 0 | 0 | 0 | 0 | 0 | 0
F6_Commercial_Warehouse_New_Food Preparation_Natural Gas_Food Prep Other_E5 | F6 | Commercial | Warehouse | New | Food Preparation | Natural Gas | Food Prep Other | E5 | Utility - Value of Sales | 0 | 0 | 0 | 0 | 0 | 0 | 0 | 0 | 0 | 0 | 0 | 0 | 0 | 0 | 0 | 0 | 0 | 0 | 0 | 0 | 0 | 0 | 0 | 0 | 0 | 0 | 0 | 0 | 0 | 0 | 0
F6_Commercial_Warehouse_New_Food Preparation_Natural Gas_Food Prep Other_E6 | F6 | Commercial | Warehouse | New | Food Preparation | Natural Gas | Food Prep Other | E6 | Utility - Value of Sales | 0 | 0 | 0 | 0 | 0 | 0 | 0 | 0 | 0 | 0 | 0 | 0 | 0 | 0 | 0 | 0 | 0 | 0 | 0 | 0 | 0 | 0 | 0 | 0 | 0 | 0 | 0 | 0 | 0 | 0 | 0
F6_Commercial_Warehouse_New_Food Preparation_Natural Gas_Food Prep Other_E7 | F6 | Commercial | Warehouse | New | Food Preparation | Natural Gas | Food Prep Other | E7 | Utility - Value of Sales | 0 | 0 | 0 | 0 | 0 | 0 | 0 | 0 | 0 | 0 | 0 | 0 | 0 | 0 | 0 | 0 | 0 | 0 | 0 | 0 | 0 | 0 | 0 | 0 | 0 | 0 | 0 | 0 | 0 | 0 | 0
F6_Commercial_Warehouse_New_Food Preparation_Natural Gas_Food Prep Other_E8 | F6 | Commercial | Warehouse | New | Food Preparation | Natural Gas | Food Prep Other | E8 | Utility - Value of Sales | 0 | 0 | 0 | 0 | 0 | 0 | 0 | 0 | 0 | 0 | 0 | 0 | 0 | 0 | 0 | 0 | 0 | 0 | 0 | 0 | 0 | 0 | 0 | 0 | 0 | 0 | 0 | 0 | 0 | 0 | 0
F6_Commercial_Warehouse_New_Food Preparation_Natural Gas_Food Prep Other_E9 | F6 | Commercial | Warehouse | New | Food Preparation | Natural Gas | Food Prep Other | E9 | Utility - Value of Sales | 0 | 0 | 0 | 0 | 0 | 0 | 0 | 0 | 0 | 0 | 0 | 0 | 0 | 0 | 0 | 0 | 0 | 0 | 0 | 0 | 0 | 0 | 0 | 0 | 0 | 0 | 0 | 0 | 0 | 0 | 0
F6_Commercial_Warehouse_New_Food Preparation_Natural Gas_Food Prep Other_E10 | F6 | Commercial | Warehouse | New | Food Preparation | Natural Gas | Food Prep Other | E10 | Utility - Value of Sales | 0 | 0 | 0 | 0 | 0 | 0 | 0 | 0 | 0 | 0 | 0 | 0 | 0 | 0 | 0 | 0 | 0 | 0 | 0 | 0 | 0 | 0 | 0 | 0 | 0 | 0 | 0 | 0 | 0 | 0 | 0
F1_Commercial_Warehouse_New_Miscellaneous_Natural Gas_Pool Heater_E1 | F1 | Commercial | Warehouse | New | Miscellaneous | Natural Gas | Pool Heater | E1 | Participant - Cost of Equipment | 0.0026688 | 0.0026688 | 0.0026688 | 0.0026688 | 0.0026688 | 0.0026688 | 0.0026688 | 0.0026688 | 0.0026688 | 0.0026688 | 0.0026688 | 0.0026688 | 0.0026688 | 0.0026688 | 0.0026688 | 0.0026688 | 0.0026688 | 0.0026688 | 0.0026688 | 0.0026688 | 0.0026688 | 0.0026688 | 0.0026688 | 0.0026688 | 0.0026688 | 0.0026688 | 0.0026688 | 0.0026688 | 0.0026688 | 0.0026688 | 0.0026688
F1_Commercial_Warehouse_New_Miscellaneous_Natural Gas_Pool Heater_E2 | F1 | Commercial | Warehouse | New | Miscellaneous | Natural Gas | Pool Heater | E2 | Participant - Cost of Equipment | 0.0043699 | 0.0043699 | 0.0043699 | 0.0043699 | 0.0043699 | 0.0043699 | 0.0043699 | 0.0043699 | 0.0043699 | 0.0043699 | 0.0043699 | 0.0043699 | 0.0043699 | 0.0043699 | 0.0043699 | 0.0043699 | 0.0043699 | 0.0043699 | 0.0043699 | 0.0043699 | 0.0043699 | 0.0043699 | 0.0043699 | 0.0043699 | 0.0043699 | 0.0043699 | 0.0043699 | 0.0043699 | 0.0043699 | 0.0043699 | 0.0043699
F1_Commercial_Warehouse_New_Miscellaneous_Natural Gas_Pool Heater_E3 | F1 | Commercial | Warehouse | New | Miscellaneous | Natural Gas | Pool Heater | E3 | Participant - Cost of Equipment | 0 | 0 | 0 | 0 | 0 | 0 | 0 | 0 | 0 | 0 | 0 | 0 | 0 | 0 | 0 | 0 | 0 | 0 | 0 | 0 | 0 | 0 | 0 | 0 | 0 | 0 | 0 | 0 | 0 | 0 | 0
F1_Commercial_Warehouse_New_Miscellaneous_Natural Gas_Pool Heater_E4 | F1 | Commercial | Warehouse | New | Miscellaneous | Natural Gas | Pool Heater | E4 | Participant - Cost of Equipment | 0 | 0 | 0 | 0 | 0 | 0 | 0 | 0 | 0 | 0 | 0 | 0 | 0 | 0 | 0 | 0 | 0 | 0 | 0 | 0 | 0 | 0 | 0 | 0 | 0 | 0 | 0 | 0 | 0 | 0 | 0
F1_Commercial_Warehouse_New_Miscellaneous_Natural Gas_Pool Heater_E5 | F1 | Commercial | Warehouse | New | Miscellaneous | Natural Gas | Pool Heater | E5 | Participant - Cost of Equipment | 0 | 0 | 0 | 0 | 0 | 0 | 0 | 0 | 0 | 0 | 0 | 0 | 0 | 0 | 0 | 0 | 0 | 0 | 0 | 0 | 0 | 0 | 0 | 0 | 0 | 0 | 0 | 0 | 0 | 0 | 0
F1_Commercial_Warehouse_New_Miscellaneous_Natural Gas_Pool Heater_E6 | F1 | Commercial | Warehouse | New | Miscellaneous | Natural Gas | Pool Heater | E6 | Participant - Cost of Equipment | 0 | 0 | 0 | 0 | 0 | 0 | 0 | 0 | 0 | 0 | 0 | 0 | 0 | 0 | 0 | 0 | 0 | 0 | 0 | 0 | 0 | 0 | 0 | 0 | 0 | 0 | 0 | 0 | 0 | 0 | 0
F1_Commercial_Warehouse_New_Miscellaneous_Natural Gas_Pool Heater_E7 | F1 | Commercial | Warehouse | New | Miscellaneous | Natural Gas | Pool Heater | E7 | Participant - Cost of Equipment | 0 | 0 | 0 | 0 | 0 | 0 | 0 | 0 | 0 | 0 | 0 | 0 | 0 | 0 | 0 | 0 | 0 | 0 | 0 | 0 | 0 | 0 | 0 | 0 | 0 | 0 | 0 | 0 | 0 | 0 | 0
F1_Commercial_Warehouse_New_Miscellaneous_Natural Gas_Pool Heater_E8 | F1 | Commercial | Warehouse | New | Miscellaneous | Natural Gas | Pool Heater | E8 | Participant - Cost of Equipment | 0 | 0 | 0 | 0 | 0 | 0 | 0 | 0 | 0 | 0 | 0 | 0 | 0 | 0 | 0 | 0 | 0 | 0 | 0 | 0 | 0 | 0 | 0 | 0 | 0 | 0 | 0 | 0 | 0 | 0 | 0
F1_Commercial_Warehouse_New_Miscellaneous_Natural Gas_Pool Heater_E9 | F1 | Commercial | Warehouse | New | Miscellaneous | Natural Gas | Pool Heater | E9 | Participant - Cost of Equipment | 0 | 0 | 0 | 0 | 0 | 0 | 0 | 0 | 0 | 0 | 0 | 0 | 0 | 0 | 0 | 0 | 0 | 0 | 0 | 0 | 0 | 0 | 0 | 0 | 0 | 0 | 0 | 0 | 0 | 0 | 0
F1_Commercial_Warehouse_New_Miscellaneous_Natural Gas_Pool Heater_E10 | F1 | Commercial | Warehouse | New | Miscellaneous | Natural Gas | Pool Heater | E10 | Participant - Cost of Equipment | 0 | 0 | 0 | 0 | 0 | 0 | 0 | 0 | 0 | 0 | 0 | 0 | 0 | 0 | 0 | 0 | 0 | 0 | 0 | 0 | 0 | 0 | 0 | 0 | 0 | 0 | 0 | 0 | 0 | 0 | 0
F2_Commercial_Warehouse_New_Miscellaneous_Natural Gas_Pool Heater_E1 | F2 | Commercial | Warehouse | New | Miscellaneous | Natural Gas | Pool Heater | E1 | Participant - Cost of Operation | 0.012323 | 0.012778 | 0.01296 | 0.013003 | 0.013495 | 0.012722 | 0.012187 | 0.012172 | 0.012532 | 0.012321 | 0.012263 | 0.012131 | 0.0091014 | 0.0088798 | 0.0088151 | 0.0099635 | 0.011378 | 0.01297 | 0.01424 | 0.016325 | 0.016582 | 0.0169 | 0.01728 | 0.0065202 | 0.0063815 | 0.0062531 | 0.0061335 | 0.0060213 | 0.005915 | 0.0058135 | 0.0057161
F2_Commercial_Warehouse_New_Miscellaneous_Natural Gas_Pool Heater_E2 | F2 | Commercial | Warehouse | New | Miscellaneous | Natural Gas | Pool Heater | E2 | Participant - Cost of Operation | 0.010474 | 0.010861 | 0.011016 | 0.011052 | 0.01147 | 0.010813 | 0.010359 | 0.010346 | 0.010652 | 0.010473 | 0.010423 | 0.010311 | 0.0077362 | 0.0075478 | 0.0074929 | 0.008469 | 0.0096715 | 0.011025 | 0.012104 | 0.013876 | 0.014095 | 0.014365 | 0.014688 | 0.0055422 | 0.0054243 | 0.0053151 | 0.0052135 | 0.0051181 | 0.0050278 | 0.0049415 | 0.0048587
F2_Commercial_Warehouse_New_Miscellaneous_Natural Gas_Pool Heater_E3 | F2 | Commercial | Warehouse | New | Miscellaneous | Natural Gas | Pool Heater | E3 | Participant - Cost of Operation | 0 | 0 | 0 | 0 | 0 | 0 | 0 | 0 | 0 | 0 | 0 | 0 | 0 | 0 | 0 | 0 | 0 | 0 | 0 | 0 | 0 | 0 | 0 | 0 | 0 | 0 | 0 | 0 | 0 | 0 | 0
F2_Commercial_Warehouse_New_Miscellaneous_Natural Gas_Pool Heater_E4 | F2 | Commercial | Warehouse | New | Miscellaneous | Natural Gas | Pool Heater | E4 | Participant - Cost of Operation | 0 | 0 | 0 | 0 | 0 | 0 | 0 | 0 | 0 | 0 | 0 | 0 | 0 | 0 | 0 | 0 | 0 | 0 | 0 | 0 | 0 | 0 | 0 | 0 | 0 | 0 | 0 | 0 | 0 | 0 | 0
F2_Commercial_Warehouse_New_Miscellaneous_Natural Gas_Pool Heater_E5 | F2 | Commercial | Warehouse | New | Miscellaneous | Natural Gas | Pool Heater | E5 | Participant - Cost of Operation | 0 | 0 | 0 | 0 | 0 | 0 | 0 | 0 | 0 | 0 | 0 | 0 | 0 | 0 | 0 | 0 | 0 | 0 | 0 | 0 | 0 | 0 | 0 | 0 | 0 | 0 | 0 | 0 | 0 | 0 | 0
F2_Commercial_Warehouse_New_Miscellaneous_Natural Gas_Pool Heater_E6 | F2 | Commercial | Warehouse | New | Miscellaneous | Natural Gas | Pool Heater | E6 | Participant - Cost of Operation | 0 | 0 | 0 | 0 | 0 | 0 | 0 | 0 | 0 | 0 | 0 | 0 | 0 | 0 | 0 | 0 | 0 | 0 | 0 | 0 | 0 | 0 | 0 | 0 | 0 | 0 | 0 | 0 | 0 | 0 | 0
F2_Commercial_Warehouse_New_Miscellaneous_Natural Gas_Pool Heater_E7 | F2 | Commercial | Warehouse | New | Miscellaneous | Natural Gas | Pool Heater | E7 | Participant - Cost of Operation | 0 | 0 | 0 | 0 | 0 | 0 | 0 | 0 | 0 | 0 | 0 | 0 | 0 | 0 | 0 | 0 | 0 | 0 | 0 | 0 | 0 | 0 | 0 | 0 | 0 | 0 | 0 | 0 | 0 | 0 | 0
F2_Commercial_Warehouse_New_Miscellaneous_Natural Gas_Pool Heater_E8 | F2 | Commercial | Warehouse | New | Miscellaneous | Natural Gas | Pool Heater | E8 | Participant - Cost of Operation | 0 | 0 | 0 | 0 | 0 | 0 | 0 | 0 | 0 | 0 | 0 | 0 | 0 | 0 | 0 | 0 | 0 | 0 | 0 | 0 | 0 | 0 | 0 | 0 | 0 | 0 | 0 | 0 | 0 | 0 | 0
F2_Commercial_Warehouse_New_Miscellaneous_Natural Gas_Pool Heater_E9 | F2 | Commercial | Warehouse | New | Miscellaneous | Natural Gas | Pool Heater | E9 | Participant - Cost of Operation | 0 | 0 | 0 | 0 | 0 | 0 | 0 | 0 | 0 | 0 | 0 | 0 | 0 | 0 | 0 | 0 | 0 | 0 | 0 | 0 | 0 | 0 | 0 | 0 | 0 | 0 | 0 | 0 | 0 | 0 | 0
F2_Commercial_Warehouse_New_Miscellaneous_Natural Gas_Pool Heater_E10 | F2 | Commercial | Warehouse | New | Miscellaneous | Natural Gas | Pool Heater | E10 | Participant - Cost of Operation | 0 | 0 | 0 | 0 | 0 | 0 | 0 | 0 | 0 | 0 | 0 | 0 | 0 | 0 | 0 | 0 | 0 | 0 | 0 | 0 | 0 | 0 | 0 | 0 | 0 | 0 | 0 | 0 | 0 | 0 | 0
F3_Commercial_Warehouse_New_Miscellaneous_Natural Gas_Pool Heater_E1 | F3 | Commercial | Warehouse | New | Miscellaneous | Natural Gas | Pool Heater | E1 | System - kBTUs of Conusmption | 1.0405 | 1.0446 | 1.042 | 1.0402 | 1.0402 | 1.0402 | 1.0402 | 1.0402 | 1.0402 | 1.0402 | 1.0402 | 1.0402 | 1.0402 | 1.0402 | 1.0402 | 1.0402 | 1.0402 | 1.0402 | 1.0402 | 1.0402 | 1.0402 | 1.0402 | 1.0402 | 1.0402 | 1.0402 | 1.0402 | 1.0402 | 1.0402 | 1.0402 | 1.0402 | 1.0402
F3_Commercial_Warehouse_New_Miscellaneous_Natural Gas_Pool Heater_E2 | F3 | Commercial | Warehouse | New | Miscellaneous | Natural Gas | Pool Heater | E2 | System - kBTUs of Conusmption | 0.88439 | 0.88792 | 0.88567 | 0.88413 | 0.88413 | 0.88413 | 0.88413 | 0.88413 | 0.88413 | 0.88413 | 0.88413 | 0.88413 | 0.88413 | 0.88413 | 0.88413 | 0.88413 | 0.88413 | 0.88413 | 0.88413 | 0.88413 | 0.88413 | 0.88413 | 0.88413 | 0.88413 | 0.88413 | 0.88413 | 0.88413 | 0.88413 | 0.88413 | 0.88413 | 0.88413
F3_Commercial_Warehouse_New_Miscellaneous_Natural Gas_Pool Heater_E3 | F3 | Commercial | Warehouse | New | Miscellaneous | Natural Gas | Pool Heater | E3 | System - kBTUs of Conusmption | 0 | 0 | 0 | 0 | 0 | 0 | 0 | 0 | 0 | 0 | 0 | 0 | 0 | 0 | 0 | 0 | 0 | 0 | 0 | 0 | 0 | 0 | 0 | 0 | 0 | 0 | 0 | 0 | 0 | 0 | 0
F3_Commercial_Warehouse_New_Miscellaneous_Natural Gas_Pool Heater_E4 | F3 | Commercial | Warehouse | New | Miscellaneous | Natural Gas | Pool Heater | E4 | System - kBTUs of Conusmption | 0 | 0 | 0 | 0 | 0 | 0 | 0 | 0 | 0 | 0 | 0 | 0 | 0 | 0 | 0 | 0 | 0 | 0 | 0 | 0 | 0 | 0 | 0 | 0 | 0 | 0 | 0 | 0 | 0 | 0 | 0
F3_Commercial_Warehouse_New_Miscellaneous_Natural Gas_Pool Heater_E5 | F3 | Commercial | Warehouse | New | Miscellaneous | Natural Gas | Pool Heater | E5 | System - kBTUs of Conusmption | 0 | 0 | 0 | 0 | 0 | 0 | 0 | 0 | 0 | 0 | 0 | 0 | 0 | 0 | 0 | 0 | 0 | 0 | 0 | 0 | 0 | 0 | 0 | 0 | 0 | 0 | 0 | 0 | 0 | 0 | 0
F3_Commercial_Warehouse_New_Miscellaneous_Natural Gas_Pool Heater_E6 | F3 | Commercial | Warehouse | New | Miscellaneous | Natural Gas | Pool Heater | E6 | System - kBTUs of Conusmption | 0 | 0 | 0 | 0 | 0 | 0 | 0 | 0 | 0 | 0 | 0 | 0 | 0 | 0 | 0 | 0 | 0 | 0 | 0 | 0 | 0 | 0 | 0 | 0 | 0 | 0 | 0 | 0 | 0 | 0 | 0
F3_Commercial_Warehouse_New_Miscellaneous_Natural Gas_Pool Heater_E7 | F3 | Commercial | Warehouse | New | Miscellaneous | Natural Gas | Pool Heater | E7 | System - kBTUs of Conusmption | 0 | 0 | 0 | 0 | 0 | 0 | 0 | 0 | 0 | 0 | 0 | 0 | 0 | 0 | 0 | 0 | 0 | 0 | 0 | 0 | 0 | 0 | 0 | 0 | 0 | 0 | 0 | 0 | 0 | 0 | 0
F3_Commercial_Warehouse_New_Miscellaneous_Natural Gas_Pool Heater_E8 | F3 | Commercial | Warehouse | New | Miscellaneous | Natural Gas | Pool Heater | E8 | System - kBTUs of Conusmption | 0 | 0 | 0 | 0 | 0 | 0 | 0 | 0 | 0 | 0 | 0 | 0 | 0 | 0 | 0 | 0 | 0 | 0 | 0 | 0 | 0 | 0 | 0 | 0 | 0 | 0 | 0 | 0 | 0 | 0 | 0
F3_Commercial_Warehouse_New_Miscellaneous_Natural Gas_Pool Heater_E9 | F3 | Commercial | Warehouse | New | Miscellaneous | Natural Gas | Pool Heater | E9 | System - kBTUs of Conusmption | 0 | 0 | 0 | 0 | 0 | 0 | 0 | 0 | 0 | 0 | 0 | 0 | 0 | 0 | 0 | 0 | 0 | 0 | 0 | 0 | 0 | 0 | 0 | 0 | 0 | 0 | 0 | 0 | 0 | 0 | 0
F3_Commercial_Warehouse_New_Miscellaneous_Natural Gas_Pool Heater_E10 | F3 | Commercial | Warehouse | New | Miscellaneous | Natural Gas | Pool Heater | E10 | System - kBTUs of Conusmption | 0 | 0 | 0 | 0 | 0 | 0 | 0 | 0 | 0 | 0 | 0 | 0 | 0 | 0 | 0 | 0 | 0 | 0 | 0 | 0 | 0 | 0 | 0 | 0 | 0 | 0 | 0 | 0 | 0 | 0 | 0
F4_Commercial_Warehouse_New_Miscellaneous_Natural Gas_Pool Heater_E1 | F4 | Commercial | Warehouse | New | Miscellaneous | Natural Gas | Pool Heater | E1 | Utility - Cost of Equipment | 0.0026688 | 0.0026688 | 0.0026688 | 0.0026688 | 0.0026688 | 0.0026688 | 0.0026688 | 0.0026688 | 0.0026688 | 0.0026688 | 0.0026688 | 0.0026688 | 0.0026688 | 0.0026688 | 0.0026688 | 0.0026688 | 0.0026688 | 0.0026688 | 0.0026688 | 0.0026688 | 0.0026688 | 0.0026688 | 0.0026688 | 0.0026688 | 0.0026688 | 0.0026688 | 0.0026688 | 0.0026688 | 0.0026688 | 0.0026688 | 0.0026688
F4_Commercial_Warehouse_New_Miscellaneous_Natural Gas_Pool Heater_E2 | F4 | Commercial | Warehouse | New | Miscellaneous | Natural Gas | Pool Heater | E2 | Utility - Cost of Equipment | 0.0043699 | 0.0043699 | 0.0043699 | 0.0043699 | 0.0043699 | 0.0043699 | 0.0043699 | 0.0043699 | 0.0043699 | 0.0043699 | 0.0043699 | 0.0043699 | 0.0043699 | 0.0043699 | 0.0043699 | 0.0043699 | 0.0043699 | 0.0043699 | 0.0043699 | 0.0043699 | 0.0043699 | 0.0043699 | 0.0043699 | 0.0043699 | 0.0043699 | 0.0043699 | 0.0043699 | 0.0043699 | 0.0043699 | 0.0043699 | 0.0043699
F4_Commercial_Warehouse_New_Miscellaneous_Natural Gas_Pool Heater_E3 | F4 | Commercial | Warehouse | New | Miscellaneous | Natural Gas | Pool Heater | E3 | Utility - Cost of Equipment | 0 | 0 | 0 | 0 | 0 | 0 | 0 | 0 | 0 | 0 | 0 | 0 | 0 | 0 | 0 | 0 | 0 | 0 | 0 | 0 | 0 | 0 | 0 | 0 | 0 | 0 | 0 | 0 | 0 | 0 | 0
F4_Commercial_Warehouse_New_Miscellaneous_Natural Gas_Pool Heater_E4 | F4 | Commercial | Warehouse | New | Miscellaneous | Natural Gas | Pool Heater | E4 | Utility - Cost of Equipment | 0 | 0 | 0 | 0 | 0 | 0 | 0 | 0 | 0 | 0 | 0 | 0 | 0 | 0 | 0 | 0 | 0 | 0 | 0 | 0 | 0 | 0 | 0 | 0 | 0 | 0 | 0 | 0 | 0 | 0 | 0
F4_Commercial_Warehouse_New_Miscellaneous_Natural Gas_Pool Heater_E5 | F4 | Commercial | Warehouse | New | Miscellaneous | Natural Gas | Pool Heater | E5 | Utility - Cost of Equipment | 0 | 0 | 0 | 0 | 0 | 0 | 0 | 0 | 0 | 0 | 0 | 0 | 0 | 0 | 0 | 0 | 0 | 0 | 0 | 0 | 0 | 0 | 0 | 0 | 0 | 0 | 0 | 0 | 0 | 0 | 0
F4_Commercial_Warehouse_New_Miscellaneous_Natural Gas_Pool Heater_E6 | F4 | Commercial | Warehouse | New | Miscellaneous | Natural Gas | Pool Heater | E6 | Utility - Cost of Equipment | 0 | 0 | 0 | 0 | 0 | 0 | 0 | 0 | 0 | 0 | 0 | 0 | 0 | 0 | 0 | 0 | 0 | 0 | 0 | 0 | 0 | 0 | 0 | 0 | 0 | 0 | 0 | 0 | 0 | 0 | 0
F4_Commercial_Warehouse_New_Miscellaneous_Natural Gas_Pool Heater_E7 | F4 | Commercial | Warehouse | New | Miscellaneous | Natural Gas | Pool Heater | E7 | Utility - Cost of Equipment | 0 | 0 | 0 | 0 | 0 | 0 | 0 | 0 | 0 | 0 | 0 | 0 | 0 | 0 | 0 | 0 | 0 | 0 | 0 | 0 | 0 | 0 | 0 | 0 | 0 | 0 | 0 | 0 | 0 | 0 | 0
F4_Commercial_Warehouse_New_Miscellaneous_Natural Gas_Pool Heater_E8 | F4 | Commercial | Warehouse | New | Miscellaneous | Natural Gas | Pool Heater | E8 | Utility - Cost of Equipment | 0 | 0 | 0 | 0 | 0 | 0 | 0 | 0 | 0 | 0 | 0 | 0 | 0 | 0 | 0 | 0 | 0 | 0 | 0 | 0 | 0 | 0 | 0 | 0 | 0 | 0 | 0 | 0 | 0 | 0 | 0
F4_Commercial_Warehouse_New_Miscellaneous_Natural Gas_Pool Heater_E9 | F4 | Commercial | Warehouse | New | Miscellaneous | Natural Gas | Pool Heater | E9 | Utility - Cost of Equipment | 0 | 0 | 0 | 0 | 0 | 0 | 0 | 0 | 0 | 0 | 0 | 0 | 0 | 0 | 0 | 0 | 0 | 0 | 0 | 0 | 0 | 0 | 0 | 0 | 0 | 0 | 0 | 0 | 0 | 0 | 0
F4_Commercial_Warehouse_New_Miscellaneous_Natural Gas_Pool Heater_E10 | F4 | Commercial | Warehouse | New | Miscellaneous | Natural Gas | Pool Heater | E10 | Utility - Cost of Equipment | 0 | 0 | 0 | 0 | 0 | 0 | 0 | 0 | 0 | 0 | 0 | 0 | 0 | 0 | 0 | 0 | 0 | 0 | 0 | 0 | 0 | 0 | 0 | 0 | 0 | 0 | 0 | 0 | 0 | 0 | 0
F5_Commercial_Warehouse_New_Miscellaneous_Natural Gas_Pool Heater_E1 | F5 | Commercial | Warehouse | New | Miscellaneous | Natural Gas | Pool Heater | E1 | Utility - Cost of Operation | 0.010285 | 0.010666 | 0.010817 | 0.010853 | 0.011264 | 0.010618 | 0.010172 | 0.01016 | 0.01046 | 0.010284 | 0.010236 | 0.010125 | 0.0075967 | 0.0074118 | 0.0073578 | 0.0083163 | 0.0094971 | 0.010826 | 0.011886 | 0.013626 | 0.013841 | 0.014106 | 0.014423 | 0.0054423 | 0.0053265 | 0.0052193 | 0.0051195 | 0.0050258 | 0.0049371 | 0.0048524 | 0.0047711
F5_Commercial_Warehouse_New_Miscellaneous_Natural Gas_Pool Heater_E2 | F5 | Commercial | Warehouse | New | Miscellaneous | Natural Gas | Pool Heater | E2 | Utility - Cost of Operation | 0.0087426 | 0.0090658 | 0.0091946 | 0.0092252 | 0.0095742 | 0.0090257 | 0.0086463 | 0.0086358 | 0.008891 | 0.0087413 | 0.0087003 | 0.0086064 | 0.0064572 | 0.0063 | 0.0062541 | 0.0070689 | 0.0080726 | 0.0092023 | 0.010103 | 0.011582 | 0.011765 | 0.01199 | 0.012259 | 0.0046259 | 0.0045276 | 0.0044364 | 0.0043516 | 0.0042719 | 0.0041966 | 0.0041246 | 0.0040554
F5_Commercial_Warehouse_New_Miscellaneous_Natural Gas_Pool Heater_E3 | F5 | Commercial | Warehouse | New | Miscellaneous | Natural Gas | Pool Heater | E3 | Utility - Cost of Operation | 0 | 0 | 0 | 0 | 0 | 0 | 0 | 0 | 0 | 0 | 0 | 0 | 0 | 0 | 0 | 0 | 0 | 0 | 0 | 0 | 0 | 0 | 0 | 0 | 0 | 0 | 0 | 0 | 0 | 0 | 0
F5_Commercial_Warehouse_New_Miscellaneous_Natural Gas_Pool Heater_E4 | F5 | Commercial | Warehouse | New | Miscellaneous | Natural Gas | Pool Heater | E4 | Utility - Cost of Operation | 0 | 0 | 0 | 0 | 0 | 0 | 0 | 0 | 0 | 0 | 0 | 0 | 0 | 0 | 0 | 0 | 0 | 0 | 0 | 0 | 0 | 0 | 0 | 0 | 0 | 0 | 0 | 0 | 0 | 0 | 0
F5_Commercial_Warehouse_New_Miscellaneous_Natural Gas_Pool Heater_E5 | F5 | Commercial | Warehouse | New | Miscellaneous | Natural Gas | Pool Heater | E5 | Utility - Cost of Operation | 0 | 0 | 0 | 0 | 0 | 0 | 0 | 0 | 0 | 0 | 0 | 0 | 0 | 0 | 0 | 0 | 0 | 0 | 0 | 0 | 0 | 0 | 0 | 0 | 0 | 0 | 0 | 0 | 0 | 0 | 0
F5_Commercial_Warehouse_New_Miscellaneous_Natural Gas_Pool Heater_E6 | F5 | Commercial | Warehouse | New | Miscellaneous | Natural Gas | Pool Heater | E6 | Utility - Cost of Operation | 0 | 0 | 0 | 0 | 0 | 0 | 0 | 0 | 0 | 0 | 0 | 0 | 0 | 0 | 0 | 0 | 0 | 0 | 0 | 0 | 0 | 0 | 0 | 0 | 0 | 0 | 0 | 0 | 0 | 0 | 0
F5_Commercial_Warehouse_New_Miscellaneous_Natural Gas_Pool Heater_E7 | F5 | Commercial | Warehouse | New | Miscellaneous | Natural Gas | Pool Heater | E7 | Utility - Cost of Operation | 0 | 0 | 0 | 0 | 0 | 0 | 0 | 0 | 0 | 0 | 0 | 0 | 0 | 0 | 0 | 0 | 0 | 0 | 0 | 0 | 0 | 0 | 0 | 0 | 0 | 0 | 0 | 0 | 0 | 0 | 0
F5_Commercial_Warehouse_New_Miscellaneous_Natural Gas_Pool Heater_E8 | F5 | Commercial | Warehouse | New | Miscellaneous | Natural Gas | Pool Heater | E8 | Utility - Cost of Operation | 0 | 0 | 0 | 0 | 0 | 0 | 0 | 0 | 0 | 0 | 0 | 0 | 0 | 0 | 0 | 0 | 0 | 0 | 0 | 0 | 0 | 0 | 0 | 0 | 0 | 0 | 0 | 0 | 0 | 0 | 0
F5_Commercial_Warehouse_New_Miscellaneous_Natural Gas_Pool Heater_E9 | F5 | Commercial | Warehouse | New | Miscellaneous | Natural Gas | Pool Heater | E9 | Utility - Cost of Operation | 0 | 0 | 0 | 0 | 0 | 0 | 0 | 0 | 0 | 0 | 0 | 0 | 0 | 0 | 0 | 0 | 0 | 0 | 0 | 0 | 0 | 0 | 0 | 0 | 0 | 0 | 0 | 0 | 0 | 0 | 0
F5_Commercial_Warehouse_New_Miscellaneous_Natural Gas_Pool Heater_E10 | F5 | Commercial | Warehouse | New | Miscellaneous | Natural Gas | Pool Heater | E10 | Utility - Cost of Operation | 0 | 0 | 0 | 0 | 0 | 0 | 0 | 0 | 0 | 0 | 0 | 0 | 0 | 0 | 0 | 0 | 0 | 0 | 0 | 0 | 0 | 0 | 0 | 0 | 0 | 0 | 0 | 0 | 0 | 0 | 0
F6_Commercial_Warehouse_New_Miscellaneous_Natural Gas_Pool Heater_E1 | F6 | Commercial | Warehouse | New | Miscellaneous | Natural Gas | Pool Heater | E1 | Utility - Value of Sales | 0.012323 | 0.012778 | 0.01296 | 0.013003 | 0.013495 | 0.012722 | 0.012187 | 0.012172 | 0.012532 | 0.012321 | 0.012263 | 0.012131 | 0.0091014 | 0.0088798 | 0.0088151 | 0.0099635 | 0.011378 | 0.01297 | 0.01424 | 0.016325 | 0.016582 | 0.0169 | 0.01728 | 0.0065202 | 0.0063815 | 0.0062531 | 0.0061335 | 0.0060213 | 0.005915 | 0.0058135 | 0.0057161
F6_Commercial_Warehouse_New_Miscellaneous_Natural Gas_Pool Heater_E2 | F6 | Commercial | Warehouse | New | Miscellaneous | Natural Gas | Pool Heater | E2 | Utility - Value of Sales | 0.010474 | 0.010861 | 0.011016 | 0.011052 | 0.01147 | 0.010813 | 0.010359 | 0.010346 | 0.010652 | 0.010473 | 0.010423 | 0.010311 | 0.0077362 | 0.0075478 | 0.0074929 | 0.008469 | 0.0096715 | 0.011025 | 0.012104 | 0.013876 | 0.014095 | 0.014365 | 0.014688 | 0.0055422 | 0.0054243 | 0.0053151 | 0.0052135 | 0.0051181 | 0.0050278 | 0.0049415 | 0.0048587
F6_Commercial_Warehouse_New_Miscellaneous_Natural Gas_Pool Heater_E3 | F6 | Commercial | Warehouse | New | Miscellaneous | Natural Gas | Pool Heater | E3 | Utility - Value of Sales | 0 | 0 | 0 | 0 | 0 | 0 | 0 | 0 | 0 | 0 | 0 | 0 | 0 | 0 | 0 | 0 | 0 | 0 | 0 | 0 | 0 | 0 | 0 | 0 | 0 | 0 | 0 | 0 | 0 | 0 | 0
F6_Commercial_Warehouse_New_Miscellaneous_Natural Gas_Pool Heater_E4 | F6 | Commercial | Warehouse | New | Miscellaneous | Natural Gas | Pool Heater | E4 | Utility - Value of Sales | 0 | 0 | 0 | 0 | 0 | 0 | 0 | 0 | 0 | 0 | 0 | 0 | 0 | 0 | 0 | 0 | 0 | 0 | 0 | 0 | 0 | 0 | 0 | 0 | 0 | 0 | 0 | 0 | 0 | 0 | 0
F6_Commercial_Warehouse_New_Miscellaneous_Natural Gas_Pool Heater_E5 | F6 | Commercial | Warehouse | New | Miscellaneous | Natural Gas | Pool Heater | E5 | Utility - Value of Sales | 0 | 0 | 0 | 0 | 0 | 0 | 0 | 0 | 0 | 0 | 0 | 0 | 0 | 0 | 0 | 0 | 0 | 0 | 0 | 0 | 0 | 0 | 0 | 0 | 0 | 0 | 0 | 0 | 0 | 0 | 0
F6_Commercial_Warehouse_New_Miscellaneous_Natural Gas_Pool Heater_E6 | F6 | Commercial | Warehouse | New | Miscellaneous | Natural Gas | Pool Heater | E6 | Utility - Value of Sales | 0 | 0 | 0 | 0 | 0 | 0 | 0 | 0 | 0 | 0 | 0 | 0 | 0 | 0 | 0 | 0 | 0 | 0 | 0 | 0 | 0 | 0 | 0 | 0 | 0 | 0 | 0 | 0 | 0 | 0 | 0
F6_Commercial_Warehouse_New_Miscellaneous_Natural Gas_Pool Heater_E7 | F6 | Commercial | Warehouse | New | Miscellaneous | Natural Gas | Pool Heater | E7 | Utility - Value of Sales | 0 | 0 | 0 | 0 | 0 | 0 | 0 | 0 | 0 | 0 | 0 | 0 | 0 | 0 | 0 | 0 | 0 | 0 | 0 | 0 | 0 | 0 | 0 | 0 | 0 | 0 | 0 | 0 | 0 | 0 | 0
F6_Commercial_Warehouse_New_Miscellaneous_Natural Gas_Pool Heater_E8 | F6 | Commercial | Warehouse | New | Miscellaneous | Natural Gas | Pool Heater | E8 | Utility - Value of Sales | 0 | 0 | 0 | 0 | 0 | 0 | 0 | 0 | 0 | 0 | 0 | 0 | 0 | 0 | 0 | 0 | 0 | 0 | 0 | 0 | 0 | 0 | 0 | 0 | 0 | 0 | 0 | 0 | 0 | 0 | 0
F6_Commercial_Warehouse_New_Miscellaneous_Natural Gas_Pool Heater_E9 | F6 | Commercial | Warehouse | New | Miscellaneous | Natural Gas | Pool Heater | E9 | Utility - Value of Sales | 0 | 0 | 0 | 0 | 0 | 0 | 0 | 0 | 0 | 0 | 0 | 0 | 0 | 0 | 0 | 0 | 0 | 0 | 0 | 0 | 0 | 0 | 0 | 0 | 0 | 0 | 0 | 0 | 0 | 0 | 0
F6_Commercial_Warehouse_New_Miscellaneous_Natural Gas_Pool Heater_E10 | F6 | Commercial | Warehouse | New | Miscellaneous | Natural Gas | Pool Heater | E10 | Utility - Value of Sales | 0 | 0 | 0 | 0 | 0 | 0 | 0 | 0 | 0 | 0 | 0 | 0 | 0 | 0 | 0 | 0 | 0 | 0 | 0 | 0 | 0 | 0 | 0 | 0 | 0 | 0 | 0 | 0 | 0 | 0 | 0
F1_Commercial_Warehouse_New_Miscellaneous_Natural Gas_Miscellaneous_E1 | F1 | Commercial | Warehouse | New | Miscellaneous | Natural Gas | Miscellaneous | E1 | Participant - Cost of Equipment | 0.24854 | 0.24854 | 0.24854 | 0.24854 | 0.24854 | 0.24854 | 0.24854 | 0.24854 | 0.24854 | 0.24854 | 0.24854 | 0.24854 | 0.24854 | 0.24854 | 0.24854 | 0.24854 | 0.24854 | 0.24854 | 0.24854 | 0.24854 | 0.24854 | 0.24854 | 0.24854 | 0.24854 | 0.24854 | 0.24854 | 0.24854 | 0.24854 | 0.24854 | 0.24854 | 0.24854
F1_Commercial_Warehouse_New_Miscellaneous_Natural Gas_Miscellaneous_E2 | F1 | Commercial | Warehouse | New | Miscellaneous | Natural Gas | Miscellaneous | E2 | Participant - Cost of Equipment | 0 | 0 | 0 | 0 | 0 | 0 | 0 | 0 | 0 | 0 | 0 | 0 | 0 | 0 | 0 | 0 | 0 | 0 | 0 | 0 | 0 | 0 | 0 | 0 | 0 | 0 | 0 | 0 | 0 | 0 | 0
F1_Commercial_Warehouse_New_Miscellaneous_Natural Gas_Miscellaneous_E3 | F1 | Commercial | Warehouse | New | Miscellaneous | Natural Gas | Miscellaneous | E3 | Participant - Cost of Equipment | 0 | 0 | 0 | 0 | 0 | 0 | 0 | 0 | 0 | 0 | 0 | 0 | 0 | 0 | 0 | 0 | 0 | 0 | 0 | 0 | 0 | 0 | 0 | 0 | 0 | 0 | 0 | 0 | 0 | 0 | 0
F1_Commercial_Warehouse_New_Miscellaneous_Natural Gas_Miscellaneous_E4 | F1 | Commercial | Warehouse | New | Miscellaneous | Natural Gas | Miscellaneous | E4 | Participant - Cost of Equipment | 0 | 0 | 0 | 0 | 0 | 0 | 0 | 0 | 0 | 0 | 0 | 0 | 0 | 0 | 0 | 0 | 0 | 0 | 0 | 0 | 0 | 0 | 0 | 0 | 0 | 0 | 0 | 0 | 0 | 0 | 0
F1_Commercial_Warehouse_New_Miscellaneous_Natural Gas_Miscellaneous_E5 | F1 | Commercial | Warehouse | New | Miscellaneous | Natural Gas | Miscellaneous | E5 | Participant - Cost of Equipment | 0 | 0 | 0 | 0 | 0 | 0 | 0 | 0 | 0 | 0 | 0 | 0 | 0 | 0 | 0 | 0 | 0 | 0 | 0 | 0 | 0 | 0 | 0 | 0 | 0 | 0 | 0 | 0 | 0 | 0 | 0
F1_Commercial_Warehouse_New_Miscellaneous_Natural Gas_Miscellaneous_E6 | F1 | Commercial | Warehouse | New | Miscellaneous | Natural Gas | Miscellaneous | E6 | Participant - Cost of Equipment | 0 | 0 | 0 | 0 | 0 | 0 | 0 | 0 | 0 | 0 | 0 | 0 | 0 | 0 | 0 | 0 | 0 | 0 | 0 | 0 | 0 | 0 | 0 | 0 | 0 | 0 | 0 | 0 | 0 | 0 | 0
F1_Commercial_Warehouse_New_Miscellaneous_Natural Gas_Miscellaneous_E7 | F1 | Commercial | Warehouse | New | Miscellaneous | Natural Gas | Miscellaneous | E7 | Participant - Cost of Equipment | 0 | 0 | 0 | 0 | 0 | 0 | 0 | 0 | 0 | 0 | 0 | 0 | 0 | 0 | 0 | 0 | 0 | 0 | 0 | 0 | 0 | 0 | 0 | 0 | 0 | 0 | 0 | 0 | 0 | 0 | 0
F1_Commercial_Warehouse_New_Miscellaneous_Natural Gas_Miscellaneous_E8 | F1 | Commercial | Warehouse | New | Miscellaneous | Natural Gas | Miscellaneous | E8 | Participant - Cost of Equipment | 0 | 0 | 0 | 0 | 0 | 0 | 0 | 0 | 0 | 0 | 0 | 0 | 0 | 0 | 0 | 0 | 0 | 0 | 0 | 0 | 0 | 0 | 0 | 0 | 0 | 0 | 0 | 0 | 0 | 0 | 0
F1_Commercial_Warehouse_New_Miscellaneous_Natural Gas_Miscellaneous_E9 | F1 | Commercial | Warehouse | New | Miscellaneous | Natural Gas | Miscellaneous | E9 | Participant - Cost of Equipment | 0 | 0 | 0 | 0 | 0 | 0 | 0 | 0 | 0 | 0 | 0 | 0 | 0 | 0 | 0 | 0 | 0 | 0 | 0 | 0 | 0 | 0 | 0 | 0 | 0 | 0 | 0 | 0 | 0 | 0 | 0
F1_Commercial_Warehouse_New_Miscellaneous_Natural Gas_Miscellaneous_E10 | F1 | Commercial | Warehouse | New | Miscellaneous | Natural Gas | Miscellaneous | E10 | Participant - Cost of Equipment | 0 | 0 | 0 | 0 | 0 | 0 | 0 | 0 | 0 | 0 | 0 | 0 | 0 | 0 | 0 | 0 | 0 | 0 | 0 | 0 | 0 | 0 | 0 | 0 | 0 | 0 | 0 | 0 | 0 | 0 | 0
F2_Commercial_Warehouse_New_Miscellaneous_Natural Gas_Miscellaneous_E1 | F2 | Commercial | Warehouse | New | Miscellaneous | Natural Gas | Miscellaneous | E1 | Participant - Cost of Operation | 0.011845 | 0.012225 | 0.012514 | 0.012844 | 0.013477 | 0.012516 | 0.011791 | 0.01165 | 0.01193 | 0.012128 | 0.012516 | 0.012373 | 0.0088959 | 0.0086775 | 0.0086246 | 0.009574 | 0.010763 | 0.012028 | 0.012876 | 0.01459 | 0.016345 | 0.018325 | 0.018789 | 0.0063918 | 0.0062538 | 0.0061262 | 0.0060077 | 0.0058966 | 0.0057917 | 0.0056918 | 0.005596
F2_Commercial_Warehouse_New_Miscellaneous_Natural Gas_Miscellaneous_E2 | F2 | Commercial | Warehouse | New | Miscellaneous | Natural Gas | Miscellaneous | E2 | Participant - Cost of Operation | 0 | 0 | 0 | 0 | 0 | 0 | 0 | 0 | 0 | 0 | 0 | 0 | 0 | 0 | 0 | 0 | 0 | 0 | 0 | 0 | 0 | 0 | 0 | 0 | 0 | 0 | 0 | 0 | 0 | 0 | 0
F2_Commercial_Warehouse_New_Miscellaneous_Natural Gas_Miscellaneous_E3 | F2 | Commercial | Warehouse | New | Miscellaneous | Natural Gas | Miscellaneous | E3 | Participant - Cost of Operation | 0 | 0 | 0 | 0 | 0 | 0 | 0 | 0 | 0 | 0 | 0 | 0 | 0 | 0 | 0 | 0 | 0 | 0 | 0 | 0 | 0 | 0 | 0 | 0 | 0 | 0 | 0 | 0 | 0 | 0 | 0
F2_Commercial_Warehouse_New_Miscellaneous_Natural Gas_Miscellaneous_E4 | F2 | Commercial | Warehouse | New | Miscellaneous | Natural Gas | Miscellaneous | E4 | Participant - Cost of Operation | 0 | 0 | 0 | 0 | 0 | 0 | 0 | 0 | 0 | 0 | 0 | 0 | 0 | 0 | 0 | 0 | 0 | 0 | 0 | 0 | 0 | 0 | 0 | 0 | 0 | 0 | 0 | 0 | 0 | 0 | 0
F2_Commercial_Warehouse_New_Miscellaneous_Natural Gas_Miscellaneous_E5 | F2 | Commercial | Warehouse | New | Miscellaneous | Natural Gas | Miscellaneous | E5 | Participant - Cost of Operation | 0 | 0 | 0 | 0 | 0 | 0 | 0 | 0 | 0 | 0 | 0 | 0 | 0 | 0 | 0 | 0 | 0 | 0 | 0 | 0 | 0 | 0 | 0 | 0 | 0 | 0 | 0 | 0 | 0 | 0 | 0
F2_Commercial_Warehouse_New_Miscellaneous_Natural Gas_Miscellaneous_E6 | F2 | Commercial | Warehouse | New | Miscellaneous | Natural Gas | Miscellaneous | E6 | Participant - Cost of Operation | 0 | 0 | 0 | 0 | 0 | 0 | 0 | 0 | 0 | 0 | 0 | 0 | 0 | 0 | 0 | 0 | 0 | 0 | 0 | 0 | 0 | 0 | 0 | 0 | 0 | 0 | 0 | 0 | 0 | 0 | 0
F2_Commercial_Warehouse_New_Miscellaneous_Natural Gas_Miscellaneous_E7 | F2 | Commercial | Warehouse | New | Miscellaneous | Natural Gas | Miscellaneous | E7 | Participant - Cost of Operation | 0 | 0 | 0 | 0 | 0 | 0 | 0 | 0 | 0 | 0 | 0 | 0 | 0 | 0 | 0 | 0 | 0 | 0 | 0 | 0 | 0 | 0 | 0 | 0 | 0 | 0 | 0 | 0 | 0 | 0 | 0
F2_Commercial_Warehouse_New_Miscellaneous_Natural Gas_Miscellaneous_E8 | F2 | Commercial | Warehouse | New | Miscellaneous | Natural Gas | Miscellaneous | E8 | Participant - Cost of Operation | 0 | 0 | 0 | 0 | 0 | 0 | 0 | 0 | 0 | 0 | 0 | 0 | 0 | 0 | 0 | 0 | 0 | 0 | 0 | 0 | 0 | 0 | 0 | 0 | 0 | 0 | 0 | 0 | 0 | 0 | 0
F2_Commercial_Warehouse_New_Miscellaneous_Natural Gas_Miscellaneous_E9 | F2 | Commercial | Warehouse | New | Miscellaneous | Natural Gas | Miscellaneous | E9 | Participant - Cost of Operation | 0 | 0 | 0 | 0 | 0 | 0 | 0 | 0 | 0 | 0 | 0 | 0 | 0 | 0 | 0 | 0 | 0 | 0 | 0 | 0 | 0 | 0 | 0 | 0 | 0 | 0 | 0 | 0 | 0 | 0 | 0
F2_Commercial_Warehouse_New_Miscellaneous_Natural Gas_Miscellaneous_E10 | F2 | Commercial | Warehouse | New | Miscellaneous | Natural Gas | Miscellaneous | E10 | Participant - Cost of Operation | 0 | 0 | 0 | 0 | 0 | 0 | 0 | 0 | 0 | 0 | 0 | 0 | 0 | 0 | 0 | 0 | 0 | 0 | 0 | 0 | 0 | 0 | 0 | 0 | 0 | 0 | 0 | 0 | 0 | 0 | 0
F3_Commercial_Warehouse_New_Miscellaneous_Natural Gas_Miscellaneous_E1 | F3 | Commercial | Warehouse | New | Miscellaneous | Natural Gas | Miscellaneous | E1 | System - kBTUs of Conusmption | 1.0246 | 1.0298 | 1.0267 | 1.0246 | 1.0246 | 1.0246 | 1.0246 | 1.0246 | 1.0246 | 1.0246 | 1.0246 | 1.0246 | 1.0246 | 1.0246 | 1.0246 | 1.0246 | 1.0246 | 1.0246 | 1.0246 | 1.0246 | 1.0246 | 1.0246 | 1.0246 | 1.0246 | 1.0246 | 1.0246 | 1.0246 | 1.0246 | 1.0246 | 1.0246 | 1.0246
F3_Commercial_Warehouse_New_Miscellaneous_Natural Gas_Miscellaneous_E2 | F3 | Commercial | Warehouse | New | Miscellaneous | Natural Gas | Miscellaneous | E2 | System - kBTUs of Conusmption | 0 | 0 | 0 | 0 | 0 | 0 | 0 | 0 | 0 | 0 | 0 | 0 | 0 | 0 | 0 | 0 | 0 | 0 | 0 | 0 | 0 | 0 | 0 | 0 | 0 | 0 | 0 | 0 | 0 | 0 | 0
F3_Commercial_Warehouse_New_Miscellaneous_Natural Gas_Miscellaneous_E3 | F3 | Commercial | Warehouse | New | Miscellaneous | Natural Gas | Miscellaneous | E3 | System - kBTUs of Conusmption | 0 | 0 | 0 | 0 | 0 | 0 | 0 | 0 | 0 | 0 | 0 | 0 | 0 | 0 | 0 | 0 | 0 | 0 | 0 | 0 | 0 | 0 | 0 | 0 | 0 | 0 | 0 | 0 | 0 | 0 | 0
F3_Commercial_Warehouse_New_Miscellaneous_Natural Gas_Miscellaneous_E4 | F3 | Commercial | Warehouse | New | Miscellaneous | Natural Gas | Miscellaneous | E4 | System - kBTUs of Conusmption | 0 | 0 | 0 | 0 | 0 | 0 | 0 | 0 | 0 | 0 | 0 | 0 | 0 | 0 | 0 | 0 | 0 | 0 | 0 | 0 | 0 | 0 | 0 | 0 | 0 | 0 | 0 | 0 | 0 | 0 | 0
F3_Commercial_Warehouse_New_Miscellaneous_Natural Gas_Miscellaneous_E5 | F3 | Commercial | Warehouse | New | Miscellaneous | Natural Gas | Miscellaneous | E5 | System - kBTUs of Conusmption | 0 | 0 | 0 | 0 | 0 | 0 | 0 | 0 | 0 | 0 | 0 | 0 | 0 | 0 | 0 | 0 | 0 | 0 | 0 | 0 | 0 | 0 | 0 | 0 | 0 | 0 | 0 | 0 | 0 | 0 | 0
F3_Commercial_Warehouse_New_Miscellaneous_Natural Gas_Miscellaneous_E6 | F3 | Commercial | Warehouse | New | Miscellaneous | Natural Gas | Miscellaneous | E6 | System - kBTUs of Conusmption | 0 | 0 | 0 | 0 | 0 | 0 | 0 | 0 | 0 | 0 | 0 | 0 | 0 | 0 | 0 | 0 | 0 | 0 | 0 | 0 | 0 | 0 | 0 | 0 | 0 | 0 | 0 | 0 | 0 | 0 | 0
F3_Commercial_Warehouse_New_Miscellaneous_Natural Gas_Miscellaneous_E7 | F3 | Commercial | Warehouse | New | Miscellaneous | Natural Gas | Miscellaneous | E7 | System - kBTUs of Conusmption | 0 | 0 | 0 | 0 | 0 | 0 | 0 | 0 | 0 | 0 | 0 | 0 | 0 | 0 | 0 | 0 | 0 | 0 | 0 | 0 | 0 | 0 | 0 | 0 | 0 | 0 | 0 | 0 | 0 | 0 | 0
F3_Commercial_Warehouse_New_Miscellaneous_Natural Gas_Miscellaneous_E8 | F3 | Commercial | Warehouse | New | Miscellaneous | Natural Gas | Miscellaneous | E8 | System - kBTUs of Conusmption | 0 | 0 | 0 | 0 | 0 | 0 | 0 | 0 | 0 | 0 | 0 | 0 | 0 | 0 | 0 | 0 | 0 | 0 | 0 | 0 | 0 | 0 | 0 | 0 | 0 | 0 | 0 | 0 | 0 | 0 | 0
F3_Commercial_Warehouse_New_Miscellaneous_Natural Gas_Miscellaneous_E9 | F3 | Commercial | Warehouse | New | Miscellaneous | Natural Gas | Miscellaneous | E9 | System - kBTUs of Conusmption | 0 | 0 | 0 | 0 | 0 | 0 | 0 | 0 | 0 | 0 | 0 | 0 | 0 | 0 | 0 | 0 | 0 | 0 | 0 | 0 | 0 | 0 | 0 | 0 | 0 | 0 | 0 | 0 | 0 | 0 | 0
F3_Commercial_Warehouse_New_Miscellaneous_Natural Gas_Miscellaneous_E10 | F3 | Commercial | Warehouse | New | Miscellaneous | Natural Gas | Miscellaneous | E10 | System - kBTUs of Conusmption | 0 | 0 | 0 | 0 | 0 | 0 | 0 | 0 | 0 | 0 | 0 | 0 | 0 | 0 | 0 | 0 | 0 | 0 | 0 | 0 | 0 | 0 | 0 | 0 | 0 | 0 | 0 | 0 | 0 | 0 | 0
F4_Commercial_Warehouse_New_Miscellaneous_Natural Gas_Miscellaneous_E1 | F4 | Commercial | Warehouse | New | Miscellaneous | Natural Gas | Miscellaneous | E1 | Utility - Cost of Equipment | 0.24854 | 0.24854 | 0.24854 | 0.24854 | 0.24854 | 0.24854 | 0.24854 | 0.24854 | 0.24854 | 0.24854 | 0.24854 | 0.24854 | 0.24854 | 0.24854 | 0.24854 | 0.24854 | 0.24854 | 0.24854 | 0.24854 | 0.24854 | 0.24854 | 0.24854 | 0.24854 | 0.24854 | 0.24854 | 0.24854 | 0.24854 | 0.24854 | 0.24854 | 0.24854 | 0.24854
F4_Commercial_Warehouse_New_Miscellaneous_Natural Gas_Miscellaneous_E2 | F4 | Commercial | Warehouse | New | Miscellaneous | Natural Gas | Miscellaneous | E2 | Utility - Cost of Equipment | 0 | 0 | 0 | 0 | 0 | 0 | 0 | 0 | 0 | 0 | 0 | 0 | 0 | 0 | 0 | 0 | 0 | 0 | 0 | 0 | 0 | 0 | 0 | 0 | 0 | 0 | 0 | 0 | 0 | 0 | 0
F4_Commercial_Warehouse_New_Miscellaneous_Natural Gas_Miscellaneous_E3 | F4 | Commercial | Warehouse | New | Miscellaneous | Natural Gas | Miscellaneous | E3 | Utility - Cost of Equipment | 0 | 0 | 0 | 0 | 0 | 0 | 0 | 0 | 0 | 0 | 0 | 0 | 0 | 0 | 0 | 0 | 0 | 0 | 0 | 0 | 0 | 0 | 0 | 0 | 0 | 0 | 0 | 0 | 0 | 0 | 0
F4_Commercial_Warehouse_New_Miscellaneous_Natural Gas_Miscellaneous_E4 | F4 | Commercial | Warehouse | New | Miscellaneous | Natural Gas | Miscellaneous | E4 | Utility - Cost of Equipment | 0 | 0 | 0 | 0 | 0 | 0 | 0 | 0 | 0 | 0 | 0 | 0 | 0 | 0 | 0 | 0 | 0 | 0 | 0 | 0 | 0 | 0 | 0 | 0 | 0 | 0 | 0 | 0 | 0 | 0 | 0
F4_Commercial_Warehouse_New_Miscellaneous_Natural Gas_Miscellaneous_E5 | F4 | Commercial | Warehouse | New | Miscellaneous | Natural Gas | Miscellaneous | E5 | Utility - Cost of Equipment | 0 | 0 | 0 | 0 | 0 | 0 | 0 | 0 | 0 | 0 | 0 | 0 | 0 | 0 | 0 | 0 | 0 | 0 | 0 | 0 | 0 | 0 | 0 | 0 | 0 | 0 | 0 | 0 | 0 | 0 | 0
F4_Commercial_Warehouse_New_Miscellaneous_Natural Gas_Miscellaneous_E6 | F4 | Commercial | Warehouse | New | Miscellaneous | Natural Gas | Miscellaneous | E6 | Utility - Cost of Equipment | 0 | 0 | 0 | 0 | 0 | 0 | 0 | 0 | 0 | 0 | 0 | 0 | 0 | 0 | 0 | 0 | 0 | 0 | 0 | 0 | 0 | 0 | 0 | 0 | 0 | 0 | 0 | 0 | 0 | 0 | 0
F4_Commercial_Warehouse_New_Miscellaneous_Natural Gas_Miscellaneous_E7 | F4 | Commercial | Warehouse | New | Miscellaneous | Natural Gas | Miscellaneous | E7 | Utility - Cost of Equipment | 0 | 0 | 0 | 0 | 0 | 0 | 0 | 0 | 0 | 0 | 0 | 0 | 0 | 0 | 0 | 0 | 0 | 0 | 0 | 0 | 0 | 0 | 0 | 0 | 0 | 0 | 0 | 0 | 0 | 0 | 0
F4_Commercial_Warehouse_New_Miscellaneous_Natural Gas_Miscellaneous_E8 | F4 | Commercial | Warehouse | New | Miscellaneous | Natural Gas | Miscellaneous | E8 | Utility - Cost of Equipment | 0 | 0 | 0 | 0 | 0 | 0 | 0 | 0 | 0 | 0 | 0 | 0 | 0 | 0 | 0 | 0 | 0 | 0 | 0 | 0 | 0 | 0 | 0 | 0 | 0 | 0 | 0 | 0 | 0 | 0 | 0
F4_Commercial_Warehouse_New_Miscellaneous_Natural Gas_Miscellaneous_E9 | F4 | Commercial | Warehouse | New | Miscellaneous | Natural Gas | Miscellaneous | E9 | Utility - Cost of Equipment | 0 | 0 | 0 | 0 | 0 | 0 | 0 | 0 | 0 | 0 | 0 | 0 | 0 | 0 | 0 | 0 | 0 | 0 | 0 | 0 | 0 | 0 | 0 | 0 | 0 | 0 | 0 | 0 | 0 | 0 | 0
F4_Commercial_Warehouse_New_Miscellaneous_Natural Gas_Miscellaneous_E10 | F4 | Commercial | Warehouse | New | Miscellaneous | Natural Gas | Miscellaneous | E10 | Utility - Cost of Equipment | 0 | 0 | 0 | 0 | 0 | 0 | 0 | 0 | 0 | 0 | 0 | 0 | 0 | 0 | 0 | 0 | 0 | 0 | 0 | 0 | 0 | 0 | 0 | 0 | 0 | 0 | 0 | 0 | 0 | 0 | 0
F5_Commercial_Warehouse_New_Miscellaneous_Natural Gas_Miscellaneous_E1 | F5 | Commercial | Warehouse | New | Miscellaneous | Natural Gas | Miscellaneous | E1 | Utility - Cost of Operation | 0.0098866 | 0.010204 | 0.010445 | 0.01072 | 0.011249 | 0.010447 | 0.0098416 | 0.0097241 | 0.0099576 | 0.010123 | 0.010447 | 0.010328 | 0.0074253 | 0.0072429 | 0.0071987 | 0.0079912 | 0.0089837 | 0.01004 | 0.010747 | 0.012178 | 0.013643 | 0.015296 | 0.015683 | 0.0053351 | 0.0052199 | 0.0051134 | 0.0050145 | 0.0049218 | 0.0048342 | 0.0047508 | 0.0046708
F5_Commercial_Warehouse_New_Miscellaneous_Natural Gas_Miscellaneous_E2 | F5 | Commercial | Warehouse | New | Miscellaneous | Natural Gas | Miscellaneous | E2 | Utility - Cost of Operation | 0 | 0 | 0 | 0 | 0 | 0 | 0 | 0 | 0 | 0 | 0 | 0 | 0 | 0 | 0 | 0 | 0 | 0 | 0 | 0 | 0 | 0 | 0 | 0 | 0 | 0 | 0 | 0 | 0 | 0 | 0
F5_Commercial_Warehouse_New_Miscellaneous_Natural Gas_Miscellaneous_E3 | F5 | Commercial | Warehouse | New | Miscellaneous | Natural Gas | Miscellaneous | E3 | Utility - Cost of Operation | 0 | 0 | 0 | 0 | 0 | 0 | 0 | 0 | 0 | 0 | 0 | 0 | 0 | 0 | 0 | 0 | 0 | 0 | 0 | 0 | 0 | 0 | 0 | 0 | 0 | 0 | 0 | 0 | 0 | 0 | 0
F5_Commercial_Warehouse_New_Miscellaneous_Natural Gas_Miscellaneous_E4 | F5 | Commercial | Warehouse | New | Miscellaneous | Natural Gas | Miscellaneous | E4 | Utility - Cost of Operation | 0 | 0 | 0 | 0 | 0 | 0 | 0 | 0 | 0 | 0 | 0 | 0 | 0 | 0 | 0 | 0 | 0 | 0 | 0 | 0 | 0 | 0 | 0 | 0 | 0 | 0 | 0 | 0 | 0 | 0 | 0
F5_Commercial_Warehouse_New_Miscellaneous_Natural Gas_Miscellaneous_E5 | F5 | Commercial | Warehouse | New | Miscellaneous | Natural Gas | Miscellaneous | E5 | Utility - Cost of Operation | 0 | 0 | 0 | 0 | 0 | 0 | 0 | 0 | 0 | 0 | 0 | 0 | 0 | 0 | 0 | 0 | 0 | 0 | 0 | 0 | 0 | 0 | 0 | 0 | 0 | 0 | 0 | 0 | 0 | 0 | 0
F5_Commercial_Warehouse_New_Miscellaneous_Natural Gas_Miscellaneous_E6 | F5 | Commercial | Warehouse | New | Miscellaneous | Natural Gas | Miscellaneous | E6 | Utility - Cost of Operation | 0 | 0 | 0 | 0 | 0 | 0 | 0 | 0 | 0 | 0 | 0 | 0 | 0 | 0 | 0 | 0 | 0 | 0 | 0 | 0 | 0 | 0 | 0 | 0 | 0 | 0 | 0 | 0 | 0 | 0 | 0
F5_Commercial_Warehouse_New_Miscellaneous_Natural Gas_Miscellaneous_E7 | F5 | Commercial | Warehouse | New | Miscellaneous | Natural Gas | Miscellaneous | E7 | Utility - Cost of Operation | 0 | 0 | 0 | 0 | 0 | 0 | 0 | 0 | 0 | 0 | 0 | 0 | 0 | 0 | 0 | 0 | 0 | 0 | 0 | 0 | 0 | 0 | 0 | 0 | 0 | 0 | 0 | 0 | 0 | 0 | 0
F5_Commercial_Warehouse_New_Miscellaneous_Natural Gas_Miscellaneous_E8 | F5 | Commercial | Warehouse | New | Miscellaneous | Natural Gas | Miscellaneous | E8 | Utility - Cost of Operation | 0 | 0 | 0 | 0 | 0 | 0 | 0 | 0 | 0 | 0 | 0 | 0 | 0 | 0 | 0 | 0 | 0 | 0 | 0 | 0 | 0 | 0 | 0 | 0 | 0 | 0 | 0 | 0 | 0 | 0 | 0
F5_Commercial_Warehouse_New_Miscellaneous_Natural Gas_Miscellaneous_E9 | F5 | Commercial | Warehouse | New | Miscellaneous | Natural Gas | Miscellaneous | E9 | Utility - Cost of Operation | 0 | 0 | 0 | 0 | 0 | 0 | 0 | 0 | 0 | 0 | 0 | 0 | 0 | 0 | 0 | 0 | 0 | 0 | 0 | 0 | 0 | 0 | 0 | 0 | 0 | 0 | 0 | 0 | 0 | 0 | 0
F5_Commercial_Warehouse_New_Miscellaneous_Natural Gas_Miscellaneous_E10 | F5 | Commercial | Warehouse | New | Miscellaneous | Natural Gas | Miscellaneous | E10 | Utility - Cost of Operation | 0 | 0 | 0 | 0 | 0 | 0 | 0 | 0 | 0 | 0 | 0 | 0 | 0 | 0 | 0 | 0 | 0 | 0 | 0 | 0 | 0 | 0 | 0 | 0 | 0 | 0 | 0 | 0 | 0 | 0 | 0
F6_Commercial_Warehouse_New_Miscellaneous_Natural Gas_Miscellaneous_E1 | F6 | Commercial | Warehouse | New | Miscellaneous | Natural Gas | Miscellaneous | E1 | Utility - Value of Sales | 0.011845 | 0.012225 | 0.012514 | 0.012844 | 0.013477 | 0.012516 | 0.011791 | 0.01165 | 0.01193 | 0.012128 | 0.012516 | 0.012373 | 0.0088959 | 0.0086775 | 0.0086246 | 0.009574 | 0.010763 | 0.012028 | 0.012876 | 0.01459 | 0.016345 | 0.018325 | 0.018789 | 0.0063918 | 0.0062538 | 0.0061262 | 0.0060077 | 0.0058966 | 0.0057917 | 0.0056918 | 0.005596
F6_Commercial_Warehouse_New_Miscellaneous_Natural Gas_Miscellaneous_E2 | F6 | Commercial | Warehouse | New | Miscellaneous | Natural Gas | Miscellaneous | E2 | Utility - Value of Sales | 0 | 0 | 0 | 0 | 0 | 0 | 0 | 0 | 0 | 0 | 0 | 0 | 0 | 0 | 0 | 0 | 0 | 0 | 0 | 0 | 0 | 0 | 0 | 0 | 0 | 0 | 0 | 0 | 0 | 0 | 0
F6_Commercial_Warehouse_New_Miscellaneous_Natural Gas_Miscellaneous_E3 | F6 | Commercial | Warehouse | New | Miscellaneous | Natural Gas | Miscellaneous | E3 | Utility - Value of Sales | 0 | 0 | 0 | 0 | 0 | 0 | 0 | 0 | 0 | 0 | 0 | 0 | 0 | 0 | 0 | 0 | 0 | 0 | 0 | 0 | 0 | 0 | 0 | 0 | 0 | 0 | 0 | 0 | 0 | 0 | 0
F6_Commercial_Warehouse_New_Miscellaneous_Natural Gas_Miscellaneous_E4 | F6 | Commercial | Warehouse | New | Miscellaneous | Natural Gas | Miscellaneous | E4 | Utility - Value of Sales | 0 | 0 | 0 | 0 | 0 | 0 | 0 | 0 | 0 | 0 | 0 | 0 | 0 | 0 | 0 | 0 | 0 | 0 | 0 | 0 | 0 | 0 | 0 | 0 | 0 | 0 | 0 | 0 | 0 | 0 | 0
F6_Commercial_Warehouse_New_Miscellaneous_Natural Gas_Miscellaneous_E5 | F6 | Commercial | Warehouse | New | Miscellaneous | Natural Gas | Miscellaneous | E5 | Utility - Value of Sales | 0 | 0 | 0 | 0 | 0 | 0 | 0 | 0 | 0 | 0 | 0 | 0 | 0 | 0 | 0 | 0 | 0 | 0 | 0 | 0 | 0 | 0 | 0 | 0 | 0 | 0 | 0 | 0 | 0 | 0 | 0
F6_Commercial_Warehouse_New_Miscellaneous_Natural Gas_Miscellaneous_E6 | F6 | Commercial | Warehouse | New | Miscellaneous | Natural Gas | Miscellaneous | E6 | Utility - Value of Sales | 0 | 0 | 0 | 0 | 0 | 0 | 0 | 0 | 0 | 0 | 0 | 0 | 0 | 0 | 0 | 0 | 0 | 0 | 0 | 0 | 0 | 0 | 0 | 0 | 0 | 0 | 0 | 0 | 0 | 0 | 0
F6_Commercial_Warehouse_New_Miscellaneous_Natural Gas_Miscellaneous_E7 | F6 | Commercial | Warehouse | New | Miscellaneous | Natural Gas | Miscellaneous | E7 | Utility - Value of Sales | 0 | 0 | 0 | 0 | 0 | 0 | 0 | 0 | 0 | 0 | 0 | 0 | 0 | 0 | 0 | 0 | 0 | 0 | 0 | 0 | 0 | 0 | 0 | 0 | 0 | 0 | 0 | 0 | 0 | 0 | 0
F6_Commercial_Warehouse_New_Miscellaneous_Natural Gas_Miscellaneous_E8 | F6 | Commercial | Warehouse | New | Miscellaneous | Natural Gas | Miscellaneous | E8 | Utility - Value of Sales | 0 | 0 | 0 | 0 | 0 | 0 | 0 | 0 | 0 | 0 | 0 | 0 | 0 | 0 | 0 | 0 | 0 | 0 | 0 | 0 | 0 | 0 | 0 | 0 | 0 | 0 | 0 | 0 | 0 | 0 | 0
F6_Commercial_Warehouse_New_Miscellaneous_Natural Gas_Miscellaneous_E9 | F6 | Commercial | Warehouse | New | Miscellaneous | Natural Gas | Miscellaneous | E9 | Utility - Value of Sales | 0 | 0 | 0 | 0 | 0 | 0 | 0 | 0 | 0 | 0 | 0 | 0 | 0 | 0 | 0 | 0 | 0 | 0 | 0 | 0 | 0 | 0 | 0 | 0 | 0 | 0 | 0 | 0 | 0 | 0 | 0
F6_Commercial_Warehouse_New_Miscellaneous_Natural Gas_Miscellaneous_E10 | F6 | Commercial | Warehouse | New | Miscellaneous | Natural Gas | Miscellaneous | E10 | Utility - Value of Sales | 0 | 0 | 0 | 0 | 0 | 0 | 0 | 0 | 0 | 0 | 0 | 0 | 0 | 0 | 0 | 0 | 0 | 0 | 0 | 0 | 0 | 0 | 0 | 0 | 0 | 0 | 0 | 0 | 0 | 0 | 0
F1_Commercial_Miscellaneous_Existing_Space Heating_Natural Gas_Furnace_E1 | F1 | Commercial | Miscellaneous | Existing | Space Heating | Natural Gas | Furnace | E1 | Participant - Cost of Equipment | 0.12145 | 0.12145 | 0.12145 | 0.12145 | 0.12145 | 0 | 0 | 0 | 0 | 0 | 0 | 0 | 0 | 0 | 0 | 0 | 0 | 0 | 0 | 0 | 0 | 0 | 0 | 0 | 0 | 0 | 0 | 0 | 0 | 0 | 0
F1_Commercial_Miscellaneous_Existing_Space Heating_Natural Gas_Furnace_E2 | F1 | Commercial | Miscellaneous | Existing | Space Heating | Natural Gas | Furnace | E2 | Participant - Cost of Equipment | 0.15 | 0.15 | 0.15 | 0.15 | 0.15 | 0 | 0 | 0 | 0 | 0 | 0 | 0 | 0 | 0 | 0 | 0 | 0 | 0 | 0 | 0 | 0 | 0 | 0 | 0 | 0 | 0 | 0 | 0 | 0 | 0 | 0
F1_Commercial_Miscellaneous_Existing_Space Heating_Natural Gas_Furnace_E3 | F1 | Commercial | Miscellaneous | Existing | Space Heating | Natural Gas | Furnace | E3 | Participant - Cost of Equipment | 0.181 | 0.181 | 0.181 | 0.181 | 0.181 | 0.181 | 0.181 | 0.181 | 0.181 | 0.181 | 0.181 | 0.181 | 0.181 | 0.181 | 0.181 | 0.181 | 0.181 | 0.181 | 0.181 | 0.181 | 0.181 | 0.181 | 0.181 | 0.181 | 0.181 | 0.181 | 0.181 | 0.181 | 0.181 | 0.181 | 0.181
F1_Commercial_Miscellaneous_Existing_Space Heating_Natural Gas_Furnace_E4 | F1 | Commercial | Miscellaneous | Existing | Space Heating | Natural Gas | Furnace | E4 | Participant - Cost of Equipment | 0.14971 | 0.14971 | 0.14971 | 0.14971 | 0.14971 | 0.14971 | 0.14971 | 0.14971 | 0.14971 | 0.14971 | 0.14971 | 0.14971 | 0.14971 | 0.14971 | 0.14971 | 0.14971 | 0.14971 | 0.14971 | 0.14971 | 0.14971 | 0.14971 | 0.14971 | 0.14971 | 0.14971 | 0.14971 | 0.14971 | 0.14971 | 0.14971 | 0.14971 | 0.14971 | 0.14971
F1_Commercial_Miscellaneous_Existing_Space Heating_Natural Gas_Furnace_E5 | F1 | Commercial | Miscellaneous | Existing | Space Heating | Natural Gas | Furnace | E5 | Participant - Cost of Equipment | 0 | 0 | 0 | 0 | 0 | 0 | 0 | 1.2465 | 1.2465 | 1.2465 | 1.2465 | 1.2465 | 1.2465 | 1.2465 | 1.2465 | 1.2465 | 1.2465 | 1.2465 | 1.2465 | 1.2465 | 1.2465 | 1.2465 | 1.2465 | 1.2465 | 1.2465 | 1.2465 | 1.2465 | 1.2465 | 1.2465 | 1.2465 | 1.2465
F1_Commercial_Miscellaneous_Existing_Space Heating_Natural Gas_Furnace_E6 | F1 | Commercial | Miscellaneous | Existing | Space Heating | Natural Gas | Furnace | E6 | Participant - Cost of Equipment | 0 | 0 | 0 | 0 | 0 | 0 | 0 | 0 | 0 | 0 | 0 | 0 | 0 | 0 | 0 | 0 | 0 | 0 | 0 | 0 | 0 | 0 | 0 | 0 | 0 | 0 | 0 | 0 | 0 | 0 | 0
F1_Commercial_Miscellaneous_Existing_Space Heating_Natural Gas_Furnace_E7 | F1 | Commercial | Miscellaneous | Existing | Space Heating | Natural Gas | Furnace | E7 | Participant - Cost of Equipment | 0 | 0 | 0 | 0 | 0 | 0 | 0 | 0 | 0 | 0 | 0 | 0 | 0 | 0 | 0 | 0 | 0 | 0 | 0 | 0 | 0 | 0 | 0 | 0 | 0 | 0 | 0 | 0 | 0 | 0 | 0
F1_Commercial_Miscellaneous_Existing_Space Heating_Natural Gas_Furnace_E8 | F1 | Commercial | Miscellaneous | Existing | Space Heating | Natural Gas | Furnace | E8 | Participant - Cost of Equipment | 0 | 0 | 0 | 0 | 0 | 0 | 0 | 0 | 0 | 0 | 0 | 0 | 0 | 0 | 0 | 0 | 0 | 0 | 0 | 0 | 0 | 0 | 0 | 0 | 0 | 0 | 0 | 0 | 0 | 0 | 0
F1_Commercial_Miscellaneous_Existing_Space Heating_Natural Gas_Furnace_E9 | F1 | Commercial | Miscellaneous | Existing | Space Heating | Natural Gas | Furnace | E9 | Participant - Cost of Equipment | 0 | 0 | 0 | 0 | 0 | 0 | 0 | 0 | 0 | 0 | 0 | 0 | 0 | 0 | 0 | 0 | 0 | 0 | 0 | 0 | 0 | 0 | 0 | 0 | 0 | 0 | 0 | 0 | 0 | 0 | 0
F1_Commercial_Miscellaneous_Existing_Space Heating_Natural Gas_Furnace_E10 | F1 | Commercial | Miscellaneous | Existing | Space Heating | Natural Gas | Furnace | E10 | Participant - Cost of Equipment | 0 | 0 | 0 | 0 | 0 | 0 | 0 | 0 | 0 | 0 | 0 | 0 | 0 | 0 | 0 | 0 | 0 | 0 | 0 | 0 | 0 | 0 | 0 | 0 | 0 | 0 | 0 | 0 | 0 | 0 | 0
F2_Commercial_Miscellaneous_Existing_Space Heating_Natural Gas_Furnace_E1 | F2 | Commercial | Miscellaneous | Existing | Space Heating | Natural Gas | Furnace | E1 | Participant - Cost of Operation | 0.25664 | 0.25829 | 0.25921 | 0.26032 | 0.26262 | 0 | 0 | 0 | 0 | 0 | 0 | 0 | 0 | 0 | 0 | 0 | 0 | 0 | 0 | 0 | 0 | 0 | 0 | 0 | 0 | 0 | 0 | 0 | 0 | 0 | 0
F2_Commercial_Miscellaneous_Existing_Space Heating_Natural Gas_Furnace_E2 | F2 | Commercial | Miscellaneous | Existing | Space Heating | Natural Gas | Furnace | E2 | Participant - Cost of Operation | 0.25347 | 0.2551 | 0.25601 | 0.25711 | 0.25938 | 0 | 0 | 0 | 0 | 0 | 0 | 0 | 0 | 0 | 0 | 0 | 0 | 0 | 0 | 0 | 0 | 0 | 0 | 0 | 0 | 0 | 0 | 0 | 0 | 0 | 0
F2_Commercial_Miscellaneous_Existing_Space Heating_Natural Gas_Furnace_E3 | F2 | Commercial | Miscellaneous | Existing | Space Heating | Natural Gas | Furnace | E3 | Participant - Cost of Operation | 0.22562 | 0.22707 | 0.22788 | 0.22886 | 0.23088 | 0.22403 | 0.21919 | 0.21531 | 0.21401 | 0.21217 | 0.21117 | 0.20979 | 0.1883 | 0.18678 | 0.18659 | 0.18519 | 0.18469 | 0.18455 | 0.18111 | 0.18226 | 0.18276 | 0.18361 | 0.18481 | 0.10751 | 0.10483 | 0.10208 | 0.099222 | 0.096241 | 0.093106 | 0.089789 | 0.086265
F2_Commercial_Miscellaneous_Existing_Space Heating_Natural Gas_Furnace_E4 | F2 | Commercial | Miscellaneous | Existing | Space Heating | Natural Gas | Furnace | E4 | Participant - Cost of Operation | 0.21387 | 0.21524 | 0.21601 | 0.21694 | 0.21885 | 0.21237 | 0.20778 | 0.20409 | 0.20286 | 0.20112 | 0.20017 | 0.19886 | 0.1785 | 0.17706 | 0.17688 | 0.17554 | 0.17507 | 0.17493 | 0.17168 | 0.17277 | 0.17324 | 0.17405 | 0.17518 | 0.10191 | 0.099371 | 0.09676 | 0.094054 | 0.091229 | 0.088256 | 0.085112 | 0.081772
F2_Commercial_Miscellaneous_Existing_Space Heating_Natural Gas_Furnace_E5 | F2 | Commercial | Miscellaneous | Existing | Space Heating | Natural Gas | Furnace | E5 | Participant - Cost of Operation | 0 | 0 | 0 | 0 | 0 | 0 | 0 | 0.15071 | 0.14981 | 0.14852 | 0.14782 | 0.14685 | 0.13181 | 0.13075 | 0.13062 | 0.12963 | 0.12929 | 0.12918 | 0.12678 | 0.12758 | 0.12793 | 0.12853 | 0.12936 | 0.07526 | 0.073382 | 0.071453 | 0.069456 | 0.067369 | 0.065174 | 0.062852 | 0.060386
F2_Commercial_Miscellaneous_Existing_Space Heating_Natural Gas_Furnace_E6 | F2 | Commercial | Miscellaneous | Existing | Space Heating | Natural Gas | Furnace | E6 | Participant - Cost of Operation | 0 | 0 | 0 | 0 | 0 | 0 | 0 | 0 | 0 | 0 | 0 | 0 | 0 | 0 | 0 | 0 | 0 | 0 | 0 | 0 | 0 | 0 | 0 | 0 | 0 | 0 | 0 | 0 | 0 | 0 | 0
F2_Commercial_Miscellaneous_Existing_Space Heating_Natural Gas_Furnace_E7 | F2 | Commercial | Miscellaneous | Existing | Space Heating | Natural Gas | Furnace | E7 | Participant - Cost of Operation | 0 | 0 | 0 | 0 | 0 | 0 | 0 | 0 | 0 | 0 | 0 | 0 | 0 | 0 | 0 | 0 | 0 | 0 | 0 | 0 | 0 | 0 | 0 | 0 | 0 | 0 | 0 | 0 | 0 | 0 | 0
F2_Commercial_Miscellaneous_Existing_Space Heating_Natural Gas_Furnace_E8 | F2 | Commercial | Miscellaneous | Existing | Space Heating | Natural Gas | Furnace | E8 | Participant - Cost of Operation | 0 | 0 | 0 | 0 | 0 | 0 | 0 | 0 | 0 | 0 | 0 | 0 | 0 | 0 | 0 | 0 | 0 | 0 | 0 | 0 | 0 | 0 | 0 | 0 | 0 | 0 | 0 | 0 | 0 | 0 | 0
F2_Commercial_Miscellaneous_Existing_Space Heating_Natural Gas_Furnace_E9 | F2 | Commercial | Miscellaneous | Existing | Space Heating | Natural Gas | Furnace | E9 | Participant - Cost of Operation | 0 | 0 | 0 | 0 | 0 | 0 | 0 | 0 | 0 | 0 | 0 | 0 | 0 | 0 | 0 | 0 | 0 | 0 | 0 | 0 | 0 | 0 | 0 | 0 | 0 | 0 | 0 | 0 | 0 | 0 | 0
F2_Commercial_Miscellaneous_Existing_Space Heating_Natural Gas_Furnace_E10 | F2 | Commercial | Miscellaneous | Existing | Space Heating | Natural Gas | Furnace | E10 | Participant - Cost of Operation | 0 | 0 | 0 | 0 | 0 | 0 | 0 | 0 | 0 | 0 | 0 | 0 | 0 | 0 | 0 | 0 | 0 | 0 | 0 | 0 | 0 | 0 | 0 | 0 | 0 | 0 | 0 | 0 | 0 | 0 | 0
F3_Commercial_Miscellaneous_Existing_Space Heating_Natural Gas_Furnace_E1 | F3 | Commercial | Miscellaneous | Existing | Space Heating | Natural Gas | Furnace | E1 | System - kBTUs of Conusmption | 22.0444 | 22.0673 | 22.0527 | 22.0427 | 22.0427 | 0 | 0 | 0 | 0 | 0 | 0 | 0 | 0 | 0 | 0 | 0 | 0 | 0 | 0 | 0 | 0 | 0 | 0 | 0 | 0 | 0 | 0 | 0 | 0 | 0 | 0
F3_Commercial_Miscellaneous_Existing_Space Heating_Natural Gas_Furnace_E2 | F3 | Commercial | Miscellaneous | Existing | Space Heating | Natural Gas | Furnace | E2 | System - kBTUs of Conusmption | 21.7722 | 21.7949 | 21.7805 | 21.7706 | 21.7706 | 0 | 0 | 0 | 0 | 0 | 0 | 0 | 0 | 0 | 0 | 0 | 0 | 0 | 0 | 0 | 0 | 0 | 0 | 0 | 0 | 0 | 0 | 0 | 0 | 0 | 0
F3_Commercial_Miscellaneous_Existing_Space Heating_Natural Gas_Furnace_E3 | F3 | Commercial | Miscellaneous | Existing | Space Heating | Natural Gas | Furnace | E3 | System - kBTUs of Conusmption | 19.3797 | 19.3999 | 19.387 | 19.3782 | 19.3782 | 19.3782 | 19.3782 | 19.3782 | 19.3782 | 19.3782 | 19.3782 | 19.3782 | 19.3782 | 19.3782 | 19.3782 | 19.3782 | 19.3782 | 19.3782 | 19.3782 | 19.3782 | 19.3782 | 19.3782 | 19.3782 | 19.3782 | 19.3782 | 19.3782 | 19.3782 | 19.3782 | 19.3782 | 19.3782 | 19.3782
F3_Commercial_Miscellaneous_Existing_Space Heating_Natural Gas_Furnace_E4 | F3 | Commercial | Miscellaneous | Existing | Space Heating | Natural Gas | Furnace | E4 | System - kBTUs of Conusmption | 18.3703 | 18.3895 | 18.3773 | 18.3689 | 18.3689 | 18.3689 | 18.3689 | 18.3689 | 18.3689 | 18.3689 | 18.3689 | 18.3689 | 18.3689 | 18.3689 | 18.3689 | 18.3689 | 18.3689 | 18.3689 | 18.3689 | 18.3689 | 18.3689 | 18.3689 | 18.3689 | 18.3689 | 18.3689 | 18.3689 | 18.3689 | 18.3689 | 18.3689 | 18.3689 | 18.3689
F3_Commercial_Miscellaneous_Existing_Space Heating_Natural Gas_Furnace_E5 | F3 | Commercial | Miscellaneous | Existing | Space Heating | Natural Gas | Furnace | E5 | System - kBTUs of Conusmption | 0 | 0 | 0 | 0 | 0 | 0 | 0 | 13.5647 | 13.5647 | 13.5647 | 13.5647 | 13.5647 | 13.5647 | 13.5647 | 13.5647 | 13.5647 | 13.5647 | 13.5647 | 13.5647 | 13.5647 | 13.5647 | 13.5647 | 13.5647 | 13.5647 | 13.5647 | 13.5647 | 13.5647 | 13.5647 | 13.5647 | 13.5647 | 13.5647
F3_Commercial_Miscellaneous_Existing_Space Heating_Natural Gas_Furnace_E6 | F3 | Commercial | Miscellaneous | Existing | Space Heating | Natural Gas | Furnace | E6 | System - kBTUs of Conusmption | 0 | 0 | 0 | 0 | 0 | 0 | 0 | 0 | 0 | 0 | 0 | 0 | 0 | 0 | 0 | 0 | 0 | 0 | 0 | 0 | 0 | 0 | 0 | 0 | 0 | 0 | 0 | 0 | 0 | 0 | 0
F3_Commercial_Miscellaneous_Existing_Space Heating_Natural Gas_Furnace_E7 | F3 | Commercial | Miscellaneous | Existing | Space Heating | Natural Gas | Furnace | E7 | System - kBTUs of Conusmption | 0 | 0 | 0 | 0 | 0 | 0 | 0 | 0 | 0 | 0 | 0 | 0 | 0 | 0 | 0 | 0 | 0 | 0 | 0 | 0 | 0 | 0 | 0 | 0 | 0 | 0 | 0 | 0 | 0 | 0 | 0
F3_Commercial_Miscellaneous_Existing_Space Heating_Natural Gas_Furnace_E8 | F3 | Commercial | Miscellaneous | Existing | Space Heating | Natural Gas | Furnace | E8 | System - kBTUs of Conusmption | 0 | 0 | 0 | 0 | 0 | 0 | 0 | 0 | 0 | 0 | 0 | 0 | 0 | 0 | 0 | 0 | 0 | 0 | 0 | 0 | 0 | 0 | 0 | 0 | 0 | 0 | 0 | 0 | 0 | 0 | 0
F3_Commercial_Miscellaneous_Existing_Space Heating_Natural Gas_Furnace_E9 | F3 | Commercial | Miscellaneous | Existing | Space Heating | Natural Gas | Furnace | E9 | System - kBTUs of Conusmption | 0 | 0 | 0 | 0 | 0 | 0 | 0 | 0 | 0 | 0 | 0 | 0 | 0 | 0 | 0 | 0 | 0 | 0 | 0 | 0 | 0 | 0 | 0 | 0 | 0 | 0 | 0 | 0 | 0 | 0 | 0
F3_Commercial_Miscellaneous_Existing_Space Heating_Natural Gas_Furnace_E10 | F3 | Commercial | Miscellaneous | Existing | Space Heating | Natural Gas | Furnace | E10 | System - kBTUs of Conusmption | 0 | 0 | 0 | 0 | 0 | 0 | 0 | 0 | 0 | 0 | 0 | 0 | 0 | 0 | 0 | 0 | 0 | 0 | 0 | 0 | 0 | 0 | 0 | 0 | 0 | 0 | 0 | 0 | 0 | 0 | 0
F4_Commercial_Miscellaneous_Existing_Space Heating_Natural Gas_Furnace_E1 | F4 | Commercial | Miscellaneous | Existing | Space Heating | Natural Gas | Furnace | E1 | Utility - Cost of Equipment | 0.12145 | 0.12145 | 0.12145 | 0.12145 | 0.12145 | 0 | 0 | 0 | 0 | 0 | 0 | 0 | 0 | 0 | 0 | 0 | 0 | 0 | 0 | 0 | 0 | 0 | 0 | 0 | 0 | 0 | 0 | 0 | 0 | 0 | 0
F4_Commercial_Miscellaneous_Existing_Space Heating_Natural Gas_Furnace_E2 | F4 | Commercial | Miscellaneous | Existing | Space Heating | Natural Gas | Furnace | E2 | Utility - Cost of Equipment | 0.15 | 0.15 | 0.15 | 0.15 | 0.15 | 0 | 0 | 0 | 0 | 0 | 0 | 0 | 0 | 0 | 0 | 0 | 0 | 0 | 0 | 0 | 0 | 0 | 0 | 0 | 0 | 0 | 0 | 0 | 0 | 0 | 0
F4_Commercial_Miscellaneous_Existing_Space Heating_Natural Gas_Furnace_E3 | F4 | Commercial | Miscellaneous | Existing | Space Heating | Natural Gas | Furnace | E3 | Utility - Cost of Equipment | 0.181 | 0.181 | 0.181 | 0.181 | 0.181 | 0.181 | 0.181 | 0.181 | 0.181 | 0.181 | 0.181 | 0.181 | 0.181 | 0.181 | 0.181 | 0.181 | 0.181 | 0.181 | 0.181 | 0.181 | 0.181 | 0.181 | 0.181 | 0.181 | 0.181 | 0.181 | 0.181 | 0.181 | 0.181 | 0.181 | 0.181
F4_Commercial_Miscellaneous_Existing_Space Heating_Natural Gas_Furnace_E4 | F4 | Commercial | Miscellaneous | Existing | Space Heating | Natural Gas | Furnace | E4 | Utility - Cost of Equipment | 0.14971 | 0.14971 | 0.14971 | 0.14971 | 0.14971 | 0.14971 | 0.14971 | 0.14971 | 0.14971 | 0.14971 | 0.14971 | 0.14971 | 0.14971 | 0.14971 | 0.14971 | 0.14971 | 0.14971 | 0.14971 | 0.14971 | 0.14971 | 0.14971 | 0.14971 | 0.14971 | 0.14971 | 0.14971 | 0.14971 | 0.14971 | 0.14971 | 0.14971 | 0.14971 | 0.14971
F4_Commercial_Miscellaneous_Existing_Space Heating_Natural Gas_Furnace_E5 | F4 | Commercial | Miscellaneous | Existing | Space Heating | Natural Gas | Furnace | E5 | Utility - Cost of Equipment | 0 | 0 | 0 | 0 | 0 | 0 | 0 | 1.2465 | 1.2465 | 1.2465 | 1.2465 | 1.2465 | 1.2465 | 1.2465 | 1.2465 | 1.2465 | 1.2465 | 1.2465 | 1.2465 | 1.2465 | 1.2465 | 1.2465 | 1.2465 | 1.2465 | 1.2465 | 1.2465 | 1.2465 | 1.2465 | 1.2465 | 1.2465 | 1.2465
F4_Commercial_Miscellaneous_Existing_Space Heating_Natural Gas_Furnace_E6 | F4 | Commercial | Miscellaneous | Existing | Space Heating | Natural Gas | Furnace | E6 | Utility - Cost of Equipment | 0 | 0 | 0 | 0 | 0 | 0 | 0 | 0 | 0 | 0 | 0 | 0 | 0 | 0 | 0 | 0 | 0 | 0 | 0 | 0 | 0 | 0 | 0 | 0 | 0 | 0 | 0 | 0 | 0 | 0 | 0
F4_Commercial_Miscellaneous_Existing_Space Heating_Natural Gas_Furnace_E7 | F4 | Commercial | Miscellaneous | Existing | Space Heating | Natural Gas | Furnace | E7 | Utility - Cost of Equipment | 0 | 0 | 0 | 0 | 0 | 0 | 0 | 0 | 0 | 0 | 0 | 0 | 0 | 0 | 0 | 0 | 0 | 0 | 0 | 0 | 0 | 0 | 0 | 0 | 0 | 0 | 0 | 0 | 0 | 0 | 0
F4_Commercial_Miscellaneous_Existing_Space Heating_Natural Gas_Furnace_E8 | F4 | Commercial | Miscellaneous | Existing | Space Heating | Natural Gas | Furnace | E8 | Utility - Cost of Equipment | 0 | 0 | 0 | 0 | 0 | 0 | 0 | 0 | 0 | 0 | 0 | 0 | 0 | 0 | 0 | 0 | 0 | 0 | 0 | 0 | 0 | 0 | 0 | 0 | 0 | 0 | 0 | 0 | 0 | 0 | 0
F4_Commercial_Miscellaneous_Existing_Space Heating_Natural Gas_Furnace_E9 | F4 | Commercial | Miscellaneous | Existing | Space Heating | Natural Gas | Furnace | E9 | Utility - Cost of Equipment | 0 | 0 | 0 | 0 | 0 | 0 | 0 | 0 | 0 | 0 | 0 | 0 | 0 | 0 | 0 | 0 | 0 | 0 | 0 | 0 | 0 | 0 | 0 | 0 | 0 | 0 | 0 | 0 | 0 | 0 | 0
F4_Commercial_Miscellaneous_Existing_Space Heating_Natural Gas_Furnace_E10 | F4 | Commercial | Miscellaneous | Existing | Space Heating | Natural Gas | Furnace | E10 | Utility - Cost of Equipment | 0 | 0 | 0 | 0 | 0 | 0 | 0 | 0 | 0 | 0 | 0 | 0 | 0 | 0 | 0 | 0 | 0 | 0 | 0 | 0 | 0 | 0 | 0 | 0 | 0 | 0 | 0 | 0 | 0 | 0 | 0
F5_Commercial_Miscellaneous_Existing_Space Heating_Natural Gas_Furnace_E1 | F5 | Commercial | Miscellaneous | Existing | Space Heating | Natural Gas | Furnace | E1 | Utility - Cost of Operation | 0.21421 | 0.21559 | 0.21636 | 0.21729 | 0.21921 | 0 | 0 | 0 | 0 | 0 | 0 | 0 | 0 | 0 | 0 | 0 | 0 | 0 | 0 | 0 | 0 | 0 | 0 | 0 | 0 | 0 | 0 | 0 | 0 | 0 | 0
F5_Commercial_Miscellaneous_Existing_Space Heating_Natural Gas_Furnace_E2 | F5 | Commercial | Miscellaneous | Existing | Space Heating | Natural Gas | Furnace | E2 | Utility - Cost of Operation | 0.21157 | 0.21293 | 0.21369 | 0.2146 | 0.2165 | 0 | 0 | 0 | 0 | 0 | 0 | 0 | 0 | 0 | 0 | 0 | 0 | 0 | 0 | 0 | 0 | 0 | 0 | 0 | 0 | 0 | 0 | 0 | 0 | 0 | 0
F5_Commercial_Miscellaneous_Existing_Space Heating_Natural Gas_Furnace_E3 | F5 | Commercial | Miscellaneous | Existing | Space Heating | Natural Gas | Furnace | E3 | Utility - Cost of Operation | 0.18832 | 0.18953 | 0.1902 | 0.19102 | 0.19271 | 0.187 | 0.18296 | 0.17971 | 0.17863 | 0.17709 | 0.17626 | 0.1751 | 0.15717 | 0.1559 | 0.15575 | 0.15457 | 0.15416 | 0.15404 | 0.15117 | 0.15213 | 0.15254 | 0.15325 | 0.15425 | 0.08974 | 0.0875 | 0.085201 | 0.082819 | 0.080331 | 0.077713 | 0.074945 | 0.072004
F5_Commercial_Miscellaneous_Existing_Space Heating_Natural Gas_Furnace_E4 | F5 | Commercial | Miscellaneous | Existing | Space Heating | Natural Gas | Furnace | E4 | Utility - Cost of Operation | 0.17851 | 0.17966 | 0.1803 | 0.18107 | 0.18267 | 0.17726 | 0.17343 | 0.17035 | 0.16933 | 0.16787 | 0.16708 | 0.16598 | 0.14899 | 0.14778 | 0.14764 | 0.14652 | 0.14613 | 0.14601 | 0.1433 | 0.14421 | 0.1446 | 0.14527 | 0.14622 | 0.085066 | 0.082943 | 0.080763 | 0.078505 | 0.076147 | 0.073666 | 0.071041 | 0.068254
F5_Commercial_Miscellaneous_Existing_Space Heating_Natural Gas_Furnace_E5 | F5 | Commercial | Miscellaneous | Existing | Space Heating | Natural Gas | Furnace | E5 | Utility - Cost of Operation | 0 | 0 | 0 | 0 | 0 | 0 | 0 | 0.1258 | 0.12504 | 0.12397 | 0.12338 | 0.12257 | 0.11002 | 0.10913 | 0.10902 | 0.1082 | 0.10791 | 0.10783 | 0.10582 | 0.10649 | 0.10678 | 0.10728 | 0.10798 | 0.062818 | 0.06125 | 0.059641 | 0.057973 | 0.056231 | 0.054399 | 0.052461 | 0.050403
F5_Commercial_Miscellaneous_Existing_Space Heating_Natural Gas_Furnace_E6 | F5 | Commercial | Miscellaneous | Existing | Space Heating | Natural Gas | Furnace | E6 | Utility - Cost of Operation | 0 | 0 | 0 | 0 | 0 | 0 | 0 | 0 | 0 | 0 | 0 | 0 | 0 | 0 | 0 | 0 | 0 | 0 | 0 | 0 | 0 | 0 | 0 | 0 | 0 | 0 | 0 | 0 | 0 | 0 | 0
F5_Commercial_Miscellaneous_Existing_Space Heating_Natural Gas_Furnace_E7 | F5 | Commercial | Miscellaneous | Existing | Space Heating | Natural Gas | Furnace | E7 | Utility - Cost of Operation | 0 | 0 | 0 | 0 | 0 | 0 | 0 | 0 | 0 | 0 | 0 | 0 | 0 | 0 | 0 | 0 | 0 | 0 | 0 | 0 | 0 | 0 | 0 | 0 | 0 | 0 | 0 | 0 | 0 | 0 | 0
F5_Commercial_Miscellaneous_Existing_Space Heating_Natural Gas_Furnace_E8 | F5 | Commercial | Miscellaneous | Existing | Space Heating | Natural Gas | Furnace | E8 | Utility - Cost of Operation | 0 | 0 | 0 | 0 | 0 | 0 | 0 | 0 | 0 | 0 | 0 | 0 | 0 | 0 | 0 | 0 | 0 | 0 | 0 | 0 | 0 | 0 | 0 | 0 | 0 | 0 | 0 | 0 | 0 | 0 | 0
F5_Commercial_Miscellaneous_Existing_Space Heating_Natural Gas_Furnace_E9 | F5 | Commercial | Miscellaneous | Existing | Space Heating | Natural Gas | Furnace | E9 | Utility - Cost of Operation | 0 | 0 | 0 | 0 | 0 | 0 | 0 | 0 | 0 | 0 | 0 | 0 | 0 | 0 | 0 | 0 | 0 | 0 | 0 | 0 | 0 | 0 | 0 | 0 | 0 | 0 | 0 | 0 | 0 | 0 | 0
F5_Commercial_Miscellaneous_Existing_Space Heating_Natural Gas_Furnace_E10 | F5 | Commercial | Miscellaneous | Existing | Space Heating | Natural Gas | Furnace | E10 | Utility - Cost of Operation | 0 | 0 | 0 | 0 | 0 | 0 | 0 | 0 | 0 | 0 | 0 | 0 | 0 | 0 | 0 | 0 | 0 | 0 | 0 | 0 | 0 | 0 | 0 | 0 | 0 | 0 | 0 | 0 | 0 | 0 | 0
F6_Commercial_Miscellaneous_Existing_Space Heating_Natural Gas_Furnace_E1 | F6 | Commercial | Miscellaneous | Existing | Space Heating | Natural Gas | Furnace | E1 | Utility - Value of Sales | 0.25664 | 0.25829 | 0.25921 | 0.26032 | 0.26262 | 0 | 0 | 0 | 0 | 0 | 0 | 0 | 0 | 0 | 0 | 0 | 0 | 0 | 0 | 0 | 0 | 0 | 0 | 0 | 0 | 0 | 0 | 0 | 0 | 0 | 0
F6_Commercial_Miscellaneous_Existing_Space Heating_Natural Gas_Furnace_E2 | F6 | Commercial | Miscellaneous | Existing | Space Heating | Natural Gas | Furnace | E2 | Utility - Value of Sales | 0.25347 | 0.2551 | 0.25601 | 0.25711 | 0.25938 | 0 | 0 | 0 | 0 | 0 | 0 | 0 | 0 | 0 | 0 | 0 | 0 | 0 | 0 | 0 | 0 | 0 | 0 | 0 | 0 | 0 | 0 | 0 | 0 | 0 | 0
F6_Commercial_Miscellaneous_Existing_Space Heating_Natural Gas_Furnace_E3 | F6 | Commercial | Miscellaneous | Existing | Space Heating | Natural Gas | Furnace | E3 | Utility - Value of Sales | 0.22562 | 0.22707 | 0.22788 | 0.22886 | 0.23088 | 0.22403 | 0.21919 | 0.21531 | 0.21401 | 0.21217 | 0.21117 | 0.20979 | 0.1883 | 0.18678 | 0.18659 | 0.18519 | 0.18469 | 0.18455 | 0.18111 | 0.18226 | 0.18276 | 0.18361 | 0.18481 | 0.10751 | 0.10483 | 0.10208 | 0.099222 | 0.096241 | 0.093106 | 0.089789 | 0.086265
F6_Commercial_Miscellaneous_Existing_Space Heating_Natural Gas_Furnace_E4 | F6 | Commercial | Miscellaneous | Existing | Space Heating | Natural Gas | Furnace | E4 | Utility - Value of Sales | 0.21387 | 0.21524 | 0.21601 | 0.21694 | 0.21885 | 0.21237 | 0.20778 | 0.20409 | 0.20286 | 0.20112 | 0.20017 | 0.19886 | 0.1785 | 0.17706 | 0.17688 | 0.17554 | 0.17507 | 0.17493 | 0.17168 | 0.17277 | 0.17324 | 0.17405 | 0.17518 | 0.10191 | 0.099371 | 0.09676 | 0.094054 | 0.091229 | 0.088256 | 0.085112 | 0.081772
F6_Commercial_Miscellaneous_Existing_Space Heating_Natural Gas_Furnace_E5 | F6 | Commercial | Miscellaneous | Existing | Space Heating | Natural Gas | Furnace | E5 | Utility - Value of Sales | 0 | 0 | 0 | 0 | 0 | 0 | 0 | 0.15071 | 0.14981 | 0.14852 | 0.14782 | 0.14685 | 0.13181 | 0.13075 | 0.13062 | 0.12963 | 0.12929 | 0.12918 | 0.12678 | 0.12758 | 0.12793 | 0.12853 | 0.12936 | 0.07526 | 0.073382 | 0.071453 | 0.069456 | 0.067369 | 0.065174 | 0.062852 | 0.060386
F6_Commercial_Miscellaneous_Existing_Space Heating_Natural Gas_Furnace_E6 | F6 | Commercial | Miscellaneous | Existing | Space Heating | Natural Gas | Furnace | E6 | Utility - Value of Sales | 0 | 0 | 0 | 0 | 0 | 0 | 0 | 0 | 0 | 0 | 0 | 0 | 0 | 0 | 0 | 0 | 0 | 0 | 0 | 0 | 0 | 0 | 0 | 0 | 0 | 0 | 0 | 0 | 0 | 0 | 0
F6_Commercial_Miscellaneous_Existing_Space Heating_Natural Gas_Furnace_E7 | F6 | Commercial | Miscellaneous | Existing | Space Heating | Natural Gas | Furnace | E7 | Utility - Value of Sales | 0 | 0 | 0 | 0 | 0 | 0 | 0 | 0 | 0 | 0 | 0 | 0 | 0 | 0 | 0 | 0 | 0 | 0 | 0 | 0 | 0 | 0 | 0 | 0 | 0 | 0 | 0 | 0 | 0 | 0 | 0
F6_Commercial_Miscellaneous_Existing_Space Heating_Natural Gas_Furnace_E8 | F6 | Commercial | Miscellaneous | Existing | Space Heating | Natural Gas | Furnace | E8 | Utility - Value of Sales | 0 | 0 | 0 | 0 | 0 | 0 | 0 | 0 | 0 | 0 | 0 | 0 | 0 | 0 | 0 | 0 | 0 | 0 | 0 | 0 | 0 | 0 | 0 | 0 | 0 | 0 | 0 | 0 | 0 | 0 | 0
F6_Commercial_Miscellaneous_Existing_Space Heating_Natural Gas_Furnace_E9 | F6 | Commercial | Miscellaneous | Existing | Space Heating | Natural Gas | Furnace | E9 | Utility - Value of Sales | 0 | 0 | 0 | 0 | 0 | 0 | 0 | 0 | 0 | 0 | 0 | 0 | 0 | 0 | 0 | 0 | 0 | 0 | 0 | 0 | 0 | 0 | 0 | 0 | 0 | 0 | 0 | 0 | 0 | 0 | 0
F6_Commercial_Miscellaneous_Existing_Space Heating_Natural Gas_Furnace_E10 | F6 | Commercial | Miscellaneous | Existing | Space Heating | Natural Gas | Furnace | E10 | Utility - Value of Sales | 0 | 0 | 0 | 0 | 0 | 0 | 0 | 0 | 0 | 0 | 0 | 0 | 0 | 0 | 0 | 0 | 0 | 0 | 0 | 0 | 0 | 0 | 0 | 0 | 0 | 0 | 0 | 0 | 0 | 0 | 0
F1_Commercial_Miscellaneous_Existing_Space Heating_Natural Gas_Boiler_E1 | F1 | Commercial | Miscellaneous | Existing | Space Heating | Natural Gas | Boiler | E1 | Participant - Cost of Equipment | 0.23448 | 0.23448 | 0.23448 | 0.23448 | 0.23448 | 0 | 0 | 0 | 0 | 0 | 0 | 0 | 0 | 0 | 0 | 0 | 0 | 0 | 0 | 0 | 0 | 0 | 0 | 0 | 0 | 0 | 0 | 0 | 0 | 0 | 0
F1_Commercial_Miscellaneous_Existing_Space Heating_Natural Gas_Boiler_E2 | F1 | Commercial | Miscellaneous | Existing | Space Heating | Natural Gas | Boiler | E2 | Participant - Cost of Equipment | 0.24239 | 0.24239 | 0.24239 | 0.24239 | 0.24239 | 0 | 0 | 0 | 0 | 0 | 0 | 0 | 0 | 0 | 0 | 0 | 0 | 0 | 0 | 0 | 0 | 0 | 0 | 0 | 0 | 0 | 0 | 0 | 0 | 0 | 0
F1_Commercial_Miscellaneous_Existing_Space Heating_Natural Gas_Boiler_E3 | F1 | Commercial | Miscellaneous | Existing | Space Heating | Natural Gas | Boiler | E3 | Participant - Cost of Equipment | 0.381 | 0.381 | 0.381 | 0.381 | 0.381 | 0.381 | 0.381 | 0.381 | 0.381 | 0.381 | 0.381 | 0.381 | 0.381 | 0.381 | 0.381 | 0.381 | 0.381 | 0.381 | 0.381 | 0.381 | 0.381 | 0.381 | 0.381 | 0.381 | 0.381 | 0.381 | 0.381 | 0.381 | 0.381 | 0.381 | 0.381
F1_Commercial_Miscellaneous_Existing_Space Heating_Natural Gas_Boiler_E4 | F1 | Commercial | Miscellaneous | Existing | Space Heating | Natural Gas | Boiler | E4 | Participant - Cost of Equipment | 0.41668 | 0.41668 | 0.41668 | 0.41668 | 0.41668 | 0.41668 | 0.41668 | 0.41668 | 0.41668 | 0.41668 | 0.41668 | 0.41668 | 0.41668 | 0.41668 | 0.41668 | 0.41668 | 0.41668 | 0.41668 | 0.41668 | 0.41668 | 0.41668 | 0.41668 | 0.41668 | 0.41668 | 0.41668 | 0.41668 | 0.41668 | 0.41668 | 0.41668 | 0.41668 | 0.41668
F1_Commercial_Miscellaneous_Existing_Space Heating_Natural Gas_Boiler_E5 | F1 | Commercial | Miscellaneous | Existing | Space Heating | Natural Gas | Boiler | E5 | Participant - Cost of Equipment | 1.3716 | 1.3716 | 1.3716 | 1.3716 | 1.3716 | 1.3716 | 1.3716 | 1.3716 | 1.3716 | 1.3716 | 1.3716 | 1.3716 | 1.3716 | 1.3716 | 1.3716 | 1.3716 | 1.3716 | 1.3716 | 1.3716 | 1.3716 | 1.3716 | 1.3716 | 1.3716 | 1.3716 | 1.3716 | 1.3716 | 1.3716 | 1.3716 | 1.3716 | 1.3716 | 1.3716
F1_Commercial_Miscellaneous_Existing_Space Heating_Natural Gas_Boiler_E6 | F1 | Commercial | Miscellaneous | Existing | Space Heating | Natural Gas | Boiler | E6 | Participant - Cost of Equipment | 0 | 0 | 0 | 0 | 0 | 0 | 0 | 0 | 0 | 0 | 0 | 0 | 0 | 0 | 0 | 0 | 0 | 0 | 0 | 0 | 0 | 0 | 0 | 0 | 0 | 0 | 0 | 0 | 0 | 0 | 0
F1_Commercial_Miscellaneous_Existing_Space Heating_Natural Gas_Boiler_E7 | F1 | Commercial | Miscellaneous | Existing | Space Heating | Natural Gas | Boiler | E7 | Participant - Cost of Equipment | 0 | 0 | 0 | 0 | 0 | 0 | 0 | 0 | 0 | 0 | 0 | 0 | 0 | 0 | 0 | 0 | 0 | 0 | 0 | 0 | 0 | 0 | 0 | 0 | 0 | 0 | 0 | 0 | 0 | 0 | 0
F1_Commercial_Miscellaneous_Existing_Space Heating_Natural Gas_Boiler_E8 | F1 | Commercial | Miscellaneous | Existing | Space Heating | Natural Gas | Boiler | E8 | Participant - Cost of Equipment | 0 | 0 | 0 | 0 | 0 | 0 | 0 | 0 | 0 | 0 | 0 | 0 | 0 | 0 | 0 | 0 | 0 | 0 | 0 | 0 | 0 | 0 | 0 | 0 | 0 | 0 | 0 | 0 | 0 | 0 | 0
F1_Commercial_Miscellaneous_Existing_Space Heating_Natural Gas_Boiler_E9 | F1 | Commercial | Miscellaneous | Existing | Space Heating | Natural Gas | Boiler | E9 | Participant - Cost of Equipment | 0 | 0 | 0 | 0 | 0 | 0 | 0 | 0 | 0 | 0 | 0 | 0 | 0 | 0 | 0 | 0 | 0 | 0 | 0 | 0 | 0 | 0 | 0 | 0 | 0 | 0 | 0 | 0 | 0 | 0 | 0
F1_Commercial_Miscellaneous_Existing_Space Heating_Natural Gas_Boiler_E10 | F1 | Commercial | Miscellaneous | Existing | Space Heating | Natural Gas | Boiler | E10 | Participant - Cost of Equipment | 0 | 0 | 0 | 0 | 0 | 0 | 0 | 0 | 0 | 0 | 0 | 0 | 0 | 0 | 0 | 0 | 0 | 0 | 0 | 0 | 0 | 0 | 0 | 0 | 0 | 0 | 0 | 0 | 0 | 0 | 0
F2_Commercial_Miscellaneous_Existing_Space Heating_Natural Gas_Boiler_E1 | F2 | Commercial | Miscellaneous | Existing | Space Heating | Natural Gas | Boiler | E1 | Participant - Cost of Operation | 0.97124 | 0.97704 | 0.98072 | 0.98512 | 0.99393 | 0 | 0 | 0 | 0 | 0 | 0 | 0 | 0 | 0 | 0 | 0 | 0 | 0 | 0 | 0 | 0 | 0 | 0 | 0 | 0 | 0 | 0 | 0 | 0 | 0 | 0
F2_Commercial_Miscellaneous_Existing_Space Heating_Natural Gas_Boiler_E2 | F2 | Commercial | Miscellaneous | Existing | Space Heating | Natural Gas | Boiler | E2 | Participant - Cost of Operation | 0.92499 | 0.93051 | 0.93402 | 0.9382 | 0.9466 | 0 | 0 | 0 | 0 | 0 | 0 | 0 | 0 | 0 | 0 | 0 | 0 | 0 | 0 | 0 | 0 | 0 | 0 | 0 | 0 | 0 | 0 | 0 | 0 | 0 | 0
F2_Commercial_Miscellaneous_Existing_Space Heating_Natural Gas_Boiler_E3 | F2 | Commercial | Miscellaneous | Existing | Space Heating | Natural Gas | Boiler | E3 | Participant - Cost of Operation | 0.82659 | 0.83152 | 0.83466 | 0.8384 | 0.8459 | 0.81364 | 0.78757 | 0.77358 | 0.76871 | 0.76194 | 0.75813 | 0.75299 | 0.67731 | 0.67172 | 0.67079 | 0.6656 | 0.66361 | 0.66285 | 0.65019 | 0.65324 | 0.65395 | 0.6559 | 0.65904 | 0.38667 | 0.37613 | 0.3653 | 0.35409 | 0.3424 | 0.33013 | 0.31718 | 0.30347
F2_Commercial_Miscellaneous_Existing_Space Heating_Natural Gas_Boiler_E4 | F2 | Commercial | Miscellaneous | Existing | Space Heating | Natural Gas | Boiler | E4 | Participant - Cost of Operation | 0.79285 | 0.79758 | 0.80059 | 0.80418 | 0.81137 | 0.78043 | 0.75543 | 0.74201 | 0.73733 | 0.73084 | 0.72719 | 0.72226 | 0.64967 | 0.6443 | 0.64341 | 0.63843 | 0.63653 | 0.6358 | 0.62365 | 0.62658 | 0.62726 | 0.62913 | 0.63214 | 0.37089 | 0.36078 | 0.35039 | 0.33964 | 0.32843 | 0.31666 | 0.30424 | 0.29108
F2_Commercial_Miscellaneous_Existing_Space Heating_Natural Gas_Boiler_E5 | F2 | Commercial | Miscellaneous | Existing | Space Heating | Natural Gas | Boiler | E5 | Participant - Cost of Operation | 0.59768 | 0.60125 | 0.60352 | 0.60622 | 0.61165 | 0.58833 | 0.56948 | 0.55936 | 0.55584 | 0.55094 | 0.54819 | 0.54447 | 0.48975 | 0.4857 | 0.48503 | 0.48128 | 0.47984 | 0.47929 | 0.47014 | 0.47234 | 0.47286 | 0.47427 | 0.47653 | 0.27959 | 0.27197 | 0.26414 | 0.25604 | 0.24758 | 0.23871 | 0.22935 | 0.21943
F2_Commercial_Miscellaneous_Existing_Space Heating_Natural Gas_Boiler_E6 | F2 | Commercial | Miscellaneous | Existing | Space Heating | Natural Gas | Boiler | E6 | Participant - Cost of Operation | 0 | 0 | 0 | 0 | 0 | 0 | 0 | 0 | 0 | 0 | 0 | 0 | 0 | 0 | 0 | 0 | 0 | 0 | 0 | 0 | 0 | 0 | 0 | 0 | 0 | 0 | 0 | 0 | 0 | 0 | 0
F2_Commercial_Miscellaneous_Existing_Space Heating_Natural Gas_Boiler_E7 | F2 | Commercial | Miscellaneous | Existing | Space Heating | Natural Gas | Boiler | E7 | Participant - Cost of Operation | 0 | 0 | 0 | 0 | 0 | 0 | 0 | 0 | 0 | 0 | 0 | 0 | 0 | 0 | 0 | 0 | 0 | 0 | 0 | 0 | 0 | 0 | 0 | 0 | 0 | 0 | 0 | 0 | 0 | 0 | 0
F2_Commercial_Miscellaneous_Existing_Space Heating_Natural Gas_Boiler_E8 | F2 | Commercial | Miscellaneous | Existing | Space Heating | Natural Gas | Boiler | E8 | Participant - Cost of Operation | 0 | 0 | 0 | 0 | 0 | 0 | 0 | 0 | 0 | 0 | 0 | 0 | 0 | 0 | 0 | 0 | 0 | 0 | 0 | 0 | 0 | 0 | 0 | 0 | 0 | 0 | 0 | 0 | 0 | 0 | 0
F2_Commercial_Miscellaneous_Existing_Space Heating_Natural Gas_Boiler_E9 | F2 | Commercial | Miscellaneous | Existing | Space Heating | Natural Gas | Boiler | E9 | Participant - Cost of Operation | 0 | 0 | 0 | 0 | 0 | 0 | 0 | 0 | 0 | 0 | 0 | 0 | 0 | 0 | 0 | 0 | 0 | 0 | 0 | 0 | 0 | 0 | 0 | 0 | 0 | 0 | 0 | 0 | 0 | 0 | 0
F2_Commercial_Miscellaneous_Existing_Space Heating_Natural Gas_Boiler_E10 | F2 | Commercial | Miscellaneous | Existing | Space Heating | Natural Gas | Boiler | E10 | Participant - Cost of Operation | 0 | 0 | 0 | 0 | 0 | 0 | 0 | 0 | 0 | 0 | 0 | 0 | 0 | 0 | 0 | 0 | 0 | 0 | 0 | 0 | 0 | 0 | 0 | 0 | 0 | 0 | 0 | 0 | 0 | 0 | 0
F3_Commercial_Miscellaneous_Existing_Space Heating_Natural Gas_Boiler_E1 | F3 | Commercial | Miscellaneous | Existing | Space Heating | Natural Gas | Boiler | E1 | System - kBTUs of Conusmption | 83.4756 | 83.5556 | 83.5047 | 83.4698 | 83.4698 | 0 | 0 | 0 | 0 | 0 | 0 | 0 | 0 | 0 | 0 | 0 | 0 | 0 | 0 | 0 | 0 | 0 | 0 | 0 | 0 | 0 | 0 | 0 | 0 | 0 | 0
F3_Commercial_Miscellaneous_Existing_Space Heating_Natural Gas_Boiler_E2 | F3 | Commercial | Miscellaneous | Existing | Space Heating | Natural Gas | Boiler | E2 | System - kBTUs of Conusmption | 79.5006 | 79.5768 | 79.5282 | 79.495 | 79.495 | 0 | 0 | 0 | 0 | 0 | 0 | 0 | 0 | 0 | 0 | 0 | 0 | 0 | 0 | 0 | 0 | 0 | 0 | 0 | 0 | 0 | 0 | 0 | 0 | 0 | 0
F3_Commercial_Miscellaneous_Existing_Space Heating_Natural Gas_Boiler_E3 | F3 | Commercial | Miscellaneous | Existing | Space Heating | Natural Gas | Boiler | E3 | System - kBTUs of Conusmption | 71.0431 | 71.1112 | 71.0678 | 71.0381 | 71.0381 | 71.0381 | 71.0381 | 71.0381 | 71.0381 | 71.0381 | 71.0381 | 71.0381 | 71.0381 | 71.0381 | 71.0381 | 71.0381 | 71.0381 | 71.0381 | 71.0381 | 71.0381 | 71.0381 | 71.0381 | 71.0381 | 71.0381 | 71.0381 | 71.0381 | 71.0381 | 71.0381 | 71.0381 | 71.0381 | 70.8195
F3_Commercial_Miscellaneous_Existing_Space Heating_Natural Gas_Boiler_E4 | F3 | Commercial | Miscellaneous | Existing | Space Heating | Natural Gas | Boiler | E4 | System - kBTUs of Conusmption | 68.1434 | 68.2087 | 68.1671 | 68.1386 | 68.1386 | 68.1386 | 68.1386 | 68.1386 | 68.1386 | 68.1386 | 68.1386 | 68.1386 | 68.1386 | 68.1386 | 68.1386 | 68.1386 | 68.1386 | 68.1386 | 68.1386 | 68.1386 | 68.1386 | 68.1386 | 68.1386 | 68.1386 | 68.1386 | 68.1386 | 68.1386 | 68.1386 | 68.1386 | 68.1386 | 67.9289
F3_Commercial_Miscellaneous_Existing_Space Heating_Natural Gas_Boiler_E5 | F3 | Commercial | Miscellaneous | Existing | Space Heating | Natural Gas | Boiler | E5 | System - kBTUs of Conusmption | 51.3696 | 51.4188 | 51.3875 | 51.366 | 51.366 | 51.366 | 51.366 | 51.366 | 51.366 | 51.366 | 51.366 | 51.366 | 51.366 | 51.366 | 51.366 | 51.366 | 51.366 | 51.366 | 51.366 | 51.366 | 51.366 | 51.366 | 51.366 | 51.366 | 51.366 | 51.366 | 51.366 | 51.366 | 51.366 | 51.366 | 51.208
F3_Commercial_Miscellaneous_Existing_Space Heating_Natural Gas_Boiler_E6 | F3 | Commercial | Miscellaneous | Existing | Space Heating | Natural Gas | Boiler | E6 | System - kBTUs of Conusmption | 0 | 0 | 0 | 0 | 0 | 0 | 0 | 0 | 0 | 0 | 0 | 0 | 0 | 0 | 0 | 0 | 0 | 0 | 0 | 0 | 0 | 0 | 0 | 0 | 0 | 0 | 0 | 0 | 0 | 0 | 0
F3_Commercial_Miscellaneous_Existing_Space Heating_Natural Gas_Boiler_E7 | F3 | Commercial | Miscellaneous | Existing | Space Heating | Natural Gas | Boiler | E7 | System - kBTUs of Conusmption | 0 | 0 | 0 | 0 | 0 | 0 | 0 | 0 | 0 | 0 | 0 | 0 | 0 | 0 | 0 | 0 | 0 | 0 | 0 | 0 | 0 | 0 | 0 | 0 | 0 | 0 | 0 | 0 | 0 | 0 | 0
F3_Commercial_Miscellaneous_Existing_Space Heating_Natural Gas_Boiler_E8 | F3 | Commercial | Miscellaneous | Existing | Space Heating | Natural Gas | Boiler | E8 | System - kBTUs of Conusmption | 0 | 0 | 0 | 0 | 0 | 0 | 0 | 0 | 0 | 0 | 0 | 0 | 0 | 0 | 0 | 0 | 0 | 0 | 0 | 0 | 0 | 0 | 0 | 0 | 0 | 0 | 0 | 0 | 0 | 0 | 0
F3_Commercial_Miscellaneous_Existing_Space Heating_Natural Gas_Boiler_E9 | F3 | Commercial | Miscellaneous | Existing | Space Heating | Natural Gas | Boiler | E9 | System - kBTUs of Conusmption | 0 | 0 | 0 | 0 | 0 | 0 | 0 | 0 | 0 | 0 | 0 | 0 | 0 | 0 | 0 | 0 | 0 | 0 | 0 | 0 | 0 | 0 | 0 | 0 | 0 | 0 | 0 | 0 | 0 | 0 | 0
F3_Commercial_Miscellaneous_Existing_Space Heating_Natural Gas_Boiler_E10 | F3 | Commercial | Miscellaneous | Existing | Space Heating | Natural Gas | Boiler | E10 | System - kBTUs of Conusmption | 0 | 0 | 0 | 0 | 0 | 0 | 0 | 0 | 0 | 0 | 0 | 0 | 0 | 0 | 0 | 0 | 0 | 0 | 0 | 0 | 0 | 0 | 0 | 0 | 0 | 0 | 0 | 0 | 0 | 0 | 0
F4_Commercial_Miscellaneous_Existing_Space Heating_Natural Gas_Boiler_E1 | F4 | Commercial | Miscellaneous | Existing | Space Heating | Natural Gas | Boiler | E1 | Utility - Cost of Equipment | 0.23448 | 0.23448 | 0.23448 | 0.23448 | 0.23448 | 0 | 0 | 0 | 0 | 0 | 0 | 0 | 0 | 0 | 0 | 0 | 0 | 0 | 0 | 0 | 0 | 0 | 0 | 0 | 0 | 0 | 0 | 0 | 0 | 0 | 0
F4_Commercial_Miscellaneous_Existing_Space Heating_Natural Gas_Boiler_E2 | F4 | Commercial | Miscellaneous | Existing | Space Heating | Natural Gas | Boiler | E2 | Utility - Cost of Equipment | 0.24239 | 0.24239 | 0.24239 | 0.24239 | 0.24239 | 0 | 0 | 0 | 0 | 0 | 0 | 0 | 0 | 0 | 0 | 0 | 0 | 0 | 0 | 0 | 0 | 0 | 0 | 0 | 0 | 0 | 0 | 0 | 0 | 0 | 0
F4_Commercial_Miscellaneous_Existing_Space Heating_Natural Gas_Boiler_E3 | F4 | Commercial | Miscellaneous | Existing | Space Heating | Natural Gas | Boiler | E3 | Utility - Cost of Equipment | 0.381 | 0.381 | 0.381 | 0.381 | 0.381 | 0.381 | 0.381 | 0.381 | 0.381 | 0.381 | 0.381 | 0.381 | 0.381 | 0.381 | 0.381 | 0.381 | 0.381 | 0.381 | 0.381 | 0.381 | 0.381 | 0.381 | 0.381 | 0.381 | 0.381 | 0.381 | 0.381 | 0.381 | 0.381 | 0.381 | 0.381
F4_Commercial_Miscellaneous_Existing_Space Heating_Natural Gas_Boiler_E4 | F4 | Commercial | Miscellaneous | Existing | Space Heating | Natural Gas | Boiler | E4 | Utility - Cost of Equipment | 0.41668 | 0.41668 | 0.41668 | 0.41668 | 0.41668 | 0.41668 | 0.41668 | 0.41668 | 0.41668 | 0.41668 | 0.41668 | 0.41668 | 0.41668 | 0.41668 | 0.41668 | 0.41668 | 0.41668 | 0.41668 | 0.41668 | 0.41668 | 0.41668 | 0.41668 | 0.41668 | 0.41668 | 0.41668 | 0.41668 | 0.41668 | 0.41668 | 0.41668 | 0.41668 | 0.41668
F4_Commercial_Miscellaneous_Existing_Space Heating_Natural Gas_Boiler_E5 | F4 | Commercial | Miscellaneous | Existing | Space Heating | Natural Gas | Boiler | E5 | Utility - Cost of Equipment | 1.3716 | 1.3716 | 1.3716 | 1.3716 | 1.3716 | 1.3716 | 1.3716 | 1.3716 | 1.3716 | 1.3716 | 1.3716 | 1.3716 | 1.3716 | 1.3716 | 1.3716 | 1.3716 | 1.3716 | 1.3716 | 1.3716 | 1.3716 | 1.3716 | 1.3716 | 1.3716 | 1.3716 | 1.3716 | 1.3716 | 1.3716 | 1.3716 | 1.3716 | 1.3716 | 1.3716
F4_Commercial_Miscellaneous_Existing_Space Heating_Natural Gas_Boiler_E6 | F4 | Commercial | Miscellaneous | Existing | Space Heating | Natural Gas | Boiler | E6 | Utility - Cost of Equipment | 0 | 0 | 0 | 0 | 0 | 0 | 0 | 0 | 0 | 0 | 0 | 0 | 0 | 0 | 0 | 0 | 0 | 0 | 0 | 0 | 0 | 0 | 0 | 0 | 0 | 0 | 0 | 0 | 0 | 0 | 0
F4_Commercial_Miscellaneous_Existing_Space Heating_Natural Gas_Boiler_E7 | F4 | Commercial | Miscellaneous | Existing | Space Heating | Natural Gas | Boiler | E7 | Utility - Cost of Equipment | 0 | 0 | 0 | 0 | 0 | 0 | 0 | 0 | 0 | 0 | 0 | 0 | 0 | 0 | 0 | 0 | 0 | 0 | 0 | 0 | 0 | 0 | 0 | 0 | 0 | 0 | 0 | 0 | 0 | 0 | 0
F4_Commercial_Miscellaneous_Existing_Space Heating_Natural Gas_Boiler_E8 | F4 | Commercial | Miscellaneous | Existing | Space Heating | Natural Gas | Boiler | E8 | Utility - Cost of Equipment | 0 | 0 | 0 | 0 | 0 | 0 | 0 | 0 | 0 | 0 | 0 | 0 | 0 | 0 | 0 | 0 | 0 | 0 | 0 | 0 | 0 | 0 | 0 | 0 | 0 | 0 | 0 | 0 | 0 | 0 | 0
F4_Commercial_Miscellaneous_Existing_Space Heating_Natural Gas_Boiler_E9 | F4 | Commercial | Miscellaneous | Existing | Space Heating | Natural Gas | Boiler | E9 | Utility - Cost of Equipment | 0 | 0 | 0 | 0 | 0 | 0 | 0 | 0 | 0 | 0 | 0 | 0 | 0 | 0 | 0 | 0 | 0 | 0 | 0 | 0 | 0 | 0 | 0 | 0 | 0 | 0 | 0 | 0 | 0 | 0 | 0
F4_Commercial_Miscellaneous_Existing_Space Heating_Natural Gas_Boiler_E10 | F4 | Commercial | Miscellaneous | Existing | Space Heating | Natural Gas | Boiler | E10 | Utility - Cost of Equipment | 0 | 0 | 0 | 0 | 0 | 0 | 0 | 0 | 0 | 0 | 0 | 0 | 0 | 0 | 0 | 0 | 0 | 0 | 0 | 0 | 0 | 0 | 0 | 0 | 0 | 0 | 0 | 0 | 0 | 0 | 0
F5_Commercial_Miscellaneous_Existing_Space Heating_Natural Gas_Boiler_E1 | F5 | Commercial | Miscellaneous | Existing | Space Heating | Natural Gas | Boiler | E1 | Utility - Cost of Operation | 0.81067 | 0.81551 | 0.81859 | 0.82226 | 0.82961 | 0 | 0 | 0 | 0 | 0 | 0 | 0 | 0 | 0 | 0 | 0 | 0 | 0 | 0 | 0 | 0 | 0 | 0 | 0 | 0 | 0 | 0 | 0 | 0 | 0 | 0
F5_Commercial_Miscellaneous_Existing_Space Heating_Natural Gas_Boiler_E2 | F5 | Commercial | Miscellaneous | Existing | Space Heating | Natural Gas | Boiler | E2 | Utility - Cost of Operation | 0.77207 | 0.77668 | 0.77961 | 0.7831 | 0.79011 | 0 | 0 | 0 | 0 | 0 | 0 | 0 | 0 | 0 | 0 | 0 | 0 | 0 | 0 | 0 | 0 | 0 | 0 | 0 | 0 | 0 | 0 | 0 | 0 | 0 | 0
F5_Commercial_Miscellaneous_Existing_Space Heating_Natural Gas_Boiler_E3 | F5 | Commercial | Miscellaneous | Existing | Space Heating | Natural Gas | Boiler | E3 | Utility - Cost of Operation | 0.68993 | 0.69405 | 0.69667 | 0.69979 | 0.70605 | 0.67913 | 0.65737 | 0.64569 | 0.64163 | 0.63598 | 0.6328 | 0.6285 | 0.56534 | 0.56067 | 0.5599 | 0.55556 | 0.55391 | 0.55327 | 0.5427 | 0.54524 | 0.54584 | 0.54747 | 0.55008 | 0.32275 | 0.31395 | 0.30491 | 0.29555 | 0.2858 | 0.27555 | 0.26475 | 0.2533
F5_Commercial_Miscellaneous_Existing_Space Heating_Natural Gas_Boiler_E4 | F5 | Commercial | Miscellaneous | Existing | Space Heating | Natural Gas | Boiler | E4 | Utility - Cost of Operation | 0.66177 | 0.66572 | 0.66824 | 0.67123 | 0.67724 | 0.65141 | 0.63054 | 0.61934 | 0.61544 | 0.61002 | 0.60697 | 0.60285 | 0.54226 | 0.53778 | 0.53704 | 0.53289 | 0.5313 | 0.53069 | 0.52055 | 0.52299 | 0.52356 | 0.52512 | 0.52763 | 0.30957 | 0.30113 | 0.29246 | 0.28349 | 0.27413 | 0.26431 | 0.25394 | 0.24296
F5_Commercial_Miscellaneous_Existing_Space Heating_Natural Gas_Boiler_E5 | F5 | Commercial | Miscellaneous | Existing | Space Heating | Natural Gas | Boiler | E5 | Utility - Cost of Operation | 0.49888 | 0.50185 | 0.50375 | 0.506 | 0.51053 | 0.49106 | 0.47533 | 0.46689 | 0.46395 | 0.45986 | 0.45756 | 0.45446 | 0.40878 | 0.40541 | 0.40485 | 0.40171 | 0.40052 | 0.40006 | 0.39241 | 0.39425 | 0.39468 | 0.39586 | 0.39775 | 0.23337 | 0.22701 | 0.22047 | 0.21371 | 0.20665 | 0.19925 | 0.19143 | 0.18315
F5_Commercial_Miscellaneous_Existing_Space Heating_Natural Gas_Boiler_E6 | F5 | Commercial | Miscellaneous | Existing | Space Heating | Natural Gas | Boiler | E6 | Utility - Cost of Operation | 0 | 0 | 0 | 0 | 0 | 0 | 0 | 0 | 0 | 0 | 0 | 0 | 0 | 0 | 0 | 0 | 0 | 0 | 0 | 0 | 0 | 0 | 0 | 0 | 0 | 0 | 0 | 0 | 0 | 0 | 0
F5_Commercial_Miscellaneous_Existing_Space Heating_Natural Gas_Boiler_E7 | F5 | Commercial | Miscellaneous | Existing | Space Heating | Natural Gas | Boiler | E7 | Utility - Cost of Operation | 0 | 0 | 0 | 0 | 0 | 0 | 0 | 0 | 0 | 0 | 0 | 0 | 0 | 0 | 0 | 0 | 0 | 0 | 0 | 0 | 0 | 0 | 0 | 0 | 0 | 0 | 0 | 0 | 0 | 0 | 0
F5_Commercial_Miscellaneous_Existing_Space Heating_Natural Gas_Boiler_E8 | F5 | Commercial | Miscellaneous | Existing | Space Heating | Natural Gas | Boiler | E8 | Utility - Cost of Operation | 0 | 0 | 0 | 0 | 0 | 0 | 0 | 0 | 0 | 0 | 0 | 0 | 0 | 0 | 0 | 0 | 0 | 0 | 0 | 0 | 0 | 0 | 0 | 0 | 0 | 0 | 0 | 0 | 0 | 0 | 0
F5_Commercial_Miscellaneous_Existing_Space Heating_Natural Gas_Boiler_E9 | F5 | Commercial | Miscellaneous | Existing | Space Heating | Natural Gas | Boiler | E9 | Utility - Cost of Operation | 0 | 0 | 0 | 0 | 0 | 0 | 0 | 0 | 0 | 0 | 0 | 0 | 0 | 0 | 0 | 0 | 0 | 0 | 0 | 0 | 0 | 0 | 0 | 0 | 0 | 0 | 0 | 0 | 0 | 0 | 0
F5_Commercial_Miscellaneous_Existing_Space Heating_Natural Gas_Boiler_E10 | F5 | Commercial | Miscellaneous | Existing | Space Heating | Natural Gas | Boiler | E10 | Utility - Cost of Operation | 0 | 0 | 0 | 0 | 0 | 0 | 0 | 0 | 0 | 0 | 0 | 0 | 0 | 0 | 0 | 0 | 0 | 0 | 0 | 0 | 0 | 0 | 0 | 0 | 0 | 0 | 0 | 0 | 0 | 0 | 0
F6_Commercial_Miscellaneous_Existing_Space Heating_Natural Gas_Boiler_E1 | F6 | Commercial | Miscellaneous | Existing | Space Heating | Natural Gas | Boiler | E1 | Utility - Value of Sales | 0.97124 | 0.97704 | 0.98072 | 0.98512 | 0.99393 | 0 | 0 | 0 | 0 | 0 | 0 | 0 | 0 | 0 | 0 | 0 | 0 | 0 | 0 | 0 | 0 | 0 | 0 | 0 | 0 | 0 | 0 | 0 | 0 | 0 | 0
F6_Commercial_Miscellaneous_Existing_Space Heating_Natural Gas_Boiler_E2 | F6 | Commercial | Miscellaneous | Existing | Space Heating | Natural Gas | Boiler | E2 | Utility - Value of Sales | 0.92499 | 0.93051 | 0.93402 | 0.9382 | 0.9466 | 0 | 0 | 0 | 0 | 0 | 0 | 0 | 0 | 0 | 0 | 0 | 0 | 0 | 0 | 0 | 0 | 0 | 0 | 0 | 0 | 0 | 0 | 0 | 0 | 0 | 0
F6_Commercial_Miscellaneous_Existing_Space Heating_Natural Gas_Boiler_E3 | F6 | Commercial | Miscellaneous | Existing | Space Heating | Natural Gas | Boiler | E3 | Utility - Value of Sales | 0.82659 | 0.83152 | 0.83466 | 0.8384 | 0.8459 | 0.81364 | 0.78757 | 0.77358 | 0.76871 | 0.76194 | 0.75813 | 0.75299 | 0.67731 | 0.67172 | 0.67079 | 0.6656 | 0.66361 | 0.66285 | 0.65019 | 0.65324 | 0.65395 | 0.6559 | 0.65904 | 0.38667 | 0.37613 | 0.3653 | 0.35409 | 0.3424 | 0.33013 | 0.31718 | 0.30347
F6_Commercial_Miscellaneous_Existing_Space Heating_Natural Gas_Boiler_E4 | F6 | Commercial | Miscellaneous | Existing | Space Heating | Natural Gas | Boiler | E4 | Utility - Value of Sales | 0.79285 | 0.79758 | 0.80059 | 0.80418 | 0.81137 | 0.78043 | 0.75543 | 0.74201 | 0.73733 | 0.73084 | 0.72719 | 0.72226 | 0.64967 | 0.6443 | 0.64341 | 0.63843 | 0.63653 | 0.6358 | 0.62365 | 0.62658 | 0.62726 | 0.62913 | 0.63214 | 0.37089 | 0.36078 | 0.35039 | 0.33964 | 0.32843 | 0.31666 | 0.30424 | 0.29108
F6_Commercial_Miscellaneous_Existing_Space Heating_Natural Gas_Boiler_E5 | F6 | Commercial | Miscellaneous | Existing | Space Heating | Natural Gas | Boiler | E5 | Utility - Value of Sales | 0.59768 | 0.60125 | 0.60352 | 0.60622 | 0.61165 | 0.58833 | 0.56948 | 0.55936 | 0.55584 | 0.55094 | 0.54819 | 0.54447 | 0.48975 | 0.4857 | 0.48503 | 0.48128 | 0.47984 | 0.47929 | 0.47014 | 0.47234 | 0.47286 | 0.47427 | 0.47653 | 0.27959 | 0.27197 | 0.26414 | 0.25604 | 0.24758 | 0.23871 | 0.22935 | 0.21943
F6_Commercial_Miscellaneous_Existing_Space Heating_Natural Gas_Boiler_E6 | F6 | Commercial | Miscellaneous | Existing | Space Heating | Natural Gas | Boiler | E6 | Utility - Value of Sales | 0 | 0 | 0 | 0 | 0 | 0 | 0 | 0 | 0 | 0 | 0 | 0 | 0 | 0 | 0 | 0 | 0 | 0 | 0 | 0 | 0 | 0 | 0 | 0 | 0 | 0 | 0 | 0 | 0 | 0 | 0
F6_Commercial_Miscellaneous_Existing_Space Heating_Natural Gas_Boiler_E7 | F6 | Commercial | Miscellaneous | Existing | Space Heating | Natural Gas | Boiler | E7 | Utility - Value of Sales | 0 | 0 | 0 | 0 | 0 | 0 | 0 | 0 | 0 | 0 | 0 | 0 | 0 | 0 | 0 | 0 | 0 | 0 | 0 | 0 | 0 | 0 | 0 | 0 | 0 | 0 | 0 | 0 | 0 | 0 | 0
F6_Commercial_Miscellaneous_Existing_Space Heating_Natural Gas_Boiler_E8 | F6 | Commercial | Miscellaneous | Existing | Space Heating | Natural Gas | Boiler | E8 | Utility - Value of Sales | 0 | 0 | 0 | 0 | 0 | 0 | 0 | 0 | 0 | 0 | 0 | 0 | 0 | 0 | 0 | 0 | 0 | 0 | 0 | 0 | 0 | 0 | 0 | 0 | 0 | 0 | 0 | 0 | 0 | 0 | 0
F6_Commercial_Miscellaneous_Existing_Space Heating_Natural Gas_Boiler_E9 | F6 | Commercial | Miscellaneous | Existing | Space Heating | Natural Gas | Boiler | E9 | Utility - Value of Sales | 0 | 0 | 0 | 0 | 0 | 0 | 0 | 0 | 0 | 0 | 0 | 0 | 0 | 0 | 0 | 0 | 0 | 0 | 0 | 0 | 0 | 0 | 0 | 0 | 0 | 0 | 0 | 0 | 0 | 0 | 0
F6_Commercial_Miscellaneous_Existing_Space Heating_Natural Gas_Boiler_E10 | F6 | Commercial | Miscellaneous | Existing | Space Heating | Natural Gas | Boiler | E10 | Utility - Value of Sales | 0 | 0 | 0 | 0 | 0 | 0 | 0 | 0 | 0 | 0 | 0 | 0 | 0 | 0 | 0 | 0 | 0 | 0 | 0 | 0 | 0 | 0 | 0 | 0 | 0 | 0 | 0 | 0 | 0 | 0 | 0
F1_Commercial_Miscellaneous_Existing_Space Heating_Natural Gas_Unit Heater_E1 | F1 | Commercial | Miscellaneous | Existing | Space Heating | Natural Gas | Unit Heater | E1 | Participant - Cost of Equipment | 0.062942 | 0.062942 | 0.062942 | 0.062942 | 0.062942 | 0 | 0 | 0 | 0 | 0 | 0 | 0 | 0 | 0 | 0 | 0 | 0 | 0 | 0 | 0 | 0 | 0 | 0 | 0 | 0 | 0 | 0 | 0 | 0 | 0 | 0
F1_Commercial_Miscellaneous_Existing_Space Heating_Natural Gas_Unit Heater_E2 | F1 | Commercial | Miscellaneous | Existing | Space Heating | Natural Gas | Unit Heater | E2 | Participant - Cost of Equipment | 0.20127 | 0.20127 | 0.20127 | 0.20127 | 0.20127 | 0.20127 | 0.20127 | 0.20127 | 0.20127 | 0.20127 | 0.20127 | 0.20127 | 0.20127 | 0.20127 | 0.20127 | 0.20127 | 0.20127 | 0.20127 | 0.20127 | 0.20127 | 0.20127 | 0.20127 | 0.20127 | 0.20127 | 0.20127 | 0.20127 | 0.20127 | 0.20127 | 0.20127 | 0.20127 | 0.20127
F1_Commercial_Miscellaneous_Existing_Space Heating_Natural Gas_Unit Heater_E3 | F1 | Commercial | Miscellaneous | Existing | Space Heating | Natural Gas | Unit Heater | E3 | Participant - Cost of Equipment | 0.086945 | 0.086945 | 0.086945 | 0.086945 | 0.086945 | 0.086945 | 0.086945 | 0.086945 | 0.086945 | 0.086945 | 0.086945 | 0.086945 | 0.086945 | 0.086945 | 0.086945 | 0.086945 | 0.086945 | 0.086945 | 0.086945 | 0.086945 | 0.086945 | 0.086945 | 0.086945 | 0.086945 | 0.086945 | 0.086945 | 0.086945 | 0.086945 | 0.086945 | 0.086945 | 0.086945
F1_Commercial_Miscellaneous_Existing_Space Heating_Natural Gas_Unit Heater_E4 | F1 | Commercial | Miscellaneous | Existing | Space Heating | Natural Gas | Unit Heater | E4 | Participant - Cost of Equipment | 0 | 0 | 0 | 0 | 0 | 0 | 0 | 0 | 0 | 0 | 0 | 0 | 0 | 0 | 0 | 0 | 0 | 0 | 0 | 0 | 0 | 0 | 0 | 0 | 0 | 0 | 0 | 0 | 0 | 0 | 0
F1_Commercial_Miscellaneous_Existing_Space Heating_Natural Gas_Unit Heater_E5 | F1 | Commercial | Miscellaneous | Existing | Space Heating | Natural Gas | Unit Heater | E5 | Participant - Cost of Equipment | 0 | 0 | 0 | 0 | 0 | 0 | 0 | 0 | 0 | 0 | 0 | 0 | 0 | 0 | 0 | 0 | 0 | 0 | 0 | 0 | 0 | 0 | 0 | 0 | 0 | 0 | 0 | 0 | 0 | 0 | 0
F1_Commercial_Miscellaneous_Existing_Space Heating_Natural Gas_Unit Heater_E6 | F1 | Commercial | Miscellaneous | Existing | Space Heating | Natural Gas | Unit Heater | E6 | Participant - Cost of Equipment | 0 | 0 | 0 | 0 | 0 | 0 | 0 | 0 | 0 | 0 | 0 | 0 | 0 | 0 | 0 | 0 | 0 | 0 | 0 | 0 | 0 | 0 | 0 | 0 | 0 | 0 | 0 | 0 | 0 | 0 | 0
F1_Commercial_Miscellaneous_Existing_Space Heating_Natural Gas_Unit Heater_E7 | F1 | Commercial | Miscellaneous | Existing | Space Heating | Natural Gas | Unit Heater | E7 | Participant - Cost of Equipment | 0 | 0 | 0 | 0 | 0 | 0 | 0 | 0 | 0 | 0 | 0 | 0 | 0 | 0 | 0 | 0 | 0 | 0 | 0 | 0 | 0 | 0 | 0 | 0 | 0 | 0 | 0 | 0 | 0 | 0 | 0
F1_Commercial_Miscellaneous_Existing_Space Heating_Natural Gas_Unit Heater_E8 | F1 | Commercial | Miscellaneous | Existing | Space Heating | Natural Gas | Unit Heater | E8 | Participant - Cost of Equipment | 0 | 0 | 0 | 0 | 0 | 0 | 0 | 0 | 0 | 0 | 0 | 0 | 0 | 0 | 0 | 0 | 0 | 0 | 0 | 0 | 0 | 0 | 0 | 0 | 0 | 0 | 0 | 0 | 0 | 0 | 0
F1_Commercial_Miscellaneous_Existing_Space Heating_Natural Gas_Unit Heater_E9 | F1 | Commercial | Miscellaneous | Existing | Space Heating | Natural Gas | Unit Heater | E9 | Participant - Cost of Equipment | 0 | 0 | 0 | 0 | 0 | 0 | 0 | 0 | 0 | 0 | 0 | 0 | 0 | 0 | 0 | 0 | 0 | 0 | 0 | 0 | 0 | 0 | 0 | 0 | 0 | 0 | 0 | 0 | 0 | 0 | 0
F1_Commercial_Miscellaneous_Existing_Space Heating_Natural Gas_Unit Heater_E10 | F1 | Commercial | Miscellaneous | Existing | Space Heating | Natural Gas | Unit Heater | E10 | Participant - Cost of Equipment | 0 | 0 | 0 | 0 | 0 | 0 | 0 | 0 | 0 | 0 | 0 | 0 | 0 | 0 | 0 | 0 | 0 | 0 | 0 | 0 | 0 | 0 | 0 | 0 | 0 | 0 | 0 | 0 | 0 | 0 | 0
F2_Commercial_Miscellaneous_Existing_Space Heating_Natural Gas_Unit Heater_E1 | F2 | Commercial | Miscellaneous | Existing | Space Heating | Natural Gas | Unit Heater | E1 | Participant - Cost of Operation | 0.71261 | 0.72027 | 0.72493 | 0.73054 | 0.73077 | 0 | 0 | 0 | 0 | 0 | 0 | 0 | 0 | 0 | 0 | 0 | 0 | 0 | 0 | 0 | 0 | 0 | 0 | 0 | 0 | 0 | 0 | 0 | 0 | 0 | 0
F2_Commercial_Miscellaneous_Existing_Space Heating_Natural Gas_Unit Heater_E2 | F2 | Commercial | Miscellaneous | Existing | Space Heating | Natural Gas | Unit Heater | E2 | Participant - Cost of Operation | 0.64127 | 0.64816 | 0.65235 | 0.6574 | 0.65761 | 0.61907 | 0.58766 | 0.56978 | 0.58462 | 0.59884 | 0.61698 | 0.63574 | 0.57219 | 0.59485 | 0.62577 | 0.62269 | 0.62332 | 0.62528 | 0.61335 | 0.62061 | 0.62551 | 0.63239 | 0.64123 | 0.32103 | 0.31476 | 0.30887 | 0.30331 | 0.29801 | 0.29294 | 0.28805 | 0.28332
F2_Commercial_Miscellaneous_Existing_Space Heating_Natural Gas_Unit Heater_E3 | F2 | Commercial | Miscellaneous | Existing | Space Heating | Natural Gas | Unit Heater | E3 | Participant - Cost of Operation | 0.55383 | 0.55979 | 0.5634 | 0.56777 | 0.56795 | 0.53466 | 0.50753 | 0.49209 | 0.50491 | 0.51719 | 0.53285 | 0.54905 | 0.49417 | 0.51374 | 0.54044 | 0.53779 | 0.53833 | 0.54003 | 0.52972 | 0.53599 | 0.54022 | 0.54616 | 0.5538 | 0.27726 | 0.27185 | 0.26676 | 0.26195 | 0.25737 | 0.25299 | 0.24877 | 0.24469
F2_Commercial_Miscellaneous_Existing_Space Heating_Natural Gas_Unit Heater_E4 | F2 | Commercial | Miscellaneous | Existing | Space Heating | Natural Gas | Unit Heater | E4 | Participant - Cost of Operation | 0 | 0 | 0 | 0 | 0 | 0 | 0 | 0 | 0 | 0 | 0 | 0 | 0 | 0 | 0 | 0 | 0 | 0 | 0 | 0 | 0 | 0 | 0 | 0 | 0 | 0 | 0 | 0 | 0 | 0 | 0
F2_Commercial_Miscellaneous_Existing_Space Heating_Natural Gas_Unit Heater_E5 | F2 | Commercial | Miscellaneous | Existing | Space Heating | Natural Gas | Unit Heater | E5 | Participant - Cost of Operation | 0 | 0 | 0 | 0 | 0 | 0 | 0 | 0 | 0 | 0 | 0 | 0 | 0 | 0 | 0 | 0 | 0 | 0 | 0 | 0 | 0 | 0 | 0 | 0 | 0 | 0 | 0 | 0 | 0 | 0 | 0
F2_Commercial_Miscellaneous_Existing_Space Heating_Natural Gas_Unit Heater_E6 | F2 | Commercial | Miscellaneous | Existing | Space Heating | Natural Gas | Unit Heater | E6 | Participant - Cost of Operation | 0 | 0 | 0 | 0 | 0 | 0 | 0 | 0 | 0 | 0 | 0 | 0 | 0 | 0 | 0 | 0 | 0 | 0 | 0 | 0 | 0 | 0 | 0 | 0 | 0 | 0 | 0 | 0 | 0 | 0 | 0
F2_Commercial_Miscellaneous_Existing_Space Heating_Natural Gas_Unit Heater_E7 | F2 | Commercial | Miscellaneous | Existing | Space Heating | Natural Gas | Unit Heater | E7 | Participant - Cost of Operation | 0 | 0 | 0 | 0 | 0 | 0 | 0 | 0 | 0 | 0 | 0 | 0 | 0 | 0 | 0 | 0 | 0 | 0 | 0 | 0 | 0 | 0 | 0 | 0 | 0 | 0 | 0 | 0 | 0 | 0 | 0
F2_Commercial_Miscellaneous_Existing_Space Heating_Natural Gas_Unit Heater_E8 | F2 | Commercial | Miscellaneous | Existing | Space Heating | Natural Gas | Unit Heater | E8 | Participant - Cost of Operation | 0 | 0 | 0 | 0 | 0 | 0 | 0 | 0 | 0 | 0 | 0 | 0 | 0 | 0 | 0 | 0 | 0 | 0 | 0 | 0 | 0 | 0 | 0 | 0 | 0 | 0 | 0 | 0 | 0 | 0 | 0
F2_Commercial_Miscellaneous_Existing_Space Heating_Natural Gas_Unit Heater_E9 | F2 | Commercial | Miscellaneous | Existing | Space Heating | Natural Gas | Unit Heater | E9 | Participant - Cost of Operation | 0 | 0 | 0 | 0 | 0 | 0 | 0 | 0 | 0 | 0 | 0 | 0 | 0 | 0 | 0 | 0 | 0 | 0 | 0 | 0 | 0 | 0 | 0 | 0 | 0 | 0 | 0 | 0 | 0 | 0 | 0
F2_Commercial_Miscellaneous_Existing_Space Heating_Natural Gas_Unit Heater_E10 | F2 | Commercial | Miscellaneous | Existing | Space Heating | Natural Gas | Unit Heater | E10 | Participant - Cost of Operation | 0 | 0 | 0 | 0 | 0 | 0 | 0 | 0 | 0 | 0 | 0 | 0 | 0 | 0 | 0 | 0 | 0 | 0 | 0 | 0 | 0 | 0 | 0 | 0 | 0 | 0 | 0 | 0 | 0 | 0 | 0
F3_Commercial_Miscellaneous_Existing_Space Heating_Natural Gas_Unit Heater_E1 | F3 | Commercial | Miscellaneous | Existing | Space Heating | Natural Gas | Unit Heater | E1 | System - kBTUs of Conusmption | 59.5632 | 59.6821 | 59.6064 | 59.5545 | 59.5545 | 0 | 0 | 0 | 0 | 0 | 0 | 0 | 0 | 0 | 0 | 0 | 0 | 0 | 0 | 0 | 0 | 0 | 0 | 0 | 0 | 0 | 0 | 0 | 0 | 0 | 0
F3_Commercial_Miscellaneous_Existing_Space Heating_Natural Gas_Unit Heater_E2 | F3 | Commercial | Miscellaneous | Existing | Space Heating | Natural Gas | Unit Heater | E2 | System - kBTUs of Conusmption | 53.6002 | 53.7072 | 53.639 | 53.5923 | 53.5923 | 53.5923 | 53.5923 | 53.5923 | 53.5923 | 53.5923 | 53.5923 | 53.5923 | 53.5923 | 53.5923 | 53.5923 | 53.5923 | 53.5923 | 53.5923 | 53.5923 | 53.5923 | 53.5923 | 53.5923 | 53.5923 | 53.5923 | 53.5923 | 53.5923 | 53.5923 | 53.5923 | 53.5923 | 53.5923 | 53.5923
F3_Commercial_Miscellaneous_Existing_Space Heating_Natural Gas_Unit Heater_E3 | F3 | Commercial | Miscellaneous | Existing | Space Heating | Natural Gas | Unit Heater | E3 | System - kBTUs of Conusmption | 46.2917 | 46.3841 | 46.3252 | 46.2849 | 46.2849 | 46.2849 | 46.2849 | 46.2849 | 46.2849 | 46.2849 | 46.2849 | 46.2849 | 46.2849 | 46.2849 | 46.2849 | 46.2849 | 46.2849 | 46.2849 | 46.2849 | 46.2849 | 46.2849 | 46.2849 | 46.2849 | 46.2849 | 46.2849 | 46.2849 | 46.2849 | 46.2849 | 46.2849 | 46.2849 | 46.2849
F3_Commercial_Miscellaneous_Existing_Space Heating_Natural Gas_Unit Heater_E4 | F3 | Commercial | Miscellaneous | Existing | Space Heating | Natural Gas | Unit Heater | E4 | System - kBTUs of Conusmption | 0 | 0 | 0 | 0 | 0 | 0 | 0 | 0 | 0 | 0 | 0 | 0 | 0 | 0 | 0 | 0 | 0 | 0 | 0 | 0 | 0 | 0 | 0 | 0 | 0 | 0 | 0 | 0 | 0 | 0 | 0
F3_Commercial_Miscellaneous_Existing_Space Heating_Natural Gas_Unit Heater_E5 | F3 | Commercial | Miscellaneous | Existing | Space Heating | Natural Gas | Unit Heater | E5 | System - kBTUs of Conusmption | 0 | 0 | 0 | 0 | 0 | 0 | 0 | 0 | 0 | 0 | 0 | 0 | 0 | 0 | 0 | 0 | 0 | 0 | 0 | 0 | 0 | 0 | 0 | 0 | 0 | 0 | 0 | 0 | 0 | 0 | 0
F3_Commercial_Miscellaneous_Existing_Space Heating_Natural Gas_Unit Heater_E6 | F3 | Commercial | Miscellaneous | Existing | Space Heating | Natural Gas | Unit Heater | E6 | System - kBTUs of Conusmption | 0 | 0 | 0 | 0 | 0 | 0 | 0 | 0 | 0 | 0 | 0 | 0 | 0 | 0 | 0 | 0 | 0 | 0 | 0 | 0 | 0 | 0 | 0 | 0 | 0 | 0 | 0 | 0 | 0 | 0 | 0
F3_Commercial_Miscellaneous_Existing_Space Heating_Natural Gas_Unit Heater_E7 | F3 | Commercial | Miscellaneous | Existing | Space Heating | Natural Gas | Unit Heater | E7 | System - kBTUs of Conusmption | 0 | 0 | 0 | 0 | 0 | 0 | 0 | 0 | 0 | 0 | 0 | 0 | 0 | 0 | 0 | 0 | 0 | 0 | 0 | 0 | 0 | 0 | 0 | 0 | 0 | 0 | 0 | 0 | 0 | 0 | 0
F3_Commercial_Miscellaneous_Existing_Space Heating_Natural Gas_Unit Heater_E8 | F3 | Commercial | Miscellaneous | Existing | Space Heating | Natural Gas | Unit Heater | E8 | System - kBTUs of Conusmption | 0 | 0 | 0 | 0 | 0 | 0 | 0 | 0 | 0 | 0 | 0 | 0 | 0 | 0 | 0 | 0 | 0 | 0 | 0 | 0 | 0 | 0 | 0 | 0 | 0 | 0 | 0 | 0 | 0 | 0 | 0
F3_Commercial_Miscellaneous_Existing_Space Heating_Natural Gas_Unit Heater_E9 | F3 | Commercial | Miscellaneous | Existing | Space Heating | Natural Gas | Unit Heater | E9 | System - kBTUs of Conusmption | 0 | 0 | 0 | 0 | 0 | 0 | 0 | 0 | 0 | 0 | 0 | 0 | 0 | 0 | 0 | 0 | 0 | 0 | 0 | 0 | 0 | 0 | 0 | 0 | 0 | 0 | 0 | 0 | 0 | 0 | 0
F3_Commercial_Miscellaneous_Existing_Space Heating_Natural Gas_Unit Heater_E10 | F3 | Commercial | Miscellaneous | Existing | Space Heating | Natural Gas | Unit Heater | E10 | System - kBTUs of Conusmption | 0 | 0 | 0 | 0 | 0 | 0 | 0 | 0 | 0 | 0 | 0 | 0 | 0 | 0 | 0 | 0 | 0 | 0 | 0 | 0 | 0 | 0 | 0 | 0 | 0 | 0 | 0 | 0 | 0 | 0 | 0
F4_Commercial_Miscellaneous_Existing_Space Heating_Natural Gas_Unit Heater_E1 | F4 | Commercial | Miscellaneous | Existing | Space Heating | Natural Gas | Unit Heater | E1 | Utility - Cost of Equipment | 0.062942 | 0.062942 | 0.062942 | 0.062942 | 0.062942 | 0 | 0 | 0 | 0 | 0 | 0 | 0 | 0 | 0 | 0 | 0 | 0 | 0 | 0 | 0 | 0 | 0 | 0 | 0 | 0 | 0 | 0 | 0 | 0 | 0 | 0
F4_Commercial_Miscellaneous_Existing_Space Heating_Natural Gas_Unit Heater_E2 | F4 | Commercial | Miscellaneous | Existing | Space Heating | Natural Gas | Unit Heater | E2 | Utility - Cost of Equipment | 0.20127 | 0.20127 | 0.20127 | 0.20127 | 0.20127 | 0.20127 | 0.20127 | 0.20127 | 0.20127 | 0.20127 | 0.20127 | 0.20127 | 0.20127 | 0.20127 | 0.20127 | 0.20127 | 0.20127 | 0.20127 | 0.20127 | 0.20127 | 0.20127 | 0.20127 | 0.20127 | 0.20127 | 0.20127 | 0.20127 | 0.20127 | 0.20127 | 0.20127 | 0.20127 | 0.20127
F4_Commercial_Miscellaneous_Existing_Space Heating_Natural Gas_Unit Heater_E3 | F4 | Commercial | Miscellaneous | Existing | Space Heating | Natural Gas | Unit Heater | E3 | Utility - Cost of Equipment | 0.086945 | 0.086945 | 0.086945 | 0.086945 | 0.086945 | 0.086945 | 0.086945 | 0.086945 | 0.086945 | 0.086945 | 0.086945 | 0.086945 | 0.086945 | 0.086945 | 0.086945 | 0.086945 | 0.086945 | 0.086945 | 0.086945 | 0.086945 | 0.086945 | 0.086945 | 0.086945 | 0.086945 | 0.086945 | 0.086945 | 0.086945 | 0.086945 | 0.086945 | 0.086945 | 0.086945
F4_Commercial_Miscellaneous_Existing_Space Heating_Natural Gas_Unit Heater_E4 | F4 | Commercial | Miscellaneous | Existing | Space Heating | Natural Gas | Unit Heater | E4 | Utility - Cost of Equipment | 0 | 0 | 0 | 0 | 0 | 0 | 0 | 0 | 0 | 0 | 0 | 0 | 0 | 0 | 0 | 0 | 0 | 0 | 0 | 0 | 0 | 0 | 0 | 0 | 0 | 0 | 0 | 0 | 0 | 0 | 0
F4_Commercial_Miscellaneous_Existing_Space Heating_Natural Gas_Unit Heater_E5 | F4 | Commercial | Miscellaneous | Existing | Space Heating | Natural Gas | Unit Heater | E5 | Utility - Cost of Equipment | 0 | 0 | 0 | 0 | 0 | 0 | 0 | 0 | 0 | 0 | 0 | 0 | 0 | 0 | 0 | 0 | 0 | 0 | 0 | 0 | 0 | 0 | 0 | 0 | 0 | 0 | 0 | 0 | 0 | 0 | 0
F4_Commercial_Miscellaneous_Existing_Space Heating_Natural Gas_Unit Heater_E6 | F4 | Commercial | Miscellaneous | Existing | Space Heating | Natural Gas | Unit Heater | E6 | Utility - Cost of Equipment | 0 | 0 | 0 | 0 | 0 | 0 | 0 | 0 | 0 | 0 | 0 | 0 | 0 | 0 | 0 | 0 | 0 | 0 | 0 | 0 | 0 | 0 | 0 | 0 | 0 | 0 | 0 | 0 | 0 | 0 | 0
F4_Commercial_Miscellaneous_Existing_Space Heating_Natural Gas_Unit Heater_E7 | F4 | Commercial | Miscellaneous | Existing | Space Heating | Natural Gas | Unit Heater | E7 | Utility - Cost of Equipment | 0 | 0 | 0 | 0 | 0 | 0 | 0 | 0 | 0 | 0 | 0 | 0 | 0 | 0 | 0 | 0 | 0 | 0 | 0 | 0 | 0 | 0 | 0 | 0 | 0 | 0 | 0 | 0 | 0 | 0 | 0
F4_Commercial_Miscellaneous_Existing_Space Heating_Natural Gas_Unit Heater_E8 | F4 | Commercial | Miscellaneous | Existing | Space Heating | Natural Gas | Unit Heater | E8 | Utility - Cost of Equipment | 0 | 0 | 0 | 0 | 0 | 0 | 0 | 0 | 0 | 0 | 0 | 0 | 0 | 0 | 0 | 0 | 0 | 0 | 0 | 0 | 0 | 0 | 0 | 0 | 0 | 0 | 0 | 0 | 0 | 0 | 0
F4_Commercial_Miscellaneous_Existing_Space Heating_Natural Gas_Unit Heater_E9 | F4 | Commercial | Miscellaneous | Existing | Space Heating | Natural Gas | Unit Heater | E9 | Utility - Cost of Equipment | 0 | 0 | 0 | 0 | 0 | 0 | 0 | 0 | 0 | 0 | 0 | 0 | 0 | 0 | 0 | 0 | 0 | 0 | 0 | 0 | 0 | 0 | 0 | 0 | 0 | 0 | 0 | 0 | 0 | 0 | 0
F4_Commercial_Miscellaneous_Existing_Space Heating_Natural Gas_Unit Heater_E10 | F4 | Commercial | Miscellaneous | Existing | Space Heating | Natural Gas | Unit Heater | E10 | Utility - Cost of Equipment | 0 | 0 | 0 | 0 | 0 | 0 | 0 | 0 | 0 | 0 | 0 | 0 | 0 | 0 | 0 | 0 | 0 | 0 | 0 | 0 | 0 | 0 | 0 | 0 | 0 | 0 | 0 | 0 | 0 | 0 | 0
F5_Commercial_Miscellaneous_Existing_Space Heating_Natural Gas_Unit Heater_E1 | F5 | Commercial | Miscellaneous | Existing | Space Heating | Natural Gas | Unit Heater | E1 | Utility - Cost of Operation | 0.5948 | 0.6012 | 0.60508 | 0.60977 | 0.60996 | 0 | 0 | 0 | 0 | 0 | 0 | 0 | 0 | 0 | 0 | 0 | 0 | 0 | 0 | 0 | 0 | 0 | 0 | 0 | 0 | 0 | 0 | 0 | 0 | 0 | 0
F5_Commercial_Miscellaneous_Existing_Space Heating_Natural Gas_Unit Heater_E2 | F5 | Commercial | Miscellaneous | Existing | Space Heating | Natural Gas | Unit Heater | E2 | Utility - Cost of Operation | 0.53526 | 0.54101 | 0.54451 | 0.54872 | 0.5489 | 0.51672 | 0.49051 | 0.47558 | 0.48797 | 0.49984 | 0.51498 | 0.53064 | 0.47759 | 0.49651 | 0.52231 | 0.51975 | 0.52027 | 0.52191 | 0.51195 | 0.51801 | 0.5221 | 0.52784 | 0.53522 | 0.26796 | 0.26273 | 0.25781 | 0.25316 | 0.24874 | 0.24451 | 0.24043 | 0.23648
F5_Commercial_Miscellaneous_Existing_Space Heating_Natural Gas_Unit Heater_E3 | F5 | Commercial | Miscellaneous | Existing | Space Heating | Natural Gas | Unit Heater | E3 | Utility - Cost of Operation | 0.46227 | 0.46724 | 0.47026 | 0.4739 | 0.47405 | 0.44627 | 0.42362 | 0.41074 | 0.42143 | 0.43169 | 0.44476 | 0.45828 | 0.41247 | 0.42881 | 0.4511 | 0.44888 | 0.44933 | 0.45075 | 0.44215 | 0.44738 | 0.45091 | 0.45587 | 0.46224 | 0.23142 | 0.2269 | 0.22266 | 0.21864 | 0.21483 | 0.21117 | 0.20765 | 0.20424
F5_Commercial_Miscellaneous_Existing_Space Heating_Natural Gas_Unit Heater_E4 | F5 | Commercial | Miscellaneous | Existing | Space Heating | Natural Gas | Unit Heater | E4 | Utility - Cost of Operation | 0 | 0 | 0 | 0 | 0 | 0 | 0 | 0 | 0 | 0 | 0 | 0 | 0 | 0 | 0 | 0 | 0 | 0 | 0 | 0 | 0 | 0 | 0 | 0 | 0 | 0 | 0 | 0 | 0 | 0 | 0
F5_Commercial_Miscellaneous_Existing_Space Heating_Natural Gas_Unit Heater_E5 | F5 | Commercial | Miscellaneous | Existing | Space Heating | Natural Gas | Unit Heater | E5 | Utility - Cost of Operation | 0 | 0 | 0 | 0 | 0 | 0 | 0 | 0 | 0 | 0 | 0 | 0 | 0 | 0 | 0 | 0 | 0 | 0 | 0 | 0 | 0 | 0 | 0 | 0 | 0 | 0 | 0 | 0 | 0 | 0 | 0
F5_Commercial_Miscellaneous_Existing_Space Heating_Natural Gas_Unit Heater_E6 | F5 | Commercial | Miscellaneous | Existing | Space Heating | Natural Gas | Unit Heater | E6 | Utility - Cost of Operation | 0 | 0 | 0 | 0 | 0 | 0 | 0 | 0 | 0 | 0 | 0 | 0 | 0 | 0 | 0 | 0 | 0 | 0 | 0 | 0 | 0 | 0 | 0 | 0 | 0 | 0 | 0 | 0 | 0 | 0 | 0
F5_Commercial_Miscellaneous_Existing_Space Heating_Natural Gas_Unit Heater_E7 | F5 | Commercial | Miscellaneous | Existing | Space Heating | Natural Gas | Unit Heater | E7 | Utility - Cost of Operation | 0 | 0 | 0 | 0 | 0 | 0 | 0 | 0 | 0 | 0 | 0 | 0 | 0 | 0 | 0 | 0 | 0 | 0 | 0 | 0 | 0 | 0 | 0 | 0 | 0 | 0 | 0 | 0 | 0 | 0 | 0
F5_Commercial_Miscellaneous_Existing_Space Heating_Natural Gas_Unit Heater_E8 | F5 | Commercial | Miscellaneous | Existing | Space Heating | Natural Gas | Unit Heater | E8 | Utility - Cost of Operation | 0 | 0 | 0 | 0 | 0 | 0 | 0 | 0 | 0 | 0 | 0 | 0 | 0 | 0 | 0 | 0 | 0 | 0 | 0 | 0 | 0 | 0 | 0 | 0 | 0 | 0 | 0 | 0 | 0 | 0 | 0
F5_Commercial_Miscellaneous_Existing_Space Heating_Natural Gas_Unit Heater_E9 | F5 | Commercial | Miscellaneous | Existing | Space Heating | Natural Gas | Unit Heater | E9 | Utility - Cost of Operation | 0 | 0 | 0 | 0 | 0 | 0 | 0 | 0 | 0 | 0 | 0 | 0 | 0 | 0 | 0 | 0 | 0 | 0 | 0 | 0 | 0 | 0 | 0 | 0 | 0 | 0 | 0 | 0 | 0 | 0 | 0
F5_Commercial_Miscellaneous_Existing_Space Heating_Natural Gas_Unit Heater_E10 | F5 | Commercial | Miscellaneous | Existing | Space Heating | Natural Gas | Unit Heater | E10 | Utility - Cost of Operation | 0 | 0 | 0 | 0 | 0 | 0 | 0 | 0 | 0 | 0 | 0 | 0 | 0 | 0 | 0 | 0 | 0 | 0 | 0 | 0 | 0 | 0 | 0 | 0 | 0 | 0 | 0 | 0 | 0 | 0 | 0
F6_Commercial_Miscellaneous_Existing_Space Heating_Natural Gas_Unit Heater_E1 | F6 | Commercial | Miscellaneous | Existing | Space Heating | Natural Gas | Unit Heater | E1 | Utility - Value of Sales | 0.71261 | 0.72027 | 0.72493 | 0.73054 | 0.73077 | 0 | 0 | 0 | 0 | 0 | 0 | 0 | 0 | 0 | 0 | 0 | 0 | 0 | 0 | 0 | 0 | 0 | 0 | 0 | 0 | 0 | 0 | 0 | 0 | 0 | 0
F6_Commercial_Miscellaneous_Existing_Space Heating_Natural Gas_Unit Heater_E2 | F6 | Commercial | Miscellaneous | Existing | Space Heating | Natural Gas | Unit Heater | E2 | Utility - Value of Sales | 0.64127 | 0.64816 | 0.65235 | 0.6574 | 0.65761 | 0.61907 | 0.58766 | 0.56978 | 0.58462 | 0.59884 | 0.61698 | 0.63574 | 0.57219 | 0.59485 | 0.62577 | 0.62269 | 0.62332 | 0.62528 | 0.61335 | 0.62061 | 0.62551 | 0.63239 | 0.64123 | 0.32103 | 0.31476 | 0.30887 | 0.30331 | 0.29801 | 0.29294 | 0.28805 | 0.28332
F6_Commercial_Miscellaneous_Existing_Space Heating_Natural Gas_Unit Heater_E3 | F6 | Commercial | Miscellaneous | Existing | Space Heating | Natural Gas | Unit Heater | E3 | Utility - Value of Sales | 0.55383 | 0.55979 | 0.5634 | 0.56777 | 0.56795 | 0.53466 | 0.50753 | 0.49209 | 0.50491 | 0.51719 | 0.53285 | 0.54905 | 0.49417 | 0.51374 | 0.54044 | 0.53779 | 0.53833 | 0.54003 | 0.52972 | 0.53599 | 0.54022 | 0.54616 | 0.5538 | 0.27726 | 0.27185 | 0.26676 | 0.26195 | 0.25737 | 0.25299 | 0.24877 | 0.24469
F6_Commercial_Miscellaneous_Existing_Space Heating_Natural Gas_Unit Heater_E4 | F6 | Commercial | Miscellaneous | Existing | Space Heating | Natural Gas | Unit Heater | E4 | Utility - Value of Sales | 0 | 0 | 0 | 0 | 0 | 0 | 0 | 0 | 0 | 0 | 0 | 0 | 0 | 0 | 0 | 0 | 0 | 0 | 0 | 0 | 0 | 0 | 0 | 0 | 0 | 0 | 0 | 0 | 0 | 0 | 0
F6_Commercial_Miscellaneous_Existing_Space Heating_Natural Gas_Unit Heater_E5 | F6 | Commercial | Miscellaneous | Existing | Space Heating | Natural Gas | Unit Heater | E5 | Utility - Value of Sales | 0 | 0 | 0 | 0 | 0 | 0 | 0 | 0 | 0 | 0 | 0 | 0 | 0 | 0 | 0 | 0 | 0 | 0 | 0 | 0 | 0 | 0 | 0 | 0 | 0 | 0 | 0 | 0 | 0 | 0 | 0
F6_Commercial_Miscellaneous_Existing_Space Heating_Natural Gas_Unit Heater_E6 | F6 | Commercial | Miscellaneous | Existing | Space Heating | Natural Gas | Unit Heater | E6 | Utility - Value of Sales | 0 | 0 | 0 | 0 | 0 | 0 | 0 | 0 | 0 | 0 | 0 | 0 | 0 | 0 | 0 | 0 | 0 | 0 | 0 | 0 | 0 | 0 | 0 | 0 | 0 | 0 | 0 | 0 | 0 | 0 | 0
F6_Commercial_Miscellaneous_Existing_Space Heating_Natural Gas_Unit Heater_E7 | F6 | Commercial | Miscellaneous | Existing | Space Heating | Natural Gas | Unit Heater | E7 | Utility - Value of Sales | 0 | 0 | 0 | 0 | 0 | 0 | 0 | 0 | 0 | 0 | 0 | 0 | 0 | 0 | 0 | 0 | 0 | 0 | 0 | 0 | 0 | 0 | 0 | 0 | 0 | 0 | 0 | 0 | 0 | 0 | 0
F6_Commercial_Miscellaneous_Existing_Space Heating_Natural Gas_Unit Heater_E8 | F6 | Commercial | Miscellaneous | Existing | Space Heating | Natural Gas | Unit Heater | E8 | Utility - Value of Sales | 0 | 0 | 0 | 0 | 0 | 0 | 0 | 0 | 0 | 0 | 0 | 0 | 0 | 0 | 0 | 0 | 0 | 0 | 0 | 0 | 0 | 0 | 0 | 0 | 0 | 0 | 0 | 0 | 0 | 0 | 0
F6_Commercial_Miscellaneous_Existing_Space Heating_Natural Gas_Unit Heater_E9 | F6 | Commercial | Miscellaneous | Existing | Space Heating | Natural Gas | Unit Heater | E9 | Utility - Value of Sales | 0 | 0 | 0 | 0 | 0 | 0 | 0 | 0 | 0 | 0 | 0 | 0 | 0 | 0 | 0 | 0 | 0 | 0 | 0 | 0 | 0 | 0 | 0 | 0 | 0 | 0 | 0 | 0 | 0 | 0 | 0
F6_Commercial_Miscellaneous_Existing_Space Heating_Natural Gas_Unit Heater_E10 | F6 | Commercial | Miscellaneous | Existing | Space Heating | Natural Gas | Unit Heater | E10 | Utility - Value of Sales | 0 | 0 | 0 | 0 | 0 | 0 | 0 | 0 | 0 | 0 | 0 | 0 | 0 | 0 | 0 | 0 | 0 | 0 | 0 | 0 | 0 | 0 | 0 | 0 | 0 | 0 | 0 | 0 | 0 | 0 | 0
F1_Commercial_Miscellaneous_Existing_Water Heating_Natural Gas_Water Heater_E1 | F1 | Commercial | Miscellaneous | Existing | Water Heating | Natural Gas | Water Heater | E1 | Participant - Cost of Equipment | 0.014906 | 0.014906 | 0.014906 | 0.014906 | 0.014906 | 0.014906 | 0.014906 | 0.014906 | 0.014906 | 0.014906 | 0.014906 | 0.014906 | 0.014906 | 0.014906 | 0.014906 | 0.014906 | 0.014906 | 0.014906 | 0.014906 | 0.014906 | 0.014906 | 0.014906 | 0.014906 | 0.014906 | 0.014906 | 0.014906 | 0.014906 | 0.014906 | 0.014906 | 0.014906 | 0.014906
F1_Commercial_Miscellaneous_Existing_Water Heating_Natural Gas_Water Heater_E2 | F1 | Commercial | Miscellaneous | Existing | Water Heating | Natural Gas | Water Heater | E2 | Participant - Cost of Equipment | 0.016657 | 0.016657 | 0.016657 | 0.016657 | 0.016657 | 0.016657 | 0.016657 | 0.016657 | 0.016657 | 0.016657 | 0.016657 | 0.016657 | 0.016657 | 0.016657 | 0.016657 | 0.016657 | 0.016657 | 0.016657 | 0.016657 | 0.016657 | 0.016657 | 0.016657 | 0.016657 | 0.016657 | 0.016657 | 0.016657 | 0.016657 | 0.016657 | 0.016657 | 0.016657 | 0.016657
F1_Commercial_Miscellaneous_Existing_Water Heating_Natural Gas_Water Heater_E3 | F1 | Commercial | Miscellaneous | Existing | Water Heating | Natural Gas | Water Heater | E3 | Participant - Cost of Equipment | 0.017412 | 0.017412 | 0.017412 | 0.017412 | 0.017412 | 0.017412 | 0.017412 | 0.017412 | 0.017412 | 0.017412 | 0.017412 | 0.017412 | 0.017412 | 0.017412 | 0.017412 | 0.017412 | 0.017412 | 0.017412 | 0.017412 | 0.017412 | 0.017412 | 0.017412 | 0.017412 | 0.017412 | 0.017412 | 0.017412 | 0.017412 | 0.017412 | 0.017412 | 0.017412 | 0.017412
F1_Commercial_Miscellaneous_Existing_Water Heating_Natural Gas_Water Heater_E4 | F1 | Commercial | Miscellaneous | Existing | Water Heating | Natural Gas | Water Heater | E4 | Participant - Cost of Equipment | 0 | 0 | 0 | 0 | 0 | 0 | 0 | 0.023875 | 0.023875 | 0.023875 | 0.023875 | 0.023875 | 0.023875 | 0.023875 | 0.023875 | 0.023875 | 0.023875 | 0.023875 | 0.023875 | 0.023875 | 0.023875 | 0.023875 | 0.023875 | 0.023875 | 0.023875 | 0.023875 | 0.023875 | 0.023875 | 0.023875 | 0.023875 | 0.023875
F1_Commercial_Miscellaneous_Existing_Water Heating_Natural Gas_Water Heater_E5 | F1 | Commercial | Miscellaneous | Existing | Water Heating | Natural Gas | Water Heater | E5 | Participant - Cost of Equipment | 0 | 0 | 0 | 0 | 0 | 0 | 0 | 0 | 0 | 0 | 0 | 0 | 0 | 0 | 0 | 0 | 0 | 0 | 0 | 0 | 0 | 0 | 0 | 0 | 0 | 0 | 0 | 0 | 0 | 0 | 0
F1_Commercial_Miscellaneous_Existing_Water Heating_Natural Gas_Water Heater_E6 | F1 | Commercial | Miscellaneous | Existing | Water Heating | Natural Gas | Water Heater | E6 | Participant - Cost of Equipment | 0 | 0 | 0 | 0 | 0 | 0 | 0 | 0 | 0 | 0 | 0 | 0 | 0 | 0 | 0 | 0 | 0 | 0 | 0 | 0 | 0 | 0 | 0 | 0 | 0 | 0 | 0 | 0 | 0 | 0 | 0
F1_Commercial_Miscellaneous_Existing_Water Heating_Natural Gas_Water Heater_E7 | F1 | Commercial | Miscellaneous | Existing | Water Heating | Natural Gas | Water Heater | E7 | Participant - Cost of Equipment | 0 | 0 | 0 | 0 | 0 | 0 | 0 | 0 | 0 | 0 | 0 | 0 | 0 | 0 | 0 | 0 | 0 | 0 | 0 | 0 | 0 | 0 | 0 | 0 | 0 | 0 | 0 | 0 | 0 | 0 | 0
F1_Commercial_Miscellaneous_Existing_Water Heating_Natural Gas_Water Heater_E8 | F1 | Commercial | Miscellaneous | Existing | Water Heating | Natural Gas | Water Heater | E8 | Participant - Cost of Equipment | 0 | 0 | 0 | 0 | 0 | 0 | 0 | 0 | 0 | 0 | 0 | 0 | 0 | 0 | 0 | 0 | 0 | 0 | 0 | 0 | 0 | 0 | 0 | 0 | 0 | 0 | 0 | 0 | 0 | 0 | 0
F1_Commercial_Miscellaneous_Existing_Water Heating_Natural Gas_Water Heater_E9 | F1 | Commercial | Miscellaneous | Existing | Water Heating | Natural Gas | Water Heater | E9 | Participant - Cost of Equipment | 0 | 0 | 0 | 0 | 0 | 0 | 0 | 0 | 0 | 0 | 0 | 0 | 0 | 0 | 0 | 0 | 0 | 0 | 0 | 0 | 0 | 0 | 0 | 0 | 0 | 0 | 0 | 0 | 0 | 0 | 0
F1_Commercial_Miscellaneous_Existing_Water Heating_Natural Gas_Water Heater_E10 | F1 | Commercial | Miscellaneous | Existing | Water Heating | Natural Gas | Water Heater | E10 | Participant - Cost of Equipment | 0 | 0 | 0 | 0 | 0 | 0 | 0 | 0 | 0 | 0 | 0 | 0 | 0 | 0 | 0 | 0 | 0 | 0 | 0 | 0 | 0 | 0 | 0 | 0 | 0 | 0 | 0 | 0 | 0 | 0 | 0
F2_Commercial_Miscellaneous_Existing_Water Heating_Natural Gas_Water Heater_E1 | F2 | Commercial | Miscellaneous | Existing | Water Heating | Natural Gas | Water Heater | E1 | Participant - Cost of Operation | 0.17932 | 0.18287 | 0.18541 | 0.18817 | 0.19213 | 0.18 | 0.17053 | 0.16555 | 0.16376 | 0.16101 | 0.15916 | 0.16759 | 0.14999 | 0.16031 | 0.17357 | 0.18645 | 0.18694 | 0.18783 | 0.18424 | 0.1868 | 0.18859 | 0.19101 | 0.19405 | 0.091407 | 0.089583 | 0.087877 | 0.08627 | 0.084746 | 0.083291 | 0.081892 | 0.08054
F2_Commercial_Miscellaneous_Existing_Water Heating_Natural Gas_Water Heater_E2 | F2 | Commercial | Miscellaneous | Existing | Water Heating | Natural Gas | Water Heater | E2 | Participant - Cost of Operation | 0.15261 | 0.15564 | 0.1578 | 0.16014 | 0.16351 | 0.1532 | 0.14513 | 0.14089 | 0.13937 | 0.13703 | 0.13545 | 0.14263 | 0.12765 | 0.13644 | 0.14772 | 0.15868 | 0.15909 | 0.15985 | 0.1568 | 0.15898 | 0.1605 | 0.16256 | 0.16515 | 0.077793 | 0.076241 | 0.074789 | 0.073421 | 0.072124 | 0.070886 | 0.069695 | 0.068545
F2_Commercial_Miscellaneous_Existing_Water Heating_Natural Gas_Water Heater_E3 | F2 | Commercial | Miscellaneous | Existing | Water Heating | Natural Gas | Water Heater | E3 | Participant - Cost of Operation | 0.12718 | 0.1297 | 0.1315 | 0.13345 | 0.13626 | 0.12766 | 0.12094 | 0.11741 | 0.11614 | 0.11419 | 0.11288 | 0.11886 | 0.10637 | 0.1137 | 0.1231 | 0.13224 | 0.13258 | 0.13321 | 0.13067 | 0.13248 | 0.13375 | 0.13547 | 0.13762 | 0.064828 | 0.063534 | 0.062324 | 0.061184 | 0.060104 | 0.059072 | 0.058079 | 0.057121
F2_Commercial_Miscellaneous_Existing_Water Heating_Natural Gas_Water Heater_E4 | F2 | Commercial | Miscellaneous | Existing | Water Heating | Natural Gas | Water Heater | E4 | Participant - Cost of Operation | 0 | 0 | 0 | 0 | 0 | 0 | 0 | 0.09003 | 0.091338 | 0.092555 | 0.094413 | 0.096279 | 0.087579 | 0.087009 | 0.087142 | 0.086611 | 0.086561 | 0.086691 | 0.085048 | 0.085866 | 0.086386 | 0.087164 | 0.088195 | 0.0471 | 0.046201 | 0.045353 | 0.044548 | 0.04378 | 0.043042 | 0.042329 | 0.041493
F2_Commercial_Miscellaneous_Existing_Water Heating_Natural Gas_Water Heater_E5 | F2 | Commercial | Miscellaneous | Existing | Water Heating | Natural Gas | Water Heater | E5 | Participant - Cost of Operation | 0 | 0 | 0 | 0 | 0 | 0 | 0 | 0 | 0 | 0 | 0 | 0 | 0 | 0 | 0 | 0 | 0 | 0 | 0 | 0 | 0 | 0 | 0 | 0 | 0 | 0 | 0 | 0 | 0 | 0 | 0
F2_Commercial_Miscellaneous_Existing_Water Heating_Natural Gas_Water Heater_E6 | F2 | Commercial | Miscellaneous | Existing | Water Heating | Natural Gas | Water Heater | E6 | Participant - Cost of Operation | 0 | 0 | 0 | 0 | 0 | 0 | 0 | 0 | 0 | 0 | 0 | 0 | 0 | 0 | 0 | 0 | 0 | 0 | 0 | 0 | 0 | 0 | 0 | 0 | 0 | 0 | 0 | 0 | 0 | 0 | 0
F2_Commercial_Miscellaneous_Existing_Water Heating_Natural Gas_Water Heater_E7 | F2 | Commercial | Miscellaneous | Existing | Water Heating | Natural Gas | Water Heater | E7 | Participant - Cost of Operation | 0 | 0 | 0 | 0 | 0 | 0 | 0 | 0 | 0 | 0 | 0 | 0 | 0 | 0 | 0 | 0 | 0 | 0 | 0 | 0 | 0 | 0 | 0 | 0 | 0 | 0 | 0 | 0 | 0 | 0 | 0
F2_Commercial_Miscellaneous_Existing_Water Heating_Natural Gas_Water Heater_E8 | F2 | Commercial | Miscellaneous | Existing | Water Heating | Natural Gas | Water Heater | E8 | Participant - Cost of Operation | 0 | 0 | 0 | 0 | 0 | 0 | 0 | 0 | 0 | 0 | 0 | 0 | 0 | 0 | 0 | 0 | 0 | 0 | 0 | 0 | 0 | 0 | 0 | 0 | 0 | 0 | 0 | 0 | 0 | 0 | 0
F2_Commercial_Miscellaneous_Existing_Water Heating_Natural Gas_Water Heater_E9 | F2 | Commercial | Miscellaneous | Existing | Water Heating | Natural Gas | Water Heater | E9 | Participant - Cost of Operation | 0 | 0 | 0 | 0 | 0 | 0 | 0 | 0 | 0 | 0 | 0 | 0 | 0 | 0 | 0 | 0 | 0 | 0 | 0 | 0 | 0 | 0 | 0 | 0 | 0 | 0 | 0 | 0 | 0 | 0 | 0
F2_Commercial_Miscellaneous_Existing_Water Heating_Natural Gas_Water Heater_E10 | F2 | Commercial | Miscellaneous | Existing | Water Heating | Natural Gas | Water Heater | E10 | Participant - Cost of Operation | 0 | 0 | 0 | 0 | 0 | 0 | 0 | 0 | 0 | 0 | 0 | 0 | 0 | 0 | 0 | 0 | 0 | 0 | 0 | 0 | 0 | 0 | 0 | 0 | 0 | 0 | 0 | 0 | 0 | 0 | 0
F3_Commercial_Miscellaneous_Existing_Water Heating_Natural Gas_Water Heater_E1 | F3 | Commercial | Miscellaneous | Existing | Water Heating | Natural Gas | Water Heater | E1 | System - kBTUs of Conusmption | 15.0053 | 15.0413 | 15.0184 | 15.0027 | 15.0027 | 15.0027 | 15.0027 | 15.0027 | 15.0027 | 15.0027 | 15.0027 | 15.0027 | 15.0027 | 15.0027 | 15.0027 | 15.0027 | 15.0027 | 15.0027 | 15.0027 | 15.0027 | 15.0027 | 15.0027 | 15.0027 | 15.0027 | 15.0027 | 15.0027 | 15.0027 | 15.0027 | 15.0027 | 15.0027 | 15.0027
F3_Commercial_Miscellaneous_Existing_Water Heating_Natural Gas_Water Heater_E2 | F3 | Commercial | Miscellaneous | Existing | Water Heating | Natural Gas | Water Heater | E2 | System - kBTUs of Conusmption | 12.7705 | 12.8011 | 12.7816 | 12.7683 | 12.7683 | 12.7683 | 12.7683 | 12.7683 | 12.7683 | 12.7683 | 12.7683 | 12.7683 | 12.7683 | 12.7683 | 12.7683 | 12.7683 | 12.7683 | 12.7683 | 12.7683 | 12.7683 | 12.7683 | 12.7683 | 12.7683 | 12.7683 | 12.7683 | 12.7683 | 12.7683 | 12.7683 | 12.7683 | 12.7683 | 12.7683
F3_Commercial_Miscellaneous_Existing_Water Heating_Natural Gas_Water Heater_E3 | F3 | Commercial | Miscellaneous | Existing | Water Heating | Natural Gas | Water Heater | E3 | System - kBTUs of Conusmption | 10.6421 | 10.6676 | 10.6513 | 10.6402 | 10.6402 | 10.6402 | 10.6402 | 10.6402 | 10.6402 | 10.6402 | 10.6402 | 10.6402 | 10.6402 | 10.6402 | 10.6402 | 10.6402 | 10.6402 | 10.6402 | 10.6402 | 10.6402 | 10.6402 | 10.6402 | 10.6402 | 10.6402 | 10.6402 | 10.6402 | 10.6402 | 10.6402 | 10.6402 | 10.6402 | 10.6402
F3_Commercial_Miscellaneous_Existing_Water Heating_Natural Gas_Water Heater_E4 | F3 | Commercial | Miscellaneous | Existing | Water Heating | Natural Gas | Water Heater | E4 | System - kBTUs of Conusmption | 0 | 0 | 0 | 0 | 0 | 0 | 0 | 8.0303 | 8.0303 | 8.0303 | 8.0303 | 8.0303 | 8.0303 | 8.0303 | 8.0303 | 8.0303 | 8.0303 | 8.0303 | 8.0303 | 8.0303 | 8.0303 | 8.0303 | 8.0303 | 8.0303 | 8.0303 | 8.0303 | 8.0303 | 8.0303 | 8.0303 | 8.0303 | 8.0303
F3_Commercial_Miscellaneous_Existing_Water Heating_Natural Gas_Water Heater_E5 | F3 | Commercial | Miscellaneous | Existing | Water Heating | Natural Gas | Water Heater | E5 | System - kBTUs of Conusmption | 0 | 0 | 0 | 0 | 0 | 0 | 0 | 0 | 0 | 0 | 0 | 0 | 0 | 0 | 0 | 0 | 0 | 0 | 0 | 0 | 0 | 0 | 0 | 0 | 0 | 0 | 0 | 0 | 0 | 0 | 0
F3_Commercial_Miscellaneous_Existing_Water Heating_Natural Gas_Water Heater_E6 | F3 | Commercial | Miscellaneous | Existing | Water Heating | Natural Gas | Water Heater | E6 | System - kBTUs of Conusmption | 0 | 0 | 0 | 0 | 0 | 0 | 0 | 0 | 0 | 0 | 0 | 0 | 0 | 0 | 0 | 0 | 0 | 0 | 0 | 0 | 0 | 0 | 0 | 0 | 0 | 0 | 0 | 0 | 0 | 0 | 0
F3_Commercial_Miscellaneous_Existing_Water Heating_Natural Gas_Water Heater_E7 | F3 | Commercial | Miscellaneous | Existing | Water Heating | Natural Gas | Water Heater | E7 | System - kBTUs of Conusmption | 0 | 0 | 0 | 0 | 0 | 0 | 0 | 0 | 0 | 0 | 0 | 0 | 0 | 0 | 0 | 0 | 0 | 0 | 0 | 0 | 0 | 0 | 0 | 0 | 0 | 0 | 0 | 0 | 0 | 0 | 0
F3_Commercial_Miscellaneous_Existing_Water Heating_Natural Gas_Water Heater_E8 | F3 | Commercial | Miscellaneous | Existing | Water Heating | Natural Gas | Water Heater | E8 | System - kBTUs of Conusmption | 0 | 0 | 0 | 0 | 0 | 0 | 0 | 0 | 0 | 0 | 0 | 0 | 0 | 0 | 0 | 0 | 0 | 0 | 0 | 0 | 0 | 0 | 0 | 0 | 0 | 0 | 0 | 0 | 0 | 0 | 0
F3_Commercial_Miscellaneous_Existing_Water Heating_Natural Gas_Water Heater_E9 | F3 | Commercial | Miscellaneous | Existing | Water Heating | Natural Gas | Water Heater | E9 | System - kBTUs of Conusmption | 0 | 0 | 0 | 0 | 0 | 0 | 0 | 0 | 0 | 0 | 0 | 0 | 0 | 0 | 0 | 0 | 0 | 0 | 0 | 0 | 0 | 0 | 0 | 0 | 0 | 0 | 0 | 0 | 0 | 0 | 0
F3_Commercial_Miscellaneous_Existing_Water Heating_Natural Gas_Water Heater_E10 | F3 | Commercial | Miscellaneous | Existing | Water Heating | Natural Gas | Water Heater | E10 | System - kBTUs of Conusmption | 0 | 0 | 0 | 0 | 0 | 0 | 0 | 0 | 0 | 0 | 0 | 0 | 0 | 0 | 0 | 0 | 0 | 0 | 0 | 0 | 0 | 0 | 0 | 0 | 0 | 0 | 0 | 0 | 0 | 0 | 0
F4_Commercial_Miscellaneous_Existing_Water Heating_Natural Gas_Water Heater_E1 | F4 | Commercial | Miscellaneous | Existing | Water Heating | Natural Gas | Water Heater | E1 | Utility - Cost of Equipment | 0.014906 | 0.014906 | 0.014906 | 0.014906 | 0.014906 | 0.014906 | 0.014906 | 0.014906 | 0.014906 | 0.014906 | 0.014906 | 0.014906 | 0.014906 | 0.014906 | 0.014906 | 0.014906 | 0.014906 | 0.014906 | 0.014906 | 0.014906 | 0.014906 | 0.014906 | 0.014906 | 0.014906 | 0.014906 | 0.014906 | 0.014906 | 0.014906 | 0.014906 | 0.014906 | 0.014906
F4_Commercial_Miscellaneous_Existing_Water Heating_Natural Gas_Water Heater_E2 | F4 | Commercial | Miscellaneous | Existing | Water Heating | Natural Gas | Water Heater | E2 | Utility - Cost of Equipment | 0.016657 | 0.016657 | 0.016657 | 0.016657 | 0.016657 | 0.016657 | 0.016657 | 0.016657 | 0.016657 | 0.016657 | 0.016657 | 0.016657 | 0.016657 | 0.016657 | 0.016657 | 0.016657 | 0.016657 | 0.016657 | 0.016657 | 0.016657 | 0.016657 | 0.016657 | 0.016657 | 0.016657 | 0.016657 | 0.016657 | 0.016657 | 0.016657 | 0.016657 | 0.016657 | 0.016657
F4_Commercial_Miscellaneous_Existing_Water Heating_Natural Gas_Water Heater_E3 | F4 | Commercial | Miscellaneous | Existing | Water Heating | Natural Gas | Water Heater | E3 | Utility - Cost of Equipment | 0.017412 | 0.017412 | 0.017412 | 0.017412 | 0.017412 | 0.017412 | 0.017412 | 0.017412 | 0.017412 | 0.017412 | 0.017412 | 0.017412 | 0.017412 | 0.017412 | 0.017412 | 0.017412 | 0.017412 | 0.017412 | 0.017412 | 0.017412 | 0.017412 | 0.017412 | 0.017412 | 0.017412 | 0.017412 | 0.017412 | 0.017412 | 0.017412 | 0.017412 | 0.017412 | 0.017412
F4_Commercial_Miscellaneous_Existing_Water Heating_Natural Gas_Water Heater_E4 | F4 | Commercial | Miscellaneous | Existing | Water Heating | Natural Gas | Water Heater | E4 | Utility - Cost of Equipment | 0 | 0 | 0 | 0 | 0 | 0 | 0 | 0.023875 | 0.023875 | 0.023875 | 0.023875 | 0.023875 | 0.023875 | 0.023875 | 0.023875 | 0.023875 | 0.023875 | 0.023875 | 0.023875 | 0.023875 | 0.023875 | 0.023875 | 0.023875 | 0.023875 | 0.023875 | 0.023875 | 0.023875 | 0.023875 | 0.023875 | 0.023875 | 0.023875
F4_Commercial_Miscellaneous_Existing_Water Heating_Natural Gas_Water Heater_E5 | F4 | Commercial | Miscellaneous | Existing | Water Heating | Natural Gas | Water Heater | E5 | Utility - Cost of Equipment | 0 | 0 | 0 | 0 | 0 | 0 | 0 | 0 | 0 | 0 | 0 | 0 | 0 | 0 | 0 | 0 | 0 | 0 | 0 | 0 | 0 | 0 | 0 | 0 | 0 | 0 | 0 | 0 | 0 | 0 | 0
F4_Commercial_Miscellaneous_Existing_Water Heating_Natural Gas_Water Heater_E6 | F4 | Commercial | Miscellaneous | Existing | Water Heating | Natural Gas | Water Heater | E6 | Utility - Cost of Equipment | 0 | 0 | 0 | 0 | 0 | 0 | 0 | 0 | 0 | 0 | 0 | 0 | 0 | 0 | 0 | 0 | 0 | 0 | 0 | 0 | 0 | 0 | 0 | 0 | 0 | 0 | 0 | 0 | 0 | 0 | 0
F4_Commercial_Miscellaneous_Existing_Water Heating_Natural Gas_Water Heater_E7 | F4 | Commercial | Miscellaneous | Existing | Water Heating | Natural Gas | Water Heater | E7 | Utility - Cost of Equipment | 0 | 0 | 0 | 0 | 0 | 0 | 0 | 0 | 0 | 0 | 0 | 0 | 0 | 0 | 0 | 0 | 0 | 0 | 0 | 0 | 0 | 0 | 0 | 0 | 0 | 0 | 0 | 0 | 0 | 0 | 0
F4_Commercial_Miscellaneous_Existing_Water Heating_Natural Gas_Water Heater_E8 | F4 | Commercial | Miscellaneous | Existing | Water Heating | Natural Gas | Water Heater | E8 | Utility - Cost of Equipment | 0 | 0 | 0 | 0 | 0 | 0 | 0 | 0 | 0 | 0 | 0 | 0 | 0 | 0 | 0 | 0 | 0 | 0 | 0 | 0 | 0 | 0 | 0 | 0 | 0 | 0 | 0 | 0 | 0 | 0 | 0
F4_Commercial_Miscellaneous_Existing_Water Heating_Natural Gas_Water Heater_E9 | F4 | Commercial | Miscellaneous | Existing | Water Heating | Natural Gas | Water Heater | E9 | Utility - Cost of Equipment | 0 | 0 | 0 | 0 | 0 | 0 | 0 | 0 | 0 | 0 | 0 | 0 | 0 | 0 | 0 | 0 | 0 | 0 | 0 | 0 | 0 | 0 | 0 | 0 | 0 | 0 | 0 | 0 | 0 | 0 | 0
F4_Commercial_Miscellaneous_Existing_Water Heating_Natural Gas_Water Heater_E10 | F4 | Commercial | Miscellaneous | Existing | Water Heating | Natural Gas | Water Heater | E10 | Utility - Cost of Equipment | 0 | 0 | 0 | 0 | 0 | 0 | 0 | 0 | 0 | 0 | 0 | 0 | 0 | 0 | 0 | 0 | 0 | 0 | 0 | 0 | 0 | 0 | 0 | 0 | 0 | 0 | 0 | 0 | 0 | 0 | 0
F5_Commercial_Miscellaneous_Existing_Water Heating_Natural Gas_Water Heater_E1 | F5 | Commercial | Miscellaneous | Existing | Water Heating | Natural Gas | Water Heater | E1 | Utility - Cost of Operation | 0.14967 | 0.15264 | 0.15476 | 0.15706 | 0.16037 | 0.15025 | 0.14234 | 0.13818 | 0.13669 | 0.13439 | 0.13285 | 0.13988 | 0.12519 | 0.13381 | 0.14488 | 0.15563 | 0.15603 | 0.15678 | 0.15378 | 0.15592 | 0.15741 | 0.15943 | 0.16197 | 0.076295 | 0.074773 | 0.073349 | 0.072008 | 0.070736 | 0.069521 | 0.068354 | 0.067225
F5_Commercial_Miscellaneous_Existing_Water Heating_Natural Gas_Water Heater_E2 | F5 | Commercial | Miscellaneous | Existing | Water Heating | Natural Gas | Water Heater | E2 | Utility - Cost of Operation | 0.12738 | 0.12991 | 0.13171 | 0.13367 | 0.13648 | 0.12787 | 0.12114 | 0.1176 | 0.11633 | 0.11438 | 0.11306 | 0.11905 | 0.10655 | 0.11388 | 0.1233 | 0.13245 | 0.13279 | 0.13343 | 0.13088 | 0.1327 | 0.13397 | 0.13569 | 0.13785 | 0.064932 | 0.063637 | 0.062425 | 0.061283 | 0.060201 | 0.059167 | 0.058173 | 0.057213
F5_Commercial_Miscellaneous_Existing_Water Heating_Natural Gas_Water Heater_E3 | F5 | Commercial | Miscellaneous | Existing | Water Heating | Natural Gas | Water Heater | E3 | Utility - Cost of Operation | 0.10615 | 0.10825 | 0.10976 | 0.11139 | 0.11373 | 0.10656 | 0.10095 | 0.097999 | 0.09694 | 0.095314 | 0.094217 | 0.099209 | 0.088788 | 0.094902 | 0.10275 | 0.11038 | 0.11066 | 0.11119 | 0.10906 | 0.11058 | 0.11164 | 0.11307 | 0.11487 | 0.05411 | 0.053031 | 0.05202 | 0.051069 | 0.050167 | 0.049306 | 0.048478 | 0.047677
F5_Commercial_Miscellaneous_Existing_Water Heating_Natural Gas_Water Heater_E4 | F5 | Commercial | Miscellaneous | Existing | Water Heating | Natural Gas | Water Heater | E4 | Utility - Cost of Operation | 0 | 0 | 0 | 0 | 0 | 0 | 0 | 0.075146 | 0.076238 | 0.077254 | 0.078804 | 0.080362 | 0.073101 | 0.072625 | 0.072736 | 0.072292 | 0.072251 | 0.072359 | 0.070987 | 0.071671 | 0.072105 | 0.072754 | 0.073614 | 0.039313 | 0.038563 | 0.037855 | 0.037184 | 0.036542 | 0.035926 | 0.035331 | 0.034633
F5_Commercial_Miscellaneous_Existing_Water Heating_Natural Gas_Water Heater_E5 | F5 | Commercial | Miscellaneous | Existing | Water Heating | Natural Gas | Water Heater | E5 | Utility - Cost of Operation | 0 | 0 | 0 | 0 | 0 | 0 | 0 | 0 | 0 | 0 | 0 | 0 | 0 | 0 | 0 | 0 | 0 | 0 | 0 | 0 | 0 | 0 | 0 | 0 | 0 | 0 | 0 | 0 | 0 | 0 | 0
F5_Commercial_Miscellaneous_Existing_Water Heating_Natural Gas_Water Heater_E6 | F5 | Commercial | Miscellaneous | Existing | Water Heating | Natural Gas | Water Heater | E6 | Utility - Cost of Operation | 0 | 0 | 0 | 0 | 0 | 0 | 0 | 0 | 0 | 0 | 0 | 0 | 0 | 0 | 0 | 0 | 0 | 0 | 0 | 0 | 0 | 0 | 0 | 0 | 0 | 0 | 0 | 0 | 0 | 0 | 0
F5_Commercial_Miscellaneous_Existing_Water Heating_Natural Gas_Water Heater_E7 | F5 | Commercial | Miscellaneous | Existing | Water Heating | Natural Gas | Water Heater | E7 | Utility - Cost of Operation | 0 | 0 | 0 | 0 | 0 | 0 | 0 | 0 | 0 | 0 | 0 | 0 | 0 | 0 | 0 | 0 | 0 | 0 | 0 | 0 | 0 | 0 | 0 | 0 | 0 | 0 | 0 | 0 | 0 | 0 | 0
F5_Commercial_Miscellaneous_Existing_Water Heating_Natural Gas_Water Heater_E8 | F5 | Commercial | Miscellaneous | Existing | Water Heating | Natural Gas | Water Heater | E8 | Utility - Cost of Operation | 0 | 0 | 0 | 0 | 0 | 0 | 0 | 0 | 0 | 0 | 0 | 0 | 0 | 0 | 0 | 0 | 0 | 0 | 0 | 0 | 0 | 0 | 0 | 0 | 0 | 0 | 0 | 0 | 0 | 0 | 0
F5_Commercial_Miscellaneous_Existing_Water Heating_Natural Gas_Water Heater_E9 | F5 | Commercial | Miscellaneous | Existing | Water Heating | Natural Gas | Water Heater | E9 | Utility - Cost of Operation | 0 | 0 | 0 | 0 | 0 | 0 | 0 | 0 | 0 | 0 | 0 | 0 | 0 | 0 | 0 | 0 | 0 | 0 | 0 | 0 | 0 | 0 | 0 | 0 | 0 | 0 | 0 | 0 | 0 | 0 | 0
F5_Commercial_Miscellaneous_Existing_Water Heating_Natural Gas_Water Heater_E10 | F5 | Commercial | Miscellaneous | Existing | Water Heating | Natural Gas | Water Heater | E10 | Utility - Cost of Operation | 0 | 0 | 0 | 0 | 0 | 0 | 0 | 0 | 0 | 0 | 0 | 0 | 0 | 0 | 0 | 0 | 0 | 0 | 0 | 0 | 0 | 0 | 0 | 0 | 0 | 0 | 0 | 0 | 0 | 0 | 0
F6_Commercial_Miscellaneous_Existing_Water Heating_Natural Gas_Water Heater_E1 | F6 | Commercial | Miscellaneous | Existing | Water Heating | Natural Gas | Water Heater | E1 | Utility - Value of Sales | 0.17932 | 0.18287 | 0.18541 | 0.18817 | 0.19213 | 0.18 | 0.17053 | 0.16555 | 0.16376 | 0.16101 | 0.15916 | 0.16759 | 0.14999 | 0.16031 | 0.17357 | 0.18645 | 0.18694 | 0.18783 | 0.18424 | 0.1868 | 0.18859 | 0.19101 | 0.19405 | 0.091407 | 0.089583 | 0.087877 | 0.08627 | 0.084746 | 0.083291 | 0.081892 | 0.08054
F6_Commercial_Miscellaneous_Existing_Water Heating_Natural Gas_Water Heater_E2 | F6 | Commercial | Miscellaneous | Existing | Water Heating | Natural Gas | Water Heater | E2 | Utility - Value of Sales | 0.15261 | 0.15564 | 0.1578 | 0.16014 | 0.16351 | 0.1532 | 0.14513 | 0.14089 | 0.13937 | 0.13703 | 0.13545 | 0.14263 | 0.12765 | 0.13644 | 0.14772 | 0.15868 | 0.15909 | 0.15985 | 0.1568 | 0.15898 | 0.1605 | 0.16256 | 0.16515 | 0.077793 | 0.076241 | 0.074789 | 0.073421 | 0.072124 | 0.070886 | 0.069695 | 0.068545
F6_Commercial_Miscellaneous_Existing_Water Heating_Natural Gas_Water Heater_E3 | F6 | Commercial | Miscellaneous | Existing | Water Heating | Natural Gas | Water Heater | E3 | Utility - Value of Sales | 0.12718 | 0.1297 | 0.1315 | 0.13345 | 0.13626 | 0.12766 | 0.12094 | 0.11741 | 0.11614 | 0.11419 | 0.11288 | 0.11886 | 0.10637 | 0.1137 | 0.1231 | 0.13224 | 0.13258 | 0.13321 | 0.13067 | 0.13248 | 0.13375 | 0.13547 | 0.13762 | 0.064828 | 0.063534 | 0.062324 | 0.061184 | 0.060104 | 0.059072 | 0.058079 | 0.057121
F6_Commercial_Miscellaneous_Existing_Water Heating_Natural Gas_Water Heater_E4 | F6 | Commercial | Miscellaneous | Existing | Water Heating | Natural Gas | Water Heater | E4 | Utility - Value of Sales | 0 | 0 | 0 | 0 | 0 | 0 | 0 | 0.09003 | 0.091338 | 0.092555 | 0.094413 | 0.096279 | 0.087579 | 0.087009 | 0.087142 | 0.086611 | 0.086561 | 0.086691 | 0.085048 | 0.085866 | 0.086386 | 0.087164 | 0.088195 | 0.0471 | 0.046201 | 0.045353 | 0.044548 | 0.04378 | 0.043042 | 0.042329 | 0.041493
F6_Commercial_Miscellaneous_Existing_Water Heating_Natural Gas_Water Heater_E5 | F6 | Commercial | Miscellaneous | Existing | Water Heating | Natural Gas | Water Heater | E5 | Utility - Value of Sales | 0 | 0 | 0 | 0 | 0 | 0 | 0 | 0 | 0 | 0 | 0 | 0 | 0 | 0 | 0 | 0 | 0 | 0 | 0 | 0 | 0 | 0 | 0 | 0 | 0 | 0 | 0 | 0 | 0 | 0 | 0
F6_Commercial_Miscellaneous_Existing_Water Heating_Natural Gas_Water Heater_E6 | F6 | Commercial | Miscellaneous | Existing | Water Heating | Natural Gas | Water Heater | E6 | Utility - Value of Sales | 0 | 0 | 0 | 0 | 0 | 0 | 0 | 0 | 0 | 0 | 0 | 0 | 0 | 0 | 0 | 0 | 0 | 0 | 0 | 0 | 0 | 0 | 0 | 0 | 0 | 0 | 0 | 0 | 0 | 0 | 0
F6_Commercial_Miscellaneous_Existing_Water Heating_Natural Gas_Water Heater_E7 | F6 | Commercial | Miscellaneous | Existing | Water Heating | Natural Gas | Water Heater | E7 | Utility - Value of Sales | 0 | 0 | 0 | 0 | 0 | 0 | 0 | 0 | 0 | 0 | 0 | 0 | 0 | 0 | 0 | 0 | 0 | 0 | 0 | 0 | 0 | 0 | 0 | 0 | 0 | 0 | 0 | 0 | 0 | 0 | 0
F6_Commercial_Miscellaneous_Existing_Water Heating_Natural Gas_Water Heater_E8 | F6 | Commercial | Miscellaneous | Existing | Water Heating | Natural Gas | Water Heater | E8 | Utility - Value of Sales | 0 | 0 | 0 | 0 | 0 | 0 | 0 | 0 | 0 | 0 | 0 | 0 | 0 | 0 | 0 | 0 | 0 | 0 | 0 | 0 | 0 | 0 | 0 | 0 | 0 | 0 | 0 | 0 | 0 | 0 | 0
F6_Commercial_Miscellaneous_Existing_Water Heating_Natural Gas_Water Heater_E9 | F6 | Commercial | Miscellaneous | Existing | Water Heating | Natural Gas | Water Heater | E9 | Utility - Value of Sales | 0 | 0 | 0 | 0 | 0 | 0 | 0 | 0 | 0 | 0 | 0 | 0 | 0 | 0 | 0 | 0 | 0 | 0 | 0 | 0 | 0 | 0 | 0 | 0 | 0 | 0 | 0 | 0 | 0 | 0 | 0
F6_Commercial_Miscellaneous_Existing_Water Heating_Natural Gas_Water Heater_E10 | F6 | Commercial | Miscellaneous | Existing | Water Heating | Natural Gas | Water Heater | E10 | Utility - Value of Sales | 0 | 0 | 0 | 0 | 0 | 0 | 0 | 0 | 0 | 0 | 0 | 0 | 0 | 0 | 0 | 0 | 0 | 0 | 0 | 0 | 0 | 0 | 0 | 0 | 0 | 0 | 0 | 0 | 0 | 0 | 0
F1_Commercial_Miscellaneous_Existing_Food Preparation_Natural Gas_Oven_E1 | F1 | Commercial | Miscellaneous | Existing | Food Preparation | Natural Gas | Oven | E1 | Participant - Cost of Equipment | 0.026974 | 0.026974 | 0.026974 | 0.026974 | 0.026974 | 0.026974 | 0.026974 | 0.026974 | 0.026974 | 0.026974 | 0.026974 | 0.026974 | 0.026974 | 0.026974 | 0.026974 | 0.026974 | 0.026974 | 0.026974 | 0.026974 | 0.026974 | 0.026974 | 0.026974 | 0.026974 | 0.026974 | 0.026974 | 0.026974 | 0.026974 | 0.026974 | 0.026974 | 0.026974 | 0.026974
F1_Commercial_Miscellaneous_Existing_Food Preparation_Natural Gas_Oven_E2 | F1 | Commercial | Miscellaneous | Existing | Food Preparation | Natural Gas | Oven | E2 | Participant - Cost of Equipment | 0.028108 | 0.028108 | 0.028108 | 0.028108 | 0.028108 | 0.028108 | 0.028108 | 0.028108 | 0.028108 | 0.028108 | 0.028108 | 0.028108 | 0.028108 | 0.028108 | 0.028108 | 0.028108 | 0.028108 | 0.028108 | 0.028108 | 0.028108 | 0.028108 | 0.028108 | 0.028108 | 0.028108 | 0.028108 | 0.028108 | 0.028108 | 0.028108 | 0.028108 | 0.028108 | 0.028108
F1_Commercial_Miscellaneous_Existing_Food Preparation_Natural Gas_Oven_E3 | F1 | Commercial | Miscellaneous | Existing | Food Preparation | Natural Gas | Oven | E3 | Participant - Cost of Equipment | 0 | 0 | 0 | 0 | 0 | 0 | 0 | 0 | 0 | 0 | 0 | 0 | 0 | 0 | 0 | 0 | 0 | 0 | 0 | 0 | 0 | 0 | 0 | 0 | 0 | 0 | 0 | 0 | 0 | 0 | 0
F1_Commercial_Miscellaneous_Existing_Food Preparation_Natural Gas_Oven_E4 | F1 | Commercial | Miscellaneous | Existing | Food Preparation | Natural Gas | Oven | E4 | Participant - Cost of Equipment | 0 | 0 | 0 | 0 | 0 | 0 | 0 | 0 | 0 | 0 | 0 | 0 | 0 | 0 | 0 | 0 | 0 | 0 | 0 | 0 | 0 | 0 | 0 | 0 | 0 | 0 | 0 | 0 | 0 | 0 | 0
F1_Commercial_Miscellaneous_Existing_Food Preparation_Natural Gas_Oven_E5 | F1 | Commercial | Miscellaneous | Existing | Food Preparation | Natural Gas | Oven | E5 | Participant - Cost of Equipment | 0 | 0 | 0 | 0 | 0 | 0 | 0 | 0 | 0 | 0 | 0 | 0 | 0 | 0 | 0 | 0 | 0 | 0 | 0 | 0 | 0 | 0 | 0 | 0 | 0 | 0 | 0 | 0 | 0 | 0 | 0
F1_Commercial_Miscellaneous_Existing_Food Preparation_Natural Gas_Oven_E6 | F1 | Commercial | Miscellaneous | Existing | Food Preparation | Natural Gas | Oven | E6 | Participant - Cost of Equipment | 0 | 0 | 0 | 0 | 0 | 0 | 0 | 0 | 0 | 0 | 0 | 0 | 0 | 0 | 0 | 0 | 0 | 0 | 0 | 0 | 0 | 0 | 0 | 0 | 0 | 0 | 0 | 0 | 0 | 0 | 0
F1_Commercial_Miscellaneous_Existing_Food Preparation_Natural Gas_Oven_E7 | F1 | Commercial | Miscellaneous | Existing | Food Preparation | Natural Gas | Oven | E7 | Participant - Cost of Equipment | 0 | 0 | 0 | 0 | 0 | 0 | 0 | 0 | 0 | 0 | 0 | 0 | 0 | 0 | 0 | 0 | 0 | 0 | 0 | 0 | 0 | 0 | 0 | 0 | 0 | 0 | 0 | 0 | 0 | 0 | 0
F1_Commercial_Miscellaneous_Existing_Food Preparation_Natural Gas_Oven_E8 | F1 | Commercial | Miscellaneous | Existing | Food Preparation | Natural Gas | Oven | E8 | Participant - Cost of Equipment | 0 | 0 | 0 | 0 | 0 | 0 | 0 | 0 | 0 | 0 | 0 | 0 | 0 | 0 | 0 | 0 | 0 | 0 | 0 | 0 | 0 | 0 | 0 | 0 | 0 | 0 | 0 | 0 | 0 | 0 | 0
F1_Commercial_Miscellaneous_Existing_Food Preparation_Natural Gas_Oven_E9 | F1 | Commercial | Miscellaneous | Existing | Food Preparation | Natural Gas | Oven | E9 | Participant - Cost of Equipment | 0 | 0 | 0 | 0 | 0 | 0 | 0 | 0 | 0 | 0 | 0 | 0 | 0 | 0 | 0 | 0 | 0 | 0 | 0 | 0 | 0 | 0 | 0 | 0 | 0 | 0 | 0 | 0 | 0 | 0 | 0
F1_Commercial_Miscellaneous_Existing_Food Preparation_Natural Gas_Oven_E10 | F1 | Commercial | Miscellaneous | Existing | Food Preparation | Natural Gas | Oven | E10 | Participant - Cost of Equipment | 0 | 0 | 0 | 0 | 0 | 0 | 0 | 0 | 0 | 0 | 0 | 0 | 0 | 0 | 0 | 0 | 0 | 0 | 0 | 0 | 0 | 0 | 0 | 0 | 0 | 0 | 0 | 0 | 0 | 0 | 0
F2_Commercial_Miscellaneous_Existing_Food Preparation_Natural Gas_Oven_E1 | F2 | Commercial | Miscellaneous | Existing | Food Preparation | Natural Gas | Oven | E1 | Participant - Cost of Operation | 0.011017 | 0.011185 | 0.011302 | 0.011423 | 0.011613 | 0.010914 | 0.010338 | 0.010032 | 0.0099136 | 0.0097381 | 0.010165 | 0.01057 | 0.0094283 | 0.009924 | 0.010581 | 0.011203 | 0.011227 | 0.011276 | 0.01106 | 0.011208 | 0.01131 | 0.01145 | 0.011626 | 0.0055681 | 0.0054576 | 0.0053542 | 0.0052567 | 0.0051641 | 0.0050757 | 0.0049906 | 0.0049083
F2_Commercial_Miscellaneous_Existing_Food Preparation_Natural Gas_Oven_E2 | F2 | Commercial | Miscellaneous | Existing | Food Preparation | Natural Gas | Oven | E2 | Participant - Cost of Operation | 0.0063088 | 0.0064047 | 0.0064719 | 0.0065413 | 0.0066498 | 0.0062499 | 0.0059197 | 0.0057444 | 0.0056768 | 0.0055763 | 0.0058206 | 0.0060527 | 0.0053989 | 0.0056827 | 0.0060588 | 0.006415 | 0.0064288 | 0.0064567 | 0.0063334 | 0.0064179 | 0.0064766 | 0.0065565 | 0.0066574 | 0.0031884 | 0.0031252 | 0.0030659 | 0.0030101 | 0.0029571 | 0.0029065 | 0.0028577 | 0.0028106
F2_Commercial_Miscellaneous_Existing_Food Preparation_Natural Gas_Oven_E3 | F2 | Commercial | Miscellaneous | Existing | Food Preparation | Natural Gas | Oven | E3 | Participant - Cost of Operation | 0 | 0 | 0 | 0 | 0 | 0 | 0 | 0 | 0 | 0 | 0 | 0 | 0 | 0 | 0 | 0 | 0 | 0 | 0 | 0 | 0 | 0 | 0 | 0 | 0 | 0 | 0 | 0 | 0 | 0 | 0
F2_Commercial_Miscellaneous_Existing_Food Preparation_Natural Gas_Oven_E4 | F2 | Commercial | Miscellaneous | Existing | Food Preparation | Natural Gas | Oven | E4 | Participant - Cost of Operation | 0 | 0 | 0 | 0 | 0 | 0 | 0 | 0 | 0 | 0 | 0 | 0 | 0 | 0 | 0 | 0 | 0 | 0 | 0 | 0 | 0 | 0 | 0 | 0 | 0 | 0 | 0 | 0 | 0 | 0 | 0
F2_Commercial_Miscellaneous_Existing_Food Preparation_Natural Gas_Oven_E5 | F2 | Commercial | Miscellaneous | Existing | Food Preparation | Natural Gas | Oven | E5 | Participant - Cost of Operation | 0 | 0 | 0 | 0 | 0 | 0 | 0 | 0 | 0 | 0 | 0 | 0 | 0 | 0 | 0 | 0 | 0 | 0 | 0 | 0 | 0 | 0 | 0 | 0 | 0 | 0 | 0 | 0 | 0 | 0 | 0
F2_Commercial_Miscellaneous_Existing_Food Preparation_Natural Gas_Oven_E6 | F2 | Commercial | Miscellaneous | Existing | Food Preparation | Natural Gas | Oven | E6 | Participant - Cost of Operation | 0 | 0 | 0 | 0 | 0 | 0 | 0 | 0 | 0 | 0 | 0 | 0 | 0 | 0 | 0 | 0 | 0 | 0 | 0 | 0 | 0 | 0 | 0 | 0 | 0 | 0 | 0 | 0 | 0 | 0 | 0
F2_Commercial_Miscellaneous_Existing_Food Preparation_Natural Gas_Oven_E7 | F2 | Commercial | Miscellaneous | Existing | Food Preparation | Natural Gas | Oven | E7 | Participant - Cost of Operation | 0 | 0 | 0 | 0 | 0 | 0 | 0 | 0 | 0 | 0 | 0 | 0 | 0 | 0 | 0 | 0 | 0 | 0 | 0 | 0 | 0 | 0 | 0 | 0 | 0 | 0 | 0 | 0 | 0 | 0 | 0
F2_Commercial_Miscellaneous_Existing_Food Preparation_Natural Gas_Oven_E8 | F2 | Commercial | Miscellaneous | Existing | Food Preparation | Natural Gas | Oven | E8 | Participant - Cost of Operation | 0 | 0 | 0 | 0 | 0 | 0 | 0 | 0 | 0 | 0 | 0 | 0 | 0 | 0 | 0 | 0 | 0 | 0 | 0 | 0 | 0 | 0 | 0 | 0 | 0 | 0 | 0 | 0 | 0 | 0 | 0
F2_Commercial_Miscellaneous_Existing_Food Preparation_Natural Gas_Oven_E9 | F2 | Commercial | Miscellaneous | Existing | Food Preparation | Natural Gas | Oven | E9 | Participant - Cost of Operation | 0 | 0 | 0 | 0 | 0 | 0 | 0 | 0 | 0 | 0 | 0 | 0 | 0 | 0 | 0 | 0 | 0 | 0 | 0 | 0 | 0 | 0 | 0 | 0 | 0 | 0 | 0 | 0 | 0 | 0 | 0
F2_Commercial_Miscellaneous_Existing_Food Preparation_Natural Gas_Oven_E10 | F2 | Commercial | Miscellaneous | Existing | Food Preparation | Natural Gas | Oven | E10 | Participant - Cost of Operation | 0 | 0 | 0 | 0 | 0 | 0 | 0 | 0 | 0 | 0 | 0 | 0 | 0 | 0 | 0 | 0 | 0 | 0 | 0 | 0 | 0 | 0 | 0 | 0 | 0 | 0 | 0 | 0 | 0 | 0 | 0
F3_Commercial_Miscellaneous_Existing_Food Preparation_Natural Gas_Oven_E1 | F3 | Commercial | Miscellaneous | Existing | Food Preparation | Natural Gas | Oven | E1 | System - kBTUs of Conusmption | 0.91899 | 0.92109 | 0.91975 | 0.91884 | 0.91884 | 0.91884 | 0.91884 | 0.91884 | 0.91884 | 0.91884 | 0.91884 | 0.91884 | 0.91884 | 0.91884 | 0.91884 | 0.91884 | 0.91884 | 0.91884 | 0.91884 | 0.91884 | 0.91884 | 0.91884 | 0.91884 | 0.91884 | 0.91884 | 0.91884 | 0.91884 | 0.91884 | 0.91884 | 0.91884 | 0.91884
F3_Commercial_Miscellaneous_Existing_Food Preparation_Natural Gas_Oven_E2 | F3 | Commercial | Miscellaneous | Existing | Food Preparation | Natural Gas | Oven | E2 | System - kBTUs of Conusmption | 0.52624 | 0.52744 | 0.52668 | 0.52615 | 0.52615 | 0.52615 | 0.52615 | 0.52615 | 0.52615 | 0.52615 | 0.52615 | 0.52615 | 0.52615 | 0.52615 | 0.52615 | 0.52615 | 0.52615 | 0.52615 | 0.52615 | 0.52615 | 0.52615 | 0.52615 | 0.52615 | 0.52615 | 0.52615 | 0.52615 | 0.52615 | 0.52615 | 0.52615 | 0.52615 | 0.52615
F3_Commercial_Miscellaneous_Existing_Food Preparation_Natural Gas_Oven_E3 | F3 | Commercial | Miscellaneous | Existing | Food Preparation | Natural Gas | Oven | E3 | System - kBTUs of Conusmption | 0 | 0 | 0 | 0 | 0 | 0 | 0 | 0 | 0 | 0 | 0 | 0 | 0 | 0 | 0 | 0 | 0 | 0 | 0 | 0 | 0 | 0 | 0 | 0 | 0 | 0 | 0 | 0 | 0 | 0 | 0
F3_Commercial_Miscellaneous_Existing_Food Preparation_Natural Gas_Oven_E4 | F3 | Commercial | Miscellaneous | Existing | Food Preparation | Natural Gas | Oven | E4 | System - kBTUs of Conusmption | 0 | 0 | 0 | 0 | 0 | 0 | 0 | 0 | 0 | 0 | 0 | 0 | 0 | 0 | 0 | 0 | 0 | 0 | 0 | 0 | 0 | 0 | 0 | 0 | 0 | 0 | 0 | 0 | 0 | 0 | 0
F3_Commercial_Miscellaneous_Existing_Food Preparation_Natural Gas_Oven_E5 | F3 | Commercial | Miscellaneous | Existing | Food Preparation | Natural Gas | Oven | E5 | System - kBTUs of Conusmption | 0 | 0 | 0 | 0 | 0 | 0 | 0 | 0 | 0 | 0 | 0 | 0 | 0 | 0 | 0 | 0 | 0 | 0 | 0 | 0 | 0 | 0 | 0 | 0 | 0 | 0 | 0 | 0 | 0 | 0 | 0
F3_Commercial_Miscellaneous_Existing_Food Preparation_Natural Gas_Oven_E6 | F3 | Commercial | Miscellaneous | Existing | Food Preparation | Natural Gas | Oven | E6 | System - kBTUs of Conusmption | 0 | 0 | 0 | 0 | 0 | 0 | 0 | 0 | 0 | 0 | 0 | 0 | 0 | 0 | 0 | 0 | 0 | 0 | 0 | 0 | 0 | 0 | 0 | 0 | 0 | 0 | 0 | 0 | 0 | 0 | 0
F3_Commercial_Miscellaneous_Existing_Food Preparation_Natural Gas_Oven_E7 | F3 | Commercial | Miscellaneous | Existing | Food Preparation | Natural Gas | Oven | E7 | System - kBTUs of Conusmption | 0 | 0 | 0 | 0 | 0 | 0 | 0 | 0 | 0 | 0 | 0 | 0 | 0 | 0 | 0 | 0 | 0 | 0 | 0 | 0 | 0 | 0 | 0 | 0 | 0 | 0 | 0 | 0 | 0 | 0 | 0
F3_Commercial_Miscellaneous_Existing_Food Preparation_Natural Gas_Oven_E8 | F3 | Commercial | Miscellaneous | Existing | Food Preparation | Natural Gas | Oven | E8 | System - kBTUs of Conusmption | 0 | 0 | 0 | 0 | 0 | 0 | 0 | 0 | 0 | 0 | 0 | 0 | 0 | 0 | 0 | 0 | 0 | 0 | 0 | 0 | 0 | 0 | 0 | 0 | 0 | 0 | 0 | 0 | 0 | 0 | 0
F3_Commercial_Miscellaneous_Existing_Food Preparation_Natural Gas_Oven_E9 | F3 | Commercial | Miscellaneous | Existing | Food Preparation | Natural Gas | Oven | E9 | System - kBTUs of Conusmption | 0 | 0 | 0 | 0 | 0 | 0 | 0 | 0 | 0 | 0 | 0 | 0 | 0 | 0 | 0 | 0 | 0 | 0 | 0 | 0 | 0 | 0 | 0 | 0 | 0 | 0 | 0 | 0 | 0 | 0 | 0
F3_Commercial_Miscellaneous_Existing_Food Preparation_Natural Gas_Oven_E10 | F3 | Commercial | Miscellaneous | Existing | Food Preparation | Natural Gas | Oven | E10 | System - kBTUs of Conusmption | 0 | 0 | 0 | 0 | 0 | 0 | 0 | 0 | 0 | 0 | 0 | 0 | 0 | 0 | 0 | 0 | 0 | 0 | 0 | 0 | 0 | 0 | 0 | 0 | 0 | 0 | 0 | 0 | 0 | 0 | 0
F4_Commercial_Miscellaneous_Existing_Food Preparation_Natural Gas_Oven_E1 | F4 | Commercial | Miscellaneous | Existing | Food Preparation | Natural Gas | Oven | E1 | Utility - Cost of Equipment | 0.026974 | 0.026974 | 0.026974 | 0.026974 | 0.026974 | 0.026974 | 0.026974 | 0.026974 | 0.026974 | 0.026974 | 0.026974 | 0.026974 | 0.026974 | 0.026974 | 0.026974 | 0.026974 | 0.026974 | 0.026974 | 0.026974 | 0.026974 | 0.026974 | 0.026974 | 0.026974 | 0.026974 | 0.026974 | 0.026974 | 0.026974 | 0.026974 | 0.026974 | 0.026974 | 0.026974
F4_Commercial_Miscellaneous_Existing_Food Preparation_Natural Gas_Oven_E2 | F4 | Commercial | Miscellaneous | Existing | Food Preparation | Natural Gas | Oven | E2 | Utility - Cost of Equipment | 0.028108 | 0.028108 | 0.028108 | 0.028108 | 0.028108 | 0.028108 | 0.028108 | 0.028108 | 0.028108 | 0.028108 | 0.028108 | 0.028108 | 0.028108 | 0.028108 | 0.028108 | 0.028108 | 0.028108 | 0.028108 | 0.028108 | 0.028108 | 0.028108 | 0.028108 | 0.028108 | 0.028108 | 0.028108 | 0.028108 | 0.028108 | 0.028108 | 0.028108 | 0.028108 | 0.028108
F4_Commercial_Miscellaneous_Existing_Food Preparation_Natural Gas_Oven_E3 | F4 | Commercial | Miscellaneous | Existing | Food Preparation | Natural Gas | Oven | E3 | Utility - Cost of Equipment | 0 | 0 | 0 | 0 | 0 | 0 | 0 | 0 | 0 | 0 | 0 | 0 | 0 | 0 | 0 | 0 | 0 | 0 | 0 | 0 | 0 | 0 | 0 | 0 | 0 | 0 | 0 | 0 | 0 | 0 | 0
F4_Commercial_Miscellaneous_Existing_Food Preparation_Natural Gas_Oven_E4 | F4 | Commercial | Miscellaneous | Existing | Food Preparation | Natural Gas | Oven | E4 | Utility - Cost of Equipment | 0 | 0 | 0 | 0 | 0 | 0 | 0 | 0 | 0 | 0 | 0 | 0 | 0 | 0 | 0 | 0 | 0 | 0 | 0 | 0 | 0 | 0 | 0 | 0 | 0 | 0 | 0 | 0 | 0 | 0 | 0
F4_Commercial_Miscellaneous_Existing_Food Preparation_Natural Gas_Oven_E5 | F4 | Commercial | Miscellaneous | Existing | Food Preparation | Natural Gas | Oven | E5 | Utility - Cost of Equipment | 0 | 0 | 0 | 0 | 0 | 0 | 0 | 0 | 0 | 0 | 0 | 0 | 0 | 0 | 0 | 0 | 0 | 0 | 0 | 0 | 0 | 0 | 0 | 0 | 0 | 0 | 0 | 0 | 0 | 0 | 0
F4_Commercial_Miscellaneous_Existing_Food Preparation_Natural Gas_Oven_E6 | F4 | Commercial | Miscellaneous | Existing | Food Preparation | Natural Gas | Oven | E6 | Utility - Cost of Equipment | 0 | 0 | 0 | 0 | 0 | 0 | 0 | 0 | 0 | 0 | 0 | 0 | 0 | 0 | 0 | 0 | 0 | 0 | 0 | 0 | 0 | 0 | 0 | 0 | 0 | 0 | 0 | 0 | 0 | 0 | 0
F4_Commercial_Miscellaneous_Existing_Food Preparation_Natural Gas_Oven_E7 | F4 | Commercial | Miscellaneous | Existing | Food Preparation | Natural Gas | Oven | E7 | Utility - Cost of Equipment | 0 | 0 | 0 | 0 | 0 | 0 | 0 | 0 | 0 | 0 | 0 | 0 | 0 | 0 | 0 | 0 | 0 | 0 | 0 | 0 | 0 | 0 | 0 | 0 | 0 | 0 | 0 | 0 | 0 | 0 | 0
F4_Commercial_Miscellaneous_Existing_Food Preparation_Natural Gas_Oven_E8 | F4 | Commercial | Miscellaneous | Existing | Food Preparation | Natural Gas | Oven | E8 | Utility - Cost of Equipment | 0 | 0 | 0 | 0 | 0 | 0 | 0 | 0 | 0 | 0 | 0 | 0 | 0 | 0 | 0 | 0 | 0 | 0 | 0 | 0 | 0 | 0 | 0 | 0 | 0 | 0 | 0 | 0 | 0 | 0 | 0
F4_Commercial_Miscellaneous_Existing_Food Preparation_Natural Gas_Oven_E9 | F4 | Commercial | Miscellaneous | Existing | Food Preparation | Natural Gas | Oven | E9 | Utility - Cost of Equipment | 0 | 0 | 0 | 0 | 0 | 0 | 0 | 0 | 0 | 0 | 0 | 0 | 0 | 0 | 0 | 0 | 0 | 0 | 0 | 0 | 0 | 0 | 0 | 0 | 0 | 0 | 0 | 0 | 0 | 0 | 0
F4_Commercial_Miscellaneous_Existing_Food Preparation_Natural Gas_Oven_E10 | F4 | Commercial | Miscellaneous | Existing | Food Preparation | Natural Gas | Oven | E10 | Utility - Cost of Equipment | 0 | 0 | 0 | 0 | 0 | 0 | 0 | 0 | 0 | 0 | 0 | 0 | 0 | 0 | 0 | 0 | 0 | 0 | 0 | 0 | 0 | 0 | 0 | 0 | 0 | 0 | 0 | 0 | 0 | 0 | 0
F5_Commercial_Miscellaneous_Existing_Food Preparation_Natural Gas_Oven_E1 | F5 | Commercial | Miscellaneous | Existing | Food Preparation | Natural Gas | Oven | E1 | Utility - Cost of Operation | 0.0091959 | 0.0093357 | 0.0094336 | 0.0095348 | 0.009693 | 0.0091101 | 0.0086288 | 0.0083732 | 0.0082747 | 0.0081282 | 0.0084842 | 0.0088226 | 0.0078696 | 0.0082833 | 0.0088315 | 0.0093507 | 0.0093709 | 0.0094115 | 0.0092317 | 0.0093549 | 0.0094404 | 0.0095569 | 0.009704 | 0.0046476 | 0.0045554 | 0.004469 | 0.0043876 | 0.0043104 | 0.0042365 | 0.0041655 | 0.0040968
F5_Commercial_Miscellaneous_Existing_Food Preparation_Natural Gas_Oven_E2 | F5 | Commercial | Miscellaneous | Existing | Food Preparation | Natural Gas | Oven | E2 | Utility - Cost of Operation | 0.0052659 | 0.0053459 | 0.0054019 | 0.0054599 | 0.0055505 | 0.0052167 | 0.0049411 | 0.0047947 | 0.0047383 | 0.0046544 | 0.0048583 | 0.0050521 | 0.0045064 | 0.0047433 | 0.0050572 | 0.0053545 | 0.005366 | 0.0053893 | 0.0052863 | 0.0053569 | 0.0054058 | 0.0054725 | 0.0055568 | 0.0026613 | 0.0026085 | 0.0025591 | 0.0025125 | 0.0024682 | 0.002426 | 0.0023853 | 0.002346
F5_Commercial_Miscellaneous_Existing_Food Preparation_Natural Gas_Oven_E3 | F5 | Commercial | Miscellaneous | Existing | Food Preparation | Natural Gas | Oven | E3 | Utility - Cost of Operation | 0 | 0 | 0 | 0 | 0 | 0 | 0 | 0 | 0 | 0 | 0 | 0 | 0 | 0 | 0 | 0 | 0 | 0 | 0 | 0 | 0 | 0 | 0 | 0 | 0 | 0 | 0 | 0 | 0 | 0 | 0
F5_Commercial_Miscellaneous_Existing_Food Preparation_Natural Gas_Oven_E4 | F5 | Commercial | Miscellaneous | Existing | Food Preparation | Natural Gas | Oven | E4 | Utility - Cost of Operation | 0 | 0 | 0 | 0 | 0 | 0 | 0 | 0 | 0 | 0 | 0 | 0 | 0 | 0 | 0 | 0 | 0 | 0 | 0 | 0 | 0 | 0 | 0 | 0 | 0 | 0 | 0 | 0 | 0 | 0 | 0
F5_Commercial_Miscellaneous_Existing_Food Preparation_Natural Gas_Oven_E5 | F5 | Commercial | Miscellaneous | Existing | Food Preparation | Natural Gas | Oven | E5 | Utility - Cost of Operation | 0 | 0 | 0 | 0 | 0 | 0 | 0 | 0 | 0 | 0 | 0 | 0 | 0 | 0 | 0 | 0 | 0 | 0 | 0 | 0 | 0 | 0 | 0 | 0 | 0 | 0 | 0 | 0 | 0 | 0 | 0
F5_Commercial_Miscellaneous_Existing_Food Preparation_Natural Gas_Oven_E6 | F5 | Commercial | Miscellaneous | Existing | Food Preparation | Natural Gas | Oven | E6 | Utility - Cost of Operation | 0 | 0 | 0 | 0 | 0 | 0 | 0 | 0 | 0 | 0 | 0 | 0 | 0 | 0 | 0 | 0 | 0 | 0 | 0 | 0 | 0 | 0 | 0 | 0 | 0 | 0 | 0 | 0 | 0 | 0 | 0
F5_Commercial_Miscellaneous_Existing_Food Preparation_Natural Gas_Oven_E7 | F5 | Commercial | Miscellaneous | Existing | Food Preparation | Natural Gas | Oven | E7 | Utility - Cost of Operation | 0 | 0 | 0 | 0 | 0 | 0 | 0 | 0 | 0 | 0 | 0 | 0 | 0 | 0 | 0 | 0 | 0 | 0 | 0 | 0 | 0 | 0 | 0 | 0 | 0 | 0 | 0 | 0 | 0 | 0 | 0
F5_Commercial_Miscellaneous_Existing_Food Preparation_Natural Gas_Oven_E8 | F5 | Commercial | Miscellaneous | Existing | Food Preparation | Natural Gas | Oven | E8 | Utility - Cost of Operation | 0 | 0 | 0 | 0 | 0 | 0 | 0 | 0 | 0 | 0 | 0 | 0 | 0 | 0 | 0 | 0 | 0 | 0 | 0 | 0 | 0 | 0 | 0 | 0 | 0 | 0 | 0 | 0 | 0 | 0 | 0
F5_Commercial_Miscellaneous_Existing_Food Preparation_Natural Gas_Oven_E9 | F5 | Commercial | Miscellaneous | Existing | Food Preparation | Natural Gas | Oven | E9 | Utility - Cost of Operation | 0 | 0 | 0 | 0 | 0 | 0 | 0 | 0 | 0 | 0 | 0 | 0 | 0 | 0 | 0 | 0 | 0 | 0 | 0 | 0 | 0 | 0 | 0 | 0 | 0 | 0 | 0 | 0 | 0 | 0 | 0
F5_Commercial_Miscellaneous_Existing_Food Preparation_Natural Gas_Oven_E10 | F5 | Commercial | Miscellaneous | Existing | Food Preparation | Natural Gas | Oven | E10 | Utility - Cost of Operation | 0 | 0 | 0 | 0 | 0 | 0 | 0 | 0 | 0 | 0 | 0 | 0 | 0 | 0 | 0 | 0 | 0 | 0 | 0 | 0 | 0 | 0 | 0 | 0 | 0 | 0 | 0 | 0 | 0 | 0 | 0
F6_Commercial_Miscellaneous_Existing_Food Preparation_Natural Gas_Oven_E1 | F6 | Commercial | Miscellaneous | Existing | Food Preparation | Natural Gas | Oven | E1 | Utility - Value of Sales | 0.011017 | 0.011185 | 0.011302 | 0.011423 | 0.011613 | 0.010914 | 0.010338 | 0.010032 | 0.0099136 | 0.0097381 | 0.010165 | 0.01057 | 0.0094283 | 0.009924 | 0.010581 | 0.011203 | 0.011227 | 0.011276 | 0.01106 | 0.011208 | 0.01131 | 0.01145 | 0.011626 | 0.0055681 | 0.0054576 | 0.0053542 | 0.0052567 | 0.0051641 | 0.0050757 | 0.0049906 | 0.0049083
F6_Commercial_Miscellaneous_Existing_Food Preparation_Natural Gas_Oven_E2 | F6 | Commercial | Miscellaneous | Existing | Food Preparation | Natural Gas | Oven | E2 | Utility - Value of Sales | 0.0063088 | 0.0064047 | 0.0064719 | 0.0065413 | 0.0066498 | 0.0062499 | 0.0059197 | 0.0057444 | 0.0056768 | 0.0055763 | 0.0058206 | 0.0060527 | 0.0053989 | 0.0056827 | 0.0060588 | 0.006415 | 0.0064288 | 0.0064567 | 0.0063334 | 0.0064179 | 0.0064766 | 0.0065565 | 0.0066574 | 0.0031884 | 0.0031252 | 0.0030659 | 0.0030101 | 0.0029571 | 0.0029065 | 0.0028577 | 0.0028106
F6_Commercial_Miscellaneous_Existing_Food Preparation_Natural Gas_Oven_E3 | F6 | Commercial | Miscellaneous | Existing | Food Preparation | Natural Gas | Oven | E3 | Utility - Value of Sales | 0 | 0 | 0 | 0 | 0 | 0 | 0 | 0 | 0 | 0 | 0 | 0 | 0 | 0 | 0 | 0 | 0 | 0 | 0 | 0 | 0 | 0 | 0 | 0 | 0 | 0 | 0 | 0 | 0 | 0 | 0
F6_Commercial_Miscellaneous_Existing_Food Preparation_Natural Gas_Oven_E4 | F6 | Commercial | Miscellaneous | Existing | Food Preparation | Natural Gas | Oven | E4 | Utility - Value of Sales | 0 | 0 | 0 | 0 | 0 | 0 | 0 | 0 | 0 | 0 | 0 | 0 | 0 | 0 | 0 | 0 | 0 | 0 | 0 | 0 | 0 | 0 | 0 | 0 | 0 | 0 | 0 | 0 | 0 | 0 | 0
F6_Commercial_Miscellaneous_Existing_Food Preparation_Natural Gas_Oven_E5 | F6 | Commercial | Miscellaneous | Existing | Food Preparation | Natural Gas | Oven | E5 | Utility - Value of Sales | 0 | 0 | 0 | 0 | 0 | 0 | 0 | 0 | 0 | 0 | 0 | 0 | 0 | 0 | 0 | 0 | 0 | 0 | 0 | 0 | 0 | 0 | 0 | 0 | 0 | 0 | 0 | 0 | 0 | 0 | 0
F6_Commercial_Miscellaneous_Existing_Food Preparation_Natural Gas_Oven_E6 | F6 | Commercial | Miscellaneous | Existing | Food Preparation | Natural Gas | Oven | E6 | Utility - Value of Sales | 0 | 0 | 0 | 0 | 0 | 0 | 0 | 0 | 0 | 0 | 0 | 0 | 0 | 0 | 0 | 0 | 0 | 0 | 0 | 0 | 0 | 0 | 0 | 0 | 0 | 0 | 0 | 0 | 0 | 0 | 0
F6_Commercial_Miscellaneous_Existing_Food Preparation_Natural Gas_Oven_E7 | F6 | Commercial | Miscellaneous | Existing | Food Preparation | Natural Gas | Oven | E7 | Utility - Value of Sales | 0 | 0 | 0 | 0 | 0 | 0 | 0 | 0 | 0 | 0 | 0 | 0 | 0 | 0 | 0 | 0 | 0 | 0 | 0 | 0 | 0 | 0 | 0 | 0 | 0 | 0 | 0 | 0 | 0 | 0 | 0
F6_Commercial_Miscellaneous_Existing_Food Preparation_Natural Gas_Oven_E8 | F6 | Commercial | Miscellaneous | Existing | Food Preparation | Natural Gas | Oven | E8 | Utility - Value of Sales | 0 | 0 | 0 | 0 | 0 | 0 | 0 | 0 | 0 | 0 | 0 | 0 | 0 | 0 | 0 | 0 | 0 | 0 | 0 | 0 | 0 | 0 | 0 | 0 | 0 | 0 | 0 | 0 | 0 | 0 | 0
F6_Commercial_Miscellaneous_Existing_Food Preparation_Natural Gas_Oven_E9 | F6 | Commercial | Miscellaneous | Existing | Food Preparation | Natural Gas | Oven | E9 | Utility - Value of Sales | 0 | 0 | 0 | 0 | 0 | 0 | 0 | 0 | 0 | 0 | 0 | 0 | 0 | 0 | 0 | 0 | 0 | 0 | 0 | 0 | 0 | 0 | 0 | 0 | 0 | 0 | 0 | 0 | 0 | 0 | 0
F6_Commercial_Miscellaneous_Existing_Food Preparation_Natural Gas_Oven_E10 | F6 | Commercial | Miscellaneous | Existing | Food Preparation | Natural Gas | Oven | E10 | Utility - Value of Sales | 0 | 0 | 0 | 0 | 0 | 0 | 0 | 0 | 0 | 0 | 0 | 0 | 0 | 0 | 0 | 0 | 0 | 0 | 0 | 0 | 0 | 0 | 0 | 0 | 0 | 0 | 0 | 0 | 0 | 0 | 0
F1_Commercial_Miscellaneous_Existing_Food Preparation_Natural Gas_Conveyor Oven_E1 | F1 | Commercial | Miscellaneous | Existing | Food Preparation | Natural Gas | Conveyor Oven | E1 | Participant - Cost of Equipment | 0.0045675 | 0.0045675 | 0.0045675 | 0.0045675 | 0.0045675 | 0.0045675 | 0.0045675 | 0.0045675 | 0.0045675 | 0.0045675 | 0.0045675 | 0.0045675 | 0.0045675 | 0.0045675 | 0.0045675 | 0.0045675 | 0.0045675 | 0.0045675 | 0.0045675 | 0.0045675 | 0.0045675 | 0.0045675 | 0.0045675 | 0.0045675 | 0.0045675 | 0.0045675 | 0.0045675 | 0.0045675 | 0.0045675 | 0.0045675 | 0.0045675
F1_Commercial_Miscellaneous_Existing_Food Preparation_Natural Gas_Conveyor Oven_E2 | F1 | Commercial | Miscellaneous | Existing | Food Preparation | Natural Gas | Conveyor Oven | E2 | Participant - Cost of Equipment | 0.0055684 | 0.0055684 | 0.0055684 | 0.0055684 | 0.0055684 | 0.0055684 | 0.0055684 | 0.0055684 | 0.0055684 | 0.0055684 | 0.0055684 | 0.0055684 | 0.0055684 | 0.0055684 | 0.0055684 | 0.0055684 | 0.0055684 | 0.0055684 | 0.0055684 | 0.0055684 | 0.0055684 | 0.0055684 | 0.0055684 | 0.0055684 | 0.0055684 | 0.0055684 | 0.0055684 | 0.0055684 | 0.0055684 | 0.0055684 | 0.0055684
F1_Commercial_Miscellaneous_Existing_Food Preparation_Natural Gas_Conveyor Oven_E3 | F1 | Commercial | Miscellaneous | Existing | Food Preparation | Natural Gas | Conveyor Oven | E3 | Participant - Cost of Equipment | 0 | 0 | 0 | 0 | 0 | 0 | 0 | 0 | 0 | 0 | 0 | 0 | 0 | 0 | 0 | 0 | 0 | 0 | 0 | 0 | 0 | 0 | 0 | 0 | 0 | 0 | 0 | 0 | 0 | 0 | 0
F1_Commercial_Miscellaneous_Existing_Food Preparation_Natural Gas_Conveyor Oven_E4 | F1 | Commercial | Miscellaneous | Existing | Food Preparation | Natural Gas | Conveyor Oven | E4 | Participant - Cost of Equipment | 0 | 0 | 0 | 0 | 0 | 0 | 0 | 0 | 0 | 0 | 0 | 0 | 0 | 0 | 0 | 0 | 0 | 0 | 0 | 0 | 0 | 0 | 0 | 0 | 0 | 0 | 0 | 0 | 0 | 0 | 0
F1_Commercial_Miscellaneous_Existing_Food Preparation_Natural Gas_Conveyor Oven_E5 | F1 | Commercial | Miscellaneous | Existing | Food Preparation | Natural Gas | Conveyor Oven | E5 | Participant - Cost of Equipment | 0 | 0 | 0 | 0 | 0 | 0 | 0 | 0 | 0 | 0 | 0 | 0 | 0 | 0 | 0 | 0 | 0 | 0 | 0 | 0 | 0 | 0 | 0 | 0 | 0 | 0 | 0 | 0 | 0 | 0 | 0
F1_Commercial_Miscellaneous_Existing_Food Preparation_Natural Gas_Conveyor Oven_E6 | F1 | Commercial | Miscellaneous | Existing | Food Preparation | Natural Gas | Conveyor Oven | E6 | Participant - Cost of Equipment | 0 | 0 | 0 | 0 | 0 | 0 | 0 | 0 | 0 | 0 | 0 | 0 | 0 | 0 | 0 | 0 | 0 | 0 | 0 | 0 | 0 | 0 | 0 | 0 | 0 | 0 | 0 | 0 | 0 | 0 | 0
F1_Commercial_Miscellaneous_Existing_Food Preparation_Natural Gas_Conveyor Oven_E7 | F1 | Commercial | Miscellaneous | Existing | Food Preparation | Natural Gas | Conveyor Oven | E7 | Participant - Cost of Equipment | 0 | 0 | 0 | 0 | 0 | 0 | 0 | 0 | 0 | 0 | 0 | 0 | 0 | 0 | 0 | 0 | 0 | 0 | 0 | 0 | 0 | 0 | 0 | 0 | 0 | 0 | 0 | 0 | 0 | 0 | 0
F1_Commercial_Miscellaneous_Existing_Food Preparation_Natural Gas_Conveyor Oven_E8 | F1 | Commercial | Miscellaneous | Existing | Food Preparation | Natural Gas | Conveyor Oven | E8 | Participant - Cost of Equipment | 0 | 0 | 0 | 0 | 0 | 0 | 0 | 0 | 0 | 0 | 0 | 0 | 0 | 0 | 0 | 0 | 0 | 0 | 0 | 0 | 0 | 0 | 0 | 0 | 0 | 0 | 0 | 0 | 0 | 0 | 0
F1_Commercial_Miscellaneous_Existing_Food Preparation_Natural Gas_Conveyor Oven_E9 | F1 | Commercial | Miscellaneous | Existing | Food Preparation | Natural Gas | Conveyor Oven | E9 | Participant - Cost of Equipment | 0 | 0 | 0 | 0 | 0 | 0 | 0 | 0 | 0 | 0 | 0 | 0 | 0 | 0 | 0 | 0 | 0 | 0 | 0 | 0 | 0 | 0 | 0 | 0 | 0 | 0 | 0 | 0 | 0 | 0 | 0
F1_Commercial_Miscellaneous_Existing_Food Preparation_Natural Gas_Conveyor Oven_E10 | F1 | Commercial | Miscellaneous | Existing | Food Preparation | Natural Gas | Conveyor Oven | E10 | Participant - Cost of Equipment | 0 | 0 | 0 | 0 | 0 | 0 | 0 | 0 | 0 | 0 | 0 | 0 | 0 | 0 | 0 | 0 | 0 | 0 | 0 | 0 | 0 | 0 | 0 | 0 | 0 | 0 | 0 | 0 | 0 | 0 | 0
F2_Commercial_Miscellaneous_Existing_Food Preparation_Natural Gas_Conveyor Oven_E1 | F2 | Commercial | Miscellaneous | Existing | Food Preparation | Natural Gas | Conveyor Oven | E1 | Participant - Cost of Operation | 0.015991 | 0.015948 | 0.015838 | 0.015717 | 0.016147 | 0.015858 | 0.015764 | 0.016011 | 0.016535 | 0.016409 | 0.016352 | 0.016261 | 0.014472 | 0.014368 | 0.014375 | 0.014279 | 0.014259 | 0.014268 | 0.013999 | 0.014117 | 0.014189 | 0.014301 | 0.014453 | 0.0079879 | 0.0078373 | 0.0076949 | 0.0075594 | 0.0074299 | 0.0073053 | 0.0071849 | 0.0070267
F2_Commercial_Miscellaneous_Existing_Food Preparation_Natural Gas_Conveyor Oven_E2 | F2 | Commercial | Miscellaneous | Existing | Food Preparation | Natural Gas | Conveyor Oven | E2 | Participant - Cost of Operation | 0.012155 | 0.012123 | 0.01204 | 0.011947 | 0.012274 | 0.012055 | 0.011983 | 0.012171 | 0.012569 | 0.012473 | 0.01243 | 0.012361 | 0.011001 | 0.010922 | 0.010927 | 0.010854 | 0.010839 | 0.010846 | 0.010642 | 0.010731 | 0.010786 | 0.010871 | 0.010986 | 0.006072 | 0.0059576 | 0.0058493 | 0.0057464 | 0.0056479 | 0.0055532 | 0.0054616 | 0.0053414
F2_Commercial_Miscellaneous_Existing_Food Preparation_Natural Gas_Conveyor Oven_E3 | F2 | Commercial | Miscellaneous | Existing | Food Preparation | Natural Gas | Conveyor Oven | E3 | Participant - Cost of Operation | 0 | 0 | 0 | 0 | 0 | 0 | 0 | 0 | 0 | 0 | 0 | 0 | 0 | 0 | 0 | 0 | 0 | 0 | 0 | 0 | 0 | 0 | 0 | 0 | 0 | 0 | 0 | 0 | 0 | 0 | 0
F2_Commercial_Miscellaneous_Existing_Food Preparation_Natural Gas_Conveyor Oven_E4 | F2 | Commercial | Miscellaneous | Existing | Food Preparation | Natural Gas | Conveyor Oven | E4 | Participant - Cost of Operation | 0 | 0 | 0 | 0 | 0 | 0 | 0 | 0 | 0 | 0 | 0 | 0 | 0 | 0 | 0 | 0 | 0 | 0 | 0 | 0 | 0 | 0 | 0 | 0 | 0 | 0 | 0 | 0 | 0 | 0 | 0
F2_Commercial_Miscellaneous_Existing_Food Preparation_Natural Gas_Conveyor Oven_E5 | F2 | Commercial | Miscellaneous | Existing | Food Preparation | Natural Gas | Conveyor Oven | E5 | Participant - Cost of Operation | 0 | 0 | 0 | 0 | 0 | 0 | 0 | 0 | 0 | 0 | 0 | 0 | 0 | 0 | 0 | 0 | 0 | 0 | 0 | 0 | 0 | 0 | 0 | 0 | 0 | 0 | 0 | 0 | 0 | 0 | 0
F2_Commercial_Miscellaneous_Existing_Food Preparation_Natural Gas_Conveyor Oven_E6 | F2 | Commercial | Miscellaneous | Existing | Food Preparation | Natural Gas | Conveyor Oven | E6 | Participant - Cost of Operation | 0 | 0 | 0 | 0 | 0 | 0 | 0 | 0 | 0 | 0 | 0 | 0 | 0 | 0 | 0 | 0 | 0 | 0 | 0 | 0 | 0 | 0 | 0 | 0 | 0 | 0 | 0 | 0 | 0 | 0 | 0
F2_Commercial_Miscellaneous_Existing_Food Preparation_Natural Gas_Conveyor Oven_E7 | F2 | Commercial | Miscellaneous | Existing | Food Preparation | Natural Gas | Conveyor Oven | E7 | Participant - Cost of Operation | 0 | 0 | 0 | 0 | 0 | 0 | 0 | 0 | 0 | 0 | 0 | 0 | 0 | 0 | 0 | 0 | 0 | 0 | 0 | 0 | 0 | 0 | 0 | 0 | 0 | 0 | 0 | 0 | 0 | 0 | 0
F2_Commercial_Miscellaneous_Existing_Food Preparation_Natural Gas_Conveyor Oven_E8 | F2 | Commercial | Miscellaneous | Existing | Food Preparation | Natural Gas | Conveyor Oven | E8 | Participant - Cost of Operation | 0 | 0 | 0 | 0 | 0 | 0 | 0 | 0 | 0 | 0 | 0 | 0 | 0 | 0 | 0 | 0 | 0 | 0 | 0 | 0 | 0 | 0 | 0 | 0 | 0 | 0 | 0 | 0 | 0 | 0 | 0
F2_Commercial_Miscellaneous_Existing_Food Preparation_Natural Gas_Conveyor Oven_E9 | F2 | Commercial | Miscellaneous | Existing | Food Preparation | Natural Gas | Conveyor Oven | E9 | Participant - Cost of Operation | 0 | 0 | 0 | 0 | 0 | 0 | 0 | 0 | 0 | 0 | 0 | 0 | 0 | 0 | 0 | 0 | 0 | 0 | 0 | 0 | 0 | 0 | 0 | 0 | 0 | 0 | 0 | 0 | 0 | 0 | 0
F2_Commercial_Miscellaneous_Existing_Food Preparation_Natural Gas_Conveyor Oven_E10 | F2 | Commercial | Miscellaneous | Existing | Food Preparation | Natural Gas | Conveyor Oven | E10 | Participant - Cost of Operation | 0 | 0 | 0 | 0 | 0 | 0 | 0 | 0 | 0 | 0 | 0 | 0 | 0 | 0 | 0 | 0 | 0 | 0 | 0 | 0 | 0 | 0 | 0 | 0 | 0 | 0 | 0 | 0 | 0 | 0 | 0
F3_Commercial_Miscellaneous_Existing_Food Preparation_Natural Gas_Conveyor Oven_E1 | F3 | Commercial | Miscellaneous | Existing | Food Preparation | Natural Gas | Conveyor Oven | E1 | System - kBTUs of Conusmption | 1.3697 | 1.3716 | 1.3704 | 1.3696 | 1.3696 | 1.3696 | 1.3696 | 1.3696 | 1.3696 | 1.3696 | 1.3696 | 1.3696 | 1.3696 | 1.3696 | 1.3696 | 1.3696 | 1.3696 | 1.3696 | 1.3696 | 1.3696 | 1.3696 | 1.3696 | 1.3696 | 1.3696 | 1.3696 | 1.3696 | 1.3696 | 1.3696 | 1.3696 | 1.3696 | 1.3696
F3_Commercial_Miscellaneous_Existing_Food Preparation_Natural Gas_Conveyor Oven_E2 | F3 | Commercial | Miscellaneous | Existing | Food Preparation | Natural Gas | Conveyor Oven | E2 | System - kBTUs of Conusmption | 1.0412 | 1.0427 | 1.0417 | 1.0411 | 1.0411 | 1.0411 | 1.0411 | 1.0411 | 1.0411 | 1.0411 | 1.0411 | 1.0411 | 1.0411 | 1.0411 | 1.0411 | 1.0411 | 1.0411 | 1.0411 | 1.0411 | 1.0411 | 1.0411 | 1.0411 | 1.0411 | 1.0411 | 1.0411 | 1.0411 | 1.0411 | 1.0411 | 1.0411 | 1.0411 | 1.0411
F3_Commercial_Miscellaneous_Existing_Food Preparation_Natural Gas_Conveyor Oven_E3 | F3 | Commercial | Miscellaneous | Existing | Food Preparation | Natural Gas | Conveyor Oven | E3 | System - kBTUs of Conusmption | 0 | 0 | 0 | 0 | 0 | 0 | 0 | 0 | 0 | 0 | 0 | 0 | 0 | 0 | 0 | 0 | 0 | 0 | 0 | 0 | 0 | 0 | 0 | 0 | 0 | 0 | 0 | 0 | 0 | 0 | 0
F3_Commercial_Miscellaneous_Existing_Food Preparation_Natural Gas_Conveyor Oven_E4 | F3 | Commercial | Miscellaneous | Existing | Food Preparation | Natural Gas | Conveyor Oven | E4 | System - kBTUs of Conusmption | 0 | 0 | 0 | 0 | 0 | 0 | 0 | 0 | 0 | 0 | 0 | 0 | 0 | 0 | 0 | 0 | 0 | 0 | 0 | 0 | 0 | 0 | 0 | 0 | 0 | 0 | 0 | 0 | 0 | 0 | 0
F3_Commercial_Miscellaneous_Existing_Food Preparation_Natural Gas_Conveyor Oven_E5 | F3 | Commercial | Miscellaneous | Existing | Food Preparation | Natural Gas | Conveyor Oven | E5 | System - kBTUs of Conusmption | 0 | 0 | 0 | 0 | 0 | 0 | 0 | 0 | 0 | 0 | 0 | 0 | 0 | 0 | 0 | 0 | 0 | 0 | 0 | 0 | 0 | 0 | 0 | 0 | 0 | 0 | 0 | 0 | 0 | 0 | 0
F3_Commercial_Miscellaneous_Existing_Food Preparation_Natural Gas_Conveyor Oven_E6 | F3 | Commercial | Miscellaneous | Existing | Food Preparation | Natural Gas | Conveyor Oven | E6 | System - kBTUs of Conusmption | 0 | 0 | 0 | 0 | 0 | 0 | 0 | 0 | 0 | 0 | 0 | 0 | 0 | 0 | 0 | 0 | 0 | 0 | 0 | 0 | 0 | 0 | 0 | 0 | 0 | 0 | 0 | 0 | 0 | 0 | 0
F3_Commercial_Miscellaneous_Existing_Food Preparation_Natural Gas_Conveyor Oven_E7 | F3 | Commercial | Miscellaneous | Existing | Food Preparation | Natural Gas | Conveyor Oven | E7 | System - kBTUs of Conusmption | 0 | 0 | 0 | 0 | 0 | 0 | 0 | 0 | 0 | 0 | 0 | 0 | 0 | 0 | 0 | 0 | 0 | 0 | 0 | 0 | 0 | 0 | 0 | 0 | 0 | 0 | 0 | 0 | 0 | 0 | 0
F3_Commercial_Miscellaneous_Existing_Food Preparation_Natural Gas_Conveyor Oven_E8 | F3 | Commercial | Miscellaneous | Existing | Food Preparation | Natural Gas | Conveyor Oven | E8 | System - kBTUs of Conusmption | 0 | 0 | 0 | 0 | 0 | 0 | 0 | 0 | 0 | 0 | 0 | 0 | 0 | 0 | 0 | 0 | 0 | 0 | 0 | 0 | 0 | 0 | 0 | 0 | 0 | 0 | 0 | 0 | 0 | 0 | 0
F3_Commercial_Miscellaneous_Existing_Food Preparation_Natural Gas_Conveyor Oven_E9 | F3 | Commercial | Miscellaneous | Existing | Food Preparation | Natural Gas | Conveyor Oven | E9 | System - kBTUs of Conusmption | 0 | 0 | 0 | 0 | 0 | 0 | 0 | 0 | 0 | 0 | 0 | 0 | 0 | 0 | 0 | 0 | 0 | 0 | 0 | 0 | 0 | 0 | 0 | 0 | 0 | 0 | 0 | 0 | 0 | 0 | 0
F3_Commercial_Miscellaneous_Existing_Food Preparation_Natural Gas_Conveyor Oven_E10 | F3 | Commercial | Miscellaneous | Existing | Food Preparation | Natural Gas | Conveyor Oven | E10 | System - kBTUs of Conusmption | 0 | 0 | 0 | 0 | 0 | 0 | 0 | 0 | 0 | 0 | 0 | 0 | 0 | 0 | 0 | 0 | 0 | 0 | 0 | 0 | 0 | 0 | 0 | 0 | 0 | 0 | 0 | 0 | 0 | 0 | 0
F4_Commercial_Miscellaneous_Existing_Food Preparation_Natural Gas_Conveyor Oven_E1 | F4 | Commercial | Miscellaneous | Existing | Food Preparation | Natural Gas | Conveyor Oven | E1 | Utility - Cost of Equipment | 0.0045675 | 0.0045675 | 0.0045675 | 0.0045675 | 0.0045675 | 0.0045675 | 0.0045675 | 0.0045675 | 0.0045675 | 0.0045675 | 0.0045675 | 0.0045675 | 0.0045675 | 0.0045675 | 0.0045675 | 0.0045675 | 0.0045675 | 0.0045675 | 0.0045675 | 0.0045675 | 0.0045675 | 0.0045675 | 0.0045675 | 0.0045675 | 0.0045675 | 0.0045675 | 0.0045675 | 0.0045675 | 0.0045675 | 0.0045675 | 0.0045675
F4_Commercial_Miscellaneous_Existing_Food Preparation_Natural Gas_Conveyor Oven_E2 | F4 | Commercial | Miscellaneous | Existing | Food Preparation | Natural Gas | Conveyor Oven | E2 | Utility - Cost of Equipment | 0.0055684 | 0.0055684 | 0.0055684 | 0.0055684 | 0.0055684 | 0.0055684 | 0.0055684 | 0.0055684 | 0.0055684 | 0.0055684 | 0.0055684 | 0.0055684 | 0.0055684 | 0.0055684 | 0.0055684 | 0.0055684 | 0.0055684 | 0.0055684 | 0.0055684 | 0.0055684 | 0.0055684 | 0.0055684 | 0.0055684 | 0.0055684 | 0.0055684 | 0.0055684 | 0.0055684 | 0.0055684 | 0.0055684 | 0.0055684 | 0.0055684
F4_Commercial_Miscellaneous_Existing_Food Preparation_Natural Gas_Conveyor Oven_E3 | F4 | Commercial | Miscellaneous | Existing | Food Preparation | Natural Gas | Conveyor Oven | E3 | Utility - Cost of Equipment | 0 | 0 | 0 | 0 | 0 | 0 | 0 | 0 | 0 | 0 | 0 | 0 | 0 | 0 | 0 | 0 | 0 | 0 | 0 | 0 | 0 | 0 | 0 | 0 | 0 | 0 | 0 | 0 | 0 | 0 | 0
F4_Commercial_Miscellaneous_Existing_Food Preparation_Natural Gas_Conveyor Oven_E4 | F4 | Commercial | Miscellaneous | Existing | Food Preparation | Natural Gas | Conveyor Oven | E4 | Utility - Cost of Equipment | 0 | 0 | 0 | 0 | 0 | 0 | 0 | 0 | 0 | 0 | 0 | 0 | 0 | 0 | 0 | 0 | 0 | 0 | 0 | 0 | 0 | 0 | 0 | 0 | 0 | 0 | 0 | 0 | 0 | 0 | 0
F4_Commercial_Miscellaneous_Existing_Food Preparation_Natural Gas_Conveyor Oven_E5 | F4 | Commercial | Miscellaneous | Existing | Food Preparation | Natural Gas | Conveyor Oven | E5 | Utility - Cost of Equipment | 0 | 0 | 0 | 0 | 0 | 0 | 0 | 0 | 0 | 0 | 0 | 0 | 0 | 0 | 0 | 0 | 0 | 0 | 0 | 0 | 0 | 0 | 0 | 0 | 0 | 0 | 0 | 0 | 0 | 0 | 0
F4_Commercial_Miscellaneous_Existing_Food Preparation_Natural Gas_Conveyor Oven_E6 | F4 | Commercial | Miscellaneous | Existing | Food Preparation | Natural Gas | Conveyor Oven | E6 | Utility - Cost of Equipment | 0 | 0 | 0 | 0 | 0 | 0 | 0 | 0 | 0 | 0 | 0 | 0 | 0 | 0 | 0 | 0 | 0 | 0 | 0 | 0 | 0 | 0 | 0 | 0 | 0 | 0 | 0 | 0 | 0 | 0 | 0
F4_Commercial_Miscellaneous_Existing_Food Preparation_Natural Gas_Conveyor Oven_E7 | F4 | Commercial | Miscellaneous | Existing | Food Preparation | Natural Gas | Conveyor Oven | E7 | Utility - Cost of Equipment | 0 | 0 | 0 | 0 | 0 | 0 | 0 | 0 | 0 | 0 | 0 | 0 | 0 | 0 | 0 | 0 | 0 | 0 | 0 | 0 | 0 | 0 | 0 | 0 | 0 | 0 | 0 | 0 | 0 | 0 | 0
F4_Commercial_Miscellaneous_Existing_Food Preparation_Natural Gas_Conveyor Oven_E8 | F4 | Commercial | Miscellaneous | Existing | Food Preparation | Natural Gas | Conveyor Oven | E8 | Utility - Cost of Equipment | 0 | 0 | 0 | 0 | 0 | 0 | 0 | 0 | 0 | 0 | 0 | 0 | 0 | 0 | 0 | 0 | 0 | 0 | 0 | 0 | 0 | 0 | 0 | 0 | 0 | 0 | 0 | 0 | 0 | 0 | 0
F4_Commercial_Miscellaneous_Existing_Food Preparation_Natural Gas_Conveyor Oven_E9 | F4 | Commercial | Miscellaneous | Existing | Food Preparation | Natural Gas | Conveyor Oven | E9 | Utility - Cost of Equipment | 0 | 0 | 0 | 0 | 0 | 0 | 0 | 0 | 0 | 0 | 0 | 0 | 0 | 0 | 0 | 0 | 0 | 0 | 0 | 0 | 0 | 0 | 0 | 0 | 0 | 0 | 0 | 0 | 0 | 0 | 0
F4_Commercial_Miscellaneous_Existing_Food Preparation_Natural Gas_Conveyor Oven_E10 | F4 | Commercial | Miscellaneous | Existing | Food Preparation | Natural Gas | Conveyor Oven | E10 | Utility - Cost of Equipment | 0 | 0 | 0 | 0 | 0 | 0 | 0 | 0 | 0 | 0 | 0 | 0 | 0 | 0 | 0 | 0 | 0 | 0 | 0 | 0 | 0 | 0 | 0 | 0 | 0 | 0 | 0 | 0 | 0 | 0 | 0
F5_Commercial_Miscellaneous_Existing_Food Preparation_Natural Gas_Conveyor Oven_E1 | F5 | Commercial | Miscellaneous | Existing | Food Preparation | Natural Gas | Conveyor Oven | E1 | Utility - Cost of Operation | 0.013347 | 0.013312 | 0.01322 | 0.013118 | 0.013477 | 0.013236 | 0.013158 | 0.013364 | 0.013801 | 0.013696 | 0.013649 | 0.013573 | 0.012079 | 0.011993 | 0.011999 | 0.011918 | 0.011902 | 0.011909 | 0.011685 | 0.011783 | 0.011843 | 0.011936 | 0.012063 | 0.0066673 | 0.0065416 | 0.0064228 | 0.0063097 | 0.0062016 | 0.0060976 | 0.0059971 | 0.0058651
F5_Commercial_Miscellaneous_Existing_Food Preparation_Natural Gas_Conveyor Oven_E2 | F5 | Commercial | Miscellaneous | Existing | Food Preparation | Natural Gas | Conveyor Oven | E2 | Utility - Cost of Operation | 0.010146 | 0.010119 | 0.010049 | 0.009972 | 0.010245 | 0.010062 | 0.010002 | 0.010159 | 0.010491 | 0.010411 | 0.010375 | 0.010318 | 0.0091823 | 0.0091162 | 0.0091209 | 0.0090598 | 0.0090473 | 0.009053 | 0.0088823 | 0.0089571 | 0.0090024 | 0.0090736 | 0.0091701 | 0.0050682 | 0.0049727 | 0.0048823 | 0.0047964 | 0.0047142 | 0.0046351 | 0.0045587 | 0.0044584
F5_Commercial_Miscellaneous_Existing_Food Preparation_Natural Gas_Conveyor Oven_E3 | F5 | Commercial | Miscellaneous | Existing | Food Preparation | Natural Gas | Conveyor Oven | E3 | Utility - Cost of Operation | 0 | 0 | 0 | 0 | 0 | 0 | 0 | 0 | 0 | 0 | 0 | 0 | 0 | 0 | 0 | 0 | 0 | 0 | 0 | 0 | 0 | 0 | 0 | 0 | 0 | 0 | 0 | 0 | 0 | 0 | 0
F5_Commercial_Miscellaneous_Existing_Food Preparation_Natural Gas_Conveyor Oven_E4 | F5 | Commercial | Miscellaneous | Existing | Food Preparation | Natural Gas | Conveyor Oven | E4 | Utility - Cost of Operation | 0 | 0 | 0 | 0 | 0 | 0 | 0 | 0 | 0 | 0 | 0 | 0 | 0 | 0 | 0 | 0 | 0 | 0 | 0 | 0 | 0 | 0 | 0 | 0 | 0 | 0 | 0 | 0 | 0 | 0 | 0
F5_Commercial_Miscellaneous_Existing_Food Preparation_Natural Gas_Conveyor Oven_E5 | F5 | Commercial | Miscellaneous | Existing | Food Preparation | Natural Gas | Conveyor Oven | E5 | Utility - Cost of Operation | 0 | 0 | 0 | 0 | 0 | 0 | 0 | 0 | 0 | 0 | 0 | 0 | 0 | 0 | 0 | 0 | 0 | 0 | 0 | 0 | 0 | 0 | 0 | 0 | 0 | 0 | 0 | 0 | 0 | 0 | 0
F5_Commercial_Miscellaneous_Existing_Food Preparation_Natural Gas_Conveyor Oven_E6 | F5 | Commercial | Miscellaneous | Existing | Food Preparation | Natural Gas | Conveyor Oven | E6 | Utility - Cost of Operation | 0 | 0 | 0 | 0 | 0 | 0 | 0 | 0 | 0 | 0 | 0 | 0 | 0 | 0 | 0 | 0 | 0 | 0 | 0 | 0 | 0 | 0 | 0 | 0 | 0 | 0 | 0 | 0 | 0 | 0 | 0
F5_Commercial_Miscellaneous_Existing_Food Preparation_Natural Gas_Conveyor Oven_E7 | F5 | Commercial | Miscellaneous | Existing | Food Preparation | Natural Gas | Conveyor Oven | E7 | Utility - Cost of Operation | 0 | 0 | 0 | 0 | 0 | 0 | 0 | 0 | 0 | 0 | 0 | 0 | 0 | 0 | 0 | 0 | 0 | 0 | 0 | 0 | 0 | 0 | 0 | 0 | 0 | 0 | 0 | 0 | 0 | 0 | 0
F5_Commercial_Miscellaneous_Existing_Food Preparation_Natural Gas_Conveyor Oven_E8 | F5 | Commercial | Miscellaneous | Existing | Food Preparation | Natural Gas | Conveyor Oven | E8 | Utility - Cost of Operation | 0 | 0 | 0 | 0 | 0 | 0 | 0 | 0 | 0 | 0 | 0 | 0 | 0 | 0 | 0 | 0 | 0 | 0 | 0 | 0 | 0 | 0 | 0 | 0 | 0 | 0 | 0 | 0 | 0 | 0 | 0
F5_Commercial_Miscellaneous_Existing_Food Preparation_Natural Gas_Conveyor Oven_E9 | F5 | Commercial | Miscellaneous | Existing | Food Preparation | Natural Gas | Conveyor Oven | E9 | Utility - Cost of Operation | 0 | 0 | 0 | 0 | 0 | 0 | 0 | 0 | 0 | 0 | 0 | 0 | 0 | 0 | 0 | 0 | 0 | 0 | 0 | 0 | 0 | 0 | 0 | 0 | 0 | 0 | 0 | 0 | 0 | 0 | 0
F5_Commercial_Miscellaneous_Existing_Food Preparation_Natural Gas_Conveyor Oven_E10 | F5 | Commercial | Miscellaneous | Existing | Food Preparation | Natural Gas | Conveyor Oven | E10 | Utility - Cost of Operation | 0 | 0 | 0 | 0 | 0 | 0 | 0 | 0 | 0 | 0 | 0 | 0 | 0 | 0 | 0 | 0 | 0 | 0 | 0 | 0 | 0 | 0 | 0 | 0 | 0 | 0 | 0 | 0 | 0 | 0 | 0
F6_Commercial_Miscellaneous_Existing_Food Preparation_Natural Gas_Conveyor Oven_E1 | F6 | Commercial | Miscellaneous | Existing | Food Preparation | Natural Gas | Conveyor Oven | E1 | Utility - Value of Sales | 0.015991 | 0.015948 | 0.015838 | 0.015717 | 0.016147 | 0.015858 | 0.015764 | 0.016011 | 0.016535 | 0.016409 | 0.016352 | 0.016261 | 0.014472 | 0.014368 | 0.014375 | 0.014279 | 0.014259 | 0.014268 | 0.013999 | 0.014117 | 0.014189 | 0.014301 | 0.014453 | 0.0079879 | 0.0078373 | 0.0076949 | 0.0075594 | 0.0074299 | 0.0073053 | 0.0071849 | 0.0070267
F6_Commercial_Miscellaneous_Existing_Food Preparation_Natural Gas_Conveyor Oven_E2 | F6 | Commercial | Miscellaneous | Existing | Food Preparation | Natural Gas | Conveyor Oven | E2 | Utility - Value of Sales | 0.012155 | 0.012123 | 0.01204 | 0.011947 | 0.012274 | 0.012055 | 0.011983 | 0.012171 | 0.012569 | 0.012473 | 0.01243 | 0.012361 | 0.011001 | 0.010922 | 0.010927 | 0.010854 | 0.010839 | 0.010846 | 0.010642 | 0.010731 | 0.010786 | 0.010871 | 0.010986 | 0.006072 | 0.0059576 | 0.0058493 | 0.0057464 | 0.0056479 | 0.0055532 | 0.0054616 | 0.0053414
F6_Commercial_Miscellaneous_Existing_Food Preparation_Natural Gas_Conveyor Oven_E3 | F6 | Commercial | Miscellaneous | Existing | Food Preparation | Natural Gas | Conveyor Oven | E3 | Utility - Value of Sales | 0 | 0 | 0 | 0 | 0 | 0 | 0 | 0 | 0 | 0 | 0 | 0 | 0 | 0 | 0 | 0 | 0 | 0 | 0 | 0 | 0 | 0 | 0 | 0 | 0 | 0 | 0 | 0 | 0 | 0 | 0
F6_Commercial_Miscellaneous_Existing_Food Preparation_Natural Gas_Conveyor Oven_E4 | F6 | Commercial | Miscellaneous | Existing | Food Preparation | Natural Gas | Conveyor Oven | E4 | Utility - Value of Sales | 0 | 0 | 0 | 0 | 0 | 0 | 0 | 0 | 0 | 0 | 0 | 0 | 0 | 0 | 0 | 0 | 0 | 0 | 0 | 0 | 0 | 0 | 0 | 0 | 0 | 0 | 0 | 0 | 0 | 0 | 0
F6_Commercial_Miscellaneous_Existing_Food Preparation_Natural Gas_Conveyor Oven_E5 | F6 | Commercial | Miscellaneous | Existing | Food Preparation | Natural Gas | Conveyor Oven | E5 | Utility - Value of Sales | 0 | 0 | 0 | 0 | 0 | 0 | 0 | 0 | 0 | 0 | 0 | 0 | 0 | 0 | 0 | 0 | 0 | 0 | 0 | 0 | 0 | 0 | 0 | 0 | 0 | 0 | 0 | 0 | 0 | 0 | 0
F6_Commercial_Miscellaneous_Existing_Food Preparation_Natural Gas_Conveyor Oven_E6 | F6 | Commercial | Miscellaneous | Existing | Food Preparation | Natural Gas | Conveyor Oven | E6 | Utility - Value of Sales | 0 | 0 | 0 | 0 | 0 | 0 | 0 | 0 | 0 | 0 | 0 | 0 | 0 | 0 | 0 | 0 | 0 | 0 | 0 | 0 | 0 | 0 | 0 | 0 | 0 | 0 | 0 | 0 | 0 | 0 | 0
F6_Commercial_Miscellaneous_Existing_Food Preparation_Natural Gas_Conveyor Oven_E7 | F6 | Commercial | Miscellaneous | Existing | Food Preparation | Natural Gas | Conveyor Oven | E7 | Utility - Value of Sales | 0 | 0 | 0 | 0 | 0 | 0 | 0 | 0 | 0 | 0 | 0 | 0 | 0 | 0 | 0 | 0 | 0 | 0 | 0 | 0 | 0 | 0 | 0 | 0 | 0 | 0 | 0 | 0 | 0 | 0 | 0
F6_Commercial_Miscellaneous_Existing_Food Preparation_Natural Gas_Conveyor Oven_E8 | F6 | Commercial | Miscellaneous | Existing | Food Preparation | Natural Gas | Conveyor Oven | E8 | Utility - Value of Sales | 0 | 0 | 0 | 0 | 0 | 0 | 0 | 0 | 0 | 0 | 0 | 0 | 0 | 0 | 0 | 0 | 0 | 0 | 0 | 0 | 0 | 0 | 0 | 0 | 0 | 0 | 0 | 0 | 0 | 0 | 0
F6_Commercial_Miscellaneous_Existing_Food Preparation_Natural Gas_Conveyor Oven_E9 | F6 | Commercial | Miscellaneous | Existing | Food Preparation | Natural Gas | Conveyor Oven | E9 | Utility - Value of Sales | 0 | 0 | 0 | 0 | 0 | 0 | 0 | 0 | 0 | 0 | 0 | 0 | 0 | 0 | 0 | 0 | 0 | 0 | 0 | 0 | 0 | 0 | 0 | 0 | 0 | 0 | 0 | 0 | 0 | 0 | 0
F6_Commercial_Miscellaneous_Existing_Food Preparation_Natural Gas_Conveyor Oven_E10 | F6 | Commercial | Miscellaneous | Existing | Food Preparation | Natural Gas | Conveyor Oven | E10 | Utility - Value of Sales | 0 | 0 | 0 | 0 | 0 | 0 | 0 | 0 | 0 | 0 | 0 | 0 | 0 | 0 | 0 | 0 | 0 | 0 | 0 | 0 | 0 | 0 | 0 | 0 | 0 | 0 | 0 | 0 | 0 | 0 | 0
F1_Commercial_Miscellaneous_Existing_Food Preparation_Natural Gas_Double Rack Oven_E1 | F1 | Commercial | Miscellaneous | Existing | Food Preparation | Natural Gas | Double Rack Oven | E1 | Participant - Cost of Equipment | 0.008536 | 0.008536 | 0.008536 | 0.008536 | 0.008536 | 0.008536 | 0.008536 | 0.008536 | 0.008536 | 0.008536 | 0.008536 | 0.008536 | 0.008536 | 0.008536 | 0.008536 | 0.008536 | 0.008536 | 0.008536 | 0.008536 | 0.008536 | 0.008536 | 0.008536 | 0.008536 | 0.008536 | 0.008536 | 0.008536 | 0.008536 | 0.008536 | 0.008536 | 0.008536 | 0.008536
F1_Commercial_Miscellaneous_Existing_Food Preparation_Natural Gas_Double Rack Oven_E2 | F1 | Commercial | Miscellaneous | Existing | Food Preparation | Natural Gas | Double Rack Oven | E2 | Participant - Cost of Equipment | 0.011352 | 0.011352 | 0.011352 | 0.011352 | 0.011352 | 0.011352 | 0.011352 | 0.011352 | 0.011352 | 0.011352 | 0.011352 | 0.011352 | 0.011352 | 0.011352 | 0.011352 | 0.011352 | 0.011352 | 0.011352 | 0.011352 | 0.011352 | 0.011352 | 0.011352 | 0.011352 | 0.011352 | 0.011352 | 0.011352 | 0.011352 | 0.011352 | 0.011352 | 0.011352 | 0.011352
F1_Commercial_Miscellaneous_Existing_Food Preparation_Natural Gas_Double Rack Oven_E3 | F1 | Commercial | Miscellaneous | Existing | Food Preparation | Natural Gas | Double Rack Oven | E3 | Participant - Cost of Equipment | 0 | 0 | 0 | 0 | 0 | 0 | 0 | 0 | 0 | 0 | 0 | 0 | 0 | 0 | 0 | 0 | 0 | 0 | 0 | 0 | 0 | 0 | 0 | 0 | 0 | 0 | 0 | 0 | 0 | 0 | 0
F1_Commercial_Miscellaneous_Existing_Food Preparation_Natural Gas_Double Rack Oven_E4 | F1 | Commercial | Miscellaneous | Existing | Food Preparation | Natural Gas | Double Rack Oven | E4 | Participant - Cost of Equipment | 0 | 0 | 0 | 0 | 0 | 0 | 0 | 0 | 0 | 0 | 0 | 0 | 0 | 0 | 0 | 0 | 0 | 0 | 0 | 0 | 0 | 0 | 0 | 0 | 0 | 0 | 0 | 0 | 0 | 0 | 0
F1_Commercial_Miscellaneous_Existing_Food Preparation_Natural Gas_Double Rack Oven_E5 | F1 | Commercial | Miscellaneous | Existing | Food Preparation | Natural Gas | Double Rack Oven | E5 | Participant - Cost of Equipment | 0 | 0 | 0 | 0 | 0 | 0 | 0 | 0 | 0 | 0 | 0 | 0 | 0 | 0 | 0 | 0 | 0 | 0 | 0 | 0 | 0 | 0 | 0 | 0 | 0 | 0 | 0 | 0 | 0 | 0 | 0
F1_Commercial_Miscellaneous_Existing_Food Preparation_Natural Gas_Double Rack Oven_E6 | F1 | Commercial | Miscellaneous | Existing | Food Preparation | Natural Gas | Double Rack Oven | E6 | Participant - Cost of Equipment | 0 | 0 | 0 | 0 | 0 | 0 | 0 | 0 | 0 | 0 | 0 | 0 | 0 | 0 | 0 | 0 | 0 | 0 | 0 | 0 | 0 | 0 | 0 | 0 | 0 | 0 | 0 | 0 | 0 | 0 | 0
F1_Commercial_Miscellaneous_Existing_Food Preparation_Natural Gas_Double Rack Oven_E7 | F1 | Commercial | Miscellaneous | Existing | Food Preparation | Natural Gas | Double Rack Oven | E7 | Participant - Cost of Equipment | 0 | 0 | 0 | 0 | 0 | 0 | 0 | 0 | 0 | 0 | 0 | 0 | 0 | 0 | 0 | 0 | 0 | 0 | 0 | 0 | 0 | 0 | 0 | 0 | 0 | 0 | 0 | 0 | 0 | 0 | 0
F1_Commercial_Miscellaneous_Existing_Food Preparation_Natural Gas_Double Rack Oven_E8 | F1 | Commercial | Miscellaneous | Existing | Food Preparation | Natural Gas | Double Rack Oven | E8 | Participant - Cost of Equipment | 0 | 0 | 0 | 0 | 0 | 0 | 0 | 0 | 0 | 0 | 0 | 0 | 0 | 0 | 0 | 0 | 0 | 0 | 0 | 0 | 0 | 0 | 0 | 0 | 0 | 0 | 0 | 0 | 0 | 0 | 0
F1_Commercial_Miscellaneous_Existing_Food Preparation_Natural Gas_Double Rack Oven_E9 | F1 | Commercial | Miscellaneous | Existing | Food Preparation | Natural Gas | Double Rack Oven | E9 | Participant - Cost of Equipment | 0 | 0 | 0 | 0 | 0 | 0 | 0 | 0 | 0 | 0 | 0 | 0 | 0 | 0 | 0 | 0 | 0 | 0 | 0 | 0 | 0 | 0 | 0 | 0 | 0 | 0 | 0 | 0 | 0 | 0 | 0
F1_Commercial_Miscellaneous_Existing_Food Preparation_Natural Gas_Double Rack Oven_E10 | F1 | Commercial | Miscellaneous | Existing | Food Preparation | Natural Gas | Double Rack Oven | E10 | Participant - Cost of Equipment | 0 | 0 | 0 | 0 | 0 | 0 | 0 | 0 | 0 | 0 | 0 | 0 | 0 | 0 | 0 | 0 | 0 | 0 | 0 | 0 | 0 | 0 | 0 | 0 | 0 | 0 | 0 | 0 | 0 | 0 | 0
F2_Commercial_Miscellaneous_Existing_Food Preparation_Natural Gas_Double Rack Oven_E1 | F2 | Commercial | Miscellaneous | Existing | Food Preparation | Natural Gas | Double Rack Oven | E1 | Participant - Cost of Operation | 0.029379 | 0.029832 | 0.030161 | 0.029993 | 0.030023 | 0.028299 | 0.026873 | 0.026077 | 0.025747 | 0.026701 | 0.027954 | 0.029264 | 0.026876 | 0.02847 | 0.028567 | 0.028424 | 0.02845 | 0.028538 | 0.027993 | 0.028322 | 0.028544 | 0.028856 | 0.029257 | 0.014674 | 0.014387 | 0.014118 | 0.013863 | 0.013621 | 0.01339 | 0.013166 | 0.01295
F2_Commercial_Miscellaneous_Existing_Food Preparation_Natural Gas_Double Rack Oven_E2 | F2 | Commercial | Miscellaneous | Existing | Food Preparation | Natural Gas | Double Rack Oven | E2 | Participant - Cost of Operation | 0.016025 | 0.016272 | 0.016452 | 0.01636 | 0.016376 | 0.015436 | 0.014658 | 0.014224 | 0.014044 | 0.014564 | 0.015248 | 0.015962 | 0.01466 | 0.015529 | 0.015582 | 0.015504 | 0.015518 | 0.015566 | 0.015269 | 0.015448 | 0.015569 | 0.01574 | 0.015959 | 0.0080038 | 0.0078475 | 0.0077006 | 0.0075619 | 0.0074298 | 0.0073034 | 0.0071816 | 0.0070636
F2_Commercial_Miscellaneous_Existing_Food Preparation_Natural Gas_Double Rack Oven_E3 | F2 | Commercial | Miscellaneous | Existing | Food Preparation | Natural Gas | Double Rack Oven | E3 | Participant - Cost of Operation | 0 | 0 | 0 | 0 | 0 | 0 | 0 | 0 | 0 | 0 | 0 | 0 | 0 | 0 | 0 | 0 | 0 | 0 | 0 | 0 | 0 | 0 | 0 | 0 | 0 | 0 | 0 | 0 | 0 | 0 | 0
F2_Commercial_Miscellaneous_Existing_Food Preparation_Natural Gas_Double Rack Oven_E4 | F2 | Commercial | Miscellaneous | Existing | Food Preparation | Natural Gas | Double Rack Oven | E4 | Participant - Cost of Operation | 0 | 0 | 0 | 0 | 0 | 0 | 0 | 0 | 0 | 0 | 0 | 0 | 0 | 0 | 0 | 0 | 0 | 0 | 0 | 0 | 0 | 0 | 0 | 0 | 0 | 0 | 0 | 0 | 0 | 0 | 0
F2_Commercial_Miscellaneous_Existing_Food Preparation_Natural Gas_Double Rack Oven_E5 | F2 | Commercial | Miscellaneous | Existing | Food Preparation | Natural Gas | Double Rack Oven | E5 | Participant - Cost of Operation | 0 | 0 | 0 | 0 | 0 | 0 | 0 | 0 | 0 | 0 | 0 | 0 | 0 | 0 | 0 | 0 | 0 | 0 | 0 | 0 | 0 | 0 | 0 | 0 | 0 | 0 | 0 | 0 | 0 | 0 | 0
F2_Commercial_Miscellaneous_Existing_Food Preparation_Natural Gas_Double Rack Oven_E6 | F2 | Commercial | Miscellaneous | Existing | Food Preparation | Natural Gas | Double Rack Oven | E6 | Participant - Cost of Operation | 0 | 0 | 0 | 0 | 0 | 0 | 0 | 0 | 0 | 0 | 0 | 0 | 0 | 0 | 0 | 0 | 0 | 0 | 0 | 0 | 0 | 0 | 0 | 0 | 0 | 0 | 0 | 0 | 0 | 0 | 0
F2_Commercial_Miscellaneous_Existing_Food Preparation_Natural Gas_Double Rack Oven_E7 | F2 | Commercial | Miscellaneous | Existing | Food Preparation | Natural Gas | Double Rack Oven | E7 | Participant - Cost of Operation | 0 | 0 | 0 | 0 | 0 | 0 | 0 | 0 | 0 | 0 | 0 | 0 | 0 | 0 | 0 | 0 | 0 | 0 | 0 | 0 | 0 | 0 | 0 | 0 | 0 | 0 | 0 | 0 | 0 | 0 | 0
F2_Commercial_Miscellaneous_Existing_Food Preparation_Natural Gas_Double Rack Oven_E8 | F2 | Commercial | Miscellaneous | Existing | Food Preparation | Natural Gas | Double Rack Oven | E8 | Participant - Cost of Operation | 0 | 0 | 0 | 0 | 0 | 0 | 0 | 0 | 0 | 0 | 0 | 0 | 0 | 0 | 0 | 0 | 0 | 0 | 0 | 0 | 0 | 0 | 0 | 0 | 0 | 0 | 0 | 0 | 0 | 0 | 0
F2_Commercial_Miscellaneous_Existing_Food Preparation_Natural Gas_Double Rack Oven_E9 | F2 | Commercial | Miscellaneous | Existing | Food Preparation | Natural Gas | Double Rack Oven | E9 | Participant - Cost of Operation | 0 | 0 | 0 | 0 | 0 | 0 | 0 | 0 | 0 | 0 | 0 | 0 | 0 | 0 | 0 | 0 | 0 | 0 | 0 | 0 | 0 | 0 | 0 | 0 | 0 | 0 | 0 | 0 | 0 | 0 | 0
F2_Commercial_Miscellaneous_Existing_Food Preparation_Natural Gas_Double Rack Oven_E10 | F2 | Commercial | Miscellaneous | Existing | Food Preparation | Natural Gas | Double Rack Oven | E10 | Participant - Cost of Operation | 0 | 0 | 0 | 0 | 0 | 0 | 0 | 0 | 0 | 0 | 0 | 0 | 0 | 0 | 0 | 0 | 0 | 0 | 0 | 0 | 0 | 0 | 0 | 0 | 0 | 0 | 0 | 0 | 0 | 0 | 0
F3_Commercial_Miscellaneous_Existing_Food Preparation_Natural Gas_Double Rack Oven_E1 | F3 | Commercial | Miscellaneous | Existing | Food Preparation | Natural Gas | Double Rack Oven | E1 | System - kBTUs of Conusmption | 2.4411 | 2.446 | 2.4429 | 2.4408 | 2.4408 | 2.4408 | 2.4408 | 2.4408 | 2.4408 | 2.4408 | 2.4408 | 2.4408 | 2.4408 | 2.4408 | 2.4408 | 2.4408 | 2.4408 | 2.4408 | 2.4408 | 2.4408 | 2.4408 | 2.4408 | 2.4408 | 2.4408 | 2.4408 | 2.4408 | 2.4408 | 2.4408 | 2.4408 | 2.4408 | 2.4408
F3_Commercial_Miscellaneous_Existing_Food Preparation_Natural Gas_Double Rack Oven_E2 | F3 | Commercial | Miscellaneous | Existing | Food Preparation | Natural Gas | Double Rack Oven | E2 | System - kBTUs of Conusmption | 1.3315 | 1.3342 | 1.3325 | 1.3313 | 1.3313 | 1.3313 | 1.3313 | 1.3313 | 1.3313 | 1.3313 | 1.3313 | 1.3313 | 1.3313 | 1.3313 | 1.3313 | 1.3313 | 1.3313 | 1.3313 | 1.3313 | 1.3313 | 1.3313 | 1.3313 | 1.3313 | 1.3313 | 1.3313 | 1.3313 | 1.3313 | 1.3313 | 1.3313 | 1.3313 | 1.3313
F3_Commercial_Miscellaneous_Existing_Food Preparation_Natural Gas_Double Rack Oven_E3 | F3 | Commercial | Miscellaneous | Existing | Food Preparation | Natural Gas | Double Rack Oven | E3 | System - kBTUs of Conusmption | 0 | 0 | 0 | 0 | 0 | 0 | 0 | 0 | 0 | 0 | 0 | 0 | 0 | 0 | 0 | 0 | 0 | 0 | 0 | 0 | 0 | 0 | 0 | 0 | 0 | 0 | 0 | 0 | 0 | 0 | 0
F3_Commercial_Miscellaneous_Existing_Food Preparation_Natural Gas_Double Rack Oven_E4 | F3 | Commercial | Miscellaneous | Existing | Food Preparation | Natural Gas | Double Rack Oven | E4 | System - kBTUs of Conusmption | 0 | 0 | 0 | 0 | 0 | 0 | 0 | 0 | 0 | 0 | 0 | 0 | 0 | 0 | 0 | 0 | 0 | 0 | 0 | 0 | 0 | 0 | 0 | 0 | 0 | 0 | 0 | 0 | 0 | 0 | 0
F3_Commercial_Miscellaneous_Existing_Food Preparation_Natural Gas_Double Rack Oven_E5 | F3 | Commercial | Miscellaneous | Existing | Food Preparation | Natural Gas | Double Rack Oven | E5 | System - kBTUs of Conusmption | 0 | 0 | 0 | 0 | 0 | 0 | 0 | 0 | 0 | 0 | 0 | 0 | 0 | 0 | 0 | 0 | 0 | 0 | 0 | 0 | 0 | 0 | 0 | 0 | 0 | 0 | 0 | 0 | 0 | 0 | 0
F3_Commercial_Miscellaneous_Existing_Food Preparation_Natural Gas_Double Rack Oven_E6 | F3 | Commercial | Miscellaneous | Existing | Food Preparation | Natural Gas | Double Rack Oven | E6 | System - kBTUs of Conusmption | 0 | 0 | 0 | 0 | 0 | 0 | 0 | 0 | 0 | 0 | 0 | 0 | 0 | 0 | 0 | 0 | 0 | 0 | 0 | 0 | 0 | 0 | 0 | 0 | 0 | 0 | 0 | 0 | 0 | 0 | 0
F3_Commercial_Miscellaneous_Existing_Food Preparation_Natural Gas_Double Rack Oven_E7 | F3 | Commercial | Miscellaneous | Existing | Food Preparation | Natural Gas | Double Rack Oven | E7 | System - kBTUs of Conusmption | 0 | 0 | 0 | 0 | 0 | 0 | 0 | 0 | 0 | 0 | 0 | 0 | 0 | 0 | 0 | 0 | 0 | 0 | 0 | 0 | 0 | 0 | 0 | 0 | 0 | 0 | 0 | 0 | 0 | 0 | 0
F3_Commercial_Miscellaneous_Existing_Food Preparation_Natural Gas_Double Rack Oven_E8 | F3 | Commercial | Miscellaneous | Existing | Food Preparation | Natural Gas | Double Rack Oven | E8 | System - kBTUs of Conusmption | 0 | 0 | 0 | 0 | 0 | 0 | 0 | 0 | 0 | 0 | 0 | 0 | 0 | 0 | 0 | 0 | 0 | 0 | 0 | 0 | 0 | 0 | 0 | 0 | 0 | 0 | 0 | 0 | 0 | 0 | 0
F3_Commercial_Miscellaneous_Existing_Food Preparation_Natural Gas_Double Rack Oven_E9 | F3 | Commercial | Miscellaneous | Existing | Food Preparation | Natural Gas | Double Rack Oven | E9 | System - kBTUs of Conusmption | 0 | 0 | 0 | 0 | 0 | 0 | 0 | 0 | 0 | 0 | 0 | 0 | 0 | 0 | 0 | 0 | 0 | 0 | 0 | 0 | 0 | 0 | 0 | 0 | 0 | 0 | 0 | 0 | 0 | 0 | 0
F3_Commercial_Miscellaneous_Existing_Food Preparation_Natural Gas_Double Rack Oven_E10 | F3 | Commercial | Miscellaneous | Existing | Food Preparation | Natural Gas | Double Rack Oven | E10 | System - kBTUs of Conusmption | 0 | 0 | 0 | 0 | 0 | 0 | 0 | 0 | 0 | 0 | 0 | 0 | 0 | 0 | 0 | 0 | 0 | 0 | 0 | 0 | 0 | 0 | 0 | 0 | 0 | 0 | 0 | 0 | 0 | 0 | 0
F4_Commercial_Miscellaneous_Existing_Food Preparation_Natural Gas_Double Rack Oven_E1 | F4 | Commercial | Miscellaneous | Existing | Food Preparation | Natural Gas | Double Rack Oven | E1 | Utility - Cost of Equipment | 0.008536 | 0.008536 | 0.008536 | 0.008536 | 0.008536 | 0.008536 | 0.008536 | 0.008536 | 0.008536 | 0.008536 | 0.008536 | 0.008536 | 0.008536 | 0.008536 | 0.008536 | 0.008536 | 0.008536 | 0.008536 | 0.008536 | 0.008536 | 0.008536 | 0.008536 | 0.008536 | 0.008536 | 0.008536 | 0.008536 | 0.008536 | 0.008536 | 0.008536 | 0.008536 | 0.008536
F4_Commercial_Miscellaneous_Existing_Food Preparation_Natural Gas_Double Rack Oven_E2 | F4 | Commercial | Miscellaneous | Existing | Food Preparation | Natural Gas | Double Rack Oven | E2 | Utility - Cost of Equipment | 0.011352 | 0.011352 | 0.011352 | 0.011352 | 0.011352 | 0.011352 | 0.011352 | 0.011352 | 0.011352 | 0.011352 | 0.011352 | 0.011352 | 0.011352 | 0.011352 | 0.011352 | 0.011352 | 0.011352 | 0.011352 | 0.011352 | 0.011352 | 0.011352 | 0.011352 | 0.011352 | 0.011352 | 0.011352 | 0.011352 | 0.011352 | 0.011352 | 0.011352 | 0.011352 | 0.011352
F4_Commercial_Miscellaneous_Existing_Food Preparation_Natural Gas_Double Rack Oven_E3 | F4 | Commercial | Miscellaneous | Existing | Food Preparation | Natural Gas | Double Rack Oven | E3 | Utility - Cost of Equipment | 0 | 0 | 0 | 0 | 0 | 0 | 0 | 0 | 0 | 0 | 0 | 0 | 0 | 0 | 0 | 0 | 0 | 0 | 0 | 0 | 0 | 0 | 0 | 0 | 0 | 0 | 0 | 0 | 0 | 0 | 0
F4_Commercial_Miscellaneous_Existing_Food Preparation_Natural Gas_Double Rack Oven_E4 | F4 | Commercial | Miscellaneous | Existing | Food Preparation | Natural Gas | Double Rack Oven | E4 | Utility - Cost of Equipment | 0 | 0 | 0 | 0 | 0 | 0 | 0 | 0 | 0 | 0 | 0 | 0 | 0 | 0 | 0 | 0 | 0 | 0 | 0 | 0 | 0 | 0 | 0 | 0 | 0 | 0 | 0 | 0 | 0 | 0 | 0
F4_Commercial_Miscellaneous_Existing_Food Preparation_Natural Gas_Double Rack Oven_E5 | F4 | Commercial | Miscellaneous | Existing | Food Preparation | Natural Gas | Double Rack Oven | E5 | Utility - Cost of Equipment | 0 | 0 | 0 | 0 | 0 | 0 | 0 | 0 | 0 | 0 | 0 | 0 | 0 | 0 | 0 | 0 | 0 | 0 | 0 | 0 | 0 | 0 | 0 | 0 | 0 | 0 | 0 | 0 | 0 | 0 | 0
F4_Commercial_Miscellaneous_Existing_Food Preparation_Natural Gas_Double Rack Oven_E6 | F4 | Commercial | Miscellaneous | Existing | Food Preparation | Natural Gas | Double Rack Oven | E6 | Utility - Cost of Equipment | 0 | 0 | 0 | 0 | 0 | 0 | 0 | 0 | 0 | 0 | 0 | 0 | 0 | 0 | 0 | 0 | 0 | 0 | 0 | 0 | 0 | 0 | 0 | 0 | 0 | 0 | 0 | 0 | 0 | 0 | 0
F4_Commercial_Miscellaneous_Existing_Food Preparation_Natural Gas_Double Rack Oven_E7 | F4 | Commercial | Miscellaneous | Existing | Food Preparation | Natural Gas | Double Rack Oven | E7 | Utility - Cost of Equipment | 0 | 0 | 0 | 0 | 0 | 0 | 0 | 0 | 0 | 0 | 0 | 0 | 0 | 0 | 0 | 0 | 0 | 0 | 0 | 0 | 0 | 0 | 0 | 0 | 0 | 0 | 0 | 0 | 0 | 0 | 0
F4_Commercial_Miscellaneous_Existing_Food Preparation_Natural Gas_Double Rack Oven_E8 | F4 | Commercial | Miscellaneous | Existing | Food Preparation | Natural Gas | Double Rack Oven | E8 | Utility - Cost of Equipment | 0 | 0 | 0 | 0 | 0 | 0 | 0 | 0 | 0 | 0 | 0 | 0 | 0 | 0 | 0 | 0 | 0 | 0 | 0 | 0 | 0 | 0 | 0 | 0 | 0 | 0 | 0 | 0 | 0 | 0 | 0
F4_Commercial_Miscellaneous_Existing_Food Preparation_Natural Gas_Double Rack Oven_E9 | F4 | Commercial | Miscellaneous | Existing | Food Preparation | Natural Gas | Double Rack Oven | E9 | Utility - Cost of Equipment | 0 | 0 | 0 | 0 | 0 | 0 | 0 | 0 | 0 | 0 | 0 | 0 | 0 | 0 | 0 | 0 | 0 | 0 | 0 | 0 | 0 | 0 | 0 | 0 | 0 | 0 | 0 | 0 | 0 | 0 | 0
F4_Commercial_Miscellaneous_Existing_Food Preparation_Natural Gas_Double Rack Oven_E10 | F4 | Commercial | Miscellaneous | Existing | Food Preparation | Natural Gas | Double Rack Oven | E10 | Utility - Cost of Equipment | 0 | 0 | 0 | 0 | 0 | 0 | 0 | 0 | 0 | 0 | 0 | 0 | 0 | 0 | 0 | 0 | 0 | 0 | 0 | 0 | 0 | 0 | 0 | 0 | 0 | 0 | 0 | 0 | 0 | 0 | 0
F5_Commercial_Miscellaneous_Existing_Food Preparation_Natural Gas_Double Rack Oven_E1 | F5 | Commercial | Miscellaneous | Existing | Food Preparation | Natural Gas | Double Rack Oven | E1 | Utility - Cost of Operation | 0.024522 | 0.0249 | 0.025175 | 0.025035 | 0.02506 | 0.023621 | 0.02243 | 0.021766 | 0.02149 | 0.022287 | 0.023333 | 0.024426 | 0.022433 | 0.023763 | 0.023844 | 0.023725 | 0.023747 | 0.02382 | 0.023365 | 0.02364 | 0.023825 | 0.024085 | 0.02442 | 0.012248 | 0.012009 | 0.011784 | 0.011572 | 0.011369 | 0.011176 | 0.01099 | 0.010809
F5_Commercial_Miscellaneous_Existing_Food Preparation_Natural Gas_Double Rack Oven_E2 | F5 | Commercial | Miscellaneous | Existing | Food Preparation | Natural Gas | Double Rack Oven | E2 | Utility - Cost of Operation | 0.013376 | 0.013582 | 0.013732 | 0.013655 | 0.013669 | 0.012884 | 0.012235 | 0.011872 | 0.011722 | 0.012156 | 0.012727 | 0.013323 | 0.012236 | 0.012962 | 0.013006 | 0.012941 | 0.012953 | 0.012993 | 0.012745 | 0.012894 | 0.012995 | 0.013137 | 0.01332 | 0.0066806 | 0.0065501 | 0.0064276 | 0.0063117 | 0.0062015 | 0.006096 | 0.0059943 | 0.0058959
F5_Commercial_Miscellaneous_Existing_Food Preparation_Natural Gas_Double Rack Oven_E3 | F5 | Commercial | Miscellaneous | Existing | Food Preparation | Natural Gas | Double Rack Oven | E3 | Utility - Cost of Operation | 0 | 0 | 0 | 0 | 0 | 0 | 0 | 0 | 0 | 0 | 0 | 0 | 0 | 0 | 0 | 0 | 0 | 0 | 0 | 0 | 0 | 0 | 0 | 0 | 0 | 0 | 0 | 0 | 0 | 0 | 0
F5_Commercial_Miscellaneous_Existing_Food Preparation_Natural Gas_Double Rack Oven_E4 | F5 | Commercial | Miscellaneous | Existing | Food Preparation | Natural Gas | Double Rack Oven | E4 | Utility - Cost of Operation | 0 | 0 | 0 | 0 | 0 | 0 | 0 | 0 | 0 | 0 | 0 | 0 | 0 | 0 | 0 | 0 | 0 | 0 | 0 | 0 | 0 | 0 | 0 | 0 | 0 | 0 | 0 | 0 | 0 | 0 | 0
F5_Commercial_Miscellaneous_Existing_Food Preparation_Natural Gas_Double Rack Oven_E5 | F5 | Commercial | Miscellaneous | Existing | Food Preparation | Natural Gas | Double Rack Oven | E5 | Utility - Cost of Operation | 0 | 0 | 0 | 0 | 0 | 0 | 0 | 0 | 0 | 0 | 0 | 0 | 0 | 0 | 0 | 0 | 0 | 0 | 0 | 0 | 0 | 0 | 0 | 0 | 0 | 0 | 0 | 0 | 0 | 0 | 0
F5_Commercial_Miscellaneous_Existing_Food Preparation_Natural Gas_Double Rack Oven_E6 | F5 | Commercial | Miscellaneous | Existing | Food Preparation | Natural Gas | Double Rack Oven | E6 | Utility - Cost of Operation | 0 | 0 | 0 | 0 | 0 | 0 | 0 | 0 | 0 | 0 | 0 | 0 | 0 | 0 | 0 | 0 | 0 | 0 | 0 | 0 | 0 | 0 | 0 | 0 | 0 | 0 | 0 | 0 | 0 | 0 | 0
F5_Commercial_Miscellaneous_Existing_Food Preparation_Natural Gas_Double Rack Oven_E7 | F5 | Commercial | Miscellaneous | Existing | Food Preparation | Natural Gas | Double Rack Oven | E7 | Utility - Cost of Operation | 0 | 0 | 0 | 0 | 0 | 0 | 0 | 0 | 0 | 0 | 0 | 0 | 0 | 0 | 0 | 0 | 0 | 0 | 0 | 0 | 0 | 0 | 0 | 0 | 0 | 0 | 0 | 0 | 0 | 0 | 0
F5_Commercial_Miscellaneous_Existing_Food Preparation_Natural Gas_Double Rack Oven_E8 | F5 | Commercial | Miscellaneous | Existing | Food Preparation | Natural Gas | Double Rack Oven | E8 | Utility - Cost of Operation | 0 | 0 | 0 | 0 | 0 | 0 | 0 | 0 | 0 | 0 | 0 | 0 | 0 | 0 | 0 | 0 | 0 | 0 | 0 | 0 | 0 | 0 | 0 | 0 | 0 | 0 | 0 | 0 | 0 | 0 | 0
F5_Commercial_Miscellaneous_Existing_Food Preparation_Natural Gas_Double Rack Oven_E9 | F5 | Commercial | Miscellaneous | Existing | Food Preparation | Natural Gas | Double Rack Oven | E9 | Utility - Cost of Operation | 0 | 0 | 0 | 0 | 0 | 0 | 0 | 0 | 0 | 0 | 0 | 0 | 0 | 0 | 0 | 0 | 0 | 0 | 0 | 0 | 0 | 0 | 0 | 0 | 0 | 0 | 0 | 0 | 0 | 0 | 0
F5_Commercial_Miscellaneous_Existing_Food Preparation_Natural Gas_Double Rack Oven_E10 | F5 | Commercial | Miscellaneous | Existing | Food Preparation | Natural Gas | Double Rack Oven | E10 | Utility - Cost of Operation | 0 | 0 | 0 | 0 | 0 | 0 | 0 | 0 | 0 | 0 | 0 | 0 | 0 | 0 | 0 | 0 | 0 | 0 | 0 | 0 | 0 | 0 | 0 | 0 | 0 | 0 | 0 | 0 | 0 | 0 | 0
F6_Commercial_Miscellaneous_Existing_Food Preparation_Natural Gas_Double Rack Oven_E1 | F6 | Commercial | Miscellaneous | Existing | Food Preparation | Natural Gas | Double Rack Oven | E1 | Utility - Value of Sales | 0.029379 | 0.029832 | 0.030161 | 0.029993 | 0.030023 | 0.028299 | 0.026873 | 0.026077 | 0.025747 | 0.026701 | 0.027954 | 0.029264 | 0.026876 | 0.02847 | 0.028567 | 0.028424 | 0.02845 | 0.028538 | 0.027993 | 0.028322 | 0.028544 | 0.028856 | 0.029257 | 0.014674 | 0.014387 | 0.014118 | 0.013863 | 0.013621 | 0.01339 | 0.013166 | 0.01295
F6_Commercial_Miscellaneous_Existing_Food Preparation_Natural Gas_Double Rack Oven_E2 | F6 | Commercial | Miscellaneous | Existing | Food Preparation | Natural Gas | Double Rack Oven | E2 | Utility - Value of Sales | 0.016025 | 0.016272 | 0.016452 | 0.01636 | 0.016376 | 0.015436 | 0.014658 | 0.014224 | 0.014044 | 0.014564 | 0.015248 | 0.015962 | 0.01466 | 0.015529 | 0.015582 | 0.015504 | 0.015518 | 0.015566 | 0.015269 | 0.015448 | 0.015569 | 0.01574 | 0.015959 | 0.0080038 | 0.0078475 | 0.0077006 | 0.0075619 | 0.0074298 | 0.0073034 | 0.0071816 | 0.0070636
F6_Commercial_Miscellaneous_Existing_Food Preparation_Natural Gas_Double Rack Oven_E3 | F6 | Commercial | Miscellaneous | Existing | Food Preparation | Natural Gas | Double Rack Oven | E3 | Utility - Value of Sales | 0 | 0 | 0 | 0 | 0 | 0 | 0 | 0 | 0 | 0 | 0 | 0 | 0 | 0 | 0 | 0 | 0 | 0 | 0 | 0 | 0 | 0 | 0 | 0 | 0 | 0 | 0 | 0 | 0 | 0 | 0
F6_Commercial_Miscellaneous_Existing_Food Preparation_Natural Gas_Double Rack Oven_E4 | F6 | Commercial | Miscellaneous | Existing | Food Preparation | Natural Gas | Double Rack Oven | E4 | Utility - Value of Sales | 0 | 0 | 0 | 0 | 0 | 0 | 0 | 0 | 0 | 0 | 0 | 0 | 0 | 0 | 0 | 0 | 0 | 0 | 0 | 0 | 0 | 0 | 0 | 0 | 0 | 0 | 0 | 0 | 0 | 0 | 0
F6_Commercial_Miscellaneous_Existing_Food Preparation_Natural Gas_Double Rack Oven_E5 | F6 | Commercial | Miscellaneous | Existing | Food Preparation | Natural Gas | Double Rack Oven | E5 | Utility - Value of Sales | 0 | 0 | 0 | 0 | 0 | 0 | 0 | 0 | 0 | 0 | 0 | 0 | 0 | 0 | 0 | 0 | 0 | 0 | 0 | 0 | 0 | 0 | 0 | 0 | 0 | 0 | 0 | 0 | 0 | 0 | 0
F6_Commercial_Miscellaneous_Existing_Food Preparation_Natural Gas_Double Rack Oven_E6 | F6 | Commercial | Miscellaneous | Existing | Food Preparation | Natural Gas | Double Rack Oven | E6 | Utility - Value of Sales | 0 | 0 | 0 | 0 | 0 | 0 | 0 | 0 | 0 | 0 | 0 | 0 | 0 | 0 | 0 | 0 | 0 | 0 | 0 | 0 | 0 | 0 | 0 | 0 | 0 | 0 | 0 | 0 | 0 | 0 | 0
F6_Commercial_Miscellaneous_Existing_Food Preparation_Natural Gas_Double Rack Oven_E7 | F6 | Commercial | Miscellaneous | Existing | Food Preparation | Natural Gas | Double Rack Oven | E7 | Utility - Value of Sales | 0 | 0 | 0 | 0 | 0 | 0 | 0 | 0 | 0 | 0 | 0 | 0 | 0 | 0 | 0 | 0 | 0 | 0 | 0 | 0 | 0 | 0 | 0 | 0 | 0 | 0 | 0 | 0 | 0 | 0 | 0
F6_Commercial_Miscellaneous_Existing_Food Preparation_Natural Gas_Double Rack Oven_E8 | F6 | Commercial | Miscellaneous | Existing | Food Preparation | Natural Gas | Double Rack Oven | E8 | Utility - Value of Sales | 0 | 0 | 0 | 0 | 0 | 0 | 0 | 0 | 0 | 0 | 0 | 0 | 0 | 0 | 0 | 0 | 0 | 0 | 0 | 0 | 0 | 0 | 0 | 0 | 0 | 0 | 0 | 0 | 0 | 0 | 0
F6_Commercial_Miscellaneous_Existing_Food Preparation_Natural Gas_Double Rack Oven_E9 | F6 | Commercial | Miscellaneous | Existing | Food Preparation | Natural Gas | Double Rack Oven | E9 | Utility - Value of Sales | 0 | 0 | 0 | 0 | 0 | 0 | 0 | 0 | 0 | 0 | 0 | 0 | 0 | 0 | 0 | 0 | 0 | 0 | 0 | 0 | 0 | 0 | 0 | 0 | 0 | 0 | 0 | 0 | 0 | 0 | 0
F6_Commercial_Miscellaneous_Existing_Food Preparation_Natural Gas_Double Rack Oven_E10 | F6 | Commercial | Miscellaneous | Existing | Food Preparation | Natural Gas | Double Rack Oven | E10 | Utility - Value of Sales | 0 | 0 | 0 | 0 | 0 | 0 | 0 | 0 | 0 | 0 | 0 | 0 | 0 | 0 | 0 | 0 | 0 | 0 | 0 | 0 | 0 | 0 | 0 | 0 | 0 | 0 | 0 | 0 | 0 | 0 | 0
F1_Commercial_Miscellaneous_Existing_Food Preparation_Natural Gas_Fryer_E1 | F1 | Commercial | Miscellaneous | Existing | Food Preparation | Natural Gas | Fryer | E1 | Participant - Cost of Equipment | 0.0067254 | 0.0067254 | 0.0067254 | 0 | 0 | 0 | 0 | 0 | 0 | 0 | 0 | 0 | 0 | 0 | 0 | 0 | 0 | 0 | 0 | 0 | 0 | 0 | 0 | 0 | 0 | 0 | 0 | 0 | 0 | 0 | 0
F1_Commercial_Miscellaneous_Existing_Food Preparation_Natural Gas_Fryer_E2 | F1 | Commercial | Miscellaneous | Existing | Food Preparation | Natural Gas | Fryer | E2 | Participant - Cost of Equipment | 0.008021 | 0.008021 | 0.008021 | 0.008021 | 0.008021 | 0.008021 | 0.008021 | 0.008021 | 0.008021 | 0.008021 | 0.008021 | 0.008021 | 0.008021 | 0.008021 | 0.008021 | 0.008021 | 0.008021 | 0.008021 | 0.008021 | 0.008021 | 0.008021 | 0.008021 | 0.008021 | 0.008021 | 0.008021 | 0.008021 | 0.008021 | 0.008021 | 0.008021 | 0.008021 | 0.008021
F1_Commercial_Miscellaneous_Existing_Food Preparation_Natural Gas_Fryer_E3 | F1 | Commercial | Miscellaneous | Existing | Food Preparation | Natural Gas | Fryer | E3 | Participant - Cost of Equipment | 0 | 0 | 0 | 0 | 0 | 0 | 0 | 0 | 0 | 0 | 0 | 0 | 0 | 0 | 0 | 0 | 0 | 0 | 0 | 0 | 0 | 0 | 0 | 0 | 0 | 0 | 0 | 0 | 0 | 0 | 0
F1_Commercial_Miscellaneous_Existing_Food Preparation_Natural Gas_Fryer_E4 | F1 | Commercial | Miscellaneous | Existing | Food Preparation | Natural Gas | Fryer | E4 | Participant - Cost of Equipment | 0 | 0 | 0 | 0 | 0 | 0 | 0 | 0 | 0 | 0 | 0 | 0 | 0 | 0 | 0 | 0 | 0 | 0 | 0 | 0 | 0 | 0 | 0 | 0 | 0 | 0 | 0 | 0 | 0 | 0 | 0
F1_Commercial_Miscellaneous_Existing_Food Preparation_Natural Gas_Fryer_E5 | F1 | Commercial | Miscellaneous | Existing | Food Preparation | Natural Gas | Fryer | E5 | Participant - Cost of Equipment | 0 | 0 | 0 | 0 | 0 | 0 | 0 | 0 | 0 | 0 | 0 | 0 | 0 | 0 | 0 | 0 | 0 | 0 | 0 | 0 | 0 | 0 | 0 | 0 | 0 | 0 | 0 | 0 | 0 | 0 | 0
F1_Commercial_Miscellaneous_Existing_Food Preparation_Natural Gas_Fryer_E6 | F1 | Commercial | Miscellaneous | Existing | Food Preparation | Natural Gas | Fryer | E6 | Participant - Cost of Equipment | 0 | 0 | 0 | 0 | 0 | 0 | 0 | 0 | 0 | 0 | 0 | 0 | 0 | 0 | 0 | 0 | 0 | 0 | 0 | 0 | 0 | 0 | 0 | 0 | 0 | 0 | 0 | 0 | 0 | 0 | 0
F1_Commercial_Miscellaneous_Existing_Food Preparation_Natural Gas_Fryer_E7 | F1 | Commercial | Miscellaneous | Existing | Food Preparation | Natural Gas | Fryer | E7 | Participant - Cost of Equipment | 0 | 0 | 0 | 0 | 0 | 0 | 0 | 0 | 0 | 0 | 0 | 0 | 0 | 0 | 0 | 0 | 0 | 0 | 0 | 0 | 0 | 0 | 0 | 0 | 0 | 0 | 0 | 0 | 0 | 0 | 0
F1_Commercial_Miscellaneous_Existing_Food Preparation_Natural Gas_Fryer_E8 | F1 | Commercial | Miscellaneous | Existing | Food Preparation | Natural Gas | Fryer | E8 | Participant - Cost of Equipment | 0 | 0 | 0 | 0 | 0 | 0 | 0 | 0 | 0 | 0 | 0 | 0 | 0 | 0 | 0 | 0 | 0 | 0 | 0 | 0 | 0 | 0 | 0 | 0 | 0 | 0 | 0 | 0 | 0 | 0 | 0
F1_Commercial_Miscellaneous_Existing_Food Preparation_Natural Gas_Fryer_E9 | F1 | Commercial | Miscellaneous | Existing | Food Preparation | Natural Gas | Fryer | E9 | Participant - Cost of Equipment | 0 | 0 | 0 | 0 | 0 | 0 | 0 | 0 | 0 | 0 | 0 | 0 | 0 | 0 | 0 | 0 | 0 | 0 | 0 | 0 | 0 | 0 | 0 | 0 | 0 | 0 | 0 | 0 | 0 | 0 | 0
F1_Commercial_Miscellaneous_Existing_Food Preparation_Natural Gas_Fryer_E10 | F1 | Commercial | Miscellaneous | Existing | Food Preparation | Natural Gas | Fryer | E10 | Participant - Cost of Equipment | 0 | 0 | 0 | 0 | 0 | 0 | 0 | 0 | 0 | 0 | 0 | 0 | 0 | 0 | 0 | 0 | 0 | 0 | 0 | 0 | 0 | 0 | 0 | 0 | 0 | 0 | 0 | 0 | 0 | 0 | 0
F2_Commercial_Miscellaneous_Existing_Food Preparation_Natural Gas_Fryer_E1 | F2 | Commercial | Miscellaneous | Existing | Food Preparation | Natural Gas | Fryer | E1 | Participant - Cost of Operation | 0.014435 | 0.014753 | 0.015008 | 0 | 0 | 0 | 0 | 0 | 0 | 0 | 0 | 0 | 0 | 0 | 0 | 0 | 0 | 0 | 0 | 0 | 0 | 0 | 0 | 0 | 0 | 0 | 0 | 0 | 0 | 0 | 0
F2_Commercial_Miscellaneous_Existing_Food Preparation_Natural Gas_Fryer_E2 | F2 | Commercial | Miscellaneous | Existing | Food Preparation | Natural Gas | Fryer | E2 | Participant - Cost of Operation | 0.0097 | 0.0099136 | 0.010085 | 0.010249 | 0.010496 | 0.010023 | 0.0094516 | 0.0091713 | 0.0090885 | 0.0089432 | 0.008851 | 0.008713 | 0.0076433 | 0.0082319 | 0.0089888 | 0.009719 | 0.010601 | 0.010663 | 0.01046 | 0.01062 | 0.010734 | 0.010884 | 0.011071 | 0.0050098 | 0.0049086 | 0.004814 | 0.0047252 | 0.0046412 | 0.004561 | 0.0044841 | 0.0044099
F2_Commercial_Miscellaneous_Existing_Food Preparation_Natural Gas_Fryer_E3 | F2 | Commercial | Miscellaneous | Existing | Food Preparation | Natural Gas | Fryer | E3 | Participant - Cost of Operation | 0 | 0 | 0 | 0 | 0 | 0 | 0 | 0 | 0 | 0 | 0 | 0 | 0 | 0 | 0 | 0 | 0 | 0 | 0 | 0 | 0 | 0 | 0 | 0 | 0 | 0 | 0 | 0 | 0 | 0 | 0
F2_Commercial_Miscellaneous_Existing_Food Preparation_Natural Gas_Fryer_E4 | F2 | Commercial | Miscellaneous | Existing | Food Preparation | Natural Gas | Fryer | E4 | Participant - Cost of Operation | 0 | 0 | 0 | 0 | 0 | 0 | 0 | 0 | 0 | 0 | 0 | 0 | 0 | 0 | 0 | 0 | 0 | 0 | 0 | 0 | 0 | 0 | 0 | 0 | 0 | 0 | 0 | 0 | 0 | 0 | 0
F2_Commercial_Miscellaneous_Existing_Food Preparation_Natural Gas_Fryer_E5 | F2 | Commercial | Miscellaneous | Existing | Food Preparation | Natural Gas | Fryer | E5 | Participant - Cost of Operation | 0 | 0 | 0 | 0 | 0 | 0 | 0 | 0 | 0 | 0 | 0 | 0 | 0 | 0 | 0 | 0 | 0 | 0 | 0 | 0 | 0 | 0 | 0 | 0 | 0 | 0 | 0 | 0 | 0 | 0 | 0
F2_Commercial_Miscellaneous_Existing_Food Preparation_Natural Gas_Fryer_E6 | F2 | Commercial | Miscellaneous | Existing | Food Preparation | Natural Gas | Fryer | E6 | Participant - Cost of Operation | 0 | 0 | 0 | 0 | 0 | 0 | 0 | 0 | 0 | 0 | 0 | 0 | 0 | 0 | 0 | 0 | 0 | 0 | 0 | 0 | 0 | 0 | 0 | 0 | 0 | 0 | 0 | 0 | 0 | 0 | 0
F2_Commercial_Miscellaneous_Existing_Food Preparation_Natural Gas_Fryer_E7 | F2 | Commercial | Miscellaneous | Existing | Food Preparation | Natural Gas | Fryer | E7 | Participant - Cost of Operation | 0 | 0 | 0 | 0 | 0 | 0 | 0 | 0 | 0 | 0 | 0 | 0 | 0 | 0 | 0 | 0 | 0 | 0 | 0 | 0 | 0 | 0 | 0 | 0 | 0 | 0 | 0 | 0 | 0 | 0 | 0
F2_Commercial_Miscellaneous_Existing_Food Preparation_Natural Gas_Fryer_E8 | F2 | Commercial | Miscellaneous | Existing | Food Preparation | Natural Gas | Fryer | E8 | Participant - Cost of Operation | 0 | 0 | 0 | 0 | 0 | 0 | 0 | 0 | 0 | 0 | 0 | 0 | 0 | 0 | 0 | 0 | 0 | 0 | 0 | 0 | 0 | 0 | 0 | 0 | 0 | 0 | 0 | 0 | 0 | 0 | 0
F2_Commercial_Miscellaneous_Existing_Food Preparation_Natural Gas_Fryer_E9 | F2 | Commercial | Miscellaneous | Existing | Food Preparation | Natural Gas | Fryer | E9 | Participant - Cost of Operation | 0 | 0 | 0 | 0 | 0 | 0 | 0 | 0 | 0 | 0 | 0 | 0 | 0 | 0 | 0 | 0 | 0 | 0 | 0 | 0 | 0 | 0 | 0 | 0 | 0 | 0 | 0 | 0 | 0 | 0 | 0
F2_Commercial_Miscellaneous_Existing_Food Preparation_Natural Gas_Fryer_E10 | F2 | Commercial | Miscellaneous | Existing | Food Preparation | Natural Gas | Fryer | E10 | Participant - Cost of Operation | 0 | 0 | 0 | 0 | 0 | 0 | 0 | 0 | 0 | 0 | 0 | 0 | 0 | 0 | 0 | 0 | 0 | 0 | 0 | 0 | 0 | 0 | 0 | 0 | 0 | 0 | 0 | 0 | 0 | 0 | 0
F3_Commercial_Miscellaneous_Existing_Food Preparation_Natural Gas_Fryer_E1 | F3 | Commercial | Miscellaneous | Existing | Food Preparation | Natural Gas | Fryer | E1 | System - kBTUs of Conusmption | 1.2154 | 1.2186 | 1.2166 | 0 | 0 | 0 | 0 | 0 | 0 | 0 | 0 | 0 | 0 | 0 | 0 | 0 | 0 | 0 | 0 | 0 | 0 | 0 | 0 | 0 | 0 | 0 | 0 | 0 | 0 | 0 | 0
F3_Commercial_Miscellaneous_Existing_Food Preparation_Natural Gas_Fryer_E2 | F3 | Commercial | Miscellaneous | Existing | Food Preparation | Natural Gas | Fryer | E2 | System - kBTUs of Conusmption | 0.81674 | 0.81891 | 0.81753 | 0.81658 | 0.81658 | 0.81658 | 0.81658 | 0.81658 | 0.81658 | 0.81658 | 0.81658 | 0.81658 | 0.81658 | 0.81658 | 0.81658 | 0.81658 | 0.81658 | 0.81658 | 0.81658 | 0.81658 | 0.81658 | 0.81658 | 0.81658 | 0.81658 | 0.81658 | 0.81658 | 0.81658 | 0.81658 | 0.81658 | 0.81658 | 0.81658
F3_Commercial_Miscellaneous_Existing_Food Preparation_Natural Gas_Fryer_E3 | F3 | Commercial | Miscellaneous | Existing | Food Preparation | Natural Gas | Fryer | E3 | System - kBTUs of Conusmption | 0 | 0 | 0 | 0 | 0 | 0 | 0 | 0 | 0 | 0 | 0 | 0 | 0 | 0 | 0 | 0 | 0 | 0 | 0 | 0 | 0 | 0 | 0 | 0 | 0 | 0 | 0 | 0 | 0 | 0 | 0
F3_Commercial_Miscellaneous_Existing_Food Preparation_Natural Gas_Fryer_E4 | F3 | Commercial | Miscellaneous | Existing | Food Preparation | Natural Gas | Fryer | E4 | System - kBTUs of Conusmption | 0 | 0 | 0 | 0 | 0 | 0 | 0 | 0 | 0 | 0 | 0 | 0 | 0 | 0 | 0 | 0 | 0 | 0 | 0 | 0 | 0 | 0 | 0 | 0 | 0 | 0 | 0 | 0 | 0 | 0 | 0
F3_Commercial_Miscellaneous_Existing_Food Preparation_Natural Gas_Fryer_E5 | F3 | Commercial | Miscellaneous | Existing | Food Preparation | Natural Gas | Fryer | E5 | System - kBTUs of Conusmption | 0 | 0 | 0 | 0 | 0 | 0 | 0 | 0 | 0 | 0 | 0 | 0 | 0 | 0 | 0 | 0 | 0 | 0 | 0 | 0 | 0 | 0 | 0 | 0 | 0 | 0 | 0 | 0 | 0 | 0 | 0
F3_Commercial_Miscellaneous_Existing_Food Preparation_Natural Gas_Fryer_E6 | F3 | Commercial | Miscellaneous | Existing | Food Preparation | Natural Gas | Fryer | E6 | System - kBTUs of Conusmption | 0 | 0 | 0 | 0 | 0 | 0 | 0 | 0 | 0 | 0 | 0 | 0 | 0 | 0 | 0 | 0 | 0 | 0 | 0 | 0 | 0 | 0 | 0 | 0 | 0 | 0 | 0 | 0 | 0 | 0 | 0
F3_Commercial_Miscellaneous_Existing_Food Preparation_Natural Gas_Fryer_E7 | F3 | Commercial | Miscellaneous | Existing | Food Preparation | Natural Gas | Fryer | E7 | System - kBTUs of Conusmption | 0 | 0 | 0 | 0 | 0 | 0 | 0 | 0 | 0 | 0 | 0 | 0 | 0 | 0 | 0 | 0 | 0 | 0 | 0 | 0 | 0 | 0 | 0 | 0 | 0 | 0 | 0 | 0 | 0 | 0 | 0
F3_Commercial_Miscellaneous_Existing_Food Preparation_Natural Gas_Fryer_E8 | F3 | Commercial | Miscellaneous | Existing | Food Preparation | Natural Gas | Fryer | E8 | System - kBTUs of Conusmption | 0 | 0 | 0 | 0 | 0 | 0 | 0 | 0 | 0 | 0 | 0 | 0 | 0 | 0 | 0 | 0 | 0 | 0 | 0 | 0 | 0 | 0 | 0 | 0 | 0 | 0 | 0 | 0 | 0 | 0 | 0
F3_Commercial_Miscellaneous_Existing_Food Preparation_Natural Gas_Fryer_E9 | F3 | Commercial | Miscellaneous | Existing | Food Preparation | Natural Gas | Fryer | E9 | System - kBTUs of Conusmption | 0 | 0 | 0 | 0 | 0 | 0 | 0 | 0 | 0 | 0 | 0 | 0 | 0 | 0 | 0 | 0 | 0 | 0 | 0 | 0 | 0 | 0 | 0 | 0 | 0 | 0 | 0 | 0 | 0 | 0 | 0
F3_Commercial_Miscellaneous_Existing_Food Preparation_Natural Gas_Fryer_E10 | F3 | Commercial | Miscellaneous | Existing | Food Preparation | Natural Gas | Fryer | E10 | System - kBTUs of Conusmption | 0 | 0 | 0 | 0 | 0 | 0 | 0 | 0 | 0 | 0 | 0 | 0 | 0 | 0 | 0 | 0 | 0 | 0 | 0 | 0 | 0 | 0 | 0 | 0 | 0 | 0 | 0 | 0 | 0 | 0 | 0
F4_Commercial_Miscellaneous_Existing_Food Preparation_Natural Gas_Fryer_E1 | F4 | Commercial | Miscellaneous | Existing | Food Preparation | Natural Gas | Fryer | E1 | Utility - Cost of Equipment | 0.0067254 | 0.0067254 | 0.0067254 | 0 | 0 | 0 | 0 | 0 | 0 | 0 | 0 | 0 | 0 | 0 | 0 | 0 | 0 | 0 | 0 | 0 | 0 | 0 | 0 | 0 | 0 | 0 | 0 | 0 | 0 | 0 | 0
F4_Commercial_Miscellaneous_Existing_Food Preparation_Natural Gas_Fryer_E2 | F4 | Commercial | Miscellaneous | Existing | Food Preparation | Natural Gas | Fryer | E2 | Utility - Cost of Equipment | 0.008021 | 0.008021 | 0.008021 | 0.008021 | 0.008021 | 0.008021 | 0.008021 | 0.008021 | 0.008021 | 0.008021 | 0.008021 | 0.008021 | 0.008021 | 0.008021 | 0.008021 | 0.008021 | 0.008021 | 0.008021 | 0.008021 | 0.008021 | 0.008021 | 0.008021 | 0.008021 | 0.008021 | 0.008021 | 0.008021 | 0.008021 | 0.008021 | 0.008021 | 0.008021 | 0.008021
F4_Commercial_Miscellaneous_Existing_Food Preparation_Natural Gas_Fryer_E3 | F4 | Commercial | Miscellaneous | Existing | Food Preparation | Natural Gas | Fryer | E3 | Utility - Cost of Equipment | 0 | 0 | 0 | 0 | 0 | 0 | 0 | 0 | 0 | 0 | 0 | 0 | 0 | 0 | 0 | 0 | 0 | 0 | 0 | 0 | 0 | 0 | 0 | 0 | 0 | 0 | 0 | 0 | 0 | 0 | 0
F4_Commercial_Miscellaneous_Existing_Food Preparation_Natural Gas_Fryer_E4 | F4 | Commercial | Miscellaneous | Existing | Food Preparation | Natural Gas | Fryer | E4 | Utility - Cost of Equipment | 0 | 0 | 0 | 0 | 0 | 0 | 0 | 0 | 0 | 0 | 0 | 0 | 0 | 0 | 0 | 0 | 0 | 0 | 0 | 0 | 0 | 0 | 0 | 0 | 0 | 0 | 0 | 0 | 0 | 0 | 0
F4_Commercial_Miscellaneous_Existing_Food Preparation_Natural Gas_Fryer_E5 | F4 | Commercial | Miscellaneous | Existing | Food Preparation | Natural Gas | Fryer | E5 | Utility - Cost of Equipment | 0 | 0 | 0 | 0 | 0 | 0 | 0 | 0 | 0 | 0 | 0 | 0 | 0 | 0 | 0 | 0 | 0 | 0 | 0 | 0 | 0 | 0 | 0 | 0 | 0 | 0 | 0 | 0 | 0 | 0 | 0
F4_Commercial_Miscellaneous_Existing_Food Preparation_Natural Gas_Fryer_E6 | F4 | Commercial | Miscellaneous | Existing | Food Preparation | Natural Gas | Fryer | E6 | Utility - Cost of Equipment | 0 | 0 | 0 | 0 | 0 | 0 | 0 | 0 | 0 | 0 | 0 | 0 | 0 | 0 | 0 | 0 | 0 | 0 | 0 | 0 | 0 | 0 | 0 | 0 | 0 | 0 | 0 | 0 | 0 | 0 | 0
F4_Commercial_Miscellaneous_Existing_Food Preparation_Natural Gas_Fryer_E7 | F4 | Commercial | Miscellaneous | Existing | Food Preparation | Natural Gas | Fryer | E7 | Utility - Cost of Equipment | 0 | 0 | 0 | 0 | 0 | 0 | 0 | 0 | 0 | 0 | 0 | 0 | 0 | 0 | 0 | 0 | 0 | 0 | 0 | 0 | 0 | 0 | 0 | 0 | 0 | 0 | 0 | 0 | 0 | 0 | 0
F4_Commercial_Miscellaneous_Existing_Food Preparation_Natural Gas_Fryer_E8 | F4 | Commercial | Miscellaneous | Existing | Food Preparation | Natural Gas | Fryer | E8 | Utility - Cost of Equipment | 0 | 0 | 0 | 0 | 0 | 0 | 0 | 0 | 0 | 0 | 0 | 0 | 0 | 0 | 0 | 0 | 0 | 0 | 0 | 0 | 0 | 0 | 0 | 0 | 0 | 0 | 0 | 0 | 0 | 0 | 0
F4_Commercial_Miscellaneous_Existing_Food Preparation_Natural Gas_Fryer_E9 | F4 | Commercial | Miscellaneous | Existing | Food Preparation | Natural Gas | Fryer | E9 | Utility - Cost of Equipment | 0 | 0 | 0 | 0 | 0 | 0 | 0 | 0 | 0 | 0 | 0 | 0 | 0 | 0 | 0 | 0 | 0 | 0 | 0 | 0 | 0 | 0 | 0 | 0 | 0 | 0 | 0 | 0 | 0 | 0 | 0
F4_Commercial_Miscellaneous_Existing_Food Preparation_Natural Gas_Fryer_E10 | F4 | Commercial | Miscellaneous | Existing | Food Preparation | Natural Gas | Fryer | E10 | Utility - Cost of Equipment | 0 | 0 | 0 | 0 | 0 | 0 | 0 | 0 | 0 | 0 | 0 | 0 | 0 | 0 | 0 | 0 | 0 | 0 | 0 | 0 | 0 | 0 | 0 | 0 | 0 | 0 | 0 | 0 | 0 | 0 | 0
F5_Commercial_Miscellaneous_Existing_Food Preparation_Natural Gas_Fryer_E1 | F5 | Commercial | Miscellaneous | Existing | Food Preparation | Natural Gas | Fryer | E1 | Utility - Cost of Operation | 0.012048 | 0.012314 | 0.012527 | 0 | 0 | 0 | 0 | 0 | 0 | 0 | 0 | 0 | 0 | 0 | 0 | 0 | 0 | 0 | 0 | 0 | 0 | 0 | 0 | 0 | 0 | 0 | 0 | 0 | 0 | 0 | 0
F5_Commercial_Miscellaneous_Existing_Food Preparation_Natural Gas_Fryer_E2 | F5 | Commercial | Miscellaneous | Existing | Food Preparation | Natural Gas | Fryer | E2 | Utility - Cost of Operation | 0.0080964 | 0.0082747 | 0.0084179 | 0.0085547 | 0.0087612 | 0.0083659 | 0.0078891 | 0.0076551 | 0.007586 | 0.0074647 | 0.0073877 | 0.0072726 | 0.0063797 | 0.006871 | 0.0075028 | 0.0081122 | 0.0088482 | 0.0089004 | 0.0087309 | 0.0088642 | 0.0089592 | 0.0090847 | 0.0092406 | 0.0041816 | 0.0040971 | 0.0040182 | 0.003944 | 0.0038739 | 0.003807 | 0.0037428 | 0.0036808
F5_Commercial_Miscellaneous_Existing_Food Preparation_Natural Gas_Fryer_E3 | F5 | Commercial | Miscellaneous | Existing | Food Preparation | Natural Gas | Fryer | E3 | Utility - Cost of Operation | 0 | 0 | 0 | 0 | 0 | 0 | 0 | 0 | 0 | 0 | 0 | 0 | 0 | 0 | 0 | 0 | 0 | 0 | 0 | 0 | 0 | 0 | 0 | 0 | 0 | 0 | 0 | 0 | 0 | 0 | 0
F5_Commercial_Miscellaneous_Existing_Food Preparation_Natural Gas_Fryer_E4 | F5 | Commercial | Miscellaneous | Existing | Food Preparation | Natural Gas | Fryer | E4 | Utility - Cost of Operation | 0 | 0 | 0 | 0 | 0 | 0 | 0 | 0 | 0 | 0 | 0 | 0 | 0 | 0 | 0 | 0 | 0 | 0 | 0 | 0 | 0 | 0 | 0 | 0 | 0 | 0 | 0 | 0 | 0 | 0 | 0
F5_Commercial_Miscellaneous_Existing_Food Preparation_Natural Gas_Fryer_E5 | F5 | Commercial | Miscellaneous | Existing | Food Preparation | Natural Gas | Fryer | E5 | Utility - Cost of Operation | 0 | 0 | 0 | 0 | 0 | 0 | 0 | 0 | 0 | 0 | 0 | 0 | 0 | 0 | 0 | 0 | 0 | 0 | 0 | 0 | 0 | 0 | 0 | 0 | 0 | 0 | 0 | 0 | 0 | 0 | 0
F5_Commercial_Miscellaneous_Existing_Food Preparation_Natural Gas_Fryer_E6 | F5 | Commercial | Miscellaneous | Existing | Food Preparation | Natural Gas | Fryer | E6 | Utility - Cost of Operation | 0 | 0 | 0 | 0 | 0 | 0 | 0 | 0 | 0 | 0 | 0 | 0 | 0 | 0 | 0 | 0 | 0 | 0 | 0 | 0 | 0 | 0 | 0 | 0 | 0 | 0 | 0 | 0 | 0 | 0 | 0
F5_Commercial_Miscellaneous_Existing_Food Preparation_Natural Gas_Fryer_E7 | F5 | Commercial | Miscellaneous | Existing | Food Preparation | Natural Gas | Fryer | E7 | Utility - Cost of Operation | 0 | 0 | 0 | 0 | 0 | 0 | 0 | 0 | 0 | 0 | 0 | 0 | 0 | 0 | 0 | 0 | 0 | 0 | 0 | 0 | 0 | 0 | 0 | 0 | 0 | 0 | 0 | 0 | 0 | 0 | 0
F5_Commercial_Miscellaneous_Existing_Food Preparation_Natural Gas_Fryer_E8 | F5 | Commercial | Miscellaneous | Existing | Food Preparation | Natural Gas | Fryer | E8 | Utility - Cost of Operation | 0 | 0 | 0 | 0 | 0 | 0 | 0 | 0 | 0 | 0 | 0 | 0 | 0 | 0 | 0 | 0 | 0 | 0 | 0 | 0 | 0 | 0 | 0 | 0 | 0 | 0 | 0 | 0 | 0 | 0 | 0
F5_Commercial_Miscellaneous_Existing_Food Preparation_Natural Gas_Fryer_E9 | F5 | Commercial | Miscellaneous | Existing | Food Preparation | Natural Gas | Fryer | E9 | Utility - Cost of Operation | 0 | 0 | 0 | 0 | 0 | 0 | 0 | 0 | 0 | 0 | 0 | 0 | 0 | 0 | 0 | 0 | 0 | 0 | 0 | 0 | 0 | 0 | 0 | 0 | 0 | 0 | 0 | 0 | 0 | 0 | 0
F5_Commercial_Miscellaneous_Existing_Food Preparation_Natural Gas_Fryer_E10 | F5 | Commercial | Miscellaneous | Existing | Food Preparation | Natural Gas | Fryer | E10 | Utility - Cost of Operation | 0 | 0 | 0 | 0 | 0 | 0 | 0 | 0 | 0 | 0 | 0 | 0 | 0 | 0 | 0 | 0 | 0 | 0 | 0 | 0 | 0 | 0 | 0 | 0 | 0 | 0 | 0 | 0 | 0 | 0 | 0
F6_Commercial_Miscellaneous_Existing_Food Preparation_Natural Gas_Fryer_E1 | F6 | Commercial | Miscellaneous | Existing | Food Preparation | Natural Gas | Fryer | E1 | Utility - Value of Sales | 0.014435 | 0.014753 | 0.015008 | 0 | 0 | 0 | 0 | 0 | 0 | 0 | 0 | 0 | 0 | 0 | 0 | 0 | 0 | 0 | 0 | 0 | 0 | 0 | 0 | 0 | 0 | 0 | 0 | 0 | 0 | 0 | 0
F6_Commercial_Miscellaneous_Existing_Food Preparation_Natural Gas_Fryer_E2 | F6 | Commercial | Miscellaneous | Existing | Food Preparation | Natural Gas | Fryer | E2 | Utility - Value of Sales | 0.0097 | 0.0099136 | 0.010085 | 0.010249 | 0.010496 | 0.010023 | 0.0094516 | 0.0091713 | 0.0090885 | 0.0089432 | 0.008851 | 0.008713 | 0.0076433 | 0.0082319 | 0.0089888 | 0.009719 | 0.010601 | 0.010663 | 0.01046 | 0.01062 | 0.010734 | 0.010884 | 0.011071 | 0.0050098 | 0.0049086 | 0.004814 | 0.0047252 | 0.0046412 | 0.004561 | 0.0044841 | 0.0044099
F6_Commercial_Miscellaneous_Existing_Food Preparation_Natural Gas_Fryer_E3 | F6 | Commercial | Miscellaneous | Existing | Food Preparation | Natural Gas | Fryer | E3 | Utility - Value of Sales | 0 | 0 | 0 | 0 | 0 | 0 | 0 | 0 | 0 | 0 | 0 | 0 | 0 | 0 | 0 | 0 | 0 | 0 | 0 | 0 | 0 | 0 | 0 | 0 | 0 | 0 | 0 | 0 | 0 | 0 | 0
F6_Commercial_Miscellaneous_Existing_Food Preparation_Natural Gas_Fryer_E4 | F6 | Commercial | Miscellaneous | Existing | Food Preparation | Natural Gas | Fryer | E4 | Utility - Value of Sales | 0 | 0 | 0 | 0 | 0 | 0 | 0 | 0 | 0 | 0 | 0 | 0 | 0 | 0 | 0 | 0 | 0 | 0 | 0 | 0 | 0 | 0 | 0 | 0 | 0 | 0 | 0 | 0 | 0 | 0 | 0
F6_Commercial_Miscellaneous_Existing_Food Preparation_Natural Gas_Fryer_E5 | F6 | Commercial | Miscellaneous | Existing | Food Preparation | Natural Gas | Fryer | E5 | Utility - Value of Sales | 0 | 0 | 0 | 0 | 0 | 0 | 0 | 0 | 0 | 0 | 0 | 0 | 0 | 0 | 0 | 0 | 0 | 0 | 0 | 0 | 0 | 0 | 0 | 0 | 0 | 0 | 0 | 0 | 0 | 0 | 0
F6_Commercial_Miscellaneous_Existing_Food Preparation_Natural Gas_Fryer_E6 | F6 | Commercial | Miscellaneous | Existing | Food Preparation | Natural Gas | Fryer | E6 | Utility - Value of Sales | 0 | 0 | 0 | 0 | 0 | 0 | 0 | 0 | 0 | 0 | 0 | 0 | 0 | 0 | 0 | 0 | 0 | 0 | 0 | 0 | 0 | 0 | 0 | 0 | 0 | 0 | 0 | 0 | 0 | 0 | 0
F6_Commercial_Miscellaneous_Existing_Food Preparation_Natural Gas_Fryer_E7 | F6 | Commercial | Miscellaneous | Existing | Food Preparation | Natural Gas | Fryer | E7 | Utility - Value of Sales | 0 | 0 | 0 | 0 | 0 | 0 | 0 | 0 | 0 | 0 | 0 | 0 | 0 | 0 | 0 | 0 | 0 | 0 | 0 | 0 | 0 | 0 | 0 | 0 | 0 | 0 | 0 | 0 | 0 | 0 | 0
F6_Commercial_Miscellaneous_Existing_Food Preparation_Natural Gas_Fryer_E8 | F6 | Commercial | Miscellaneous | Existing | Food Preparation | Natural Gas | Fryer | E8 | Utility - Value of Sales | 0 | 0 | 0 | 0 | 0 | 0 | 0 | 0 | 0 | 0 | 0 | 0 | 0 | 0 | 0 | 0 | 0 | 0 | 0 | 0 | 0 | 0 | 0 | 0 | 0 | 0 | 0 | 0 | 0 | 0 | 0
F6_Commercial_Miscellaneous_Existing_Food Preparation_Natural Gas_Fryer_E9 | F6 | Commercial | Miscellaneous | Existing | Food Preparation | Natural Gas | Fryer | E9 | Utility - Value of Sales | 0 | 0 | 0 | 0 | 0 | 0 | 0 | 0 | 0 | 0 | 0 | 0 | 0 | 0 | 0 | 0 | 0 | 0 | 0 | 0 | 0 | 0 | 0 | 0 | 0 | 0 | 0 | 0 | 0 | 0 | 0
F6_Commercial_Miscellaneous_Existing_Food Preparation_Natural Gas_Fryer_E10 | F6 | Commercial | Miscellaneous | Existing | Food Preparation | Natural Gas | Fryer | E10 | Utility - Value of Sales | 0 | 0 | 0 | 0 | 0 | 0 | 0 | 0 | 0 | 0 | 0 | 0 | 0 | 0 | 0 | 0 | 0 | 0 | 0 | 0 | 0 | 0 | 0 | 0 | 0 | 0 | 0 | 0 | 0 | 0 | 0
F1_Commercial_Miscellaneous_Existing_Food Preparation_Natural Gas_Broiler_E1 | F1 | Commercial | Miscellaneous | Existing | Food Preparation | Natural Gas | Broiler | E1 | Participant - Cost of Equipment | 0.0060303 | 0.0060303 | 0.0060303 | 0.0060303 | 0.0060303 | 0.0060303 | 0.0060303 | 0.0060303 | 0.0060303 | 0.0060303 | 0.0060303 | 0.0060303 | 0.0060303 | 0.0060303 | 0.0060303 | 0.0060303 | 0.0060303 | 0.0060303 | 0.0060303 | 0.0060303 | 0.0060303 | 0.0060303 | 0.0060303 | 0.0060303 | 0.0060303 | 0.0060303 | 0.0060303 | 0.0060303 | 0.0060303 | 0.0060303 | 0.0060303
F1_Commercial_Miscellaneous_Existing_Food Preparation_Natural Gas_Broiler_E2 | F1 | Commercial | Miscellaneous | Existing | Food Preparation | Natural Gas | Broiler | E2 | Participant - Cost of Equipment | 0.0084424 | 0.0084424 | 0.0084424 | 0.0084424 | 0.0084424 | 0.0084424 | 0.0084424 | 0.0084424 | 0.0084424 | 0.0084424 | 0.0084424 | 0.0084424 | 0.0084424 | 0.0084424 | 0.0084424 | 0.0084424 | 0.0084424 | 0.0084424 | 0.0084424 | 0.0084424 | 0.0084424 | 0.0084424 | 0.0084424 | 0.0084424 | 0.0084424 | 0.0084424 | 0.0084424 | 0.0084424 | 0.0084424 | 0.0084424 | 0.0084424
F1_Commercial_Miscellaneous_Existing_Food Preparation_Natural Gas_Broiler_E3 | F1 | Commercial | Miscellaneous | Existing | Food Preparation | Natural Gas | Broiler | E3 | Participant - Cost of Equipment | 0 | 0 | 0 | 0 | 0 | 0 | 0 | 0 | 0 | 0 | 0 | 0 | 0 | 0 | 0 | 0 | 0 | 0 | 0 | 0 | 0 | 0 | 0 | 0 | 0 | 0 | 0 | 0 | 0 | 0 | 0
F1_Commercial_Miscellaneous_Existing_Food Preparation_Natural Gas_Broiler_E4 | F1 | Commercial | Miscellaneous | Existing | Food Preparation | Natural Gas | Broiler | E4 | Participant - Cost of Equipment | 0 | 0 | 0 | 0 | 0 | 0 | 0 | 0 | 0 | 0 | 0 | 0 | 0 | 0 | 0 | 0 | 0 | 0 | 0 | 0 | 0 | 0 | 0 | 0 | 0 | 0 | 0 | 0 | 0 | 0 | 0
F1_Commercial_Miscellaneous_Existing_Food Preparation_Natural Gas_Broiler_E5 | F1 | Commercial | Miscellaneous | Existing | Food Preparation | Natural Gas | Broiler | E5 | Participant - Cost of Equipment | 0 | 0 | 0 | 0 | 0 | 0 | 0 | 0 | 0 | 0 | 0 | 0 | 0 | 0 | 0 | 0 | 0 | 0 | 0 | 0 | 0 | 0 | 0 | 0 | 0 | 0 | 0 | 0 | 0 | 0 | 0
F1_Commercial_Miscellaneous_Existing_Food Preparation_Natural Gas_Broiler_E6 | F1 | Commercial | Miscellaneous | Existing | Food Preparation | Natural Gas | Broiler | E6 | Participant - Cost of Equipment | 0 | 0 | 0 | 0 | 0 | 0 | 0 | 0 | 0 | 0 | 0 | 0 | 0 | 0 | 0 | 0 | 0 | 0 | 0 | 0 | 0 | 0 | 0 | 0 | 0 | 0 | 0 | 0 | 0 | 0 | 0
F1_Commercial_Miscellaneous_Existing_Food Preparation_Natural Gas_Broiler_E7 | F1 | Commercial | Miscellaneous | Existing | Food Preparation | Natural Gas | Broiler | E7 | Participant - Cost of Equipment | 0 | 0 | 0 | 0 | 0 | 0 | 0 | 0 | 0 | 0 | 0 | 0 | 0 | 0 | 0 | 0 | 0 | 0 | 0 | 0 | 0 | 0 | 0 | 0 | 0 | 0 | 0 | 0 | 0 | 0 | 0
F1_Commercial_Miscellaneous_Existing_Food Preparation_Natural Gas_Broiler_E8 | F1 | Commercial | Miscellaneous | Existing | Food Preparation | Natural Gas | Broiler | E8 | Participant - Cost of Equipment | 0 | 0 | 0 | 0 | 0 | 0 | 0 | 0 | 0 | 0 | 0 | 0 | 0 | 0 | 0 | 0 | 0 | 0 | 0 | 0 | 0 | 0 | 0 | 0 | 0 | 0 | 0 | 0 | 0 | 0 | 0
F1_Commercial_Miscellaneous_Existing_Food Preparation_Natural Gas_Broiler_E9 | F1 | Commercial | Miscellaneous | Existing | Food Preparation | Natural Gas | Broiler | E9 | Participant - Cost of Equipment | 0 | 0 | 0 | 0 | 0 | 0 | 0 | 0 | 0 | 0 | 0 | 0 | 0 | 0 | 0 | 0 | 0 | 0 | 0 | 0 | 0 | 0 | 0 | 0 | 0 | 0 | 0 | 0 | 0 | 0 | 0
F1_Commercial_Miscellaneous_Existing_Food Preparation_Natural Gas_Broiler_E10 | F1 | Commercial | Miscellaneous | Existing | Food Preparation | Natural Gas | Broiler | E10 | Participant - Cost of Equipment | 0 | 0 | 0 | 0 | 0 | 0 | 0 | 0 | 0 | 0 | 0 | 0 | 0 | 0 | 0 | 0 | 0 | 0 | 0 | 0 | 0 | 0 | 0 | 0 | 0 | 0 | 0 | 0 | 0 | 0 | 0
F2_Commercial_Miscellaneous_Existing_Food Preparation_Natural Gas_Broiler_E1 | F2 | Commercial | Miscellaneous | Existing | Food Preparation | Natural Gas | Broiler | E1 | Participant - Cost of Operation | 0.015149 | 0.015383 | 0.015553 | 0.015466 | 0.015482 | 0.014593 | 0.013857 | 0.013447 | 0.013276 | 0.013769 | 0.014415 | 0.01509 | 0.013859 | 0.014681 | 0.014731 | 0.014657 | 0.014671 | 0.014716 | 0.014435 | 0.014604 | 0.014719 | 0.01488 | 0.015087 | 0.0075666 | 0.0074189 | 0.00728 | 0.0071488 | 0.007024 | 0.0069045 | 0.0067893 | 0.0066778
F2_Commercial_Miscellaneous_Existing_Food Preparation_Natural Gas_Broiler_E2 | F2 | Commercial | Miscellaneous | Existing | Food Preparation | Natural Gas | Broiler | E2 | Participant - Cost of Operation | 0.0097389 | 0.0098892 | 0.0099983 | 0.0099426 | 0.0099527 | 0.0093811 | 0.0089083 | 0.0086444 | 0.0085349 | 0.0088512 | 0.0092667 | 0.0097009 | 0.0089092 | 0.0094376 | 0.0094698 | 0.0094226 | 0.0094312 | 0.0094603 | 0.0092795 | 0.0093886 | 0.0094621 | 0.0095656 | 0.0096987 | 0.0048642 | 0.0047693 | 0.00468 | 0.0045957 | 0.0045154 | 0.0044386 | 0.0043645 | 0.0042929
F2_Commercial_Miscellaneous_Existing_Food Preparation_Natural Gas_Broiler_E3 | F2 | Commercial | Miscellaneous | Existing | Food Preparation | Natural Gas | Broiler | E3 | Participant - Cost of Operation | 0 | 0 | 0 | 0 | 0 | 0 | 0 | 0 | 0 | 0 | 0 | 0 | 0 | 0 | 0 | 0 | 0 | 0 | 0 | 0 | 0 | 0 | 0 | 0 | 0 | 0 | 0 | 0 | 0 | 0 | 0
F2_Commercial_Miscellaneous_Existing_Food Preparation_Natural Gas_Broiler_E4 | F2 | Commercial | Miscellaneous | Existing | Food Preparation | Natural Gas | Broiler | E4 | Participant - Cost of Operation | 0 | 0 | 0 | 0 | 0 | 0 | 0 | 0 | 0 | 0 | 0 | 0 | 0 | 0 | 0 | 0 | 0 | 0 | 0 | 0 | 0 | 0 | 0 | 0 | 0 | 0 | 0 | 0 | 0 | 0 | 0
F2_Commercial_Miscellaneous_Existing_Food Preparation_Natural Gas_Broiler_E5 | F2 | Commercial | Miscellaneous | Existing | Food Preparation | Natural Gas | Broiler | E5 | Participant - Cost of Operation | 0 | 0 | 0 | 0 | 0 | 0 | 0 | 0 | 0 | 0 | 0 | 0 | 0 | 0 | 0 | 0 | 0 | 0 | 0 | 0 | 0 | 0 | 0 | 0 | 0 | 0 | 0 | 0 | 0 | 0 | 0
F2_Commercial_Miscellaneous_Existing_Food Preparation_Natural Gas_Broiler_E6 | F2 | Commercial | Miscellaneous | Existing | Food Preparation | Natural Gas | Broiler | E6 | Participant - Cost of Operation | 0 | 0 | 0 | 0 | 0 | 0 | 0 | 0 | 0 | 0 | 0 | 0 | 0 | 0 | 0 | 0 | 0 | 0 | 0 | 0 | 0 | 0 | 0 | 0 | 0 | 0 | 0 | 0 | 0 | 0 | 0
F2_Commercial_Miscellaneous_Existing_Food Preparation_Natural Gas_Broiler_E7 | F2 | Commercial | Miscellaneous | Existing | Food Preparation | Natural Gas | Broiler | E7 | Participant - Cost of Operation | 0 | 0 | 0 | 0 | 0 | 0 | 0 | 0 | 0 | 0 | 0 | 0 | 0 | 0 | 0 | 0 | 0 | 0 | 0 | 0 | 0 | 0 | 0 | 0 | 0 | 0 | 0 | 0 | 0 | 0 | 0
F2_Commercial_Miscellaneous_Existing_Food Preparation_Natural Gas_Broiler_E8 | F2 | Commercial | Miscellaneous | Existing | Food Preparation | Natural Gas | Broiler | E8 | Participant - Cost of Operation | 0 | 0 | 0 | 0 | 0 | 0 | 0 | 0 | 0 | 0 | 0 | 0 | 0 | 0 | 0 | 0 | 0 | 0 | 0 | 0 | 0 | 0 | 0 | 0 | 0 | 0 | 0 | 0 | 0 | 0 | 0
F2_Commercial_Miscellaneous_Existing_Food Preparation_Natural Gas_Broiler_E9 | F2 | Commercial | Miscellaneous | Existing | Food Preparation | Natural Gas | Broiler | E9 | Participant - Cost of Operation | 0 | 0 | 0 | 0 | 0 | 0 | 0 | 0 | 0 | 0 | 0 | 0 | 0 | 0 | 0 | 0 | 0 | 0 | 0 | 0 | 0 | 0 | 0 | 0 | 0 | 0 | 0 | 0 | 0 | 0 | 0
F2_Commercial_Miscellaneous_Existing_Food Preparation_Natural Gas_Broiler_E10 | F2 | Commercial | Miscellaneous | Existing | Food Preparation | Natural Gas | Broiler | E10 | Participant - Cost of Operation | 0 | 0 | 0 | 0 | 0 | 0 | 0 | 0 | 0 | 0 | 0 | 0 | 0 | 0 | 0 | 0 | 0 | 0 | 0 | 0 | 0 | 0 | 0 | 0 | 0 | 0 | 0 | 0 | 0 | 0 | 0
F3_Commercial_Miscellaneous_Existing_Food Preparation_Natural Gas_Broiler_E1 | F3 | Commercial | Miscellaneous | Existing | Food Preparation | Natural Gas | Broiler | E1 | System - kBTUs of Conusmption | 1.2588 | 1.2613 | 1.2597 | 1.2586 | 1.2586 | 1.2586 | 1.2586 | 1.2586 | 1.2586 | 1.2586 | 1.2586 | 1.2586 | 1.2586 | 1.2586 | 1.2586 | 1.2586 | 1.2586 | 1.2586 | 1.2586 | 1.2586 | 1.2586 | 1.2586 | 1.2586 | 1.2586 | 1.2586 | 1.2586 | 1.2586 | 1.2586 | 1.2586 | 1.2586 | 1.2586
F3_Commercial_Miscellaneous_Existing_Food Preparation_Natural Gas_Broiler_E2 | F3 | Commercial | Miscellaneous | Existing | Food Preparation | Natural Gas | Broiler | E2 | System - kBTUs of Conusmption | 0.80923 | 0.81084 | 0.80981 | 0.80911 | 0.80911 | 0.80911 | 0.80911 | 0.80911 | 0.80911 | 0.80911 | 0.80911 | 0.80911 | 0.80911 | 0.80911 | 0.80911 | 0.80911 | 0.80911 | 0.80911 | 0.80911 | 0.80911 | 0.80911 | 0.80911 | 0.80911 | 0.80911 | 0.80911 | 0.80911 | 0.80911 | 0.80911 | 0.80911 | 0.80911 | 0.80911
F3_Commercial_Miscellaneous_Existing_Food Preparation_Natural Gas_Broiler_E3 | F3 | Commercial | Miscellaneous | Existing | Food Preparation | Natural Gas | Broiler | E3 | System - kBTUs of Conusmption | 0 | 0 | 0 | 0 | 0 | 0 | 0 | 0 | 0 | 0 | 0 | 0 | 0 | 0 | 0 | 0 | 0 | 0 | 0 | 0 | 0 | 0 | 0 | 0 | 0 | 0 | 0 | 0 | 0 | 0 | 0
F3_Commercial_Miscellaneous_Existing_Food Preparation_Natural Gas_Broiler_E4 | F3 | Commercial | Miscellaneous | Existing | Food Preparation | Natural Gas | Broiler | E4 | System - kBTUs of Conusmption | 0 | 0 | 0 | 0 | 0 | 0 | 0 | 0 | 0 | 0 | 0 | 0 | 0 | 0 | 0 | 0 | 0 | 0 | 0 | 0 | 0 | 0 | 0 | 0 | 0 | 0 | 0 | 0 | 0 | 0 | 0
F3_Commercial_Miscellaneous_Existing_Food Preparation_Natural Gas_Broiler_E5 | F3 | Commercial | Miscellaneous | Existing | Food Preparation | Natural Gas | Broiler | E5 | System - kBTUs of Conusmption | 0 | 0 | 0 | 0 | 0 | 0 | 0 | 0 | 0 | 0 | 0 | 0 | 0 | 0 | 0 | 0 | 0 | 0 | 0 | 0 | 0 | 0 | 0 | 0 | 0 | 0 | 0 | 0 | 0 | 0 | 0
F3_Commercial_Miscellaneous_Existing_Food Preparation_Natural Gas_Broiler_E6 | F3 | Commercial | Miscellaneous | Existing | Food Preparation | Natural Gas | Broiler | E6 | System - kBTUs of Conusmption | 0 | 0 | 0 | 0 | 0 | 0 | 0 | 0 | 0 | 0 | 0 | 0 | 0 | 0 | 0 | 0 | 0 | 0 | 0 | 0 | 0 | 0 | 0 | 0 | 0 | 0 | 0 | 0 | 0 | 0 | 0
F3_Commercial_Miscellaneous_Existing_Food Preparation_Natural Gas_Broiler_E7 | F3 | Commercial | Miscellaneous | Existing | Food Preparation | Natural Gas | Broiler | E7 | System - kBTUs of Conusmption | 0 | 0 | 0 | 0 | 0 | 0 | 0 | 0 | 0 | 0 | 0 | 0 | 0 | 0 | 0 | 0 | 0 | 0 | 0 | 0 | 0 | 0 | 0 | 0 | 0 | 0 | 0 | 0 | 0 | 0 | 0
F3_Commercial_Miscellaneous_Existing_Food Preparation_Natural Gas_Broiler_E8 | F3 | Commercial | Miscellaneous | Existing | Food Preparation | Natural Gas | Broiler | E8 | System - kBTUs of Conusmption | 0 | 0 | 0 | 0 | 0 | 0 | 0 | 0 | 0 | 0 | 0 | 0 | 0 | 0 | 0 | 0 | 0 | 0 | 0 | 0 | 0 | 0 | 0 | 0 | 0 | 0 | 0 | 0 | 0 | 0 | 0
F3_Commercial_Miscellaneous_Existing_Food Preparation_Natural Gas_Broiler_E9 | F3 | Commercial | Miscellaneous | Existing | Food Preparation | Natural Gas | Broiler | E9 | System - kBTUs of Conusmption | 0 | 0 | 0 | 0 | 0 | 0 | 0 | 0 | 0 | 0 | 0 | 0 | 0 | 0 | 0 | 0 | 0 | 0 | 0 | 0 | 0 | 0 | 0 | 0 | 0 | 0 | 0 | 0 | 0 | 0 | 0
F3_Commercial_Miscellaneous_Existing_Food Preparation_Natural Gas_Broiler_E10 | F3 | Commercial | Miscellaneous | Existing | Food Preparation | Natural Gas | Broiler | E10 | System - kBTUs of Conusmption | 0 | 0 | 0 | 0 | 0 | 0 | 0 | 0 | 0 | 0 | 0 | 0 | 0 | 0 | 0 | 0 | 0 | 0 | 0 | 0 | 0 | 0 | 0 | 0 | 0 | 0 | 0 | 0 | 0 | 0 | 0
F4_Commercial_Miscellaneous_Existing_Food Preparation_Natural Gas_Broiler_E1 | F4 | Commercial | Miscellaneous | Existing | Food Preparation | Natural Gas | Broiler | E1 | Utility - Cost of Equipment | 0.0060303 | 0.0060303 | 0.0060303 | 0.0060303 | 0.0060303 | 0.0060303 | 0.0060303 | 0.0060303 | 0.0060303 | 0.0060303 | 0.0060303 | 0.0060303 | 0.0060303 | 0.0060303 | 0.0060303 | 0.0060303 | 0.0060303 | 0.0060303 | 0.0060303 | 0.0060303 | 0.0060303 | 0.0060303 | 0.0060303 | 0.0060303 | 0.0060303 | 0.0060303 | 0.0060303 | 0.0060303 | 0.0060303 | 0.0060303 | 0.0060303
F4_Commercial_Miscellaneous_Existing_Food Preparation_Natural Gas_Broiler_E2 | F4 | Commercial | Miscellaneous | Existing | Food Preparation | Natural Gas | Broiler | E2 | Utility - Cost of Equipment | 0.0084424 | 0.0084424 | 0.0084424 | 0.0084424 | 0.0084424 | 0.0084424 | 0.0084424 | 0.0084424 | 0.0084424 | 0.0084424 | 0.0084424 | 0.0084424 | 0.0084424 | 0.0084424 | 0.0084424 | 0.0084424 | 0.0084424 | 0.0084424 | 0.0084424 | 0.0084424 | 0.0084424 | 0.0084424 | 0.0084424 | 0.0084424 | 0.0084424 | 0.0084424 | 0.0084424 | 0.0084424 | 0.0084424 | 0.0084424 | 0.0084424
F4_Commercial_Miscellaneous_Existing_Food Preparation_Natural Gas_Broiler_E3 | F4 | Commercial | Miscellaneous | Existing | Food Preparation | Natural Gas | Broiler | E3 | Utility - Cost of Equipment | 0 | 0 | 0 | 0 | 0 | 0 | 0 | 0 | 0 | 0 | 0 | 0 | 0 | 0 | 0 | 0 | 0 | 0 | 0 | 0 | 0 | 0 | 0 | 0 | 0 | 0 | 0 | 0 | 0 | 0 | 0
F4_Commercial_Miscellaneous_Existing_Food Preparation_Natural Gas_Broiler_E4 | F4 | Commercial | Miscellaneous | Existing | Food Preparation | Natural Gas | Broiler | E4 | Utility - Cost of Equipment | 0 | 0 | 0 | 0 | 0 | 0 | 0 | 0 | 0 | 0 | 0 | 0 | 0 | 0 | 0 | 0 | 0 | 0 | 0 | 0 | 0 | 0 | 0 | 0 | 0 | 0 | 0 | 0 | 0 | 0 | 0
F4_Commercial_Miscellaneous_Existing_Food Preparation_Natural Gas_Broiler_E5 | F4 | Commercial | Miscellaneous | Existing | Food Preparation | Natural Gas | Broiler | E5 | Utility - Cost of Equipment | 0 | 0 | 0 | 0 | 0 | 0 | 0 | 0 | 0 | 0 | 0 | 0 | 0 | 0 | 0 | 0 | 0 | 0 | 0 | 0 | 0 | 0 | 0 | 0 | 0 | 0 | 0 | 0 | 0 | 0 | 0
F4_Commercial_Miscellaneous_Existing_Food Preparation_Natural Gas_Broiler_E6 | F4 | Commercial | Miscellaneous | Existing | Food Preparation | Natural Gas | Broiler | E6 | Utility - Cost of Equipment | 0 | 0 | 0 | 0 | 0 | 0 | 0 | 0 | 0 | 0 | 0 | 0 | 0 | 0 | 0 | 0 | 0 | 0 | 0 | 0 | 0 | 0 | 0 | 0 | 0 | 0 | 0 | 0 | 0 | 0 | 0
F4_Commercial_Miscellaneous_Existing_Food Preparation_Natural Gas_Broiler_E7 | F4 | Commercial | Miscellaneous | Existing | Food Preparation | Natural Gas | Broiler | E7 | Utility - Cost of Equipment | 0 | 0 | 0 | 0 | 0 | 0 | 0 | 0 | 0 | 0 | 0 | 0 | 0 | 0 | 0 | 0 | 0 | 0 | 0 | 0 | 0 | 0 | 0 | 0 | 0 | 0 | 0 | 0 | 0 | 0 | 0
F4_Commercial_Miscellaneous_Existing_Food Preparation_Natural Gas_Broiler_E8 | F4 | Commercial | Miscellaneous | Existing | Food Preparation | Natural Gas | Broiler | E8 | Utility - Cost of Equipment | 0 | 0 | 0 | 0 | 0 | 0 | 0 | 0 | 0 | 0 | 0 | 0 | 0 | 0 | 0 | 0 | 0 | 0 | 0 | 0 | 0 | 0 | 0 | 0 | 0 | 0 | 0 | 0 | 0 | 0 | 0
F4_Commercial_Miscellaneous_Existing_Food Preparation_Natural Gas_Broiler_E9 | F4 | Commercial | Miscellaneous | Existing | Food Preparation | Natural Gas | Broiler | E9 | Utility - Cost of Equipment | 0 | 0 | 0 | 0 | 0 | 0 | 0 | 0 | 0 | 0 | 0 | 0 | 0 | 0 | 0 | 0 | 0 | 0 | 0 | 0 | 0 | 0 | 0 | 0 | 0 | 0 | 0 | 0 | 0 | 0 | 0
F4_Commercial_Miscellaneous_Existing_Food Preparation_Natural Gas_Broiler_E10 | F4 | Commercial | Miscellaneous | Existing | Food Preparation | Natural Gas | Broiler | E10 | Utility - Cost of Equipment | 0 | 0 | 0 | 0 | 0 | 0 | 0 | 0 | 0 | 0 | 0 | 0 | 0 | 0 | 0 | 0 | 0 | 0 | 0 | 0 | 0 | 0 | 0 | 0 | 0 | 0 | 0 | 0 | 0 | 0 | 0
F5_Commercial_Miscellaneous_Existing_Food Preparation_Natural Gas_Broiler_E1 | F5 | Commercial | Miscellaneous | Existing | Food Preparation | Natural Gas | Broiler | E1 | Utility - Cost of Operation | 0.012645 | 0.01284 | 0.012982 | 0.012909 | 0.012922 | 0.01218 | 0.011566 | 0.011224 | 0.011082 | 0.011492 | 0.012032 | 0.012596 | 0.011568 | 0.012254 | 0.012296 | 0.012234 | 0.012245 | 0.012283 | 0.012048 | 0.01219 | 0.012286 | 0.01242 | 0.012593 | 0.0063157 | 0.0061924 | 0.0060765 | 0.005967 | 0.0058628 | 0.005763 | 0.0056669 | 0.0055738
F5_Commercial_Miscellaneous_Existing_Food Preparation_Natural Gas_Broiler_E2 | F5 | Commercial | Miscellaneous | Existing | Food Preparation | Natural Gas | Broiler | E2 | Utility - Cost of Operation | 0.0081289 | 0.0082543 | 0.0083454 | 0.0082989 | 0.0083073 | 0.0078302 | 0.0074356 | 0.0072153 | 0.0071239 | 0.0073879 | 0.0077347 | 0.0080971 | 0.0074364 | 0.0078774 | 0.0079043 | 0.0078648 | 0.007872 | 0.0078963 | 0.0077454 | 0.0078365 | 0.0078978 | 0.0079842 | 0.0080953 | 0.0040601 | 0.0039808 | 0.0039063 | 0.0038359 | 0.0037689 | 0.0037048 | 0.003643 | 0.0035832
F5_Commercial_Miscellaneous_Existing_Food Preparation_Natural Gas_Broiler_E3 | F5 | Commercial | Miscellaneous | Existing | Food Preparation | Natural Gas | Broiler | E3 | Utility - Cost of Operation | 0 | 0 | 0 | 0 | 0 | 0 | 0 | 0 | 0 | 0 | 0 | 0 | 0 | 0 | 0 | 0 | 0 | 0 | 0 | 0 | 0 | 0 | 0 | 0 | 0 | 0 | 0 | 0 | 0 | 0 | 0
F5_Commercial_Miscellaneous_Existing_Food Preparation_Natural Gas_Broiler_E4 | F5 | Commercial | Miscellaneous | Existing | Food Preparation | Natural Gas | Broiler | E4 | Utility - Cost of Operation | 0 | 0 | 0 | 0 | 0 | 0 | 0 | 0 | 0 | 0 | 0 | 0 | 0 | 0 | 0 | 0 | 0 | 0 | 0 | 0 | 0 | 0 | 0 | 0 | 0 | 0 | 0 | 0 | 0 | 0 | 0
F5_Commercial_Miscellaneous_Existing_Food Preparation_Natural Gas_Broiler_E5 | F5 | Commercial | Miscellaneous | Existing | Food Preparation | Natural Gas | Broiler | E5 | Utility - Cost of Operation | 0 | 0 | 0 | 0 | 0 | 0 | 0 | 0 | 0 | 0 | 0 | 0 | 0 | 0 | 0 | 0 | 0 | 0 | 0 | 0 | 0 | 0 | 0 | 0 | 0 | 0 | 0 | 0 | 0 | 0 | 0
F5_Commercial_Miscellaneous_Existing_Food Preparation_Natural Gas_Broiler_E6 | F5 | Commercial | Miscellaneous | Existing | Food Preparation | Natural Gas | Broiler | E6 | Utility - Cost of Operation | 0 | 0 | 0 | 0 | 0 | 0 | 0 | 0 | 0 | 0 | 0 | 0 | 0 | 0 | 0 | 0 | 0 | 0 | 0 | 0 | 0 | 0 | 0 | 0 | 0 | 0 | 0 | 0 | 0 | 0 | 0
F5_Commercial_Miscellaneous_Existing_Food Preparation_Natural Gas_Broiler_E7 | F5 | Commercial | Miscellaneous | Existing | Food Preparation | Natural Gas | Broiler | E7 | Utility - Cost of Operation | 0 | 0 | 0 | 0 | 0 | 0 | 0 | 0 | 0 | 0 | 0 | 0 | 0 | 0 | 0 | 0 | 0 | 0 | 0 | 0 | 0 | 0 | 0 | 0 | 0 | 0 | 0 | 0 | 0 | 0 | 0
F5_Commercial_Miscellaneous_Existing_Food Preparation_Natural Gas_Broiler_E8 | F5 | Commercial | Miscellaneous | Existing | Food Preparation | Natural Gas | Broiler | E8 | Utility - Cost of Operation | 0 | 0 | 0 | 0 | 0 | 0 | 0 | 0 | 0 | 0 | 0 | 0 | 0 | 0 | 0 | 0 | 0 | 0 | 0 | 0 | 0 | 0 | 0 | 0 | 0 | 0 | 0 | 0 | 0 | 0 | 0
F5_Commercial_Miscellaneous_Existing_Food Preparation_Natural Gas_Broiler_E9 | F5 | Commercial | Miscellaneous | Existing | Food Preparation | Natural Gas | Broiler | E9 | Utility - Cost of Operation | 0 | 0 | 0 | 0 | 0 | 0 | 0 | 0 | 0 | 0 | 0 | 0 | 0 | 0 | 0 | 0 | 0 | 0 | 0 | 0 | 0 | 0 | 0 | 0 | 0 | 0 | 0 | 0 | 0 | 0 | 0
F5_Commercial_Miscellaneous_Existing_Food Preparation_Natural Gas_Broiler_E10 | F5 | Commercial | Miscellaneous | Existing | Food Preparation | Natural Gas | Broiler | E10 | Utility - Cost of Operation | 0 | 0 | 0 | 0 | 0 | 0 | 0 | 0 | 0 | 0 | 0 | 0 | 0 | 0 | 0 | 0 | 0 | 0 | 0 | 0 | 0 | 0 | 0 | 0 | 0 | 0 | 0 | 0 | 0 | 0 | 0
F6_Commercial_Miscellaneous_Existing_Food Preparation_Natural Gas_Broiler_E1 | F6 | Commercial | Miscellaneous | Existing | Food Preparation | Natural Gas | Broiler | E1 | Utility - Value of Sales | 0.015149 | 0.015383 | 0.015553 | 0.015466 | 0.015482 | 0.014593 | 0.013857 | 0.013447 | 0.013276 | 0.013769 | 0.014415 | 0.01509 | 0.013859 | 0.014681 | 0.014731 | 0.014657 | 0.014671 | 0.014716 | 0.014435 | 0.014604 | 0.014719 | 0.01488 | 0.015087 | 0.0075666 | 0.0074189 | 0.00728 | 0.0071488 | 0.007024 | 0.0069045 | 0.0067893 | 0.0066778
F6_Commercial_Miscellaneous_Existing_Food Preparation_Natural Gas_Broiler_E2 | F6 | Commercial | Miscellaneous | Existing | Food Preparation | Natural Gas | Broiler | E2 | Utility - Value of Sales | 0.0097389 | 0.0098892 | 0.0099983 | 0.0099426 | 0.0099527 | 0.0093811 | 0.0089083 | 0.0086444 | 0.0085349 | 0.0088512 | 0.0092667 | 0.0097009 | 0.0089092 | 0.0094376 | 0.0094698 | 0.0094226 | 0.0094312 | 0.0094603 | 0.0092795 | 0.0093886 | 0.0094621 | 0.0095656 | 0.0096987 | 0.0048642 | 0.0047693 | 0.00468 | 0.0045957 | 0.0045154 | 0.0044386 | 0.0043645 | 0.0042929
F6_Commercial_Miscellaneous_Existing_Food Preparation_Natural Gas_Broiler_E3 | F6 | Commercial | Miscellaneous | Existing | Food Preparation | Natural Gas | Broiler | E3 | Utility - Value of Sales | 0 | 0 | 0 | 0 | 0 | 0 | 0 | 0 | 0 | 0 | 0 | 0 | 0 | 0 | 0 | 0 | 0 | 0 | 0 | 0 | 0 | 0 | 0 | 0 | 0 | 0 | 0 | 0 | 0 | 0 | 0
F6_Commercial_Miscellaneous_Existing_Food Preparation_Natural Gas_Broiler_E4 | F6 | Commercial | Miscellaneous | Existing | Food Preparation | Natural Gas | Broiler | E4 | Utility - Value of Sales | 0 | 0 | 0 | 0 | 0 | 0 | 0 | 0 | 0 | 0 | 0 | 0 | 0 | 0 | 0 | 0 | 0 | 0 | 0 | 0 | 0 | 0 | 0 | 0 | 0 | 0 | 0 | 0 | 0 | 0 | 0
F6_Commercial_Miscellaneous_Existing_Food Preparation_Natural Gas_Broiler_E5 | F6 | Commercial | Miscellaneous | Existing | Food Preparation | Natural Gas | Broiler | E5 | Utility - Value of Sales | 0 | 0 | 0 | 0 | 0 | 0 | 0 | 0 | 0 | 0 | 0 | 0 | 0 | 0 | 0 | 0 | 0 | 0 | 0 | 0 | 0 | 0 | 0 | 0 | 0 | 0 | 0 | 0 | 0 | 0 | 0
F6_Commercial_Miscellaneous_Existing_Food Preparation_Natural Gas_Broiler_E6 | F6 | Commercial | Miscellaneous | Existing | Food Preparation | Natural Gas | Broiler | E6 | Utility - Value of Sales | 0 | 0 | 0 | 0 | 0 | 0 | 0 | 0 | 0 | 0 | 0 | 0 | 0 | 0 | 0 | 0 | 0 | 0 | 0 | 0 | 0 | 0 | 0 | 0 | 0 | 0 | 0 | 0 | 0 | 0 | 0
F6_Commercial_Miscellaneous_Existing_Food Preparation_Natural Gas_Broiler_E7 | F6 | Commercial | Miscellaneous | Existing | Food Preparation | Natural Gas | Broiler | E7 | Utility - Value of Sales | 0 | 0 | 0 | 0 | 0 | 0 | 0 | 0 | 0 | 0 | 0 | 0 | 0 | 0 | 0 | 0 | 0 | 0 | 0 | 0 | 0 | 0 | 0 | 0 | 0 | 0 | 0 | 0 | 0 | 0 | 0
F6_Commercial_Miscellaneous_Existing_Food Preparation_Natural Gas_Broiler_E8 | F6 | Commercial | Miscellaneous | Existing | Food Preparation | Natural Gas | Broiler | E8 | Utility - Value of Sales | 0 | 0 | 0 | 0 | 0 | 0 | 0 | 0 | 0 | 0 | 0 | 0 | 0 | 0 | 0 | 0 | 0 | 0 | 0 | 0 | 0 | 0 | 0 | 0 | 0 | 0 | 0 | 0 | 0 | 0 | 0
F6_Commercial_Miscellaneous_Existing_Food Preparation_Natural Gas_Broiler_E9 | F6 | Commercial | Miscellaneous | Existing | Food Preparation | Natural Gas | Broiler | E9 | Utility - Value of Sales | 0 | 0 | 0 | 0 | 0 | 0 | 0 | 0 | 0 | 0 | 0 | 0 | 0 | 0 | 0 | 0 | 0 | 0 | 0 | 0 | 0 | 0 | 0 | 0 | 0 | 0 | 0 | 0 | 0 | 0 | 0
F6_Commercial_Miscellaneous_Existing_Food Preparation_Natural Gas_Broiler_E10 | F6 | Commercial | Miscellaneous | Existing | Food Preparation | Natural Gas | Broiler | E10 | Utility - Value of Sales | 0 | 0 | 0 | 0 | 0 | 0 | 0 | 0 | 0 | 0 | 0 | 0 | 0 | 0 | 0 | 0 | 0 | 0 | 0 | 0 | 0 | 0 | 0 | 0 | 0 | 0 | 0 | 0 | 0 | 0 | 0
F1_Commercial_Miscellaneous_Existing_Food Preparation_Natural Gas_Griddle_E1 | F1 | Commercial | Miscellaneous | Existing | Food Preparation | Natural Gas | Griddle | E1 | Participant - Cost of Equipment | 0.0043895 | 0.0043895 | 0.0043895 | 0.0043895 | 0.0043895 | 0.0043895 | 0.0043895 | 0.0043895 | 0.0043895 | 0.0043895 | 0.0043895 | 0.0043895 | 0.0043895 | 0.0043895 | 0.0043895 | 0.0043895 | 0.0043895 | 0.0043895 | 0.0043895 | 0.0043895 | 0.0043895 | 0.0043895 | 0.0043895 | 0.0043895 | 0.0043895 | 0.0043895 | 0.0043895 | 0.0043895 | 0.0043895 | 0.0043895 | 0.0043895
F1_Commercial_Miscellaneous_Existing_Food Preparation_Natural Gas_Griddle_E2 | F1 | Commercial | Miscellaneous | Existing | Food Preparation | Natural Gas | Griddle | E2 | Participant - Cost of Equipment | 0.0046963 | 0.0046963 | 0.0046963 | 0.0046963 | 0.0046963 | 0.0046963 | 0.0046963 | 0.0046963 | 0.0046963 | 0.0046963 | 0.0046963 | 0.0046963 | 0.0046963 | 0.0046963 | 0.0046963 | 0.0046963 | 0.0046963 | 0.0046963 | 0.0046963 | 0.0046963 | 0.0046963 | 0.0046963 | 0.0046963 | 0.0046963 | 0.0046963 | 0.0046963 | 0.0046963 | 0.0046963 | 0.0046963 | 0.0046963 | 0.0046963
F1_Commercial_Miscellaneous_Existing_Food Preparation_Natural Gas_Griddle_E3 | F1 | Commercial | Miscellaneous | Existing | Food Preparation | Natural Gas | Griddle | E3 | Participant - Cost of Equipment | 0 | 0 | 0 | 0 | 0 | 0 | 0 | 0 | 0 | 0 | 0 | 0 | 0 | 0 | 0 | 0 | 0 | 0 | 0 | 0 | 0 | 0 | 0 | 0 | 0 | 0 | 0 | 0 | 0 | 0 | 0
F1_Commercial_Miscellaneous_Existing_Food Preparation_Natural Gas_Griddle_E4 | F1 | Commercial | Miscellaneous | Existing | Food Preparation | Natural Gas | Griddle | E4 | Participant - Cost of Equipment | 0 | 0 | 0 | 0 | 0 | 0 | 0 | 0 | 0 | 0 | 0 | 0 | 0 | 0 | 0 | 0 | 0 | 0 | 0 | 0 | 0 | 0 | 0 | 0 | 0 | 0 | 0 | 0 | 0 | 0 | 0
F1_Commercial_Miscellaneous_Existing_Food Preparation_Natural Gas_Griddle_E5 | F1 | Commercial | Miscellaneous | Existing | Food Preparation | Natural Gas | Griddle | E5 | Participant - Cost of Equipment | 0 | 0 | 0 | 0 | 0 | 0 | 0 | 0 | 0 | 0 | 0 | 0 | 0 | 0 | 0 | 0 | 0 | 0 | 0 | 0 | 0 | 0 | 0 | 0 | 0 | 0 | 0 | 0 | 0 | 0 | 0
F1_Commercial_Miscellaneous_Existing_Food Preparation_Natural Gas_Griddle_E6 | F1 | Commercial | Miscellaneous | Existing | Food Preparation | Natural Gas | Griddle | E6 | Participant - Cost of Equipment | 0 | 0 | 0 | 0 | 0 | 0 | 0 | 0 | 0 | 0 | 0 | 0 | 0 | 0 | 0 | 0 | 0 | 0 | 0 | 0 | 0 | 0 | 0 | 0 | 0 | 0 | 0 | 0 | 0 | 0 | 0
F1_Commercial_Miscellaneous_Existing_Food Preparation_Natural Gas_Griddle_E7 | F1 | Commercial | Miscellaneous | Existing | Food Preparation | Natural Gas | Griddle | E7 | Participant - Cost of Equipment | 0 | 0 | 0 | 0 | 0 | 0 | 0 | 0 | 0 | 0 | 0 | 0 | 0 | 0 | 0 | 0 | 0 | 0 | 0 | 0 | 0 | 0 | 0 | 0 | 0 | 0 | 0 | 0 | 0 | 0 | 0
F1_Commercial_Miscellaneous_Existing_Food Preparation_Natural Gas_Griddle_E8 | F1 | Commercial | Miscellaneous | Existing | Food Preparation | Natural Gas | Griddle | E8 | Participant - Cost of Equipment | 0 | 0 | 0 | 0 | 0 | 0 | 0 | 0 | 0 | 0 | 0 | 0 | 0 | 0 | 0 | 0 | 0 | 0 | 0 | 0 | 0 | 0 | 0 | 0 | 0 | 0 | 0 | 0 | 0 | 0 | 0
F1_Commercial_Miscellaneous_Existing_Food Preparation_Natural Gas_Griddle_E9 | F1 | Commercial | Miscellaneous | Existing | Food Preparation | Natural Gas | Griddle | E9 | Participant - Cost of Equipment | 0 | 0 | 0 | 0 | 0 | 0 | 0 | 0 | 0 | 0 | 0 | 0 | 0 | 0 | 0 | 0 | 0 | 0 | 0 | 0 | 0 | 0 | 0 | 0 | 0 | 0 | 0 | 0 | 0 | 0 | 0
F1_Commercial_Miscellaneous_Existing_Food Preparation_Natural Gas_Griddle_E10 | F1 | Commercial | Miscellaneous | Existing | Food Preparation | Natural Gas | Griddle | E10 | Participant - Cost of Equipment | 0 | 0 | 0 | 0 | 0 | 0 | 0 | 0 | 0 | 0 | 0 | 0 | 0 | 0 | 0 | 0 | 0 | 0 | 0 | 0 | 0 | 0 | 0 | 0 | 0 | 0 | 0 | 0 | 0 | 0 | 0
F2_Commercial_Miscellaneous_Existing_Food Preparation_Natural Gas_Griddle_E1 | F2 | Commercial | Miscellaneous | Existing | Food Preparation | Natural Gas | Griddle | E1 | Participant - Cost of Operation | 0.01017 | 0.010327 | 0.010441 | 0.010383 | 0.010393 | 0.0097963 | 0.0093026 | 0.009027 | 0.0089126 | 0.009243 | 0.0096769 | 0.01013 | 0.0093036 | 0.0098553 | 0.009889 | 0.0098396 | 0.0098486 | 0.009879 | 0.0096902 | 0.0098041 | 0.0098809 | 0.009989 | 0.010128 | 0.0050795 | 0.0049804 | 0.0048872 | 0.0047991 | 0.0047153 | 0.004635 | 0.0045577 | 0.0044829
F2_Commercial_Miscellaneous_Existing_Food Preparation_Natural Gas_Griddle_E2 | F2 | Commercial | Miscellaneous | Existing | Food Preparation | Natural Gas | Griddle | E2 | Participant - Cost of Operation | 0.0087835 | 0.008919 | 0.0090174 | 0.0089672 | 0.0089763 | 0.0084607 | 0.0080344 | 0.0077963 | 0.0076976 | 0.0079829 | 0.0083576 | 0.0087492 | 0.0080352 | 0.0085117 | 0.0085408 | 0.0084982 | 0.008506 | 0.0085321 | 0.0083691 | 0.0084675 | 0.0085338 | 0.0086272 | 0.0087472 | 0.004387 | 0.0043014 | 0.0042209 | 0.0041448 | 0.0040724 | 0.0040031 | 0.0039364 | 0.0038717
F2_Commercial_Miscellaneous_Existing_Food Preparation_Natural Gas_Griddle_E3 | F2 | Commercial | Miscellaneous | Existing | Food Preparation | Natural Gas | Griddle | E3 | Participant - Cost of Operation | 0 | 0 | 0 | 0 | 0 | 0 | 0 | 0 | 0 | 0 | 0 | 0 | 0 | 0 | 0 | 0 | 0 | 0 | 0 | 0 | 0 | 0 | 0 | 0 | 0 | 0 | 0 | 0 | 0 | 0 | 0
F2_Commercial_Miscellaneous_Existing_Food Preparation_Natural Gas_Griddle_E4 | F2 | Commercial | Miscellaneous | Existing | Food Preparation | Natural Gas | Griddle | E4 | Participant - Cost of Operation | 0 | 0 | 0 | 0 | 0 | 0 | 0 | 0 | 0 | 0 | 0 | 0 | 0 | 0 | 0 | 0 | 0 | 0 | 0 | 0 | 0 | 0 | 0 | 0 | 0 | 0 | 0 | 0 | 0 | 0 | 0
F2_Commercial_Miscellaneous_Existing_Food Preparation_Natural Gas_Griddle_E5 | F2 | Commercial | Miscellaneous | Existing | Food Preparation | Natural Gas | Griddle | E5 | Participant - Cost of Operation | 0 | 0 | 0 | 0 | 0 | 0 | 0 | 0 | 0 | 0 | 0 | 0 | 0 | 0 | 0 | 0 | 0 | 0 | 0 | 0 | 0 | 0 | 0 | 0 | 0 | 0 | 0 | 0 | 0 | 0 | 0
F2_Commercial_Miscellaneous_Existing_Food Preparation_Natural Gas_Griddle_E6 | F2 | Commercial | Miscellaneous | Existing | Food Preparation | Natural Gas | Griddle | E6 | Participant - Cost of Operation | 0 | 0 | 0 | 0 | 0 | 0 | 0 | 0 | 0 | 0 | 0 | 0 | 0 | 0 | 0 | 0 | 0 | 0 | 0 | 0 | 0 | 0 | 0 | 0 | 0 | 0 | 0 | 0 | 0 | 0 | 0
F2_Commercial_Miscellaneous_Existing_Food Preparation_Natural Gas_Griddle_E7 | F2 | Commercial | Miscellaneous | Existing | Food Preparation | Natural Gas | Griddle | E7 | Participant - Cost of Operation | 0 | 0 | 0 | 0 | 0 | 0 | 0 | 0 | 0 | 0 | 0 | 0 | 0 | 0 | 0 | 0 | 0 | 0 | 0 | 0 | 0 | 0 | 0 | 0 | 0 | 0 | 0 | 0 | 0 | 0 | 0
F2_Commercial_Miscellaneous_Existing_Food Preparation_Natural Gas_Griddle_E8 | F2 | Commercial | Miscellaneous | Existing | Food Preparation | Natural Gas | Griddle | E8 | Participant - Cost of Operation | 0 | 0 | 0 | 0 | 0 | 0 | 0 | 0 | 0 | 0 | 0 | 0 | 0 | 0 | 0 | 0 | 0 | 0 | 0 | 0 | 0 | 0 | 0 | 0 | 0 | 0 | 0 | 0 | 0 | 0 | 0
F2_Commercial_Miscellaneous_Existing_Food Preparation_Natural Gas_Griddle_E9 | F2 | Commercial | Miscellaneous | Existing | Food Preparation | Natural Gas | Griddle | E9 | Participant - Cost of Operation | 0 | 0 | 0 | 0 | 0 | 0 | 0 | 0 | 0 | 0 | 0 | 0 | 0 | 0 | 0 | 0 | 0 | 0 | 0 | 0 | 0 | 0 | 0 | 0 | 0 | 0 | 0 | 0 | 0 | 0 | 0
F2_Commercial_Miscellaneous_Existing_Food Preparation_Natural Gas_Griddle_E10 | F2 | Commercial | Miscellaneous | Existing | Food Preparation | Natural Gas | Griddle | E10 | Participant - Cost of Operation | 0 | 0 | 0 | 0 | 0 | 0 | 0 | 0 | 0 | 0 | 0 | 0 | 0 | 0 | 0 | 0 | 0 | 0 | 0 | 0 | 0 | 0 | 0 | 0 | 0 | 0 | 0 | 0 | 0 | 0 | 0
F3_Commercial_Miscellaneous_Existing_Food Preparation_Natural Gas_Griddle_E1 | F3 | Commercial | Miscellaneous | Existing | Food Preparation | Natural Gas | Griddle | E1 | System - kBTUs of Conusmption | 0.84505 | 0.84673 | 0.84566 | 0.84492 | 0.84492 | 0.84492 | 0.84492 | 0.84492 | 0.84492 | 0.84492 | 0.84492 | 0.84492 | 0.84492 | 0.84492 | 0.84492 | 0.84492 | 0.84492 | 0.84492 | 0.84492 | 0.84492 | 0.84492 | 0.84492 | 0.84492 | 0.84492 | 0.84492 | 0.84492 | 0.84492 | 0.84492 | 0.84492 | 0.84492 | 0.84492
F3_Commercial_Miscellaneous_Existing_Food Preparation_Natural Gas_Griddle_E2 | F3 | Commercial | Miscellaneous | Existing | Food Preparation | Natural Gas | Griddle | E2 | System - kBTUs of Conusmption | 0.72984 | 0.7313 | 0.73037 | 0.72973 | 0.72973 | 0.72973 | 0.72973 | 0.72973 | 0.72973 | 0.72973 | 0.72973 | 0.72973 | 0.72973 | 0.72973 | 0.72973 | 0.72973 | 0.72973 | 0.72973 | 0.72973 | 0.72973 | 0.72973 | 0.72973 | 0.72973 | 0.72973 | 0.72973 | 0.72973 | 0.72973 | 0.72973 | 0.72973 | 0.72973 | 0.72973
F3_Commercial_Miscellaneous_Existing_Food Preparation_Natural Gas_Griddle_E3 | F3 | Commercial | Miscellaneous | Existing | Food Preparation | Natural Gas | Griddle | E3 | System - kBTUs of Conusmption | 0 | 0 | 0 | 0 | 0 | 0 | 0 | 0 | 0 | 0 | 0 | 0 | 0 | 0 | 0 | 0 | 0 | 0 | 0 | 0 | 0 | 0 | 0 | 0 | 0 | 0 | 0 | 0 | 0 | 0 | 0
F3_Commercial_Miscellaneous_Existing_Food Preparation_Natural Gas_Griddle_E4 | F3 | Commercial | Miscellaneous | Existing | Food Preparation | Natural Gas | Griddle | E4 | System - kBTUs of Conusmption | 0 | 0 | 0 | 0 | 0 | 0 | 0 | 0 | 0 | 0 | 0 | 0 | 0 | 0 | 0 | 0 | 0 | 0 | 0 | 0 | 0 | 0 | 0 | 0 | 0 | 0 | 0 | 0 | 0 | 0 | 0
F3_Commercial_Miscellaneous_Existing_Food Preparation_Natural Gas_Griddle_E5 | F3 | Commercial | Miscellaneous | Existing | Food Preparation | Natural Gas | Griddle | E5 | System - kBTUs of Conusmption | 0 | 0 | 0 | 0 | 0 | 0 | 0 | 0 | 0 | 0 | 0 | 0 | 0 | 0 | 0 | 0 | 0 | 0 | 0 | 0 | 0 | 0 | 0 | 0 | 0 | 0 | 0 | 0 | 0 | 0 | 0
F3_Commercial_Miscellaneous_Existing_Food Preparation_Natural Gas_Griddle_E6 | F3 | Commercial | Miscellaneous | Existing | Food Preparation | Natural Gas | Griddle | E6 | System - kBTUs of Conusmption | 0 | 0 | 0 | 0 | 0 | 0 | 0 | 0 | 0 | 0 | 0 | 0 | 0 | 0 | 0 | 0 | 0 | 0 | 0 | 0 | 0 | 0 | 0 | 0 | 0 | 0 | 0 | 0 | 0 | 0 | 0
F3_Commercial_Miscellaneous_Existing_Food Preparation_Natural Gas_Griddle_E7 | F3 | Commercial | Miscellaneous | Existing | Food Preparation | Natural Gas | Griddle | E7 | System - kBTUs of Conusmption | 0 | 0 | 0 | 0 | 0 | 0 | 0 | 0 | 0 | 0 | 0 | 0 | 0 | 0 | 0 | 0 | 0 | 0 | 0 | 0 | 0 | 0 | 0 | 0 | 0 | 0 | 0 | 0 | 0 | 0 | 0
F3_Commercial_Miscellaneous_Existing_Food Preparation_Natural Gas_Griddle_E8 | F3 | Commercial | Miscellaneous | Existing | Food Preparation | Natural Gas | Griddle | E8 | System - kBTUs of Conusmption | 0 | 0 | 0 | 0 | 0 | 0 | 0 | 0 | 0 | 0 | 0 | 0 | 0 | 0 | 0 | 0 | 0 | 0 | 0 | 0 | 0 | 0 | 0 | 0 | 0 | 0 | 0 | 0 | 0 | 0 | 0
F3_Commercial_Miscellaneous_Existing_Food Preparation_Natural Gas_Griddle_E9 | F3 | Commercial | Miscellaneous | Existing | Food Preparation | Natural Gas | Griddle | E9 | System - kBTUs of Conusmption | 0 | 0 | 0 | 0 | 0 | 0 | 0 | 0 | 0 | 0 | 0 | 0 | 0 | 0 | 0 | 0 | 0 | 0 | 0 | 0 | 0 | 0 | 0 | 0 | 0 | 0 | 0 | 0 | 0 | 0 | 0
F3_Commercial_Miscellaneous_Existing_Food Preparation_Natural Gas_Griddle_E10 | F3 | Commercial | Miscellaneous | Existing | Food Preparation | Natural Gas | Griddle | E10 | System - kBTUs of Conusmption | 0 | 0 | 0 | 0 | 0 | 0 | 0 | 0 | 0 | 0 | 0 | 0 | 0 | 0 | 0 | 0 | 0 | 0 | 0 | 0 | 0 | 0 | 0 | 0 | 0 | 0 | 0 | 0 | 0 | 0 | 0
F4_Commercial_Miscellaneous_Existing_Food Preparation_Natural Gas_Griddle_E1 | F4 | Commercial | Miscellaneous | Existing | Food Preparation | Natural Gas | Griddle | E1 | Utility - Cost of Equipment | 0.0043895 | 0.0043895 | 0.0043895 | 0.0043895 | 0.0043895 | 0.0043895 | 0.0043895 | 0.0043895 | 0.0043895 | 0.0043895 | 0.0043895 | 0.0043895 | 0.0043895 | 0.0043895 | 0.0043895 | 0.0043895 | 0.0043895 | 0.0043895 | 0.0043895 | 0.0043895 | 0.0043895 | 0.0043895 | 0.0043895 | 0.0043895 | 0.0043895 | 0.0043895 | 0.0043895 | 0.0043895 | 0.0043895 | 0.0043895 | 0.0043895
F4_Commercial_Miscellaneous_Existing_Food Preparation_Natural Gas_Griddle_E2 | F4 | Commercial | Miscellaneous | Existing | Food Preparation | Natural Gas | Griddle | E2 | Utility - Cost of Equipment | 0.0046963 | 0.0046963 | 0.0046963 | 0.0046963 | 0.0046963 | 0.0046963 | 0.0046963 | 0.0046963 | 0.0046963 | 0.0046963 | 0.0046963 | 0.0046963 | 0.0046963 | 0.0046963 | 0.0046963 | 0.0046963 | 0.0046963 | 0.0046963 | 0.0046963 | 0.0046963 | 0.0046963 | 0.0046963 | 0.0046963 | 0.0046963 | 0.0046963 | 0.0046963 | 0.0046963 | 0.0046963 | 0.0046963 | 0.0046963 | 0.0046963
F4_Commercial_Miscellaneous_Existing_Food Preparation_Natural Gas_Griddle_E3 | F4 | Commercial | Miscellaneous | Existing | Food Preparation | Natural Gas | Griddle | E3 | Utility - Cost of Equipment | 0 | 0 | 0 | 0 | 0 | 0 | 0 | 0 | 0 | 0 | 0 | 0 | 0 | 0 | 0 | 0 | 0 | 0 | 0 | 0 | 0 | 0 | 0 | 0 | 0 | 0 | 0 | 0 | 0 | 0 | 0
F4_Commercial_Miscellaneous_Existing_Food Preparation_Natural Gas_Griddle_E4 | F4 | Commercial | Miscellaneous | Existing | Food Preparation | Natural Gas | Griddle | E4 | Utility - Cost of Equipment | 0 | 0 | 0 | 0 | 0 | 0 | 0 | 0 | 0 | 0 | 0 | 0 | 0 | 0 | 0 | 0 | 0 | 0 | 0 | 0 | 0 | 0 | 0 | 0 | 0 | 0 | 0 | 0 | 0 | 0 | 0
F4_Commercial_Miscellaneous_Existing_Food Preparation_Natural Gas_Griddle_E5 | F4 | Commercial | Miscellaneous | Existing | Food Preparation | Natural Gas | Griddle | E5 | Utility - Cost of Equipment | 0 | 0 | 0 | 0 | 0 | 0 | 0 | 0 | 0 | 0 | 0 | 0 | 0 | 0 | 0 | 0 | 0 | 0 | 0 | 0 | 0 | 0 | 0 | 0 | 0 | 0 | 0 | 0 | 0 | 0 | 0
F4_Commercial_Miscellaneous_Existing_Food Preparation_Natural Gas_Griddle_E6 | F4 | Commercial | Miscellaneous | Existing | Food Preparation | Natural Gas | Griddle | E6 | Utility - Cost of Equipment | 0 | 0 | 0 | 0 | 0 | 0 | 0 | 0 | 0 | 0 | 0 | 0 | 0 | 0 | 0 | 0 | 0 | 0 | 0 | 0 | 0 | 0 | 0 | 0 | 0 | 0 | 0 | 0 | 0 | 0 | 0
F4_Commercial_Miscellaneous_Existing_Food Preparation_Natural Gas_Griddle_E7 | F4 | Commercial | Miscellaneous | Existing | Food Preparation | Natural Gas | Griddle | E7 | Utility - Cost of Equipment | 0 | 0 | 0 | 0 | 0 | 0 | 0 | 0 | 0 | 0 | 0 | 0 | 0 | 0 | 0 | 0 | 0 | 0 | 0 | 0 | 0 | 0 | 0 | 0 | 0 | 0 | 0 | 0 | 0 | 0 | 0
F4_Commercial_Miscellaneous_Existing_Food Preparation_Natural Gas_Griddle_E8 | F4 | Commercial | Miscellaneous | Existing | Food Preparation | Natural Gas | Griddle | E8 | Utility - Cost of Equipment | 0 | 0 | 0 | 0 | 0 | 0 | 0 | 0 | 0 | 0 | 0 | 0 | 0 | 0 | 0 | 0 | 0 | 0 | 0 | 0 | 0 | 0 | 0 | 0 | 0 | 0 | 0 | 0 | 0 | 0 | 0
F4_Commercial_Miscellaneous_Existing_Food Preparation_Natural Gas_Griddle_E9 | F4 | Commercial | Miscellaneous | Existing | Food Preparation | Natural Gas | Griddle | E9 | Utility - Cost of Equipment | 0 | 0 | 0 | 0 | 0 | 0 | 0 | 0 | 0 | 0 | 0 | 0 | 0 | 0 | 0 | 0 | 0 | 0 | 0 | 0 | 0 | 0 | 0 | 0 | 0 | 0 | 0 | 0 | 0 | 0 | 0
F4_Commercial_Miscellaneous_Existing_Food Preparation_Natural Gas_Griddle_E10 | F4 | Commercial | Miscellaneous | Existing | Food Preparation | Natural Gas | Griddle | E10 | Utility - Cost of Equipment | 0 | 0 | 0 | 0 | 0 | 0 | 0 | 0 | 0 | 0 | 0 | 0 | 0 | 0 | 0 | 0 | 0 | 0 | 0 | 0 | 0 | 0 | 0 | 0 | 0 | 0 | 0 | 0 | 0 | 0 | 0
F5_Commercial_Miscellaneous_Existing_Food Preparation_Natural Gas_Griddle_E1 | F5 | Commercial | Miscellaneous | Existing | Food Preparation | Natural Gas | Griddle | E1 | Utility - Cost of Operation | 0.0084887 | 0.0086196 | 0.0087148 | 0.0086662 | 0.008675 | 0.0081768 | 0.0077647 | 0.0075346 | 0.0074392 | 0.0077149 | 0.0080771 | 0.0084555 | 0.0077655 | 0.0082261 | 0.0082541 | 0.0082129 | 0.0082205 | 0.0082458 | 0.0080882 | 0.0081833 | 0.0082474 | 0.0083376 | 0.0084536 | 0.0042398 | 0.004157 | 0.0040792 | 0.0040057 | 0.0039358 | 0.0038688 | 0.0038042 | 0.0037418
F5_Commercial_Miscellaneous_Existing_Food Preparation_Natural Gas_Griddle_E2 | F5 | Commercial | Miscellaneous | Existing | Food Preparation | Natural Gas | Griddle | E2 | Utility - Cost of Operation | 0.0073314 | 0.0074445 | 0.0075266 | 0.0074847 | 0.0074923 | 0.007062 | 0.0067061 | 0.0065074 | 0.006425 | 0.0066631 | 0.0069759 | 0.0073028 | 0.0067068 | 0.0071046 | 0.0071288 | 0.0070932 | 0.0070997 | 0.0071216 | 0.0069855 | 0.0070677 | 0.007123 | 0.0072009 | 0.0073011 | 0.0036618 | 0.0035903 | 0.0035231 | 0.0034596 | 0.0033992 | 0.0033413 | 0.0032856 | 0.0032317
F5_Commercial_Miscellaneous_Existing_Food Preparation_Natural Gas_Griddle_E3 | F5 | Commercial | Miscellaneous | Existing | Food Preparation | Natural Gas | Griddle | E3 | Utility - Cost of Operation | 0 | 0 | 0 | 0 | 0 | 0 | 0 | 0 | 0 | 0 | 0 | 0 | 0 | 0 | 0 | 0 | 0 | 0 | 0 | 0 | 0 | 0 | 0 | 0 | 0 | 0 | 0 | 0 | 0 | 0 | 0
F5_Commercial_Miscellaneous_Existing_Food Preparation_Natural Gas_Griddle_E4 | F5 | Commercial | Miscellaneous | Existing | Food Preparation | Natural Gas | Griddle | E4 | Utility - Cost of Operation | 0 | 0 | 0 | 0 | 0 | 0 | 0 | 0 | 0 | 0 | 0 | 0 | 0 | 0 | 0 | 0 | 0 | 0 | 0 | 0 | 0 | 0 | 0 | 0 | 0 | 0 | 0 | 0 | 0 | 0 | 0
F5_Commercial_Miscellaneous_Existing_Food Preparation_Natural Gas_Griddle_E5 | F5 | Commercial | Miscellaneous | Existing | Food Preparation | Natural Gas | Griddle | E5 | Utility - Cost of Operation | 0 | 0 | 0 | 0 | 0 | 0 | 0 | 0 | 0 | 0 | 0 | 0 | 0 | 0 | 0 | 0 | 0 | 0 | 0 | 0 | 0 | 0 | 0 | 0 | 0 | 0 | 0 | 0 | 0 | 0 | 0
F5_Commercial_Miscellaneous_Existing_Food Preparation_Natural Gas_Griddle_E6 | F5 | Commercial | Miscellaneous | Existing | Food Preparation | Natural Gas | Griddle | E6 | Utility - Cost of Operation | 0 | 0 | 0 | 0 | 0 | 0 | 0 | 0 | 0 | 0 | 0 | 0 | 0 | 0 | 0 | 0 | 0 | 0 | 0 | 0 | 0 | 0 | 0 | 0 | 0 | 0 | 0 | 0 | 0 | 0 | 0
F5_Commercial_Miscellaneous_Existing_Food Preparation_Natural Gas_Griddle_E7 | F5 | Commercial | Miscellaneous | Existing | Food Preparation | Natural Gas | Griddle | E7 | Utility - Cost of Operation | 0 | 0 | 0 | 0 | 0 | 0 | 0 | 0 | 0 | 0 | 0 | 0 | 0 | 0 | 0 | 0 | 0 | 0 | 0 | 0 | 0 | 0 | 0 | 0 | 0 | 0 | 0 | 0 | 0 | 0 | 0
F5_Commercial_Miscellaneous_Existing_Food Preparation_Natural Gas_Griddle_E8 | F5 | Commercial | Miscellaneous | Existing | Food Preparation | Natural Gas | Griddle | E8 | Utility - Cost of Operation | 0 | 0 | 0 | 0 | 0 | 0 | 0 | 0 | 0 | 0 | 0 | 0 | 0 | 0 | 0 | 0 | 0 | 0 | 0 | 0 | 0 | 0 | 0 | 0 | 0 | 0 | 0 | 0 | 0 | 0 | 0
F5_Commercial_Miscellaneous_Existing_Food Preparation_Natural Gas_Griddle_E9 | F5 | Commercial | Miscellaneous | Existing | Food Preparation | Natural Gas | Griddle | E9 | Utility - Cost of Operation | 0 | 0 | 0 | 0 | 0 | 0 | 0 | 0 | 0 | 0 | 0 | 0 | 0 | 0 | 0 | 0 | 0 | 0 | 0 | 0 | 0 | 0 | 0 | 0 | 0 | 0 | 0 | 0 | 0 | 0 | 0
F5_Commercial_Miscellaneous_Existing_Food Preparation_Natural Gas_Griddle_E10 | F5 | Commercial | Miscellaneous | Existing | Food Preparation | Natural Gas | Griddle | E10 | Utility - Cost of Operation | 0 | 0 | 0 | 0 | 0 | 0 | 0 | 0 | 0 | 0 | 0 | 0 | 0 | 0 | 0 | 0 | 0 | 0 | 0 | 0 | 0 | 0 | 0 | 0 | 0 | 0 | 0 | 0 | 0 | 0 | 0
F6_Commercial_Miscellaneous_Existing_Food Preparation_Natural Gas_Griddle_E1 | F6 | Commercial | Miscellaneous | Existing | Food Preparation | Natural Gas | Griddle | E1 | Utility - Value of Sales | 0.01017 | 0.010327 | 0.010441 | 0.010383 | 0.010393 | 0.0097963 | 0.0093026 | 0.009027 | 0.0089126 | 0.009243 | 0.0096769 | 0.01013 | 0.0093036 | 0.0098553 | 0.009889 | 0.0098396 | 0.0098486 | 0.009879 | 0.0096902 | 0.0098041 | 0.0098809 | 0.009989 | 0.010128 | 0.0050795 | 0.0049804 | 0.0048872 | 0.0047991 | 0.0047153 | 0.004635 | 0.0045577 | 0.0044829
F6_Commercial_Miscellaneous_Existing_Food Preparation_Natural Gas_Griddle_E2 | F6 | Commercial | Miscellaneous | Existing | Food Preparation | Natural Gas | Griddle | E2 | Utility - Value of Sales | 0.0087835 | 0.008919 | 0.0090174 | 0.0089672 | 0.0089763 | 0.0084607 | 0.0080344 | 0.0077963 | 0.0076976 | 0.0079829 | 0.0083576 | 0.0087492 | 0.0080352 | 0.0085117 | 0.0085408 | 0.0084982 | 0.008506 | 0.0085321 | 0.0083691 | 0.0084675 | 0.0085338 | 0.0086272 | 0.0087472 | 0.004387 | 0.0043014 | 0.0042209 | 0.0041448 | 0.0040724 | 0.0040031 | 0.0039364 | 0.0038717
F6_Commercial_Miscellaneous_Existing_Food Preparation_Natural Gas_Griddle_E3 | F6 | Commercial | Miscellaneous | Existing | Food Preparation | Natural Gas | Griddle | E3 | Utility - Value of Sales | 0 | 0 | 0 | 0 | 0 | 0 | 0 | 0 | 0 | 0 | 0 | 0 | 0 | 0 | 0 | 0 | 0 | 0 | 0 | 0 | 0 | 0 | 0 | 0 | 0 | 0 | 0 | 0 | 0 | 0 | 0
F6_Commercial_Miscellaneous_Existing_Food Preparation_Natural Gas_Griddle_E4 | F6 | Commercial | Miscellaneous | Existing | Food Preparation | Natural Gas | Griddle | E4 | Utility - Value of Sales | 0 | 0 | 0 | 0 | 0 | 0 | 0 | 0 | 0 | 0 | 0 | 0 | 0 | 0 | 0 | 0 | 0 | 0 | 0 | 0 | 0 | 0 | 0 | 0 | 0 | 0 | 0 | 0 | 0 | 0 | 0
F6_Commercial_Miscellaneous_Existing_Food Preparation_Natural Gas_Griddle_E5 | F6 | Commercial | Miscellaneous | Existing | Food Preparation | Natural Gas | Griddle | E5 | Utility - Value of Sales | 0 | 0 | 0 | 0 | 0 | 0 | 0 | 0 | 0 | 0 | 0 | 0 | 0 | 0 | 0 | 0 | 0 | 0 | 0 | 0 | 0 | 0 | 0 | 0 | 0 | 0 | 0 | 0 | 0 | 0 | 0
F6_Commercial_Miscellaneous_Existing_Food Preparation_Natural Gas_Griddle_E6 | F6 | Commercial | Miscellaneous | Existing | Food Preparation | Natural Gas | Griddle | E6 | Utility - Value of Sales | 0 | 0 | 0 | 0 | 0 | 0 | 0 | 0 | 0 | 0 | 0 | 0 | 0 | 0 | 0 | 0 | 0 | 0 | 0 | 0 | 0 | 0 | 0 | 0 | 0 | 0 | 0 | 0 | 0 | 0 | 0
F6_Commercial_Miscellaneous_Existing_Food Preparation_Natural Gas_Griddle_E7 | F6 | Commercial | Miscellaneous | Existing | Food Preparation | Natural Gas | Griddle | E7 | Utility - Value of Sales | 0 | 0 | 0 | 0 | 0 | 0 | 0 | 0 | 0 | 0 | 0 | 0 | 0 | 0 | 0 | 0 | 0 | 0 | 0 | 0 | 0 | 0 | 0 | 0 | 0 | 0 | 0 | 0 | 0 | 0 | 0
F6_Commercial_Miscellaneous_Existing_Food Preparation_Natural Gas_Griddle_E8 | F6 | Commercial | Miscellaneous | Existing | Food Preparation | Natural Gas | Griddle | E8 | Utility - Value of Sales | 0 | 0 | 0 | 0 | 0 | 0 | 0 | 0 | 0 | 0 | 0 | 0 | 0 | 0 | 0 | 0 | 0 | 0 | 0 | 0 | 0 | 0 | 0 | 0 | 0 | 0 | 0 | 0 | 0 | 0 | 0
F6_Commercial_Miscellaneous_Existing_Food Preparation_Natural Gas_Griddle_E9 | F6 | Commercial | Miscellaneous | Existing | Food Preparation | Natural Gas | Griddle | E9 | Utility - Value of Sales | 0 | 0 | 0 | 0 | 0 | 0 | 0 | 0 | 0 | 0 | 0 | 0 | 0 | 0 | 0 | 0 | 0 | 0 | 0 | 0 | 0 | 0 | 0 | 0 | 0 | 0 | 0 | 0 | 0 | 0 | 0
F6_Commercial_Miscellaneous_Existing_Food Preparation_Natural Gas_Griddle_E10 | F6 | Commercial | Miscellaneous | Existing | Food Preparation | Natural Gas | Griddle | E10 | Utility - Value of Sales | 0 | 0 | 0 | 0 | 0 | 0 | 0 | 0 | 0 | 0 | 0 | 0 | 0 | 0 | 0 | 0 | 0 | 0 | 0 | 0 | 0 | 0 | 0 | 0 | 0 | 0 | 0 | 0 | 0 | 0 | 0
F1_Commercial_Miscellaneous_Existing_Food Preparation_Natural Gas_Range_E1 | F1 | Commercial | Miscellaneous | Existing | Food Preparation | Natural Gas | Range | E1 | Participant - Cost of Equipment | 0.0082617 | 0.0082617 | 0.0082617 | 0.0082617 | 0.0082617 | 0.0082617 | 0.0082617 | 0.0082617 | 0.0082617 | 0.0082617 | 0.0082617 | 0.0082617 | 0.0082617 | 0.0082617 | 0.0082617 | 0.0082617 | 0.0082617 | 0.0082617 | 0.0082617 | 0.0082617 | 0.0082617 | 0.0082617 | 0.0082617 | 0.0082617 | 0.0082617 | 0.0082617 | 0.0082617 | 0.0082617 | 0.0082617 | 0.0082617 | 0.0082617
F1_Commercial_Miscellaneous_Existing_Food Preparation_Natural Gas_Range_E2 | F1 | Commercial | Miscellaneous | Existing | Food Preparation | Natural Gas | Range | E2 | Participant - Cost of Equipment | 0.0082629 | 0.0082629 | 0.0082629 | 0.0082629 | 0.0082629 | 0.0082629 | 0.0082629 | 0.0082629 | 0.0082629 | 0.0082629 | 0.0082629 | 0.0082629 | 0.0082629 | 0.0082629 | 0.0082629 | 0.0082629 | 0.0082629 | 0.0082629 | 0.0082629 | 0.0082629 | 0.0082629 | 0.0082629 | 0.0082629 | 0.0082629 | 0.0082629 | 0.0082629 | 0.0082629 | 0.0082629 | 0.0082629 | 0.0082629 | 0.0082629
F1_Commercial_Miscellaneous_Existing_Food Preparation_Natural Gas_Range_E3 | F1 | Commercial | Miscellaneous | Existing | Food Preparation | Natural Gas | Range | E3 | Participant - Cost of Equipment | 0 | 0 | 0 | 0 | 0 | 0 | 0 | 0 | 0 | 0 | 0 | 0 | 0 | 0 | 0 | 0 | 0 | 0 | 0 | 0 | 0 | 0 | 0 | 0 | 0 | 0 | 0 | 0 | 0 | 0 | 0
F1_Commercial_Miscellaneous_Existing_Food Preparation_Natural Gas_Range_E4 | F1 | Commercial | Miscellaneous | Existing | Food Preparation | Natural Gas | Range | E4 | Participant - Cost of Equipment | 0 | 0 | 0 | 0 | 0 | 0 | 0 | 0 | 0 | 0 | 0 | 0 | 0 | 0 | 0 | 0 | 0 | 0 | 0 | 0 | 0 | 0 | 0 | 0 | 0 | 0 | 0 | 0 | 0 | 0 | 0
F1_Commercial_Miscellaneous_Existing_Food Preparation_Natural Gas_Range_E5 | F1 | Commercial | Miscellaneous | Existing | Food Preparation | Natural Gas | Range | E5 | Participant - Cost of Equipment | 0 | 0 | 0 | 0 | 0 | 0 | 0 | 0 | 0 | 0 | 0 | 0 | 0 | 0 | 0 | 0 | 0 | 0 | 0 | 0 | 0 | 0 | 0 | 0 | 0 | 0 | 0 | 0 | 0 | 0 | 0
F1_Commercial_Miscellaneous_Existing_Food Preparation_Natural Gas_Range_E6 | F1 | Commercial | Miscellaneous | Existing | Food Preparation | Natural Gas | Range | E6 | Participant - Cost of Equipment | 0 | 0 | 0 | 0 | 0 | 0 | 0 | 0 | 0 | 0 | 0 | 0 | 0 | 0 | 0 | 0 | 0 | 0 | 0 | 0 | 0 | 0 | 0 | 0 | 0 | 0 | 0 | 0 | 0 | 0 | 0
F1_Commercial_Miscellaneous_Existing_Food Preparation_Natural Gas_Range_E7 | F1 | Commercial | Miscellaneous | Existing | Food Preparation | Natural Gas | Range | E7 | Participant - Cost of Equipment | 0 | 0 | 0 | 0 | 0 | 0 | 0 | 0 | 0 | 0 | 0 | 0 | 0 | 0 | 0 | 0 | 0 | 0 | 0 | 0 | 0 | 0 | 0 | 0 | 0 | 0 | 0 | 0 | 0 | 0 | 0
F1_Commercial_Miscellaneous_Existing_Food Preparation_Natural Gas_Range_E8 | F1 | Commercial | Miscellaneous | Existing | Food Preparation | Natural Gas | Range | E8 | Participant - Cost of Equipment | 0 | 0 | 0 | 0 | 0 | 0 | 0 | 0 | 0 | 0 | 0 | 0 | 0 | 0 | 0 | 0 | 0 | 0 | 0 | 0 | 0 | 0 | 0 | 0 | 0 | 0 | 0 | 0 | 0 | 0 | 0
F1_Commercial_Miscellaneous_Existing_Food Preparation_Natural Gas_Range_E9 | F1 | Commercial | Miscellaneous | Existing | Food Preparation | Natural Gas | Range | E9 | Participant - Cost of Equipment | 0 | 0 | 0 | 0 | 0 | 0 | 0 | 0 | 0 | 0 | 0 | 0 | 0 | 0 | 0 | 0 | 0 | 0 | 0 | 0 | 0 | 0 | 0 | 0 | 0 | 0 | 0 | 0 | 0 | 0 | 0
F1_Commercial_Miscellaneous_Existing_Food Preparation_Natural Gas_Range_E10 | F1 | Commercial | Miscellaneous | Existing | Food Preparation | Natural Gas | Range | E10 | Participant - Cost of Equipment | 0 | 0 | 0 | 0 | 0 | 0 | 0 | 0 | 0 | 0 | 0 | 0 | 0 | 0 | 0 | 0 | 0 | 0 | 0 | 0 | 0 | 0 | 0 | 0 | 0 | 0 | 0 | 0 | 0 | 0 | 0
F2_Commercial_Miscellaneous_Existing_Food Preparation_Natural Gas_Range_E1 | F2 | Commercial | Miscellaneous | Existing | Food Preparation | Natural Gas | Range | E1 | Participant - Cost of Operation | 0.011802 | 0.012036 | 0.012203 | 0.012385 | 0.012645 | 0.011847 | 0.011224 | 0.010896 | 0.010778 | 0.010597 | 0.010475 | 0.01103 | 0.0098717 | 0.010551 | 0.011424 | 0.012272 | 0.012304 | 0.012362 | 0.012126 | 0.012295 | 0.012412 | 0.012572 | 0.012772 | 0.0060161 | 0.0058961 | 0.0057838 | 0.005678 | 0.0055777 | 0.005482 | 0.0053899 | 0.0053009
F2_Commercial_Miscellaneous_Existing_Food Preparation_Natural Gas_Range_E2 | F2 | Commercial | Miscellaneous | Existing | Food Preparation | Natural Gas | Range | E2 | Participant - Cost of Operation | 0.0088516 | 0.0090271 | 0.0091525 | 0.0092886 | 0.009484 | 0.0088855 | 0.0084178 | 0.0081719 | 0.0080835 | 0.007948 | 0.0078565 | 0.0082728 | 0.0074038 | 0.0079136 | 0.0085679 | 0.0092039 | 0.0092276 | 0.0092717 | 0.0090945 | 0.0092209 | 0.0093094 | 0.0094288 | 0.0095788 | 0.0045121 | 0.0044221 | 0.0043378 | 0.0042585 | 0.0041833 | 0.0041115 | 0.0040424 | 0.0039757
F2_Commercial_Miscellaneous_Existing_Food Preparation_Natural Gas_Range_E3 | F2 | Commercial | Miscellaneous | Existing | Food Preparation | Natural Gas | Range | E3 | Participant - Cost of Operation | 0 | 0 | 0 | 0 | 0 | 0 | 0 | 0 | 0 | 0 | 0 | 0 | 0 | 0 | 0 | 0 | 0 | 0 | 0 | 0 | 0 | 0 | 0 | 0 | 0 | 0 | 0 | 0 | 0 | 0 | 0
F2_Commercial_Miscellaneous_Existing_Food Preparation_Natural Gas_Range_E4 | F2 | Commercial | Miscellaneous | Existing | Food Preparation | Natural Gas | Range | E4 | Participant - Cost of Operation | 0 | 0 | 0 | 0 | 0 | 0 | 0 | 0 | 0 | 0 | 0 | 0 | 0 | 0 | 0 | 0 | 0 | 0 | 0 | 0 | 0 | 0 | 0 | 0 | 0 | 0 | 0 | 0 | 0 | 0 | 0
F2_Commercial_Miscellaneous_Existing_Food Preparation_Natural Gas_Range_E5 | F2 | Commercial | Miscellaneous | Existing | Food Preparation | Natural Gas | Range | E5 | Participant - Cost of Operation | 0 | 0 | 0 | 0 | 0 | 0 | 0 | 0 | 0 | 0 | 0 | 0 | 0 | 0 | 0 | 0 | 0 | 0 | 0 | 0 | 0 | 0 | 0 | 0 | 0 | 0 | 0 | 0 | 0 | 0 | 0
F2_Commercial_Miscellaneous_Existing_Food Preparation_Natural Gas_Range_E6 | F2 | Commercial | Miscellaneous | Existing | Food Preparation | Natural Gas | Range | E6 | Participant - Cost of Operation | 0 | 0 | 0 | 0 | 0 | 0 | 0 | 0 | 0 | 0 | 0 | 0 | 0 | 0 | 0 | 0 | 0 | 0 | 0 | 0 | 0 | 0 | 0 | 0 | 0 | 0 | 0 | 0 | 0 | 0 | 0
F2_Commercial_Miscellaneous_Existing_Food Preparation_Natural Gas_Range_E7 | F2 | Commercial | Miscellaneous | Existing | Food Preparation | Natural Gas | Range | E7 | Participant - Cost of Operation | 0 | 0 | 0 | 0 | 0 | 0 | 0 | 0 | 0 | 0 | 0 | 0 | 0 | 0 | 0 | 0 | 0 | 0 | 0 | 0 | 0 | 0 | 0 | 0 | 0 | 0 | 0 | 0 | 0 | 0 | 0
F2_Commercial_Miscellaneous_Existing_Food Preparation_Natural Gas_Range_E8 | F2 | Commercial | Miscellaneous | Existing | Food Preparation | Natural Gas | Range | E8 | Participant - Cost of Operation | 0 | 0 | 0 | 0 | 0 | 0 | 0 | 0 | 0 | 0 | 0 | 0 | 0 | 0 | 0 | 0 | 0 | 0 | 0 | 0 | 0 | 0 | 0 | 0 | 0 | 0 | 0 | 0 | 0 | 0 | 0
F2_Commercial_Miscellaneous_Existing_Food Preparation_Natural Gas_Range_E9 | F2 | Commercial | Miscellaneous | Existing | Food Preparation | Natural Gas | Range | E9 | Participant - Cost of Operation | 0 | 0 | 0 | 0 | 0 | 0 | 0 | 0 | 0 | 0 | 0 | 0 | 0 | 0 | 0 | 0 | 0 | 0 | 0 | 0 | 0 | 0 | 0 | 0 | 0 | 0 | 0 | 0 | 0 | 0 | 0
F2_Commercial_Miscellaneous_Existing_Food Preparation_Natural Gas_Range_E10 | F2 | Commercial | Miscellaneous | Existing | Food Preparation | Natural Gas | Range | E10 | Participant - Cost of Operation | 0 | 0 | 0 | 0 | 0 | 0 | 0 | 0 | 0 | 0 | 0 | 0 | 0 | 0 | 0 | 0 | 0 | 0 | 0 | 0 | 0 | 0 | 0 | 0 | 0 | 0 | 0 | 0 | 0 | 0 | 0
F3_Commercial_Miscellaneous_Existing_Food Preparation_Natural Gas_Range_E1 | F3 | Commercial | Miscellaneous | Existing | Food Preparation | Natural Gas | Range | E1 | System - kBTUs of Conusmption | 0.98761 | 0.98997 | 0.98846 | 0.98743 | 0.98743 | 0.98743 | 0.98743 | 0.98743 | 0.98743 | 0.98743 | 0.98743 | 0.98743 | 0.98743 | 0.98743 | 0.98743 | 0.98743 | 0.98743 | 0.98743 | 0.98743 | 0.98743 | 0.98743 | 0.98743 | 0.98743 | 0.98743 | 0.98743 | 0.98743 | 0.98743 | 0.98743 | 0.98743 | 0.98743 | 0.98743
F3_Commercial_Miscellaneous_Existing_Food Preparation_Natural Gas_Range_E2 | F3 | Commercial | Miscellaneous | Existing | Food Preparation | Natural Gas | Range | E2 | System - kBTUs of Conusmption | 0.7407 | 0.74248 | 0.74135 | 0.74057 | 0.74057 | 0.74057 | 0.74057 | 0.74057 | 0.74057 | 0.74057 | 0.74057 | 0.74057 | 0.74057 | 0.74057 | 0.74057 | 0.74057 | 0.74057 | 0.74057 | 0.74057 | 0.74057 | 0.74057 | 0.74057 | 0.74057 | 0.74057 | 0.74057 | 0.74057 | 0.74057 | 0.74057 | 0.74057 | 0.74057 | 0.74057
F3_Commercial_Miscellaneous_Existing_Food Preparation_Natural Gas_Range_E3 | F3 | Commercial | Miscellaneous | Existing | Food Preparation | Natural Gas | Range | E3 | System - kBTUs of Conusmption | 0 | 0 | 0 | 0 | 0 | 0 | 0 | 0 | 0 | 0 | 0 | 0 | 0 | 0 | 0 | 0 | 0 | 0 | 0 | 0 | 0 | 0 | 0 | 0 | 0 | 0 | 0 | 0 | 0 | 0 | 0
F3_Commercial_Miscellaneous_Existing_Food Preparation_Natural Gas_Range_E4 | F3 | Commercial | Miscellaneous | Existing | Food Preparation | Natural Gas | Range | E4 | System - kBTUs of Conusmption | 0 | 0 | 0 | 0 | 0 | 0 | 0 | 0 | 0 | 0 | 0 | 0 | 0 | 0 | 0 | 0 | 0 | 0 | 0 | 0 | 0 | 0 | 0 | 0 | 0 | 0 | 0 | 0 | 0 | 0 | 0
F3_Commercial_Miscellaneous_Existing_Food Preparation_Natural Gas_Range_E5 | F3 | Commercial | Miscellaneous | Existing | Food Preparation | Natural Gas | Range | E5 | System - kBTUs of Conusmption | 0 | 0 | 0 | 0 | 0 | 0 | 0 | 0 | 0 | 0 | 0 | 0 | 0 | 0 | 0 | 0 | 0 | 0 | 0 | 0 | 0 | 0 | 0 | 0 | 0 | 0 | 0 | 0 | 0 | 0 | 0
F3_Commercial_Miscellaneous_Existing_Food Preparation_Natural Gas_Range_E6 | F3 | Commercial | Miscellaneous | Existing | Food Preparation | Natural Gas | Range | E6 | System - kBTUs of Conusmption | 0 | 0 | 0 | 0 | 0 | 0 | 0 | 0 | 0 | 0 | 0 | 0 | 0 | 0 | 0 | 0 | 0 | 0 | 0 | 0 | 0 | 0 | 0 | 0 | 0 | 0 | 0 | 0 | 0 | 0 | 0
F3_Commercial_Miscellaneous_Existing_Food Preparation_Natural Gas_Range_E7 | F3 | Commercial | Miscellaneous | Existing | Food Preparation | Natural Gas | Range | E7 | System - kBTUs of Conusmption | 0 | 0 | 0 | 0 | 0 | 0 | 0 | 0 | 0 | 0 | 0 | 0 | 0 | 0 | 0 | 0 | 0 | 0 | 0 | 0 | 0 | 0 | 0 | 0 | 0 | 0 | 0 | 0 | 0 | 0 | 0
F3_Commercial_Miscellaneous_Existing_Food Preparation_Natural Gas_Range_E8 | F3 | Commercial | Miscellaneous | Existing | Food Preparation | Natural Gas | Range | E8 | System - kBTUs of Conusmption | 0 | 0 | 0 | 0 | 0 | 0 | 0 | 0 | 0 | 0 | 0 | 0 | 0 | 0 | 0 | 0 | 0 | 0 | 0 | 0 | 0 | 0 | 0 | 0 | 0 | 0 | 0 | 0 | 0 | 0 | 0
F3_Commercial_Miscellaneous_Existing_Food Preparation_Natural Gas_Range_E9 | F3 | Commercial | Miscellaneous | Existing | Food Preparation | Natural Gas | Range | E9 | System - kBTUs of Conusmption | 0 | 0 | 0 | 0 | 0 | 0 | 0 | 0 | 0 | 0 | 0 | 0 | 0 | 0 | 0 | 0 | 0 | 0 | 0 | 0 | 0 | 0 | 0 | 0 | 0 | 0 | 0 | 0 | 0 | 0 | 0
F3_Commercial_Miscellaneous_Existing_Food Preparation_Natural Gas_Range_E10 | F3 | Commercial | Miscellaneous | Existing | Food Preparation | Natural Gas | Range | E10 | System - kBTUs of Conusmption | 0 | 0 | 0 | 0 | 0 | 0 | 0 | 0 | 0 | 0 | 0 | 0 | 0 | 0 | 0 | 0 | 0 | 0 | 0 | 0 | 0 | 0 | 0 | 0 | 0 | 0 | 0 | 0 | 0 | 0 | 0
F4_Commercial_Miscellaneous_Existing_Food Preparation_Natural Gas_Range_E1 | F4 | Commercial | Miscellaneous | Existing | Food Preparation | Natural Gas | Range | E1 | Utility - Cost of Equipment | 0.0082617 | 0.0082617 | 0.0082617 | 0.0082617 | 0.0082617 | 0.0082617 | 0.0082617 | 0.0082617 | 0.0082617 | 0.0082617 | 0.0082617 | 0.0082617 | 0.0082617 | 0.0082617 | 0.0082617 | 0.0082617 | 0.0082617 | 0.0082617 | 0.0082617 | 0.0082617 | 0.0082617 | 0.0082617 | 0.0082617 | 0.0082617 | 0.0082617 | 0.0082617 | 0.0082617 | 0.0082617 | 0.0082617 | 0.0082617 | 0.0082617
F4_Commercial_Miscellaneous_Existing_Food Preparation_Natural Gas_Range_E2 | F4 | Commercial | Miscellaneous | Existing | Food Preparation | Natural Gas | Range | E2 | Utility - Cost of Equipment | 0.0082629 | 0.0082629 | 0.0082629 | 0.0082629 | 0.0082629 | 0.0082629 | 0.0082629 | 0.0082629 | 0.0082629 | 0.0082629 | 0.0082629 | 0.0082629 | 0.0082629 | 0.0082629 | 0.0082629 | 0.0082629 | 0.0082629 | 0.0082629 | 0.0082629 | 0.0082629 | 0.0082629 | 0.0082629 | 0.0082629 | 0.0082629 | 0.0082629 | 0.0082629 | 0.0082629 | 0.0082629 | 0.0082629 | 0.0082629 | 0.0082629
F4_Commercial_Miscellaneous_Existing_Food Preparation_Natural Gas_Range_E3 | F4 | Commercial | Miscellaneous | Existing | Food Preparation | Natural Gas | Range | E3 | Utility - Cost of Equipment | 0 | 0 | 0 | 0 | 0 | 0 | 0 | 0 | 0 | 0 | 0 | 0 | 0 | 0 | 0 | 0 | 0 | 0 | 0 | 0 | 0 | 0 | 0 | 0 | 0 | 0 | 0 | 0 | 0 | 0 | 0
F4_Commercial_Miscellaneous_Existing_Food Preparation_Natural Gas_Range_E4 | F4 | Commercial | Miscellaneous | Existing | Food Preparation | Natural Gas | Range | E4 | Utility - Cost of Equipment | 0 | 0 | 0 | 0 | 0 | 0 | 0 | 0 | 0 | 0 | 0 | 0 | 0 | 0 | 0 | 0 | 0 | 0 | 0 | 0 | 0 | 0 | 0 | 0 | 0 | 0 | 0 | 0 | 0 | 0 | 0
F4_Commercial_Miscellaneous_Existing_Food Preparation_Natural Gas_Range_E5 | F4 | Commercial | Miscellaneous | Existing | Food Preparation | Natural Gas | Range | E5 | Utility - Cost of Equipment | 0 | 0 | 0 | 0 | 0 | 0 | 0 | 0 | 0 | 0 | 0 | 0 | 0 | 0 | 0 | 0 | 0 | 0 | 0 | 0 | 0 | 0 | 0 | 0 | 0 | 0 | 0 | 0 | 0 | 0 | 0
F4_Commercial_Miscellaneous_Existing_Food Preparation_Natural Gas_Range_E6 | F4 | Commercial | Miscellaneous | Existing | Food Preparation | Natural Gas | Range | E6 | Utility - Cost of Equipment | 0 | 0 | 0 | 0 | 0 | 0 | 0 | 0 | 0 | 0 | 0 | 0 | 0 | 0 | 0 | 0 | 0 | 0 | 0 | 0 | 0 | 0 | 0 | 0 | 0 | 0 | 0 | 0 | 0 | 0 | 0
F4_Commercial_Miscellaneous_Existing_Food Preparation_Natural Gas_Range_E7 | F4 | Commercial | Miscellaneous | Existing | Food Preparation | Natural Gas | Range | E7 | Utility - Cost of Equipment | 0 | 0 | 0 | 0 | 0 | 0 | 0 | 0 | 0 | 0 | 0 | 0 | 0 | 0 | 0 | 0 | 0 | 0 | 0 | 0 | 0 | 0 | 0 | 0 | 0 | 0 | 0 | 0 | 0 | 0 | 0
F4_Commercial_Miscellaneous_Existing_Food Preparation_Natural Gas_Range_E8 | F4 | Commercial | Miscellaneous | Existing | Food Preparation | Natural Gas | Range | E8 | Utility - Cost of Equipment | 0 | 0 | 0 | 0 | 0 | 0 | 0 | 0 | 0 | 0 | 0 | 0 | 0 | 0 | 0 | 0 | 0 | 0 | 0 | 0 | 0 | 0 | 0 | 0 | 0 | 0 | 0 | 0 | 0 | 0 | 0
F4_Commercial_Miscellaneous_Existing_Food Preparation_Natural Gas_Range_E9 | F4 | Commercial | Miscellaneous | Existing | Food Preparation | Natural Gas | Range | E9 | Utility - Cost of Equipment | 0 | 0 | 0 | 0 | 0 | 0 | 0 | 0 | 0 | 0 | 0 | 0 | 0 | 0 | 0 | 0 | 0 | 0 | 0 | 0 | 0 | 0 | 0 | 0 | 0 | 0 | 0 | 0 | 0 | 0 | 0
F4_Commercial_Miscellaneous_Existing_Food Preparation_Natural Gas_Range_E10 | F4 | Commercial | Miscellaneous | Existing | Food Preparation | Natural Gas | Range | E10 | Utility - Cost of Equipment | 0 | 0 | 0 | 0 | 0 | 0 | 0 | 0 | 0 | 0 | 0 | 0 | 0 | 0 | 0 | 0 | 0 | 0 | 0 | 0 | 0 | 0 | 0 | 0 | 0 | 0 | 0 | 0 | 0 | 0 | 0
F5_Commercial_Miscellaneous_Existing_Food Preparation_Natural Gas_Range_E1 | F5 | Commercial | Miscellaneous | Existing | Food Preparation | Natural Gas | Range | E1 | Utility - Cost of Operation | 0.009851 | 0.010046 | 0.010186 | 0.010337 | 0.010555 | 0.0098888 | 0.0093683 | 0.0090945 | 0.0089962 | 0.0088453 | 0.0087435 | 0.0092068 | 0.0082397 | 0.0088071 | 0.0095353 | 0.010243 | 0.010269 | 0.010319 | 0.010121 | 0.010262 | 0.01036 | 0.010493 | 0.01066 | 0.0050215 | 0.0049214 | 0.0048276 | 0.0047393 | 0.0046556 | 0.0045757 | 0.0044988 | 0.0044246
F5_Commercial_Miscellaneous_Existing_Food Preparation_Natural Gas_Range_E2 | F5 | Commercial | Miscellaneous | Existing | Food Preparation | Natural Gas | Range | E2 | Utility - Cost of Operation | 0.0073883 | 0.0075347 | 0.0076394 | 0.007753 | 0.0079161 | 0.0074166 | 0.0070262 | 0.0068209 | 0.0067472 | 0.006634 | 0.0065576 | 0.0069051 | 0.0061798 | 0.0066053 | 0.0071514 | 0.0076823 | 0.0077021 | 0.0077389 | 0.007591 | 0.0076965 | 0.0077703 | 0.00787 | 0.0079952 | 0.0037662 | 0.003691 | 0.0036207 | 0.0035545 | 0.0034917 | 0.0034318 | 0.0033741 | 0.0033184
F5_Commercial_Miscellaneous_Existing_Food Preparation_Natural Gas_Range_E3 | F5 | Commercial | Miscellaneous | Existing | Food Preparation | Natural Gas | Range | E3 | Utility - Cost of Operation | 0 | 0 | 0 | 0 | 0 | 0 | 0 | 0 | 0 | 0 | 0 | 0 | 0 | 0 | 0 | 0 | 0 | 0 | 0 | 0 | 0 | 0 | 0 | 0 | 0 | 0 | 0 | 0 | 0 | 0 | 0
F5_Commercial_Miscellaneous_Existing_Food Preparation_Natural Gas_Range_E4 | F5 | Commercial | Miscellaneous | Existing | Food Preparation | Natural Gas | Range | E4 | Utility - Cost of Operation | 0 | 0 | 0 | 0 | 0 | 0 | 0 | 0 | 0 | 0 | 0 | 0 | 0 | 0 | 0 | 0 | 0 | 0 | 0 | 0 | 0 | 0 | 0 | 0 | 0 | 0 | 0 | 0 | 0 | 0 | 0
F5_Commercial_Miscellaneous_Existing_Food Preparation_Natural Gas_Range_E5 | F5 | Commercial | Miscellaneous | Existing | Food Preparation | Natural Gas | Range | E5 | Utility - Cost of Operation | 0 | 0 | 0 | 0 | 0 | 0 | 0 | 0 | 0 | 0 | 0 | 0 | 0 | 0 | 0 | 0 | 0 | 0 | 0 | 0 | 0 | 0 | 0 | 0 | 0 | 0 | 0 | 0 | 0 | 0 | 0
F5_Commercial_Miscellaneous_Existing_Food Preparation_Natural Gas_Range_E6 | F5 | Commercial | Miscellaneous | Existing | Food Preparation | Natural Gas | Range | E6 | Utility - Cost of Operation | 0 | 0 | 0 | 0 | 0 | 0 | 0 | 0 | 0 | 0 | 0 | 0 | 0 | 0 | 0 | 0 | 0 | 0 | 0 | 0 | 0 | 0 | 0 | 0 | 0 | 0 | 0 | 0 | 0 | 0 | 0
F5_Commercial_Miscellaneous_Existing_Food Preparation_Natural Gas_Range_E7 | F5 | Commercial | Miscellaneous | Existing | Food Preparation | Natural Gas | Range | E7 | Utility - Cost of Operation | 0 | 0 | 0 | 0 | 0 | 0 | 0 | 0 | 0 | 0 | 0 | 0 | 0 | 0 | 0 | 0 | 0 | 0 | 0 | 0 | 0 | 0 | 0 | 0 | 0 | 0 | 0 | 0 | 0 | 0 | 0
F5_Commercial_Miscellaneous_Existing_Food Preparation_Natural Gas_Range_E8 | F5 | Commercial | Miscellaneous | Existing | Food Preparation | Natural Gas | Range | E8 | Utility - Cost of Operation | 0 | 0 | 0 | 0 | 0 | 0 | 0 | 0 | 0 | 0 | 0 | 0 | 0 | 0 | 0 | 0 | 0 | 0 | 0 | 0 | 0 | 0 | 0 | 0 | 0 | 0 | 0 | 0 | 0 | 0 | 0
F5_Commercial_Miscellaneous_Existing_Food Preparation_Natural Gas_Range_E9 | F5 | Commercial | Miscellaneous | Existing | Food Preparation | Natural Gas | Range | E9 | Utility - Cost of Operation | 0 | 0 | 0 | 0 | 0 | 0 | 0 | 0 | 0 | 0 | 0 | 0 | 0 | 0 | 0 | 0 | 0 | 0 | 0 | 0 | 0 | 0 | 0 | 0 | 0 | 0 | 0 | 0 | 0 | 0 | 0
F5_Commercial_Miscellaneous_Existing_Food Preparation_Natural Gas_Range_E10 | F5 | Commercial | Miscellaneous | Existing | Food Preparation | Natural Gas | Range | E10 | Utility - Cost of Operation | 0 | 0 | 0 | 0 | 0 | 0 | 0 | 0 | 0 | 0 | 0 | 0 | 0 | 0 | 0 | 0 | 0 | 0 | 0 | 0 | 0 | 0 | 0 | 0 | 0 | 0 | 0 | 0 | 0 | 0 | 0
F6_Commercial_Miscellaneous_Existing_Food Preparation_Natural Gas_Range_E1 | F6 | Commercial | Miscellaneous | Existing | Food Preparation | Natural Gas | Range | E1 | Utility - Value of Sales | 0.011802 | 0.012036 | 0.012203 | 0.012385 | 0.012645 | 0.011847 | 0.011224 | 0.010896 | 0.010778 | 0.010597 | 0.010475 | 0.01103 | 0.0098717 | 0.010551 | 0.011424 | 0.012272 | 0.012304 | 0.012362 | 0.012126 | 0.012295 | 0.012412 | 0.012572 | 0.012772 | 0.0060161 | 0.0058961 | 0.0057838 | 0.005678 | 0.0055777 | 0.005482 | 0.0053899 | 0.0053009
F6_Commercial_Miscellaneous_Existing_Food Preparation_Natural Gas_Range_E2 | F6 | Commercial | Miscellaneous | Existing | Food Preparation | Natural Gas | Range | E2 | Utility - Value of Sales | 0.0088516 | 0.0090271 | 0.0091525 | 0.0092886 | 0.009484 | 0.0088855 | 0.0084178 | 0.0081719 | 0.0080835 | 0.007948 | 0.0078565 | 0.0082728 | 0.0074038 | 0.0079136 | 0.0085679 | 0.0092039 | 0.0092276 | 0.0092717 | 0.0090945 | 0.0092209 | 0.0093094 | 0.0094288 | 0.0095788 | 0.0045121 | 0.0044221 | 0.0043378 | 0.0042585 | 0.0041833 | 0.0041115 | 0.0040424 | 0.0039757
F6_Commercial_Miscellaneous_Existing_Food Preparation_Natural Gas_Range_E3 | F6 | Commercial | Miscellaneous | Existing | Food Preparation | Natural Gas | Range | E3 | Utility - Value of Sales | 0 | 0 | 0 | 0 | 0 | 0 | 0 | 0 | 0 | 0 | 0 | 0 | 0 | 0 | 0 | 0 | 0 | 0 | 0 | 0 | 0 | 0 | 0 | 0 | 0 | 0 | 0 | 0 | 0 | 0 | 0
F6_Commercial_Miscellaneous_Existing_Food Preparation_Natural Gas_Range_E4 | F6 | Commercial | Miscellaneous | Existing | Food Preparation | Natural Gas | Range | E4 | Utility - Value of Sales | 0 | 0 | 0 | 0 | 0 | 0 | 0 | 0 | 0 | 0 | 0 | 0 | 0 | 0 | 0 | 0 | 0 | 0 | 0 | 0 | 0 | 0 | 0 | 0 | 0 | 0 | 0 | 0 | 0 | 0 | 0
F6_Commercial_Miscellaneous_Existing_Food Preparation_Natural Gas_Range_E5 | F6 | Commercial | Miscellaneous | Existing | Food Preparation | Natural Gas | Range | E5 | Utility - Value of Sales | 0 | 0 | 0 | 0 | 0 | 0 | 0 | 0 | 0 | 0 | 0 | 0 | 0 | 0 | 0 | 0 | 0 | 0 | 0 | 0 | 0 | 0 | 0 | 0 | 0 | 0 | 0 | 0 | 0 | 0 | 0
F6_Commercial_Miscellaneous_Existing_Food Preparation_Natural Gas_Range_E6 | F6 | Commercial | Miscellaneous | Existing | Food Preparation | Natural Gas | Range | E6 | Utility - Value of Sales | 0 | 0 | 0 | 0 | 0 | 0 | 0 | 0 | 0 | 0 | 0 | 0 | 0 | 0 | 0 | 0 | 0 | 0 | 0 | 0 | 0 | 0 | 0 | 0 | 0 | 0 | 0 | 0 | 0 | 0 | 0
F6_Commercial_Miscellaneous_Existing_Food Preparation_Natural Gas_Range_E7 | F6 | Commercial | Miscellaneous | Existing | Food Preparation | Natural Gas | Range | E7 | Utility - Value of Sales | 0 | 0 | 0 | 0 | 0 | 0 | 0 | 0 | 0 | 0 | 0 | 0 | 0 | 0 | 0 | 0 | 0 | 0 | 0 | 0 | 0 | 0 | 0 | 0 | 0 | 0 | 0 | 0 | 0 | 0 | 0
F6_Commercial_Miscellaneous_Existing_Food Preparation_Natural Gas_Range_E8 | F6 | Commercial | Miscellaneous | Existing | Food Preparation | Natural Gas | Range | E8 | Utility - Value of Sales | 0 | 0 | 0 | 0 | 0 | 0 | 0 | 0 | 0 | 0 | 0 | 0 | 0 | 0 | 0 | 0 | 0 | 0 | 0 | 0 | 0 | 0 | 0 | 0 | 0 | 0 | 0 | 0 | 0 | 0 | 0
F6_Commercial_Miscellaneous_Existing_Food Preparation_Natural Gas_Range_E9 | F6 | Commercial | Miscellaneous | Existing | Food Preparation | Natural Gas | Range | E9 | Utility - Value of Sales | 0 | 0 | 0 | 0 | 0 | 0 | 0 | 0 | 0 | 0 | 0 | 0 | 0 | 0 | 0 | 0 | 0 | 0 | 0 | 0 | 0 | 0 | 0 | 0 | 0 | 0 | 0 | 0 | 0 | 0 | 0
F6_Commercial_Miscellaneous_Existing_Food Preparation_Natural Gas_Range_E10 | F6 | Commercial | Miscellaneous | Existing | Food Preparation | Natural Gas | Range | E10 | Utility - Value of Sales | 0 | 0 | 0 | 0 | 0 | 0 | 0 | 0 | 0 | 0 | 0 | 0 | 0 | 0 | 0 | 0 | 0 | 0 | 0 | 0 | 0 | 0 | 0 | 0 | 0 | 0 | 0 | 0 | 0 | 0 | 0
F1_Commercial_Miscellaneous_Existing_Food Preparation_Natural Gas_Steamer_E1 | F1 | Commercial | Miscellaneous | Existing | Food Preparation | Natural Gas | Steamer | E1 | Participant - Cost of Equipment | 0.025282 | 0.025282 | 0.025282 | 0 | 0 | 0 | 0 | 0 | 0 | 0 | 0 | 0 | 0 | 0 | 0 | 0 | 0 | 0 | 0 | 0 | 0 | 0 | 0 | 0 | 0 | 0 | 0 | 0 | 0 | 0 | 0
F1_Commercial_Miscellaneous_Existing_Food Preparation_Natural Gas_Steamer_E2 | F1 | Commercial | Miscellaneous | Existing | Food Preparation | Natural Gas | Steamer | E2 | Participant - Cost of Equipment | 0.027161 | 0.027161 | 0.027161 | 0.027161 | 0.027161 | 0.027161 | 0.027161 | 0.027161 | 0.027161 | 0.027161 | 0.027161 | 0.027161 | 0.027161 | 0.027161 | 0.027161 | 0.027161 | 0.027161 | 0.027161 | 0.027161 | 0.027161 | 0.027161 | 0.027161 | 0.027161 | 0.027161 | 0.027161 | 0.027161 | 0.027161 | 0.027161 | 0.027161 | 0.027161 | 0.027161
F1_Commercial_Miscellaneous_Existing_Food Preparation_Natural Gas_Steamer_E3 | F1 | Commercial | Miscellaneous | Existing | Food Preparation | Natural Gas | Steamer | E3 | Participant - Cost of Equipment | 0 | 0 | 0 | 0 | 0 | 0 | 0 | 0 | 0 | 0 | 0 | 0 | 0 | 0 | 0 | 0 | 0 | 0 | 0 | 0 | 0 | 0 | 0 | 0 | 0 | 0 | 0 | 0 | 0 | 0 | 0
F1_Commercial_Miscellaneous_Existing_Food Preparation_Natural Gas_Steamer_E4 | F1 | Commercial | Miscellaneous | Existing | Food Preparation | Natural Gas | Steamer | E4 | Participant - Cost of Equipment | 0 | 0 | 0 | 0 | 0 | 0 | 0 | 0 | 0 | 0 | 0 | 0 | 0 | 0 | 0 | 0 | 0 | 0 | 0 | 0 | 0 | 0 | 0 | 0 | 0 | 0 | 0 | 0 | 0 | 0 | 0
F1_Commercial_Miscellaneous_Existing_Food Preparation_Natural Gas_Steamer_E5 | F1 | Commercial | Miscellaneous | Existing | Food Preparation | Natural Gas | Steamer | E5 | Participant - Cost of Equipment | 0 | 0 | 0 | 0 | 0 | 0 | 0 | 0 | 0 | 0 | 0 | 0 | 0 | 0 | 0 | 0 | 0 | 0 | 0 | 0 | 0 | 0 | 0 | 0 | 0 | 0 | 0 | 0 | 0 | 0 | 0
F1_Commercial_Miscellaneous_Existing_Food Preparation_Natural Gas_Steamer_E6 | F1 | Commercial | Miscellaneous | Existing | Food Preparation | Natural Gas | Steamer | E6 | Participant - Cost of Equipment | 0 | 0 | 0 | 0 | 0 | 0 | 0 | 0 | 0 | 0 | 0 | 0 | 0 | 0 | 0 | 0 | 0 | 0 | 0 | 0 | 0 | 0 | 0 | 0 | 0 | 0 | 0 | 0 | 0 | 0 | 0
F1_Commercial_Miscellaneous_Existing_Food Preparation_Natural Gas_Steamer_E7 | F1 | Commercial | Miscellaneous | Existing | Food Preparation | Natural Gas | Steamer | E7 | Participant - Cost of Equipment | 0 | 0 | 0 | 0 | 0 | 0 | 0 | 0 | 0 | 0 | 0 | 0 | 0 | 0 | 0 | 0 | 0 | 0 | 0 | 0 | 0 | 0 | 0 | 0 | 0 | 0 | 0 | 0 | 0 | 0 | 0
F1_Commercial_Miscellaneous_Existing_Food Preparation_Natural Gas_Steamer_E8 | F1 | Commercial | Miscellaneous | Existing | Food Preparation | Natural Gas | Steamer | E8 | Participant - Cost of Equipment | 0 | 0 | 0 | 0 | 0 | 0 | 0 | 0 | 0 | 0 | 0 | 0 | 0 | 0 | 0 | 0 | 0 | 0 | 0 | 0 | 0 | 0 | 0 | 0 | 0 | 0 | 0 | 0 | 0 | 0 | 0
F1_Commercial_Miscellaneous_Existing_Food Preparation_Natural Gas_Steamer_E9 | F1 | Commercial | Miscellaneous | Existing | Food Preparation | Natural Gas | Steamer | E9 | Participant - Cost of Equipment | 0 | 0 | 0 | 0 | 0 | 0 | 0 | 0 | 0 | 0 | 0 | 0 | 0 | 0 | 0 | 0 | 0 | 0 | 0 | 0 | 0 | 0 | 0 | 0 | 0 | 0 | 0 | 0 | 0 | 0 | 0
F1_Commercial_Miscellaneous_Existing_Food Preparation_Natural Gas_Steamer_E10 | F1 | Commercial | Miscellaneous | Existing | Food Preparation | Natural Gas | Steamer | E10 | Participant - Cost of Equipment | 0 | 0 | 0 | 0 | 0 | 0 | 0 | 0 | 0 | 0 | 0 | 0 | 0 | 0 | 0 | 0 | 0 | 0 | 0 | 0 | 0 | 0 | 0 | 0 | 0 | 0 | 0 | 0 | 0 | 0 | 0
F2_Commercial_Miscellaneous_Existing_Food Preparation_Natural Gas_Steamer_E1 | F2 | Commercial | Miscellaneous | Existing | Food Preparation | Natural Gas | Steamer | E1 | Participant - Cost of Operation | 0.02766 | 0.027895 | 0.02803 | 0 | 0 | 0 | 0 | 0 | 0 | 0 | 0 | 0 | 0 | 0 | 0 | 0 | 0 | 0 | 0 | 0 | 0 | 0 | 0 | 0 | 0 | 0 | 0 | 0 | 0 | 0 | 0
F2_Commercial_Miscellaneous_Existing_Food Preparation_Natural Gas_Steamer_E2 | F2 | Commercial | Miscellaneous | Existing | Food Preparation | Natural Gas | Steamer | E2 | Participant - Cost of Operation | 0.0057697 | 0.0058186 | 0.0058467 | 0.005873 | 0.0059309 | 0.0055813 | 0.0052924 | 0.0052817 | 0.0053774 | 0.005463 | 0.0055927 | 0.0057103 | 0.0050799 | 0.005224 | 0.0054361 | 0.0056214 | 0.0056277 | 0.0056461 | 0.0055385 | 0.0056046 | 0.0056493 | 0.005712 | 0.0057923 | 0.0028931 | 0.0028366 | 0.0027835 | 0.0027333 | 0.0026855 | 0.0026398 | 0.0025958 | 0.0025532
F2_Commercial_Miscellaneous_Existing_Food Preparation_Natural Gas_Steamer_E3 | F2 | Commercial | Miscellaneous | Existing | Food Preparation | Natural Gas | Steamer | E3 | Participant - Cost of Operation | 0 | 0 | 0 | 0 | 0 | 0 | 0 | 0 | 0 | 0 | 0 | 0 | 0 | 0 | 0 | 0 | 0 | 0 | 0 | 0 | 0 | 0 | 0 | 0 | 0 | 0 | 0 | 0 | 0 | 0 | 0
F2_Commercial_Miscellaneous_Existing_Food Preparation_Natural Gas_Steamer_E4 | F2 | Commercial | Miscellaneous | Existing | Food Preparation | Natural Gas | Steamer | E4 | Participant - Cost of Operation | 0 | 0 | 0 | 0 | 0 | 0 | 0 | 0 | 0 | 0 | 0 | 0 | 0 | 0 | 0 | 0 | 0 | 0 | 0 | 0 | 0 | 0 | 0 | 0 | 0 | 0 | 0 | 0 | 0 | 0 | 0
F2_Commercial_Miscellaneous_Existing_Food Preparation_Natural Gas_Steamer_E5 | F2 | Commercial | Miscellaneous | Existing | Food Preparation | Natural Gas | Steamer | E5 | Participant - Cost of Operation | 0 | 0 | 0 | 0 | 0 | 0 | 0 | 0 | 0 | 0 | 0 | 0 | 0 | 0 | 0 | 0 | 0 | 0 | 0 | 0 | 0 | 0 | 0 | 0 | 0 | 0 | 0 | 0 | 0 | 0 | 0
F2_Commercial_Miscellaneous_Existing_Food Preparation_Natural Gas_Steamer_E6 | F2 | Commercial | Miscellaneous | Existing | Food Preparation | Natural Gas | Steamer | E6 | Participant - Cost of Operation | 0 | 0 | 0 | 0 | 0 | 0 | 0 | 0 | 0 | 0 | 0 | 0 | 0 | 0 | 0 | 0 | 0 | 0 | 0 | 0 | 0 | 0 | 0 | 0 | 0 | 0 | 0 | 0 | 0 | 0 | 0
F2_Commercial_Miscellaneous_Existing_Food Preparation_Natural Gas_Steamer_E7 | F2 | Commercial | Miscellaneous | Existing | Food Preparation | Natural Gas | Steamer | E7 | Participant - Cost of Operation | 0 | 0 | 0 | 0 | 0 | 0 | 0 | 0 | 0 | 0 | 0 | 0 | 0 | 0 | 0 | 0 | 0 | 0 | 0 | 0 | 0 | 0 | 0 | 0 | 0 | 0 | 0 | 0 | 0 | 0 | 0
F2_Commercial_Miscellaneous_Existing_Food Preparation_Natural Gas_Steamer_E8 | F2 | Commercial | Miscellaneous | Existing | Food Preparation | Natural Gas | Steamer | E8 | Participant - Cost of Operation | 0 | 0 | 0 | 0 | 0 | 0 | 0 | 0 | 0 | 0 | 0 | 0 | 0 | 0 | 0 | 0 | 0 | 0 | 0 | 0 | 0 | 0 | 0 | 0 | 0 | 0 | 0 | 0 | 0 | 0 | 0
F2_Commercial_Miscellaneous_Existing_Food Preparation_Natural Gas_Steamer_E9 | F2 | Commercial | Miscellaneous | Existing | Food Preparation | Natural Gas | Steamer | E9 | Participant - Cost of Operation | 0 | 0 | 0 | 0 | 0 | 0 | 0 | 0 | 0 | 0 | 0 | 0 | 0 | 0 | 0 | 0 | 0 | 0 | 0 | 0 | 0 | 0 | 0 | 0 | 0 | 0 | 0 | 0 | 0 | 0 | 0
F2_Commercial_Miscellaneous_Existing_Food Preparation_Natural Gas_Steamer_E10 | F2 | Commercial | Miscellaneous | Existing | Food Preparation | Natural Gas | Steamer | E10 | Participant - Cost of Operation | 0 | 0 | 0 | 0 | 0 | 0 | 0 | 0 | 0 | 0 | 0 | 0 | 0 | 0 | 0 | 0 | 0 | 0 | 0 | 0 | 0 | 0 | 0 | 0 | 0 | 0 | 0 | 0 | 0 | 0 | 0
F3_Commercial_Miscellaneous_Existing_Food Preparation_Natural Gas_Steamer_E1 | F3 | Commercial | Miscellaneous | Existing | Food Preparation | Natural Gas | Steamer | E1 | System - kBTUs of Conusmption | 2.3269 | 2.3315 | 2.3286 | 0 | 0 | 0 | 0 | 0 | 0 | 0 | 0 | 0 | 0 | 0 | 0 | 0 | 0 | 0 | 0 | 0 | 0 | 0 | 0 | 0 | 0 | 0 | 0 | 0 | 0 | 0 | 0
F3_Commercial_Miscellaneous_Existing_Food Preparation_Natural Gas_Steamer_E2 | F3 | Commercial | Miscellaneous | Existing | Food Preparation | Natural Gas | Steamer | E2 | System - kBTUs of Conusmption | 0.48537 | 0.48634 | 0.48572 | 0.4853 | 0.4853 | 0.4853 | 0.4853 | 0.4853 | 0.4853 | 0.4853 | 0.4853 | 0.4853 | 0.4853 | 0.4853 | 0.4853 | 0.4853 | 0.4853 | 0.4853 | 0.4853 | 0.4853 | 0.4853 | 0.4853 | 0.4853 | 0.4853 | 0.4853 | 0.4853 | 0.4853 | 0.4853 | 0.4853 | 0.4853 | 0.4853
F3_Commercial_Miscellaneous_Existing_Food Preparation_Natural Gas_Steamer_E3 | F3 | Commercial | Miscellaneous | Existing | Food Preparation | Natural Gas | Steamer | E3 | System - kBTUs of Conusmption | 0 | 0 | 0 | 0 | 0 | 0 | 0 | 0 | 0 | 0 | 0 | 0 | 0 | 0 | 0 | 0 | 0 | 0 | 0 | 0 | 0 | 0 | 0 | 0 | 0 | 0 | 0 | 0 | 0 | 0 | 0
F3_Commercial_Miscellaneous_Existing_Food Preparation_Natural Gas_Steamer_E4 | F3 | Commercial | Miscellaneous | Existing | Food Preparation | Natural Gas | Steamer | E4 | System - kBTUs of Conusmption | 0 | 0 | 0 | 0 | 0 | 0 | 0 | 0 | 0 | 0 | 0 | 0 | 0 | 0 | 0 | 0 | 0 | 0 | 0 | 0 | 0 | 0 | 0 | 0 | 0 | 0 | 0 | 0 | 0 | 0 | 0
F3_Commercial_Miscellaneous_Existing_Food Preparation_Natural Gas_Steamer_E5 | F3 | Commercial | Miscellaneous | Existing | Food Preparation | Natural Gas | Steamer | E5 | System - kBTUs of Conusmption | 0 | 0 | 0 | 0 | 0 | 0 | 0 | 0 | 0 | 0 | 0 | 0 | 0 | 0 | 0 | 0 | 0 | 0 | 0 | 0 | 0 | 0 | 0 | 0 | 0 | 0 | 0 | 0 | 0 | 0 | 0
F3_Commercial_Miscellaneous_Existing_Food Preparation_Natural Gas_Steamer_E6 | F3 | Commercial | Miscellaneous | Existing | Food Preparation | Natural Gas | Steamer | E6 | System - kBTUs of Conusmption | 0 | 0 | 0 | 0 | 0 | 0 | 0 | 0 | 0 | 0 | 0 | 0 | 0 | 0 | 0 | 0 | 0 | 0 | 0 | 0 | 0 | 0 | 0 | 0 | 0 | 0 | 0 | 0 | 0 | 0 | 0
F3_Commercial_Miscellaneous_Existing_Food Preparation_Natural Gas_Steamer_E7 | F3 | Commercial | Miscellaneous | Existing | Food Preparation | Natural Gas | Steamer | E7 | System - kBTUs of Conusmption | 0 | 0 | 0 | 0 | 0 | 0 | 0 | 0 | 0 | 0 | 0 | 0 | 0 | 0 | 0 | 0 | 0 | 0 | 0 | 0 | 0 | 0 | 0 | 0 | 0 | 0 | 0 | 0 | 0 | 0 | 0
F3_Commercial_Miscellaneous_Existing_Food Preparation_Natural Gas_Steamer_E8 | F3 | Commercial | Miscellaneous | Existing | Food Preparation | Natural Gas | Steamer | E8 | System - kBTUs of Conusmption | 0 | 0 | 0 | 0 | 0 | 0 | 0 | 0 | 0 | 0 | 0 | 0 | 0 | 0 | 0 | 0 | 0 | 0 | 0 | 0 | 0 | 0 | 0 | 0 | 0 | 0 | 0 | 0 | 0 | 0 | 0
F3_Commercial_Miscellaneous_Existing_Food Preparation_Natural Gas_Steamer_E9 | F3 | Commercial | Miscellaneous | Existing | Food Preparation | Natural Gas | Steamer | E9 | System - kBTUs of Conusmption | 0 | 0 | 0 | 0 | 0 | 0 | 0 | 0 | 0 | 0 | 0 | 0 | 0 | 0 | 0 | 0 | 0 | 0 | 0 | 0 | 0 | 0 | 0 | 0 | 0 | 0 | 0 | 0 | 0 | 0 | 0
F3_Commercial_Miscellaneous_Existing_Food Preparation_Natural Gas_Steamer_E10 | F3 | Commercial | Miscellaneous | Existing | Food Preparation | Natural Gas | Steamer | E10 | System - kBTUs of Conusmption | 0 | 0 | 0 | 0 | 0 | 0 | 0 | 0 | 0 | 0 | 0 | 0 | 0 | 0 | 0 | 0 | 0 | 0 | 0 | 0 | 0 | 0 | 0 | 0 | 0 | 0 | 0 | 0 | 0 | 0 | 0
F4_Commercial_Miscellaneous_Existing_Food Preparation_Natural Gas_Steamer_E1 | F4 | Commercial | Miscellaneous | Existing | Food Preparation | Natural Gas | Steamer | E1 | Utility - Cost of Equipment | 0.025282 | 0.025282 | 0.025282 | 0 | 0 | 0 | 0 | 0 | 0 | 0 | 0 | 0 | 0 | 0 | 0 | 0 | 0 | 0 | 0 | 0 | 0 | 0 | 0 | 0 | 0 | 0 | 0 | 0 | 0 | 0 | 0
F4_Commercial_Miscellaneous_Existing_Food Preparation_Natural Gas_Steamer_E2 | F4 | Commercial | Miscellaneous | Existing | Food Preparation | Natural Gas | Steamer | E2 | Utility - Cost of Equipment | 0.027161 | 0.027161 | 0.027161 | 0.027161 | 0.027161 | 0.027161 | 0.027161 | 0.027161 | 0.027161 | 0.027161 | 0.027161 | 0.027161 | 0.027161 | 0.027161 | 0.027161 | 0.027161 | 0.027161 | 0.027161 | 0.027161 | 0.027161 | 0.027161 | 0.027161 | 0.027161 | 0.027161 | 0.027161 | 0.027161 | 0.027161 | 0.027161 | 0.027161 | 0.027161 | 0.027161
F4_Commercial_Miscellaneous_Existing_Food Preparation_Natural Gas_Steamer_E3 | F4 | Commercial | Miscellaneous | Existing | Food Preparation | Natural Gas | Steamer | E3 | Utility - Cost of Equipment | 0 | 0 | 0 | 0 | 0 | 0 | 0 | 0 | 0 | 0 | 0 | 0 | 0 | 0 | 0 | 0 | 0 | 0 | 0 | 0 | 0 | 0 | 0 | 0 | 0 | 0 | 0 | 0 | 0 | 0 | 0
F4_Commercial_Miscellaneous_Existing_Food Preparation_Natural Gas_Steamer_E4 | F4 | Commercial | Miscellaneous | Existing | Food Preparation | Natural Gas | Steamer | E4 | Utility - Cost of Equipment | 0 | 0 | 0 | 0 | 0 | 0 | 0 | 0 | 0 | 0 | 0 | 0 | 0 | 0 | 0 | 0 | 0 | 0 | 0 | 0 | 0 | 0 | 0 | 0 | 0 | 0 | 0 | 0 | 0 | 0 | 0
F4_Commercial_Miscellaneous_Existing_Food Preparation_Natural Gas_Steamer_E5 | F4 | Commercial | Miscellaneous | Existing | Food Preparation | Natural Gas | Steamer | E5 | Utility - Cost of Equipment | 0 | 0 | 0 | 0 | 0 | 0 | 0 | 0 | 0 | 0 | 0 | 0 | 0 | 0 | 0 | 0 | 0 | 0 | 0 | 0 | 0 | 0 | 0 | 0 | 0 | 0 | 0 | 0 | 0 | 0 | 0
F4_Commercial_Miscellaneous_Existing_Food Preparation_Natural Gas_Steamer_E6 | F4 | Commercial | Miscellaneous | Existing | Food Preparation | Natural Gas | Steamer | E6 | Utility - Cost of Equipment | 0 | 0 | 0 | 0 | 0 | 0 | 0 | 0 | 0 | 0 | 0 | 0 | 0 | 0 | 0 | 0 | 0 | 0 | 0 | 0 | 0 | 0 | 0 | 0 | 0 | 0 | 0 | 0 | 0 | 0 | 0
F4_Commercial_Miscellaneous_Existing_Food Preparation_Natural Gas_Steamer_E7 | F4 | Commercial | Miscellaneous | Existing | Food Preparation | Natural Gas | Steamer | E7 | Utility - Cost of Equipment | 0 | 0 | 0 | 0 | 0 | 0 | 0 | 0 | 0 | 0 | 0 | 0 | 0 | 0 | 0 | 0 | 0 | 0 | 0 | 0 | 0 | 0 | 0 | 0 | 0 | 0 | 0 | 0 | 0 | 0 | 0
F4_Commercial_Miscellaneous_Existing_Food Preparation_Natural Gas_Steamer_E8 | F4 | Commercial | Miscellaneous | Existing | Food Preparation | Natural Gas | Steamer | E8 | Utility - Cost of Equipment | 0 | 0 | 0 | 0 | 0 | 0 | 0 | 0 | 0 | 0 | 0 | 0 | 0 | 0 | 0 | 0 | 0 | 0 | 0 | 0 | 0 | 0 | 0 | 0 | 0 | 0 | 0 | 0 | 0 | 0 | 0
F4_Commercial_Miscellaneous_Existing_Food Preparation_Natural Gas_Steamer_E9 | F4 | Commercial | Miscellaneous | Existing | Food Preparation | Natural Gas | Steamer | E9 | Utility - Cost of Equipment | 0 | 0 | 0 | 0 | 0 | 0 | 0 | 0 | 0 | 0 | 0 | 0 | 0 | 0 | 0 | 0 | 0 | 0 | 0 | 0 | 0 | 0 | 0 | 0 | 0 | 0 | 0 | 0 | 0 | 0 | 0
F4_Commercial_Miscellaneous_Existing_Food Preparation_Natural Gas_Steamer_E10 | F4 | Commercial | Miscellaneous | Existing | Food Preparation | Natural Gas | Steamer | E10 | Utility - Cost of Equipment | 0 | 0 | 0 | 0 | 0 | 0 | 0 | 0 | 0 | 0 | 0 | 0 | 0 | 0 | 0 | 0 | 0 | 0 | 0 | 0 | 0 | 0 | 0 | 0 | 0 | 0 | 0 | 0 | 0 | 0 | 0
F5_Commercial_Miscellaneous_Existing_Food Preparation_Natural Gas_Steamer_E1 | F5 | Commercial | Miscellaneous | Existing | Food Preparation | Natural Gas | Steamer | E1 | Utility - Cost of Operation | 0.023088 | 0.023283 | 0.023396 | 0 | 0 | 0 | 0 | 0 | 0 | 0 | 0 | 0 | 0 | 0 | 0 | 0 | 0 | 0 | 0 | 0 | 0 | 0 | 0 | 0 | 0 | 0 | 0 | 0 | 0 | 0 | 0
F5_Commercial_Miscellaneous_Existing_Food Preparation_Natural Gas_Steamer_E2 | F5 | Commercial | Miscellaneous | Existing | Food Preparation | Natural Gas | Steamer | E2 | Utility - Cost of Operation | 0.0048158 | 0.0048567 | 0.0048801 | 0.0049021 | 0.0049504 | 0.0046586 | 0.0044175 | 0.0044085 | 0.0044884 | 0.0045599 | 0.0046681 | 0.0047663 | 0.0042401 | 0.0043604 | 0.0045374 | 0.0046921 | 0.0046973 | 0.0047127 | 0.0046229 | 0.0046781 | 0.0047154 | 0.0047677 | 0.0048347 | 0.0024148 | 0.0023676 | 0.0023233 | 0.0022814 | 0.0022416 | 0.0022034 | 0.0021667 | 0.0021311
F5_Commercial_Miscellaneous_Existing_Food Preparation_Natural Gas_Steamer_E3 | F5 | Commercial | Miscellaneous | Existing | Food Preparation | Natural Gas | Steamer | E3 | Utility - Cost of Operation | 0 | 0 | 0 | 0 | 0 | 0 | 0 | 0 | 0 | 0 | 0 | 0 | 0 | 0 | 0 | 0 | 0 | 0 | 0 | 0 | 0 | 0 | 0 | 0 | 0 | 0 | 0 | 0 | 0 | 0 | 0
F5_Commercial_Miscellaneous_Existing_Food Preparation_Natural Gas_Steamer_E4 | F5 | Commercial | Miscellaneous | Existing | Food Preparation | Natural Gas | Steamer | E4 | Utility - Cost of Operation | 0 | 0 | 0 | 0 | 0 | 0 | 0 | 0 | 0 | 0 | 0 | 0 | 0 | 0 | 0 | 0 | 0 | 0 | 0 | 0 | 0 | 0 | 0 | 0 | 0 | 0 | 0 | 0 | 0 | 0 | 0
F5_Commercial_Miscellaneous_Existing_Food Preparation_Natural Gas_Steamer_E5 | F5 | Commercial | Miscellaneous | Existing | Food Preparation | Natural Gas | Steamer | E5 | Utility - Cost of Operation | 0 | 0 | 0 | 0 | 0 | 0 | 0 | 0 | 0 | 0 | 0 | 0 | 0 | 0 | 0 | 0 | 0 | 0 | 0 | 0 | 0 | 0 | 0 | 0 | 0 | 0 | 0 | 0 | 0 | 0 | 0
F5_Commercial_Miscellaneous_Existing_Food Preparation_Natural Gas_Steamer_E6 | F5 | Commercial | Miscellaneous | Existing | Food Preparation | Natural Gas | Steamer | E6 | Utility - Cost of Operation | 0 | 0 | 0 | 0 | 0 | 0 | 0 | 0 | 0 | 0 | 0 | 0 | 0 | 0 | 0 | 0 | 0 | 0 | 0 | 0 | 0 | 0 | 0 | 0 | 0 | 0 | 0 | 0 | 0 | 0 | 0
F5_Commercial_Miscellaneous_Existing_Food Preparation_Natural Gas_Steamer_E7 | F5 | Commercial | Miscellaneous | Existing | Food Preparation | Natural Gas | Steamer | E7 | Utility - Cost of Operation | 0 | 0 | 0 | 0 | 0 | 0 | 0 | 0 | 0 | 0 | 0 | 0 | 0 | 0 | 0 | 0 | 0 | 0 | 0 | 0 | 0 | 0 | 0 | 0 | 0 | 0 | 0 | 0 | 0 | 0 | 0
F5_Commercial_Miscellaneous_Existing_Food Preparation_Natural Gas_Steamer_E8 | F5 | Commercial | Miscellaneous | Existing | Food Preparation | Natural Gas | Steamer | E8 | Utility - Cost of Operation | 0 | 0 | 0 | 0 | 0 | 0 | 0 | 0 | 0 | 0 | 0 | 0 | 0 | 0 | 0 | 0 | 0 | 0 | 0 | 0 | 0 | 0 | 0 | 0 | 0 | 0 | 0 | 0 | 0 | 0 | 0
F5_Commercial_Miscellaneous_Existing_Food Preparation_Natural Gas_Steamer_E9 | F5 | Commercial | Miscellaneous | Existing | Food Preparation | Natural Gas | Steamer | E9 | Utility - Cost of Operation | 0 | 0 | 0 | 0 | 0 | 0 | 0 | 0 | 0 | 0 | 0 | 0 | 0 | 0 | 0 | 0 | 0 | 0 | 0 | 0 | 0 | 0 | 0 | 0 | 0 | 0 | 0 | 0 | 0 | 0 | 0
F5_Commercial_Miscellaneous_Existing_Food Preparation_Natural Gas_Steamer_E10 | F5 | Commercial | Miscellaneous | Existing | Food Preparation | Natural Gas | Steamer | E10 | Utility - Cost of Operation | 0 | 0 | 0 | 0 | 0 | 0 | 0 | 0 | 0 | 0 | 0 | 0 | 0 | 0 | 0 | 0 | 0 | 0 | 0 | 0 | 0 | 0 | 0 | 0 | 0 | 0 | 0 | 0 | 0 | 0 | 0
F6_Commercial_Miscellaneous_Existing_Food Preparation_Natural Gas_Steamer_E1 | F6 | Commercial | Miscellaneous | Existing | Food Preparation | Natural Gas | Steamer | E1 | Utility - Value of Sales | 0.02766 | 0.027895 | 0.02803 | 0 | 0 | 0 | 0 | 0 | 0 | 0 | 0 | 0 | 0 | 0 | 0 | 0 | 0 | 0 | 0 | 0 | 0 | 0 | 0 | 0 | 0 | 0 | 0 | 0 | 0 | 0 | 0
F6_Commercial_Miscellaneous_Existing_Food Preparation_Natural Gas_Steamer_E2 | F6 | Commercial | Miscellaneous | Existing | Food Preparation | Natural Gas | Steamer | E2 | Utility - Value of Sales | 0.0057697 | 0.0058186 | 0.0058467 | 0.005873 | 0.0059309 | 0.0055813 | 0.0052924 | 0.0052817 | 0.0053774 | 0.005463 | 0.0055927 | 0.0057103 | 0.0050799 | 0.005224 | 0.0054361 | 0.0056214 | 0.0056277 | 0.0056461 | 0.0055385 | 0.0056046 | 0.0056493 | 0.005712 | 0.0057923 | 0.0028931 | 0.0028366 | 0.0027835 | 0.0027333 | 0.0026855 | 0.0026398 | 0.0025958 | 0.0025532
F6_Commercial_Miscellaneous_Existing_Food Preparation_Natural Gas_Steamer_E3 | F6 | Commercial | Miscellaneous | Existing | Food Preparation | Natural Gas | Steamer | E3 | Utility - Value of Sales | 0 | 0 | 0 | 0 | 0 | 0 | 0 | 0 | 0 | 0 | 0 | 0 | 0 | 0 | 0 | 0 | 0 | 0 | 0 | 0 | 0 | 0 | 0 | 0 | 0 | 0 | 0 | 0 | 0 | 0 | 0
F6_Commercial_Miscellaneous_Existing_Food Preparation_Natural Gas_Steamer_E4 | F6 | Commercial | Miscellaneous | Existing | Food Preparation | Natural Gas | Steamer | E4 | Utility - Value of Sales | 0 | 0 | 0 | 0 | 0 | 0 | 0 | 0 | 0 | 0 | 0 | 0 | 0 | 0 | 0 | 0 | 0 | 0 | 0 | 0 | 0 | 0 | 0 | 0 | 0 | 0 | 0 | 0 | 0 | 0 | 0
F6_Commercial_Miscellaneous_Existing_Food Preparation_Natural Gas_Steamer_E5 | F6 | Commercial | Miscellaneous | Existing | Food Preparation | Natural Gas | Steamer | E5 | Utility - Value of Sales | 0 | 0 | 0 | 0 | 0 | 0 | 0 | 0 | 0 | 0 | 0 | 0 | 0 | 0 | 0 | 0 | 0 | 0 | 0 | 0 | 0 | 0 | 0 | 0 | 0 | 0 | 0 | 0 | 0 | 0 | 0
F6_Commercial_Miscellaneous_Existing_Food Preparation_Natural Gas_Steamer_E6 | F6 | Commercial | Miscellaneous | Existing | Food Preparation | Natural Gas | Steamer | E6 | Utility - Value of Sales | 0 | 0 | 0 | 0 | 0 | 0 | 0 | 0 | 0 | 0 | 0 | 0 | 0 | 0 | 0 | 0 | 0 | 0 | 0 | 0 | 0 | 0 | 0 | 0 | 0 | 0 | 0 | 0 | 0 | 0 | 0
F6_Commercial_Miscellaneous_Existing_Food Preparation_Natural Gas_Steamer_E7 | F6 | Commercial | Miscellaneous | Existing | Food Preparation | Natural Gas | Steamer | E7 | Utility - Value of Sales | 0 | 0 | 0 | 0 | 0 | 0 | 0 | 0 | 0 | 0 | 0 | 0 | 0 | 0 | 0 | 0 | 0 | 0 | 0 | 0 | 0 | 0 | 0 | 0 | 0 | 0 | 0 | 0 | 0 | 0 | 0
F6_Commercial_Miscellaneous_Existing_Food Preparation_Natural Gas_Steamer_E8 | F6 | Commercial | Miscellaneous | Existing | Food Preparation | Natural Gas | Steamer | E8 | Utility - Value of Sales | 0 | 0 | 0 | 0 | 0 | 0 | 0 | 0 | 0 | 0 | 0 | 0 | 0 | 0 | 0 | 0 | 0 | 0 | 0 | 0 | 0 | 0 | 0 | 0 | 0 | 0 | 0 | 0 | 0 | 0 | 0
F6_Commercial_Miscellaneous_Existing_Food Preparation_Natural Gas_Steamer_E9 | F6 | Commercial | Miscellaneous | Existing | Food Preparation | Natural Gas | Steamer | E9 | Utility - Value of Sales | 0 | 0 | 0 | 0 | 0 | 0 | 0 | 0 | 0 | 0 | 0 | 0 | 0 | 0 | 0 | 0 | 0 | 0 | 0 | 0 | 0 | 0 | 0 | 0 | 0 | 0 | 0 | 0 | 0 | 0 | 0
F6_Commercial_Miscellaneous_Existing_Food Preparation_Natural Gas_Steamer_E10 | F6 | Commercial | Miscellaneous | Existing | Food Preparation | Natural Gas | Steamer | E10 | Utility - Value of Sales | 0 | 0 | 0 | 0 | 0 | 0 | 0 | 0 | 0 | 0 | 0 | 0 | 0 | 0 | 0 | 0 | 0 | 0 | 0 | 0 | 0 | 0 | 0 | 0 | 0 | 0 | 0 | 0 | 0 | 0 | 0
F1_Commercial_Miscellaneous_Existing_Food Preparation_Natural Gas_Food Prep Other_E1 | F1 | Commercial | Miscellaneous | Existing | Food Preparation | Natural Gas | Food Prep Other | E1 | Participant - Cost of Equipment | 0.0010561 | 0.0010561 | 0.0010561 | 0.0010561 | 0.0010561 | 0.0010561 | 0.0010561 | 0.0010561 | 0.0010561 | 0.0010561 | 0.0010561 | 0.0010561 | 0.0010561 | 0.0010561 | 0.0010561 | 0.0010561 | 0.0010561 | 0.0010561 | 0.0010561 | 0.0010561 | 0.0010561 | 0.0010561 | 0.0010561 | 0.0010561 | 0.0010561 | 0.0010561 | 0.0010561 | 0.0010561 | 0.0010561 | 0.0010561 | 0.0010561
F1_Commercial_Miscellaneous_Existing_Food Preparation_Natural Gas_Food Prep Other_E2 | F1 | Commercial | Miscellaneous | Existing | Food Preparation | Natural Gas | Food Prep Other | E2 | Participant - Cost of Equipment | 0.0010572 | 0.0010572 | 0.0010572 | 0.0010572 | 0.0010572 | 0.0010572 | 0.0010572 | 0.0010572 | 0.0010572 | 0.0010572 | 0.0010572 | 0.0010572 | 0.0010572 | 0.0010572 | 0.0010572 | 0.0010572 | 0.0010572 | 0.0010572 | 0.0010572 | 0.0010572 | 0.0010572 | 0.0010572 | 0.0010572 | 0.0010572 | 0.0010572 | 0.0010572 | 0.0010572 | 0.0010572 | 0.0010572 | 0.0010572 | 0.0010572
F1_Commercial_Miscellaneous_Existing_Food Preparation_Natural Gas_Food Prep Other_E3 | F1 | Commercial | Miscellaneous | Existing | Food Preparation | Natural Gas | Food Prep Other | E3 | Participant - Cost of Equipment | 0 | 0 | 0 | 0 | 0 | 0 | 0 | 0 | 0 | 0 | 0 | 0 | 0 | 0 | 0 | 0 | 0 | 0 | 0 | 0 | 0 | 0 | 0 | 0 | 0 | 0 | 0 | 0 | 0 | 0 | 0
F1_Commercial_Miscellaneous_Existing_Food Preparation_Natural Gas_Food Prep Other_E4 | F1 | Commercial | Miscellaneous | Existing | Food Preparation | Natural Gas | Food Prep Other | E4 | Participant - Cost of Equipment | 0 | 0 | 0 | 0 | 0 | 0 | 0 | 0 | 0 | 0 | 0 | 0 | 0 | 0 | 0 | 0 | 0 | 0 | 0 | 0 | 0 | 0 | 0 | 0 | 0 | 0 | 0 | 0 | 0 | 0 | 0
F1_Commercial_Miscellaneous_Existing_Food Preparation_Natural Gas_Food Prep Other_E5 | F1 | Commercial | Miscellaneous | Existing | Food Preparation | Natural Gas | Food Prep Other | E5 | Participant - Cost of Equipment | 0 | 0 | 0 | 0 | 0 | 0 | 0 | 0 | 0 | 0 | 0 | 0 | 0 | 0 | 0 | 0 | 0 | 0 | 0 | 0 | 0 | 0 | 0 | 0 | 0 | 0 | 0 | 0 | 0 | 0 | 0
F1_Commercial_Miscellaneous_Existing_Food Preparation_Natural Gas_Food Prep Other_E6 | F1 | Commercial | Miscellaneous | Existing | Food Preparation | Natural Gas | Food Prep Other | E6 | Participant - Cost of Equipment | 0 | 0 | 0 | 0 | 0 | 0 | 0 | 0 | 0 | 0 | 0 | 0 | 0 | 0 | 0 | 0 | 0 | 0 | 0 | 0 | 0 | 0 | 0 | 0 | 0 | 0 | 0 | 0 | 0 | 0 | 0
F1_Commercial_Miscellaneous_Existing_Food Preparation_Natural Gas_Food Prep Other_E7 | F1 | Commercial | Miscellaneous | Existing | Food Preparation | Natural Gas | Food Prep Other | E7 | Participant - Cost of Equipment | 0 | 0 | 0 | 0 | 0 | 0 | 0 | 0 | 0 | 0 | 0 | 0 | 0 | 0 | 0 | 0 | 0 | 0 | 0 | 0 | 0 | 0 | 0 | 0 | 0 | 0 | 0 | 0 | 0 | 0 | 0
F1_Commercial_Miscellaneous_Existing_Food Preparation_Natural Gas_Food Prep Other_E8 | F1 | Commercial | Miscellaneous | Existing | Food Preparation | Natural Gas | Food Prep Other | E8 | Participant - Cost of Equipment | 0 | 0 | 0 | 0 | 0 | 0 | 0 | 0 | 0 | 0 | 0 | 0 | 0 | 0 | 0 | 0 | 0 | 0 | 0 | 0 | 0 | 0 | 0 | 0 | 0 | 0 | 0 | 0 | 0 | 0 | 0
F1_Commercial_Miscellaneous_Existing_Food Preparation_Natural Gas_Food Prep Other_E9 | F1 | Commercial | Miscellaneous | Existing | Food Preparation | Natural Gas | Food Prep Other | E9 | Participant - Cost of Equipment | 0 | 0 | 0 | 0 | 0 | 0 | 0 | 0 | 0 | 0 | 0 | 0 | 0 | 0 | 0 | 0 | 0 | 0 | 0 | 0 | 0 | 0 | 0 | 0 | 0 | 0 | 0 | 0 | 0 | 0 | 0
F1_Commercial_Miscellaneous_Existing_Food Preparation_Natural Gas_Food Prep Other_E10 | F1 | Commercial | Miscellaneous | Existing | Food Preparation | Natural Gas | Food Prep Other | E10 | Participant - Cost of Equipment | 0 | 0 | 0 | 0 | 0 | 0 | 0 | 0 | 0 | 0 | 0 | 0 | 0 | 0 | 0 | 0 | 0 | 0 | 0 | 0 | 0 | 0 | 0 | 0 | 0 | 0 | 0 | 0 | 0 | 0 | 0
F2_Commercial_Miscellaneous_Existing_Food Preparation_Natural Gas_Food Prep Other_E1 | F2 | Commercial | Miscellaneous | Existing | Food Preparation | Natural Gas | Food Prep Other | E1 | Participant - Cost of Operation | 0.011952 | 0.012189 | 0.012358 | 0.012542 | 0.012806 | 0.011998 | 0.011366 | 0.011034 | 0.010915 | 0.010732 | 0.010608 | 0.01117 | 0.0099968 | 0.010685 | 0.011569 | 0.012427 | 0.012459 | 0.012519 | 0.01228 | 0.01245 | 0.01257 | 0.012731 | 0.012934 | 0.0060924 | 0.0059708 | 0.0058571 | 0.00575 | 0.0056484 | 0.0055514 | 0.0054582 | 0.0053681
F2_Commercial_Miscellaneous_Existing_Food Preparation_Natural Gas_Food Prep Other_E2 | F2 | Commercial | Miscellaneous | Existing | Food Preparation | Natural Gas | Food Prep Other | E2 | Participant - Cost of Operation | 0.011952 | 0.012189 | 0.012358 | 0.012542 | 0.012805 | 0.011997 | 0.011366 | 0.011034 | 0.010915 | 0.010732 | 0.010608 | 0.01117 | 0.0099967 | 0.010685 | 0.011569 | 0.012427 | 0.012459 | 0.012519 | 0.01228 | 0.01245 | 0.01257 | 0.012731 | 0.012934 | 0.0060923 | 0.0059708 | 0.005857 | 0.0057499 | 0.0056484 | 0.0055514 | 0.0054582 | 0.0053681
F2_Commercial_Miscellaneous_Existing_Food Preparation_Natural Gas_Food Prep Other_E3 | F2 | Commercial | Miscellaneous | Existing | Food Preparation | Natural Gas | Food Prep Other | E3 | Participant - Cost of Operation | 0 | 0 | 0 | 0 | 0 | 0 | 0 | 0 | 0 | 0 | 0 | 0 | 0 | 0 | 0 | 0 | 0 | 0 | 0 | 0 | 0 | 0 | 0 | 0 | 0 | 0 | 0 | 0 | 0 | 0 | 0
F2_Commercial_Miscellaneous_Existing_Food Preparation_Natural Gas_Food Prep Other_E4 | F2 | Commercial | Miscellaneous | Existing | Food Preparation | Natural Gas | Food Prep Other | E4 | Participant - Cost of Operation | 0 | 0 | 0 | 0 | 0 | 0 | 0 | 0 | 0 | 0 | 0 | 0 | 0 | 0 | 0 | 0 | 0 | 0 | 0 | 0 | 0 | 0 | 0 | 0 | 0 | 0 | 0 | 0 | 0 | 0 | 0
F2_Commercial_Miscellaneous_Existing_Food Preparation_Natural Gas_Food Prep Other_E5 | F2 | Commercial | Miscellaneous | Existing | Food Preparation | Natural Gas | Food Prep Other | E5 | Participant - Cost of Operation | 0 | 0 | 0 | 0 | 0 | 0 | 0 | 0 | 0 | 0 | 0 | 0 | 0 | 0 | 0 | 0 | 0 | 0 | 0 | 0 | 0 | 0 | 0 | 0 | 0 | 0 | 0 | 0 | 0 | 0 | 0
F2_Commercial_Miscellaneous_Existing_Food Preparation_Natural Gas_Food Prep Other_E6 | F2 | Commercial | Miscellaneous | Existing | Food Preparation | Natural Gas | Food Prep Other | E6 | Participant - Cost of Operation | 0 | 0 | 0 | 0 | 0 | 0 | 0 | 0 | 0 | 0 | 0 | 0 | 0 | 0 | 0 | 0 | 0 | 0 | 0 | 0 | 0 | 0 | 0 | 0 | 0 | 0 | 0 | 0 | 0 | 0 | 0
F2_Commercial_Miscellaneous_Existing_Food Preparation_Natural Gas_Food Prep Other_E7 | F2 | Commercial | Miscellaneous | Existing | Food Preparation | Natural Gas | Food Prep Other | E7 | Participant - Cost of Operation | 0 | 0 | 0 | 0 | 0 | 0 | 0 | 0 | 0 | 0 | 0 | 0 | 0 | 0 | 0 | 0 | 0 | 0 | 0 | 0 | 0 | 0 | 0 | 0 | 0 | 0 | 0 | 0 | 0 | 0 | 0
F2_Commercial_Miscellaneous_Existing_Food Preparation_Natural Gas_Food Prep Other_E8 | F2 | Commercial | Miscellaneous | Existing | Food Preparation | Natural Gas | Food Prep Other | E8 | Participant - Cost of Operation | 0 | 0 | 0 | 0 | 0 | 0 | 0 | 0 | 0 | 0 | 0 | 0 | 0 | 0 | 0 | 0 | 0 | 0 | 0 | 0 | 0 | 0 | 0 | 0 | 0 | 0 | 0 | 0 | 0 | 0 | 0
F2_Commercial_Miscellaneous_Existing_Food Preparation_Natural Gas_Food Prep Other_E9 | F2 | Commercial | Miscellaneous | Existing | Food Preparation | Natural Gas | Food Prep Other | E9 | Participant - Cost of Operation | 0 | 0 | 0 | 0 | 0 | 0 | 0 | 0 | 0 | 0 | 0 | 0 | 0 | 0 | 0 | 0 | 0 | 0 | 0 | 0 | 0 | 0 | 0 | 0 | 0 | 0 | 0 | 0 | 0 | 0 | 0
F2_Commercial_Miscellaneous_Existing_Food Preparation_Natural Gas_Food Prep Other_E10 | F2 | Commercial | Miscellaneous | Existing | Food Preparation | Natural Gas | Food Prep Other | E10 | Participant - Cost of Operation | 0 | 0 | 0 | 0 | 0 | 0 | 0 | 0 | 0 | 0 | 0 | 0 | 0 | 0 | 0 | 0 | 0 | 0 | 0 | 0 | 0 | 0 | 0 | 0 | 0 | 0 | 0 | 0 | 0 | 0 | 0
F3_Commercial_Miscellaneous_Existing_Food Preparation_Natural Gas_Food Prep Other_E1 | F3 | Commercial | Miscellaneous | Existing | Food Preparation | Natural Gas | Food Prep Other | E1 | System - kBTUs of Conusmption | 1.0001 | 1.0025 | 1.001 | 0.99995 | 0.99995 | 0.99995 | 0.99995 | 0.99995 | 0.99995 | 0.99995 | 0.99995 | 0.99995 | 0.99995 | 0.99995 | 0.99995 | 0.99995 | 0.99995 | 0.99995 | 0.99995 | 0.99995 | 0.99995 | 0.99995 | 0.99995 | 0.99995 | 0.99995 | 0.99995 | 0.99995 | 0.99995 | 0.99995 | 0.99995 | 0.99995
F3_Commercial_Miscellaneous_Existing_Food Preparation_Natural Gas_Food Prep Other_E2 | F3 | Commercial | Miscellaneous | Existing | Food Preparation | Natural Gas | Food Prep Other | E2 | System - kBTUs of Conusmption | 1.0001 | 1.0025 | 1.001 | 0.99994 | 0.99994 | 0.99994 | 0.99994 | 0.99994 | 0.99994 | 0.99994 | 0.99994 | 0.99994 | 0.99994 | 0.99994 | 0.99994 | 0.99994 | 0.99994 | 0.99994 | 0.99994 | 0.99994 | 0.99994 | 0.99994 | 0.99994 | 0.99994 | 0.99994 | 0.99994 | 0.99994 | 0.99994 | 0.99994 | 0.99994 | 0.99994
F3_Commercial_Miscellaneous_Existing_Food Preparation_Natural Gas_Food Prep Other_E3 | F3 | Commercial | Miscellaneous | Existing | Food Preparation | Natural Gas | Food Prep Other | E3 | System - kBTUs of Conusmption | 0 | 0 | 0 | 0 | 0 | 0 | 0 | 0 | 0 | 0 | 0 | 0 | 0 | 0 | 0 | 0 | 0 | 0 | 0 | 0 | 0 | 0 | 0 | 0 | 0 | 0 | 0 | 0 | 0 | 0 | 0
F3_Commercial_Miscellaneous_Existing_Food Preparation_Natural Gas_Food Prep Other_E4 | F3 | Commercial | Miscellaneous | Existing | Food Preparation | Natural Gas | Food Prep Other | E4 | System - kBTUs of Conusmption | 0 | 0 | 0 | 0 | 0 | 0 | 0 | 0 | 0 | 0 | 0 | 0 | 0 | 0 | 0 | 0 | 0 | 0 | 0 | 0 | 0 | 0 | 0 | 0 | 0 | 0 | 0 | 0 | 0 | 0 | 0
F3_Commercial_Miscellaneous_Existing_Food Preparation_Natural Gas_Food Prep Other_E5 | F3 | Commercial | Miscellaneous | Existing | Food Preparation | Natural Gas | Food Prep Other | E5 | System - kBTUs of Conusmption | 0 | 0 | 0 | 0 | 0 | 0 | 0 | 0 | 0 | 0 | 0 | 0 | 0 | 0 | 0 | 0 | 0 | 0 | 0 | 0 | 0 | 0 | 0 | 0 | 0 | 0 | 0 | 0 | 0 | 0 | 0
F3_Commercial_Miscellaneous_Existing_Food Preparation_Natural Gas_Food Prep Other_E6 | F3 | Commercial | Miscellaneous | Existing | Food Preparation | Natural Gas | Food Prep Other | E6 | System - kBTUs of Conusmption | 0 | 0 | 0 | 0 | 0 | 0 | 0 | 0 | 0 | 0 | 0 | 0 | 0 | 0 | 0 | 0 | 0 | 0 | 0 | 0 | 0 | 0 | 0 | 0 | 0 | 0 | 0 | 0 | 0 | 0 | 0
F3_Commercial_Miscellaneous_Existing_Food Preparation_Natural Gas_Food Prep Other_E7 | F3 | Commercial | Miscellaneous | Existing | Food Preparation | Natural Gas | Food Prep Other | E7 | System - kBTUs of Conusmption | 0 | 0 | 0 | 0 | 0 | 0 | 0 | 0 | 0 | 0 | 0 | 0 | 0 | 0 | 0 | 0 | 0 | 0 | 0 | 0 | 0 | 0 | 0 | 0 | 0 | 0 | 0 | 0 | 0 | 0 | 0
F3_Commercial_Miscellaneous_Existing_Food Preparation_Natural Gas_Food Prep Other_E8 | F3 | Commercial | Miscellaneous | Existing | Food Preparation | Natural Gas | Food Prep Other | E8 | System - kBTUs of Conusmption | 0 | 0 | 0 | 0 | 0 | 0 | 0 | 0 | 0 | 0 | 0 | 0 | 0 | 0 | 0 | 0 | 0 | 0 | 0 | 0 | 0 | 0 | 0 | 0 | 0 | 0 | 0 | 0 | 0 | 0 | 0
F3_Commercial_Miscellaneous_Existing_Food Preparation_Natural Gas_Food Prep Other_E9 | F3 | Commercial | Miscellaneous | Existing | Food Preparation | Natural Gas | Food Prep Other | E9 | System - kBTUs of Conusmption | 0 | 0 | 0 | 0 | 0 | 0 | 0 | 0 | 0 | 0 | 0 | 0 | 0 | 0 | 0 | 0 | 0 | 0 | 0 | 0 | 0 | 0 | 0 | 0 | 0 | 0 | 0 | 0 | 0 | 0 | 0
F3_Commercial_Miscellaneous_Existing_Food Preparation_Natural Gas_Food Prep Other_E10 | F3 | Commercial | Miscellaneous | Existing | Food Preparation | Natural Gas | Food Prep Other | E10 | System - kBTUs of Conusmption | 0 | 0 | 0 | 0 | 0 | 0 | 0 | 0 | 0 | 0 | 0 | 0 | 0 | 0 | 0 | 0 | 0 | 0 | 0 | 0 | 0 | 0 | 0 | 0 | 0 | 0 | 0 | 0 | 0 | 0 | 0
F4_Commercial_Miscellaneous_Existing_Food Preparation_Natural Gas_Food Prep Other_E1 | F4 | Commercial | Miscellaneous | Existing | Food Preparation | Natural Gas | Food Prep Other | E1 | Utility - Cost of Equipment | 0.0010561 | 0.0010561 | 0.0010561 | 0.0010561 | 0.0010561 | 0.0010561 | 0.0010561 | 0.0010561 | 0.0010561 | 0.0010561 | 0.0010561 | 0.0010561 | 0.0010561 | 0.0010561 | 0.0010561 | 0.0010561 | 0.0010561 | 0.0010561 | 0.0010561 | 0.0010561 | 0.0010561 | 0.0010561 | 0.0010561 | 0.0010561 | 0.0010561 | 0.0010561 | 0.0010561 | 0.0010561 | 0.0010561 | 0.0010561 | 0.0010561
F4_Commercial_Miscellaneous_Existing_Food Preparation_Natural Gas_Food Prep Other_E2 | F4 | Commercial | Miscellaneous | Existing | Food Preparation | Natural Gas | Food Prep Other | E2 | Utility - Cost of Equipment | 0.0010572 | 0.0010572 | 0.0010572 | 0.0010572 | 0.0010572 | 0.0010572 | 0.0010572 | 0.0010572 | 0.0010572 | 0.0010572 | 0.0010572 | 0.0010572 | 0.0010572 | 0.0010572 | 0.0010572 | 0.0010572 | 0.0010572 | 0.0010572 | 0.0010572 | 0.0010572 | 0.0010572 | 0.0010572 | 0.0010572 | 0.0010572 | 0.0010572 | 0.0010572 | 0.0010572 | 0.0010572 | 0.0010572 | 0.0010572 | 0.0010572
F4_Commercial_Miscellaneous_Existing_Food Preparation_Natural Gas_Food Prep Other_E3 | F4 | Commercial | Miscellaneous | Existing | Food Preparation | Natural Gas | Food Prep Other | E3 | Utility - Cost of Equipment | 0 | 0 | 0 | 0 | 0 | 0 | 0 | 0 | 0 | 0 | 0 | 0 | 0 | 0 | 0 | 0 | 0 | 0 | 0 | 0 | 0 | 0 | 0 | 0 | 0 | 0 | 0 | 0 | 0 | 0 | 0
F4_Commercial_Miscellaneous_Existing_Food Preparation_Natural Gas_Food Prep Other_E4 | F4 | Commercial | Miscellaneous | Existing | Food Preparation | Natural Gas | Food Prep Other | E4 | Utility - Cost of Equipment | 0 | 0 | 0 | 0 | 0 | 0 | 0 | 0 | 0 | 0 | 0 | 0 | 0 | 0 | 0 | 0 | 0 | 0 | 0 | 0 | 0 | 0 | 0 | 0 | 0 | 0 | 0 | 0 | 0 | 0 | 0
F4_Commercial_Miscellaneous_Existing_Food Preparation_Natural Gas_Food Prep Other_E5 | F4 | Commercial | Miscellaneous | Existing | Food Preparation | Natural Gas | Food Prep Other | E5 | Utility - Cost of Equipment | 0 | 0 | 0 | 0 | 0 | 0 | 0 | 0 | 0 | 0 | 0 | 0 | 0 | 0 | 0 | 0 | 0 | 0 | 0 | 0 | 0 | 0 | 0 | 0 | 0 | 0 | 0 | 0 | 0 | 0 | 0
F4_Commercial_Miscellaneous_Existing_Food Preparation_Natural Gas_Food Prep Other_E6 | F4 | Commercial | Miscellaneous | Existing | Food Preparation | Natural Gas | Food Prep Other | E6 | Utility - Cost of Equipment | 0 | 0 | 0 | 0 | 0 | 0 | 0 | 0 | 0 | 0 | 0 | 0 | 0 | 0 | 0 | 0 | 0 | 0 | 0 | 0 | 0 | 0 | 0 | 0 | 0 | 0 | 0 | 0 | 0 | 0 | 0
F4_Commercial_Miscellaneous_Existing_Food Preparation_Natural Gas_Food Prep Other_E7 | F4 | Commercial | Miscellaneous | Existing | Food Preparation | Natural Gas | Food Prep Other | E7 | Utility - Cost of Equipment | 0 | 0 | 0 | 0 | 0 | 0 | 0 | 0 | 0 | 0 | 0 | 0 | 0 | 0 | 0 | 0 | 0 | 0 | 0 | 0 | 0 | 0 | 0 | 0 | 0 | 0 | 0 | 0 | 0 | 0 | 0
F4_Commercial_Miscellaneous_Existing_Food Preparation_Natural Gas_Food Prep Other_E8 | F4 | Commercial | Miscellaneous | Existing | Food Preparation | Natural Gas | Food Prep Other | E8 | Utility - Cost of Equipment | 0 | 0 | 0 | 0 | 0 | 0 | 0 | 0 | 0 | 0 | 0 | 0 | 0 | 0 | 0 | 0 | 0 | 0 | 0 | 0 | 0 | 0 | 0 | 0 | 0 | 0 | 0 | 0 | 0 | 0 | 0
F4_Commercial_Miscellaneous_Existing_Food Preparation_Natural Gas_Food Prep Other_E9 | F4 | Commercial | Miscellaneous | Existing | Food Preparation | Natural Gas | Food Prep Other | E9 | Utility - Cost of Equipment | 0 | 0 | 0 | 0 | 0 | 0 | 0 | 0 | 0 | 0 | 0 | 0 | 0 | 0 | 0 | 0 | 0 | 0 | 0 | 0 | 0 | 0 | 0 | 0 | 0 | 0 | 0 | 0 | 0 | 0 | 0
F4_Commercial_Miscellaneous_Existing_Food Preparation_Natural Gas_Food Prep Other_E10 | F4 | Commercial | Miscellaneous | Existing | Food Preparation | Natural Gas | Food Prep Other | E10 | Utility - Cost of Equipment | 0 | 0 | 0 | 0 | 0 | 0 | 0 | 0 | 0 | 0 | 0 | 0 | 0 | 0 | 0 | 0 | 0 | 0 | 0 | 0 | 0 | 0 | 0 | 0 | 0 | 0 | 0 | 0 | 0 | 0 | 0
F5_Commercial_Miscellaneous_Existing_Food Preparation_Natural Gas_Food Prep Other_E1 | F5 | Commercial | Miscellaneous | Existing | Food Preparation | Natural Gas | Food Prep Other | E1 | Utility - Cost of Operation | 0.0099758 | 0.010174 | 0.010315 | 0.010468 | 0.010689 | 0.010014 | 0.009487 | 0.0092098 | 0.0091102 | 0.0089574 | 0.0088543 | 0.0093235 | 0.0083441 | 0.0089187 | 0.0096561 | 0.010373 | 0.0104 | 0.010449 | 0.01025 | 0.010392 | 0.010492 | 0.010626 | 0.010795 | 0.0050852 | 0.0049837 | 0.0048888 | 0.0047994 | 0.0047146 | 0.0046337 | 0.0045558 | 0.0044806
F5_Commercial_Miscellaneous_Existing_Food Preparation_Natural Gas_Food Prep Other_E2 | F5 | Commercial | Miscellaneous | Existing | Food Preparation | Natural Gas | Food Prep Other | E2 | Utility - Cost of Operation | 0.0099758 | 0.010174 | 0.010315 | 0.010468 | 0.010688 | 0.010014 | 0.0094869 | 0.0092097 | 0.0091102 | 0.0089574 | 0.0088543 | 0.0093234 | 0.0083441 | 0.0089186 | 0.009656 | 0.010373 | 0.0104 | 0.010449 | 0.01025 | 0.010392 | 0.010492 | 0.010626 | 0.010795 | 0.0050851 | 0.0049837 | 0.0048887 | 0.0047994 | 0.0047146 | 0.0046336 | 0.0045558 | 0.0044806
F5_Commercial_Miscellaneous_Existing_Food Preparation_Natural Gas_Food Prep Other_E3 | F5 | Commercial | Miscellaneous | Existing | Food Preparation | Natural Gas | Food Prep Other | E3 | Utility - Cost of Operation | 0 | 0 | 0 | 0 | 0 | 0 | 0 | 0 | 0 | 0 | 0 | 0 | 0 | 0 | 0 | 0 | 0 | 0 | 0 | 0 | 0 | 0 | 0 | 0 | 0 | 0 | 0 | 0 | 0 | 0 | 0
F5_Commercial_Miscellaneous_Existing_Food Preparation_Natural Gas_Food Prep Other_E4 | F5 | Commercial | Miscellaneous | Existing | Food Preparation | Natural Gas | Food Prep Other | E4 | Utility - Cost of Operation | 0 | 0 | 0 | 0 | 0 | 0 | 0 | 0 | 0 | 0 | 0 | 0 | 0 | 0 | 0 | 0 | 0 | 0 | 0 | 0 | 0 | 0 | 0 | 0 | 0 | 0 | 0 | 0 | 0 | 0 | 0
F5_Commercial_Miscellaneous_Existing_Food Preparation_Natural Gas_Food Prep Other_E5 | F5 | Commercial | Miscellaneous | Existing | Food Preparation | Natural Gas | Food Prep Other | E5 | Utility - Cost of Operation | 0 | 0 | 0 | 0 | 0 | 0 | 0 | 0 | 0 | 0 | 0 | 0 | 0 | 0 | 0 | 0 | 0 | 0 | 0 | 0 | 0 | 0 | 0 | 0 | 0 | 0 | 0 | 0 | 0 | 0 | 0
F5_Commercial_Miscellaneous_Existing_Food Preparation_Natural Gas_Food Prep Other_E6 | F5 | Commercial | Miscellaneous | Existing | Food Preparation | Natural Gas | Food Prep Other | E6 | Utility - Cost of Operation | 0 | 0 | 0 | 0 | 0 | 0 | 0 | 0 | 0 | 0 | 0 | 0 | 0 | 0 | 0 | 0 | 0 | 0 | 0 | 0 | 0 | 0 | 0 | 0 | 0 | 0 | 0 | 0 | 0 | 0 | 0
F5_Commercial_Miscellaneous_Existing_Food Preparation_Natural Gas_Food Prep Other_E7 | F5 | Commercial | Miscellaneous | Existing | Food Preparation | Natural Gas | Food Prep Other | E7 | Utility - Cost of Operation | 0 | 0 | 0 | 0 | 0 | 0 | 0 | 0 | 0 | 0 | 0 | 0 | 0 | 0 | 0 | 0 | 0 | 0 | 0 | 0 | 0 | 0 | 0 | 0 | 0 | 0 | 0 | 0 | 0 | 0 | 0
F5_Commercial_Miscellaneous_Existing_Food Preparation_Natural Gas_Food Prep Other_E8 | F5 | Commercial | Miscellaneous | Existing | Food Preparation | Natural Gas | Food Prep Other | E8 | Utility - Cost of Operation | 0 | 0 | 0 | 0 | 0 | 0 | 0 | 0 | 0 | 0 | 0 | 0 | 0 | 0 | 0 | 0 | 0 | 0 | 0 | 0 | 0 | 0 | 0 | 0 | 0 | 0 | 0 | 0 | 0 | 0 | 0
F5_Commercial_Miscellaneous_Existing_Food Preparation_Natural Gas_Food Prep Other_E9 | F5 | Commercial | Miscellaneous | Existing | Food Preparation | Natural Gas | Food Prep Other | E9 | Utility - Cost of Operation | 0 | 0 | 0 | 0 | 0 | 0 | 0 | 0 | 0 | 0 | 0 | 0 | 0 | 0 | 0 | 0 | 0 | 0 | 0 | 0 | 0 | 0 | 0 | 0 | 0 | 0 | 0 | 0 | 0 | 0 | 0
F5_Commercial_Miscellaneous_Existing_Food Preparation_Natural Gas_Food Prep Other_E10 | F5 | Commercial | Miscellaneous | Existing | Food Preparation | Natural Gas | Food Prep Other | E10 | Utility - Cost of Operation | 0 | 0 | 0 | 0 | 0 | 0 | 0 | 0 | 0 | 0 | 0 | 0 | 0 | 0 | 0 | 0 | 0 | 0 | 0 | 0 | 0 | 0 | 0 | 0 | 0 | 0 | 0 | 0 | 0 | 0 | 0
F6_Commercial_Miscellaneous_Existing_Food Preparation_Natural Gas_Food Prep Other_E1 | F6 | Commercial | Miscellaneous | Existing | Food Preparation | Natural Gas | Food Prep Other | E1 | Utility - Value of Sales | 0.011952 | 0.012189 | 0.012358 | 0.012542 | 0.012806 | 0.011998 | 0.011366 | 0.011034 | 0.010915 | 0.010732 | 0.010608 | 0.01117 | 0.0099968 | 0.010685 | 0.011569 | 0.012427 | 0.012459 | 0.012519 | 0.01228 | 0.01245 | 0.01257 | 0.012731 | 0.012934 | 0.0060924 | 0.0059708 | 0.0058571 | 0.00575 | 0.0056484 | 0.0055514 | 0.0054582 | 0.0053681
F6_Commercial_Miscellaneous_Existing_Food Preparation_Natural Gas_Food Prep Other_E2 | F6 | Commercial | Miscellaneous | Existing | Food Preparation | Natural Gas | Food Prep Other | E2 | Utility - Value of Sales | 0.011952 | 0.012189 | 0.012358 | 0.012542 | 0.012805 | 0.011997 | 0.011366 | 0.011034 | 0.010915 | 0.010732 | 0.010608 | 0.01117 | 0.0099967 | 0.010685 | 0.011569 | 0.012427 | 0.012459 | 0.012519 | 0.01228 | 0.01245 | 0.01257 | 0.012731 | 0.012934 | 0.0060923 | 0.0059708 | 0.005857 | 0.0057499 | 0.0056484 | 0.0055514 | 0.0054582 | 0.0053681
F6_Commercial_Miscellaneous_Existing_Food Preparation_Natural Gas_Food Prep Other_E3 | F6 | Commercial | Miscellaneous | Existing | Food Preparation | Natural Gas | Food Prep Other | E3 | Utility - Value of Sales | 0 | 0 | 0 | 0 | 0 | 0 | 0 | 0 | 0 | 0 | 0 | 0 | 0 | 0 | 0 | 0 | 0 | 0 | 0 | 0 | 0 | 0 | 0 | 0 | 0 | 0 | 0 | 0 | 0 | 0 | 0
F6_Commercial_Miscellaneous_Existing_Food Preparation_Natural Gas_Food Prep Other_E4 | F6 | Commercial | Miscellaneous | Existing | Food Preparation | Natural Gas | Food Prep Other | E4 | Utility - Value of Sales | 0 | 0 | 0 | 0 | 0 | 0 | 0 | 0 | 0 | 0 | 0 | 0 | 0 | 0 | 0 | 0 | 0 | 0 | 0 | 0 | 0 | 0 | 0 | 0 | 0 | 0 | 0 | 0 | 0 | 0 | 0
F6_Commercial_Miscellaneous_Existing_Food Preparation_Natural Gas_Food Prep Other_E5 | F6 | Commercial | Miscellaneous | Existing | Food Preparation | Natural Gas | Food Prep Other | E5 | Utility - Value of Sales | 0 | 0 | 0 | 0 | 0 | 0 | 0 | 0 | 0 | 0 | 0 | 0 | 0 | 0 | 0 | 0 | 0 | 0 | 0 | 0 | 0 | 0 | 0 | 0 | 0 | 0 | 0 | 0 | 0 | 0 | 0
F6_Commercial_Miscellaneous_Existing_Food Preparation_Natural Gas_Food Prep Other_E6 | F6 | Commercial | Miscellaneous | Existing | Food Preparation | Natural Gas | Food Prep Other | E6 | Utility - Value of Sales | 0 | 0 | 0 | 0 | 0 | 0 | 0 | 0 | 0 | 0 | 0 | 0 | 0 | 0 | 0 | 0 | 0 | 0 | 0 | 0 | 0 | 0 | 0 | 0 | 0 | 0 | 0 | 0 | 0 | 0 | 0
F6_Commercial_Miscellaneous_Existing_Food Preparation_Natural Gas_Food Prep Other_E7 | F6 | Commercial | Miscellaneous | Existing | Food Preparation | Natural Gas | Food Prep Other | E7 | Utility - Value of Sales | 0 | 0 | 0 | 0 | 0 | 0 | 0 | 0 | 0 | 0 | 0 | 0 | 0 | 0 | 0 | 0 | 0 | 0 | 0 | 0 | 0 | 0 | 0 | 0 | 0 | 0 | 0 | 0 | 0 | 0 | 0
F6_Commercial_Miscellaneous_Existing_Food Preparation_Natural Gas_Food Prep Other_E8 | F6 | Commercial | Miscellaneous | Existing | Food Preparation | Natural Gas | Food Prep Other | E8 | Utility - Value of Sales | 0 | 0 | 0 | 0 | 0 | 0 | 0 | 0 | 0 | 0 | 0 | 0 | 0 | 0 | 0 | 0 | 0 | 0 | 0 | 0 | 0 | 0 | 0 | 0 | 0 | 0 | 0 | 0 | 0 | 0 | 0
F6_Commercial_Miscellaneous_Existing_Food Preparation_Natural Gas_Food Prep Other_E9 | F6 | Commercial | Miscellaneous | Existing | Food Preparation | Natural Gas | Food Prep Other | E9 | Utility - Value of Sales | 0 | 0 | 0 | 0 | 0 | 0 | 0 | 0 | 0 | 0 | 0 | 0 | 0 | 0 | 0 | 0 | 0 | 0 | 0 | 0 | 0 | 0 | 0 | 0 | 0 | 0 | 0 | 0 | 0 | 0 | 0
F6_Commercial_Miscellaneous_Existing_Food Preparation_Natural Gas_Food Prep Other_E10 | F6 | Commercial | Miscellaneous | Existing | Food Preparation | Natural Gas | Food Prep Other | E10 | Utility - Value of Sales | 0 | 0 | 0 | 0 | 0 | 0 | 0 | 0 | 0 | 0 | 0 | 0 | 0 | 0 | 0 | 0 | 0 | 0 | 0 | 0 | 0 | 0 | 0 | 0 | 0 | 0 | 0 | 0 | 0 | 0 | 0
F1_Commercial_Miscellaneous_Existing_Miscellaneous_Natural Gas_Pool Heater_E1 | F1 | Commercial | Miscellaneous | Existing | Miscellaneous | Natural Gas | Pool Heater | E1 | Participant - Cost of Equipment | 8.9585e-05 | 8.9585e-05 | 8.9585e-05 | 8.9585e-05 | 8.9585e-05 | 8.9585e-05 | 8.9585e-05 | 8.9585e-05 | 8.9585e-05 | 8.9585e-05 | 8.9585e-05 | 8.9585e-05 | 8.9585e-05 | 8.9585e-05 | 8.9585e-05 | 8.9585e-05 | 8.9585e-05 | 8.9585e-05 | 8.9585e-05 | 8.9585e-05 | 8.9585e-05 | 8.9585e-05 | 8.9585e-05 | 8.9585e-05 | 8.9585e-05 | 8.9585e-05 | 8.9585e-05 | 8.9585e-05 | 8.9585e-05 | 8.9585e-05 | 8.9585e-05
F1_Commercial_Miscellaneous_Existing_Miscellaneous_Natural Gas_Pool Heater_E2 | F1 | Commercial | Miscellaneous | Existing | Miscellaneous | Natural Gas | Pool Heater | E2 | Participant - Cost of Equipment | 0.00014668 | 0.00014668 | 0.00014668 | 0.00014668 | 0.00014668 | 0.00014668 | 0.00014668 | 0.00014668 | 0.00014668 | 0.00014668 | 0.00014668 | 0.00014668 | 0.00014668 | 0.00014668 | 0.00014668 | 0.00014668 | 0.00014668 | 0.00014668 | 0.00014668 | 0.00014668 | 0.00014668 | 0.00014668 | 0.00014668 | 0.00014668 | 0.00014668 | 0.00014668 | 0.00014668 | 0.00014668 | 0.00014668 | 0.00014668 | 0.00014668
F1_Commercial_Miscellaneous_Existing_Miscellaneous_Natural Gas_Pool Heater_E3 | F1 | Commercial | Miscellaneous | Existing | Miscellaneous | Natural Gas | Pool Heater | E3 | Participant - Cost of Equipment | 0 | 0 | 0 | 0 | 0 | 0 | 0 | 0 | 0 | 0 | 0 | 0 | 0 | 0 | 0 | 0 | 0 | 0 | 0 | 0 | 0 | 0 | 0 | 0 | 0 | 0 | 0 | 0 | 0 | 0 | 0
F1_Commercial_Miscellaneous_Existing_Miscellaneous_Natural Gas_Pool Heater_E4 | F1 | Commercial | Miscellaneous | Existing | Miscellaneous | Natural Gas | Pool Heater | E4 | Participant - Cost of Equipment | 0 | 0 | 0 | 0 | 0 | 0 | 0 | 0 | 0 | 0 | 0 | 0 | 0 | 0 | 0 | 0 | 0 | 0 | 0 | 0 | 0 | 0 | 0 | 0 | 0 | 0 | 0 | 0 | 0 | 0 | 0
F1_Commercial_Miscellaneous_Existing_Miscellaneous_Natural Gas_Pool Heater_E5 | F1 | Commercial | Miscellaneous | Existing | Miscellaneous | Natural Gas | Pool Heater | E5 | Participant - Cost of Equipment | 0 | 0 | 0 | 0 | 0 | 0 | 0 | 0 | 0 | 0 | 0 | 0 | 0 | 0 | 0 | 0 | 0 | 0 | 0 | 0 | 0 | 0 | 0 | 0 | 0 | 0 | 0 | 0 | 0 | 0 | 0
F1_Commercial_Miscellaneous_Existing_Miscellaneous_Natural Gas_Pool Heater_E6 | F1 | Commercial | Miscellaneous | Existing | Miscellaneous | Natural Gas | Pool Heater | E6 | Participant - Cost of Equipment | 0 | 0 | 0 | 0 | 0 | 0 | 0 | 0 | 0 | 0 | 0 | 0 | 0 | 0 | 0 | 0 | 0 | 0 | 0 | 0 | 0 | 0 | 0 | 0 | 0 | 0 | 0 | 0 | 0 | 0 | 0
F1_Commercial_Miscellaneous_Existing_Miscellaneous_Natural Gas_Pool Heater_E7 | F1 | Commercial | Miscellaneous | Existing | Miscellaneous | Natural Gas | Pool Heater | E7 | Participant - Cost of Equipment | 0 | 0 | 0 | 0 | 0 | 0 | 0 | 0 | 0 | 0 | 0 | 0 | 0 | 0 | 0 | 0 | 0 | 0 | 0 | 0 | 0 | 0 | 0 | 0 | 0 | 0 | 0 | 0 | 0 | 0 | 0
F1_Commercial_Miscellaneous_Existing_Miscellaneous_Natural Gas_Pool Heater_E8 | F1 | Commercial | Miscellaneous | Existing | Miscellaneous | Natural Gas | Pool Heater | E8 | Participant - Cost of Equipment | 0 | 0 | 0 | 0 | 0 | 0 | 0 | 0 | 0 | 0 | 0 | 0 | 0 | 0 | 0 | 0 | 0 | 0 | 0 | 0 | 0 | 0 | 0 | 0 | 0 | 0 | 0 | 0 | 0 | 0 | 0
F1_Commercial_Miscellaneous_Existing_Miscellaneous_Natural Gas_Pool Heater_E9 | F1 | Commercial | Miscellaneous | Existing | Miscellaneous | Natural Gas | Pool Heater | E9 | Participant - Cost of Equipment | 0 | 0 | 0 | 0 | 0 | 0 | 0 | 0 | 0 | 0 | 0 | 0 | 0 | 0 | 0 | 0 | 0 | 0 | 0 | 0 | 0 | 0 | 0 | 0 | 0 | 0 | 0 | 0 | 0 | 0 | 0
F1_Commercial_Miscellaneous_Existing_Miscellaneous_Natural Gas_Pool Heater_E10 | F1 | Commercial | Miscellaneous | Existing | Miscellaneous | Natural Gas | Pool Heater | E10 | Participant - Cost of Equipment | 0 | 0 | 0 | 0 | 0 | 0 | 0 | 0 | 0 | 0 | 0 | 0 | 0 | 0 | 0 | 0 | 0 | 0 | 0 | 0 | 0 | 0 | 0 | 0 | 0 | 0 | 0 | 0 | 0 | 0 | 0
F2_Commercial_Miscellaneous_Existing_Miscellaneous_Natural Gas_Pool Heater_E1 | F2 | Commercial | Miscellaneous | Existing | Miscellaneous | Natural Gas | Pool Heater | E1 | Participant - Cost of Operation | 0.00041363 | 0.00042892 | 0.00043502 | 0.00043647 | 0.00045298 | 0.00042703 | 0.00040908 | 0.00040858 | 0.00042066 | 0.00041357 | 0.00041163 | 0.00040719 | 0.00030551 | 0.00029807 | 0.0002959 | 0.00033445 | 0.00038193 | 0.00043538 | 0.00047801 | 0.00054799 | 0.00055661 | 0.00056728 | 0.00058003 | 0.00021886 | 0.00021421 | 0.0002099 | 0.00020588 | 0.00020212 | 0.00019855 | 0.00019514 | 0.00019187
F2_Commercial_Miscellaneous_Existing_Miscellaneous_Natural Gas_Pool Heater_E2 | F2 | Commercial | Miscellaneous | Existing | Miscellaneous | Natural Gas | Pool Heater | E2 | Participant - Cost of Operation | 0.00035159 | 0.00036458 | 0.00036977 | 0.000371 | 0.00038503 | 0.00036297 | 0.00034772 | 0.00034729 | 0.00035756 | 0.00035153 | 0.00034989 | 0.00034611 | 0.00025968 | 0.00025336 | 0.00025151 | 0.00028428 | 0.00032464 | 0.00037007 | 0.00040631 | 0.00046579 | 0.00047312 | 0.00048219 | 0.00049302 | 0.00018603 | 0.00018208 | 0.00017841 | 0.000175 | 0.0001718 | 0.00016877 | 0.00016587 | 0.00016309
F2_Commercial_Miscellaneous_Existing_Miscellaneous_Natural Gas_Pool Heater_E3 | F2 | Commercial | Miscellaneous | Existing | Miscellaneous | Natural Gas | Pool Heater | E3 | Participant - Cost of Operation | 0 | 0 | 0 | 0 | 0 | 0 | 0 | 0 | 0 | 0 | 0 | 0 | 0 | 0 | 0 | 0 | 0 | 0 | 0 | 0 | 0 | 0 | 0 | 0 | 0 | 0 | 0 | 0 | 0 | 0 | 0
F2_Commercial_Miscellaneous_Existing_Miscellaneous_Natural Gas_Pool Heater_E4 | F2 | Commercial | Miscellaneous | Existing | Miscellaneous | Natural Gas | Pool Heater | E4 | Participant - Cost of Operation | 0 | 0 | 0 | 0 | 0 | 0 | 0 | 0 | 0 | 0 | 0 | 0 | 0 | 0 | 0 | 0 | 0 | 0 | 0 | 0 | 0 | 0 | 0 | 0 | 0 | 0 | 0 | 0 | 0 | 0 | 0
F2_Commercial_Miscellaneous_Existing_Miscellaneous_Natural Gas_Pool Heater_E5 | F2 | Commercial | Miscellaneous | Existing | Miscellaneous | Natural Gas | Pool Heater | E5 | Participant - Cost of Operation | 0 | 0 | 0 | 0 | 0 | 0 | 0 | 0 | 0 | 0 | 0 | 0 | 0 | 0 | 0 | 0 | 0 | 0 | 0 | 0 | 0 | 0 | 0 | 0 | 0 | 0 | 0 | 0 | 0 | 0 | 0
F2_Commercial_Miscellaneous_Existing_Miscellaneous_Natural Gas_Pool Heater_E6 | F2 | Commercial | Miscellaneous | Existing | Miscellaneous | Natural Gas | Pool Heater | E6 | Participant - Cost of Operation | 0 | 0 | 0 | 0 | 0 | 0 | 0 | 0 | 0 | 0 | 0 | 0 | 0 | 0 | 0 | 0 | 0 | 0 | 0 | 0 | 0 | 0 | 0 | 0 | 0 | 0 | 0 | 0 | 0 | 0 | 0
F2_Commercial_Miscellaneous_Existing_Miscellaneous_Natural Gas_Pool Heater_E7 | F2 | Commercial | Miscellaneous | Existing | Miscellaneous | Natural Gas | Pool Heater | E7 | Participant - Cost of Operation | 0 | 0 | 0 | 0 | 0 | 0 | 0 | 0 | 0 | 0 | 0 | 0 | 0 | 0 | 0 | 0 | 0 | 0 | 0 | 0 | 0 | 0 | 0 | 0 | 0 | 0 | 0 | 0 | 0 | 0 | 0
F2_Commercial_Miscellaneous_Existing_Miscellaneous_Natural Gas_Pool Heater_E8 | F2 | Commercial | Miscellaneous | Existing | Miscellaneous | Natural Gas | Pool Heater | E8 | Participant - Cost of Operation | 0 | 0 | 0 | 0 | 0 | 0 | 0 | 0 | 0 | 0 | 0 | 0 | 0 | 0 | 0 | 0 | 0 | 0 | 0 | 0 | 0 | 0 | 0 | 0 | 0 | 0 | 0 | 0 | 0 | 0 | 0
F2_Commercial_Miscellaneous_Existing_Miscellaneous_Natural Gas_Pool Heater_E9 | F2 | Commercial | Miscellaneous | Existing | Miscellaneous | Natural Gas | Pool Heater | E9 | Participant - Cost of Operation | 0 | 0 | 0 | 0 | 0 | 0 | 0 | 0 | 0 | 0 | 0 | 0 | 0 | 0 | 0 | 0 | 0 | 0 | 0 | 0 | 0 | 0 | 0 | 0 | 0 | 0 | 0 | 0 | 0 | 0 | 0
F2_Commercial_Miscellaneous_Existing_Miscellaneous_Natural Gas_Pool Heater_E10 | F2 | Commercial | Miscellaneous | Existing | Miscellaneous | Natural Gas | Pool Heater | E10 | Participant - Cost of Operation | 0 | 0 | 0 | 0 | 0 | 0 | 0 | 0 | 0 | 0 | 0 | 0 | 0 | 0 | 0 | 0 | 0 | 0 | 0 | 0 | 0 | 0 | 0 | 0 | 0 | 0 | 0 | 0 | 0 | 0 | 0
F3_Commercial_Miscellaneous_Existing_Miscellaneous_Natural Gas_Pool Heater_E1 | F3 | Commercial | Miscellaneous | Existing | Miscellaneous | Natural Gas | Pool Heater | E1 | System - kBTUs of Conusmption | 0.034925 | 0.035065 | 0.034976 | 0.034915 | 0.034915 | 0.034915 | 0.034915 | 0.034915 | 0.034915 | 0.034915 | 0.034915 | 0.034915 | 0.034915 | 0.034915 | 0.034915 | 0.034915 | 0.034915 | 0.034915 | 0.034915 | 0.034915 | 0.034915 | 0.034915 | 0.034915 | 0.034915 | 0.034915 | 0.034915 | 0.034915 | 0.034915 | 0.034915 | 0.034915 | 0.034915
F3_Commercial_Miscellaneous_Existing_Miscellaneous_Natural Gas_Pool Heater_E2 | F3 | Commercial | Miscellaneous | Existing | Miscellaneous | Natural Gas | Pool Heater | E2 | System - kBTUs of Conusmption | 0.029686 | 0.029805 | 0.029729 | 0.029678 | 0.029678 | 0.029678 | 0.029678 | 0.029678 | 0.029678 | 0.029678 | 0.029678 | 0.029678 | 0.029678 | 0.029678 | 0.029678 | 0.029678 | 0.029678 | 0.029678 | 0.029678 | 0.029678 | 0.029678 | 0.029678 | 0.029678 | 0.029678 | 0.029678 | 0.029678 | 0.029678 | 0.029678 | 0.029678 | 0.029678 | 0.029678
F3_Commercial_Miscellaneous_Existing_Miscellaneous_Natural Gas_Pool Heater_E3 | F3 | Commercial | Miscellaneous | Existing | Miscellaneous | Natural Gas | Pool Heater | E3 | System - kBTUs of Conusmption | 0 | 0 | 0 | 0 | 0 | 0 | 0 | 0 | 0 | 0 | 0 | 0 | 0 | 0 | 0 | 0 | 0 | 0 | 0 | 0 | 0 | 0 | 0 | 0 | 0 | 0 | 0 | 0 | 0 | 0 | 0
F3_Commercial_Miscellaneous_Existing_Miscellaneous_Natural Gas_Pool Heater_E4 | F3 | Commercial | Miscellaneous | Existing | Miscellaneous | Natural Gas | Pool Heater | E4 | System - kBTUs of Conusmption | 0 | 0 | 0 | 0 | 0 | 0 | 0 | 0 | 0 | 0 | 0 | 0 | 0 | 0 | 0 | 0 | 0 | 0 | 0 | 0 | 0 | 0 | 0 | 0 | 0 | 0 | 0 | 0 | 0 | 0 | 0
F3_Commercial_Miscellaneous_Existing_Miscellaneous_Natural Gas_Pool Heater_E5 | F3 | Commercial | Miscellaneous | Existing | Miscellaneous | Natural Gas | Pool Heater | E5 | System - kBTUs of Conusmption | 0 | 0 | 0 | 0 | 0 | 0 | 0 | 0 | 0 | 0 | 0 | 0 | 0 | 0 | 0 | 0 | 0 | 0 | 0 | 0 | 0 | 0 | 0 | 0 | 0 | 0 | 0 | 0 | 0 | 0 | 0
F3_Commercial_Miscellaneous_Existing_Miscellaneous_Natural Gas_Pool Heater_E6 | F3 | Commercial | Miscellaneous | Existing | Miscellaneous | Natural Gas | Pool Heater | E6 | System - kBTUs of Conusmption | 0 | 0 | 0 | 0 | 0 | 0 | 0 | 0 | 0 | 0 | 0 | 0 | 0 | 0 | 0 | 0 | 0 | 0 | 0 | 0 | 0 | 0 | 0 | 0 | 0 | 0 | 0 | 0 | 0 | 0 | 0
F3_Commercial_Miscellaneous_Existing_Miscellaneous_Natural Gas_Pool Heater_E7 | F3 | Commercial | Miscellaneous | Existing | Miscellaneous | Natural Gas | Pool Heater | E7 | System - kBTUs of Conusmption | 0 | 0 | 0 | 0 | 0 | 0 | 0 | 0 | 0 | 0 | 0 | 0 | 0 | 0 | 0 | 0 | 0 | 0 | 0 | 0 | 0 | 0 | 0 | 0 | 0 | 0 | 0 | 0 | 0 | 0 | 0
F3_Commercial_Miscellaneous_Existing_Miscellaneous_Natural Gas_Pool Heater_E8 | F3 | Commercial | Miscellaneous | Existing | Miscellaneous | Natural Gas | Pool Heater | E8 | System - kBTUs of Conusmption | 0 | 0 | 0 | 0 | 0 | 0 | 0 | 0 | 0 | 0 | 0 | 0 | 0 | 0 | 0 | 0 | 0 | 0 | 0 | 0 | 0 | 0 | 0 | 0 | 0 | 0 | 0 | 0 | 0 | 0 | 0
F3_Commercial_Miscellaneous_Existing_Miscellaneous_Natural Gas_Pool Heater_E9 | F3 | Commercial | Miscellaneous | Existing | Miscellaneous | Natural Gas | Pool Heater | E9 | System - kBTUs of Conusmption | 0 | 0 | 0 | 0 | 0 | 0 | 0 | 0 | 0 | 0 | 0 | 0 | 0 | 0 | 0 | 0 | 0 | 0 | 0 | 0 | 0 | 0 | 0 | 0 | 0 | 0 | 0 | 0 | 0 | 0 | 0
F3_Commercial_Miscellaneous_Existing_Miscellaneous_Natural Gas_Pool Heater_E10 | F3 | Commercial | Miscellaneous | Existing | Miscellaneous | Natural Gas | Pool Heater | E10 | System - kBTUs of Conusmption | 0 | 0 | 0 | 0 | 0 | 0 | 0 | 0 | 0 | 0 | 0 | 0 | 0 | 0 | 0 | 0 | 0 | 0 | 0 | 0 | 0 | 0 | 0 | 0 | 0 | 0 | 0 | 0 | 0 | 0 | 0
F4_Commercial_Miscellaneous_Existing_Miscellaneous_Natural Gas_Pool Heater_E1 | F4 | Commercial | Miscellaneous | Existing | Miscellaneous | Natural Gas | Pool Heater | E1 | Utility - Cost of Equipment | 8.9585e-05 | 8.9585e-05 | 8.9585e-05 | 8.9585e-05 | 8.9585e-05 | 8.9585e-05 | 8.9585e-05 | 8.9585e-05 | 8.9585e-05 | 8.9585e-05 | 8.9585e-05 | 8.9585e-05 | 8.9585e-05 | 8.9585e-05 | 8.9585e-05 | 8.9585e-05 | 8.9585e-05 | 8.9585e-05 | 8.9585e-05 | 8.9585e-05 | 8.9585e-05 | 8.9585e-05 | 8.9585e-05 | 8.9585e-05 | 8.9585e-05 | 8.9585e-05 | 8.9585e-05 | 8.9585e-05 | 8.9585e-05 | 8.9585e-05 | 8.9585e-05
F4_Commercial_Miscellaneous_Existing_Miscellaneous_Natural Gas_Pool Heater_E2 | F4 | Commercial | Miscellaneous | Existing | Miscellaneous | Natural Gas | Pool Heater | E2 | Utility - Cost of Equipment | 0.00014668 | 0.00014668 | 0.00014668 | 0.00014668 | 0.00014668 | 0.00014668 | 0.00014668 | 0.00014668 | 0.00014668 | 0.00014668 | 0.00014668 | 0.00014668 | 0.00014668 | 0.00014668 | 0.00014668 | 0.00014668 | 0.00014668 | 0.00014668 | 0.00014668 | 0.00014668 | 0.00014668 | 0.00014668 | 0.00014668 | 0.00014668 | 0.00014668 | 0.00014668 | 0.00014668 | 0.00014668 | 0.00014668 | 0.00014668 | 0.00014668
F4_Commercial_Miscellaneous_Existing_Miscellaneous_Natural Gas_Pool Heater_E3 | F4 | Commercial | Miscellaneous | Existing | Miscellaneous | Natural Gas | Pool Heater | E3 | Utility - Cost of Equipment | 0 | 0 | 0 | 0 | 0 | 0 | 0 | 0 | 0 | 0 | 0 | 0 | 0 | 0 | 0 | 0 | 0 | 0 | 0 | 0 | 0 | 0 | 0 | 0 | 0 | 0 | 0 | 0 | 0 | 0 | 0
F4_Commercial_Miscellaneous_Existing_Miscellaneous_Natural Gas_Pool Heater_E4 | F4 | Commercial | Miscellaneous | Existing | Miscellaneous | Natural Gas | Pool Heater | E4 | Utility - Cost of Equipment | 0 | 0 | 0 | 0 | 0 | 0 | 0 | 0 | 0 | 0 | 0 | 0 | 0 | 0 | 0 | 0 | 0 | 0 | 0 | 0 | 0 | 0 | 0 | 0 | 0 | 0 | 0 | 0 | 0 | 0 | 0
F4_Commercial_Miscellaneous_Existing_Miscellaneous_Natural Gas_Pool Heater_E5 | F4 | Commercial | Miscellaneous | Existing | Miscellaneous | Natural Gas | Pool Heater | E5 | Utility - Cost of Equipment | 0 | 0 | 0 | 0 | 0 | 0 | 0 | 0 | 0 | 0 | 0 | 0 | 0 | 0 | 0 | 0 | 0 | 0 | 0 | 0 | 0 | 0 | 0 | 0 | 0 | 0 | 0 | 0 | 0 | 0 | 0
F4_Commercial_Miscellaneous_Existing_Miscellaneous_Natural Gas_Pool Heater_E6 | F4 | Commercial | Miscellaneous | Existing | Miscellaneous | Natural Gas | Pool Heater | E6 | Utility - Cost of Equipment | 0 | 0 | 0 | 0 | 0 | 0 | 0 | 0 | 0 | 0 | 0 | 0 | 0 | 0 | 0 | 0 | 0 | 0 | 0 | 0 | 0 | 0 | 0 | 0 | 0 | 0 | 0 | 0 | 0 | 0 | 0
F4_Commercial_Miscellaneous_Existing_Miscellaneous_Natural Gas_Pool Heater_E7 | F4 | Commercial | Miscellaneous | Existing | Miscellaneous | Natural Gas | Pool Heater | E7 | Utility - Cost of Equipment | 0 | 0 | 0 | 0 | 0 | 0 | 0 | 0 | 0 | 0 | 0 | 0 | 0 | 0 | 0 | 0 | 0 | 0 | 0 | 0 | 0 | 0 | 0 | 0 | 0 | 0 | 0 | 0 | 0 | 0 | 0
F4_Commercial_Miscellaneous_Existing_Miscellaneous_Natural Gas_Pool Heater_E8 | F4 | Commercial | Miscellaneous | Existing | Miscellaneous | Natural Gas | Pool Heater | E8 | Utility - Cost of Equipment | 0 | 0 | 0 | 0 | 0 | 0 | 0 | 0 | 0 | 0 | 0 | 0 | 0 | 0 | 0 | 0 | 0 | 0 | 0 | 0 | 0 | 0 | 0 | 0 | 0 | 0 | 0 | 0 | 0 | 0 | 0
F4_Commercial_Miscellaneous_Existing_Miscellaneous_Natural Gas_Pool Heater_E9 | F4 | Commercial | Miscellaneous | Existing | Miscellaneous | Natural Gas | Pool Heater | E9 | Utility - Cost of Equipment | 0 | 0 | 0 | 0 | 0 | 0 | 0 | 0 | 0 | 0 | 0 | 0 | 0 | 0 | 0 | 0 | 0 | 0 | 0 | 0 | 0 | 0 | 0 | 0 | 0 | 0 | 0 | 0 | 0 | 0 | 0
F4_Commercial_Miscellaneous_Existing_Miscellaneous_Natural Gas_Pool Heater_E10 | F4 | Commercial | Miscellaneous | Existing | Miscellaneous | Natural Gas | Pool Heater | E10 | Utility - Cost of Equipment | 0 | 0 | 0 | 0 | 0 | 0 | 0 | 0 | 0 | 0 | 0 | 0 | 0 | 0 | 0 | 0 | 0 | 0 | 0 | 0 | 0 | 0 | 0 | 0 | 0 | 0 | 0 | 0 | 0 | 0 | 0
F5_Commercial_Miscellaneous_Existing_Miscellaneous_Natural Gas_Pool Heater_E1 | F5 | Commercial | Miscellaneous | Existing | Miscellaneous | Natural Gas | Pool Heater | E1 | Utility - Cost of Operation | 0.00034525 | 0.00035801 | 0.0003631 | 0.00036431 | 0.00037809 | 0.00035643 | 0.00034145 | 0.00034104 | 0.00035111 | 0.0003452 | 0.00034358 | 0.00033987 | 0.000255 | 0.00024879 | 0.00024698 | 0.00027915 | 0.00031879 | 0.0003634 | 0.00039899 | 0.0004574 | 0.00046459 | 0.0004735 | 0.00048413 | 0.00018268 | 0.0001788 | 0.0001752 | 0.00017185 | 0.0001687 | 0.00016572 | 0.00016288 | 0.00016015
F5_Commercial_Miscellaneous_Existing_Miscellaneous_Natural Gas_Pool Heater_E2 | F5 | Commercial | Miscellaneous | Existing | Miscellaneous | Natural Gas | Pool Heater | E2 | Utility - Cost of Operation | 0.00029346 | 0.00030431 | 0.00030864 | 0.00030966 | 0.00032138 | 0.00030297 | 0.00029023 | 0.00028988 | 0.00029845 | 0.00029342 | 0.00029204 | 0.00028889 | 0.00021675 | 0.00021147 | 0.00020993 | 0.00023728 | 0.00027097 | 0.00030889 | 0.00033914 | 0.00038879 | 0.0003949 | 0.00040247 | 0.00041151 | 0.00015528 | 0.00015198 | 0.00014892 | 0.00014607 | 0.0001434 | 0.00014087 | 0.00013845 | 0.00013613
F5_Commercial_Miscellaneous_Existing_Miscellaneous_Natural Gas_Pool Heater_E3 | F5 | Commercial | Miscellaneous | Existing | Miscellaneous | Natural Gas | Pool Heater | E3 | Utility - Cost of Operation | 0 | 0 | 0 | 0 | 0 | 0 | 0 | 0 | 0 | 0 | 0 | 0 | 0 | 0 | 0 | 0 | 0 | 0 | 0 | 0 | 0 | 0 | 0 | 0 | 0 | 0 | 0 | 0 | 0 | 0 | 0
F5_Commercial_Miscellaneous_Existing_Miscellaneous_Natural Gas_Pool Heater_E4 | F5 | Commercial | Miscellaneous | Existing | Miscellaneous | Natural Gas | Pool Heater | E4 | Utility - Cost of Operation | 0 | 0 | 0 | 0 | 0 | 0 | 0 | 0 | 0 | 0 | 0 | 0 | 0 | 0 | 0 | 0 | 0 | 0 | 0 | 0 | 0 | 0 | 0 | 0 | 0 | 0 | 0 | 0 | 0 | 0 | 0
F5_Commercial_Miscellaneous_Existing_Miscellaneous_Natural Gas_Pool Heater_E5 | F5 | Commercial | Miscellaneous | Existing | Miscellaneous | Natural Gas | Pool Heater | E5 | Utility - Cost of Operation | 0 | 0 | 0 | 0 | 0 | 0 | 0 | 0 | 0 | 0 | 0 | 0 | 0 | 0 | 0 | 0 | 0 | 0 | 0 | 0 | 0 | 0 | 0 | 0 | 0 | 0 | 0 | 0 | 0 | 0 | 0
F5_Commercial_Miscellaneous_Existing_Miscellaneous_Natural Gas_Pool Heater_E6 | F5 | Commercial | Miscellaneous | Existing | Miscellaneous | Natural Gas | Pool Heater | E6 | Utility - Cost of Operation | 0 | 0 | 0 | 0 | 0 | 0 | 0 | 0 | 0 | 0 | 0 | 0 | 0 | 0 | 0 | 0 | 0 | 0 | 0 | 0 | 0 | 0 | 0 | 0 | 0 | 0 | 0 | 0 | 0 | 0 | 0
F5_Commercial_Miscellaneous_Existing_Miscellaneous_Natural Gas_Pool Heater_E7 | F5 | Commercial | Miscellaneous | Existing | Miscellaneous | Natural Gas | Pool Heater | E7 | Utility - Cost of Operation | 0 | 0 | 0 | 0 | 0 | 0 | 0 | 0 | 0 | 0 | 0 | 0 | 0 | 0 | 0 | 0 | 0 | 0 | 0 | 0 | 0 | 0 | 0 | 0 | 0 | 0 | 0 | 0 | 0 | 0 | 0
F5_Commercial_Miscellaneous_Existing_Miscellaneous_Natural Gas_Pool Heater_E8 | F5 | Commercial | Miscellaneous | Existing | Miscellaneous | Natural Gas | Pool Heater | E8 | Utility - Cost of Operation | 0 | 0 | 0 | 0 | 0 | 0 | 0 | 0 | 0 | 0 | 0 | 0 | 0 | 0 | 0 | 0 | 0 | 0 | 0 | 0 | 0 | 0 | 0 | 0 | 0 | 0 | 0 | 0 | 0 | 0 | 0
F5_Commercial_Miscellaneous_Existing_Miscellaneous_Natural Gas_Pool Heater_E9 | F5 | Commercial | Miscellaneous | Existing | Miscellaneous | Natural Gas | Pool Heater | E9 | Utility - Cost of Operation | 0 | 0 | 0 | 0 | 0 | 0 | 0 | 0 | 0 | 0 | 0 | 0 | 0 | 0 | 0 | 0 | 0 | 0 | 0 | 0 | 0 | 0 | 0 | 0 | 0 | 0 | 0 | 0 | 0 | 0 | 0
F5_Commercial_Miscellaneous_Existing_Miscellaneous_Natural Gas_Pool Heater_E10 | F5 | Commercial | Miscellaneous | Existing | Miscellaneous | Natural Gas | Pool Heater | E10 | Utility - Cost of Operation | 0 | 0 | 0 | 0 | 0 | 0 | 0 | 0 | 0 | 0 | 0 | 0 | 0 | 0 | 0 | 0 | 0 | 0 | 0 | 0 | 0 | 0 | 0 | 0 | 0 | 0 | 0 | 0 | 0 | 0 | 0
F6_Commercial_Miscellaneous_Existing_Miscellaneous_Natural Gas_Pool Heater_E1 | F6 | Commercial | Miscellaneous | Existing | Miscellaneous | Natural Gas | Pool Heater | E1 | Utility - Value of Sales | 0.00041363 | 0.00042892 | 0.00043502 | 0.00043647 | 0.00045298 | 0.00042703 | 0.00040908 | 0.00040858 | 0.00042066 | 0.00041357 | 0.00041163 | 0.00040719 | 0.00030551 | 0.00029807 | 0.0002959 | 0.00033445 | 0.00038193 | 0.00043538 | 0.00047801 | 0.00054799 | 0.00055661 | 0.00056728 | 0.00058003 | 0.00021886 | 0.00021421 | 0.0002099 | 0.00020588 | 0.00020212 | 0.00019855 | 0.00019514 | 0.00019187
F6_Commercial_Miscellaneous_Existing_Miscellaneous_Natural Gas_Pool Heater_E2 | F6 | Commercial | Miscellaneous | Existing | Miscellaneous | Natural Gas | Pool Heater | E2 | Utility - Value of Sales | 0.00035159 | 0.00036458 | 0.00036977 | 0.000371 | 0.00038503 | 0.00036297 | 0.00034772 | 0.00034729 | 0.00035756 | 0.00035153 | 0.00034989 | 0.00034611 | 0.00025968 | 0.00025336 | 0.00025151 | 0.00028428 | 0.00032464 | 0.00037007 | 0.00040631 | 0.00046579 | 0.00047312 | 0.00048219 | 0.00049302 | 0.00018603 | 0.00018208 | 0.00017841 | 0.000175 | 0.0001718 | 0.00016877 | 0.00016587 | 0.00016309
F6_Commercial_Miscellaneous_Existing_Miscellaneous_Natural Gas_Pool Heater_E3 | F6 | Commercial | Miscellaneous | Existing | Miscellaneous | Natural Gas | Pool Heater | E3 | Utility - Value of Sales | 0 | 0 | 0 | 0 | 0 | 0 | 0 | 0 | 0 | 0 | 0 | 0 | 0 | 0 | 0 | 0 | 0 | 0 | 0 | 0 | 0 | 0 | 0 | 0 | 0 | 0 | 0 | 0 | 0 | 0 | 0
F6_Commercial_Miscellaneous_Existing_Miscellaneous_Natural Gas_Pool Heater_E4 | F6 | Commercial | Miscellaneous | Existing | Miscellaneous | Natural Gas | Pool Heater | E4 | Utility - Value of Sales | 0 | 0 | 0 | 0 | 0 | 0 | 0 | 0 | 0 | 0 | 0 | 0 | 0 | 0 | 0 | 0 | 0 | 0 | 0 | 0 | 0 | 0 | 0 | 0 | 0 | 0 | 0 | 0 | 0 | 0 | 0
F6_Commercial_Miscellaneous_Existing_Miscellaneous_Natural Gas_Pool Heater_E5 | F6 | Commercial | Miscellaneous | Existing | Miscellaneous | Natural Gas | Pool Heater | E5 | Utility - Value of Sales | 0 | 0 | 0 | 0 | 0 | 0 | 0 | 0 | 0 | 0 | 0 | 0 | 0 | 0 | 0 | 0 | 0 | 0 | 0 | 0 | 0 | 0 | 0 | 0 | 0 | 0 | 0 | 0 | 0 | 0 | 0
F6_Commercial_Miscellaneous_Existing_Miscellaneous_Natural Gas_Pool Heater_E6 | F6 | Commercial | Miscellaneous | Existing | Miscellaneous | Natural Gas | Pool Heater | E6 | Utility - Value of Sales | 0 | 0 | 0 | 0 | 0 | 0 | 0 | 0 | 0 | 0 | 0 | 0 | 0 | 0 | 0 | 0 | 0 | 0 | 0 | 0 | 0 | 0 | 0 | 0 | 0 | 0 | 0 | 0 | 0 | 0 | 0
F6_Commercial_Miscellaneous_Existing_Miscellaneous_Natural Gas_Pool Heater_E7 | F6 | Commercial | Miscellaneous | Existing | Miscellaneous | Natural Gas | Pool Heater | E7 | Utility - Value of Sales | 0 | 0 | 0 | 0 | 0 | 0 | 0 | 0 | 0 | 0 | 0 | 0 | 0 | 0 | 0 | 0 | 0 | 0 | 0 | 0 | 0 | 0 | 0 | 0 | 0 | 0 | 0 | 0 | 0 | 0 | 0
F6_Commercial_Miscellaneous_Existing_Miscellaneous_Natural Gas_Pool Heater_E8 | F6 | Commercial | Miscellaneous | Existing | Miscellaneous | Natural Gas | Pool Heater | E8 | Utility - Value of Sales | 0 | 0 | 0 | 0 | 0 | 0 | 0 | 0 | 0 | 0 | 0 | 0 | 0 | 0 | 0 | 0 | 0 | 0 | 0 | 0 | 0 | 0 | 0 | 0 | 0 | 0 | 0 | 0 | 0 | 0 | 0
F6_Commercial_Miscellaneous_Existing_Miscellaneous_Natural Gas_Pool Heater_E9 | F6 | Commercial | Miscellaneous | Existing | Miscellaneous | Natural Gas | Pool Heater | E9 | Utility - Value of Sales | 0 | 0 | 0 | 0 | 0 | 0 | 0 | 0 | 0 | 0 | 0 | 0 | 0 | 0 | 0 | 0 | 0 | 0 | 0 | 0 | 0 | 0 | 0 | 0 | 0 | 0 | 0 | 0 | 0 | 0 | 0
F6_Commercial_Miscellaneous_Existing_Miscellaneous_Natural Gas_Pool Heater_E10 | F6 | Commercial | Miscellaneous | Existing | Miscellaneous | Natural Gas | Pool Heater | E10 | Utility - Value of Sales | 0 | 0 | 0 | 0 | 0 | 0 | 0 | 0 | 0 | 0 | 0 | 0 | 0 | 0 | 0 | 0 | 0 | 0 | 0 | 0 | 0 | 0 | 0 | 0 | 0 | 0 | 0 | 0 | 0 | 0 | 0
F1_Commercial_Miscellaneous_Existing_Miscellaneous_Natural Gas_Miscellaneous_E1 | F1 | Commercial | Miscellaneous | Existing | Miscellaneous | Natural Gas | Miscellaneous | E1 | Participant - Cost of Equipment | 0.00010115 | 0.00010115 | 0.00010115 | 0.00010115 | 0.00010115 | 0.00010115 | 0.00010115 | 0.00010115 | 0.00010115 | 0.00010115 | 0.00010115 | 0.00010115 | 0.00010115 | 0.00010115 | 0.00010115 | 0.00010115 | 0.00010115 | 0.00010115 | 0.00010115 | 0.00010115 | 0.00010115 | 0.00010115 | 0.00010115 | 0.00010115 | 0.00010115 | 0.00010115 | 0.00010115 | 0.00010115 | 0.00010115 | 0.00010115 | 0.00010115
F1_Commercial_Miscellaneous_Existing_Miscellaneous_Natural Gas_Miscellaneous_E2 | F1 | Commercial | Miscellaneous | Existing | Miscellaneous | Natural Gas | Miscellaneous | E2 | Participant - Cost of Equipment | 0 | 0 | 0 | 0 | 0 | 0 | 0 | 0 | 0 | 0 | 0 | 0 | 0 | 0 | 0 | 0 | 0 | 0 | 0 | 0 | 0 | 0 | 0 | 0 | 0 | 0 | 0 | 0 | 0 | 0 | 0
F1_Commercial_Miscellaneous_Existing_Miscellaneous_Natural Gas_Miscellaneous_E3 | F1 | Commercial | Miscellaneous | Existing | Miscellaneous | Natural Gas | Miscellaneous | E3 | Participant - Cost of Equipment | 0 | 0 | 0 | 0 | 0 | 0 | 0 | 0 | 0 | 0 | 0 | 0 | 0 | 0 | 0 | 0 | 0 | 0 | 0 | 0 | 0 | 0 | 0 | 0 | 0 | 0 | 0 | 0 | 0 | 0 | 0
F1_Commercial_Miscellaneous_Existing_Miscellaneous_Natural Gas_Miscellaneous_E4 | F1 | Commercial | Miscellaneous | Existing | Miscellaneous | Natural Gas | Miscellaneous | E4 | Participant - Cost of Equipment | 0 | 0 | 0 | 0 | 0 | 0 | 0 | 0 | 0 | 0 | 0 | 0 | 0 | 0 | 0 | 0 | 0 | 0 | 0 | 0 | 0 | 0 | 0 | 0 | 0 | 0 | 0 | 0 | 0 | 0 | 0
F1_Commercial_Miscellaneous_Existing_Miscellaneous_Natural Gas_Miscellaneous_E5 | F1 | Commercial | Miscellaneous | Existing | Miscellaneous | Natural Gas | Miscellaneous | E5 | Participant - Cost of Equipment | 0 | 0 | 0 | 0 | 0 | 0 | 0 | 0 | 0 | 0 | 0 | 0 | 0 | 0 | 0 | 0 | 0 | 0 | 0 | 0 | 0 | 0 | 0 | 0 | 0 | 0 | 0 | 0 | 0 | 0 | 0
F1_Commercial_Miscellaneous_Existing_Miscellaneous_Natural Gas_Miscellaneous_E6 | F1 | Commercial | Miscellaneous | Existing | Miscellaneous | Natural Gas | Miscellaneous | E6 | Participant - Cost of Equipment | 0 | 0 | 0 | 0 | 0 | 0 | 0 | 0 | 0 | 0 | 0 | 0 | 0 | 0 | 0 | 0 | 0 | 0 | 0 | 0 | 0 | 0 | 0 | 0 | 0 | 0 | 0 | 0 | 0 | 0 | 0
F1_Commercial_Miscellaneous_Existing_Miscellaneous_Natural Gas_Miscellaneous_E7 | F1 | Commercial | Miscellaneous | Existing | Miscellaneous | Natural Gas | Miscellaneous | E7 | Participant - Cost of Equipment | 0 | 0 | 0 | 0 | 0 | 0 | 0 | 0 | 0 | 0 | 0 | 0 | 0 | 0 | 0 | 0 | 0 | 0 | 0 | 0 | 0 | 0 | 0 | 0 | 0 | 0 | 0 | 0 | 0 | 0 | 0
F1_Commercial_Miscellaneous_Existing_Miscellaneous_Natural Gas_Miscellaneous_E8 | F1 | Commercial | Miscellaneous | Existing | Miscellaneous | Natural Gas | Miscellaneous | E8 | Participant - Cost of Equipment | 0 | 0 | 0 | 0 | 0 | 0 | 0 | 0 | 0 | 0 | 0 | 0 | 0 | 0 | 0 | 0 | 0 | 0 | 0 | 0 | 0 | 0 | 0 | 0 | 0 | 0 | 0 | 0 | 0 | 0 | 0
F1_Commercial_Miscellaneous_Existing_Miscellaneous_Natural Gas_Miscellaneous_E9 | F1 | Commercial | Miscellaneous | Existing | Miscellaneous | Natural Gas | Miscellaneous | E9 | Participant - Cost of Equipment | 0 | 0 | 0 | 0 | 0 | 0 | 0 | 0 | 0 | 0 | 0 | 0 | 0 | 0 | 0 | 0 | 0 | 0 | 0 | 0 | 0 | 0 | 0 | 0 | 0 | 0 | 0 | 0 | 0 | 0 | 0
F1_Commercial_Miscellaneous_Existing_Miscellaneous_Natural Gas_Miscellaneous_E10 | F1 | Commercial | Miscellaneous | Existing | Miscellaneous | Natural Gas | Miscellaneous | E10 | Participant - Cost of Equipment | 0 | 0 | 0 | 0 | 0 | 0 | 0 | 0 | 0 | 0 | 0 | 0 | 0 | 0 | 0 | 0 | 0 | 0 | 0 | 0 | 0 | 0 | 0 | 0 | 0 | 0 | 0 | 0 | 0 | 0 | 0
F2_Commercial_Miscellaneous_Existing_Miscellaneous_Natural Gas_Miscellaneous_E1 | F2 | Commercial | Miscellaneous | Existing | Miscellaneous | Natural Gas | Miscellaneous | E1 | Participant - Cost of Operation | 0.00048207 | 0.00049756 | 0.00050929 | 0.00052272 | 0.00054849 | 0.0005094 | 0.00047987 | 0.00047414 | 0.00048553 | 0.0004936 | 0.00050937 | 0.00050357 | 0.00036205 | 0.00035316 | 0.00035101 | 0.00038965 | 0.00043804 | 0.00048954 | 0.00052402 | 0.00059379 | 0.00066521 | 0.00074581 | 0.0007647 | 0.00026014 | 0.00025452 | 0.00024933 | 0.0002445 | 0.00023998 | 0.00023572 | 0.00023165 | 0.00022775
F2_Commercial_Miscellaneous_Existing_Miscellaneous_Natural Gas_Miscellaneous_E2 | F2 | Commercial | Miscellaneous | Existing | Miscellaneous | Natural Gas | Miscellaneous | E2 | Participant - Cost of Operation | 0 | 0 | 0 | 0 | 0 | 0 | 0 | 0 | 0 | 0 | 0 | 0 | 0 | 0 | 0 | 0 | 0 | 0 | 0 | 0 | 0 | 0 | 0 | 0 | 0 | 0 | 0 | 0 | 0 | 0 | 0
F2_Commercial_Miscellaneous_Existing_Miscellaneous_Natural Gas_Miscellaneous_E3 | F2 | Commercial | Miscellaneous | Existing | Miscellaneous | Natural Gas | Miscellaneous | E3 | Participant - Cost of Operation | 0 | 0 | 0 | 0 | 0 | 0 | 0 | 0 | 0 | 0 | 0 | 0 | 0 | 0 | 0 | 0 | 0 | 0 | 0 | 0 | 0 | 0 | 0 | 0 | 0 | 0 | 0 | 0 | 0 | 0 | 0
F2_Commercial_Miscellaneous_Existing_Miscellaneous_Natural Gas_Miscellaneous_E4 | F2 | Commercial | Miscellaneous | Existing | Miscellaneous | Natural Gas | Miscellaneous | E4 | Participant - Cost of Operation | 0 | 0 | 0 | 0 | 0 | 0 | 0 | 0 | 0 | 0 | 0 | 0 | 0 | 0 | 0 | 0 | 0 | 0 | 0 | 0 | 0 | 0 | 0 | 0 | 0 | 0 | 0 | 0 | 0 | 0 | 0
F2_Commercial_Miscellaneous_Existing_Miscellaneous_Natural Gas_Miscellaneous_E5 | F2 | Commercial | Miscellaneous | Existing | Miscellaneous | Natural Gas | Miscellaneous | E5 | Participant - Cost of Operation | 0 | 0 | 0 | 0 | 0 | 0 | 0 | 0 | 0 | 0 | 0 | 0 | 0 | 0 | 0 | 0 | 0 | 0 | 0 | 0 | 0 | 0 | 0 | 0 | 0 | 0 | 0 | 0 | 0 | 0 | 0
F2_Commercial_Miscellaneous_Existing_Miscellaneous_Natural Gas_Miscellaneous_E6 | F2 | Commercial | Miscellaneous | Existing | Miscellaneous | Natural Gas | Miscellaneous | E6 | Participant - Cost of Operation | 0 | 0 | 0 | 0 | 0 | 0 | 0 | 0 | 0 | 0 | 0 | 0 | 0 | 0 | 0 | 0 | 0 | 0 | 0 | 0 | 0 | 0 | 0 | 0 | 0 | 0 | 0 | 0 | 0 | 0 | 0
F2_Commercial_Miscellaneous_Existing_Miscellaneous_Natural Gas_Miscellaneous_E7 | F2 | Commercial | Miscellaneous | Existing | Miscellaneous | Natural Gas | Miscellaneous | E7 | Participant - Cost of Operation | 0 | 0 | 0 | 0 | 0 | 0 | 0 | 0 | 0 | 0 | 0 | 0 | 0 | 0 | 0 | 0 | 0 | 0 | 0 | 0 | 0 | 0 | 0 | 0 | 0 | 0 | 0 | 0 | 0 | 0 | 0
F2_Commercial_Miscellaneous_Existing_Miscellaneous_Natural Gas_Miscellaneous_E8 | F2 | Commercial | Miscellaneous | Existing | Miscellaneous | Natural Gas | Miscellaneous | E8 | Participant - Cost of Operation | 0 | 0 | 0 | 0 | 0 | 0 | 0 | 0 | 0 | 0 | 0 | 0 | 0 | 0 | 0 | 0 | 0 | 0 | 0 | 0 | 0 | 0 | 0 | 0 | 0 | 0 | 0 | 0 | 0 | 0 | 0
F2_Commercial_Miscellaneous_Existing_Miscellaneous_Natural Gas_Miscellaneous_E9 | F2 | Commercial | Miscellaneous | Existing | Miscellaneous | Natural Gas | Miscellaneous | E9 | Participant - Cost of Operation | 0 | 0 | 0 | 0 | 0 | 0 | 0 | 0 | 0 | 0 | 0 | 0 | 0 | 0 | 0 | 0 | 0 | 0 | 0 | 0 | 0 | 0 | 0 | 0 | 0 | 0 | 0 | 0 | 0 | 0 | 0
F2_Commercial_Miscellaneous_Existing_Miscellaneous_Natural Gas_Miscellaneous_E10 | F2 | Commercial | Miscellaneous | Existing | Miscellaneous | Natural Gas | Miscellaneous | E10 | Participant - Cost of Operation | 0 | 0 | 0 | 0 | 0 | 0 | 0 | 0 | 0 | 0 | 0 | 0 | 0 | 0 | 0 | 0 | 0 | 0 | 0 | 0 | 0 | 0 | 0 | 0 | 0 | 0 | 0 | 0 | 0 | 0 | 0
F3_Commercial_Miscellaneous_Existing_Miscellaneous_Natural Gas_Miscellaneous_E1 | F3 | Commercial | Miscellaneous | Existing | Miscellaneous | Natural Gas | Miscellaneous | E1 | System - kBTUs of Conusmption | 0.0417 | 0.041912 | 0.041785 | 0.041698 | 0.041698 | 0.041698 | 0.041698 | 0.041698 | 0.041698 | 0.041698 | 0.041698 | 0.041698 | 0.041698 | 0.041698 | 0.041698 | 0.041698 | 0.041698 | 0.041698 | 0.041698 | 0.041698 | 0.041698 | 0.041698 | 0.041698 | 0.041698 | 0.041698 | 0.041698 | 0.041698 | 0.041698 | 0.041698 | 0.041698 | 0.041698
F3_Commercial_Miscellaneous_Existing_Miscellaneous_Natural Gas_Miscellaneous_E2 | F3 | Commercial | Miscellaneous | Existing | Miscellaneous | Natural Gas | Miscellaneous | E2 | System - kBTUs of Conusmption | 0 | 0 | 0 | 0 | 0 | 0 | 0 | 0 | 0 | 0 | 0 | 0 | 0 | 0 | 0 | 0 | 0 | 0 | 0 | 0 | 0 | 0 | 0 | 0 | 0 | 0 | 0 | 0 | 0 | 0 | 0
F3_Commercial_Miscellaneous_Existing_Miscellaneous_Natural Gas_Miscellaneous_E3 | F3 | Commercial | Miscellaneous | Existing | Miscellaneous | Natural Gas | Miscellaneous | E3 | System - kBTUs of Conusmption | 0 | 0 | 0 | 0 | 0 | 0 | 0 | 0 | 0 | 0 | 0 | 0 | 0 | 0 | 0 | 0 | 0 | 0 | 0 | 0 | 0 | 0 | 0 | 0 | 0 | 0 | 0 | 0 | 0 | 0 | 0
F3_Commercial_Miscellaneous_Existing_Miscellaneous_Natural Gas_Miscellaneous_E4 | F3 | Commercial | Miscellaneous | Existing | Miscellaneous | Natural Gas | Miscellaneous | E4 | System - kBTUs of Conusmption | 0 | 0 | 0 | 0 | 0 | 0 | 0 | 0 | 0 | 0 | 0 | 0 | 0 | 0 | 0 | 0 | 0 | 0 | 0 | 0 | 0 | 0 | 0 | 0 | 0 | 0 | 0 | 0 | 0 | 0 | 0
F3_Commercial_Miscellaneous_Existing_Miscellaneous_Natural Gas_Miscellaneous_E5 | F3 | Commercial | Miscellaneous | Existing | Miscellaneous | Natural Gas | Miscellaneous | E5 | System - kBTUs of Conusmption | 0 | 0 | 0 | 0 | 0 | 0 | 0 | 0 | 0 | 0 | 0 | 0 | 0 | 0 | 0 | 0 | 0 | 0 | 0 | 0 | 0 | 0 | 0 | 0 | 0 | 0 | 0 | 0 | 0 | 0 | 0
F3_Commercial_Miscellaneous_Existing_Miscellaneous_Natural Gas_Miscellaneous_E6 | F3 | Commercial | Miscellaneous | Existing | Miscellaneous | Natural Gas | Miscellaneous | E6 | System - kBTUs of Conusmption | 0 | 0 | 0 | 0 | 0 | 0 | 0 | 0 | 0 | 0 | 0 | 0 | 0 | 0 | 0 | 0 | 0 | 0 | 0 | 0 | 0 | 0 | 0 | 0 | 0 | 0 | 0 | 0 | 0 | 0 | 0
F3_Commercial_Miscellaneous_Existing_Miscellaneous_Natural Gas_Miscellaneous_E7 | F3 | Commercial | Miscellaneous | Existing | Miscellaneous | Natural Gas | Miscellaneous | E7 | System - kBTUs of Conusmption | 0 | 0 | 0 | 0 | 0 | 0 | 0 | 0 | 0 | 0 | 0 | 0 | 0 | 0 | 0 | 0 | 0 | 0 | 0 | 0 | 0 | 0 | 0 | 0 | 0 | 0 | 0 | 0 | 0 | 0 | 0
F3_Commercial_Miscellaneous_Existing_Miscellaneous_Natural Gas_Miscellaneous_E8 | F3 | Commercial | Miscellaneous | Existing | Miscellaneous | Natural Gas | Miscellaneous | E8 | System - kBTUs of Conusmption | 0 | 0 | 0 | 0 | 0 | 0 | 0 | 0 | 0 | 0 | 0 | 0 | 0 | 0 | 0 | 0 | 0 | 0 | 0 | 0 | 0 | 0 | 0 | 0 | 0 | 0 | 0 | 0 | 0 | 0 | 0
F3_Commercial_Miscellaneous_Existing_Miscellaneous_Natural Gas_Miscellaneous_E9 | F3 | Commercial | Miscellaneous | Existing | Miscellaneous | Natural Gas | Miscellaneous | E9 | System - kBTUs of Conusmption | 0 | 0 | 0 | 0 | 0 | 0 | 0 | 0 | 0 | 0 | 0 | 0 | 0 | 0 | 0 | 0 | 0 | 0 | 0 | 0 | 0 | 0 | 0 | 0 | 0 | 0 | 0 | 0 | 0 | 0 | 0
F3_Commercial_Miscellaneous_Existing_Miscellaneous_Natural Gas_Miscellaneous_E10 | F3 | Commercial | Miscellaneous | Existing | Miscellaneous | Natural Gas | Miscellaneous | E10 | System - kBTUs of Conusmption | 0 | 0 | 0 | 0 | 0 | 0 | 0 | 0 | 0 | 0 | 0 | 0 | 0 | 0 | 0 | 0 | 0 | 0 | 0 | 0 | 0 | 0 | 0 | 0 | 0 | 0 | 0 | 0 | 0 | 0 | 0
F4_Commercial_Miscellaneous_Existing_Miscellaneous_Natural Gas_Miscellaneous_E1 | F4 | Commercial | Miscellaneous | Existing | Miscellaneous | Natural Gas | Miscellaneous | E1 | Utility - Cost of Equipment | 0.00010115 | 0.00010115 | 0.00010115 | 0.00010115 | 0.00010115 | 0.00010115 | 0.00010115 | 0.00010115 | 0.00010115 | 0.00010115 | 0.00010115 | 0.00010115 | 0.00010115 | 0.00010115 | 0.00010115 | 0.00010115 | 0.00010115 | 0.00010115 | 0.00010115 | 0.00010115 | 0.00010115 | 0.00010115 | 0.00010115 | 0.00010115 | 0.00010115 | 0.00010115 | 0.00010115 | 0.00010115 | 0.00010115 | 0.00010115 | 0.00010115
F4_Commercial_Miscellaneous_Existing_Miscellaneous_Natural Gas_Miscellaneous_E2 | F4 | Commercial | Miscellaneous | Existing | Miscellaneous | Natural Gas | Miscellaneous | E2 | Utility - Cost of Equipment | 0 | 0 | 0 | 0 | 0 | 0 | 0 | 0 | 0 | 0 | 0 | 0 | 0 | 0 | 0 | 0 | 0 | 0 | 0 | 0 | 0 | 0 | 0 | 0 | 0 | 0 | 0 | 0 | 0 | 0 | 0
F4_Commercial_Miscellaneous_Existing_Miscellaneous_Natural Gas_Miscellaneous_E3 | F4 | Commercial | Miscellaneous | Existing | Miscellaneous | Natural Gas | Miscellaneous | E3 | Utility - Cost of Equipment | 0 | 0 | 0 | 0 | 0 | 0 | 0 | 0 | 0 | 0 | 0 | 0 | 0 | 0 | 0 | 0 | 0 | 0 | 0 | 0 | 0 | 0 | 0 | 0 | 0 | 0 | 0 | 0 | 0 | 0 | 0
F4_Commercial_Miscellaneous_Existing_Miscellaneous_Natural Gas_Miscellaneous_E4 | F4 | Commercial | Miscellaneous | Existing | Miscellaneous | Natural Gas | Miscellaneous | E4 | Utility - Cost of Equipment | 0 | 0 | 0 | 0 | 0 | 0 | 0 | 0 | 0 | 0 | 0 | 0 | 0 | 0 | 0 | 0 | 0 | 0 | 0 | 0 | 0 | 0 | 0 | 0 | 0 | 0 | 0 | 0 | 0 | 0 | 0
F4_Commercial_Miscellaneous_Existing_Miscellaneous_Natural Gas_Miscellaneous_E5 | F4 | Commercial | Miscellaneous | Existing | Miscellaneous | Natural Gas | Miscellaneous | E5 | Utility - Cost of Equipment | 0 | 0 | 0 | 0 | 0 | 0 | 0 | 0 | 0 | 0 | 0 | 0 | 0 | 0 | 0 | 0 | 0 | 0 | 0 | 0 | 0 | 0 | 0 | 0 | 0 | 0 | 0 | 0 | 0 | 0 | 0
F4_Commercial_Miscellaneous_Existing_Miscellaneous_Natural Gas_Miscellaneous_E6 | F4 | Commercial | Miscellaneous | Existing | Miscellaneous | Natural Gas | Miscellaneous | E6 | Utility - Cost of Equipment | 0 | 0 | 0 | 0 | 0 | 0 | 0 | 0 | 0 | 0 | 0 | 0 | 0 | 0 | 0 | 0 | 0 | 0 | 0 | 0 | 0 | 0 | 0 | 0 | 0 | 0 | 0 | 0 | 0 | 0 | 0
F4_Commercial_Miscellaneous_Existing_Miscellaneous_Natural Gas_Miscellaneous_E7 | F4 | Commercial | Miscellaneous | Existing | Miscellaneous | Natural Gas | Miscellaneous | E7 | Utility - Cost of Equipment | 0 | 0 | 0 | 0 | 0 | 0 | 0 | 0 | 0 | 0 | 0 | 0 | 0 | 0 | 0 | 0 | 0 | 0 | 0 | 0 | 0 | 0 | 0 | 0 | 0 | 0 | 0 | 0 | 0 | 0 | 0
F4_Commercial_Miscellaneous_Existing_Miscellaneous_Natural Gas_Miscellaneous_E8 | F4 | Commercial | Miscellaneous | Existing | Miscellaneous | Natural Gas | Miscellaneous | E8 | Utility - Cost of Equipment | 0 | 0 | 0 | 0 | 0 | 0 | 0 | 0 | 0 | 0 | 0 | 0 | 0 | 0 | 0 | 0 | 0 | 0 | 0 | 0 | 0 | 0 | 0 | 0 | 0 | 0 | 0 | 0 | 0 | 0 | 0
F4_Commercial_Miscellaneous_Existing_Miscellaneous_Natural Gas_Miscellaneous_E9 | F4 | Commercial | Miscellaneous | Existing | Miscellaneous | Natural Gas | Miscellaneous | E9 | Utility - Cost of Equipment | 0 | 0 | 0 | 0 | 0 | 0 | 0 | 0 | 0 | 0 | 0 | 0 | 0 | 0 | 0 | 0 | 0 | 0 | 0 | 0 | 0 | 0 | 0 | 0 | 0 | 0 | 0 | 0 | 0 | 0 | 0
F4_Commercial_Miscellaneous_Existing_Miscellaneous_Natural Gas_Miscellaneous_E10 | F4 | Commercial | Miscellaneous | Existing | Miscellaneous | Natural Gas | Miscellaneous | E10 | Utility - Cost of Equipment | 0 | 0 | 0 | 0 | 0 | 0 | 0 | 0 | 0 | 0 | 0 | 0 | 0 | 0 | 0 | 0 | 0 | 0 | 0 | 0 | 0 | 0 | 0 | 0 | 0 | 0 | 0 | 0 | 0 | 0 | 0
F5_Commercial_Miscellaneous_Existing_Miscellaneous_Natural Gas_Miscellaneous_E1 | F5 | Commercial | Miscellaneous | Existing | Miscellaneous | Natural Gas | Miscellaneous | E1 | Utility - Cost of Operation | 0.00040237 | 0.0004153 | 0.00042509 | 0.0004363 | 0.00045782 | 0.00042518 | 0.00040054 | 0.00039576 | 0.00040526 | 0.00041199 | 0.00042516 | 0.00042032 | 0.0003022 | 0.00029478 | 0.00029298 | 0.00032523 | 0.00036562 | 0.00040861 | 0.00043739 | 0.00049563 | 0.00055523 | 0.00062251 | 0.00063828 | 0.00021713 | 0.00021244 | 0.00020811 | 0.00020408 | 0.00020031 | 0.00019675 | 0.00019335 | 0.0001901
F5_Commercial_Miscellaneous_Existing_Miscellaneous_Natural Gas_Miscellaneous_E2 | F5 | Commercial | Miscellaneous | Existing | Miscellaneous | Natural Gas | Miscellaneous | E2 | Utility - Cost of Operation | 0 | 0 | 0 | 0 | 0 | 0 | 0 | 0 | 0 | 0 | 0 | 0 | 0 | 0 | 0 | 0 | 0 | 0 | 0 | 0 | 0 | 0 | 0 | 0 | 0 | 0 | 0 | 0 | 0 | 0 | 0
F5_Commercial_Miscellaneous_Existing_Miscellaneous_Natural Gas_Miscellaneous_E3 | F5 | Commercial | Miscellaneous | Existing | Miscellaneous | Natural Gas | Miscellaneous | E3 | Utility - Cost of Operation | 0 | 0 | 0 | 0 | 0 | 0 | 0 | 0 | 0 | 0 | 0 | 0 | 0 | 0 | 0 | 0 | 0 | 0 | 0 | 0 | 0 | 0 | 0 | 0 | 0 | 0 | 0 | 0 | 0 | 0 | 0
F5_Commercial_Miscellaneous_Existing_Miscellaneous_Natural Gas_Miscellaneous_E4 | F5 | Commercial | Miscellaneous | Existing | Miscellaneous | Natural Gas | Miscellaneous | E4 | Utility - Cost of Operation | 0 | 0 | 0 | 0 | 0 | 0 | 0 | 0 | 0 | 0 | 0 | 0 | 0 | 0 | 0 | 0 | 0 | 0 | 0 | 0 | 0 | 0 | 0 | 0 | 0 | 0 | 0 | 0 | 0 | 0 | 0
F5_Commercial_Miscellaneous_Existing_Miscellaneous_Natural Gas_Miscellaneous_E5 | F5 | Commercial | Miscellaneous | Existing | Miscellaneous | Natural Gas | Miscellaneous | E5 | Utility - Cost of Operation | 0 | 0 | 0 | 0 | 0 | 0 | 0 | 0 | 0 | 0 | 0 | 0 | 0 | 0 | 0 | 0 | 0 | 0 | 0 | 0 | 0 | 0 | 0 | 0 | 0 | 0 | 0 | 0 | 0 | 0 | 0
F5_Commercial_Miscellaneous_Existing_Miscellaneous_Natural Gas_Miscellaneous_E6 | F5 | Commercial | Miscellaneous | Existing | Miscellaneous | Natural Gas | Miscellaneous | E6 | Utility - Cost of Operation | 0 | 0 | 0 | 0 | 0 | 0 | 0 | 0 | 0 | 0 | 0 | 0 | 0 | 0 | 0 | 0 | 0 | 0 | 0 | 0 | 0 | 0 | 0 | 0 | 0 | 0 | 0 | 0 | 0 | 0 | 0
F5_Commercial_Miscellaneous_Existing_Miscellaneous_Natural Gas_Miscellaneous_E7 | F5 | Commercial | Miscellaneous | Existing | Miscellaneous | Natural Gas | Miscellaneous | E7 | Utility - Cost of Operation | 0 | 0 | 0 | 0 | 0 | 0 | 0 | 0 | 0 | 0 | 0 | 0 | 0 | 0 | 0 | 0 | 0 | 0 | 0 | 0 | 0 | 0 | 0 | 0 | 0 | 0 | 0 | 0 | 0 | 0 | 0
F5_Commercial_Miscellaneous_Existing_Miscellaneous_Natural Gas_Miscellaneous_E8 | F5 | Commercial | Miscellaneous | Existing | Miscellaneous | Natural Gas | Miscellaneous | E8 | Utility - Cost of Operation | 0 | 0 | 0 | 0 | 0 | 0 | 0 | 0 | 0 | 0 | 0 | 0 | 0 | 0 | 0 | 0 | 0 | 0 | 0 | 0 | 0 | 0 | 0 | 0 | 0 | 0 | 0 | 0 | 0 | 0 | 0
F5_Commercial_Miscellaneous_Existing_Miscellaneous_Natural Gas_Miscellaneous_E9 | F5 | Commercial | Miscellaneous | Existing | Miscellaneous | Natural Gas | Miscellaneous | E9 | Utility - Cost of Operation | 0 | 0 | 0 | 0 | 0 | 0 | 0 | 0 | 0 | 0 | 0 | 0 | 0 | 0 | 0 | 0 | 0 | 0 | 0 | 0 | 0 | 0 | 0 | 0 | 0 | 0 | 0 | 0 | 0 | 0 | 0
F5_Commercial_Miscellaneous_Existing_Miscellaneous_Natural Gas_Miscellaneous_E10 | F5 | Commercial | Miscellaneous | Existing | Miscellaneous | Natural Gas | Miscellaneous | E10 | Utility - Cost of Operation | 0 | 0 | 0 | 0 | 0 | 0 | 0 | 0 | 0 | 0 | 0 | 0 | 0 | 0 | 0 | 0 | 0 | 0 | 0 | 0 | 0 | 0 | 0 | 0 | 0 | 0 | 0 | 0 | 0 | 0 | 0
F6_Commercial_Miscellaneous_Existing_Miscellaneous_Natural Gas_Miscellaneous_E1 | F6 | Commercial | Miscellaneous | Existing | Miscellaneous | Natural Gas | Miscellaneous | E1 | Utility - Value of Sales | 0.00048207 | 0.00049756 | 0.00050929 | 0.00052272 | 0.00054849 | 0.0005094 | 0.00047987 | 0.00047414 | 0.00048553 | 0.0004936 | 0.00050937 | 0.00050357 | 0.00036205 | 0.00035316 | 0.00035101 | 0.00038965 | 0.00043804 | 0.00048954 | 0.00052402 | 0.00059379 | 0.00066521 | 0.00074581 | 0.0007647 | 0.00026014 | 0.00025452 | 0.00024933 | 0.0002445 | 0.00023998 | 0.00023572 | 0.00023165 | 0.00022775
F6_Commercial_Miscellaneous_Existing_Miscellaneous_Natural Gas_Miscellaneous_E2 | F6 | Commercial | Miscellaneous | Existing | Miscellaneous | Natural Gas | Miscellaneous | E2 | Utility - Value of Sales | 0 | 0 | 0 | 0 | 0 | 0 | 0 | 0 | 0 | 0 | 0 | 0 | 0 | 0 | 0 | 0 | 0 | 0 | 0 | 0 | 0 | 0 | 0 | 0 | 0 | 0 | 0 | 0 | 0 | 0 | 0
F6_Commercial_Miscellaneous_Existing_Miscellaneous_Natural Gas_Miscellaneous_E3 | F6 | Commercial | Miscellaneous | Existing | Miscellaneous | Natural Gas | Miscellaneous | E3 | Utility - Value of Sales | 0 | 0 | 0 | 0 | 0 | 0 | 0 | 0 | 0 | 0 | 0 | 0 | 0 | 0 | 0 | 0 | 0 | 0 | 0 | 0 | 0 | 0 | 0 | 0 | 0 | 0 | 0 | 0 | 0 | 0 | 0
F6_Commercial_Miscellaneous_Existing_Miscellaneous_Natural Gas_Miscellaneous_E4 | F6 | Commercial | Miscellaneous | Existing | Miscellaneous | Natural Gas | Miscellaneous | E4 | Utility - Value of Sales | 0 | 0 | 0 | 0 | 0 | 0 | 0 | 0 | 0 | 0 | 0 | 0 | 0 | 0 | 0 | 0 | 0 | 0 | 0 | 0 | 0 | 0 | 0 | 0 | 0 | 0 | 0 | 0 | 0 | 0 | 0
F6_Commercial_Miscellaneous_Existing_Miscellaneous_Natural Gas_Miscellaneous_E5 | F6 | Commercial | Miscellaneous | Existing | Miscellaneous | Natural Gas | Miscellaneous | E5 | Utility - Value of Sales | 0 | 0 | 0 | 0 | 0 | 0 | 0 | 0 | 0 | 0 | 0 | 0 | 0 | 0 | 0 | 0 | 0 | 0 | 0 | 0 | 0 | 0 | 0 | 0 | 0 | 0 | 0 | 0 | 0 | 0 | 0
F6_Commercial_Miscellaneous_Existing_Miscellaneous_Natural Gas_Miscellaneous_E6 | F6 | Commercial | Miscellaneous | Existing | Miscellaneous | Natural Gas | Miscellaneous | E6 | Utility - Value of Sales | 0 | 0 | 0 | 0 | 0 | 0 | 0 | 0 | 0 | 0 | 0 | 0 | 0 | 0 | 0 | 0 | 0 | 0 | 0 | 0 | 0 | 0 | 0 | 0 | 0 | 0 | 0 | 0 | 0 | 0 | 0
F6_Commercial_Miscellaneous_Existing_Miscellaneous_Natural Gas_Miscellaneous_E7 | F6 | Commercial | Miscellaneous | Existing | Miscellaneous | Natural Gas | Miscellaneous | E7 | Utility - Value of Sales | 0 | 0 | 0 | 0 | 0 | 0 | 0 | 0 | 0 | 0 | 0 | 0 | 0 | 0 | 0 | 0 | 0 | 0 | 0 | 0 | 0 | 0 | 0 | 0 | 0 | 0 | 0 | 0 | 0 | 0 | 0
F6_Commercial_Miscellaneous_Existing_Miscellaneous_Natural Gas_Miscellaneous_E8 | F6 | Commercial | Miscellaneous | Existing | Miscellaneous | Natural Gas | Miscellaneous | E8 | Utility - Value of Sales | 0 | 0 | 0 | 0 | 0 | 0 | 0 | 0 | 0 | 0 | 0 | 0 | 0 | 0 | 0 | 0 | 0 | 0 | 0 | 0 | 0 | 0 | 0 | 0 | 0 | 0 | 0 | 0 | 0 | 0 | 0
F6_Commercial_Miscellaneous_Existing_Miscellaneous_Natural Gas_Miscellaneous_E9 | F6 | Commercial | Miscellaneous | Existing | Miscellaneous | Natural Gas | Miscellaneous | E9 | Utility - Value of Sales | 0 | 0 | 0 | 0 | 0 | 0 | 0 | 0 | 0 | 0 | 0 | 0 | 0 | 0 | 0 | 0 | 0 | 0 | 0 | 0 | 0 | 0 | 0 | 0 | 0 | 0 | 0 | 0 | 0 | 0 | 0
F6_Commercial_Miscellaneous_Existing_Miscellaneous_Natural Gas_Miscellaneous_E10 | F6 | Commercial | Miscellaneous | Existing | Miscellaneous | Natural Gas | Miscellaneous | E10 | Utility - Value of Sales | 0 | 0 | 0 | 0 | 0 | 0 | 0 | 0 | 0 | 0 | 0 | 0 | 0 | 0 | 0 | 0 | 0 | 0 | 0 | 0 | 0 | 0 | 0 | 0 | 0 | 0 | 0 | 0 | 0 | 0 | 0
F1_Commercial_Miscellaneous_New_Space Heating_Natural Gas_Furnace_E1 | F1 | Commercial | Miscellaneous | New | Space Heating | Natural Gas | Furnace | E1 | Participant - Cost of Equipment | 0.12145 | 0.12145 | 0.12145 | 0.12145 | 0.12145 | 0 | 0 | 0 | 0 | 0 | 0 | 0 | 0 | 0 | 0 | 0 | 0 | 0 | 0 | 0 | 0 | 0 | 0 | 0 | 0 | 0 | 0 | 0 | 0 | 0 | 0
F1_Commercial_Miscellaneous_New_Space Heating_Natural Gas_Furnace_E2 | F1 | Commercial | Miscellaneous | New | Space Heating | Natural Gas | Furnace | E2 | Participant - Cost of Equipment | 0.15 | 0.15 | 0.15 | 0.15 | 0.15 | 0 | 0 | 0 | 0 | 0 | 0 | 0 | 0 | 0 | 0 | 0 | 0 | 0 | 0 | 0 | 0 | 0 | 0 | 0 | 0 | 0 | 0 | 0 | 0 | 0 | 0
F1_Commercial_Miscellaneous_New_Space Heating_Natural Gas_Furnace_E3 | F1 | Commercial | Miscellaneous | New | Space Heating | Natural Gas | Furnace | E3 | Participant - Cost of Equipment | 0.181 | 0.181 | 0.181 | 0.181 | 0.181 | 0.181 | 0.181 | 0.181 | 0.181 | 0.181 | 0.181 | 0.181 | 0.181 | 0.181 | 0.181 | 0.181 | 0.181 | 0.181 | 0.181 | 0.181 | 0.181 | 0.181 | 0.181 | 0.181 | 0.181 | 0.181 | 0.181 | 0.181 | 0.181 | 0.181 | 0.181
F1_Commercial_Miscellaneous_New_Space Heating_Natural Gas_Furnace_E4 | F1 | Commercial | Miscellaneous | New | Space Heating | Natural Gas | Furnace | E4 | Participant - Cost of Equipment | 0.14971 | 0.14971 | 0.14971 | 0.14971 | 0.14971 | 0.14971 | 0.14971 | 0.14971 | 0.14971 | 0.14971 | 0.14971 | 0.14971 | 0.14971 | 0.14971 | 0.14971 | 0.14971 | 0.14971 | 0.14971 | 0.14971 | 0.14971 | 0.14971 | 0.14971 | 0.14971 | 0.14971 | 0.14971 | 0.14971 | 0.14971 | 0.14971 | 0.14971 | 0.14971 | 0.14971
F1_Commercial_Miscellaneous_New_Space Heating_Natural Gas_Furnace_E5 | F1 | Commercial | Miscellaneous | New | Space Heating | Natural Gas | Furnace | E5 | Participant - Cost of Equipment | 0 | 0 | 0 | 0 | 0 | 0 | 0 | 1.2465 | 1.2465 | 1.2465 | 1.2465 | 1.2465 | 1.2465 | 1.2465 | 1.2465 | 1.2465 | 1.2465 | 1.2465 | 1.2465 | 1.2465 | 1.2465 | 1.2465 | 1.2465 | 1.2465 | 1.2465 | 1.2465 | 1.2465 | 1.2465 | 1.2465 | 1.2465 | 1.2465
F1_Commercial_Miscellaneous_New_Space Heating_Natural Gas_Furnace_E6 | F1 | Commercial | Miscellaneous | New | Space Heating | Natural Gas | Furnace | E6 | Participant - Cost of Equipment | 0 | 0 | 0 | 0 | 0 | 0 | 0 | 0 | 0 | 0 | 0 | 0 | 0 | 0 | 0 | 0 | 0 | 0 | 0 | 0 | 0 | 0 | 0 | 0 | 0 | 0 | 0 | 0 | 0 | 0 | 0
F1_Commercial_Miscellaneous_New_Space Heating_Natural Gas_Furnace_E7 | F1 | Commercial | Miscellaneous | New | Space Heating | Natural Gas | Furnace | E7 | Participant - Cost of Equipment | 0 | 0 | 0 | 0 | 0 | 0 | 0 | 0 | 0 | 0 | 0 | 0 | 0 | 0 | 0 | 0 | 0 | 0 | 0 | 0 | 0 | 0 | 0 | 0 | 0 | 0 | 0 | 0 | 0 | 0 | 0
F1_Commercial_Miscellaneous_New_Space Heating_Natural Gas_Furnace_E8 | F1 | Commercial | Miscellaneous | New | Space Heating | Natural Gas | Furnace | E8 | Participant - Cost of Equipment | 0 | 0 | 0 | 0 | 0 | 0 | 0 | 0 | 0 | 0 | 0 | 0 | 0 | 0 | 0 | 0 | 0 | 0 | 0 | 0 | 0 | 0 | 0 | 0 | 0 | 0 | 0 | 0 | 0 | 0 | 0
F1_Commercial_Miscellaneous_New_Space Heating_Natural Gas_Furnace_E9 | F1 | Commercial | Miscellaneous | New | Space Heating | Natural Gas | Furnace | E9 | Participant - Cost of Equipment | 0 | 0 | 0 | 0 | 0 | 0 | 0 | 0 | 0 | 0 | 0 | 0 | 0 | 0 | 0 | 0 | 0 | 0 | 0 | 0 | 0 | 0 | 0 | 0 | 0 | 0 | 0 | 0 | 0 | 0 | 0
F1_Commercial_Miscellaneous_New_Space Heating_Natural Gas_Furnace_E10 | F1 | Commercial | Miscellaneous | New | Space Heating | Natural Gas | Furnace | E10 | Participant - Cost of Equipment | 0 | 0 | 0 | 0 | 0 | 0 | 0 | 0 | 0 | 0 | 0 | 0 | 0 | 0 | 0 | 0 | 0 | 0 | 0 | 0 | 0 | 0 | 0 | 0 | 0 | 0 | 0 | 0 | 0 | 0 | 0
F2_Commercial_Miscellaneous_New_Space Heating_Natural Gas_Furnace_E1 | F2 | Commercial | Miscellaneous | New | Space Heating | Natural Gas | Furnace | E1 | Participant - Cost of Operation | 0.25667 | 0.25832 | 0.25924 | 0.26035 | 0.26265 | 0 | 0 | 0 | 0 | 0 | 0 | 0 | 0 | 0 | 0 | 0 | 0 | 0 | 0 | 0 | 0 | 0 | 0 | 0 | 0 | 0 | 0 | 0 | 0 | 0 | 0
F2_Commercial_Miscellaneous_New_Space Heating_Natural Gas_Furnace_E2 | F2 | Commercial | Miscellaneous | New | Space Heating | Natural Gas | Furnace | E2 | Participant - Cost of Operation | 0.2535 | 0.25513 | 0.25604 | 0.25714 | 0.25941 | 0 | 0 | 0 | 0 | 0 | 0 | 0 | 0 | 0 | 0 | 0 | 0 | 0 | 0 | 0 | 0 | 0 | 0 | 0 | 0 | 0 | 0 | 0 | 0 | 0 | 0
F2_Commercial_Miscellaneous_New_Space Heating_Natural Gas_Furnace_E3 | F2 | Commercial | Miscellaneous | New | Space Heating | Natural Gas | Furnace | E3 | Participant - Cost of Operation | 0.22564 | 0.2271 | 0.2279 | 0.22888 | 0.2309 | 0.22406 | 0.21922 | 0.21533 | 0.21404 | 0.21219 | 0.21119 | 0.20981 | 0.18832 | 0.18681 | 0.18662 | 0.18521 | 0.18471 | 0.18457 | 0.18113 | 0.18228 | 0.18278 | 0.18363 | 0.18483 | 0.10753 | 0.10484 | 0.10209 | 0.099233 | 0.096252 | 0.093116 | 0.089799 | 0.086275
F2_Commercial_Miscellaneous_New_Space Heating_Natural Gas_Furnace_E4 | F2 | Commercial | Miscellaneous | New | Space Heating | Natural Gas | Furnace | E4 | Participant - Cost of Operation | 0.21389 | 0.21527 | 0.21603 | 0.21696 | 0.21888 | 0.21239 | 0.2078 | 0.20412 | 0.20289 | 0.20114 | 0.20019 | 0.19888 | 0.17852 | 0.17708 | 0.1769 | 0.17556 | 0.17509 | 0.17495 | 0.1717 | 0.17279 | 0.17326 | 0.17407 | 0.1752 | 0.10193 | 0.099382 | 0.096771 | 0.094065 | 0.091239 | 0.088266 | 0.085122 | 0.081782
F2_Commercial_Miscellaneous_New_Space Heating_Natural Gas_Furnace_E5 | F2 | Commercial | Miscellaneous | New | Space Heating | Natural Gas | Furnace | E5 | Participant - Cost of Operation | 0 | 0 | 0 | 0 | 0 | 0 | 0 | 0.15073 | 0.14982 | 0.14854 | 0.14784 | 0.14687 | 0.13183 | 0.13076 | 0.13063 | 0.12965 | 0.1293 | 0.1292 | 0.12679 | 0.1276 | 0.12794 | 0.12854 | 0.12938 | 0.075269 | 0.07339 | 0.071461 | 0.069463 | 0.067376 | 0.065181 | 0.062859 | 0.060393
F2_Commercial_Miscellaneous_New_Space Heating_Natural Gas_Furnace_E6 | F2 | Commercial | Miscellaneous | New | Space Heating | Natural Gas | Furnace | E6 | Participant - Cost of Operation | 0 | 0 | 0 | 0 | 0 | 0 | 0 | 0 | 0 | 0 | 0 | 0 | 0 | 0 | 0 | 0 | 0 | 0 | 0 | 0 | 0 | 0 | 0 | 0 | 0 | 0 | 0 | 0 | 0 | 0 | 0
F2_Commercial_Miscellaneous_New_Space Heating_Natural Gas_Furnace_E7 | F2 | Commercial | Miscellaneous | New | Space Heating | Natural Gas | Furnace | E7 | Participant - Cost of Operation | 0 | 0 | 0 | 0 | 0 | 0 | 0 | 0 | 0 | 0 | 0 | 0 | 0 | 0 | 0 | 0 | 0 | 0 | 0 | 0 | 0 | 0 | 0 | 0 | 0 | 0 | 0 | 0 | 0 | 0 | 0
F2_Commercial_Miscellaneous_New_Space Heating_Natural Gas_Furnace_E8 | F2 | Commercial | Miscellaneous | New | Space Heating | Natural Gas | Furnace | E8 | Participant - Cost of Operation | 0 | 0 | 0 | 0 | 0 | 0 | 0 | 0 | 0 | 0 | 0 | 0 | 0 | 0 | 0 | 0 | 0 | 0 | 0 | 0 | 0 | 0 | 0 | 0 | 0 | 0 | 0 | 0 | 0 | 0 | 0
F2_Commercial_Miscellaneous_New_Space Heating_Natural Gas_Furnace_E9 | F2 | Commercial | Miscellaneous | New | Space Heating | Natural Gas | Furnace | E9 | Participant - Cost of Operation | 0 | 0 | 0 | 0 | 0 | 0 | 0 | 0 | 0 | 0 | 0 | 0 | 0 | 0 | 0 | 0 | 0 | 0 | 0 | 0 | 0 | 0 | 0 | 0 | 0 | 0 | 0 | 0 | 0 | 0 | 0
F2_Commercial_Miscellaneous_New_Space Heating_Natural Gas_Furnace_E10 | F2 | Commercial | Miscellaneous | New | Space Heating | Natural Gas | Furnace | E10 | Participant - Cost of Operation | 0 | 0 | 0 | 0 | 0 | 0 | 0 | 0 | 0 | 0 | 0 | 0 | 0 | 0 | 0 | 0 | 0 | 0 | 0 | 0 | 0 | 0 | 0 | 0 | 0 | 0 | 0 | 0 | 0 | 0 | 0
F3_Commercial_Miscellaneous_New_Space Heating_Natural Gas_Furnace_E1 | F3 | Commercial | Miscellaneous | New | Space Heating | Natural Gas | Furnace | E1 | System - kBTUs of Conusmption | 22.0469 | 22.0698 | 22.0552 | 22.0452 | 22.0452 | 0 | 0 | 0 | 0 | 0 | 0 | 0 | 0 | 0 | 0 | 0 | 0 | 0 | 0 | 0 | 0 | 0 | 0 | 0 | 0 | 0 | 0 | 0 | 0 | 0 | 0
F3_Commercial_Miscellaneous_New_Space Heating_Natural Gas_Furnace_E2 | F3 | Commercial | Miscellaneous | New | Space Heating | Natural Gas | Furnace | E2 | System - kBTUs of Conusmption | 21.7747 | 21.7974 | 21.7829 | 21.773 | 21.773 | 0 | 0 | 0 | 0 | 0 | 0 | 0 | 0 | 0 | 0 | 0 | 0 | 0 | 0 | 0 | 0 | 0 | 0 | 0 | 0 | 0 | 0 | 0 | 0 | 0 | 0
F3_Commercial_Miscellaneous_New_Space Heating_Natural Gas_Furnace_E3 | F3 | Commercial | Miscellaneous | New | Space Heating | Natural Gas | Furnace | E3 | System - kBTUs of Conusmption | 19.3819 | 19.4021 | 19.3892 | 19.3804 | 19.3804 | 19.3804 | 19.3804 | 19.3804 | 19.3804 | 19.3804 | 19.3804 | 19.3804 | 19.3804 | 19.3804 | 19.3804 | 19.3804 | 19.3804 | 19.3804 | 19.3804 | 19.3804 | 19.3804 | 19.3804 | 19.3804 | 19.3804 | 19.3804 | 19.3804 | 19.3804 | 19.3804 | 19.3804 | 19.3804 | 19.3804
F3_Commercial_Miscellaneous_New_Space Heating_Natural Gas_Furnace_E4 | F3 | Commercial | Miscellaneous | New | Space Heating | Natural Gas | Furnace | E4 | System - kBTUs of Conusmption | 18.3724 | 18.3915 | 18.3793 | 18.371 | 18.371 | 18.371 | 18.371 | 18.371 | 18.371 | 18.371 | 18.371 | 18.371 | 18.371 | 18.371 | 18.371 | 18.371 | 18.371 | 18.371 | 18.371 | 18.371 | 18.371 | 18.371 | 18.371 | 18.371 | 18.371 | 18.371 | 18.371 | 18.371 | 18.371 | 18.371 | 18.371
F3_Commercial_Miscellaneous_New_Space Heating_Natural Gas_Furnace_E5 | F3 | Commercial | Miscellaneous | New | Space Heating | Natural Gas | Furnace | E5 | System - kBTUs of Conusmption | 0 | 0 | 0 | 0 | 0 | 0 | 0 | 13.5663 | 13.5663 | 13.5663 | 13.5663 | 13.5663 | 13.5663 | 13.5663 | 13.5663 | 13.5663 | 13.5663 | 13.5663 | 13.5663 | 13.5663 | 13.5663 | 13.5663 | 13.5663 | 13.5663 | 13.5663 | 13.5663 | 13.5663 | 13.5663 | 13.5663 | 13.5663 | 13.5663
F3_Commercial_Miscellaneous_New_Space Heating_Natural Gas_Furnace_E6 | F3 | Commercial | Miscellaneous | New | Space Heating | Natural Gas | Furnace | E6 | System - kBTUs of Conusmption | 0 | 0 | 0 | 0 | 0 | 0 | 0 | 0 | 0 | 0 | 0 | 0 | 0 | 0 | 0 | 0 | 0 | 0 | 0 | 0 | 0 | 0 | 0 | 0 | 0 | 0 | 0 | 0 | 0 | 0 | 0
F3_Commercial_Miscellaneous_New_Space Heating_Natural Gas_Furnace_E7 | F3 | Commercial | Miscellaneous | New | Space Heating | Natural Gas | Furnace | E7 | System - kBTUs of Conusmption | 0 | 0 | 0 | 0 | 0 | 0 | 0 | 0 | 0 | 0 | 0 | 0 | 0 | 0 | 0 | 0 | 0 | 0 | 0 | 0 | 0 | 0 | 0 | 0 | 0 | 0 | 0 | 0 | 0 | 0 | 0
F3_Commercial_Miscellaneous_New_Space Heating_Natural Gas_Furnace_E8 | F3 | Commercial | Miscellaneous | New | Space Heating | Natural Gas | Furnace | E8 | System - kBTUs of Conusmption | 0 | 0 | 0 | 0 | 0 | 0 | 0 | 0 | 0 | 0 | 0 | 0 | 0 | 0 | 0 | 0 | 0 | 0 | 0 | 0 | 0 | 0 | 0 | 0 | 0 | 0 | 0 | 0 | 0 | 0 | 0
F3_Commercial_Miscellaneous_New_Space Heating_Natural Gas_Furnace_E9 | F3 | Commercial | Miscellaneous | New | Space Heating | Natural Gas | Furnace | E9 | System - kBTUs of Conusmption | 0 | 0 | 0 | 0 | 0 | 0 | 0 | 0 | 0 | 0 | 0 | 0 | 0 | 0 | 0 | 0 | 0 | 0 | 0 | 0 | 0 | 0 | 0 | 0 | 0 | 0 | 0 | 0 | 0 | 0 | 0
F3_Commercial_Miscellaneous_New_Space Heating_Natural Gas_Furnace_E10 | F3 | Commercial | Miscellaneous | New | Space Heating | Natural Gas | Furnace | E10 | System - kBTUs of Conusmption | 0 | 0 | 0 | 0 | 0 | 0 | 0 | 0 | 0 | 0 | 0 | 0 | 0 | 0 | 0 | 0 | 0 | 0 | 0 | 0 | 0 | 0 | 0 | 0 | 0 | 0 | 0 | 0 | 0 | 0 | 0
F4_Commercial_Miscellaneous_New_Space Heating_Natural Gas_Furnace_E1 | F4 | Commercial | Miscellaneous | New | Space Heating | Natural Gas | Furnace | E1 | Utility - Cost of Equipment | 0.12145 | 0.12145 | 0.12145 | 0.12145 | 0.12145 | 0 | 0 | 0 | 0 | 0 | 0 | 0 | 0 | 0 | 0 | 0 | 0 | 0 | 0 | 0 | 0 | 0 | 0 | 0 | 0 | 0 | 0 | 0 | 0 | 0 | 0
F4_Commercial_Miscellaneous_New_Space Heating_Natural Gas_Furnace_E2 | F4 | Commercial | Miscellaneous | New | Space Heating | Natural Gas | Furnace | E2 | Utility - Cost of Equipment | 0.15 | 0.15 | 0.15 | 0.15 | 0.15 | 0 | 0 | 0 | 0 | 0 | 0 | 0 | 0 | 0 | 0 | 0 | 0 | 0 | 0 | 0 | 0 | 0 | 0 | 0 | 0 | 0 | 0 | 0 | 0 | 0 | 0
F4_Commercial_Miscellaneous_New_Space Heating_Natural Gas_Furnace_E3 | F4 | Commercial | Miscellaneous | New | Space Heating | Natural Gas | Furnace | E3 | Utility - Cost of Equipment | 0.181 | 0.181 | 0.181 | 0.181 | 0.181 | 0.181 | 0.181 | 0.181 | 0.181 | 0.181 | 0.181 | 0.181 | 0.181 | 0.181 | 0.181 | 0.181 | 0.181 | 0.181 | 0.181 | 0.181 | 0.181 | 0.181 | 0.181 | 0.181 | 0.181 | 0.181 | 0.181 | 0.181 | 0.181 | 0.181 | 0.181
F4_Commercial_Miscellaneous_New_Space Heating_Natural Gas_Furnace_E4 | F4 | Commercial | Miscellaneous | New | Space Heating | Natural Gas | Furnace | E4 | Utility - Cost of Equipment | 0.14971 | 0.14971 | 0.14971 | 0.14971 | 0.14971 | 0.14971 | 0.14971 | 0.14971 | 0.14971 | 0.14971 | 0.14971 | 0.14971 | 0.14971 | 0.14971 | 0.14971 | 0.14971 | 0.14971 | 0.14971 | 0.14971 | 0.14971 | 0.14971 | 0.14971 | 0.14971 | 0.14971 | 0.14971 | 0.14971 | 0.14971 | 0.14971 | 0.14971 | 0.14971 | 0.14971
F4_Commercial_Miscellaneous_New_Space Heating_Natural Gas_Furnace_E5 | F4 | Commercial | Miscellaneous | New | Space Heating | Natural Gas | Furnace | E5 | Utility - Cost of Equipment | 0 | 0 | 0 | 0 | 0 | 0 | 0 | 1.2465 | 1.2465 | 1.2465 | 1.2465 | 1.2465 | 1.2465 | 1.2465 | 1.2465 | 1.2465 | 1.2465 | 1.2465 | 1.2465 | 1.2465 | 1.2465 | 1.2465 | 1.2465 | 1.2465 | 1.2465 | 1.2465 | 1.2465 | 1.2465 | 1.2465 | 1.2465 | 1.2465
F4_Commercial_Miscellaneous_New_Space Heating_Natural Gas_Furnace_E6 | F4 | Commercial | Miscellaneous | New | Space Heating | Natural Gas | Furnace | E6 | Utility - Cost of Equipment | 0 | 0 | 0 | 0 | 0 | 0 | 0 | 0 | 0 | 0 | 0 | 0 | 0 | 0 | 0 | 0 | 0 | 0 | 0 | 0 | 0 | 0 | 0 | 0 | 0 | 0 | 0 | 0 | 0 | 0 | 0
F4_Commercial_Miscellaneous_New_Space Heating_Natural Gas_Furnace_E7 | F4 | Commercial | Miscellaneous | New | Space Heating | Natural Gas | Furnace | E7 | Utility - Cost of Equipment | 0 | 0 | 0 | 0 | 0 | 0 | 0 | 0 | 0 | 0 | 0 | 0 | 0 | 0 | 0 | 0 | 0 | 0 | 0 | 0 | 0 | 0 | 0 | 0 | 0 | 0 | 0 | 0 | 0 | 0 | 0
F4_Commercial_Miscellaneous_New_Space Heating_Natural Gas_Furnace_E8 | F4 | Commercial | Miscellaneous | New | Space Heating | Natural Gas | Furnace | E8 | Utility - Cost of Equipment | 0 | 0 | 0 | 0 | 0 | 0 | 0 | 0 | 0 | 0 | 0 | 0 | 0 | 0 | 0 | 0 | 0 | 0 | 0 | 0 | 0 | 0 | 0 | 0 | 0 | 0 | 0 | 0 | 0 | 0 | 0
F4_Commercial_Miscellaneous_New_Space Heating_Natural Gas_Furnace_E9 | F4 | Commercial | Miscellaneous | New | Space Heating | Natural Gas | Furnace | E9 | Utility - Cost of Equipment | 0 | 0 | 0 | 0 | 0 | 0 | 0 | 0 | 0 | 0 | 0 | 0 | 0 | 0 | 0 | 0 | 0 | 0 | 0 | 0 | 0 | 0 | 0 | 0 | 0 | 0 | 0 | 0 | 0 | 0 | 0
F4_Commercial_Miscellaneous_New_Space Heating_Natural Gas_Furnace_E10 | F4 | Commercial | Miscellaneous | New | Space Heating | Natural Gas | Furnace | E10 | Utility - Cost of Equipment | 0 | 0 | 0 | 0 | 0 | 0 | 0 | 0 | 0 | 0 | 0 | 0 | 0 | 0 | 0 | 0 | 0 | 0 | 0 | 0 | 0 | 0 | 0 | 0 | 0 | 0 | 0 | 0 | 0 | 0 | 0
F5_Commercial_Miscellaneous_New_Space Heating_Natural Gas_Furnace_E1 | F5 | Commercial | Miscellaneous | New | Space Heating | Natural Gas | Furnace | E1 | Utility - Cost of Operation | 0.21424 | 0.21562 | 0.21638 | 0.21731 | 0.21923 | 0 | 0 | 0 | 0 | 0 | 0 | 0 | 0 | 0 | 0 | 0 | 0 | 0 | 0 | 0 | 0 | 0 | 0 | 0 | 0 | 0 | 0 | 0 | 0 | 0 | 0
F5_Commercial_Miscellaneous_New_Space Heating_Natural Gas_Furnace_E2 | F5 | Commercial | Miscellaneous | New | Space Heating | Natural Gas | Furnace | E2 | Utility - Cost of Operation | 0.21159 | 0.21295 | 0.21371 | 0.21463 | 0.21653 | 0 | 0 | 0 | 0 | 0 | 0 | 0 | 0 | 0 | 0 | 0 | 0 | 0 | 0 | 0 | 0 | 0 | 0 | 0 | 0 | 0 | 0 | 0 | 0 | 0 | 0
F5_Commercial_Miscellaneous_New_Space Heating_Natural Gas_Furnace_E3 | F5 | Commercial | Miscellaneous | New | Space Heating | Natural Gas | Furnace | E3 | Utility - Cost of Operation | 0.18834 | 0.18955 | 0.19023 | 0.19104 | 0.19273 | 0.18702 | 0.18298 | 0.17973 | 0.17865 | 0.17711 | 0.17628 | 0.17512 | 0.15719 | 0.15592 | 0.15576 | 0.15459 | 0.15418 | 0.15405 | 0.15119 | 0.15215 | 0.15256 | 0.15327 | 0.15427 | 0.08975 | 0.08751 | 0.08521 | 0.082828 | 0.08034 | 0.077722 | 0.074953 | 0.072012
F5_Commercial_Miscellaneous_New_Space Heating_Natural Gas_Furnace_E4 | F5 | Commercial | Miscellaneous | New | Space Heating | Natural Gas | Furnace | E4 | Utility - Cost of Operation | 0.17853 | 0.17968 | 0.18032 | 0.18109 | 0.18269 | 0.17728 | 0.17345 | 0.17037 | 0.16935 | 0.16789 | 0.1671 | 0.166 | 0.149 | 0.1478 | 0.14765 | 0.14654 | 0.14615 | 0.14603 | 0.14331 | 0.14422 | 0.14461 | 0.14529 | 0.14624 | 0.085076 | 0.082952 | 0.080772 | 0.078514 | 0.076155 | 0.073674 | 0.07105 | 0.068261
F5_Commercial_Miscellaneous_New_Space Heating_Natural Gas_Furnace_E5 | F5 | Commercial | Miscellaneous | New | Space Heating | Natural Gas | Furnace | E5 | Utility - Cost of Operation | 0 | 0 | 0 | 0 | 0 | 0 | 0 | 0.12581 | 0.12506 | 0.12398 | 0.1234 | 0.12259 | 0.11003 | 0.10915 | 0.10904 | 0.10821 | 0.10792 | 0.10784 | 0.10583 | 0.1065 | 0.10679 | 0.10729 | 0.10799 | 0.062825 | 0.061257 | 0.059647 | 0.05798 | 0.056238 | 0.054406 | 0.052467 | 0.050408
F5_Commercial_Miscellaneous_New_Space Heating_Natural Gas_Furnace_E6 | F5 | Commercial | Miscellaneous | New | Space Heating | Natural Gas | Furnace | E6 | Utility - Cost of Operation | 0 | 0 | 0 | 0 | 0 | 0 | 0 | 0 | 0 | 0 | 0 | 0 | 0 | 0 | 0 | 0 | 0 | 0 | 0 | 0 | 0 | 0 | 0 | 0 | 0 | 0 | 0 | 0 | 0 | 0 | 0
F5_Commercial_Miscellaneous_New_Space Heating_Natural Gas_Furnace_E7 | F5 | Commercial | Miscellaneous | New | Space Heating | Natural Gas | Furnace | E7 | Utility - Cost of Operation | 0 | 0 | 0 | 0 | 0 | 0 | 0 | 0 | 0 | 0 | 0 | 0 | 0 | 0 | 0 | 0 | 0 | 0 | 0 | 0 | 0 | 0 | 0 | 0 | 0 | 0 | 0 | 0 | 0 | 0 | 0
F5_Commercial_Miscellaneous_New_Space Heating_Natural Gas_Furnace_E8 | F5 | Commercial | Miscellaneous | New | Space Heating | Natural Gas | Furnace | E8 | Utility - Cost of Operation | 0 | 0 | 0 | 0 | 0 | 0 | 0 | 0 | 0 | 0 | 0 | 0 | 0 | 0 | 0 | 0 | 0 | 0 | 0 | 0 | 0 | 0 | 0 | 0 | 0 | 0 | 0 | 0 | 0 | 0 | 0
F5_Commercial_Miscellaneous_New_Space Heating_Natural Gas_Furnace_E9 | F5 | Commercial | Miscellaneous | New | Space Heating | Natural Gas | Furnace | E9 | Utility - Cost of Operation | 0 | 0 | 0 | 0 | 0 | 0 | 0 | 0 | 0 | 0 | 0 | 0 | 0 | 0 | 0 | 0 | 0 | 0 | 0 | 0 | 0 | 0 | 0 | 0 | 0 | 0 | 0 | 0 | 0 | 0 | 0
F5_Commercial_Miscellaneous_New_Space Heating_Natural Gas_Furnace_E10 | F5 | Commercial | Miscellaneous | New | Space Heating | Natural Gas | Furnace | E10 | Utility - Cost of Operation | 0 | 0 | 0 | 0 | 0 | 0 | 0 | 0 | 0 | 0 | 0 | 0 | 0 | 0 | 0 | 0 | 0 | 0 | 0 | 0 | 0 | 0 | 0 | 0 | 0 | 0 | 0 | 0 | 0 | 0 | 0
F6_Commercial_Miscellaneous_New_Space Heating_Natural Gas_Furnace_E1 | F6 | Commercial | Miscellaneous | New | Space Heating | Natural Gas | Furnace | E1 | Utility - Value of Sales | 0.25667 | 0.25832 | 0.25924 | 0.26035 | 0.26265 | 0 | 0 | 0 | 0 | 0 | 0 | 0 | 0 | 0 | 0 | 0 | 0 | 0 | 0 | 0 | 0 | 0 | 0 | 0 | 0 | 0 | 0 | 0 | 0 | 0 | 0
F6_Commercial_Miscellaneous_New_Space Heating_Natural Gas_Furnace_E2 | F6 | Commercial | Miscellaneous | New | Space Heating | Natural Gas | Furnace | E2 | Utility - Value of Sales | 0.2535 | 0.25513 | 0.25604 | 0.25714 | 0.25941 | 0 | 0 | 0 | 0 | 0 | 0 | 0 | 0 | 0 | 0 | 0 | 0 | 0 | 0 | 0 | 0 | 0 | 0 | 0 | 0 | 0 | 0 | 0 | 0 | 0 | 0
F6_Commercial_Miscellaneous_New_Space Heating_Natural Gas_Furnace_E3 | F6 | Commercial | Miscellaneous | New | Space Heating | Natural Gas | Furnace | E3 | Utility - Value of Sales | 0.22564 | 0.2271 | 0.2279 | 0.22888 | 0.2309 | 0.22406 | 0.21922 | 0.21533 | 0.21404 | 0.21219 | 0.21119 | 0.20981 | 0.18832 | 0.18681 | 0.18662 | 0.18521 | 0.18471 | 0.18457 | 0.18113 | 0.18228 | 0.18278 | 0.18363 | 0.18483 | 0.10753 | 0.10484 | 0.10209 | 0.099233 | 0.096252 | 0.093116 | 0.089799 | 0.086275
F6_Commercial_Miscellaneous_New_Space Heating_Natural Gas_Furnace_E4 | F6 | Commercial | Miscellaneous | New | Space Heating | Natural Gas | Furnace | E4 | Utility - Value of Sales | 0.21389 | 0.21527 | 0.21603 | 0.21696 | 0.21888 | 0.21239 | 0.2078 | 0.20412 | 0.20289 | 0.20114 | 0.20019 | 0.19888 | 0.17852 | 0.17708 | 0.1769 | 0.17556 | 0.17509 | 0.17495 | 0.1717 | 0.17279 | 0.17326 | 0.17407 | 0.1752 | 0.10193 | 0.099382 | 0.096771 | 0.094065 | 0.091239 | 0.088266 | 0.085122 | 0.081782
F6_Commercial_Miscellaneous_New_Space Heating_Natural Gas_Furnace_E5 | F6 | Commercial | Miscellaneous | New | Space Heating | Natural Gas | Furnace | E5 | Utility - Value of Sales | 0 | 0 | 0 | 0 | 0 | 0 | 0 | 0.15073 | 0.14982 | 0.14854 | 0.14784 | 0.14687 | 0.13183 | 0.13076 | 0.13063 | 0.12965 | 0.1293 | 0.1292 | 0.12679 | 0.1276 | 0.12794 | 0.12854 | 0.12938 | 0.075269 | 0.07339 | 0.071461 | 0.069463 | 0.067376 | 0.065181 | 0.062859 | 0.060393
F6_Commercial_Miscellaneous_New_Space Heating_Natural Gas_Furnace_E6 | F6 | Commercial | Miscellaneous | New | Space Heating | Natural Gas | Furnace | E6 | Utility - Value of Sales | 0 | 0 | 0 | 0 | 0 | 0 | 0 | 0 | 0 | 0 | 0 | 0 | 0 | 0 | 0 | 0 | 0 | 0 | 0 | 0 | 0 | 0 | 0 | 0 | 0 | 0 | 0 | 0 | 0 | 0 | 0
F6_Commercial_Miscellaneous_New_Space Heating_Natural Gas_Furnace_E7 | F6 | Commercial | Miscellaneous | New | Space Heating | Natural Gas | Furnace | E7 | Utility - Value of Sales | 0 | 0 | 0 | 0 | 0 | 0 | 0 | 0 | 0 | 0 | 0 | 0 | 0 | 0 | 0 | 0 | 0 | 0 | 0 | 0 | 0 | 0 | 0 | 0 | 0 | 0 | 0 | 0 | 0 | 0 | 0
F6_Commercial_Miscellaneous_New_Space Heating_Natural Gas_Furnace_E8 | F6 | Commercial | Miscellaneous | New | Space Heating | Natural Gas | Furnace | E8 | Utility - Value of Sales | 0 | 0 | 0 | 0 | 0 | 0 | 0 | 0 | 0 | 0 | 0 | 0 | 0 | 0 | 0 | 0 | 0 | 0 | 0 | 0 | 0 | 0 | 0 | 0 | 0 | 0 | 0 | 0 | 0 | 0 | 0
F6_Commercial_Miscellaneous_New_Space Heating_Natural Gas_Furnace_E9 | F6 | Commercial | Miscellaneous | New | Space Heating | Natural Gas | Furnace | E9 | Utility - Value of Sales | 0 | 0 | 0 | 0 | 0 | 0 | 0 | 0 | 0 | 0 | 0 | 0 | 0 | 0 | 0 | 0 | 0 | 0 | 0 | 0 | 0 | 0 | 0 | 0 | 0 | 0 | 0 | 0 | 0 | 0 | 0
F6_Commercial_Miscellaneous_New_Space Heating_Natural Gas_Furnace_E10 | F6 | Commercial | Miscellaneous | New | Space Heating | Natural Gas | Furnace | E10 | Utility - Value of Sales | 0 | 0 | 0 | 0 | 0 | 0 | 0 | 0 | 0 | 0 | 0 | 0 | 0 | 0 | 0 | 0 | 0 | 0 | 0 | 0 | 0 | 0 | 0 | 0 | 0 | 0 | 0 | 0 | 0 | 0 | 0
F1_Commercial_Miscellaneous_New_Space Heating_Natural Gas_Boiler_E1 | F1 | Commercial | Miscellaneous | New | Space Heating | Natural Gas | Boiler | E1 | Participant - Cost of Equipment | 0.23448 | 0.23448 | 0.23448 | 0.23448 | 0.23448 | 0 | 0 | 0 | 0 | 0 | 0 | 0 | 0 | 0 | 0 | 0 | 0 | 0 | 0 | 0 | 0 | 0 | 0 | 0 | 0 | 0 | 0 | 0 | 0 | 0 | 0
F1_Commercial_Miscellaneous_New_Space Heating_Natural Gas_Boiler_E2 | F1 | Commercial | Miscellaneous | New | Space Heating | Natural Gas | Boiler | E2 | Participant - Cost of Equipment | 0.24239 | 0.24239 | 0.24239 | 0.24239 | 0.24239 | 0 | 0 | 0 | 0 | 0 | 0 | 0 | 0 | 0 | 0 | 0 | 0 | 0 | 0 | 0 | 0 | 0 | 0 | 0 | 0 | 0 | 0 | 0 | 0 | 0 | 0
F1_Commercial_Miscellaneous_New_Space Heating_Natural Gas_Boiler_E3 | F1 | Commercial | Miscellaneous | New | Space Heating | Natural Gas | Boiler | E3 | Participant - Cost of Equipment | 0.381 | 0.381 | 0.381 | 0.381 | 0.381 | 0.381 | 0.381 | 0.381 | 0.381 | 0.381 | 0.381 | 0.381 | 0.381 | 0.381 | 0.381 | 0.381 | 0.381 | 0.381 | 0.381 | 0.381 | 0.381 | 0.381 | 0.381 | 0.381 | 0.381 | 0.381 | 0.381 | 0.381 | 0.381 | 0.381 | 0.381
F1_Commercial_Miscellaneous_New_Space Heating_Natural Gas_Boiler_E4 | F1 | Commercial | Miscellaneous | New | Space Heating | Natural Gas | Boiler | E4 | Participant - Cost of Equipment | 0.41668 | 0.41668 | 0.41668 | 0.41668 | 0.41668 | 0.41668 | 0.41668 | 0.41668 | 0.41668 | 0.41668 | 0.41668 | 0.41668 | 0.41668 | 0.41668 | 0.41668 | 0.41668 | 0.41668 | 0.41668 | 0.41668 | 0.41668 | 0.41668 | 0.41668 | 0.41668 | 0.41668 | 0.41668 | 0.41668 | 0.41668 | 0.41668 | 0.41668 | 0.41668 | 0.41668
F1_Commercial_Miscellaneous_New_Space Heating_Natural Gas_Boiler_E5 | F1 | Commercial | Miscellaneous | New | Space Heating | Natural Gas | Boiler | E5 | Participant - Cost of Equipment | 1.3716 | 1.3716 | 1.3716 | 1.3716 | 1.3716 | 1.3716 | 1.3716 | 1.3716 | 1.3716 | 1.3716 | 1.3716 | 1.3716 | 1.3716 | 1.3716 | 1.3716 | 1.3716 | 1.3716 | 1.3716 | 1.3716 | 1.3716 | 1.3716 | 1.3716 | 1.3716 | 1.3716 | 1.3716 | 1.3716 | 1.3716 | 1.3716 | 1.3716 | 1.3716 | 1.3716
F1_Commercial_Miscellaneous_New_Space Heating_Natural Gas_Boiler_E6 | F1 | Commercial | Miscellaneous | New | Space Heating | Natural Gas | Boiler | E6 | Participant - Cost of Equipment | 0 | 0 | 0 | 0 | 0 | 0 | 0 | 0 | 0 | 0 | 0 | 0 | 0 | 0 | 0 | 0 | 0 | 0 | 0 | 0 | 0 | 0 | 0 | 0 | 0 | 0 | 0 | 0 | 0 | 0 | 0
F1_Commercial_Miscellaneous_New_Space Heating_Natural Gas_Boiler_E7 | F1 | Commercial | Miscellaneous | New | Space Heating | Natural Gas | Boiler | E7 | Participant - Cost of Equipment | 0 | 0 | 0 | 0 | 0 | 0 | 0 | 0 | 0 | 0 | 0 | 0 | 0 | 0 | 0 | 0 | 0 | 0 | 0 | 0 | 0 | 0 | 0 | 0 | 0 | 0 | 0 | 0 | 0 | 0 | 0
F1_Commercial_Miscellaneous_New_Space Heating_Natural Gas_Boiler_E8 | F1 | Commercial | Miscellaneous | New | Space Heating | Natural Gas | Boiler | E8 | Participant - Cost of Equipment | 0 | 0 | 0 | 0 | 0 | 0 | 0 | 0 | 0 | 0 | 0 | 0 | 0 | 0 | 0 | 0 | 0 | 0 | 0 | 0 | 0 | 0 | 0 | 0 | 0 | 0 | 0 | 0 | 0 | 0 | 0
F1_Commercial_Miscellaneous_New_Space Heating_Natural Gas_Boiler_E9 | F1 | Commercial | Miscellaneous | New | Space Heating | Natural Gas | Boiler | E9 | Participant - Cost of Equipment | 0 | 0 | 0 | 0 | 0 | 0 | 0 | 0 | 0 | 0 | 0 | 0 | 0 | 0 | 0 | 0 | 0 | 0 | 0 | 0 | 0 | 0 | 0 | 0 | 0 | 0 | 0 | 0 | 0 | 0 | 0
F1_Commercial_Miscellaneous_New_Space Heating_Natural Gas_Boiler_E10 | F1 | Commercial | Miscellaneous | New | Space Heating | Natural Gas | Boiler | E10 | Participant - Cost of Equipment | 0 | 0 | 0 | 0 | 0 | 0 | 0 | 0 | 0 | 0 | 0 | 0 | 0 | 0 | 0 | 0 | 0 | 0 | 0 | 0 | 0 | 0 | 0 | 0 | 0 | 0 | 0 | 0 | 0 | 0 | 0
F2_Commercial_Miscellaneous_New_Space Heating_Natural Gas_Boiler_E1 | F2 | Commercial | Miscellaneous | New | Space Heating | Natural Gas | Boiler | E1 | Participant - Cost of Operation | 0.97573 | 0.98155 | 0.98526 | 0.98967 | 0.99853 | 0 | 0 | 0 | 0 | 0 | 0 | 0 | 0 | 0 | 0 | 0 | 0 | 0 | 0 | 0 | 0 | 0 | 0 | 0 | 0 | 0 | 0 | 0 | 0 | 0 | 0
F2_Commercial_Miscellaneous_New_Space Heating_Natural Gas_Boiler_E2 | F2 | Commercial | Miscellaneous | New | Space Heating | Natural Gas | Boiler | E2 | Participant - Cost of Operation | 0.92927 | 0.93481 | 0.93834 | 0.94254 | 0.95098 | 0 | 0 | 0 | 0 | 0 | 0 | 0 | 0 | 0 | 0 | 0 | 0 | 0 | 0 | 0 | 0 | 0 | 0 | 0 | 0 | 0 | 0 | 0 | 0 | 0 | 0
F2_Commercial_Miscellaneous_New_Space Heating_Natural Gas_Boiler_E3 | F2 | Commercial | Miscellaneous | New | Space Heating | Natural Gas | Boiler | E3 | Participant - Cost of Operation | 0.83041 | 0.83536 | 0.83852 | 0.84227 | 0.84981 | 0.8174 | 0.79121 | 0.77716 | 0.77227 | 0.76546 | 0.76164 | 0.75647 | 0.68044 | 0.67482 | 0.67389 | 0.66868 | 0.66668 | 0.66592 | 0.65319 | 0.65626 | 0.65697 | 0.65894 | 0.66208 | 0.38846 | 0.37787 | 0.36699 | 0.35573 | 0.34399 | 0.33166 | 0.31865 | 0.30487
F2_Commercial_Miscellaneous_New_Space Heating_Natural Gas_Boiler_E4 | F2 | Commercial | Miscellaneous | New | Space Heating | Natural Gas | Boiler | E4 | Participant - Cost of Operation | 0.79651 | 0.80127 | 0.80429 | 0.80789 | 0.81512 | 0.78404 | 0.75892 | 0.74544 | 0.74074 | 0.73422 | 0.73055 | 0.72559 | 0.65267 | 0.64728 | 0.64639 | 0.64138 | 0.63947 | 0.63874 | 0.62653 | 0.62947 | 0.63016 | 0.63204 | 0.63506 | 0.37261 | 0.36244 | 0.35201 | 0.34121 | 0.32995 | 0.31812 | 0.30564 | 0.29243
F2_Commercial_Miscellaneous_New_Space Heating_Natural Gas_Boiler_E5 | F2 | Commercial | Miscellaneous | New | Space Heating | Natural Gas | Boiler | E5 | Participant - Cost of Operation | 0.60045 | 0.60403 | 0.60631 | 0.60903 | 0.61448 | 0.59105 | 0.57211 | 0.56195 | 0.55841 | 0.55349 | 0.55072 | 0.54699 | 0.49201 | 0.48795 | 0.48728 | 0.48351 | 0.48206 | 0.48151 | 0.47231 | 0.47453 | 0.47504 | 0.47646 | 0.47874 | 0.28089 | 0.27323 | 0.26536 | 0.25722 | 0.24873 | 0.23981 | 0.23041 | 0.22044
F2_Commercial_Miscellaneous_New_Space Heating_Natural Gas_Boiler_E6 | F2 | Commercial | Miscellaneous | New | Space Heating | Natural Gas | Boiler | E6 | Participant - Cost of Operation | 0 | 0 | 0 | 0 | 0 | 0 | 0 | 0 | 0 | 0 | 0 | 0 | 0 | 0 | 0 | 0 | 0 | 0 | 0 | 0 | 0 | 0 | 0 | 0 | 0 | 0 | 0 | 0 | 0 | 0 | 0
F2_Commercial_Miscellaneous_New_Space Heating_Natural Gas_Boiler_E7 | F2 | Commercial | Miscellaneous | New | Space Heating | Natural Gas | Boiler | E7 | Participant - Cost of Operation | 0 | 0 | 0 | 0 | 0 | 0 | 0 | 0 | 0 | 0 | 0 | 0 | 0 | 0 | 0 | 0 | 0 | 0 | 0 | 0 | 0 | 0 | 0 | 0 | 0 | 0 | 0 | 0 | 0 | 0 | 0
F2_Commercial_Miscellaneous_New_Space Heating_Natural Gas_Boiler_E8 | F2 | Commercial | Miscellaneous | New | Space Heating | Natural Gas | Boiler | E8 | Participant - Cost of Operation | 0 | 0 | 0 | 0 | 0 | 0 | 0 | 0 | 0 | 0 | 0 | 0 | 0 | 0 | 0 | 0 | 0 | 0 | 0 | 0 | 0 | 0 | 0 | 0 | 0 | 0 | 0 | 0 | 0 | 0 | 0
F2_Commercial_Miscellaneous_New_Space Heating_Natural Gas_Boiler_E9 | F2 | Commercial | Miscellaneous | New | Space Heating | Natural Gas | Boiler | E9 | Participant - Cost of Operation | 0 | 0 | 0 | 0 | 0 | 0 | 0 | 0 | 0 | 0 | 0 | 0 | 0 | 0 | 0 | 0 | 0 | 0 | 0 | 0 | 0 | 0 | 0 | 0 | 0 | 0 | 0 | 0 | 0 | 0 | 0
F2_Commercial_Miscellaneous_New_Space Heating_Natural Gas_Boiler_E10 | F2 | Commercial | Miscellaneous | New | Space Heating | Natural Gas | Boiler | E10 | Participant - Cost of Operation | 0 | 0 | 0 | 0 | 0 | 0 | 0 | 0 | 0 | 0 | 0 | 0 | 0 | 0 | 0 | 0 | 0 | 0 | 0 | 0 | 0 | 0 | 0 | 0 | 0 | 0 | 0 | 0 | 0 | 0 | 0
F3_Commercial_Miscellaneous_New_Space Heating_Natural Gas_Boiler_E1 | F3 | Commercial | Miscellaneous | New | Space Heating | Natural Gas | Boiler | E1 | System - kBTUs of Conusmption | 83.8616 | 83.942 | 83.8908 | 83.8557 | 83.8557 | 0 | 0 | 0 | 0 | 0 | 0 | 0 | 0 | 0 | 0 | 0 | 0 | 0 | 0 | 0 | 0 | 0 | 0 | 0 | 0 | 0 | 0 | 0 | 0 | 0 | 0
F3_Commercial_Miscellaneous_New_Space Heating_Natural Gas_Boiler_E2 | F3 | Commercial | Miscellaneous | New | Space Heating | Natural Gas | Boiler | E2 | System - kBTUs of Conusmption | 79.8682 | 79.9447 | 79.896 | 79.8626 | 79.8626 | 0 | 0 | 0 | 0 | 0 | 0 | 0 | 0 | 0 | 0 | 0 | 0 | 0 | 0 | 0 | 0 | 0 | 0 | 0 | 0 | 0 | 0 | 0 | 0 | 0 | 0
F3_Commercial_Miscellaneous_New_Space Heating_Natural Gas_Boiler_E3 | F3 | Commercial | Miscellaneous | New | Space Heating | Natural Gas | Boiler | E3 | System - kBTUs of Conusmption | 71.3716 | 71.44 | 71.3964 | 71.3666 | 71.3666 | 71.3666 | 71.3666 | 71.3666 | 71.3666 | 71.3666 | 71.3666 | 71.3666 | 71.3666 | 71.3666 | 71.3666 | 71.3666 | 71.3666 | 71.3666 | 71.3666 | 71.3666 | 71.3666 | 71.3666 | 71.3666 | 71.3666 | 71.3666 | 71.3666 | 71.3666 | 71.3666 | 71.3666 | 71.3666 | 71.147
F3_Commercial_Miscellaneous_New_Space Heating_Natural Gas_Boiler_E4 | F3 | Commercial | Miscellaneous | New | Space Heating | Natural Gas | Boiler | E4 | System - kBTUs of Conusmption | 68.4585 | 68.5241 | 68.4823 | 68.4536 | 68.4536 | 68.4536 | 68.4536 | 68.4536 | 68.4536 | 68.4536 | 68.4536 | 68.4536 | 68.4536 | 68.4536 | 68.4536 | 68.4536 | 68.4536 | 68.4536 | 68.4536 | 68.4536 | 68.4536 | 68.4536 | 68.4536 | 68.4536 | 68.4536 | 68.4536 | 68.4536 | 68.4536 | 68.4536 | 68.4536 | 68.243
F3_Commercial_Miscellaneous_New_Space Heating_Natural Gas_Boiler_E5 | F3 | Commercial | Miscellaneous | New | Space Heating | Natural Gas | Boiler | E5 | System - kBTUs of Conusmption | 51.6071 | 51.6566 | 51.6251 | 51.6035 | 51.6035 | 51.6035 | 51.6035 | 51.6035 | 51.6035 | 51.6035 | 51.6035 | 51.6035 | 51.6035 | 51.6035 | 51.6035 | 51.6035 | 51.6035 | 51.6035 | 51.6035 | 51.6035 | 51.6035 | 51.6035 | 51.6035 | 51.6035 | 51.6035 | 51.6035 | 51.6035 | 51.6035 | 51.6035 | 51.6035 | 51.4447
F3_Commercial_Miscellaneous_New_Space Heating_Natural Gas_Boiler_E6 | F3 | Commercial | Miscellaneous | New | Space Heating | Natural Gas | Boiler | E6 | System - kBTUs of Conusmption | 0 | 0 | 0 | 0 | 0 | 0 | 0 | 0 | 0 | 0 | 0 | 0 | 0 | 0 | 0 | 0 | 0 | 0 | 0 | 0 | 0 | 0 | 0 | 0 | 0 | 0 | 0 | 0 | 0 | 0 | 0
F3_Commercial_Miscellaneous_New_Space Heating_Natural Gas_Boiler_E7 | F3 | Commercial | Miscellaneous | New | Space Heating | Natural Gas | Boiler | E7 | System - kBTUs of Conusmption | 0 | 0 | 0 | 0 | 0 | 0 | 0 | 0 | 0 | 0 | 0 | 0 | 0 | 0 | 0 | 0 | 0 | 0 | 0 | 0 | 0 | 0 | 0 | 0 | 0 | 0 | 0 | 0 | 0 | 0 | 0
F3_Commercial_Miscellaneous_New_Space Heating_Natural Gas_Boiler_E8 | F3 | Commercial | Miscellaneous | New | Space Heating | Natural Gas | Boiler | E8 | System - kBTUs of Conusmption | 0 | 0 | 0 | 0 | 0 | 0 | 0 | 0 | 0 | 0 | 0 | 0 | 0 | 0 | 0 | 0 | 0 | 0 | 0 | 0 | 0 | 0 | 0 | 0 | 0 | 0 | 0 | 0 | 0 | 0 | 0
F3_Commercial_Miscellaneous_New_Space Heating_Natural Gas_Boiler_E9 | F3 | Commercial | Miscellaneous | New | Space Heating | Natural Gas | Boiler | E9 | System - kBTUs of Conusmption | 0 | 0 | 0 | 0 | 0 | 0 | 0 | 0 | 0 | 0 | 0 | 0 | 0 | 0 | 0 | 0 | 0 | 0 | 0 | 0 | 0 | 0 | 0 | 0 | 0 | 0 | 0 | 0 | 0 | 0 | 0
F3_Commercial_Miscellaneous_New_Space Heating_Natural Gas_Boiler_E10 | F3 | Commercial | Miscellaneous | New | Space Heating | Natural Gas | Boiler | E10 | System - kBTUs of Conusmption | 0 | 0 | 0 | 0 | 0 | 0 | 0 | 0 | 0 | 0 | 0 | 0 | 0 | 0 | 0 | 0 | 0 | 0 | 0 | 0 | 0 | 0 | 0 | 0 | 0 | 0 | 0 | 0 | 0 | 0 | 0
F4_Commercial_Miscellaneous_New_Space Heating_Natural Gas_Boiler_E1 | F4 | Commercial | Miscellaneous | New | Space Heating | Natural Gas | Boiler | E1 | Utility - Cost of Equipment | 0.23448 | 0.23448 | 0.23448 | 0.23448 | 0.23448 | 0 | 0 | 0 | 0 | 0 | 0 | 0 | 0 | 0 | 0 | 0 | 0 | 0 | 0 | 0 | 0 | 0 | 0 | 0 | 0 | 0 | 0 | 0 | 0 | 0 | 0
F4_Commercial_Miscellaneous_New_Space Heating_Natural Gas_Boiler_E2 | F4 | Commercial | Miscellaneous | New | Space Heating | Natural Gas | Boiler | E2 | Utility - Cost of Equipment | 0.24239 | 0.24239 | 0.24239 | 0.24239 | 0.24239 | 0 | 0 | 0 | 0 | 0 | 0 | 0 | 0 | 0 | 0 | 0 | 0 | 0 | 0 | 0 | 0 | 0 | 0 | 0 | 0 | 0 | 0 | 0 | 0 | 0 | 0
F4_Commercial_Miscellaneous_New_Space Heating_Natural Gas_Boiler_E3 | F4 | Commercial | Miscellaneous | New | Space Heating | Natural Gas | Boiler | E3 | Utility - Cost of Equipment | 0.381 | 0.381 | 0.381 | 0.381 | 0.381 | 0.381 | 0.381 | 0.381 | 0.381 | 0.381 | 0.381 | 0.381 | 0.381 | 0.381 | 0.381 | 0.381 | 0.381 | 0.381 | 0.381 | 0.381 | 0.381 | 0.381 | 0.381 | 0.381 | 0.381 | 0.381 | 0.381 | 0.381 | 0.381 | 0.381 | 0.381
F4_Commercial_Miscellaneous_New_Space Heating_Natural Gas_Boiler_E4 | F4 | Commercial | Miscellaneous | New | Space Heating | Natural Gas | Boiler | E4 | Utility - Cost of Equipment | 0.41668 | 0.41668 | 0.41668 | 0.41668 | 0.41668 | 0.41668 | 0.41668 | 0.41668 | 0.41668 | 0.41668 | 0.41668 | 0.41668 | 0.41668 | 0.41668 | 0.41668 | 0.41668 | 0.41668 | 0.41668 | 0.41668 | 0.41668 | 0.41668 | 0.41668 | 0.41668 | 0.41668 | 0.41668 | 0.41668 | 0.41668 | 0.41668 | 0.41668 | 0.41668 | 0.41668
F4_Commercial_Miscellaneous_New_Space Heating_Natural Gas_Boiler_E5 | F4 | Commercial | Miscellaneous | New | Space Heating | Natural Gas | Boiler | E5 | Utility - Cost of Equipment | 1.3716 | 1.3716 | 1.3716 | 1.3716 | 1.3716 | 1.3716 | 1.3716 | 1.3716 | 1.3716 | 1.3716 | 1.3716 | 1.3716 | 1.3716 | 1.3716 | 1.3716 | 1.3716 | 1.3716 | 1.3716 | 1.3716 | 1.3716 | 1.3716 | 1.3716 | 1.3716 | 1.3716 | 1.3716 | 1.3716 | 1.3716 | 1.3716 | 1.3716 | 1.3716 | 1.3716
F4_Commercial_Miscellaneous_New_Space Heating_Natural Gas_Boiler_E6 | F4 | Commercial | Miscellaneous | New | Space Heating | Natural Gas | Boiler | E6 | Utility - Cost of Equipment | 0 | 0 | 0 | 0 | 0 | 0 | 0 | 0 | 0 | 0 | 0 | 0 | 0 | 0 | 0 | 0 | 0 | 0 | 0 | 0 | 0 | 0 | 0 | 0 | 0 | 0 | 0 | 0 | 0 | 0 | 0
F4_Commercial_Miscellaneous_New_Space Heating_Natural Gas_Boiler_E7 | F4 | Commercial | Miscellaneous | New | Space Heating | Natural Gas | Boiler | E7 | Utility - Cost of Equipment | 0 | 0 | 0 | 0 | 0 | 0 | 0 | 0 | 0 | 0 | 0 | 0 | 0 | 0 | 0 | 0 | 0 | 0 | 0 | 0 | 0 | 0 | 0 | 0 | 0 | 0 | 0 | 0 | 0 | 0 | 0
F4_Commercial_Miscellaneous_New_Space Heating_Natural Gas_Boiler_E8 | F4 | Commercial | Miscellaneous | New | Space Heating | Natural Gas | Boiler | E8 | Utility - Cost of Equipment | 0 | 0 | 0 | 0 | 0 | 0 | 0 | 0 | 0 | 0 | 0 | 0 | 0 | 0 | 0 | 0 | 0 | 0 | 0 | 0 | 0 | 0 | 0 | 0 | 0 | 0 | 0 | 0 | 0 | 0 | 0
F4_Commercial_Miscellaneous_New_Space Heating_Natural Gas_Boiler_E9 | F4 | Commercial | Miscellaneous | New | Space Heating | Natural Gas | Boiler | E9 | Utility - Cost of Equipment | 0 | 0 | 0 | 0 | 0 | 0 | 0 | 0 | 0 | 0 | 0 | 0 | 0 | 0 | 0 | 0 | 0 | 0 | 0 | 0 | 0 | 0 | 0 | 0 | 0 | 0 | 0 | 0 | 0 | 0 | 0
F4_Commercial_Miscellaneous_New_Space Heating_Natural Gas_Boiler_E10 | F4 | Commercial | Miscellaneous | New | Space Heating | Natural Gas | Boiler | E10 | Utility - Cost of Equipment | 0 | 0 | 0 | 0 | 0 | 0 | 0 | 0 | 0 | 0 | 0 | 0 | 0 | 0 | 0 | 0 | 0 | 0 | 0 | 0 | 0 | 0 | 0 | 0 | 0 | 0 | 0 | 0 | 0 | 0 | 0
F5_Commercial_Miscellaneous_New_Space Heating_Natural Gas_Boiler_E1 | F5 | Commercial | Miscellaneous | New | Space Heating | Natural Gas | Boiler | E1 | Utility - Cost of Operation | 0.81442 | 0.81928 | 0.82238 | 0.82606 | 0.83345 | 0 | 0 | 0 | 0 | 0 | 0 | 0 | 0 | 0 | 0 | 0 | 0 | 0 | 0 | 0 | 0 | 0 | 0 | 0 | 0 | 0 | 0 | 0 | 0 | 0 | 0
F5_Commercial_Miscellaneous_New_Space Heating_Natural Gas_Boiler_E2 | F5 | Commercial | Miscellaneous | New | Space Heating | Natural Gas | Boiler | E2 | Utility - Cost of Operation | 0.77564 | 0.78027 | 0.78321 | 0.78672 | 0.79376 | 0 | 0 | 0 | 0 | 0 | 0 | 0 | 0 | 0 | 0 | 0 | 0 | 0 | 0 | 0 | 0 | 0 | 0 | 0 | 0 | 0 | 0 | 0 | 0 | 0 | 0
F5_Commercial_Miscellaneous_New_Space Heating_Natural Gas_Boiler_E3 | F5 | Commercial | Miscellaneous | New | Space Heating | Natural Gas | Boiler | E3 | Utility - Cost of Operation | 0.69312 | 0.69726 | 0.69989 | 0.70303 | 0.70932 | 0.68227 | 0.66041 | 0.64868 | 0.64459 | 0.63892 | 0.63572 | 0.63141 | 0.56795 | 0.56326 | 0.56248 | 0.55813 | 0.55647 | 0.55583 | 0.54521 | 0.54777 | 0.54836 | 0.55 | 0.55263 | 0.32424 | 0.3154 | 0.30632 | 0.29692 | 0.28712 | 0.27683 | 0.26597 | 0.25447
F5_Commercial_Miscellaneous_New_Space Heating_Natural Gas_Boiler_E4 | F5 | Commercial | Miscellaneous | New | Space Heating | Natural Gas | Boiler | E4 | Utility - Cost of Operation | 0.66483 | 0.6688 | 0.67133 | 0.67433 | 0.68037 | 0.65442 | 0.63345 | 0.6222 | 0.61828 | 0.61284 | 0.60978 | 0.60564 | 0.54477 | 0.54027 | 0.53953 | 0.53535 | 0.53375 | 0.53314 | 0.52295 | 0.52541 | 0.52598 | 0.52755 | 0.53007 | 0.31101 | 0.30252 | 0.29382 | 0.2848 | 0.2754 | 0.26553 | 0.25511 | 0.24408
F5_Commercial_Miscellaneous_New_Space Heating_Natural Gas_Boiler_E5 | F5 | Commercial | Miscellaneous | New | Space Heating | Natural Gas | Boiler | E5 | Utility - Cost of Operation | 0.50118 | 0.50417 | 0.50608 | 0.50834 | 0.51289 | 0.49333 | 0.47753 | 0.46904 | 0.46609 | 0.46199 | 0.45968 | 0.45656 | 0.41067 | 0.40728 | 0.40672 | 0.40357 | 0.40237 | 0.40191 | 0.39423 | 0.39608 | 0.39651 | 0.39769 | 0.39959 | 0.23445 | 0.22806 | 0.22149 | 0.2147 | 0.20761 | 0.20017 | 0.19232 | 0.184
F5_Commercial_Miscellaneous_New_Space Heating_Natural Gas_Boiler_E6 | F5 | Commercial | Miscellaneous | New | Space Heating | Natural Gas | Boiler | E6 | Utility - Cost of Operation | 0 | 0 | 0 | 0 | 0 | 0 | 0 | 0 | 0 | 0 | 0 | 0 | 0 | 0 | 0 | 0 | 0 | 0 | 0 | 0 | 0 | 0 | 0 | 0 | 0 | 0 | 0 | 0 | 0 | 0 | 0
F5_Commercial_Miscellaneous_New_Space Heating_Natural Gas_Boiler_E7 | F5 | Commercial | Miscellaneous | New | Space Heating | Natural Gas | Boiler | E7 | Utility - Cost of Operation | 0 | 0 | 0 | 0 | 0 | 0 | 0 | 0 | 0 | 0 | 0 | 0 | 0 | 0 | 0 | 0 | 0 | 0 | 0 | 0 | 0 | 0 | 0 | 0 | 0 | 0 | 0 | 0 | 0 | 0 | 0
F5_Commercial_Miscellaneous_New_Space Heating_Natural Gas_Boiler_E8 | F5 | Commercial | Miscellaneous | New | Space Heating | Natural Gas | Boiler | E8 | Utility - Cost of Operation | 0 | 0 | 0 | 0 | 0 | 0 | 0 | 0 | 0 | 0 | 0 | 0 | 0 | 0 | 0 | 0 | 0 | 0 | 0 | 0 | 0 | 0 | 0 | 0 | 0 | 0 | 0 | 0 | 0 | 0 | 0
F5_Commercial_Miscellaneous_New_Space Heating_Natural Gas_Boiler_E9 | F5 | Commercial | Miscellaneous | New | Space Heating | Natural Gas | Boiler | E9 | Utility - Cost of Operation | 0 | 0 | 0 | 0 | 0 | 0 | 0 | 0 | 0 | 0 | 0 | 0 | 0 | 0 | 0 | 0 | 0 | 0 | 0 | 0 | 0 | 0 | 0 | 0 | 0 | 0 | 0 | 0 | 0 | 0 | 0
F5_Commercial_Miscellaneous_New_Space Heating_Natural Gas_Boiler_E10 | F5 | Commercial | Miscellaneous | New | Space Heating | Natural Gas | Boiler | E10 | Utility - Cost of Operation | 0 | 0 | 0 | 0 | 0 | 0 | 0 | 0 | 0 | 0 | 0 | 0 | 0 | 0 | 0 | 0 | 0 | 0 | 0 | 0 | 0 | 0 | 0 | 0 | 0 | 0 | 0 | 0 | 0 | 0 | 0
F6_Commercial_Miscellaneous_New_Space Heating_Natural Gas_Boiler_E1 | F6 | Commercial | Miscellaneous | New | Space Heating | Natural Gas | Boiler | E1 | Utility - Value of Sales | 0.97573 | 0.98155 | 0.98526 | 0.98967 | 0.99853 | 0 | 0 | 0 | 0 | 0 | 0 | 0 | 0 | 0 | 0 | 0 | 0 | 0 | 0 | 0 | 0 | 0 | 0 | 0 | 0 | 0 | 0 | 0 | 0 | 0 | 0
F6_Commercial_Miscellaneous_New_Space Heating_Natural Gas_Boiler_E2 | F6 | Commercial | Miscellaneous | New | Space Heating | Natural Gas | Boiler | E2 | Utility - Value of Sales | 0.92927 | 0.93481 | 0.93834 | 0.94254 | 0.95098 | 0 | 0 | 0 | 0 | 0 | 0 | 0 | 0 | 0 | 0 | 0 | 0 | 0 | 0 | 0 | 0 | 0 | 0 | 0 | 0 | 0 | 0 | 0 | 0 | 0 | 0
F6_Commercial_Miscellaneous_New_Space Heating_Natural Gas_Boiler_E3 | F6 | Commercial | Miscellaneous | New | Space Heating | Natural Gas | Boiler | E3 | Utility - Value of Sales | 0.83041 | 0.83536 | 0.83852 | 0.84227 | 0.84981 | 0.8174 | 0.79121 | 0.77716 | 0.77227 | 0.76546 | 0.76164 | 0.75647 | 0.68044 | 0.67482 | 0.67389 | 0.66868 | 0.66668 | 0.66592 | 0.65319 | 0.65626 | 0.65697 | 0.65894 | 0.66208 | 0.38846 | 0.37787 | 0.36699 | 0.35573 | 0.34399 | 0.33166 | 0.31865 | 0.30487
F6_Commercial_Miscellaneous_New_Space Heating_Natural Gas_Boiler_E4 | F6 | Commercial | Miscellaneous | New | Space Heating | Natural Gas | Boiler | E4 | Utility - Value of Sales | 0.79651 | 0.80127 | 0.80429 | 0.80789 | 0.81512 | 0.78404 | 0.75892 | 0.74544 | 0.74074 | 0.73422 | 0.73055 | 0.72559 | 0.65267 | 0.64728 | 0.64639 | 0.64138 | 0.63947 | 0.63874 | 0.62653 | 0.62947 | 0.63016 | 0.63204 | 0.63506 | 0.37261 | 0.36244 | 0.35201 | 0.34121 | 0.32995 | 0.31812 | 0.30564 | 0.29243
F6_Commercial_Miscellaneous_New_Space Heating_Natural Gas_Boiler_E5 | F6 | Commercial | Miscellaneous | New | Space Heating | Natural Gas | Boiler | E5 | Utility - Value of Sales | 0.60045 | 0.60403 | 0.60631 | 0.60903 | 0.61448 | 0.59105 | 0.57211 | 0.56195 | 0.55841 | 0.55349 | 0.55072 | 0.54699 | 0.49201 | 0.48795 | 0.48728 | 0.48351 | 0.48206 | 0.48151 | 0.47231 | 0.47453 | 0.47504 | 0.47646 | 0.47874 | 0.28089 | 0.27323 | 0.26536 | 0.25722 | 0.24873 | 0.23981 | 0.23041 | 0.22044
F6_Commercial_Miscellaneous_New_Space Heating_Natural Gas_Boiler_E6 | F6 | Commercial | Miscellaneous | New | Space Heating | Natural Gas | Boiler | E6 | Utility - Value of Sales | 0 | 0 | 0 | 0 | 0 | 0 | 0 | 0 | 0 | 0 | 0 | 0 | 0 | 0 | 0 | 0 | 0 | 0 | 0 | 0 | 0 | 0 | 0 | 0 | 0 | 0 | 0 | 0 | 0 | 0 | 0
F6_Commercial_Miscellaneous_New_Space Heating_Natural Gas_Boiler_E7 | F6 | Commercial | Miscellaneous | New | Space Heating | Natural Gas | Boiler | E7 | Utility - Value of Sales | 0 | 0 | 0 | 0 | 0 | 0 | 0 | 0 | 0 | 0 | 0 | 0 | 0 | 0 | 0 | 0 | 0 | 0 | 0 | 0 | 0 | 0 | 0 | 0 | 0 | 0 | 0 | 0 | 0 | 0 | 0
F6_Commercial_Miscellaneous_New_Space Heating_Natural Gas_Boiler_E8 | F6 | Commercial | Miscellaneous | New | Space Heating | Natural Gas | Boiler | E8 | Utility - Value of Sales | 0 | 0 | 0 | 0 | 0 | 0 | 0 | 0 | 0 | 0 | 0 | 0 | 0 | 0 | 0 | 0 | 0 | 0 | 0 | 0 | 0 | 0 | 0 | 0 | 0 | 0 | 0 | 0 | 0 | 0 | 0
F6_Commercial_Miscellaneous_New_Space Heating_Natural Gas_Boiler_E9 | F6 | Commercial | Miscellaneous | New | Space Heating | Natural Gas | Boiler | E9 | Utility - Value of Sales | 0 | 0 | 0 | 0 | 0 | 0 | 0 | 0 | 0 | 0 | 0 | 0 | 0 | 0 | 0 | 0 | 0 | 0 | 0 | 0 | 0 | 0 | 0 | 0 | 0 | 0 | 0 | 0 | 0 | 0 | 0
F6_Commercial_Miscellaneous_New_Space Heating_Natural Gas_Boiler_E10 | F6 | Commercial | Miscellaneous | New | Space Heating | Natural Gas | Boiler | E10 | Utility - Value of Sales | 0 | 0 | 0 | 0 | 0 | 0 | 0 | 0 | 0 | 0 | 0 | 0 | 0 | 0 | 0 | 0 | 0 | 0 | 0 | 0 | 0 | 0 | 0 | 0 | 0 | 0 | 0 | 0 | 0 | 0 | 0
F1_Commercial_Miscellaneous_New_Space Heating_Natural Gas_Unit Heater_E1 | F1 | Commercial | Miscellaneous | New | Space Heating | Natural Gas | Unit Heater | E1 | Participant - Cost of Equipment | 0.062942 | 0.062942 | 0.062942 | 0.062942 | 0.062942 | 0 | 0 | 0 | 0 | 0 | 0 | 0 | 0 | 0 | 0 | 0 | 0 | 0 | 0 | 0 | 0 | 0 | 0 | 0 | 0 | 0 | 0 | 0 | 0 | 0 | 0
F1_Commercial_Miscellaneous_New_Space Heating_Natural Gas_Unit Heater_E2 | F1 | Commercial | Miscellaneous | New | Space Heating | Natural Gas | Unit Heater | E2 | Participant - Cost of Equipment | 0.20127 | 0.20127 | 0.20127 | 0.20127 | 0.20127 | 0.20127 | 0.20127 | 0.20127 | 0.20127 | 0.20127 | 0.20127 | 0.20127 | 0.20127 | 0.20127 | 0.20127 | 0.20127 | 0.20127 | 0.20127 | 0.20127 | 0.20127 | 0.20127 | 0.20127 | 0.20127 | 0.20127 | 0.20127 | 0.20127 | 0.20127 | 0.20127 | 0.20127 | 0.20127 | 0.20127
F1_Commercial_Miscellaneous_New_Space Heating_Natural Gas_Unit Heater_E3 | F1 | Commercial | Miscellaneous | New | Space Heating | Natural Gas | Unit Heater | E3 | Participant - Cost of Equipment | 0.086945 | 0.086945 | 0.086945 | 0.086945 | 0.086945 | 0.086945 | 0.086945 | 0.086945 | 0.086945 | 0.086945 | 0.086945 | 0.086945 | 0.086945 | 0.086945 | 0.086945 | 0.086945 | 0.086945 | 0.086945 | 0.086945 | 0.086945 | 0.086945 | 0.086945 | 0.086945 | 0.086945 | 0.086945 | 0.086945 | 0.086945 | 0.086945 | 0.086945 | 0.086945 | 0.086945
F1_Commercial_Miscellaneous_New_Space Heating_Natural Gas_Unit Heater_E4 | F1 | Commercial | Miscellaneous | New | Space Heating | Natural Gas | Unit Heater | E4 | Participant - Cost of Equipment | 0 | 0 | 0 | 0 | 0 | 0 | 0 | 0 | 0 | 0 | 0 | 0 | 0 | 0 | 0 | 0 | 0 | 0 | 0 | 0 | 0 | 0 | 0 | 0 | 0 | 0 | 0 | 0 | 0 | 0 | 0
F1_Commercial_Miscellaneous_New_Space Heating_Natural Gas_Unit Heater_E5 | F1 | Commercial | Miscellaneous | New | Space Heating | Natural Gas | Unit Heater | E5 | Participant - Cost of Equipment | 0 | 0 | 0 | 0 | 0 | 0 | 0 | 0 | 0 | 0 | 0 | 0 | 0 | 0 | 0 | 0 | 0 | 0 | 0 | 0 | 0 | 0 | 0 | 0 | 0 | 0 | 0 | 0 | 0 | 0 | 0
F1_Commercial_Miscellaneous_New_Space Heating_Natural Gas_Unit Heater_E6 | F1 | Commercial | Miscellaneous | New | Space Heating | Natural Gas | Unit Heater | E6 | Participant - Cost of Equipment | 0 | 0 | 0 | 0 | 0 | 0 | 0 | 0 | 0 | 0 | 0 | 0 | 0 | 0 | 0 | 0 | 0 | 0 | 0 | 0 | 0 | 0 | 0 | 0 | 0 | 0 | 0 | 0 | 0 | 0 | 0
F1_Commercial_Miscellaneous_New_Space Heating_Natural Gas_Unit Heater_E7 | F1 | Commercial | Miscellaneous | New | Space Heating | Natural Gas | Unit Heater | E7 | Participant - Cost of Equipment | 0 | 0 | 0 | 0 | 0 | 0 | 0 | 0 | 0 | 0 | 0 | 0 | 0 | 0 | 0 | 0 | 0 | 0 | 0 | 0 | 0 | 0 | 0 | 0 | 0 | 0 | 0 | 0 | 0 | 0 | 0
F1_Commercial_Miscellaneous_New_Space Heating_Natural Gas_Unit Heater_E8 | F1 | Commercial | Miscellaneous | New | Space Heating | Natural Gas | Unit Heater | E8 | Participant - Cost of Equipment | 0 | 0 | 0 | 0 | 0 | 0 | 0 | 0 | 0 | 0 | 0 | 0 | 0 | 0 | 0 | 0 | 0 | 0 | 0 | 0 | 0 | 0 | 0 | 0 | 0 | 0 | 0 | 0 | 0 | 0 | 0
F1_Commercial_Miscellaneous_New_Space Heating_Natural Gas_Unit Heater_E9 | F1 | Commercial | Miscellaneous | New | Space Heating | Natural Gas | Unit Heater | E9 | Participant - Cost of Equipment | 0 | 0 | 0 | 0 | 0 | 0 | 0 | 0 | 0 | 0 | 0 | 0 | 0 | 0 | 0 | 0 | 0 | 0 | 0 | 0 | 0 | 0 | 0 | 0 | 0 | 0 | 0 | 0 | 0 | 0 | 0
F1_Commercial_Miscellaneous_New_Space Heating_Natural Gas_Unit Heater_E10 | F1 | Commercial | Miscellaneous | New | Space Heating | Natural Gas | Unit Heater | E10 | Participant - Cost of Equipment | 0 | 0 | 0 | 0 | 0 | 0 | 0 | 0 | 0 | 0 | 0 | 0 | 0 | 0 | 0 | 0 | 0 | 0 | 0 | 0 | 0 | 0 | 0 | 0 | 0 | 0 | 0 | 0 | 0 | 0 | 0
F2_Commercial_Miscellaneous_New_Space Heating_Natural Gas_Unit Heater_E1 | F2 | Commercial | Miscellaneous | New | Space Heating | Natural Gas | Unit Heater | E1 | Participant - Cost of Operation | 0.71261 | 0.72027 | 0.72493 | 0.73054 | 0.73077 | 0 | 0 | 0 | 0 | 0 | 0 | 0 | 0 | 0 | 0 | 0 | 0 | 0 | 0 | 0 | 0 | 0 | 0 | 0 | 0 | 0 | 0 | 0 | 0 | 0 | 0
F2_Commercial_Miscellaneous_New_Space Heating_Natural Gas_Unit Heater_E2 | F2 | Commercial | Miscellaneous | New | Space Heating | Natural Gas | Unit Heater | E2 | Participant - Cost of Operation | 0.64127 | 0.64816 | 0.65235 | 0.6574 | 0.65761 | 0.61907 | 0.58766 | 0.56978 | 0.58462 | 0.59884 | 0.61698 | 0.63574 | 0.57219 | 0.59485 | 0.62577 | 0.62269 | 0.62332 | 0.62528 | 0.61335 | 0.62061 | 0.62551 | 0.63239 | 0.64123 | 0.32103 | 0.31476 | 0.30887 | 0.30331 | 0.29801 | 0.29294 | 0.28805 | 0.28332
F2_Commercial_Miscellaneous_New_Space Heating_Natural Gas_Unit Heater_E3 | F2 | Commercial | Miscellaneous | New | Space Heating | Natural Gas | Unit Heater | E3 | Participant - Cost of Operation | 0.55383 | 0.55979 | 0.5634 | 0.56777 | 0.56795 | 0.53466 | 0.50753 | 0.49209 | 0.50491 | 0.51719 | 0.53285 | 0.54905 | 0.49417 | 0.51374 | 0.54044 | 0.53779 | 0.53833 | 0.54003 | 0.52972 | 0.53599 | 0.54022 | 0.54616 | 0.5538 | 0.27726 | 0.27185 | 0.26676 | 0.26195 | 0.25737 | 0.25299 | 0.24877 | 0.24469
F2_Commercial_Miscellaneous_New_Space Heating_Natural Gas_Unit Heater_E4 | F2 | Commercial | Miscellaneous | New | Space Heating | Natural Gas | Unit Heater | E4 | Participant - Cost of Operation | 0 | 0 | 0 | 0 | 0 | 0 | 0 | 0 | 0 | 0 | 0 | 0 | 0 | 0 | 0 | 0 | 0 | 0 | 0 | 0 | 0 | 0 | 0 | 0 | 0 | 0 | 0 | 0 | 0 | 0 | 0
F2_Commercial_Miscellaneous_New_Space Heating_Natural Gas_Unit Heater_E5 | F2 | Commercial | Miscellaneous | New | Space Heating | Natural Gas | Unit Heater | E5 | Participant - Cost of Operation | 0 | 0 | 0 | 0 | 0 | 0 | 0 | 0 | 0 | 0 | 0 | 0 | 0 | 0 | 0 | 0 | 0 | 0 | 0 | 0 | 0 | 0 | 0 | 0 | 0 | 0 | 0 | 0 | 0 | 0 | 0
F2_Commercial_Miscellaneous_New_Space Heating_Natural Gas_Unit Heater_E6 | F2 | Commercial | Miscellaneous | New | Space Heating | Natural Gas | Unit Heater | E6 | Participant - Cost of Operation | 0 | 0 | 0 | 0 | 0 | 0 | 0 | 0 | 0 | 0 | 0 | 0 | 0 | 0 | 0 | 0 | 0 | 0 | 0 | 0 | 0 | 0 | 0 | 0 | 0 | 0 | 0 | 0 | 0 | 0 | 0
F2_Commercial_Miscellaneous_New_Space Heating_Natural Gas_Unit Heater_E7 | F2 | Commercial | Miscellaneous | New | Space Heating | Natural Gas | Unit Heater | E7 | Participant - Cost of Operation | 0 | 0 | 0 | 0 | 0 | 0 | 0 | 0 | 0 | 0 | 0 | 0 | 0 | 0 | 0 | 0 | 0 | 0 | 0 | 0 | 0 | 0 | 0 | 0 | 0 | 0 | 0 | 0 | 0 | 0 | 0
F2_Commercial_Miscellaneous_New_Space Heating_Natural Gas_Unit Heater_E8 | F2 | Commercial | Miscellaneous | New | Space Heating | Natural Gas | Unit Heater | E8 | Participant - Cost of Operation | 0 | 0 | 0 | 0 | 0 | 0 | 0 | 0 | 0 | 0 | 0 | 0 | 0 | 0 | 0 | 0 | 0 | 0 | 0 | 0 | 0 | 0 | 0 | 0 | 0 | 0 | 0 | 0 | 0 | 0 | 0
F2_Commercial_Miscellaneous_New_Space Heating_Natural Gas_Unit Heater_E9 | F2 | Commercial | Miscellaneous | New | Space Heating | Natural Gas | Unit Heater | E9 | Participant - Cost of Operation | 0 | 0 | 0 | 0 | 0 | 0 | 0 | 0 | 0 | 0 | 0 | 0 | 0 | 0 | 0 | 0 | 0 | 0 | 0 | 0 | 0 | 0 | 0 | 0 | 0 | 0 | 0 | 0 | 0 | 0 | 0
F2_Commercial_Miscellaneous_New_Space Heating_Natural Gas_Unit Heater_E10 | F2 | Commercial | Miscellaneous | New | Space Heating | Natural Gas | Unit Heater | E10 | Participant - Cost of Operation | 0 | 0 | 0 | 0 | 0 | 0 | 0 | 0 | 0 | 0 | 0 | 0 | 0 | 0 | 0 | 0 | 0 | 0 | 0 | 0 | 0 | 0 | 0 | 0 | 0 | 0 | 0 | 0 | 0 | 0 | 0
F3_Commercial_Miscellaneous_New_Space Heating_Natural Gas_Unit Heater_E1 | F3 | Commercial | Miscellaneous | New | Space Heating | Natural Gas | Unit Heater | E1 | System - kBTUs of Conusmption | 59.5632 | 59.6821 | 59.6064 | 59.5545 | 59.5545 | 0 | 0 | 0 | 0 | 0 | 0 | 0 | 0 | 0 | 0 | 0 | 0 | 0 | 0 | 0 | 0 | 0 | 0 | 0 | 0 | 0 | 0 | 0 | 0 | 0 | 0
F3_Commercial_Miscellaneous_New_Space Heating_Natural Gas_Unit Heater_E2 | F3 | Commercial | Miscellaneous | New | Space Heating | Natural Gas | Unit Heater | E2 | System - kBTUs of Conusmption | 53.6002 | 53.7072 | 53.639 | 53.5923 | 53.5923 | 53.5923 | 53.5923 | 53.5923 | 53.5923 | 53.5923 | 53.5923 | 53.5923 | 53.5923 | 53.5923 | 53.5923 | 53.5923 | 53.5923 | 53.5923 | 53.5923 | 53.5923 | 53.5923 | 53.5923 | 53.5923 | 53.5923 | 53.5923 | 53.5923 | 53.5923 | 53.5923 | 53.5923 | 53.5923 | 53.5923
F3_Commercial_Miscellaneous_New_Space Heating_Natural Gas_Unit Heater_E3 | F3 | Commercial | Miscellaneous | New | Space Heating | Natural Gas | Unit Heater | E3 | System - kBTUs of Conusmption | 46.2917 | 46.3841 | 46.3252 | 46.2849 | 46.2849 | 46.2849 | 46.2849 | 46.2849 | 46.2849 | 46.2849 | 46.2849 | 46.2849 | 46.2849 | 46.2849 | 46.2849 | 46.2849 | 46.2849 | 46.2849 | 46.2849 | 46.2849 | 46.2849 | 46.2849 | 46.2849 | 46.2849 | 46.2849 | 46.2849 | 46.2849 | 46.2849 | 46.2849 | 46.2849 | 46.2849
F3_Commercial_Miscellaneous_New_Space Heating_Natural Gas_Unit Heater_E4 | F3 | Commercial | Miscellaneous | New | Space Heating | Natural Gas | Unit Heater | E4 | System - kBTUs of Conusmption | 0 | 0 | 0 | 0 | 0 | 0 | 0 | 0 | 0 | 0 | 0 | 0 | 0 | 0 | 0 | 0 | 0 | 0 | 0 | 0 | 0 | 0 | 0 | 0 | 0 | 0 | 0 | 0 | 0 | 0 | 0
F3_Commercial_Miscellaneous_New_Space Heating_Natural Gas_Unit Heater_E5 | F3 | Commercial | Miscellaneous | New | Space Heating | Natural Gas | Unit Heater | E5 | System - kBTUs of Conusmption | 0 | 0 | 0 | 0 | 0 | 0 | 0 | 0 | 0 | 0 | 0 | 0 | 0 | 0 | 0 | 0 | 0 | 0 | 0 | 0 | 0 | 0 | 0 | 0 | 0 | 0 | 0 | 0 | 0 | 0 | 0
F3_Commercial_Miscellaneous_New_Space Heating_Natural Gas_Unit Heater_E6 | F3 | Commercial | Miscellaneous | New | Space Heating | Natural Gas | Unit Heater | E6 | System - kBTUs of Conusmption | 0 | 0 | 0 | 0 | 0 | 0 | 0 | 0 | 0 | 0 | 0 | 0 | 0 | 0 | 0 | 0 | 0 | 0 | 0 | 0 | 0 | 0 | 0 | 0 | 0 | 0 | 0 | 0 | 0 | 0 | 0
F3_Commercial_Miscellaneous_New_Space Heating_Natural Gas_Unit Heater_E7 | F3 | Commercial | Miscellaneous | New | Space Heating | Natural Gas | Unit Heater | E7 | System - kBTUs of Conusmption | 0 | 0 | 0 | 0 | 0 | 0 | 0 | 0 | 0 | 0 | 0 | 0 | 0 | 0 | 0 | 0 | 0 | 0 | 0 | 0 | 0 | 0 | 0 | 0 | 0 | 0 | 0 | 0 | 0 | 0 | 0
F3_Commercial_Miscellaneous_New_Space Heating_Natural Gas_Unit Heater_E8 | F3 | Commercial | Miscellaneous | New | Space Heating | Natural Gas | Unit Heater | E8 | System - kBTUs of Conusmption | 0 | 0 | 0 | 0 | 0 | 0 | 0 | 0 | 0 | 0 | 0 | 0 | 0 | 0 | 0 | 0 | 0 | 0 | 0 | 0 | 0 | 0 | 0 | 0 | 0 | 0 | 0 | 0 | 0 | 0 | 0
F3_Commercial_Miscellaneous_New_Space Heating_Natural Gas_Unit Heater_E9 | F3 | Commercial | Miscellaneous | New | Space Heating | Natural Gas | Unit Heater | E9 | System - kBTUs of Conusmption | 0 | 0 | 0 | 0 | 0 | 0 | 0 | 0 | 0 | 0 | 0 | 0 | 0 | 0 | 0 | 0 | 0 | 0 | 0 | 0 | 0 | 0 | 0 | 0 | 0 | 0 | 0 | 0 | 0 | 0 | 0
F3_Commercial_Miscellaneous_New_Space Heating_Natural Gas_Unit Heater_E10 | F3 | Commercial | Miscellaneous | New | Space Heating | Natural Gas | Unit Heater | E10 | System - kBTUs of Conusmption | 0 | 0 | 0 | 0 | 0 | 0 | 0 | 0 | 0 | 0 | 0 | 0 | 0 | 0 | 0 | 0 | 0 | 0 | 0 | 0 | 0 | 0 | 0 | 0 | 0 | 0 | 0 | 0 | 0 | 0 | 0
F4_Commercial_Miscellaneous_New_Space Heating_Natural Gas_Unit Heater_E1 | F4 | Commercial | Miscellaneous | New | Space Heating | Natural Gas | Unit Heater | E1 | Utility - Cost of Equipment | 0.062942 | 0.062942 | 0.062942 | 0.062942 | 0.062942 | 0 | 0 | 0 | 0 | 0 | 0 | 0 | 0 | 0 | 0 | 0 | 0 | 0 | 0 | 0 | 0 | 0 | 0 | 0 | 0 | 0 | 0 | 0 | 0 | 0 | 0
F4_Commercial_Miscellaneous_New_Space Heating_Natural Gas_Unit Heater_E2 | F4 | Commercial | Miscellaneous | New | Space Heating | Natural Gas | Unit Heater | E2 | Utility - Cost of Equipment | 0.20127 | 0.20127 | 0.20127 | 0.20127 | 0.20127 | 0.20127 | 0.20127 | 0.20127 | 0.20127 | 0.20127 | 0.20127 | 0.20127 | 0.20127 | 0.20127 | 0.20127 | 0.20127 | 0.20127 | 0.20127 | 0.20127 | 0.20127 | 0.20127 | 0.20127 | 0.20127 | 0.20127 | 0.20127 | 0.20127 | 0.20127 | 0.20127 | 0.20127 | 0.20127 | 0.20127
F4_Commercial_Miscellaneous_New_Space Heating_Natural Gas_Unit Heater_E3 | F4 | Commercial | Miscellaneous | New | Space Heating | Natural Gas | Unit Heater | E3 | Utility - Cost of Equipment | 0.086945 | 0.086945 | 0.086945 | 0.086945 | 0.086945 | 0.086945 | 0.086945 | 0.086945 | 0.086945 | 0.086945 | 0.086945 | 0.086945 | 0.086945 | 0.086945 | 0.086945 | 0.086945 | 0.086945 | 0.086945 | 0.086945 | 0.086945 | 0.086945 | 0.086945 | 0.086945 | 0.086945 | 0.086945 | 0.086945 | 0.086945 | 0.086945 | 0.086945 | 0.086945 | 0.086945
F4_Commercial_Miscellaneous_New_Space Heating_Natural Gas_Unit Heater_E4 | F4 | Commercial | Miscellaneous | New | Space Heating | Natural Gas | Unit Heater | E4 | Utility - Cost of Equipment | 0 | 0 | 0 | 0 | 0 | 0 | 0 | 0 | 0 | 0 | 0 | 0 | 0 | 0 | 0 | 0 | 0 | 0 | 0 | 0 | 0 | 0 | 0 | 0 | 0 | 0 | 0 | 0 | 0 | 0 | 0
F4_Commercial_Miscellaneous_New_Space Heating_Natural Gas_Unit Heater_E5 | F4 | Commercial | Miscellaneous | New | Space Heating | Natural Gas | Unit Heater | E5 | Utility - Cost of Equipment | 0 | 0 | 0 | 0 | 0 | 0 | 0 | 0 | 0 | 0 | 0 | 0 | 0 | 0 | 0 | 0 | 0 | 0 | 0 | 0 | 0 | 0 | 0 | 0 | 0 | 0 | 0 | 0 | 0 | 0 | 0
F4_Commercial_Miscellaneous_New_Space Heating_Natural Gas_Unit Heater_E6 | F4 | Commercial | Miscellaneous | New | Space Heating | Natural Gas | Unit Heater | E6 | Utility - Cost of Equipment | 0 | 0 | 0 | 0 | 0 | 0 | 0 | 0 | 0 | 0 | 0 | 0 | 0 | 0 | 0 | 0 | 0 | 0 | 0 | 0 | 0 | 0 | 0 | 0 | 0 | 0 | 0 | 0 | 0 | 0 | 0
F4_Commercial_Miscellaneous_New_Space Heating_Natural Gas_Unit Heater_E7 | F4 | Commercial | Miscellaneous | New | Space Heating | Natural Gas | Unit Heater | E7 | Utility - Cost of Equipment | 0 | 0 | 0 | 0 | 0 | 0 | 0 | 0 | 0 | 0 | 0 | 0 | 0 | 0 | 0 | 0 | 0 | 0 | 0 | 0 | 0 | 0 | 0 | 0 | 0 | 0 | 0 | 0 | 0 | 0 | 0
F4_Commercial_Miscellaneous_New_Space Heating_Natural Gas_Unit Heater_E8 | F4 | Commercial | Miscellaneous | New | Space Heating | Natural Gas | Unit Heater | E8 | Utility - Cost of Equipment | 0 | 0 | 0 | 0 | 0 | 0 | 0 | 0 | 0 | 0 | 0 | 0 | 0 | 0 | 0 | 0 | 0 | 0 | 0 | 0 | 0 | 0 | 0 | 0 | 0 | 0 | 0 | 0 | 0 | 0 | 0
F4_Commercial_Miscellaneous_New_Space Heating_Natural Gas_Unit Heater_E9 | F4 | Commercial | Miscellaneous | New | Space Heating | Natural Gas | Unit Heater | E9 | Utility - Cost of Equipment | 0 | 0 | 0 | 0 | 0 | 0 | 0 | 0 | 0 | 0 | 0 | 0 | 0 | 0 | 0 | 0 | 0 | 0 | 0 | 0 | 0 | 0 | 0 | 0 | 0 | 0 | 0 | 0 | 0 | 0 | 0
F4_Commercial_Miscellaneous_New_Space Heating_Natural Gas_Unit Heater_E10 | F4 | Commercial | Miscellaneous | New | Space Heating | Natural Gas | Unit Heater | E10 | Utility - Cost of Equipment | 0 | 0 | 0 | 0 | 0 | 0 | 0 | 0 | 0 | 0 | 0 | 0 | 0 | 0 | 0 | 0 | 0 | 0 | 0 | 0 | 0 | 0 | 0 | 0 | 0 | 0 | 0 | 0 | 0 | 0 | 0
F5_Commercial_Miscellaneous_New_Space Heating_Natural Gas_Unit Heater_E1 | F5 | Commercial | Miscellaneous | New | Space Heating | Natural Gas | Unit Heater | E1 | Utility - Cost of Operation | 0.5948 | 0.6012 | 0.60508 | 0.60977 | 0.60996 | 0 | 0 | 0 | 0 | 0 | 0 | 0 | 0 | 0 | 0 | 0 | 0 | 0 | 0 | 0 | 0 | 0 | 0 | 0 | 0 | 0 | 0 | 0 | 0 | 0 | 0
F5_Commercial_Miscellaneous_New_Space Heating_Natural Gas_Unit Heater_E2 | F5 | Commercial | Miscellaneous | New | Space Heating | Natural Gas | Unit Heater | E2 | Utility - Cost of Operation | 0.53526 | 0.54101 | 0.54451 | 0.54872 | 0.5489 | 0.51672 | 0.49051 | 0.47558 | 0.48797 | 0.49984 | 0.51498 | 0.53064 | 0.47759 | 0.49651 | 0.52231 | 0.51975 | 0.52027 | 0.52191 | 0.51195 | 0.51801 | 0.5221 | 0.52784 | 0.53522 | 0.26796 | 0.26273 | 0.25781 | 0.25316 | 0.24874 | 0.24451 | 0.24043 | 0.23648
F5_Commercial_Miscellaneous_New_Space Heating_Natural Gas_Unit Heater_E3 | F5 | Commercial | Miscellaneous | New | Space Heating | Natural Gas | Unit Heater | E3 | Utility - Cost of Operation | 0.46227 | 0.46724 | 0.47026 | 0.4739 | 0.47405 | 0.44627 | 0.42362 | 0.41074 | 0.42143 | 0.43169 | 0.44476 | 0.45828 | 0.41247 | 0.42881 | 0.4511 | 0.44888 | 0.44933 | 0.45075 | 0.44215 | 0.44738 | 0.45091 | 0.45587 | 0.46224 | 0.23142 | 0.2269 | 0.22266 | 0.21864 | 0.21483 | 0.21117 | 0.20765 | 0.20424
F5_Commercial_Miscellaneous_New_Space Heating_Natural Gas_Unit Heater_E4 | F5 | Commercial | Miscellaneous | New | Space Heating | Natural Gas | Unit Heater | E4 | Utility - Cost of Operation | 0 | 0 | 0 | 0 | 0 | 0 | 0 | 0 | 0 | 0 | 0 | 0 | 0 | 0 | 0 | 0 | 0 | 0 | 0 | 0 | 0 | 0 | 0 | 0 | 0 | 0 | 0 | 0 | 0 | 0 | 0
F5_Commercial_Miscellaneous_New_Space Heating_Natural Gas_Unit Heater_E5 | F5 | Commercial | Miscellaneous | New | Space Heating | Natural Gas | Unit Heater | E5 | Utility - Cost of Operation | 0 | 0 | 0 | 0 | 0 | 0 | 0 | 0 | 0 | 0 | 0 | 0 | 0 | 0 | 0 | 0 | 0 | 0 | 0 | 0 | 0 | 0 | 0 | 0 | 0 | 0 | 0 | 0 | 0 | 0 | 0
F5_Commercial_Miscellaneous_New_Space Heating_Natural Gas_Unit Heater_E6 | F5 | Commercial | Miscellaneous | New | Space Heating | Natural Gas | Unit Heater | E6 | Utility - Cost of Operation | 0 | 0 | 0 | 0 | 0 | 0 | 0 | 0 | 0 | 0 | 0 | 0 | 0 | 0 | 0 | 0 | 0 | 0 | 0 | 0 | 0 | 0 | 0 | 0 | 0 | 0 | 0 | 0 | 0 | 0 | 0
F5_Commercial_Miscellaneous_New_Space Heating_Natural Gas_Unit Heater_E7 | F5 | Commercial | Miscellaneous | New | Space Heating | Natural Gas | Unit Heater | E7 | Utility - Cost of Operation | 0 | 0 | 0 | 0 | 0 | 0 | 0 | 0 | 0 | 0 | 0 | 0 | 0 | 0 | 0 | 0 | 0 | 0 | 0 | 0 | 0 | 0 | 0 | 0 | 0 | 0 | 0 | 0 | 0 | 0 | 0
F5_Commercial_Miscellaneous_New_Space Heating_Natural Gas_Unit Heater_E8 | F5 | Commercial | Miscellaneous | New | Space Heating | Natural Gas | Unit Heater | E8 | Utility - Cost of Operation | 0 | 0 | 0 | 0 | 0 | 0 | 0 | 0 | 0 | 0 | 0 | 0 | 0 | 0 | 0 | 0 | 0 | 0 | 0 | 0 | 0 | 0 | 0 | 0 | 0 | 0 | 0 | 0 | 0 | 0 | 0
F5_Commercial_Miscellaneous_New_Space Heating_Natural Gas_Unit Heater_E9 | F5 | Commercial | Miscellaneous | New | Space Heating | Natural Gas | Unit Heater | E9 | Utility - Cost of Operation | 0 | 0 | 0 | 0 | 0 | 0 | 0 | 0 | 0 | 0 | 0 | 0 | 0 | 0 | 0 | 0 | 0 | 0 | 0 | 0 | 0 | 0 | 0 | 0 | 0 | 0 | 0 | 0 | 0 | 0 | 0
F5_Commercial_Miscellaneous_New_Space Heating_Natural Gas_Unit Heater_E10 | F5 | Commercial | Miscellaneous | New | Space Heating | Natural Gas | Unit Heater | E10 | Utility - Cost of Operation | 0 | 0 | 0 | 0 | 0 | 0 | 0 | 0 | 0 | 0 | 0 | 0 | 0 | 0 | 0 | 0 | 0 | 0 | 0 | 0 | 0 | 0 | 0 | 0 | 0 | 0 | 0 | 0 | 0 | 0 | 0
F6_Commercial_Miscellaneous_New_Space Heating_Natural Gas_Unit Heater_E1 | F6 | Commercial | Miscellaneous | New | Space Heating | Natural Gas | Unit Heater | E1 | Utility - Value of Sales | 0.71261 | 0.72027 | 0.72493 | 0.73054 | 0.73077 | 0 | 0 | 0 | 0 | 0 | 0 | 0 | 0 | 0 | 0 | 0 | 0 | 0 | 0 | 0 | 0 | 0 | 0 | 0 | 0 | 0 | 0 | 0 | 0 | 0 | 0
F6_Commercial_Miscellaneous_New_Space Heating_Natural Gas_Unit Heater_E2 | F6 | Commercial | Miscellaneous | New | Space Heating | Natural Gas | Unit Heater | E2 | Utility - Value of Sales | 0.64127 | 0.64816 | 0.65235 | 0.6574 | 0.65761 | 0.61907 | 0.58766 | 0.56978 | 0.58462 | 0.59884 | 0.61698 | 0.63574 | 0.57219 | 0.59485 | 0.62577 | 0.62269 | 0.62332 | 0.62528 | 0.61335 | 0.62061 | 0.62551 | 0.63239 | 0.64123 | 0.32103 | 0.31476 | 0.30887 | 0.30331 | 0.29801 | 0.29294 | 0.28805 | 0.28332
F6_Commercial_Miscellaneous_New_Space Heating_Natural Gas_Unit Heater_E3 | F6 | Commercial | Miscellaneous | New | Space Heating | Natural Gas | Unit Heater | E3 | Utility - Value of Sales | 0.55383 | 0.55979 | 0.5634 | 0.56777 | 0.56795 | 0.53466 | 0.50753 | 0.49209 | 0.50491 | 0.51719 | 0.53285 | 0.54905 | 0.49417 | 0.51374 | 0.54044 | 0.53779 | 0.53833 | 0.54003 | 0.52972 | 0.53599 | 0.54022 | 0.54616 | 0.5538 | 0.27726 | 0.27185 | 0.26676 | 0.26195 | 0.25737 | 0.25299 | 0.24877 | 0.24469
F6_Commercial_Miscellaneous_New_Space Heating_Natural Gas_Unit Heater_E4 | F6 | Commercial | Miscellaneous | New | Space Heating | Natural Gas | Unit Heater | E4 | Utility - Value of Sales | 0 | 0 | 0 | 0 | 0 | 0 | 0 | 0 | 0 | 0 | 0 | 0 | 0 | 0 | 0 | 0 | 0 | 0 | 0 | 0 | 0 | 0 | 0 | 0 | 0 | 0 | 0 | 0 | 0 | 0 | 0
F6_Commercial_Miscellaneous_New_Space Heating_Natural Gas_Unit Heater_E5 | F6 | Commercial | Miscellaneous | New | Space Heating | Natural Gas | Unit Heater | E5 | Utility - Value of Sales | 0 | 0 | 0 | 0 | 0 | 0 | 0 | 0 | 0 | 0 | 0 | 0 | 0 | 0 | 0 | 0 | 0 | 0 | 0 | 0 | 0 | 0 | 0 | 0 | 0 | 0 | 0 | 0 | 0 | 0 | 0
F6_Commercial_Miscellaneous_New_Space Heating_Natural Gas_Unit Heater_E6 | F6 | Commercial | Miscellaneous | New | Space Heating | Natural Gas | Unit Heater | E6 | Utility - Value of Sales | 0 | 0 | 0 | 0 | 0 | 0 | 0 | 0 | 0 | 0 | 0 | 0 | 0 | 0 | 0 | 0 | 0 | 0 | 0 | 0 | 0 | 0 | 0 | 0 | 0 | 0 | 0 | 0 | 0 | 0 | 0
F6_Commercial_Miscellaneous_New_Space Heating_Natural Gas_Unit Heater_E7 | F6 | Commercial | Miscellaneous | New | Space Heating | Natural Gas | Unit Heater | E7 | Utility - Value of Sales | 0 | 0 | 0 | 0 | 0 | 0 | 0 | 0 | 0 | 0 | 0 | 0 | 0 | 0 | 0 | 0 | 0 | 0 | 0 | 0 | 0 | 0 | 0 | 0 | 0 | 0 | 0 | 0 | 0 | 0 | 0
F6_Commercial_Miscellaneous_New_Space Heating_Natural Gas_Unit Heater_E8 | F6 | Commercial | Miscellaneous | New | Space Heating | Natural Gas | Unit Heater | E8 | Utility - Value of Sales | 0 | 0 | 0 | 0 | 0 | 0 | 0 | 0 | 0 | 0 | 0 | 0 | 0 | 0 | 0 | 0 | 0 | 0 | 0 | 0 | 0 | 0 | 0 | 0 | 0 | 0 | 0 | 0 | 0 | 0 | 0
F6_Commercial_Miscellaneous_New_Space Heating_Natural Gas_Unit Heater_E9 | F6 | Commercial | Miscellaneous | New | Space Heating | Natural Gas | Unit Heater | E9 | Utility - Value of Sales | 0 | 0 | 0 | 0 | 0 | 0 | 0 | 0 | 0 | 0 | 0 | 0 | 0 | 0 | 0 | 0 | 0 | 0 | 0 | 0 | 0 | 0 | 0 | 0 | 0 | 0 | 0 | 0 | 0 | 0 | 0
F6_Commercial_Miscellaneous_New_Space Heating_Natural Gas_Unit Heater_E10 | F6 | Commercial | Miscellaneous | New | Space Heating | Natural Gas | Unit Heater | E10 | Utility - Value of Sales | 0 | 0 | 0 | 0 | 0 | 0 | 0 | 0 | 0 | 0 | 0 | 0 | 0 | 0 | 0 | 0 | 0 | 0 | 0 | 0 | 0 | 0 | 0 | 0 | 0 | 0 | 0 | 0 | 0 | 0 | 0
F1_Commercial_Miscellaneous_New_Water Heating_Natural Gas_Water Heater_E1 | F1 | Commercial | Miscellaneous | New | Water Heating | Natural Gas | Water Heater | E1 | Participant - Cost of Equipment | 0.010627 | 0.010627 | 0.010627 | 0.010627 | 0.010627 | 0.010627 | 0.010627 | 0.010627 | 0.010627 | 0.010627 | 0.010627 | 0.010627 | 0.010627 | 0.010627 | 0.010627 | 0.010627 | 0.010627 | 0.010627 | 0.010627 | 0.010627 | 0.010627 | 0.010627 | 0.010627 | 0.010627 | 0.010627 | 0.010627 | 0.010627 | 0.010627 | 0.010627 | 0.010627 | 0.010627
F1_Commercial_Miscellaneous_New_Water Heating_Natural Gas_Water Heater_E2 | F1 | Commercial | Miscellaneous | New | Water Heating | Natural Gas | Water Heater | E2 | Participant - Cost of Equipment | 0.011875 | 0.011875 | 0.011875 | 0.011875 | 0.011875 | 0.011875 | 0.011875 | 0.011875 | 0.011875 | 0.011875 | 0.011875 | 0.011875 | 0.011875 | 0.011875 | 0.011875 | 0.011875 | 0.011875 | 0.011875 | 0.011875 | 0.011875 | 0.011875 | 0.011875 | 0.011875 | 0.011875 | 0.011875 | 0.011875 | 0.011875 | 0.011875 | 0.011875 | 0.011875 | 0.011875
F1_Commercial_Miscellaneous_New_Water Heating_Natural Gas_Water Heater_E3 | F1 | Commercial | Miscellaneous | New | Water Heating | Natural Gas | Water Heater | E3 | Participant - Cost of Equipment | 0.012413 | 0.012413 | 0.012413 | 0.012413 | 0.012413 | 0.012413 | 0.012413 | 0.012413 | 0.012413 | 0.012413 | 0.012413 | 0.012413 | 0.012413 | 0.012413 | 0.012413 | 0.012413 | 0.012413 | 0.012413 | 0.012413 | 0.012413 | 0.012413 | 0.012413 | 0.012413 | 0.012413 | 0.012413 | 0.012413 | 0.012413 | 0.012413 | 0.012413 | 0.012413 | 0.012413
F1_Commercial_Miscellaneous_New_Water Heating_Natural Gas_Water Heater_E4 | F1 | Commercial | Miscellaneous | New | Water Heating | Natural Gas | Water Heater | E4 | Participant - Cost of Equipment | 0 | 0 | 0 | 0 | 0 | 0 | 0 | 0.017021 | 0.017021 | 0.017021 | 0.017021 | 0.017021 | 0.017021 | 0.017021 | 0.017021 | 0.017021 | 0.017021 | 0.017021 | 0.017021 | 0.017021 | 0.017021 | 0.017021 | 0.017021 | 0.017021 | 0.017021 | 0.017021 | 0.017021 | 0.017021 | 0.017021 | 0.017021 | 0.017021
F1_Commercial_Miscellaneous_New_Water Heating_Natural Gas_Water Heater_E5 | F1 | Commercial | Miscellaneous | New | Water Heating | Natural Gas | Water Heater | E5 | Participant - Cost of Equipment | 0 | 0 | 0 | 0 | 0 | 0 | 0 | 0 | 0 | 0 | 0 | 0 | 0 | 0 | 0 | 0 | 0 | 0 | 0 | 0 | 0 | 0 | 0 | 0 | 0 | 0 | 0 | 0 | 0 | 0 | 0
F1_Commercial_Miscellaneous_New_Water Heating_Natural Gas_Water Heater_E6 | F1 | Commercial | Miscellaneous | New | Water Heating | Natural Gas | Water Heater | E6 | Participant - Cost of Equipment | 0 | 0 | 0 | 0 | 0 | 0 | 0 | 0 | 0 | 0 | 0 | 0 | 0 | 0 | 0 | 0 | 0 | 0 | 0 | 0 | 0 | 0 | 0 | 0 | 0 | 0 | 0 | 0 | 0 | 0 | 0
F1_Commercial_Miscellaneous_New_Water Heating_Natural Gas_Water Heater_E7 | F1 | Commercial | Miscellaneous | New | Water Heating | Natural Gas | Water Heater | E7 | Participant - Cost of Equipment | 0 | 0 | 0 | 0 | 0 | 0 | 0 | 0 | 0 | 0 | 0 | 0 | 0 | 0 | 0 | 0 | 0 | 0 | 0 | 0 | 0 | 0 | 0 | 0 | 0 | 0 | 0 | 0 | 0 | 0 | 0
F1_Commercial_Miscellaneous_New_Water Heating_Natural Gas_Water Heater_E8 | F1 | Commercial | Miscellaneous | New | Water Heating | Natural Gas | Water Heater | E8 | Participant - Cost of Equipment | 0 | 0 | 0 | 0 | 0 | 0 | 0 | 0 | 0 | 0 | 0 | 0 | 0 | 0 | 0 | 0 | 0 | 0 | 0 | 0 | 0 | 0 | 0 | 0 | 0 | 0 | 0 | 0 | 0 | 0 | 0
F1_Commercial_Miscellaneous_New_Water Heating_Natural Gas_Water Heater_E9 | F1 | Commercial | Miscellaneous | New | Water Heating | Natural Gas | Water Heater | E9 | Participant - Cost of Equipment | 0 | 0 | 0 | 0 | 0 | 0 | 0 | 0 | 0 | 0 | 0 | 0 | 0 | 0 | 0 | 0 | 0 | 0 | 0 | 0 | 0 | 0 | 0 | 0 | 0 | 0 | 0 | 0 | 0 | 0 | 0
F1_Commercial_Miscellaneous_New_Water Heating_Natural Gas_Water Heater_E10 | F1 | Commercial | Miscellaneous | New | Water Heating | Natural Gas | Water Heater | E10 | Participant - Cost of Equipment | 0 | 0 | 0 | 0 | 0 | 0 | 0 | 0 | 0 | 0 | 0 | 0 | 0 | 0 | 0 | 0 | 0 | 0 | 0 | 0 | 0 | 0 | 0 | 0 | 0 | 0 | 0 | 0 | 0 | 0 | 0
F2_Commercial_Miscellaneous_New_Water Heating_Natural Gas_Water Heater_E1 | F2 | Commercial | Miscellaneous | New | Water Heating | Natural Gas | Water Heater | E1 | Participant - Cost of Operation | 0.17936 | 0.18292 | 0.18546 | 0.18822 | 0.19218 | 0.18005 | 0.17057 | 0.16559 | 0.1638 | 0.16105 | 0.1592 | 0.16763 | 0.15003 | 0.16036 | 0.17362 | 0.1865 | 0.18698 | 0.18788 | 0.18429 | 0.18685 | 0.18864 | 0.19106 | 0.1941 | 0.091431 | 0.089607 | 0.0879 | 0.086292 | 0.084768 | 0.083313 | 0.081913 | 0.080561
F2_Commercial_Miscellaneous_New_Water Heating_Natural Gas_Water Heater_E2 | F2 | Commercial | Miscellaneous | New | Water Heating | Natural Gas | Water Heater | E2 | Participant - Cost of Operation | 0.15265 | 0.15568 | 0.15784 | 0.16019 | 0.16356 | 0.15324 | 0.14517 | 0.14093 | 0.1394 | 0.13707 | 0.13549 | 0.14267 | 0.12768 | 0.13647 | 0.14776 | 0.15873 | 0.15914 | 0.1599 | 0.15684 | 0.15902 | 0.16054 | 0.1626 | 0.16519 | 0.077813 | 0.076261 | 0.074808 | 0.07344 | 0.072143 | 0.070905 | 0.069713 | 0.068563
F2_Commercial_Miscellaneous_New_Water Heating_Natural Gas_Water Heater_E3 | F2 | Commercial | Miscellaneous | New | Water Heating | Natural Gas | Water Heater | E3 | Participant - Cost of Operation | 0.12721 | 0.12973 | 0.13153 | 0.13349 | 0.1363 | 0.1277 | 0.12097 | 0.11744 | 0.11617 | 0.11422 | 0.11291 | 0.11889 | 0.1064 | 0.11373 | 0.12313 | 0.13227 | 0.13261 | 0.13325 | 0.1307 | 0.13252 | 0.13379 | 0.1355 | 0.13766 | 0.064844 | 0.063551 | 0.06234 | 0.0612 | 0.060119 | 0.059087 | 0.058095 | 0.057136
F2_Commercial_Miscellaneous_New_Water Heating_Natural Gas_Water Heater_E4 | F2 | Commercial | Miscellaneous | New | Water Heating | Natural Gas | Water Heater | E4 | Participant - Cost of Operation | 0 | 0 | 0 | 0 | 0 | 0 | 0 | 0.090054 | 0.091362 | 0.092579 | 0.094437 | 0.096304 | 0.087602 | 0.087032 | 0.087165 | 0.086633 | 0.086584 | 0.086714 | 0.08507 | 0.085888 | 0.086409 | 0.087187 | 0.088218 | 0.047112 | 0.046213 | 0.045365 | 0.04456 | 0.043791 | 0.043053 | 0.04234 | 0.041503
F2_Commercial_Miscellaneous_New_Water Heating_Natural Gas_Water Heater_E5 | F2 | Commercial | Miscellaneous | New | Water Heating | Natural Gas | Water Heater | E5 | Participant - Cost of Operation | 0 | 0 | 0 | 0 | 0 | 0 | 0 | 0 | 0 | 0 | 0 | 0 | 0 | 0 | 0 | 0 | 0 | 0 | 0 | 0 | 0 | 0 | 0 | 0 | 0 | 0 | 0 | 0 | 0 | 0 | 0
F2_Commercial_Miscellaneous_New_Water Heating_Natural Gas_Water Heater_E6 | F2 | Commercial | Miscellaneous | New | Water Heating | Natural Gas | Water Heater | E6 | Participant - Cost of Operation | 0 | 0 | 0 | 0 | 0 | 0 | 0 | 0 | 0 | 0 | 0 | 0 | 0 | 0 | 0 | 0 | 0 | 0 | 0 | 0 | 0 | 0 | 0 | 0 | 0 | 0 | 0 | 0 | 0 | 0 | 0
F2_Commercial_Miscellaneous_New_Water Heating_Natural Gas_Water Heater_E7 | F2 | Commercial | Miscellaneous | New | Water Heating | Natural Gas | Water Heater | E7 | Participant - Cost of Operation | 0 | 0 | 0 | 0 | 0 | 0 | 0 | 0 | 0 | 0 | 0 | 0 | 0 | 0 | 0 | 0 | 0 | 0 | 0 | 0 | 0 | 0 | 0 | 0 | 0 | 0 | 0 | 0 | 0 | 0 | 0
F2_Commercial_Miscellaneous_New_Water Heating_Natural Gas_Water Heater_E8 | F2 | Commercial | Miscellaneous | New | Water Heating | Natural Gas | Water Heater | E8 | Participant - Cost of Operation | 0 | 0 | 0 | 0 | 0 | 0 | 0 | 0 | 0 | 0 | 0 | 0 | 0 | 0 | 0 | 0 | 0 | 0 | 0 | 0 | 0 | 0 | 0 | 0 | 0 | 0 | 0 | 0 | 0 | 0 | 0
F2_Commercial_Miscellaneous_New_Water Heating_Natural Gas_Water Heater_E9 | F2 | Commercial | Miscellaneous | New | Water Heating | Natural Gas | Water Heater | E9 | Participant - Cost of Operation | 0 | 0 | 0 | 0 | 0 | 0 | 0 | 0 | 0 | 0 | 0 | 0 | 0 | 0 | 0 | 0 | 0 | 0 | 0 | 0 | 0 | 0 | 0 | 0 | 0 | 0 | 0 | 0 | 0 | 0 | 0
F2_Commercial_Miscellaneous_New_Water Heating_Natural Gas_Water Heater_E10 | F2 | Commercial | Miscellaneous | New | Water Heating | Natural Gas | Water Heater | E10 | Participant - Cost of Operation | 0 | 0 | 0 | 0 | 0 | 0 | 0 | 0 | 0 | 0 | 0 | 0 | 0 | 0 | 0 | 0 | 0 | 0 | 0 | 0 | 0 | 0 | 0 | 0 | 0 | 0 | 0 | 0 | 0 | 0 | 0
F3_Commercial_Miscellaneous_New_Water Heating_Natural Gas_Water Heater_E1 | F3 | Commercial | Miscellaneous | New | Water Heating | Natural Gas | Water Heater | E1 | System - kBTUs of Conusmption | 15.0092 | 15.0452 | 15.0223 | 15.0066 | 15.0066 | 15.0066 | 15.0066 | 15.0066 | 15.0066 | 15.0066 | 15.0066 | 15.0066 | 15.0066 | 15.0066 | 15.0066 | 15.0066 | 15.0066 | 15.0066 | 15.0066 | 15.0066 | 15.0066 | 15.0066 | 15.0066 | 15.0066 | 15.0066 | 15.0066 | 15.0066 | 15.0066 | 15.0066 | 15.0066 | 15.0066
F3_Commercial_Miscellaneous_New_Water Heating_Natural Gas_Water Heater_E2 | F3 | Commercial | Miscellaneous | New | Water Heating | Natural Gas | Water Heater | E2 | System - kBTUs of Conusmption | 12.7738 | 12.8044 | 12.7849 | 12.7716 | 12.7716 | 12.7716 | 12.7716 | 12.7716 | 12.7716 | 12.7716 | 12.7716 | 12.7716 | 12.7716 | 12.7716 | 12.7716 | 12.7716 | 12.7716 | 12.7716 | 12.7716 | 12.7716 | 12.7716 | 12.7716 | 12.7716 | 12.7716 | 12.7716 | 12.7716 | 12.7716 | 12.7716 | 12.7716 | 12.7716 | 12.7716
F3_Commercial_Miscellaneous_New_Water Heating_Natural Gas_Water Heater_E3 | F3 | Commercial | Miscellaneous | New | Water Heating | Natural Gas | Water Heater | E3 | System - kBTUs of Conusmption | 10.6448 | 10.6703 | 10.6541 | 10.643 | 10.643 | 10.643 | 10.643 | 10.643 | 10.643 | 10.643 | 10.643 | 10.643 | 10.643 | 10.643 | 10.643 | 10.643 | 10.643 | 10.643 | 10.643 | 10.643 | 10.643 | 10.643 | 10.643 | 10.643 | 10.643 | 10.643 | 10.643 | 10.643 | 10.643 | 10.643 | 10.643
F3_Commercial_Miscellaneous_New_Water Heating_Natural Gas_Water Heater_E4 | F3 | Commercial | Miscellaneous | New | Water Heating | Natural Gas | Water Heater | E4 | System - kBTUs of Conusmption | 0 | 0 | 0 | 0 | 0 | 0 | 0 | 8.0324 | 8.0324 | 8.0324 | 8.0324 | 8.0324 | 8.0324 | 8.0324 | 8.0324 | 8.0324 | 8.0324 | 8.0324 | 8.0324 | 8.0324 | 8.0324 | 8.0324 | 8.0324 | 8.0324 | 8.0324 | 8.0324 | 8.0324 | 8.0324 | 8.0324 | 8.0324 | 8.0324
F3_Commercial_Miscellaneous_New_Water Heating_Natural Gas_Water Heater_E5 | F3 | Commercial | Miscellaneous | New | Water Heating | Natural Gas | Water Heater | E5 | System - kBTUs of Conusmption | 0 | 0 | 0 | 0 | 0 | 0 | 0 | 0 | 0 | 0 | 0 | 0 | 0 | 0 | 0 | 0 | 0 | 0 | 0 | 0 | 0 | 0 | 0 | 0 | 0 | 0 | 0 | 0 | 0 | 0 | 0
F3_Commercial_Miscellaneous_New_Water Heating_Natural Gas_Water Heater_E6 | F3 | Commercial | Miscellaneous | New | Water Heating | Natural Gas | Water Heater | E6 | System - kBTUs of Conusmption | 0 | 0 | 0 | 0 | 0 | 0 | 0 | 0 | 0 | 0 | 0 | 0 | 0 | 0 | 0 | 0 | 0 | 0 | 0 | 0 | 0 | 0 | 0 | 0 | 0 | 0 | 0 | 0 | 0 | 0 | 0
F3_Commercial_Miscellaneous_New_Water Heating_Natural Gas_Water Heater_E7 | F3 | Commercial | Miscellaneous | New | Water Heating | Natural Gas | Water Heater | E7 | System - kBTUs of Conusmption | 0 | 0 | 0 | 0 | 0 | 0 | 0 | 0 | 0 | 0 | 0 | 0 | 0 | 0 | 0 | 0 | 0 | 0 | 0 | 0 | 0 | 0 | 0 | 0 | 0 | 0 | 0 | 0 | 0 | 0 | 0
F3_Commercial_Miscellaneous_New_Water Heating_Natural Gas_Water Heater_E8 | F3 | Commercial | Miscellaneous | New | Water Heating | Natural Gas | Water Heater | E8 | System - kBTUs of Conusmption | 0 | 0 | 0 | 0 | 0 | 0 | 0 | 0 | 0 | 0 | 0 | 0 | 0 | 0 | 0 | 0 | 0 | 0 | 0 | 0 | 0 | 0 | 0 | 0 | 0 | 0 | 0 | 0 | 0 | 0 | 0
F3_Commercial_Miscellaneous_New_Water Heating_Natural Gas_Water Heater_E9 | F3 | Commercial | Miscellaneous | New | Water Heating | Natural Gas | Water Heater | E9 | System - kBTUs of Conusmption | 0 | 0 | 0 | 0 | 0 | 0 | 0 | 0 | 0 | 0 | 0 | 0 | 0 | 0 | 0 | 0 | 0 | 0 | 0 | 0 | 0 | 0 | 0 | 0 | 0 | 0 | 0 | 0 | 0 | 0 | 0
F3_Commercial_Miscellaneous_New_Water Heating_Natural Gas_Water Heater_E10 | F3 | Commercial | Miscellaneous | New | Water Heating | Natural Gas | Water Heater | E10 | System - kBTUs of Conusmption | 0 | 0 | 0 | 0 | 0 | 0 | 0 | 0 | 0 | 0 | 0 | 0 | 0 | 0 | 0 | 0 | 0 | 0 | 0 | 0 | 0 | 0 | 0 | 0 | 0 | 0 | 0 | 0 | 0 | 0 | 0
F4_Commercial_Miscellaneous_New_Water Heating_Natural Gas_Water Heater_E1 | F4 | Commercial | Miscellaneous | New | Water Heating | Natural Gas | Water Heater | E1 | Utility - Cost of Equipment | 0.010627 | 0.010627 | 0.010627 | 0.010627 | 0.010627 | 0.010627 | 0.010627 | 0.010627 | 0.010627 | 0.010627 | 0.010627 | 0.010627 | 0.010627 | 0.010627 | 0.010627 | 0.010627 | 0.010627 | 0.010627 | 0.010627 | 0.010627 | 0.010627 | 0.010627 | 0.010627 | 0.010627 | 0.010627 | 0.010627 | 0.010627 | 0.010627 | 0.010627 | 0.010627 | 0.010627
F4_Commercial_Miscellaneous_New_Water Heating_Natural Gas_Water Heater_E2 | F4 | Commercial | Miscellaneous | New | Water Heating | Natural Gas | Water Heater | E2 | Utility - Cost of Equipment | 0.011875 | 0.011875 | 0.011875 | 0.011875 | 0.011875 | 0.011875 | 0.011875 | 0.011875 | 0.011875 | 0.011875 | 0.011875 | 0.011875 | 0.011875 | 0.011875 | 0.011875 | 0.011875 | 0.011875 | 0.011875 | 0.011875 | 0.011875 | 0.011875 | 0.011875 | 0.011875 | 0.011875 | 0.011875 | 0.011875 | 0.011875 | 0.011875 | 0.011875 | 0.011875 | 0.011875
F4_Commercial_Miscellaneous_New_Water Heating_Natural Gas_Water Heater_E3 | F4 | Commercial | Miscellaneous | New | Water Heating | Natural Gas | Water Heater | E3 | Utility - Cost of Equipment | 0.012413 | 0.012413 | 0.012413 | 0.012413 | 0.012413 | 0.012413 | 0.012413 | 0.012413 | 0.012413 | 0.012413 | 0.012413 | 0.012413 | 0.012413 | 0.012413 | 0.012413 | 0.012413 | 0.012413 | 0.012413 | 0.012413 | 0.012413 | 0.012413 | 0.012413 | 0.012413 | 0.012413 | 0.012413 | 0.012413 | 0.012413 | 0.012413 | 0.012413 | 0.012413 | 0.012413
F4_Commercial_Miscellaneous_New_Water Heating_Natural Gas_Water Heater_E4 | F4 | Commercial | Miscellaneous | New | Water Heating | Natural Gas | Water Heater | E4 | Utility - Cost of Equipment | 0 | 0 | 0 | 0 | 0 | 0 | 0 | 0.017021 | 0.017021 | 0.017021 | 0.017021 | 0.017021 | 0.017021 | 0.017021 | 0.017021 | 0.017021 | 0.017021 | 0.017021 | 0.017021 | 0.017021 | 0.017021 | 0.017021 | 0.017021 | 0.017021 | 0.017021 | 0.017021 | 0.017021 | 0.017021 | 0.017021 | 0.017021 | 0.017021
F4_Commercial_Miscellaneous_New_Water Heating_Natural Gas_Water Heater_E5 | F4 | Commercial | Miscellaneous | New | Water Heating | Natural Gas | Water Heater | E5 | Utility - Cost of Equipment | 0 | 0 | 0 | 0 | 0 | 0 | 0 | 0 | 0 | 0 | 0 | 0 | 0 | 0 | 0 | 0 | 0 | 0 | 0 | 0 | 0 | 0 | 0 | 0 | 0 | 0 | 0 | 0 | 0 | 0 | 0
F4_Commercial_Miscellaneous_New_Water Heating_Natural Gas_Water Heater_E6 | F4 | Commercial | Miscellaneous | New | Water Heating | Natural Gas | Water Heater | E6 | Utility - Cost of Equipment | 0 | 0 | 0 | 0 | 0 | 0 | 0 | 0 | 0 | 0 | 0 | 0 | 0 | 0 | 0 | 0 | 0 | 0 | 0 | 0 | 0 | 0 | 0 | 0 | 0 | 0 | 0 | 0 | 0 | 0 | 0
F4_Commercial_Miscellaneous_New_Water Heating_Natural Gas_Water Heater_E7 | F4 | Commercial | Miscellaneous | New | Water Heating | Natural Gas | Water Heater | E7 | Utility - Cost of Equipment | 0 | 0 | 0 | 0 | 0 | 0 | 0 | 0 | 0 | 0 | 0 | 0 | 0 | 0 | 0 | 0 | 0 | 0 | 0 | 0 | 0 | 0 | 0 | 0 | 0 | 0 | 0 | 0 | 0 | 0 | 0
F4_Commercial_Miscellaneous_New_Water Heating_Natural Gas_Water Heater_E8 | F4 | Commercial | Miscellaneous | New | Water Heating | Natural Gas | Water Heater | E8 | Utility - Cost of Equipment | 0 | 0 | 0 | 0 | 0 | 0 | 0 | 0 | 0 | 0 | 0 | 0 | 0 | 0 | 0 | 0 | 0 | 0 | 0 | 0 | 0 | 0 | 0 | 0 | 0 | 0 | 0 | 0 | 0 | 0 | 0
F4_Commercial_Miscellaneous_New_Water Heating_Natural Gas_Water Heater_E9 | F4 | Commercial | Miscellaneous | New | Water Heating | Natural Gas | Water Heater | E9 | Utility - Cost of Equipment | 0 | 0 | 0 | 0 | 0 | 0 | 0 | 0 | 0 | 0 | 0 | 0 | 0 | 0 | 0 | 0 | 0 | 0 | 0 | 0 | 0 | 0 | 0 | 0 | 0 | 0 | 0 | 0 | 0 | 0 | 0
F4_Commercial_Miscellaneous_New_Water Heating_Natural Gas_Water Heater_E10 | F4 | Commercial | Miscellaneous | New | Water Heating | Natural Gas | Water Heater | E10 | Utility - Cost of Equipment | 0 | 0 | 0 | 0 | 0 | 0 | 0 | 0 | 0 | 0 | 0 | 0 | 0 | 0 | 0 | 0 | 0 | 0 | 0 | 0 | 0 | 0 | 0 | 0 | 0 | 0 | 0 | 0 | 0 | 0 | 0
F5_Commercial_Miscellaneous_New_Water Heating_Natural Gas_Water Heater_E1 | F5 | Commercial | Miscellaneous | New | Water Heating | Natural Gas | Water Heater | E1 | Utility - Cost of Operation | 0.14971 | 0.15268 | 0.1548 | 0.1571 | 0.16041 | 0.15029 | 0.14237 | 0.13822 | 0.13672 | 0.13443 | 0.13288 | 0.13992 | 0.12522 | 0.13385 | 0.14491 | 0.15567 | 0.15607 | 0.15682 | 0.15382 | 0.15596 | 0.15745 | 0.15947 | 0.16201 | 0.076315 | 0.074793 | 0.073368 | 0.072026 | 0.070754 | 0.069539 | 0.068371 | 0.067243
F5_Commercial_Miscellaneous_New_Water Heating_Natural Gas_Water Heater_E2 | F5 | Commercial | Miscellaneous | New | Water Heating | Natural Gas | Water Heater | E2 | Utility - Cost of Operation | 0.12741 | 0.12994 | 0.13175 | 0.1337 | 0.13652 | 0.1279 | 0.12117 | 0.11763 | 0.11636 | 0.11441 | 0.11309 | 0.11908 | 0.10657 | 0.11391 | 0.12333 | 0.13249 | 0.13283 | 0.13346 | 0.13091 | 0.13273 | 0.134 | 0.13572 | 0.13788 | 0.064949 | 0.063653 | 0.062441 | 0.061299 | 0.060216 | 0.059183 | 0.058188 | 0.057228
F5_Commercial_Miscellaneous_New_Water Heating_Natural Gas_Water Heater_E3 | F5 | Commercial | Miscellaneous | New | Water Heating | Natural Gas | Water Heater | E3 | Utility - Cost of Operation | 0.10618 | 0.10828 | 0.10979 | 0.11142 | 0.11376 | 0.10659 | 0.10098 | 0.098025 | 0.096965 | 0.095339 | 0.094241 | 0.099235 | 0.088811 | 0.094926 | 0.10278 | 0.1104 | 0.11069 | 0.11122 | 0.10909 | 0.11061 | 0.11167 | 0.1131 | 0.1149 | 0.054124 | 0.053045 | 0.052034 | 0.051083 | 0.05018 | 0.049319 | 0.04849 | 0.04769
F5_Commercial_Miscellaneous_New_Water Heating_Natural Gas_Water Heater_E4 | F5 | Commercial | Miscellaneous | New | Water Heating | Natural Gas | Water Heater | E4 | Utility - Cost of Operation | 0 | 0 | 0 | 0 | 0 | 0 | 0 | 0.075166 | 0.076258 | 0.077274 | 0.078825 | 0.080383 | 0.07312 | 0.072644 | 0.072755 | 0.072311 | 0.07227 | 0.072378 | 0.071006 | 0.071689 | 0.072124 | 0.072773 | 0.073633 | 0.039324 | 0.038573 | 0.037865 | 0.037193 | 0.036552 | 0.035936 | 0.035341 | 0.034642
F5_Commercial_Miscellaneous_New_Water Heating_Natural Gas_Water Heater_E5 | F5 | Commercial | Miscellaneous | New | Water Heating | Natural Gas | Water Heater | E5 | Utility - Cost of Operation | 0 | 0 | 0 | 0 | 0 | 0 | 0 | 0 | 0 | 0 | 0 | 0 | 0 | 0 | 0 | 0 | 0 | 0 | 0 | 0 | 0 | 0 | 0 | 0 | 0 | 0 | 0 | 0 | 0 | 0 | 0
F5_Commercial_Miscellaneous_New_Water Heating_Natural Gas_Water Heater_E6 | F5 | Commercial | Miscellaneous | New | Water Heating | Natural Gas | Water Heater | E6 | Utility - Cost of Operation | 0 | 0 | 0 | 0 | 0 | 0 | 0 | 0 | 0 | 0 | 0 | 0 | 0 | 0 | 0 | 0 | 0 | 0 | 0 | 0 | 0 | 0 | 0 | 0 | 0 | 0 | 0 | 0 | 0 | 0 | 0
F5_Commercial_Miscellaneous_New_Water Heating_Natural Gas_Water Heater_E7 | F5 | Commercial | Miscellaneous | New | Water Heating | Natural Gas | Water Heater | E7 | Utility - Cost of Operation | 0 | 0 | 0 | 0 | 0 | 0 | 0 | 0 | 0 | 0 | 0 | 0 | 0 | 0 | 0 | 0 | 0 | 0 | 0 | 0 | 0 | 0 | 0 | 0 | 0 | 0 | 0 | 0 | 0 | 0 | 0
F5_Commercial_Miscellaneous_New_Water Heating_Natural Gas_Water Heater_E8 | F5 | Commercial | Miscellaneous | New | Water Heating | Natural Gas | Water Heater | E8 | Utility - Cost of Operation | 0 | 0 | 0 | 0 | 0 | 0 | 0 | 0 | 0 | 0 | 0 | 0 | 0 | 0 | 0 | 0 | 0 | 0 | 0 | 0 | 0 | 0 | 0 | 0 | 0 | 0 | 0 | 0 | 0 | 0 | 0
F5_Commercial_Miscellaneous_New_Water Heating_Natural Gas_Water Heater_E9 | F5 | Commercial | Miscellaneous | New | Water Heating | Natural Gas | Water Heater | E9 | Utility - Cost of Operation | 0 | 0 | 0 | 0 | 0 | 0 | 0 | 0 | 0 | 0 | 0 | 0 | 0 | 0 | 0 | 0 | 0 | 0 | 0 | 0 | 0 | 0 | 0 | 0 | 0 | 0 | 0 | 0 | 0 | 0 | 0
F5_Commercial_Miscellaneous_New_Water Heating_Natural Gas_Water Heater_E10 | F5 | Commercial | Miscellaneous | New | Water Heating | Natural Gas | Water Heater | E10 | Utility - Cost of Operation | 0 | 0 | 0 | 0 | 0 | 0 | 0 | 0 | 0 | 0 | 0 | 0 | 0 | 0 | 0 | 0 | 0 | 0 | 0 | 0 | 0 | 0 | 0 | 0 | 0 | 0 | 0 | 0 | 0 | 0 | 0
F6_Commercial_Miscellaneous_New_Water Heating_Natural Gas_Water Heater_E1 | F6 | Commercial | Miscellaneous | New | Water Heating | Natural Gas | Water Heater | E1 | Utility - Value of Sales | 0.17936 | 0.18292 | 0.18546 | 0.18822 | 0.19218 | 0.18005 | 0.17057 | 0.16559 | 0.1638 | 0.16105 | 0.1592 | 0.16763 | 0.15003 | 0.16036 | 0.17362 | 0.1865 | 0.18698 | 0.18788 | 0.18429 | 0.18685 | 0.18864 | 0.19106 | 0.1941 | 0.091431 | 0.089607 | 0.0879 | 0.086292 | 0.084768 | 0.083313 | 0.081913 | 0.080561
F6_Commercial_Miscellaneous_New_Water Heating_Natural Gas_Water Heater_E2 | F6 | Commercial | Miscellaneous | New | Water Heating | Natural Gas | Water Heater | E2 | Utility - Value of Sales | 0.15265 | 0.15568 | 0.15784 | 0.16019 | 0.16356 | 0.15324 | 0.14517 | 0.14093 | 0.1394 | 0.13707 | 0.13549 | 0.14267 | 0.12768 | 0.13647 | 0.14776 | 0.15873 | 0.15914 | 0.1599 | 0.15684 | 0.15902 | 0.16054 | 0.1626 | 0.16519 | 0.077813 | 0.076261 | 0.074808 | 0.07344 | 0.072143 | 0.070905 | 0.069713 | 0.068563
F6_Commercial_Miscellaneous_New_Water Heating_Natural Gas_Water Heater_E3 | F6 | Commercial | Miscellaneous | New | Water Heating | Natural Gas | Water Heater | E3 | Utility - Value of Sales | 0.12721 | 0.12973 | 0.13153 | 0.13349 | 0.1363 | 0.1277 | 0.12097 | 0.11744 | 0.11617 | 0.11422 | 0.11291 | 0.11889 | 0.1064 | 0.11373 | 0.12313 | 0.13227 | 0.13261 | 0.13325 | 0.1307 | 0.13252 | 0.13379 | 0.1355 | 0.13766 | 0.064844 | 0.063551 | 0.06234 | 0.0612 | 0.060119 | 0.059087 | 0.058095 | 0.057136
F6_Commercial_Miscellaneous_New_Water Heating_Natural Gas_Water Heater_E4 | F6 | Commercial | Miscellaneous | New | Water Heating | Natural Gas | Water Heater | E4 | Utility - Value of Sales | 0 | 0 | 0 | 0 | 0 | 0 | 0 | 0.090054 | 0.091362 | 0.092579 | 0.094437 | 0.096304 | 0.087602 | 0.087032 | 0.087165 | 0.086633 | 0.086584 | 0.086714 | 0.08507 | 0.085888 | 0.086409 | 0.087187 | 0.088218 | 0.047112 | 0.046213 | 0.045365 | 0.04456 | 0.043791 | 0.043053 | 0.04234 | 0.041503
F6_Commercial_Miscellaneous_New_Water Heating_Natural Gas_Water Heater_E5 | F6 | Commercial | Miscellaneous | New | Water Heating | Natural Gas | Water Heater | E5 | Utility - Value of Sales | 0 | 0 | 0 | 0 | 0 | 0 | 0 | 0 | 0 | 0 | 0 | 0 | 0 | 0 | 0 | 0 | 0 | 0 | 0 | 0 | 0 | 0 | 0 | 0 | 0 | 0 | 0 | 0 | 0 | 0 | 0
F6_Commercial_Miscellaneous_New_Water Heating_Natural Gas_Water Heater_E6 | F6 | Commercial | Miscellaneous | New | Water Heating | Natural Gas | Water Heater | E6 | Utility - Value of Sales | 0 | 0 | 0 | 0 | 0 | 0 | 0 | 0 | 0 | 0 | 0 | 0 | 0 | 0 | 0 | 0 | 0 | 0 | 0 | 0 | 0 | 0 | 0 | 0 | 0 | 0 | 0 | 0 | 0 | 0 | 0
F6_Commercial_Miscellaneous_New_Water Heating_Natural Gas_Water Heater_E7 | F6 | Commercial | Miscellaneous | New | Water Heating | Natural Gas | Water Heater | E7 | Utility - Value of Sales | 0 | 0 | 0 | 0 | 0 | 0 | 0 | 0 | 0 | 0 | 0 | 0 | 0 | 0 | 0 | 0 | 0 | 0 | 0 | 0 | 0 | 0 | 0 | 0 | 0 | 0 | 0 | 0 | 0 | 0 | 0
F6_Commercial_Miscellaneous_New_Water Heating_Natural Gas_Water Heater_E8 | F6 | Commercial | Miscellaneous | New | Water Heating | Natural Gas | Water Heater | E8 | Utility - Value of Sales | 0 | 0 | 0 | 0 | 0 | 0 | 0 | 0 | 0 | 0 | 0 | 0 | 0 | 0 | 0 | 0 | 0 | 0 | 0 | 0 | 0 | 0 | 0 | 0 | 0 | 0 | 0 | 0 | 0 | 0 | 0
F6_Commercial_Miscellaneous_New_Water Heating_Natural Gas_Water Heater_E9 | F6 | Commercial | Miscellaneous | New | Water Heating | Natural Gas | Water Heater | E9 | Utility - Value of Sales | 0 | 0 | 0 | 0 | 0 | 0 | 0 | 0 | 0 | 0 | 0 | 0 | 0 | 0 | 0 | 0 | 0 | 0 | 0 | 0 | 0 | 0 | 0 | 0 | 0 | 0 | 0 | 0 | 0 | 0 | 0
F6_Commercial_Miscellaneous_New_Water Heating_Natural Gas_Water Heater_E10 | F6 | Commercial | Miscellaneous | New | Water Heating | Natural Gas | Water Heater | E10 | Utility - Value of Sales | 0 | 0 | 0 | 0 | 0 | 0 | 0 | 0 | 0 | 0 | 0 | 0 | 0 | 0 | 0 | 0 | 0 | 0 | 0 | 0 | 0 | 0 | 0 | 0 | 0 | 0 | 0 | 0 | 0 | 0 | 0
F1_Commercial_Miscellaneous_New_Food Preparation_Natural Gas_Oven_E1 | F1 | Commercial | Miscellaneous | New | Food Preparation | Natural Gas | Oven | E1 | Participant - Cost of Equipment | 0.026974 | 0.026974 | 0.026974 | 0.026974 | 0.026974 | 0.026974 | 0.026974 | 0.026974 | 0.026974 | 0.026974 | 0.026974 | 0.026974 | 0.026974 | 0.026974 | 0.026974 | 0.026974 | 0.026974 | 0.026974 | 0.026974 | 0.026974 | 0.026974 | 0.026974 | 0.026974 | 0.026974 | 0.026974 | 0.026974 | 0.026974 | 0.026974 | 0.026974 | 0.026974 | 0.026974
F1_Commercial_Miscellaneous_New_Food Preparation_Natural Gas_Oven_E2 | F1 | Commercial | Miscellaneous | New | Food Preparation | Natural Gas | Oven | E2 | Participant - Cost of Equipment | 0.028108 | 0.028108 | 0.028108 | 0.028108 | 0.028108 | 0.028108 | 0.028108 | 0.028108 | 0.028108 | 0.028108 | 0.028108 | 0.028108 | 0.028108 | 0.028108 | 0.028108 | 0.028108 | 0.028108 | 0.028108 | 0.028108 | 0.028108 | 0.028108 | 0.028108 | 0.028108 | 0.028108 | 0.028108 | 0.028108 | 0.028108 | 0.028108 | 0.028108 | 0.028108 | 0.028108
F1_Commercial_Miscellaneous_New_Food Preparation_Natural Gas_Oven_E3 | F1 | Commercial | Miscellaneous | New | Food Preparation | Natural Gas | Oven | E3 | Participant - Cost of Equipment | 0 | 0 | 0 | 0 | 0 | 0 | 0 | 0 | 0 | 0 | 0 | 0 | 0 | 0 | 0 | 0 | 0 | 0 | 0 | 0 | 0 | 0 | 0 | 0 | 0 | 0 | 0 | 0 | 0 | 0 | 0
F1_Commercial_Miscellaneous_New_Food Preparation_Natural Gas_Oven_E4 | F1 | Commercial | Miscellaneous | New | Food Preparation | Natural Gas | Oven | E4 | Participant - Cost of Equipment | 0 | 0 | 0 | 0 | 0 | 0 | 0 | 0 | 0 | 0 | 0 | 0 | 0 | 0 | 0 | 0 | 0 | 0 | 0 | 0 | 0 | 0 | 0 | 0 | 0 | 0 | 0 | 0 | 0 | 0 | 0
F1_Commercial_Miscellaneous_New_Food Preparation_Natural Gas_Oven_E5 | F1 | Commercial | Miscellaneous | New | Food Preparation | Natural Gas | Oven | E5 | Participant - Cost of Equipment | 0 | 0 | 0 | 0 | 0 | 0 | 0 | 0 | 0 | 0 | 0 | 0 | 0 | 0 | 0 | 0 | 0 | 0 | 0 | 0 | 0 | 0 | 0 | 0 | 0 | 0 | 0 | 0 | 0 | 0 | 0
F1_Commercial_Miscellaneous_New_Food Preparation_Natural Gas_Oven_E6 | F1 | Commercial | Miscellaneous | New | Food Preparation | Natural Gas | Oven | E6 | Participant - Cost of Equipment | 0 | 0 | 0 | 0 | 0 | 0 | 0 | 0 | 0 | 0 | 0 | 0 | 0 | 0 | 0 | 0 | 0 | 0 | 0 | 0 | 0 | 0 | 0 | 0 | 0 | 0 | 0 | 0 | 0 | 0 | 0
F1_Commercial_Miscellaneous_New_Food Preparation_Natural Gas_Oven_E7 | F1 | Commercial | Miscellaneous | New | Food Preparation | Natural Gas | Oven | E7 | Participant - Cost of Equipment | 0 | 0 | 0 | 0 | 0 | 0 | 0 | 0 | 0 | 0 | 0 | 0 | 0 | 0 | 0 | 0 | 0 | 0 | 0 | 0 | 0 | 0 | 0 | 0 | 0 | 0 | 0 | 0 | 0 | 0 | 0
F1_Commercial_Miscellaneous_New_Food Preparation_Natural Gas_Oven_E8 | F1 | Commercial | Miscellaneous | New | Food Preparation | Natural Gas | Oven | E8 | Participant - Cost of Equipment | 0 | 0 | 0 | 0 | 0 | 0 | 0 | 0 | 0 | 0 | 0 | 0 | 0 | 0 | 0 | 0 | 0 | 0 | 0 | 0 | 0 | 0 | 0 | 0 | 0 | 0 | 0 | 0 | 0 | 0 | 0
F1_Commercial_Miscellaneous_New_Food Preparation_Natural Gas_Oven_E9 | F1 | Commercial | Miscellaneous | New | Food Preparation | Natural Gas | Oven | E9 | Participant - Cost of Equipment | 0 | 0 | 0 | 0 | 0 | 0 | 0 | 0 | 0 | 0 | 0 | 0 | 0 | 0 | 0 | 0 | 0 | 0 | 0 | 0 | 0 | 0 | 0 | 0 | 0 | 0 | 0 | 0 | 0 | 0 | 0
F1_Commercial_Miscellaneous_New_Food Preparation_Natural Gas_Oven_E10 | F1 | Commercial | Miscellaneous | New | Food Preparation | Natural Gas | Oven | E10 | Participant - Cost of Equipment | 0 | 0 | 0 | 0 | 0 | 0 | 0 | 0 | 0 | 0 | 0 | 0 | 0 | 0 | 0 | 0 | 0 | 0 | 0 | 0 | 0 | 0 | 0 | 0 | 0 | 0 | 0 | 0 | 0 | 0 | 0
F2_Commercial_Miscellaneous_New_Food Preparation_Natural Gas_Oven_E1 | F2 | Commercial | Miscellaneous | New | Food Preparation | Natural Gas | Oven | E1 | Participant - Cost of Operation | 0.011017 | 0.011185 | 0.011302 | 0.011423 | 0.011613 | 0.010914 | 0.010338 | 0.010032 | 0.0099136 | 0.0097381 | 0.010165 | 0.01057 | 0.0094283 | 0.009924 | 0.010581 | 0.011203 | 0.011227 | 0.011276 | 0.01106 | 0.011208 | 0.01131 | 0.01145 | 0.011626 | 0.0055681 | 0.0054576 | 0.0053542 | 0.0052567 | 0.0051641 | 0.0050757 | 0.0049906 | 0.0049083
F2_Commercial_Miscellaneous_New_Food Preparation_Natural Gas_Oven_E2 | F2 | Commercial | Miscellaneous | New | Food Preparation | Natural Gas | Oven | E2 | Participant - Cost of Operation | 0.0063088 | 0.0064047 | 0.0064719 | 0.0065413 | 0.0066498 | 0.0062499 | 0.0059197 | 0.0057444 | 0.0056768 | 0.0055763 | 0.0058206 | 0.0060527 | 0.0053989 | 0.0056827 | 0.0060588 | 0.006415 | 0.0064288 | 0.0064567 | 0.0063334 | 0.0064179 | 0.0064766 | 0.0065565 | 0.0066574 | 0.0031884 | 0.0031252 | 0.0030659 | 0.0030101 | 0.0029571 | 0.0029065 | 0.0028577 | 0.0028106
F2_Commercial_Miscellaneous_New_Food Preparation_Natural Gas_Oven_E3 | F2 | Commercial | Miscellaneous | New | Food Preparation | Natural Gas | Oven | E3 | Participant - Cost of Operation | 0 | 0 | 0 | 0 | 0 | 0 | 0 | 0 | 0 | 0 | 0 | 0 | 0 | 0 | 0 | 0 | 0 | 0 | 0 | 0 | 0 | 0 | 0 | 0 | 0 | 0 | 0 | 0 | 0 | 0 | 0
F2_Commercial_Miscellaneous_New_Food Preparation_Natural Gas_Oven_E4 | F2 | Commercial | Miscellaneous | New | Food Preparation | Natural Gas | Oven | E4 | Participant - Cost of Operation | 0 | 0 | 0 | 0 | 0 | 0 | 0 | 0 | 0 | 0 | 0 | 0 | 0 | 0 | 0 | 0 | 0 | 0 | 0 | 0 | 0 | 0 | 0 | 0 | 0 | 0 | 0 | 0 | 0 | 0 | 0
F2_Commercial_Miscellaneous_New_Food Preparation_Natural Gas_Oven_E5 | F2 | Commercial | Miscellaneous | New | Food Preparation | Natural Gas | Oven | E5 | Participant - Cost of Operation | 0 | 0 | 0 | 0 | 0 | 0 | 0 | 0 | 0 | 0 | 0 | 0 | 0 | 0 | 0 | 0 | 0 | 0 | 0 | 0 | 0 | 0 | 0 | 0 | 0 | 0 | 0 | 0 | 0 | 0 | 0
F2_Commercial_Miscellaneous_New_Food Preparation_Natural Gas_Oven_E6 | F2 | Commercial | Miscellaneous | New | Food Preparation | Natural Gas | Oven | E6 | Participant - Cost of Operation | 0 | 0 | 0 | 0 | 0 | 0 | 0 | 0 | 0 | 0 | 0 | 0 | 0 | 0 | 0 | 0 | 0 | 0 | 0 | 0 | 0 | 0 | 0 | 0 | 0 | 0 | 0 | 0 | 0 | 0 | 0
F2_Commercial_Miscellaneous_New_Food Preparation_Natural Gas_Oven_E7 | F2 | Commercial | Miscellaneous | New | Food Preparation | Natural Gas | Oven | E7 | Participant - Cost of Operation | 0 | 0 | 0 | 0 | 0 | 0 | 0 | 0 | 0 | 0 | 0 | 0 | 0 | 0 | 0 | 0 | 0 | 0 | 0 | 0 | 0 | 0 | 0 | 0 | 0 | 0 | 0 | 0 | 0 | 0 | 0
F2_Commercial_Miscellaneous_New_Food Preparation_Natural Gas_Oven_E8 | F2 | Commercial | Miscellaneous | New | Food Preparation | Natural Gas | Oven | E8 | Participant - Cost of Operation | 0 | 0 | 0 | 0 | 0 | 0 | 0 | 0 | 0 | 0 | 0 | 0 | 0 | 0 | 0 | 0 | 0 | 0 | 0 | 0 | 0 | 0 | 0 | 0 | 0 | 0 | 0 | 0 | 0 | 0 | 0
F2_Commercial_Miscellaneous_New_Food Preparation_Natural Gas_Oven_E9 | F2 | Commercial | Miscellaneous | New | Food Preparation | Natural Gas | Oven | E9 | Participant - Cost of Operation | 0 | 0 | 0 | 0 | 0 | 0 | 0 | 0 | 0 | 0 | 0 | 0 | 0 | 0 | 0 | 0 | 0 | 0 | 0 | 0 | 0 | 0 | 0 | 0 | 0 | 0 | 0 | 0 | 0 | 0 | 0
F2_Commercial_Miscellaneous_New_Food Preparation_Natural Gas_Oven_E10 | F2 | Commercial | Miscellaneous | New | Food Preparation | Natural Gas | Oven | E10 | Participant - Cost of Operation | 0 | 0 | 0 | 0 | 0 | 0 | 0 | 0 | 0 | 0 | 0 | 0 | 0 | 0 | 0 | 0 | 0 | 0 | 0 | 0 | 0 | 0 | 0 | 0 | 0 | 0 | 0 | 0 | 0 | 0 | 0
F3_Commercial_Miscellaneous_New_Food Preparation_Natural Gas_Oven_E1 | F3 | Commercial | Miscellaneous | New | Food Preparation | Natural Gas | Oven | E1 | System - kBTUs of Conusmption | 0.91899 | 0.92109 | 0.91975 | 0.91884 | 0.91884 | 0.91884 | 0.91884 | 0.91884 | 0.91884 | 0.91884 | 0.91884 | 0.91884 | 0.91884 | 0.91884 | 0.91884 | 0.91884 | 0.91884 | 0.91884 | 0.91884 | 0.91884 | 0.91884 | 0.91884 | 0.91884 | 0.91884 | 0.91884 | 0.91884 | 0.91884 | 0.91884 | 0.91884 | 0.91884 | 0.91884
F3_Commercial_Miscellaneous_New_Food Preparation_Natural Gas_Oven_E2 | F3 | Commercial | Miscellaneous | New | Food Preparation | Natural Gas | Oven | E2 | System - kBTUs of Conusmption | 0.52624 | 0.52744 | 0.52668 | 0.52615 | 0.52615 | 0.52615 | 0.52615 | 0.52615 | 0.52615 | 0.52615 | 0.52615 | 0.52615 | 0.52615 | 0.52615 | 0.52615 | 0.52615 | 0.52615 | 0.52615 | 0.52615 | 0.52615 | 0.52615 | 0.52615 | 0.52615 | 0.52615 | 0.52615 | 0.52615 | 0.52615 | 0.52615 | 0.52615 | 0.52615 | 0.52615
F3_Commercial_Miscellaneous_New_Food Preparation_Natural Gas_Oven_E3 | F3 | Commercial | Miscellaneous | New | Food Preparation | Natural Gas | Oven | E3 | System - kBTUs of Conusmption | 0 | 0 | 0 | 0 | 0 | 0 | 0 | 0 | 0 | 0 | 0 | 0 | 0 | 0 | 0 | 0 | 0 | 0 | 0 | 0 | 0 | 0 | 0 | 0 | 0 | 0 | 0 | 0 | 0 | 0 | 0
F3_Commercial_Miscellaneous_New_Food Preparation_Natural Gas_Oven_E4 | F3 | Commercial | Miscellaneous | New | Food Preparation | Natural Gas | Oven | E4 | System - kBTUs of Conusmption | 0 | 0 | 0 | 0 | 0 | 0 | 0 | 0 | 0 | 0 | 0 | 0 | 0 | 0 | 0 | 0 | 0 | 0 | 0 | 0 | 0 | 0 | 0 | 0 | 0 | 0 | 0 | 0 | 0 | 0 | 0
F3_Commercial_Miscellaneous_New_Food Preparation_Natural Gas_Oven_E5 | F3 | Commercial | Miscellaneous | New | Food Preparation | Natural Gas | Oven | E5 | System - kBTUs of Conusmption | 0 | 0 | 0 | 0 | 0 | 0 | 0 | 0 | 0 | 0 | 0 | 0 | 0 | 0 | 0 | 0 | 0 | 0 | 0 | 0 | 0 | 0 | 0 | 0 | 0 | 0 | 0 | 0 | 0 | 0 | 0
F3_Commercial_Miscellaneous_New_Food Preparation_Natural Gas_Oven_E6 | F3 | Commercial | Miscellaneous | New | Food Preparation | Natural Gas | Oven | E6 | System - kBTUs of Conusmption | 0 | 0 | 0 | 0 | 0 | 0 | 0 | 0 | 0 | 0 | 0 | 0 | 0 | 0 | 0 | 0 | 0 | 0 | 0 | 0 | 0 | 0 | 0 | 0 | 0 | 0 | 0 | 0 | 0 | 0 | 0
F3_Commercial_Miscellaneous_New_Food Preparation_Natural Gas_Oven_E7 | F3 | Commercial | Miscellaneous | New | Food Preparation | Natural Gas | Oven | E7 | System - kBTUs of Conusmption | 0 | 0 | 0 | 0 | 0 | 0 | 0 | 0 | 0 | 0 | 0 | 0 | 0 | 0 | 0 | 0 | 0 | 0 | 0 | 0 | 0 | 0 | 0 | 0 | 0 | 0 | 0 | 0 | 0 | 0 | 0
F3_Commercial_Miscellaneous_New_Food Preparation_Natural Gas_Oven_E8 | F3 | Commercial | Miscellaneous | New | Food Preparation | Natural Gas | Oven | E8 | System - kBTUs of Conusmption | 0 | 0 | 0 | 0 | 0 | 0 | 0 | 0 | 0 | 0 | 0 | 0 | 0 | 0 | 0 | 0 | 0 | 0 | 0 | 0 | 0 | 0 | 0 | 0 | 0 | 0 | 0 | 0 | 0 | 0 | 0
F3_Commercial_Miscellaneous_New_Food Preparation_Natural Gas_Oven_E9 | F3 | Commercial | Miscellaneous | New | Food Preparation | Natural Gas | Oven | E9 | System - kBTUs of Conusmption | 0 | 0 | 0 | 0 | 0 | 0 | 0 | 0 | 0 | 0 | 0 | 0 | 0 | 0 | 0 | 0 | 0 | 0 | 0 | 0 | 0 | 0 | 0 | 0 | 0 | 0 | 0 | 0 | 0 | 0 | 0
F3_Commercial_Miscellaneous_New_Food Preparation_Natural Gas_Oven_E10 | F3 | Commercial | Miscellaneous | New | Food Preparation | Natural Gas | Oven | E10 | System - kBTUs of Conusmption | 0 | 0 | 0 | 0 | 0 | 0 | 0 | 0 | 0 | 0 | 0 | 0 | 0 | 0 | 0 | 0 | 0 | 0 | 0 | 0 | 0 | 0 | 0 | 0 | 0 | 0 | 0 | 0 | 0 | 0 | 0
F4_Commercial_Miscellaneous_New_Food Preparation_Natural Gas_Oven_E1 | F4 | Commercial | Miscellaneous | New | Food Preparation | Natural Gas | Oven | E1 | Utility - Cost of Equipment | 0.026974 | 0.026974 | 0.026974 | 0.026974 | 0.026974 | 0.026974 | 0.026974 | 0.026974 | 0.026974 | 0.026974 | 0.026974 | 0.026974 | 0.026974 | 0.026974 | 0.026974 | 0.026974 | 0.026974 | 0.026974 | 0.026974 | 0.026974 | 0.026974 | 0.026974 | 0.026974 | 0.026974 | 0.026974 | 0.026974 | 0.026974 | 0.026974 | 0.026974 | 0.026974 | 0.026974
F4_Commercial_Miscellaneous_New_Food Preparation_Natural Gas_Oven_E2 | F4 | Commercial | Miscellaneous | New | Food Preparation | Natural Gas | Oven | E2 | Utility - Cost of Equipment | 0.028108 | 0.028108 | 0.028108 | 0.028108 | 0.028108 | 0.028108 | 0.028108 | 0.028108 | 0.028108 | 0.028108 | 0.028108 | 0.028108 | 0.028108 | 0.028108 | 0.028108 | 0.028108 | 0.028108 | 0.028108 | 0.028108 | 0.028108 | 0.028108 | 0.028108 | 0.028108 | 0.028108 | 0.028108 | 0.028108 | 0.028108 | 0.028108 | 0.028108 | 0.028108 | 0.028108
F4_Commercial_Miscellaneous_New_Food Preparation_Natural Gas_Oven_E3 | F4 | Commercial | Miscellaneous | New | Food Preparation | Natural Gas | Oven | E3 | Utility - Cost of Equipment | 0 | 0 | 0 | 0 | 0 | 0 | 0 | 0 | 0 | 0 | 0 | 0 | 0 | 0 | 0 | 0 | 0 | 0 | 0 | 0 | 0 | 0 | 0 | 0 | 0 | 0 | 0 | 0 | 0 | 0 | 0
F4_Commercial_Miscellaneous_New_Food Preparation_Natural Gas_Oven_E4 | F4 | Commercial | Miscellaneous | New | Food Preparation | Natural Gas | Oven | E4 | Utility - Cost of Equipment | 0 | 0 | 0 | 0 | 0 | 0 | 0 | 0 | 0 | 0 | 0 | 0 | 0 | 0 | 0 | 0 | 0 | 0 | 0 | 0 | 0 | 0 | 0 | 0 | 0 | 0 | 0 | 0 | 0 | 0 | 0
F4_Commercial_Miscellaneous_New_Food Preparation_Natural Gas_Oven_E5 | F4 | Commercial | Miscellaneous | New | Food Preparation | Natural Gas | Oven | E5 | Utility - Cost of Equipment | 0 | 0 | 0 | 0 | 0 | 0 | 0 | 0 | 0 | 0 | 0 | 0 | 0 | 0 | 0 | 0 | 0 | 0 | 0 | 0 | 0 | 0 | 0 | 0 | 0 | 0 | 0 | 0 | 0 | 0 | 0
F4_Commercial_Miscellaneous_New_Food Preparation_Natural Gas_Oven_E6 | F4 | Commercial | Miscellaneous | New | Food Preparation | Natural Gas | Oven | E6 | Utility - Cost of Equipment | 0 | 0 | 0 | 0 | 0 | 0 | 0 | 0 | 0 | 0 | 0 | 0 | 0 | 0 | 0 | 0 | 0 | 0 | 0 | 0 | 0 | 0 | 0 | 0 | 0 | 0 | 0 | 0 | 0 | 0 | 0
F4_Commercial_Miscellaneous_New_Food Preparation_Natural Gas_Oven_E7 | F4 | Commercial | Miscellaneous | New | Food Preparation | Natural Gas | Oven | E7 | Utility - Cost of Equipment | 0 | 0 | 0 | 0 | 0 | 0 | 0 | 0 | 0 | 0 | 0 | 0 | 0 | 0 | 0 | 0 | 0 | 0 | 0 | 0 | 0 | 0 | 0 | 0 | 0 | 0 | 0 | 0 | 0 | 0 | 0
F4_Commercial_Miscellaneous_New_Food Preparation_Natural Gas_Oven_E8 | F4 | Commercial | Miscellaneous | New | Food Preparation | Natural Gas | Oven | E8 | Utility - Cost of Equipment | 0 | 0 | 0 | 0 | 0 | 0 | 0 | 0 | 0 | 0 | 0 | 0 | 0 | 0 | 0 | 0 | 0 | 0 | 0 | 0 | 0 | 0 | 0 | 0 | 0 | 0 | 0 | 0 | 0 | 0 | 0
F4_Commercial_Miscellaneous_New_Food Preparation_Natural Gas_Oven_E9 | F4 | Commercial | Miscellaneous | New | Food Preparation | Natural Gas | Oven | E9 | Utility - Cost of Equipment | 0 | 0 | 0 | 0 | 0 | 0 | 0 | 0 | 0 | 0 | 0 | 0 | 0 | 0 | 0 | 0 | 0 | 0 | 0 | 0 | 0 | 0 | 0 | 0 | 0 | 0 | 0 | 0 | 0 | 0 | 0
F4_Commercial_Miscellaneous_New_Food Preparation_Natural Gas_Oven_E10 | F4 | Commercial | Miscellaneous | New | Food Preparation | Natural Gas | Oven | E10 | Utility - Cost of Equipment | 0 | 0 | 0 | 0 | 0 | 0 | 0 | 0 | 0 | 0 | 0 | 0 | 0 | 0 | 0 | 0 | 0 | 0 | 0 | 0 | 0 | 0 | 0 | 0 | 0 | 0 | 0 | 0 | 0 | 0 | 0
F5_Commercial_Miscellaneous_New_Food Preparation_Natural Gas_Oven_E1 | F5 | Commercial | Miscellaneous | New | Food Preparation | Natural Gas | Oven | E1 | Utility - Cost of Operation | 0.0091959 | 0.0093357 | 0.0094336 | 0.0095348 | 0.009693 | 0.0091101 | 0.0086288 | 0.0083732 | 0.0082747 | 0.0081282 | 0.0084842 | 0.0088226 | 0.0078696 | 0.0082833 | 0.0088315 | 0.0093507 | 0.0093709 | 0.0094115 | 0.0092317 | 0.0093549 | 0.0094404 | 0.0095569 | 0.009704 | 0.0046476 | 0.0045554 | 0.004469 | 0.0043876 | 0.0043104 | 0.0042365 | 0.0041655 | 0.0040968
F5_Commercial_Miscellaneous_New_Food Preparation_Natural Gas_Oven_E2 | F5 | Commercial | Miscellaneous | New | Food Preparation | Natural Gas | Oven | E2 | Utility - Cost of Operation | 0.0052659 | 0.0053459 | 0.0054019 | 0.0054599 | 0.0055505 | 0.0052167 | 0.0049411 | 0.0047947 | 0.0047383 | 0.0046544 | 0.0048583 | 0.0050521 | 0.0045064 | 0.0047433 | 0.0050572 | 0.0053545 | 0.005366 | 0.0053893 | 0.0052863 | 0.0053569 | 0.0054058 | 0.0054725 | 0.0055568 | 0.0026613 | 0.0026085 | 0.0025591 | 0.0025125 | 0.0024682 | 0.002426 | 0.0023853 | 0.002346
F5_Commercial_Miscellaneous_New_Food Preparation_Natural Gas_Oven_E3 | F5 | Commercial | Miscellaneous | New | Food Preparation | Natural Gas | Oven | E3 | Utility - Cost of Operation | 0 | 0 | 0 | 0 | 0 | 0 | 0 | 0 | 0 | 0 | 0 | 0 | 0 | 0 | 0 | 0 | 0 | 0 | 0 | 0 | 0 | 0 | 0 | 0 | 0 | 0 | 0 | 0 | 0 | 0 | 0
F5_Commercial_Miscellaneous_New_Food Preparation_Natural Gas_Oven_E4 | F5 | Commercial | Miscellaneous | New | Food Preparation | Natural Gas | Oven | E4 | Utility - Cost of Operation | 0 | 0 | 0 | 0 | 0 | 0 | 0 | 0 | 0 | 0 | 0 | 0 | 0 | 0 | 0 | 0 | 0 | 0 | 0 | 0 | 0 | 0 | 0 | 0 | 0 | 0 | 0 | 0 | 0 | 0 | 0
F5_Commercial_Miscellaneous_New_Food Preparation_Natural Gas_Oven_E5 | F5 | Commercial | Miscellaneous | New | Food Preparation | Natural Gas | Oven | E5 | Utility - Cost of Operation | 0 | 0 | 0 | 0 | 0 | 0 | 0 | 0 | 0 | 0 | 0 | 0 | 0 | 0 | 0 | 0 | 0 | 0 | 0 | 0 | 0 | 0 | 0 | 0 | 0 | 0 | 0 | 0 | 0 | 0 | 0
F5_Commercial_Miscellaneous_New_Food Preparation_Natural Gas_Oven_E6 | F5 | Commercial | Miscellaneous | New | Food Preparation | Natural Gas | Oven | E6 | Utility - Cost of Operation | 0 | 0 | 0 | 0 | 0 | 0 | 0 | 0 | 0 | 0 | 0 | 0 | 0 | 0 | 0 | 0 | 0 | 0 | 0 | 0 | 0 | 0 | 0 | 0 | 0 | 0 | 0 | 0 | 0 | 0 | 0
F5_Commercial_Miscellaneous_New_Food Preparation_Natural Gas_Oven_E7 | F5 | Commercial | Miscellaneous | New | Food Preparation | Natural Gas | Oven | E7 | Utility - Cost of Operation | 0 | 0 | 0 | 0 | 0 | 0 | 0 | 0 | 0 | 0 | 0 | 0 | 0 | 0 | 0 | 0 | 0 | 0 | 0 | 0 | 0 | 0 | 0 | 0 | 0 | 0 | 0 | 0 | 0 | 0 | 0
F5_Commercial_Miscellaneous_New_Food Preparation_Natural Gas_Oven_E8 | F5 | Commercial | Miscellaneous | New | Food Preparation | Natural Gas | Oven | E8 | Utility - Cost of Operation | 0 | 0 | 0 | 0 | 0 | 0 | 0 | 0 | 0 | 0 | 0 | 0 | 0 | 0 | 0 | 0 | 0 | 0 | 0 | 0 | 0 | 0 | 0 | 0 | 0 | 0 | 0 | 0 | 0 | 0 | 0
F5_Commercial_Miscellaneous_New_Food Preparation_Natural Gas_Oven_E9 | F5 | Commercial | Miscellaneous | New | Food Preparation | Natural Gas | Oven | E9 | Utility - Cost of Operation | 0 | 0 | 0 | 0 | 0 | 0 | 0 | 0 | 0 | 0 | 0 | 0 | 0 | 0 | 0 | 0 | 0 | 0 | 0 | 0 | 0 | 0 | 0 | 0 | 0 | 0 | 0 | 0 | 0 | 0 | 0
F5_Commercial_Miscellaneous_New_Food Preparation_Natural Gas_Oven_E10 | F5 | Commercial | Miscellaneous | New | Food Preparation | Natural Gas | Oven | E10 | Utility - Cost of Operation | 0 | 0 | 0 | 0 | 0 | 0 | 0 | 0 | 0 | 0 | 0 | 0 | 0 | 0 | 0 | 0 | 0 | 0 | 0 | 0 | 0 | 0 | 0 | 0 | 0 | 0 | 0 | 0 | 0 | 0 | 0
F6_Commercial_Miscellaneous_New_Food Preparation_Natural Gas_Oven_E1 | F6 | Commercial | Miscellaneous | New | Food Preparation | Natural Gas | Oven | E1 | Utility - Value of Sales | 0.011017 | 0.011185 | 0.011302 | 0.011423 | 0.011613 | 0.010914 | 0.010338 | 0.010032 | 0.0099136 | 0.0097381 | 0.010165 | 0.01057 | 0.0094283 | 0.009924 | 0.010581 | 0.011203 | 0.011227 | 0.011276 | 0.01106 | 0.011208 | 0.01131 | 0.01145 | 0.011626 | 0.0055681 | 0.0054576 | 0.0053542 | 0.0052567 | 0.0051641 | 0.0050757 | 0.0049906 | 0.0049083
F6_Commercial_Miscellaneous_New_Food Preparation_Natural Gas_Oven_E2 | F6 | Commercial | Miscellaneous | New | Food Preparation | Natural Gas | Oven | E2 | Utility - Value of Sales | 0.0063088 | 0.0064047 | 0.0064719 | 0.0065413 | 0.0066498 | 0.0062499 | 0.0059197 | 0.0057444 | 0.0056768 | 0.0055763 | 0.0058206 | 0.0060527 | 0.0053989 | 0.0056827 | 0.0060588 | 0.006415 | 0.0064288 | 0.0064567 | 0.0063334 | 0.0064179 | 0.0064766 | 0.0065565 | 0.0066574 | 0.0031884 | 0.0031252 | 0.0030659 | 0.0030101 | 0.0029571 | 0.0029065 | 0.0028577 | 0.0028106
F6_Commercial_Miscellaneous_New_Food Preparation_Natural Gas_Oven_E3 | F6 | Commercial | Miscellaneous | New | Food Preparation | Natural Gas | Oven | E3 | Utility - Value of Sales | 0 | 0 | 0 | 0 | 0 | 0 | 0 | 0 | 0 | 0 | 0 | 0 | 0 | 0 | 0 | 0 | 0 | 0 | 0 | 0 | 0 | 0 | 0 | 0 | 0 | 0 | 0 | 0 | 0 | 0 | 0
F6_Commercial_Miscellaneous_New_Food Preparation_Natural Gas_Oven_E4 | F6 | Commercial | Miscellaneous | New | Food Preparation | Natural Gas | Oven | E4 | Utility - Value of Sales | 0 | 0 | 0 | 0 | 0 | 0 | 0 | 0 | 0 | 0 | 0 | 0 | 0 | 0 | 0 | 0 | 0 | 0 | 0 | 0 | 0 | 0 | 0 | 0 | 0 | 0 | 0 | 0 | 0 | 0 | 0
F6_Commercial_Miscellaneous_New_Food Preparation_Natural Gas_Oven_E5 | F6 | Commercial | Miscellaneous | New | Food Preparation | Natural Gas | Oven | E5 | Utility - Value of Sales | 0 | 0 | 0 | 0 | 0 | 0 | 0 | 0 | 0 | 0 | 0 | 0 | 0 | 0 | 0 | 0 | 0 | 0 | 0 | 0 | 0 | 0 | 0 | 0 | 0 | 0 | 0 | 0 | 0 | 0 | 0
F6_Commercial_Miscellaneous_New_Food Preparation_Natural Gas_Oven_E6 | F6 | Commercial | Miscellaneous | New | Food Preparation | Natural Gas | Oven | E6 | Utility - Value of Sales | 0 | 0 | 0 | 0 | 0 | 0 | 0 | 0 | 0 | 0 | 0 | 0 | 0 | 0 | 0 | 0 | 0 | 0 | 0 | 0 | 0 | 0 | 0 | 0 | 0 | 0 | 0 | 0 | 0 | 0 | 0
F6_Commercial_Miscellaneous_New_Food Preparation_Natural Gas_Oven_E7 | F6 | Commercial | Miscellaneous | New | Food Preparation | Natural Gas | Oven | E7 | Utility - Value of Sales | 0 | 0 | 0 | 0 | 0 | 0 | 0 | 0 | 0 | 0 | 0 | 0 | 0 | 0 | 0 | 0 | 0 | 0 | 0 | 0 | 0 | 0 | 0 | 0 | 0 | 0 | 0 | 0 | 0 | 0 | 0
F6_Commercial_Miscellaneous_New_Food Preparation_Natural Gas_Oven_E8 | F6 | Commercial | Miscellaneous | New | Food Preparation | Natural Gas | Oven | E8 | Utility - Value of Sales | 0 | 0 | 0 | 0 | 0 | 0 | 0 | 0 | 0 | 0 | 0 | 0 | 0 | 0 | 0 | 0 | 0 | 0 | 0 | 0 | 0 | 0 | 0 | 0 | 0 | 0 | 0 | 0 | 0 | 0 | 0
F6_Commercial_Miscellaneous_New_Food Preparation_Natural Gas_Oven_E9 | F6 | Commercial | Miscellaneous | New | Food Preparation | Natural Gas | Oven | E9 | Utility - Value of Sales | 0 | 0 | 0 | 0 | 0 | 0 | 0 | 0 | 0 | 0 | 0 | 0 | 0 | 0 | 0 | 0 | 0 | 0 | 0 | 0 | 0 | 0 | 0 | 0 | 0 | 0 | 0 | 0 | 0 | 0 | 0
F6_Commercial_Miscellaneous_New_Food Preparation_Natural Gas_Oven_E10 | F6 | Commercial | Miscellaneous | New | Food Preparation | Natural Gas | Oven | E10 | Utility - Value of Sales | 0 | 0 | 0 | 0 | 0 | 0 | 0 | 0 | 0 | 0 | 0 | 0 | 0 | 0 | 0 | 0 | 0 | 0 | 0 | 0 | 0 | 0 | 0 | 0 | 0 | 0 | 0 | 0 | 0 | 0 | 0
F1_Commercial_Miscellaneous_New_Food Preparation_Natural Gas_Conveyor Oven_E1 | F1 | Commercial | Miscellaneous | New | Food Preparation | Natural Gas | Conveyor Oven | E1 | Participant - Cost of Equipment | 0.0045675 | 0.0045675 | 0.0045675 | 0.0045675 | 0.0045675 | 0.0045675 | 0.0045675 | 0.0045675 | 0.0045675 | 0.0045675 | 0.0045675 | 0.0045675 | 0.0045675 | 0.0045675 | 0.0045675 | 0.0045675 | 0.0045675 | 0.0045675 | 0.0045675 | 0.0045675 | 0.0045675 | 0.0045675 | 0.0045675 | 0.0045675 | 0.0045675 | 0.0045675 | 0.0045675 | 0.0045675 | 0.0045675 | 0.0045675 | 0.0045675
F1_Commercial_Miscellaneous_New_Food Preparation_Natural Gas_Conveyor Oven_E2 | F1 | Commercial | Miscellaneous | New | Food Preparation | Natural Gas | Conveyor Oven | E2 | Participant - Cost of Equipment | 0.0055684 | 0.0055684 | 0.0055684 | 0.0055684 | 0.0055684 | 0.0055684 | 0.0055684 | 0.0055684 | 0.0055684 | 0.0055684 | 0.0055684 | 0.0055684 | 0.0055684 | 0.0055684 | 0.0055684 | 0.0055684 | 0.0055684 | 0.0055684 | 0.0055684 | 0.0055684 | 0.0055684 | 0.0055684 | 0.0055684 | 0.0055684 | 0.0055684 | 0.0055684 | 0.0055684 | 0.0055684 | 0.0055684 | 0.0055684 | 0.0055684
F1_Commercial_Miscellaneous_New_Food Preparation_Natural Gas_Conveyor Oven_E3 | F1 | Commercial | Miscellaneous | New | Food Preparation | Natural Gas | Conveyor Oven | E3 | Participant - Cost of Equipment | 0 | 0 | 0 | 0 | 0 | 0 | 0 | 0 | 0 | 0 | 0 | 0 | 0 | 0 | 0 | 0 | 0 | 0 | 0 | 0 | 0 | 0 | 0 | 0 | 0 | 0 | 0 | 0 | 0 | 0 | 0
F1_Commercial_Miscellaneous_New_Food Preparation_Natural Gas_Conveyor Oven_E4 | F1 | Commercial | Miscellaneous | New | Food Preparation | Natural Gas | Conveyor Oven | E4 | Participant - Cost of Equipment | 0 | 0 | 0 | 0 | 0 | 0 | 0 | 0 | 0 | 0 | 0 | 0 | 0 | 0 | 0 | 0 | 0 | 0 | 0 | 0 | 0 | 0 | 0 | 0 | 0 | 0 | 0 | 0 | 0 | 0 | 0
F1_Commercial_Miscellaneous_New_Food Preparation_Natural Gas_Conveyor Oven_E5 | F1 | Commercial | Miscellaneous | New | Food Preparation | Natural Gas | Conveyor Oven | E5 | Participant - Cost of Equipment | 0 | 0 | 0 | 0 | 0 | 0 | 0 | 0 | 0 | 0 | 0 | 0 | 0 | 0 | 0 | 0 | 0 | 0 | 0 | 0 | 0 | 0 | 0 | 0 | 0 | 0 | 0 | 0 | 0 | 0 | 0
F1_Commercial_Miscellaneous_New_Food Preparation_Natural Gas_Conveyor Oven_E6 | F1 | Commercial | Miscellaneous | New | Food Preparation | Natural Gas | Conveyor Oven | E6 | Participant - Cost of Equipment | 0 | 0 | 0 | 0 | 0 | 0 | 0 | 0 | 0 | 0 | 0 | 0 | 0 | 0 | 0 | 0 | 0 | 0 | 0 | 0 | 0 | 0 | 0 | 0 | 0 | 0 | 0 | 0 | 0 | 0 | 0
F1_Commercial_Miscellaneous_New_Food Preparation_Natural Gas_Conveyor Oven_E7 | F1 | Commercial | Miscellaneous | New | Food Preparation | Natural Gas | Conveyor Oven | E7 | Participant - Cost of Equipment | 0 | 0 | 0 | 0 | 0 | 0 | 0 | 0 | 0 | 0 | 0 | 0 | 0 | 0 | 0 | 0 | 0 | 0 | 0 | 0 | 0 | 0 | 0 | 0 | 0 | 0 | 0 | 0 | 0 | 0 | 0
F1_Commercial_Miscellaneous_New_Food Preparation_Natural Gas_Conveyor Oven_E8 | F1 | Commercial | Miscellaneous | New | Food Preparation | Natural Gas | Conveyor Oven | E8 | Participant - Cost of Equipment | 0 | 0 | 0 | 0 | 0 | 0 | 0 | 0 | 0 | 0 | 0 | 0 | 0 | 0 | 0 | 0 | 0 | 0 | 0 | 0 | 0 | 0 | 0 | 0 | 0 | 0 | 0 | 0 | 0 | 0 | 0
F1_Commercial_Miscellaneous_New_Food Preparation_Natural Gas_Conveyor Oven_E9 | F1 | Commercial | Miscellaneous | New | Food Preparation | Natural Gas | Conveyor Oven | E9 | Participant - Cost of Equipment | 0 | 0 | 0 | 0 | 0 | 0 | 0 | 0 | 0 | 0 | 0 | 0 | 0 | 0 | 0 | 0 | 0 | 0 | 0 | 0 | 0 | 0 | 0 | 0 | 0 | 0 | 0 | 0 | 0 | 0 | 0
F1_Commercial_Miscellaneous_New_Food Preparation_Natural Gas_Conveyor Oven_E10 | F1 | Commercial | Miscellaneous | New | Food Preparation | Natural Gas | Conveyor Oven | E10 | Participant - Cost of Equipment | 0 | 0 | 0 | 0 | 0 | 0 | 0 | 0 | 0 | 0 | 0 | 0 | 0 | 0 | 0 | 0 | 0 | 0 | 0 | 0 | 0 | 0 | 0 | 0 | 0 | 0 | 0 | 0 | 0 | 0 | 0
F2_Commercial_Miscellaneous_New_Food Preparation_Natural Gas_Conveyor Oven_E1 | F2 | Commercial | Miscellaneous | New | Food Preparation | Natural Gas | Conveyor Oven | E1 | Participant - Cost of Operation | 0.015991 | 0.015948 | 0.015838 | 0.015717 | 0.016147 | 0.015858 | 0.015764 | 0.016011 | 0.016535 | 0.016409 | 0.016352 | 0.016261 | 0.014472 | 0.014368 | 0.014375 | 0.014279 | 0.014259 | 0.014268 | 0.013999 | 0.014117 | 0.014189 | 0.014301 | 0.014453 | 0.0079879 | 0.0078373 | 0.0076949 | 0.0075594 | 0.0074299 | 0.0073053 | 0.0071849 | 0.0070267
F2_Commercial_Miscellaneous_New_Food Preparation_Natural Gas_Conveyor Oven_E2 | F2 | Commercial | Miscellaneous | New | Food Preparation | Natural Gas | Conveyor Oven | E2 | Participant - Cost of Operation | 0.012155 | 0.012123 | 0.01204 | 0.011947 | 0.012274 | 0.012055 | 0.011983 | 0.012171 | 0.012569 | 0.012473 | 0.01243 | 0.012361 | 0.011001 | 0.010922 | 0.010927 | 0.010854 | 0.010839 | 0.010846 | 0.010642 | 0.010731 | 0.010786 | 0.010871 | 0.010986 | 0.006072 | 0.0059576 | 0.0058493 | 0.0057464 | 0.0056479 | 0.0055532 | 0.0054616 | 0.0053414
F2_Commercial_Miscellaneous_New_Food Preparation_Natural Gas_Conveyor Oven_E3 | F2 | Commercial | Miscellaneous | New | Food Preparation | Natural Gas | Conveyor Oven | E3 | Participant - Cost of Operation | 0 | 0 | 0 | 0 | 0 | 0 | 0 | 0 | 0 | 0 | 0 | 0 | 0 | 0 | 0 | 0 | 0 | 0 | 0 | 0 | 0 | 0 | 0 | 0 | 0 | 0 | 0 | 0 | 0 | 0 | 0
F2_Commercial_Miscellaneous_New_Food Preparation_Natural Gas_Conveyor Oven_E4 | F2 | Commercial | Miscellaneous | New | Food Preparation | Natural Gas | Conveyor Oven | E4 | Participant - Cost of Operation | 0 | 0 | 0 | 0 | 0 | 0 | 0 | 0 | 0 | 0 | 0 | 0 | 0 | 0 | 0 | 0 | 0 | 0 | 0 | 0 | 0 | 0 | 0 | 0 | 0 | 0 | 0 | 0 | 0 | 0 | 0
F2_Commercial_Miscellaneous_New_Food Preparation_Natural Gas_Conveyor Oven_E5 | F2 | Commercial | Miscellaneous | New | Food Preparation | Natural Gas | Conveyor Oven | E5 | Participant - Cost of Operation | 0 | 0 | 0 | 0 | 0 | 0 | 0 | 0 | 0 | 0 | 0 | 0 | 0 | 0 | 0 | 0 | 0 | 0 | 0 | 0 | 0 | 0 | 0 | 0 | 0 | 0 | 0 | 0 | 0 | 0 | 0
F2_Commercial_Miscellaneous_New_Food Preparation_Natural Gas_Conveyor Oven_E6 | F2 | Commercial | Miscellaneous | New | Food Preparation | Natural Gas | Conveyor Oven | E6 | Participant - Cost of Operation | 0 | 0 | 0 | 0 | 0 | 0 | 0 | 0 | 0 | 0 | 0 | 0 | 0 | 0 | 0 | 0 | 0 | 0 | 0 | 0 | 0 | 0 | 0 | 0 | 0 | 0 | 0 | 0 | 0 | 0 | 0
F2_Commercial_Miscellaneous_New_Food Preparation_Natural Gas_Conveyor Oven_E7 | F2 | Commercial | Miscellaneous | New | Food Preparation | Natural Gas | Conveyor Oven | E7 | Participant - Cost of Operation | 0 | 0 | 0 | 0 | 0 | 0 | 0 | 0 | 0 | 0 | 0 | 0 | 0 | 0 | 0 | 0 | 0 | 0 | 0 | 0 | 0 | 0 | 0 | 0 | 0 | 0 | 0 | 0 | 0 | 0 | 0
F2_Commercial_Miscellaneous_New_Food Preparation_Natural Gas_Conveyor Oven_E8 | F2 | Commercial | Miscellaneous | New | Food Preparation | Natural Gas | Conveyor Oven | E8 | Participant - Cost of Operation | 0 | 0 | 0 | 0 | 0 | 0 | 0 | 0 | 0 | 0 | 0 | 0 | 0 | 0 | 0 | 0 | 0 | 0 | 0 | 0 | 0 | 0 | 0 | 0 | 0 | 0 | 0 | 0 | 0 | 0 | 0
F2_Commercial_Miscellaneous_New_Food Preparation_Natural Gas_Conveyor Oven_E9 | F2 | Commercial | Miscellaneous | New | Food Preparation | Natural Gas | Conveyor Oven | E9 | Participant - Cost of Operation | 0 | 0 | 0 | 0 | 0 | 0 | 0 | 0 | 0 | 0 | 0 | 0 | 0 | 0 | 0 | 0 | 0 | 0 | 0 | 0 | 0 | 0 | 0 | 0 | 0 | 0 | 0 | 0 | 0 | 0 | 0
F2_Commercial_Miscellaneous_New_Food Preparation_Natural Gas_Conveyor Oven_E10 | F2 | Commercial | Miscellaneous | New | Food Preparation | Natural Gas | Conveyor Oven | E10 | Participant - Cost of Operation | 0 | 0 | 0 | 0 | 0 | 0 | 0 | 0 | 0 | 0 | 0 | 0 | 0 | 0 | 0 | 0 | 0 | 0 | 0 | 0 | 0 | 0 | 0 | 0 | 0 | 0 | 0 | 0 | 0 | 0 | 0
F3_Commercial_Miscellaneous_New_Food Preparation_Natural Gas_Conveyor Oven_E1 | F3 | Commercial | Miscellaneous | New | Food Preparation | Natural Gas | Conveyor Oven | E1 | System - kBTUs of Conusmption | 1.3697 | 1.3716 | 1.3704 | 1.3696 | 1.3696 | 1.3696 | 1.3696 | 1.3696 | 1.3696 | 1.3696 | 1.3696 | 1.3696 | 1.3696 | 1.3696 | 1.3696 | 1.3696 | 1.3696 | 1.3696 | 1.3696 | 1.3696 | 1.3696 | 1.3696 | 1.3696 | 1.3696 | 1.3696 | 1.3696 | 1.3696 | 1.3696 | 1.3696 | 1.3696 | 1.3696
F3_Commercial_Miscellaneous_New_Food Preparation_Natural Gas_Conveyor Oven_E2 | F3 | Commercial | Miscellaneous | New | Food Preparation | Natural Gas | Conveyor Oven | E2 | System - kBTUs of Conusmption | 1.0412 | 1.0427 | 1.0417 | 1.0411 | 1.0411 | 1.0411 | 1.0411 | 1.0411 | 1.0411 | 1.0411 | 1.0411 | 1.0411 | 1.0411 | 1.0411 | 1.0411 | 1.0411 | 1.0411 | 1.0411 | 1.0411 | 1.0411 | 1.0411 | 1.0411 | 1.0411 | 1.0411 | 1.0411 | 1.0411 | 1.0411 | 1.0411 | 1.0411 | 1.0411 | 1.0411
F3_Commercial_Miscellaneous_New_Food Preparation_Natural Gas_Conveyor Oven_E3 | F3 | Commercial | Miscellaneous | New | Food Preparation | Natural Gas | Conveyor Oven | E3 | System - kBTUs of Conusmption | 0 | 0 | 0 | 0 | 0 | 0 | 0 | 0 | 0 | 0 | 0 | 0 | 0 | 0 | 0 | 0 | 0 | 0 | 0 | 0 | 0 | 0 | 0 | 0 | 0 | 0 | 0 | 0 | 0 | 0 | 0
F3_Commercial_Miscellaneous_New_Food Preparation_Natural Gas_Conveyor Oven_E4 | F3 | Commercial | Miscellaneous | New | Food Preparation | Natural Gas | Conveyor Oven | E4 | System - kBTUs of Conusmption | 0 | 0 | 0 | 0 | 0 | 0 | 0 | 0 | 0 | 0 | 0 | 0 | 0 | 0 | 0 | 0 | 0 | 0 | 0 | 0 | 0 | 0 | 0 | 0 | 0 | 0 | 0 | 0 | 0 | 0 | 0
F3_Commercial_Miscellaneous_New_Food Preparation_Natural Gas_Conveyor Oven_E5 | F3 | Commercial | Miscellaneous | New | Food Preparation | Natural Gas | Conveyor Oven | E5 | System - kBTUs of Conusmption | 0 | 0 | 0 | 0 | 0 | 0 | 0 | 0 | 0 | 0 | 0 | 0 | 0 | 0 | 0 | 0 | 0 | 0 | 0 | 0 | 0 | 0 | 0 | 0 | 0 | 0 | 0 | 0 | 0 | 0 | 0
F3_Commercial_Miscellaneous_New_Food Preparation_Natural Gas_Conveyor Oven_E6 | F3 | Commercial | Miscellaneous | New | Food Preparation | Natural Gas | Conveyor Oven | E6 | System - kBTUs of Conusmption | 0 | 0 | 0 | 0 | 0 | 0 | 0 | 0 | 0 | 0 | 0 | 0 | 0 | 0 | 0 | 0 | 0 | 0 | 0 | 0 | 0 | 0 | 0 | 0 | 0 | 0 | 0 | 0 | 0 | 0 | 0
F3_Commercial_Miscellaneous_New_Food Preparation_Natural Gas_Conveyor Oven_E7 | F3 | Commercial | Miscellaneous | New | Food Preparation | Natural Gas | Conveyor Oven | E7 | System - kBTUs of Conusmption | 0 | 0 | 0 | 0 | 0 | 0 | 0 | 0 | 0 | 0 | 0 | 0 | 0 | 0 | 0 | 0 | 0 | 0 | 0 | 0 | 0 | 0 | 0 | 0 | 0 | 0 | 0 | 0 | 0 | 0 | 0
F3_Commercial_Miscellaneous_New_Food Preparation_Natural Gas_Conveyor Oven_E8 | F3 | Commercial | Miscellaneous | New | Food Preparation | Natural Gas | Conveyor Oven | E8 | System - kBTUs of Conusmption | 0 | 0 | 0 | 0 | 0 | 0 | 0 | 0 | 0 | 0 | 0 | 0 | 0 | 0 | 0 | 0 | 0 | 0 | 0 | 0 | 0 | 0 | 0 | 0 | 0 | 0 | 0 | 0 | 0 | 0 | 0
F3_Commercial_Miscellaneous_New_Food Preparation_Natural Gas_Conveyor Oven_E9 | F3 | Commercial | Miscellaneous | New | Food Preparation | Natural Gas | Conveyor Oven | E9 | System - kBTUs of Conusmption | 0 | 0 | 0 | 0 | 0 | 0 | 0 | 0 | 0 | 0 | 0 | 0 | 0 | 0 | 0 | 0 | 0 | 0 | 0 | 0 | 0 | 0 | 0 | 0 | 0 | 0 | 0 | 0 | 0 | 0 | 0
F3_Commercial_Miscellaneous_New_Food Preparation_Natural Gas_Conveyor Oven_E10 | F3 | Commercial | Miscellaneous | New | Food Preparation | Natural Gas | Conveyor Oven | E10 | System - kBTUs of Conusmption | 0 | 0 | 0 | 0 | 0 | 0 | 0 | 0 | 0 | 0 | 0 | 0 | 0 | 0 | 0 | 0 | 0 | 0 | 0 | 0 | 0 | 0 | 0 | 0 | 0 | 0 | 0 | 0 | 0 | 0 | 0
F4_Commercial_Miscellaneous_New_Food Preparation_Natural Gas_Conveyor Oven_E1 | F4 | Commercial | Miscellaneous | New | Food Preparation | Natural Gas | Conveyor Oven | E1 | Utility - Cost of Equipment | 0.0045675 | 0.0045675 | 0.0045675 | 0.0045675 | 0.0045675 | 0.0045675 | 0.0045675 | 0.0045675 | 0.0045675 | 0.0045675 | 0.0045675 | 0.0045675 | 0.0045675 | 0.0045675 | 0.0045675 | 0.0045675 | 0.0045675 | 0.0045675 | 0.0045675 | 0.0045675 | 0.0045675 | 0.0045675 | 0.0045675 | 0.0045675 | 0.0045675 | 0.0045675 | 0.0045675 | 0.0045675 | 0.0045675 | 0.0045675 | 0.0045675
F4_Commercial_Miscellaneous_New_Food Preparation_Natural Gas_Conveyor Oven_E2 | F4 | Commercial | Miscellaneous | New | Food Preparation | Natural Gas | Conveyor Oven | E2 | Utility - Cost of Equipment | 0.0055684 | 0.0055684 | 0.0055684 | 0.0055684 | 0.0055684 | 0.0055684 | 0.0055684 | 0.0055684 | 0.0055684 | 0.0055684 | 0.0055684 | 0.0055684 | 0.0055684 | 0.0055684 | 0.0055684 | 0.0055684 | 0.0055684 | 0.0055684 | 0.0055684 | 0.0055684 | 0.0055684 | 0.0055684 | 0.0055684 | 0.0055684 | 0.0055684 | 0.0055684 | 0.0055684 | 0.0055684 | 0.0055684 | 0.0055684 | 0.0055684
F4_Commercial_Miscellaneous_New_Food Preparation_Natural Gas_Conveyor Oven_E3 | F4 | Commercial | Miscellaneous | New | Food Preparation | Natural Gas | Conveyor Oven | E3 | Utility - Cost of Equipment | 0 | 0 | 0 | 0 | 0 | 0 | 0 | 0 | 0 | 0 | 0 | 0 | 0 | 0 | 0 | 0 | 0 | 0 | 0 | 0 | 0 | 0 | 0 | 0 | 0 | 0 | 0 | 0 | 0 | 0 | 0
F4_Commercial_Miscellaneous_New_Food Preparation_Natural Gas_Conveyor Oven_E4 | F4 | Commercial | Miscellaneous | New | Food Preparation | Natural Gas | Conveyor Oven | E4 | Utility - Cost of Equipment | 0 | 0 | 0 | 0 | 0 | 0 | 0 | 0 | 0 | 0 | 0 | 0 | 0 | 0 | 0 | 0 | 0 | 0 | 0 | 0 | 0 | 0 | 0 | 0 | 0 | 0 | 0 | 0 | 0 | 0 | 0
F4_Commercial_Miscellaneous_New_Food Preparation_Natural Gas_Conveyor Oven_E5 | F4 | Commercial | Miscellaneous | New | Food Preparation | Natural Gas | Conveyor Oven | E5 | Utility - Cost of Equipment | 0 | 0 | 0 | 0 | 0 | 0 | 0 | 0 | 0 | 0 | 0 | 0 | 0 | 0 | 0 | 0 | 0 | 0 | 0 | 0 | 0 | 0 | 0 | 0 | 0 | 0 | 0 | 0 | 0 | 0 | 0
F4_Commercial_Miscellaneous_New_Food Preparation_Natural Gas_Conveyor Oven_E6 | F4 | Commercial | Miscellaneous | New | Food Preparation | Natural Gas | Conveyor Oven | E6 | Utility - Cost of Equipment | 0 | 0 | 0 | 0 | 0 | 0 | 0 | 0 | 0 | 0 | 0 | 0 | 0 | 0 | 0 | 0 | 0 | 0 | 0 | 0 | 0 | 0 | 0 | 0 | 0 | 0 | 0 | 0 | 0 | 0 | 0
F4_Commercial_Miscellaneous_New_Food Preparation_Natural Gas_Conveyor Oven_E7 | F4 | Commercial | Miscellaneous | New | Food Preparation | Natural Gas | Conveyor Oven | E7 | Utility - Cost of Equipment | 0 | 0 | 0 | 0 | 0 | 0 | 0 | 0 | 0 | 0 | 0 | 0 | 0 | 0 | 0 | 0 | 0 | 0 | 0 | 0 | 0 | 0 | 0 | 0 | 0 | 0 | 0 | 0 | 0 | 0 | 0
F4_Commercial_Miscellaneous_New_Food Preparation_Natural Gas_Conveyor Oven_E8 | F4 | Commercial | Miscellaneous | New | Food Preparation | Natural Gas | Conveyor Oven | E8 | Utility - Cost of Equipment | 0 | 0 | 0 | 0 | 0 | 0 | 0 | 0 | 0 | 0 | 0 | 0 | 0 | 0 | 0 | 0 | 0 | 0 | 0 | 0 | 0 | 0 | 0 | 0 | 0 | 0 | 0 | 0 | 0 | 0 | 0
F4_Commercial_Miscellaneous_New_Food Preparation_Natural Gas_Conveyor Oven_E9 | F4 | Commercial | Miscellaneous | New | Food Preparation | Natural Gas | Conveyor Oven | E9 | Utility - Cost of Equipment | 0 | 0 | 0 | 0 | 0 | 0 | 0 | 0 | 0 | 0 | 0 | 0 | 0 | 0 | 0 | 0 | 0 | 0 | 0 | 0 | 0 | 0 | 0 | 0 | 0 | 0 | 0 | 0 | 0 | 0 | 0
F4_Commercial_Miscellaneous_New_Food Preparation_Natural Gas_Conveyor Oven_E10 | F4 | Commercial | Miscellaneous | New | Food Preparation | Natural Gas | Conveyor Oven | E10 | Utility - Cost of Equipment | 0 | 0 | 0 | 0 | 0 | 0 | 0 | 0 | 0 | 0 | 0 | 0 | 0 | 0 | 0 | 0 | 0 | 0 | 0 | 0 | 0 | 0 | 0 | 0 | 0 | 0 | 0 | 0 | 0 | 0 | 0
F5_Commercial_Miscellaneous_New_Food Preparation_Natural Gas_Conveyor Oven_E1 | F5 | Commercial | Miscellaneous | New | Food Preparation | Natural Gas | Conveyor Oven | E1 | Utility - Cost of Operation | 0.013347 | 0.013312 | 0.01322 | 0.013118 | 0.013477 | 0.013236 | 0.013158 | 0.013364 | 0.013801 | 0.013696 | 0.013649 | 0.013573 | 0.012079 | 0.011993 | 0.011999 | 0.011918 | 0.011902 | 0.011909 | 0.011685 | 0.011783 | 0.011843 | 0.011936 | 0.012063 | 0.0066673 | 0.0065416 | 0.0064228 | 0.0063097 | 0.0062016 | 0.0060976 | 0.0059971 | 0.0058651
F5_Commercial_Miscellaneous_New_Food Preparation_Natural Gas_Conveyor Oven_E2 | F5 | Commercial | Miscellaneous | New | Food Preparation | Natural Gas | Conveyor Oven | E2 | Utility - Cost of Operation | 0.010146 | 0.010119 | 0.010049 | 0.009972 | 0.010245 | 0.010062 | 0.010002 | 0.010159 | 0.010491 | 0.010411 | 0.010375 | 0.010318 | 0.0091823 | 0.0091162 | 0.0091209 | 0.0090598 | 0.0090473 | 0.009053 | 0.0088823 | 0.0089571 | 0.0090024 | 0.0090736 | 0.0091701 | 0.0050682 | 0.0049727 | 0.0048823 | 0.0047964 | 0.0047142 | 0.0046351 | 0.0045587 | 0.0044584
F5_Commercial_Miscellaneous_New_Food Preparation_Natural Gas_Conveyor Oven_E3 | F5 | Commercial | Miscellaneous | New | Food Preparation | Natural Gas | Conveyor Oven | E3 | Utility - Cost of Operation | 0 | 0 | 0 | 0 | 0 | 0 | 0 | 0 | 0 | 0 | 0 | 0 | 0 | 0 | 0 | 0 | 0 | 0 | 0 | 0 | 0 | 0 | 0 | 0 | 0 | 0 | 0 | 0 | 0 | 0 | 0
F5_Commercial_Miscellaneous_New_Food Preparation_Natural Gas_Conveyor Oven_E4 | F5 | Commercial | Miscellaneous | New | Food Preparation | Natural Gas | Conveyor Oven | E4 | Utility - Cost of Operation | 0 | 0 | 0 | 0 | 0 | 0 | 0 | 0 | 0 | 0 | 0 | 0 | 0 | 0 | 0 | 0 | 0 | 0 | 0 | 0 | 0 | 0 | 0 | 0 | 0 | 0 | 0 | 0 | 0 | 0 | 0
F5_Commercial_Miscellaneous_New_Food Preparation_Natural Gas_Conveyor Oven_E5 | F5 | Commercial | Miscellaneous | New | Food Preparation | Natural Gas | Conveyor Oven | E5 | Utility - Cost of Operation | 0 | 0 | 0 | 0 | 0 | 0 | 0 | 0 | 0 | 0 | 0 | 0 | 0 | 0 | 0 | 0 | 0 | 0 | 0 | 0 | 0 | 0 | 0 | 0 | 0 | 0 | 0 | 0 | 0 | 0 | 0
F5_Commercial_Miscellaneous_New_Food Preparation_Natural Gas_Conveyor Oven_E6 | F5 | Commercial | Miscellaneous | New | Food Preparation | Natural Gas | Conveyor Oven | E6 | Utility - Cost of Operation | 0 | 0 | 0 | 0 | 0 | 0 | 0 | 0 | 0 | 0 | 0 | 0 | 0 | 0 | 0 | 0 | 0 | 0 | 0 | 0 | 0 | 0 | 0 | 0 | 0 | 0 | 0 | 0 | 0 | 0 | 0
F5_Commercial_Miscellaneous_New_Food Preparation_Natural Gas_Conveyor Oven_E7 | F5 | Commercial | Miscellaneous | New | Food Preparation | Natural Gas | Conveyor Oven | E7 | Utility - Cost of Operation | 0 | 0 | 0 | 0 | 0 | 0 | 0 | 0 | 0 | 0 | 0 | 0 | 0 | 0 | 0 | 0 | 0 | 0 | 0 | 0 | 0 | 0 | 0 | 0 | 0 | 0 | 0 | 0 | 0 | 0 | 0
F5_Commercial_Miscellaneous_New_Food Preparation_Natural Gas_Conveyor Oven_E8 | F5 | Commercial | Miscellaneous | New | Food Preparation | Natural Gas | Conveyor Oven | E8 | Utility - Cost of Operation | 0 | 0 | 0 | 0 | 0 | 0 | 0 | 0 | 0 | 0 | 0 | 0 | 0 | 0 | 0 | 0 | 0 | 0 | 0 | 0 | 0 | 0 | 0 | 0 | 0 | 0 | 0 | 0 | 0 | 0 | 0
F5_Commercial_Miscellaneous_New_Food Preparation_Natural Gas_Conveyor Oven_E9 | F5 | Commercial | Miscellaneous | New | Food Preparation | Natural Gas | Conveyor Oven | E9 | Utility - Cost of Operation | 0 | 0 | 0 | 0 | 0 | 0 | 0 | 0 | 0 | 0 | 0 | 0 | 0 | 0 | 0 | 0 | 0 | 0 | 0 | 0 | 0 | 0 | 0 | 0 | 0 | 0 | 0 | 0 | 0 | 0 | 0
F5_Commercial_Miscellaneous_New_Food Preparation_Natural Gas_Conveyor Oven_E10 | F5 | Commercial | Miscellaneous | New | Food Preparation | Natural Gas | Conveyor Oven | E10 | Utility - Cost of Operation | 0 | 0 | 0 | 0 | 0 | 0 | 0 | 0 | 0 | 0 | 0 | 0 | 0 | 0 | 0 | 0 | 0 | 0 | 0 | 0 | 0 | 0 | 0 | 0 | 0 | 0 | 0 | 0 | 0 | 0 | 0
F6_Commercial_Miscellaneous_New_Food Preparation_Natural Gas_Conveyor Oven_E1 | F6 | Commercial | Miscellaneous | New | Food Preparation | Natural Gas | Conveyor Oven | E1 | Utility - Value of Sales | 0.015991 | 0.015948 | 0.015838 | 0.015717 | 0.016147 | 0.015858 | 0.015764 | 0.016011 | 0.016535 | 0.016409 | 0.016352 | 0.016261 | 0.014472 | 0.014368 | 0.014375 | 0.014279 | 0.014259 | 0.014268 | 0.013999 | 0.014117 | 0.014189 | 0.014301 | 0.014453 | 0.0079879 | 0.0078373 | 0.0076949 | 0.0075594 | 0.0074299 | 0.0073053 | 0.0071849 | 0.0070267
F6_Commercial_Miscellaneous_New_Food Preparation_Natural Gas_Conveyor Oven_E2 | F6 | Commercial | Miscellaneous | New | Food Preparation | Natural Gas | Conveyor Oven | E2 | Utility - Value of Sales | 0.012155 | 0.012123 | 0.01204 | 0.011947 | 0.012274 | 0.012055 | 0.011983 | 0.012171 | 0.012569 | 0.012473 | 0.01243 | 0.012361 | 0.011001 | 0.010922 | 0.010927 | 0.010854 | 0.010839 | 0.010846 | 0.010642 | 0.010731 | 0.010786 | 0.010871 | 0.010986 | 0.006072 | 0.0059576 | 0.0058493 | 0.0057464 | 0.0056479 | 0.0055532 | 0.0054616 | 0.0053414
F6_Commercial_Miscellaneous_New_Food Preparation_Natural Gas_Conveyor Oven_E3 | F6 | Commercial | Miscellaneous | New | Food Preparation | Natural Gas | Conveyor Oven | E3 | Utility - Value of Sales | 0 | 0 | 0 | 0 | 0 | 0 | 0 | 0 | 0 | 0 | 0 | 0 | 0 | 0 | 0 | 0 | 0 | 0 | 0 | 0 | 0 | 0 | 0 | 0 | 0 | 0 | 0 | 0 | 0 | 0 | 0
F6_Commercial_Miscellaneous_New_Food Preparation_Natural Gas_Conveyor Oven_E4 | F6 | Commercial | Miscellaneous | New | Food Preparation | Natural Gas | Conveyor Oven | E4 | Utility - Value of Sales | 0 | 0 | 0 | 0 | 0 | 0 | 0 | 0 | 0 | 0 | 0 | 0 | 0 | 0 | 0 | 0 | 0 | 0 | 0 | 0 | 0 | 0 | 0 | 0 | 0 | 0 | 0 | 0 | 0 | 0 | 0
F6_Commercial_Miscellaneous_New_Food Preparation_Natural Gas_Conveyor Oven_E5 | F6 | Commercial | Miscellaneous | New | Food Preparation | Natural Gas | Conveyor Oven | E5 | Utility - Value of Sales | 0 | 0 | 0 | 0 | 0 | 0 | 0 | 0 | 0 | 0 | 0 | 0 | 0 | 0 | 0 | 0 | 0 | 0 | 0 | 0 | 0 | 0 | 0 | 0 | 0 | 0 | 0 | 0 | 0 | 0 | 0
F6_Commercial_Miscellaneous_New_Food Preparation_Natural Gas_Conveyor Oven_E6 | F6 | Commercial | Miscellaneous | New | Food Preparation | Natural Gas | Conveyor Oven | E6 | Utility - Value of Sales | 0 | 0 | 0 | 0 | 0 | 0 | 0 | 0 | 0 | 0 | 0 | 0 | 0 | 0 | 0 | 0 | 0 | 0 | 0 | 0 | 0 | 0 | 0 | 0 | 0 | 0 | 0 | 0 | 0 | 0 | 0
F6_Commercial_Miscellaneous_New_Food Preparation_Natural Gas_Conveyor Oven_E7 | F6 | Commercial | Miscellaneous | New | Food Preparation | Natural Gas | Conveyor Oven | E7 | Utility - Value of Sales | 0 | 0 | 0 | 0 | 0 | 0 | 0 | 0 | 0 | 0 | 0 | 0 | 0 | 0 | 0 | 0 | 0 | 0 | 0 | 0 | 0 | 0 | 0 | 0 | 0 | 0 | 0 | 0 | 0 | 0 | 0
F6_Commercial_Miscellaneous_New_Food Preparation_Natural Gas_Conveyor Oven_E8 | F6 | Commercial | Miscellaneous | New | Food Preparation | Natural Gas | Conveyor Oven | E8 | Utility - Value of Sales | 0 | 0 | 0 | 0 | 0 | 0 | 0 | 0 | 0 | 0 | 0 | 0 | 0 | 0 | 0 | 0 | 0 | 0 | 0 | 0 | 0 | 0 | 0 | 0 | 0 | 0 | 0 | 0 | 0 | 0 | 0
F6_Commercial_Miscellaneous_New_Food Preparation_Natural Gas_Conveyor Oven_E9 | F6 | Commercial | Miscellaneous | New | Food Preparation | Natural Gas | Conveyor Oven | E9 | Utility - Value of Sales | 0 | 0 | 0 | 0 | 0 | 0 | 0 | 0 | 0 | 0 | 0 | 0 | 0 | 0 | 0 | 0 | 0 | 0 | 0 | 0 | 0 | 0 | 0 | 0 | 0 | 0 | 0 | 0 | 0 | 0 | 0
F6_Commercial_Miscellaneous_New_Food Preparation_Natural Gas_Conveyor Oven_E10 | F6 | Commercial | Miscellaneous | New | Food Preparation | Natural Gas | Conveyor Oven | E10 | Utility - Value of Sales | 0 | 0 | 0 | 0 | 0 | 0 | 0 | 0 | 0 | 0 | 0 | 0 | 0 | 0 | 0 | 0 | 0 | 0 | 0 | 0 | 0 | 0 | 0 | 0 | 0 | 0 | 0 | 0 | 0 | 0 | 0
F1_Commercial_Miscellaneous_New_Food Preparation_Natural Gas_Double Rack Oven_E1 | F1 | Commercial | Miscellaneous | New | Food Preparation | Natural Gas | Double Rack Oven | E1 | Participant - Cost of Equipment | 0.008536 | 0.008536 | 0.008536 | 0.008536 | 0.008536 | 0.008536 | 0.008536 | 0.008536 | 0.008536 | 0.008536 | 0.008536 | 0.008536 | 0.008536 | 0.008536 | 0.008536 | 0.008536 | 0.008536 | 0.008536 | 0.008536 | 0.008536 | 0.008536 | 0.008536 | 0.008536 | 0.008536 | 0.008536 | 0.008536 | 0.008536 | 0.008536 | 0.008536 | 0.008536 | 0.008536
F1_Commercial_Miscellaneous_New_Food Preparation_Natural Gas_Double Rack Oven_E2 | F1 | Commercial | Miscellaneous | New | Food Preparation | Natural Gas | Double Rack Oven | E2 | Participant - Cost of Equipment | 0.011352 | 0.011352 | 0.011352 | 0.011352 | 0.011352 | 0.011352 | 0.011352 | 0.011352 | 0.011352 | 0.011352 | 0.011352 | 0.011352 | 0.011352 | 0.011352 | 0.011352 | 0.011352 | 0.011352 | 0.011352 | 0.011352 | 0.011352 | 0.011352 | 0.011352 | 0.011352 | 0.011352 | 0.011352 | 0.011352 | 0.011352 | 0.011352 | 0.011352 | 0.011352 | 0.011352
F1_Commercial_Miscellaneous_New_Food Preparation_Natural Gas_Double Rack Oven_E3 | F1 | Commercial | Miscellaneous | New | Food Preparation | Natural Gas | Double Rack Oven | E3 | Participant - Cost of Equipment | 0 | 0 | 0 | 0 | 0 | 0 | 0 | 0 | 0 | 0 | 0 | 0 | 0 | 0 | 0 | 0 | 0 | 0 | 0 | 0 | 0 | 0 | 0 | 0 | 0 | 0 | 0 | 0 | 0 | 0 | 0
F1_Commercial_Miscellaneous_New_Food Preparation_Natural Gas_Double Rack Oven_E4 | F1 | Commercial | Miscellaneous | New | Food Preparation | Natural Gas | Double Rack Oven | E4 | Participant - Cost of Equipment | 0 | 0 | 0 | 0 | 0 | 0 | 0 | 0 | 0 | 0 | 0 | 0 | 0 | 0 | 0 | 0 | 0 | 0 | 0 | 0 | 0 | 0 | 0 | 0 | 0 | 0 | 0 | 0 | 0 | 0 | 0
F1_Commercial_Miscellaneous_New_Food Preparation_Natural Gas_Double Rack Oven_E5 | F1 | Commercial | Miscellaneous | New | Food Preparation | Natural Gas | Double Rack Oven | E5 | Participant - Cost of Equipment | 0 | 0 | 0 | 0 | 0 | 0 | 0 | 0 | 0 | 0 | 0 | 0 | 0 | 0 | 0 | 0 | 0 | 0 | 0 | 0 | 0 | 0 | 0 | 0 | 0 | 0 | 0 | 0 | 0 | 0 | 0
F1_Commercial_Miscellaneous_New_Food Preparation_Natural Gas_Double Rack Oven_E6 | F1 | Commercial | Miscellaneous | New | Food Preparation | Natural Gas | Double Rack Oven | E6 | Participant - Cost of Equipment | 0 | 0 | 0 | 0 | 0 | 0 | 0 | 0 | 0 | 0 | 0 | 0 | 0 | 0 | 0 | 0 | 0 | 0 | 0 | 0 | 0 | 0 | 0 | 0 | 0 | 0 | 0 | 0 | 0 | 0 | 0
F1_Commercial_Miscellaneous_New_Food Preparation_Natural Gas_Double Rack Oven_E7 | F1 | Commercial | Miscellaneous | New | Food Preparation | Natural Gas | Double Rack Oven | E7 | Participant - Cost of Equipment | 0 | 0 | 0 | 0 | 0 | 0 | 0 | 0 | 0 | 0 | 0 | 0 | 0 | 0 | 0 | 0 | 0 | 0 | 0 | 0 | 0 | 0 | 0 | 0 | 0 | 0 | 0 | 0 | 0 | 0 | 0
F1_Commercial_Miscellaneous_New_Food Preparation_Natural Gas_Double Rack Oven_E8 | F1 | Commercial | Miscellaneous | New | Food Preparation | Natural Gas | Double Rack Oven | E8 | Participant - Cost of Equipment | 0 | 0 | 0 | 0 | 0 | 0 | 0 | 0 | 0 | 0 | 0 | 0 | 0 | 0 | 0 | 0 | 0 | 0 | 0 | 0 | 0 | 0 | 0 | 0 | 0 | 0 | 0 | 0 | 0 | 0 | 0
F1_Commercial_Miscellaneous_New_Food Preparation_Natural Gas_Double Rack Oven_E9 | F1 | Commercial | Miscellaneous | New | Food Preparation | Natural Gas | Double Rack Oven | E9 | Participant - Cost of Equipment | 0 | 0 | 0 | 0 | 0 | 0 | 0 | 0 | 0 | 0 | 0 | 0 | 0 | 0 | 0 | 0 | 0 | 0 | 0 | 0 | 0 | 0 | 0 | 0 | 0 | 0 | 0 | 0 | 0 | 0 | 0
F1_Commercial_Miscellaneous_New_Food Preparation_Natural Gas_Double Rack Oven_E10 | F1 | Commercial | Miscellaneous | New | Food Preparation | Natural Gas | Double Rack Oven | E10 | Participant - Cost of Equipment | 0 | 0 | 0 | 0 | 0 | 0 | 0 | 0 | 0 | 0 | 0 | 0 | 0 | 0 | 0 | 0 | 0 | 0 | 0 | 0 | 0 | 0 | 0 | 0 | 0 | 0 | 0 | 0 | 0 | 0 | 0
F2_Commercial_Miscellaneous_New_Food Preparation_Natural Gas_Double Rack Oven_E1 | F2 | Commercial | Miscellaneous | New | Food Preparation | Natural Gas | Double Rack Oven | E1 | Participant - Cost of Operation | 0.029379 | 0.029832 | 0.030161 | 0.029993 | 0.030023 | 0.028299 | 0.026873 | 0.026077 | 0.025747 | 0.026701 | 0.027954 | 0.029264 | 0.026876 | 0.02847 | 0.028567 | 0.028424 | 0.02845 | 0.028538 | 0.027993 | 0.028322 | 0.028544 | 0.028856 | 0.029257 | 0.014674 | 0.014387 | 0.014118 | 0.013863 | 0.013621 | 0.01339 | 0.013166 | 0.01295
F2_Commercial_Miscellaneous_New_Food Preparation_Natural Gas_Double Rack Oven_E2 | F2 | Commercial | Miscellaneous | New | Food Preparation | Natural Gas | Double Rack Oven | E2 | Participant - Cost of Operation | 0.016025 | 0.016272 | 0.016452 | 0.01636 | 0.016376 | 0.015436 | 0.014658 | 0.014224 | 0.014044 | 0.014564 | 0.015248 | 0.015962 | 0.01466 | 0.015529 | 0.015582 | 0.015504 | 0.015518 | 0.015566 | 0.015269 | 0.015448 | 0.015569 | 0.01574 | 0.015959 | 0.0080038 | 0.0078475 | 0.0077006 | 0.0075619 | 0.0074298 | 0.0073034 | 0.0071816 | 0.0070636
F2_Commercial_Miscellaneous_New_Food Preparation_Natural Gas_Double Rack Oven_E3 | F2 | Commercial | Miscellaneous | New | Food Preparation | Natural Gas | Double Rack Oven | E3 | Participant - Cost of Operation | 0 | 0 | 0 | 0 | 0 | 0 | 0 | 0 | 0 | 0 | 0 | 0 | 0 | 0 | 0 | 0 | 0 | 0 | 0 | 0 | 0 | 0 | 0 | 0 | 0 | 0 | 0 | 0 | 0 | 0 | 0
F2_Commercial_Miscellaneous_New_Food Preparation_Natural Gas_Double Rack Oven_E4 | F2 | Commercial | Miscellaneous | New | Food Preparation | Natural Gas | Double Rack Oven | E4 | Participant - Cost of Operation | 0 | 0 | 0 | 0 | 0 | 0 | 0 | 0 | 0 | 0 | 0 | 0 | 0 | 0 | 0 | 0 | 0 | 0 | 0 | 0 | 0 | 0 | 0 | 0 | 0 | 0 | 0 | 0 | 0 | 0 | 0
F2_Commercial_Miscellaneous_New_Food Preparation_Natural Gas_Double Rack Oven_E5 | F2 | Commercial | Miscellaneous | New | Food Preparation | Natural Gas | Double Rack Oven | E5 | Participant - Cost of Operation | 0 | 0 | 0 | 0 | 0 | 0 | 0 | 0 | 0 | 0 | 0 | 0 | 0 | 0 | 0 | 0 | 0 | 0 | 0 | 0 | 0 | 0 | 0 | 0 | 0 | 0 | 0 | 0 | 0 | 0 | 0
F2_Commercial_Miscellaneous_New_Food Preparation_Natural Gas_Double Rack Oven_E6 | F2 | Commercial | Miscellaneous | New | Food Preparation | Natural Gas | Double Rack Oven | E6 | Participant - Cost of Operation | 0 | 0 | 0 | 0 | 0 | 0 | 0 | 0 | 0 | 0 | 0 | 0 | 0 | 0 | 0 | 0 | 0 | 0 | 0 | 0 | 0 | 0 | 0 | 0 | 0 | 0 | 0 | 0 | 0 | 0 | 0
F2_Commercial_Miscellaneous_New_Food Preparation_Natural Gas_Double Rack Oven_E7 | F2 | Commercial | Miscellaneous | New | Food Preparation | Natural Gas | Double Rack Oven | E7 | Participant - Cost of Operation | 0 | 0 | 0 | 0 | 0 | 0 | 0 | 0 | 0 | 0 | 0 | 0 | 0 | 0 | 0 | 0 | 0 | 0 | 0 | 0 | 0 | 0 | 0 | 0 | 0 | 0 | 0 | 0 | 0 | 0 | 0
F2_Commercial_Miscellaneous_New_Food Preparation_Natural Gas_Double Rack Oven_E8 | F2 | Commercial | Miscellaneous | New | Food Preparation | Natural Gas | Double Rack Oven | E8 | Participant - Cost of Operation | 0 | 0 | 0 | 0 | 0 | 0 | 0 | 0 | 0 | 0 | 0 | 0 | 0 | 0 | 0 | 0 | 0 | 0 | 0 | 0 | 0 | 0 | 0 | 0 | 0 | 0 | 0 | 0 | 0 | 0 | 0
F2_Commercial_Miscellaneous_New_Food Preparation_Natural Gas_Double Rack Oven_E9 | F2 | Commercial | Miscellaneous | New | Food Preparation | Natural Gas | Double Rack Oven | E9 | Participant - Cost of Operation | 0 | 0 | 0 | 0 | 0 | 0 | 0 | 0 | 0 | 0 | 0 | 0 | 0 | 0 | 0 | 0 | 0 | 0 | 0 | 0 | 0 | 0 | 0 | 0 | 0 | 0 | 0 | 0 | 0 | 0 | 0
F2_Commercial_Miscellaneous_New_Food Preparation_Natural Gas_Double Rack Oven_E10 | F2 | Commercial | Miscellaneous | New | Food Preparation | Natural Gas | Double Rack Oven | E10 | Participant - Cost of Operation | 0 | 0 | 0 | 0 | 0 | 0 | 0 | 0 | 0 | 0 | 0 | 0 | 0 | 0 | 0 | 0 | 0 | 0 | 0 | 0 | 0 | 0 | 0 | 0 | 0 | 0 | 0 | 0 | 0 | 0 | 0
F3_Commercial_Miscellaneous_New_Food Preparation_Natural Gas_Double Rack Oven_E1 | F3 | Commercial | Miscellaneous | New | Food Preparation | Natural Gas | Double Rack Oven | E1 | System - kBTUs of Conusmption | 2.4411 | 2.446 | 2.4429 | 2.4408 | 2.4408 | 2.4408 | 2.4408 | 2.4408 | 2.4408 | 2.4408 | 2.4408 | 2.4408 | 2.4408 | 2.4408 | 2.4408 | 2.4408 | 2.4408 | 2.4408 | 2.4408 | 2.4408 | 2.4408 | 2.4408 | 2.4408 | 2.4408 | 2.4408 | 2.4408 | 2.4408 | 2.4408 | 2.4408 | 2.4408 | 2.4408
F3_Commercial_Miscellaneous_New_Food Preparation_Natural Gas_Double Rack Oven_E2 | F3 | Commercial | Miscellaneous | New | Food Preparation | Natural Gas | Double Rack Oven | E2 | System - kBTUs of Conusmption | 1.3315 | 1.3342 | 1.3325 | 1.3313 | 1.3313 | 1.3313 | 1.3313 | 1.3313 | 1.3313 | 1.3313 | 1.3313 | 1.3313 | 1.3313 | 1.3313 | 1.3313 | 1.3313 | 1.3313 | 1.3313 | 1.3313 | 1.3313 | 1.3313 | 1.3313 | 1.3313 | 1.3313 | 1.3313 | 1.3313 | 1.3313 | 1.3313 | 1.3313 | 1.3313 | 1.3313
F3_Commercial_Miscellaneous_New_Food Preparation_Natural Gas_Double Rack Oven_E3 | F3 | Commercial | Miscellaneous | New | Food Preparation | Natural Gas | Double Rack Oven | E3 | System - kBTUs of Conusmption | 0 | 0 | 0 | 0 | 0 | 0 | 0 | 0 | 0 | 0 | 0 | 0 | 0 | 0 | 0 | 0 | 0 | 0 | 0 | 0 | 0 | 0 | 0 | 0 | 0 | 0 | 0 | 0 | 0 | 0 | 0
F3_Commercial_Miscellaneous_New_Food Preparation_Natural Gas_Double Rack Oven_E4 | F3 | Commercial | Miscellaneous | New | Food Preparation | Natural Gas | Double Rack Oven | E4 | System - kBTUs of Conusmption | 0 | 0 | 0 | 0 | 0 | 0 | 0 | 0 | 0 | 0 | 0 | 0 | 0 | 0 | 0 | 0 | 0 | 0 | 0 | 0 | 0 | 0 | 0 | 0 | 0 | 0 | 0 | 0 | 0 | 0 | 0
F3_Commercial_Miscellaneous_New_Food Preparation_Natural Gas_Double Rack Oven_E5 | F3 | Commercial | Miscellaneous | New | Food Preparation | Natural Gas | Double Rack Oven | E5 | System - kBTUs of Conusmption | 0 | 0 | 0 | 0 | 0 | 0 | 0 | 0 | 0 | 0 | 0 | 0 | 0 | 0 | 0 | 0 | 0 | 0 | 0 | 0 | 0 | 0 | 0 | 0 | 0 | 0 | 0 | 0 | 0 | 0 | 0
F3_Commercial_Miscellaneous_New_Food Preparation_Natural Gas_Double Rack Oven_E6 | F3 | Commercial | Miscellaneous | New | Food Preparation | Natural Gas | Double Rack Oven | E6 | System - kBTUs of Conusmption | 0 | 0 | 0 | 0 | 0 | 0 | 0 | 0 | 0 | 0 | 0 | 0 | 0 | 0 | 0 | 0 | 0 | 0 | 0 | 0 | 0 | 0 | 0 | 0 | 0 | 0 | 0 | 0 | 0 | 0 | 0
F3_Commercial_Miscellaneous_New_Food Preparation_Natural Gas_Double Rack Oven_E7 | F3 | Commercial | Miscellaneous | New | Food Preparation | Natural Gas | Double Rack Oven | E7 | System - kBTUs of Conusmption | 0 | 0 | 0 | 0 | 0 | 0 | 0 | 0 | 0 | 0 | 0 | 0 | 0 | 0 | 0 | 0 | 0 | 0 | 0 | 0 | 0 | 0 | 0 | 0 | 0 | 0 | 0 | 0 | 0 | 0 | 0
F3_Commercial_Miscellaneous_New_Food Preparation_Natural Gas_Double Rack Oven_E8 | F3 | Commercial | Miscellaneous | New | Food Preparation | Natural Gas | Double Rack Oven | E8 | System - kBTUs of Conusmption | 0 | 0 | 0 | 0 | 0 | 0 | 0 | 0 | 0 | 0 | 0 | 0 | 0 | 0 | 0 | 0 | 0 | 0 | 0 | 0 | 0 | 0 | 0 | 0 | 0 | 0 | 0 | 0 | 0 | 0 | 0
F3_Commercial_Miscellaneous_New_Food Preparation_Natural Gas_Double Rack Oven_E9 | F3 | Commercial | Miscellaneous | New | Food Preparation | Natural Gas | Double Rack Oven | E9 | System - kBTUs of Conusmption | 0 | 0 | 0 | 0 | 0 | 0 | 0 | 0 | 0 | 0 | 0 | 0 | 0 | 0 | 0 | 0 | 0 | 0 | 0 | 0 | 0 | 0 | 0 | 0 | 0 | 0 | 0 | 0 | 0 | 0 | 0
F3_Commercial_Miscellaneous_New_Food Preparation_Natural Gas_Double Rack Oven_E10 | F3 | Commercial | Miscellaneous | New | Food Preparation | Natural Gas | Double Rack Oven | E10 | System - kBTUs of Conusmption | 0 | 0 | 0 | 0 | 0 | 0 | 0 | 0 | 0 | 0 | 0 | 0 | 0 | 0 | 0 | 0 | 0 | 0 | 0 | 0 | 0 | 0 | 0 | 0 | 0 | 0 | 0 | 0 | 0 | 0 | 0
F4_Commercial_Miscellaneous_New_Food Preparation_Natural Gas_Double Rack Oven_E1 | F4 | Commercial | Miscellaneous | New | Food Preparation | Natural Gas | Double Rack Oven | E1 | Utility - Cost of Equipment | 0.008536 | 0.008536 | 0.008536 | 0.008536 | 0.008536 | 0.008536 | 0.008536 | 0.008536 | 0.008536 | 0.008536 | 0.008536 | 0.008536 | 0.008536 | 0.008536 | 0.008536 | 0.008536 | 0.008536 | 0.008536 | 0.008536 | 0.008536 | 0.008536 | 0.008536 | 0.008536 | 0.008536 | 0.008536 | 0.008536 | 0.008536 | 0.008536 | 0.008536 | 0.008536 | 0.008536
F4_Commercial_Miscellaneous_New_Food Preparation_Natural Gas_Double Rack Oven_E2 | F4 | Commercial | Miscellaneous | New | Food Preparation | Natural Gas | Double Rack Oven | E2 | Utility - Cost of Equipment | 0.011352 | 0.011352 | 0.011352 | 0.011352 | 0.011352 | 0.011352 | 0.011352 | 0.011352 | 0.011352 | 0.011352 | 0.011352 | 0.011352 | 0.011352 | 0.011352 | 0.011352 | 0.011352 | 0.011352 | 0.011352 | 0.011352 | 0.011352 | 0.011352 | 0.011352 | 0.011352 | 0.011352 | 0.011352 | 0.011352 | 0.011352 | 0.011352 | 0.011352 | 0.011352 | 0.011352
F4_Commercial_Miscellaneous_New_Food Preparation_Natural Gas_Double Rack Oven_E3 | F4 | Commercial | Miscellaneous | New | Food Preparation | Natural Gas | Double Rack Oven | E3 | Utility - Cost of Equipment | 0 | 0 | 0 | 0 | 0 | 0 | 0 | 0 | 0 | 0 | 0 | 0 | 0 | 0 | 0 | 0 | 0 | 0 | 0 | 0 | 0 | 0 | 0 | 0 | 0 | 0 | 0 | 0 | 0 | 0 | 0
F4_Commercial_Miscellaneous_New_Food Preparation_Natural Gas_Double Rack Oven_E4 | F4 | Commercial | Miscellaneous | New | Food Preparation | Natural Gas | Double Rack Oven | E4 | Utility - Cost of Equipment | 0 | 0 | 0 | 0 | 0 | 0 | 0 | 0 | 0 | 0 | 0 | 0 | 0 | 0 | 0 | 0 | 0 | 0 | 0 | 0 | 0 | 0 | 0 | 0 | 0 | 0 | 0 | 0 | 0 | 0 | 0
F4_Commercial_Miscellaneous_New_Food Preparation_Natural Gas_Double Rack Oven_E5 | F4 | Commercial | Miscellaneous | New | Food Preparation | Natural Gas | Double Rack Oven | E5 | Utility - Cost of Equipment | 0 | 0 | 0 | 0 | 0 | 0 | 0 | 0 | 0 | 0 | 0 | 0 | 0 | 0 | 0 | 0 | 0 | 0 | 0 | 0 | 0 | 0 | 0 | 0 | 0 | 0 | 0 | 0 | 0 | 0 | 0
F4_Commercial_Miscellaneous_New_Food Preparation_Natural Gas_Double Rack Oven_E6 | F4 | Commercial | Miscellaneous | New | Food Preparation | Natural Gas | Double Rack Oven | E6 | Utility - Cost of Equipment | 0 | 0 | 0 | 0 | 0 | 0 | 0 | 0 | 0 | 0 | 0 | 0 | 0 | 0 | 0 | 0 | 0 | 0 | 0 | 0 | 0 | 0 | 0 | 0 | 0 | 0 | 0 | 0 | 0 | 0 | 0
F4_Commercial_Miscellaneous_New_Food Preparation_Natural Gas_Double Rack Oven_E7 | F4 | Commercial | Miscellaneous | New | Food Preparation | Natural Gas | Double Rack Oven | E7 | Utility - Cost of Equipment | 0 | 0 | 0 | 0 | 0 | 0 | 0 | 0 | 0 | 0 | 0 | 0 | 0 | 0 | 0 | 0 | 0 | 0 | 0 | 0 | 0 | 0 | 0 | 0 | 0 | 0 | 0 | 0 | 0 | 0 | 0
F4_Commercial_Miscellaneous_New_Food Preparation_Natural Gas_Double Rack Oven_E8 | F4 | Commercial | Miscellaneous | New | Food Preparation | Natural Gas | Double Rack Oven | E8 | Utility - Cost of Equipment | 0 | 0 | 0 | 0 | 0 | 0 | 0 | 0 | 0 | 0 | 0 | 0 | 0 | 0 | 0 | 0 | 0 | 0 | 0 | 0 | 0 | 0 | 0 | 0 | 0 | 0 | 0 | 0 | 0 | 0 | 0
F4_Commercial_Miscellaneous_New_Food Preparation_Natural Gas_Double Rack Oven_E9 | F4 | Commercial | Miscellaneous | New | Food Preparation | Natural Gas | Double Rack Oven | E9 | Utility - Cost of Equipment | 0 | 0 | 0 | 0 | 0 | 0 | 0 | 0 | 0 | 0 | 0 | 0 | 0 | 0 | 0 | 0 | 0 | 0 | 0 | 0 | 0 | 0 | 0 | 0 | 0 | 0 | 0 | 0 | 0 | 0 | 0
F4_Commercial_Miscellaneous_New_Food Preparation_Natural Gas_Double Rack Oven_E10 | F4 | Commercial | Miscellaneous | New | Food Preparation | Natural Gas | Double Rack Oven | E10 | Utility - Cost of Equipment | 0 | 0 | 0 | 0 | 0 | 0 | 0 | 0 | 0 | 0 | 0 | 0 | 0 | 0 | 0 | 0 | 0 | 0 | 0 | 0 | 0 | 0 | 0 | 0 | 0 | 0 | 0 | 0 | 0 | 0 | 0
F5_Commercial_Miscellaneous_New_Food Preparation_Natural Gas_Double Rack Oven_E1 | F5 | Commercial | Miscellaneous | New | Food Preparation | Natural Gas | Double Rack Oven | E1 | Utility - Cost of Operation | 0.024522 | 0.0249 | 0.025175 | 0.025035 | 0.02506 | 0.023621 | 0.02243 | 0.021766 | 0.02149 | 0.022287 | 0.023333 | 0.024426 | 0.022433 | 0.023763 | 0.023844 | 0.023725 | 0.023747 | 0.02382 | 0.023365 | 0.02364 | 0.023825 | 0.024085 | 0.02442 | 0.012248 | 0.012009 | 0.011784 | 0.011572 | 0.011369 | 0.011176 | 0.01099 | 0.010809
F5_Commercial_Miscellaneous_New_Food Preparation_Natural Gas_Double Rack Oven_E2 | F5 | Commercial | Miscellaneous | New | Food Preparation | Natural Gas | Double Rack Oven | E2 | Utility - Cost of Operation | 0.013376 | 0.013582 | 0.013732 | 0.013655 | 0.013669 | 0.012884 | 0.012235 | 0.011872 | 0.011722 | 0.012156 | 0.012727 | 0.013323 | 0.012236 | 0.012962 | 0.013006 | 0.012941 | 0.012953 | 0.012993 | 0.012745 | 0.012894 | 0.012995 | 0.013137 | 0.01332 | 0.0066806 | 0.0065501 | 0.0064276 | 0.0063117 | 0.0062015 | 0.006096 | 0.0059943 | 0.0058959
F5_Commercial_Miscellaneous_New_Food Preparation_Natural Gas_Double Rack Oven_E3 | F5 | Commercial | Miscellaneous | New | Food Preparation | Natural Gas | Double Rack Oven | E3 | Utility - Cost of Operation | 0 | 0 | 0 | 0 | 0 | 0 | 0 | 0 | 0 | 0 | 0 | 0 | 0 | 0 | 0 | 0 | 0 | 0 | 0 | 0 | 0 | 0 | 0 | 0 | 0 | 0 | 0 | 0 | 0 | 0 | 0
F5_Commercial_Miscellaneous_New_Food Preparation_Natural Gas_Double Rack Oven_E4 | F5 | Commercial | Miscellaneous | New | Food Preparation | Natural Gas | Double Rack Oven | E4 | Utility - Cost of Operation | 0 | 0 | 0 | 0 | 0 | 0 | 0 | 0 | 0 | 0 | 0 | 0 | 0 | 0 | 0 | 0 | 0 | 0 | 0 | 0 | 0 | 0 | 0 | 0 | 0 | 0 | 0 | 0 | 0 | 0 | 0
F5_Commercial_Miscellaneous_New_Food Preparation_Natural Gas_Double Rack Oven_E5 | F5 | Commercial | Miscellaneous | New | Food Preparation | Natural Gas | Double Rack Oven | E5 | Utility - Cost of Operation | 0 | 0 | 0 | 0 | 0 | 0 | 0 | 0 | 0 | 0 | 0 | 0 | 0 | 0 | 0 | 0 | 0 | 0 | 0 | 0 | 0 | 0 | 0 | 0 | 0 | 0 | 0 | 0 | 0 | 0 | 0
F5_Commercial_Miscellaneous_New_Food Preparation_Natural Gas_Double Rack Oven_E6 | F5 | Commercial | Miscellaneous | New | Food Preparation | Natural Gas | Double Rack Oven | E6 | Utility - Cost of Operation | 0 | 0 | 0 | 0 | 0 | 0 | 0 | 0 | 0 | 0 | 0 | 0 | 0 | 0 | 0 | 0 | 0 | 0 | 0 | 0 | 0 | 0 | 0 | 0 | 0 | 0 | 0 | 0 | 0 | 0 | 0
F5_Commercial_Miscellaneous_New_Food Preparation_Natural Gas_Double Rack Oven_E7 | F5 | Commercial | Miscellaneous | New | Food Preparation | Natural Gas | Double Rack Oven | E7 | Utility - Cost of Operation | 0 | 0 | 0 | 0 | 0 | 0 | 0 | 0 | 0 | 0 | 0 | 0 | 0 | 0 | 0 | 0 | 0 | 0 | 0 | 0 | 0 | 0 | 0 | 0 | 0 | 0 | 0 | 0 | 0 | 0 | 0
F5_Commercial_Miscellaneous_New_Food Preparation_Natural Gas_Double Rack Oven_E8 | F5 | Commercial | Miscellaneous | New | Food Preparation | Natural Gas | Double Rack Oven | E8 | Utility - Cost of Operation | 0 | 0 | 0 | 0 | 0 | 0 | 0 | 0 | 0 | 0 | 0 | 0 | 0 | 0 | 0 | 0 | 0 | 0 | 0 | 0 | 0 | 0 | 0 | 0 | 0 | 0 | 0 | 0 | 0 | 0 | 0
F5_Commercial_Miscellaneous_New_Food Preparation_Natural Gas_Double Rack Oven_E9 | F5 | Commercial | Miscellaneous | New | Food Preparation | Natural Gas | Double Rack Oven | E9 | Utility - Cost of Operation | 0 | 0 | 0 | 0 | 0 | 0 | 0 | 0 | 0 | 0 | 0 | 0 | 0 | 0 | 0 | 0 | 0 | 0 | 0 | 0 | 0 | 0 | 0 | 0 | 0 | 0 | 0 | 0 | 0 | 0 | 0
F5_Commercial_Miscellaneous_New_Food Preparation_Natural Gas_Double Rack Oven_E10 | F5 | Commercial | Miscellaneous | New | Food Preparation | Natural Gas | Double Rack Oven | E10 | Utility - Cost of Operation | 0 | 0 | 0 | 0 | 0 | 0 | 0 | 0 | 0 | 0 | 0 | 0 | 0 | 0 | 0 | 0 | 0 | 0 | 0 | 0 | 0 | 0 | 0 | 0 | 0 | 0 | 0 | 0 | 0 | 0 | 0
F6_Commercial_Miscellaneous_New_Food Preparation_Natural Gas_Double Rack Oven_E1 | F6 | Commercial | Miscellaneous | New | Food Preparation | Natural Gas | Double Rack Oven | E1 | Utility - Value of Sales | 0.029379 | 0.029832 | 0.030161 | 0.029993 | 0.030023 | 0.028299 | 0.026873 | 0.026077 | 0.025747 | 0.026701 | 0.027954 | 0.029264 | 0.026876 | 0.02847 | 0.028567 | 0.028424 | 0.02845 | 0.028538 | 0.027993 | 0.028322 | 0.028544 | 0.028856 | 0.029257 | 0.014674 | 0.014387 | 0.014118 | 0.013863 | 0.013621 | 0.01339 | 0.013166 | 0.01295
F6_Commercial_Miscellaneous_New_Food Preparation_Natural Gas_Double Rack Oven_E2 | F6 | Commercial | Miscellaneous | New | Food Preparation | Natural Gas | Double Rack Oven | E2 | Utility - Value of Sales | 0.016025 | 0.016272 | 0.016452 | 0.01636 | 0.016376 | 0.015436 | 0.014658 | 0.014224 | 0.014044 | 0.014564 | 0.015248 | 0.015962 | 0.01466 | 0.015529 | 0.015582 | 0.015504 | 0.015518 | 0.015566 | 0.015269 | 0.015448 | 0.015569 | 0.01574 | 0.015959 | 0.0080038 | 0.0078475 | 0.0077006 | 0.0075619 | 0.0074298 | 0.0073034 | 0.0071816 | 0.0070636
F6_Commercial_Miscellaneous_New_Food Preparation_Natural Gas_Double Rack Oven_E3 | F6 | Commercial | Miscellaneous | New | Food Preparation | Natural Gas | Double Rack Oven | E3 | Utility - Value of Sales | 0 | 0 | 0 | 0 | 0 | 0 | 0 | 0 | 0 | 0 | 0 | 0 | 0 | 0 | 0 | 0 | 0 | 0 | 0 | 0 | 0 | 0 | 0 | 0 | 0 | 0 | 0 | 0 | 0 | 0 | 0
F6_Commercial_Miscellaneous_New_Food Preparation_Natural Gas_Double Rack Oven_E4 | F6 | Commercial | Miscellaneous | New | Food Preparation | Natural Gas | Double Rack Oven | E4 | Utility - Value of Sales | 0 | 0 | 0 | 0 | 0 | 0 | 0 | 0 | 0 | 0 | 0 | 0 | 0 | 0 | 0 | 0 | 0 | 0 | 0 | 0 | 0 | 0 | 0 | 0 | 0 | 0 | 0 | 0 | 0 | 0 | 0
F6_Commercial_Miscellaneous_New_Food Preparation_Natural Gas_Double Rack Oven_E5 | F6 | Commercial | Miscellaneous | New | Food Preparation | Natural Gas | Double Rack Oven | E5 | Utility - Value of Sales | 0 | 0 | 0 | 0 | 0 | 0 | 0 | 0 | 0 | 0 | 0 | 0 | 0 | 0 | 0 | 0 | 0 | 0 | 0 | 0 | 0 | 0 | 0 | 0 | 0 | 0 | 0 | 0 | 0 | 0 | 0
F6_Commercial_Miscellaneous_New_Food Preparation_Natural Gas_Double Rack Oven_E6 | F6 | Commercial | Miscellaneous | New | Food Preparation | Natural Gas | Double Rack Oven | E6 | Utility - Value of Sales | 0 | 0 | 0 | 0 | 0 | 0 | 0 | 0 | 0 | 0 | 0 | 0 | 0 | 0 | 0 | 0 | 0 | 0 | 0 | 0 | 0 | 0 | 0 | 0 | 0 | 0 | 0 | 0 | 0 | 0 | 0
F6_Commercial_Miscellaneous_New_Food Preparation_Natural Gas_Double Rack Oven_E7 | F6 | Commercial | Miscellaneous | New | Food Preparation | Natural Gas | Double Rack Oven | E7 | Utility - Value of Sales | 0 | 0 | 0 | 0 | 0 | 0 | 0 | 0 | 0 | 0 | 0 | 0 | 0 | 0 | 0 | 0 | 0 | 0 | 0 | 0 | 0 | 0 | 0 | 0 | 0 | 0 | 0 | 0 | 0 | 0 | 0
F6_Commercial_Miscellaneous_New_Food Preparation_Natural Gas_Double Rack Oven_E8 | F6 | Commercial | Miscellaneous | New | Food Preparation | Natural Gas | Double Rack Oven | E8 | Utility - Value of Sales | 0 | 0 | 0 | 0 | 0 | 0 | 0 | 0 | 0 | 0 | 0 | 0 | 0 | 0 | 0 | 0 | 0 | 0 | 0 | 0 | 0 | 0 | 0 | 0 | 0 | 0 | 0 | 0 | 0 | 0 | 0
F6_Commercial_Miscellaneous_New_Food Preparation_Natural Gas_Double Rack Oven_E9 | F6 | Commercial | Miscellaneous | New | Food Preparation | Natural Gas | Double Rack Oven | E9 | Utility - Value of Sales | 0 | 0 | 0 | 0 | 0 | 0 | 0 | 0 | 0 | 0 | 0 | 0 | 0 | 0 | 0 | 0 | 0 | 0 | 0 | 0 | 0 | 0 | 0 | 0 | 0 | 0 | 0 | 0 | 0 | 0 | 0
F6_Commercial_Miscellaneous_New_Food Preparation_Natural Gas_Double Rack Oven_E10 | F6 | Commercial | Miscellaneous | New | Food Preparation | Natural Gas | Double Rack Oven | E10 | Utility - Value of Sales | 0 | 0 | 0 | 0 | 0 | 0 | 0 | 0 | 0 | 0 | 0 | 0 | 0 | 0 | 0 | 0 | 0 | 0 | 0 | 0 | 0 | 0 | 0 | 0 | 0 | 0 | 0 | 0 | 0 | 0 | 0
F1_Commercial_Miscellaneous_New_Food Preparation_Natural Gas_Fryer_E1 | F1 | Commercial | Miscellaneous | New | Food Preparation | Natural Gas | Fryer | E1 | Participant - Cost of Equipment | 0.0067254 | 0.0067254 | 0.0067254 | 0 | 0 | 0 | 0 | 0 | 0 | 0 | 0 | 0 | 0 | 0 | 0 | 0 | 0 | 0 | 0 | 0 | 0 | 0 | 0 | 0 | 0 | 0 | 0 | 0 | 0 | 0 | 0
F1_Commercial_Miscellaneous_New_Food Preparation_Natural Gas_Fryer_E2 | F1 | Commercial | Miscellaneous | New | Food Preparation | Natural Gas | Fryer | E2 | Participant - Cost of Equipment | 0.008021 | 0.008021 | 0.008021 | 0.008021 | 0.008021 | 0.008021 | 0.008021 | 0.008021 | 0.008021 | 0.008021 | 0.008021 | 0.008021 | 0.008021 | 0.008021 | 0.008021 | 0.008021 | 0.008021 | 0.008021 | 0.008021 | 0.008021 | 0.008021 | 0.008021 | 0.008021 | 0.008021 | 0.008021 | 0.008021 | 0.008021 | 0.008021 | 0.008021 | 0.008021 | 0.008021
F1_Commercial_Miscellaneous_New_Food Preparation_Natural Gas_Fryer_E3 | F1 | Commercial | Miscellaneous | New | Food Preparation | Natural Gas | Fryer | E3 | Participant - Cost of Equipment | 0 | 0 | 0 | 0 | 0 | 0 | 0 | 0 | 0 | 0 | 0 | 0 | 0 | 0 | 0 | 0 | 0 | 0 | 0 | 0 | 0 | 0 | 0 | 0 | 0 | 0 | 0 | 0 | 0 | 0 | 0
F1_Commercial_Miscellaneous_New_Food Preparation_Natural Gas_Fryer_E4 | F1 | Commercial | Miscellaneous | New | Food Preparation | Natural Gas | Fryer | E4 | Participant - Cost of Equipment | 0 | 0 | 0 | 0 | 0 | 0 | 0 | 0 | 0 | 0 | 0 | 0 | 0 | 0 | 0 | 0 | 0 | 0 | 0 | 0 | 0 | 0 | 0 | 0 | 0 | 0 | 0 | 0 | 0 | 0 | 0
F1_Commercial_Miscellaneous_New_Food Preparation_Natural Gas_Fryer_E5 | F1 | Commercial | Miscellaneous | New | Food Preparation | Natural Gas | Fryer | E5 | Participant - Cost of Equipment | 0 | 0 | 0 | 0 | 0 | 0 | 0 | 0 | 0 | 0 | 0 | 0 | 0 | 0 | 0 | 0 | 0 | 0 | 0 | 0 | 0 | 0 | 0 | 0 | 0 | 0 | 0 | 0 | 0 | 0 | 0
F1_Commercial_Miscellaneous_New_Food Preparation_Natural Gas_Fryer_E6 | F1 | Commercial | Miscellaneous | New | Food Preparation | Natural Gas | Fryer | E6 | Participant - Cost of Equipment | 0 | 0 | 0 | 0 | 0 | 0 | 0 | 0 | 0 | 0 | 0 | 0 | 0 | 0 | 0 | 0 | 0 | 0 | 0 | 0 | 0 | 0 | 0 | 0 | 0 | 0 | 0 | 0 | 0 | 0 | 0
F1_Commercial_Miscellaneous_New_Food Preparation_Natural Gas_Fryer_E7 | F1 | Commercial | Miscellaneous | New | Food Preparation | Natural Gas | Fryer | E7 | Participant - Cost of Equipment | 0 | 0 | 0 | 0 | 0 | 0 | 0 | 0 | 0 | 0 | 0 | 0 | 0 | 0 | 0 | 0 | 0 | 0 | 0 | 0 | 0 | 0 | 0 | 0 | 0 | 0 | 0 | 0 | 0 | 0 | 0
F1_Commercial_Miscellaneous_New_Food Preparation_Natural Gas_Fryer_E8 | F1 | Commercial | Miscellaneous | New | Food Preparation | Natural Gas | Fryer | E8 | Participant - Cost of Equipment | 0 | 0 | 0 | 0 | 0 | 0 | 0 | 0 | 0 | 0 | 0 | 0 | 0 | 0 | 0 | 0 | 0 | 0 | 0 | 0 | 0 | 0 | 0 | 0 | 0 | 0 | 0 | 0 | 0 | 0 | 0
F1_Commercial_Miscellaneous_New_Food Preparation_Natural Gas_Fryer_E9 | F1 | Commercial | Miscellaneous | New | Food Preparation | Natural Gas | Fryer | E9 | Participant - Cost of Equipment | 0 | 0 | 0 | 0 | 0 | 0 | 0 | 0 | 0 | 0 | 0 | 0 | 0 | 0 | 0 | 0 | 0 | 0 | 0 | 0 | 0 | 0 | 0 | 0 | 0 | 0 | 0 | 0 | 0 | 0 | 0
F1_Commercial_Miscellaneous_New_Food Preparation_Natural Gas_Fryer_E10 | F1 | Commercial | Miscellaneous | New | Food Preparation | Natural Gas | Fryer | E10 | Participant - Cost of Equipment | 0 | 0 | 0 | 0 | 0 | 0 | 0 | 0 | 0 | 0 | 0 | 0 | 0 | 0 | 0 | 0 | 0 | 0 | 0 | 0 | 0 | 0 | 0 | 0 | 0 | 0 | 0 | 0 | 0 | 0 | 0
F2_Commercial_Miscellaneous_New_Food Preparation_Natural Gas_Fryer_E1 | F2 | Commercial | Miscellaneous | New | Food Preparation | Natural Gas | Fryer | E1 | Participant - Cost of Operation | 0.014435 | 0.014753 | 0.015008 | 0 | 0 | 0 | 0 | 0 | 0 | 0 | 0 | 0 | 0 | 0 | 0 | 0 | 0 | 0 | 0 | 0 | 0 | 0 | 0 | 0 | 0 | 0 | 0 | 0 | 0 | 0 | 0
F2_Commercial_Miscellaneous_New_Food Preparation_Natural Gas_Fryer_E2 | F2 | Commercial | Miscellaneous | New | Food Preparation | Natural Gas | Fryer | E2 | Participant - Cost of Operation | 0.0097 | 0.0099136 | 0.010085 | 0.010249 | 0.010496 | 0.010023 | 0.0094516 | 0.0091713 | 0.0090885 | 0.0089432 | 0.008851 | 0.008713 | 0.0076433 | 0.0082319 | 0.0089888 | 0.009719 | 0.010601 | 0.010663 | 0.01046 | 0.01062 | 0.010734 | 0.010884 | 0.011071 | 0.0050098 | 0.0049086 | 0.004814 | 0.0047252 | 0.0046412 | 0.004561 | 0.0044841 | 0.0044099
F2_Commercial_Miscellaneous_New_Food Preparation_Natural Gas_Fryer_E3 | F2 | Commercial | Miscellaneous | New | Food Preparation | Natural Gas | Fryer | E3 | Participant - Cost of Operation | 0 | 0 | 0 | 0 | 0 | 0 | 0 | 0 | 0 | 0 | 0 | 0 | 0 | 0 | 0 | 0 | 0 | 0 | 0 | 0 | 0 | 0 | 0 | 0 | 0 | 0 | 0 | 0 | 0 | 0 | 0
F2_Commercial_Miscellaneous_New_Food Preparation_Natural Gas_Fryer_E4 | F2 | Commercial | Miscellaneous | New | Food Preparation | Natural Gas | Fryer | E4 | Participant - Cost of Operation | 0 | 0 | 0 | 0 | 0 | 0 | 0 | 0 | 0 | 0 | 0 | 0 | 0 | 0 | 0 | 0 | 0 | 0 | 0 | 0 | 0 | 0 | 0 | 0 | 0 | 0 | 0 | 0 | 0 | 0 | 0
F2_Commercial_Miscellaneous_New_Food Preparation_Natural Gas_Fryer_E5 | F2 | Commercial | Miscellaneous | New | Food Preparation | Natural Gas | Fryer | E5 | Participant - Cost of Operation | 0 | 0 | 0 | 0 | 0 | 0 | 0 | 0 | 0 | 0 | 0 | 0 | 0 | 0 | 0 | 0 | 0 | 0 | 0 | 0 | 0 | 0 | 0 | 0 | 0 | 0 | 0 | 0 | 0 | 0 | 0
F2_Commercial_Miscellaneous_New_Food Preparation_Natural Gas_Fryer_E6 | F2 | Commercial | Miscellaneous | New | Food Preparation | Natural Gas | Fryer | E6 | Participant - Cost of Operation | 0 | 0 | 0 | 0 | 0 | 0 | 0 | 0 | 0 | 0 | 0 | 0 | 0 | 0 | 0 | 0 | 0 | 0 | 0 | 0 | 0 | 0 | 0 | 0 | 0 | 0 | 0 | 0 | 0 | 0 | 0
F2_Commercial_Miscellaneous_New_Food Preparation_Natural Gas_Fryer_E7 | F2 | Commercial | Miscellaneous | New | Food Preparation | Natural Gas | Fryer | E7 | Participant - Cost of Operation | 0 | 0 | 0 | 0 | 0 | 0 | 0 | 0 | 0 | 0 | 0 | 0 | 0 | 0 | 0 | 0 | 0 | 0 | 0 | 0 | 0 | 0 | 0 | 0 | 0 | 0 | 0 | 0 | 0 | 0 | 0
F2_Commercial_Miscellaneous_New_Food Preparation_Natural Gas_Fryer_E8 | F2 | Commercial | Miscellaneous | New | Food Preparation | Natural Gas | Fryer | E8 | Participant - Cost of Operation | 0 | 0 | 0 | 0 | 0 | 0 | 0 | 0 | 0 | 0 | 0 | 0 | 0 | 0 | 0 | 0 | 0 | 0 | 0 | 0 | 0 | 0 | 0 | 0 | 0 | 0 | 0 | 0 | 0 | 0 | 0
F2_Commercial_Miscellaneous_New_Food Preparation_Natural Gas_Fryer_E9 | F2 | Commercial | Miscellaneous | New | Food Preparation | Natural Gas | Fryer | E9 | Participant - Cost of Operation | 0 | 0 | 0 | 0 | 0 | 0 | 0 | 0 | 0 | 0 | 0 | 0 | 0 | 0 | 0 | 0 | 0 | 0 | 0 | 0 | 0 | 0 | 0 | 0 | 0 | 0 | 0 | 0 | 0 | 0 | 0
F2_Commercial_Miscellaneous_New_Food Preparation_Natural Gas_Fryer_E10 | F2 | Commercial | Miscellaneous | New | Food Preparation | Natural Gas | Fryer | E10 | Participant - Cost of Operation | 0 | 0 | 0 | 0 | 0 | 0 | 0 | 0 | 0 | 0 | 0 | 0 | 0 | 0 | 0 | 0 | 0 | 0 | 0 | 0 | 0 | 0 | 0 | 0 | 0 | 0 | 0 | 0 | 0 | 0 | 0
F3_Commercial_Miscellaneous_New_Food Preparation_Natural Gas_Fryer_E1 | F3 | Commercial | Miscellaneous | New | Food Preparation | Natural Gas | Fryer | E1 | System - kBTUs of Conusmption | 1.2154 | 1.2186 | 1.2166 | 0 | 0 | 0 | 0 | 0 | 0 | 0 | 0 | 0 | 0 | 0 | 0 | 0 | 0 | 0 | 0 | 0 | 0 | 0 | 0 | 0 | 0 | 0 | 0 | 0 | 0 | 0 | 0
F3_Commercial_Miscellaneous_New_Food Preparation_Natural Gas_Fryer_E2 | F3 | Commercial | Miscellaneous | New | Food Preparation | Natural Gas | Fryer | E2 | System - kBTUs of Conusmption | 0.81674 | 0.81891 | 0.81753 | 0.81658 | 0.81658 | 0.81658 | 0.81658 | 0.81658 | 0.81658 | 0.81658 | 0.81658 | 0.81658 | 0.81658 | 0.81658 | 0.81658 | 0.81658 | 0.81658 | 0.81658 | 0.81658 | 0.81658 | 0.81658 | 0.81658 | 0.81658 | 0.81658 | 0.81658 | 0.81658 | 0.81658 | 0.81658 | 0.81658 | 0.81658 | 0.81658
F3_Commercial_Miscellaneous_New_Food Preparation_Natural Gas_Fryer_E3 | F3 | Commercial | Miscellaneous | New | Food Preparation | Natural Gas | Fryer | E3 | System - kBTUs of Conusmption | 0 | 0 | 0 | 0 | 0 | 0 | 0 | 0 | 0 | 0 | 0 | 0 | 0 | 0 | 0 | 0 | 0 | 0 | 0 | 0 | 0 | 0 | 0 | 0 | 0 | 0 | 0 | 0 | 0 | 0 | 0
F3_Commercial_Miscellaneous_New_Food Preparation_Natural Gas_Fryer_E4 | F3 | Commercial | Miscellaneous | New | Food Preparation | Natural Gas | Fryer | E4 | System - kBTUs of Conusmption | 0 | 0 | 0 | 0 | 0 | 0 | 0 | 0 | 0 | 0 | 0 | 0 | 0 | 0 | 0 | 0 | 0 | 0 | 0 | 0 | 0 | 0 | 0 | 0 | 0 | 0 | 0 | 0 | 0 | 0 | 0
F3_Commercial_Miscellaneous_New_Food Preparation_Natural Gas_Fryer_E5 | F3 | Commercial | Miscellaneous | New | Food Preparation | Natural Gas | Fryer | E5 | System - kBTUs of Conusmption | 0 | 0 | 0 | 0 | 0 | 0 | 0 | 0 | 0 | 0 | 0 | 0 | 0 | 0 | 0 | 0 | 0 | 0 | 0 | 0 | 0 | 0 | 0 | 0 | 0 | 0 | 0 | 0 | 0 | 0 | 0
F3_Commercial_Miscellaneous_New_Food Preparation_Natural Gas_Fryer_E6 | F3 | Commercial | Miscellaneous | New | Food Preparation | Natural Gas | Fryer | E6 | System - kBTUs of Conusmption | 0 | 0 | 0 | 0 | 0 | 0 | 0 | 0 | 0 | 0 | 0 | 0 | 0 | 0 | 0 | 0 | 0 | 0 | 0 | 0 | 0 | 0 | 0 | 0 | 0 | 0 | 0 | 0 | 0 | 0 | 0
F3_Commercial_Miscellaneous_New_Food Preparation_Natural Gas_Fryer_E7 | F3 | Commercial | Miscellaneous | New | Food Preparation | Natural Gas | Fryer | E7 | System - kBTUs of Conusmption | 0 | 0 | 0 | 0 | 0 | 0 | 0 | 0 | 0 | 0 | 0 | 0 | 0 | 0 | 0 | 0 | 0 | 0 | 0 | 0 | 0 | 0 | 0 | 0 | 0 | 0 | 0 | 0 | 0 | 0 | 0
F3_Commercial_Miscellaneous_New_Food Preparation_Natural Gas_Fryer_E8 | F3 | Commercial | Miscellaneous | New | Food Preparation | Natural Gas | Fryer | E8 | System - kBTUs of Conusmption | 0 | 0 | 0 | 0 | 0 | 0 | 0 | 0 | 0 | 0 | 0 | 0 | 0 | 0 | 0 | 0 | 0 | 0 | 0 | 0 | 0 | 0 | 0 | 0 | 0 | 0 | 0 | 0 | 0 | 0 | 0
F3_Commercial_Miscellaneous_New_Food Preparation_Natural Gas_Fryer_E9 | F3 | Commercial | Miscellaneous | New | Food Preparation | Natural Gas | Fryer | E9 | System - kBTUs of Conusmption | 0 | 0 | 0 | 0 | 0 | 0 | 0 | 0 | 0 | 0 | 0 | 0 | 0 | 0 | 0 | 0 | 0 | 0 | 0 | 0 | 0 | 0 | 0 | 0 | 0 | 0 | 0 | 0 | 0 | 0 | 0
F3_Commercial_Miscellaneous_New_Food Preparation_Natural Gas_Fryer_E10 | F3 | Commercial | Miscellaneous | New | Food Preparation | Natural Gas | Fryer | E10 | System - kBTUs of Conusmption | 0 | 0 | 0 | 0 | 0 | 0 | 0 | 0 | 0 | 0 | 0 | 0 | 0 | 0 | 0 | 0 | 0 | 0 | 0 | 0 | 0 | 0 | 0 | 0 | 0 | 0 | 0 | 0 | 0 | 0 | 0
F4_Commercial_Miscellaneous_New_Food Preparation_Natural Gas_Fryer_E1 | F4 | Commercial | Miscellaneous | New | Food Preparation | Natural Gas | Fryer | E1 | Utility - Cost of Equipment | 0.0067254 | 0.0067254 | 0.0067254 | 0 | 0 | 0 | 0 | 0 | 0 | 0 | 0 | 0 | 0 | 0 | 0 | 0 | 0 | 0 | 0 | 0 | 0 | 0 | 0 | 0 | 0 | 0 | 0 | 0 | 0 | 0 | 0
F4_Commercial_Miscellaneous_New_Food Preparation_Natural Gas_Fryer_E2 | F4 | Commercial | Miscellaneous | New | Food Preparation | Natural Gas | Fryer | E2 | Utility - Cost of Equipment | 0.008021 | 0.008021 | 0.008021 | 0.008021 | 0.008021 | 0.008021 | 0.008021 | 0.008021 | 0.008021 | 0.008021 | 0.008021 | 0.008021 | 0.008021 | 0.008021 | 0.008021 | 0.008021 | 0.008021 | 0.008021 | 0.008021 | 0.008021 | 0.008021 | 0.008021 | 0.008021 | 0.008021 | 0.008021 | 0.008021 | 0.008021 | 0.008021 | 0.008021 | 0.008021 | 0.008021
F4_Commercial_Miscellaneous_New_Food Preparation_Natural Gas_Fryer_E3 | F4 | Commercial | Miscellaneous | New | Food Preparation | Natural Gas | Fryer | E3 | Utility - Cost of Equipment | 0 | 0 | 0 | 0 | 0 | 0 | 0 | 0 | 0 | 0 | 0 | 0 | 0 | 0 | 0 | 0 | 0 | 0 | 0 | 0 | 0 | 0 | 0 | 0 | 0 | 0 | 0 | 0 | 0 | 0 | 0
F4_Commercial_Miscellaneous_New_Food Preparation_Natural Gas_Fryer_E4 | F4 | Commercial | Miscellaneous | New | Food Preparation | Natural Gas | Fryer | E4 | Utility - Cost of Equipment | 0 | 0 | 0 | 0 | 0 | 0 | 0 | 0 | 0 | 0 | 0 | 0 | 0 | 0 | 0 | 0 | 0 | 0 | 0 | 0 | 0 | 0 | 0 | 0 | 0 | 0 | 0 | 0 | 0 | 0 | 0
F4_Commercial_Miscellaneous_New_Food Preparation_Natural Gas_Fryer_E5 | F4 | Commercial | Miscellaneous | New | Food Preparation | Natural Gas | Fryer | E5 | Utility - Cost of Equipment | 0 | 0 | 0 | 0 | 0 | 0 | 0 | 0 | 0 | 0 | 0 | 0 | 0 | 0 | 0 | 0 | 0 | 0 | 0 | 0 | 0 | 0 | 0 | 0 | 0 | 0 | 0 | 0 | 0 | 0 | 0
F4_Commercial_Miscellaneous_New_Food Preparation_Natural Gas_Fryer_E6 | F4 | Commercial | Miscellaneous | New | Food Preparation | Natural Gas | Fryer | E6 | Utility - Cost of Equipment | 0 | 0 | 0 | 0 | 0 | 0 | 0 | 0 | 0 | 0 | 0 | 0 | 0 | 0 | 0 | 0 | 0 | 0 | 0 | 0 | 0 | 0 | 0 | 0 | 0 | 0 | 0 | 0 | 0 | 0 | 0
F4_Commercial_Miscellaneous_New_Food Preparation_Natural Gas_Fryer_E7 | F4 | Commercial | Miscellaneous | New | Food Preparation | Natural Gas | Fryer | E7 | Utility - Cost of Equipment | 0 | 0 | 0 | 0 | 0 | 0 | 0 | 0 | 0 | 0 | 0 | 0 | 0 | 0 | 0 | 0 | 0 | 0 | 0 | 0 | 0 | 0 | 0 | 0 | 0 | 0 | 0 | 0 | 0 | 0 | 0
F4_Commercial_Miscellaneous_New_Food Preparation_Natural Gas_Fryer_E8 | F4 | Commercial | Miscellaneous | New | Food Preparation | Natural Gas | Fryer | E8 | Utility - Cost of Equipment | 0 | 0 | 0 | 0 | 0 | 0 | 0 | 0 | 0 | 0 | 0 | 0 | 0 | 0 | 0 | 0 | 0 | 0 | 0 | 0 | 0 | 0 | 0 | 0 | 0 | 0 | 0 | 0 | 0 | 0 | 0
F4_Commercial_Miscellaneous_New_Food Preparation_Natural Gas_Fryer_E9 | F4 | Commercial | Miscellaneous | New | Food Preparation | Natural Gas | Fryer | E9 | Utility - Cost of Equipment | 0 | 0 | 0 | 0 | 0 | 0 | 0 | 0 | 0 | 0 | 0 | 0 | 0 | 0 | 0 | 0 | 0 | 0 | 0 | 0 | 0 | 0 | 0 | 0 | 0 | 0 | 0 | 0 | 0 | 0 | 0
F4_Commercial_Miscellaneous_New_Food Preparation_Natural Gas_Fryer_E10 | F4 | Commercial | Miscellaneous | New | Food Preparation | Natural Gas | Fryer | E10 | Utility - Cost of Equipment | 0 | 0 | 0 | 0 | 0 | 0 | 0 | 0 | 0 | 0 | 0 | 0 | 0 | 0 | 0 | 0 | 0 | 0 | 0 | 0 | 0 | 0 | 0 | 0 | 0 | 0 | 0 | 0 | 0 | 0 | 0
F5_Commercial_Miscellaneous_New_Food Preparation_Natural Gas_Fryer_E1 | F5 | Commercial | Miscellaneous | New | Food Preparation | Natural Gas | Fryer | E1 | Utility - Cost of Operation | 0.012048 | 0.012314 | 0.012527 | 0 | 0 | 0 | 0 | 0 | 0 | 0 | 0 | 0 | 0 | 0 | 0 | 0 | 0 | 0 | 0 | 0 | 0 | 0 | 0 | 0 | 0 | 0 | 0 | 0 | 0 | 0 | 0
F5_Commercial_Miscellaneous_New_Food Preparation_Natural Gas_Fryer_E2 | F5 | Commercial | Miscellaneous | New | Food Preparation | Natural Gas | Fryer | E2 | Utility - Cost of Operation | 0.0080964 | 0.0082747 | 0.0084179 | 0.0085547 | 0.0087612 | 0.0083659 | 0.0078891 | 0.0076551 | 0.007586 | 0.0074647 | 0.0073877 | 0.0072726 | 0.0063797 | 0.006871 | 0.0075028 | 0.0081122 | 0.0088482 | 0.0089004 | 0.0087309 | 0.0088642 | 0.0089592 | 0.0090847 | 0.0092406 | 0.0041816 | 0.0040971 | 0.0040182 | 0.003944 | 0.0038739 | 0.003807 | 0.0037428 | 0.0036808
F5_Commercial_Miscellaneous_New_Food Preparation_Natural Gas_Fryer_E3 | F5 | Commercial | Miscellaneous | New | Food Preparation | Natural Gas | Fryer | E3 | Utility - Cost of Operation | 0 | 0 | 0 | 0 | 0 | 0 | 0 | 0 | 0 | 0 | 0 | 0 | 0 | 0 | 0 | 0 | 0 | 0 | 0 | 0 | 0 | 0 | 0 | 0 | 0 | 0 | 0 | 0 | 0 | 0 | 0
F5_Commercial_Miscellaneous_New_Food Preparation_Natural Gas_Fryer_E4 | F5 | Commercial | Miscellaneous | New | Food Preparation | Natural Gas | Fryer | E4 | Utility - Cost of Operation | 0 | 0 | 0 | 0 | 0 | 0 | 0 | 0 | 0 | 0 | 0 | 0 | 0 | 0 | 0 | 0 | 0 | 0 | 0 | 0 | 0 | 0 | 0 | 0 | 0 | 0 | 0 | 0 | 0 | 0 | 0
F5_Commercial_Miscellaneous_New_Food Preparation_Natural Gas_Fryer_E5 | F5 | Commercial | Miscellaneous | New | Food Preparation | Natural Gas | Fryer | E5 | Utility - Cost of Operation | 0 | 0 | 0 | 0 | 0 | 0 | 0 | 0 | 0 | 0 | 0 | 0 | 0 | 0 | 0 | 0 | 0 | 0 | 0 | 0 | 0 | 0 | 0 | 0 | 0 | 0 | 0 | 0 | 0 | 0 | 0
F5_Commercial_Miscellaneous_New_Food Preparation_Natural Gas_Fryer_E6 | F5 | Commercial | Miscellaneous | New | Food Preparation | Natural Gas | Fryer | E6 | Utility - Cost of Operation | 0 | 0 | 0 | 0 | 0 | 0 | 0 | 0 | 0 | 0 | 0 | 0 | 0 | 0 | 0 | 0 | 0 | 0 | 0 | 0 | 0 | 0 | 0 | 0 | 0 | 0 | 0 | 0 | 0 | 0 | 0
F5_Commercial_Miscellaneous_New_Food Preparation_Natural Gas_Fryer_E7 | F5 | Commercial | Miscellaneous | New | Food Preparation | Natural Gas | Fryer | E7 | Utility - Cost of Operation | 0 | 0 | 0 | 0 | 0 | 0 | 0 | 0 | 0 | 0 | 0 | 0 | 0 | 0 | 0 | 0 | 0 | 0 | 0 | 0 | 0 | 0 | 0 | 0 | 0 | 0 | 0 | 0 | 0 | 0 | 0
F5_Commercial_Miscellaneous_New_Food Preparation_Natural Gas_Fryer_E8 | F5 | Commercial | Miscellaneous | New | Food Preparation | Natural Gas | Fryer | E8 | Utility - Cost of Operation | 0 | 0 | 0 | 0 | 0 | 0 | 0 | 0 | 0 | 0 | 0 | 0 | 0 | 0 | 0 | 0 | 0 | 0 | 0 | 0 | 0 | 0 | 0 | 0 | 0 | 0 | 0 | 0 | 0 | 0 | 0
F5_Commercial_Miscellaneous_New_Food Preparation_Natural Gas_Fryer_E9 | F5 | Commercial | Miscellaneous | New | Food Preparation | Natural Gas | Fryer | E9 | Utility - Cost of Operation | 0 | 0 | 0 | 0 | 0 | 0 | 0 | 0 | 0 | 0 | 0 | 0 | 0 | 0 | 0 | 0 | 0 | 0 | 0 | 0 | 0 | 0 | 0 | 0 | 0 | 0 | 0 | 0 | 0 | 0 | 0
F5_Commercial_Miscellaneous_New_Food Preparation_Natural Gas_Fryer_E10 | F5 | Commercial | Miscellaneous | New | Food Preparation | Natural Gas | Fryer | E10 | Utility - Cost of Operation | 0 | 0 | 0 | 0 | 0 | 0 | 0 | 0 | 0 | 0 | 0 | 0 | 0 | 0 | 0 | 0 | 0 | 0 | 0 | 0 | 0 | 0 | 0 | 0 | 0 | 0 | 0 | 0 | 0 | 0 | 0
F6_Commercial_Miscellaneous_New_Food Preparation_Natural Gas_Fryer_E1 | F6 | Commercial | Miscellaneous | New | Food Preparation | Natural Gas | Fryer | E1 | Utility - Value of Sales | 0.014435 | 0.014753 | 0.015008 | 0 | 0 | 0 | 0 | 0 | 0 | 0 | 0 | 0 | 0 | 0 | 0 | 0 | 0 | 0 | 0 | 0 | 0 | 0 | 0 | 0 | 0 | 0 | 0 | 0 | 0 | 0 | 0
F6_Commercial_Miscellaneous_New_Food Preparation_Natural Gas_Fryer_E2 | F6 | Commercial | Miscellaneous | New | Food Preparation | Natural Gas | Fryer | E2 | Utility - Value of Sales | 0.0097 | 0.0099136 | 0.010085 | 0.010249 | 0.010496 | 0.010023 | 0.0094516 | 0.0091713 | 0.0090885 | 0.0089432 | 0.008851 | 0.008713 | 0.0076433 | 0.0082319 | 0.0089888 | 0.009719 | 0.010601 | 0.010663 | 0.01046 | 0.01062 | 0.010734 | 0.010884 | 0.011071 | 0.0050098 | 0.0049086 | 0.004814 | 0.0047252 | 0.0046412 | 0.004561 | 0.0044841 | 0.0044099
F6_Commercial_Miscellaneous_New_Food Preparation_Natural Gas_Fryer_E3 | F6 | Commercial | Miscellaneous | New | Food Preparation | Natural Gas | Fryer | E3 | Utility - Value of Sales | 0 | 0 | 0 | 0 | 0 | 0 | 0 | 0 | 0 | 0 | 0 | 0 | 0 | 0 | 0 | 0 | 0 | 0 | 0 | 0 | 0 | 0 | 0 | 0 | 0 | 0 | 0 | 0 | 0 | 0 | 0
F6_Commercial_Miscellaneous_New_Food Preparation_Natural Gas_Fryer_E4 | F6 | Commercial | Miscellaneous | New | Food Preparation | Natural Gas | Fryer | E4 | Utility - Value of Sales | 0 | 0 | 0 | 0 | 0 | 0 | 0 | 0 | 0 | 0 | 0 | 0 | 0 | 0 | 0 | 0 | 0 | 0 | 0 | 0 | 0 | 0 | 0 | 0 | 0 | 0 | 0 | 0 | 0 | 0 | 0
F6_Commercial_Miscellaneous_New_Food Preparation_Natural Gas_Fryer_E5 | F6 | Commercial | Miscellaneous | New | Food Preparation | Natural Gas | Fryer | E5 | Utility - Value of Sales | 0 | 0 | 0 | 0 | 0 | 0 | 0 | 0 | 0 | 0 | 0 | 0 | 0 | 0 | 0 | 0 | 0 | 0 | 0 | 0 | 0 | 0 | 0 | 0 | 0 | 0 | 0 | 0 | 0 | 0 | 0
F6_Commercial_Miscellaneous_New_Food Preparation_Natural Gas_Fryer_E6 | F6 | Commercial | Miscellaneous | New | Food Preparation | Natural Gas | Fryer | E6 | Utility - Value of Sales | 0 | 0 | 0 | 0 | 0 | 0 | 0 | 0 | 0 | 0 | 0 | 0 | 0 | 0 | 0 | 0 | 0 | 0 | 0 | 0 | 0 | 0 | 0 | 0 | 0 | 0 | 0 | 0 | 0 | 0 | 0
F6_Commercial_Miscellaneous_New_Food Preparation_Natural Gas_Fryer_E7 | F6 | Commercial | Miscellaneous | New | Food Preparation | Natural Gas | Fryer | E7 | Utility - Value of Sales | 0 | 0 | 0 | 0 | 0 | 0 | 0 | 0 | 0 | 0 | 0 | 0 | 0 | 0 | 0 | 0 | 0 | 0 | 0 | 0 | 0 | 0 | 0 | 0 | 0 | 0 | 0 | 0 | 0 | 0 | 0
F6_Commercial_Miscellaneous_New_Food Preparation_Natural Gas_Fryer_E8 | F6 | Commercial | Miscellaneous | New | Food Preparation | Natural Gas | Fryer | E8 | Utility - Value of Sales | 0 | 0 | 0 | 0 | 0 | 0 | 0 | 0 | 0 | 0 | 0 | 0 | 0 | 0 | 0 | 0 | 0 | 0 | 0 | 0 | 0 | 0 | 0 | 0 | 0 | 0 | 0 | 0 | 0 | 0 | 0
F6_Commercial_Miscellaneous_New_Food Preparation_Natural Gas_Fryer_E9 | F6 | Commercial | Miscellaneous | New | Food Preparation | Natural Gas | Fryer | E9 | Utility - Value of Sales | 0 | 0 | 0 | 0 | 0 | 0 | 0 | 0 | 0 | 0 | 0 | 0 | 0 | 0 | 0 | 0 | 0 | 0 | 0 | 0 | 0 | 0 | 0 | 0 | 0 | 0 | 0 | 0 | 0 | 0 | 0
F6_Commercial_Miscellaneous_New_Food Preparation_Natural Gas_Fryer_E10 | F6 | Commercial | Miscellaneous | New | Food Preparation | Natural Gas | Fryer | E10 | Utility - Value of Sales | 0 | 0 | 0 | 0 | 0 | 0 | 0 | 0 | 0 | 0 | 0 | 0 | 0 | 0 | 0 | 0 | 0 | 0 | 0 | 0 | 0 | 0 | 0 | 0 | 0 | 0 | 0 | 0 | 0 | 0 | 0
F1_Commercial_Miscellaneous_New_Food Preparation_Natural Gas_Broiler_E1 | F1 | Commercial | Miscellaneous | New | Food Preparation | Natural Gas | Broiler | E1 | Participant - Cost of Equipment | 0.0060303 | 0.0060303 | 0.0060303 | 0.0060303 | 0.0060303 | 0.0060303 | 0.0060303 | 0.0060303 | 0.0060303 | 0.0060303 | 0.0060303 | 0.0060303 | 0.0060303 | 0.0060303 | 0.0060303 | 0.0060303 | 0.0060303 | 0.0060303 | 0.0060303 | 0.0060303 | 0.0060303 | 0.0060303 | 0.0060303 | 0.0060303 | 0.0060303 | 0.0060303 | 0.0060303 | 0.0060303 | 0.0060303 | 0.0060303 | 0.0060303
F1_Commercial_Miscellaneous_New_Food Preparation_Natural Gas_Broiler_E2 | F1 | Commercial | Miscellaneous | New | Food Preparation | Natural Gas | Broiler | E2 | Participant - Cost of Equipment | 0.0084424 | 0.0084424 | 0.0084424 | 0.0084424 | 0.0084424 | 0.0084424 | 0.0084424 | 0.0084424 | 0.0084424 | 0.0084424 | 0.0084424 | 0.0084424 | 0.0084424 | 0.0084424 | 0.0084424 | 0.0084424 | 0.0084424 | 0.0084424 | 0.0084424 | 0.0084424 | 0.0084424 | 0.0084424 | 0.0084424 | 0.0084424 | 0.0084424 | 0.0084424 | 0.0084424 | 0.0084424 | 0.0084424 | 0.0084424 | 0.0084424
F1_Commercial_Miscellaneous_New_Food Preparation_Natural Gas_Broiler_E3 | F1 | Commercial | Miscellaneous | New | Food Preparation | Natural Gas | Broiler | E3 | Participant - Cost of Equipment | 0 | 0 | 0 | 0 | 0 | 0 | 0 | 0 | 0 | 0 | 0 | 0 | 0 | 0 | 0 | 0 | 0 | 0 | 0 | 0 | 0 | 0 | 0 | 0 | 0 | 0 | 0 | 0 | 0 | 0 | 0
F1_Commercial_Miscellaneous_New_Food Preparation_Natural Gas_Broiler_E4 | F1 | Commercial | Miscellaneous | New | Food Preparation | Natural Gas | Broiler | E4 | Participant - Cost of Equipment | 0 | 0 | 0 | 0 | 0 | 0 | 0 | 0 | 0 | 0 | 0 | 0 | 0 | 0 | 0 | 0 | 0 | 0 | 0 | 0 | 0 | 0 | 0 | 0 | 0 | 0 | 0 | 0 | 0 | 0 | 0
F1_Commercial_Miscellaneous_New_Food Preparation_Natural Gas_Broiler_E5 | F1 | Commercial | Miscellaneous | New | Food Preparation | Natural Gas | Broiler | E5 | Participant - Cost of Equipment | 0 | 0 | 0 | 0 | 0 | 0 | 0 | 0 | 0 | 0 | 0 | 0 | 0 | 0 | 0 | 0 | 0 | 0 | 0 | 0 | 0 | 0 | 0 | 0 | 0 | 0 | 0 | 0 | 0 | 0 | 0
F1_Commercial_Miscellaneous_New_Food Preparation_Natural Gas_Broiler_E6 | F1 | Commercial | Miscellaneous | New | Food Preparation | Natural Gas | Broiler | E6 | Participant - Cost of Equipment | 0 | 0 | 0 | 0 | 0 | 0 | 0 | 0 | 0 | 0 | 0 | 0 | 0 | 0 | 0 | 0 | 0 | 0 | 0 | 0 | 0 | 0 | 0 | 0 | 0 | 0 | 0 | 0 | 0 | 0 | 0
F1_Commercial_Miscellaneous_New_Food Preparation_Natural Gas_Broiler_E7 | F1 | Commercial | Miscellaneous | New | Food Preparation | Natural Gas | Broiler | E7 | Participant - Cost of Equipment | 0 | 0 | 0 | 0 | 0 | 0 | 0 | 0 | 0 | 0 | 0 | 0 | 0 | 0 | 0 | 0 | 0 | 0 | 0 | 0 | 0 | 0 | 0 | 0 | 0 | 0 | 0 | 0 | 0 | 0 | 0
F1_Commercial_Miscellaneous_New_Food Preparation_Natural Gas_Broiler_E8 | F1 | Commercial | Miscellaneous | New | Food Preparation | Natural Gas | Broiler | E8 | Participant - Cost of Equipment | 0 | 0 | 0 | 0 | 0 | 0 | 0 | 0 | 0 | 0 | 0 | 0 | 0 | 0 | 0 | 0 | 0 | 0 | 0 | 0 | 0 | 0 | 0 | 0 | 0 | 0 | 0 | 0 | 0 | 0 | 0
F1_Commercial_Miscellaneous_New_Food Preparation_Natural Gas_Broiler_E9 | F1 | Commercial | Miscellaneous | New | Food Preparation | Natural Gas | Broiler | E9 | Participant - Cost of Equipment | 0 | 0 | 0 | 0 | 0 | 0 | 0 | 0 | 0 | 0 | 0 | 0 | 0 | 0 | 0 | 0 | 0 | 0 | 0 | 0 | 0 | 0 | 0 | 0 | 0 | 0 | 0 | 0 | 0 | 0 | 0
F1_Commercial_Miscellaneous_New_Food Preparation_Natural Gas_Broiler_E10 | F1 | Commercial | Miscellaneous | New | Food Preparation | Natural Gas | Broiler | E10 | Participant - Cost of Equipment | 0 | 0 | 0 | 0 | 0 | 0 | 0 | 0 | 0 | 0 | 0 | 0 | 0 | 0 | 0 | 0 | 0 | 0 | 0 | 0 | 0 | 0 | 0 | 0 | 0 | 0 | 0 | 0 | 0 | 0 | 0
F2_Commercial_Miscellaneous_New_Food Preparation_Natural Gas_Broiler_E1 | F2 | Commercial | Miscellaneous | New | Food Preparation | Natural Gas | Broiler | E1 | Participant - Cost of Operation | 0.015149 | 0.015383 | 0.015553 | 0.015466 | 0.015482 | 0.014593 | 0.013857 | 0.013447 | 0.013276 | 0.013769 | 0.014415 | 0.01509 | 0.013859 | 0.014681 | 0.014731 | 0.014657 | 0.014671 | 0.014716 | 0.014435 | 0.014604 | 0.014719 | 0.01488 | 0.015087 | 0.0075666 | 0.0074189 | 0.00728 | 0.0071488 | 0.007024 | 0.0069045 | 0.0067893 | 0.0066778
F2_Commercial_Miscellaneous_New_Food Preparation_Natural Gas_Broiler_E2 | F2 | Commercial | Miscellaneous | New | Food Preparation | Natural Gas | Broiler | E2 | Participant - Cost of Operation | 0.0097389 | 0.0098892 | 0.0099983 | 0.0099426 | 0.0099527 | 0.0093811 | 0.0089083 | 0.0086444 | 0.0085349 | 0.0088512 | 0.0092667 | 0.0097009 | 0.0089092 | 0.0094376 | 0.0094698 | 0.0094226 | 0.0094312 | 0.0094603 | 0.0092795 | 0.0093886 | 0.0094621 | 0.0095656 | 0.0096987 | 0.0048642 | 0.0047693 | 0.00468 | 0.0045957 | 0.0045154 | 0.0044386 | 0.0043645 | 0.0042929
F2_Commercial_Miscellaneous_New_Food Preparation_Natural Gas_Broiler_E3 | F2 | Commercial | Miscellaneous | New | Food Preparation | Natural Gas | Broiler | E3 | Participant - Cost of Operation | 0 | 0 | 0 | 0 | 0 | 0 | 0 | 0 | 0 | 0 | 0 | 0 | 0 | 0 | 0 | 0 | 0 | 0 | 0 | 0 | 0 | 0 | 0 | 0 | 0 | 0 | 0 | 0 | 0 | 0 | 0
F2_Commercial_Miscellaneous_New_Food Preparation_Natural Gas_Broiler_E4 | F2 | Commercial | Miscellaneous | New | Food Preparation | Natural Gas | Broiler | E4 | Participant - Cost of Operation | 0 | 0 | 0 | 0 | 0 | 0 | 0 | 0 | 0 | 0 | 0 | 0 | 0 | 0 | 0 | 0 | 0 | 0 | 0 | 0 | 0 | 0 | 0 | 0 | 0 | 0 | 0 | 0 | 0 | 0 | 0
F2_Commercial_Miscellaneous_New_Food Preparation_Natural Gas_Broiler_E5 | F2 | Commercial | Miscellaneous | New | Food Preparation | Natural Gas | Broiler | E5 | Participant - Cost of Operation | 0 | 0 | 0 | 0 | 0 | 0 | 0 | 0 | 0 | 0 | 0 | 0 | 0 | 0 | 0 | 0 | 0 | 0 | 0 | 0 | 0 | 0 | 0 | 0 | 0 | 0 | 0 | 0 | 0 | 0 | 0
F2_Commercial_Miscellaneous_New_Food Preparation_Natural Gas_Broiler_E6 | F2 | Commercial | Miscellaneous | New | Food Preparation | Natural Gas | Broiler | E6 | Participant - Cost of Operation | 0 | 0 | 0 | 0 | 0 | 0 | 0 | 0 | 0 | 0 | 0 | 0 | 0 | 0 | 0 | 0 | 0 | 0 | 0 | 0 | 0 | 0 | 0 | 0 | 0 | 0 | 0 | 0 | 0 | 0 | 0
F2_Commercial_Miscellaneous_New_Food Preparation_Natural Gas_Broiler_E7 | F2 | Commercial | Miscellaneous | New | Food Preparation | Natural Gas | Broiler | E7 | Participant - Cost of Operation | 0 | 0 | 0 | 0 | 0 | 0 | 0 | 0 | 0 | 0 | 0 | 0 | 0 | 0 | 0 | 0 | 0 | 0 | 0 | 0 | 0 | 0 | 0 | 0 | 0 | 0 | 0 | 0 | 0 | 0 | 0
F2_Commercial_Miscellaneous_New_Food Preparation_Natural Gas_Broiler_E8 | F2 | Commercial | Miscellaneous | New | Food Preparation | Natural Gas | Broiler | E8 | Participant - Cost of Operation | 0 | 0 | 0 | 0 | 0 | 0 | 0 | 0 | 0 | 0 | 0 | 0 | 0 | 0 | 0 | 0 | 0 | 0 | 0 | 0 | 0 | 0 | 0 | 0 | 0 | 0 | 0 | 0 | 0 | 0 | 0
F2_Commercial_Miscellaneous_New_Food Preparation_Natural Gas_Broiler_E9 | F2 | Commercial | Miscellaneous | New | Food Preparation | Natural Gas | Broiler | E9 | Participant - Cost of Operation | 0 | 0 | 0 | 0 | 0 | 0 | 0 | 0 | 0 | 0 | 0 | 0 | 0 | 0 | 0 | 0 | 0 | 0 | 0 | 0 | 0 | 0 | 0 | 0 | 0 | 0 | 0 | 0 | 0 | 0 | 0
F2_Commercial_Miscellaneous_New_Food Preparation_Natural Gas_Broiler_E10 | F2 | Commercial | Miscellaneous | New | Food Preparation | Natural Gas | Broiler | E10 | Participant - Cost of Operation | 0 | 0 | 0 | 0 | 0 | 0 | 0 | 0 | 0 | 0 | 0 | 0 | 0 | 0 | 0 | 0 | 0 | 0 | 0 | 0 | 0 | 0 | 0 | 0 | 0 | 0 | 0 | 0 | 0 | 0 | 0
F3_Commercial_Miscellaneous_New_Food Preparation_Natural Gas_Broiler_E1 | F3 | Commercial | Miscellaneous | New | Food Preparation | Natural Gas | Broiler | E1 | System - kBTUs of Conusmption | 1.2588 | 1.2613 | 1.2597 | 1.2586 | 1.2586 | 1.2586 | 1.2586 | 1.2586 | 1.2586 | 1.2586 | 1.2586 | 1.2586 | 1.2586 | 1.2586 | 1.2586 | 1.2586 | 1.2586 | 1.2586 | 1.2586 | 1.2586 | 1.2586 | 1.2586 | 1.2586 | 1.2586 | 1.2586 | 1.2586 | 1.2586 | 1.2586 | 1.2586 | 1.2586 | 1.2586
F3_Commercial_Miscellaneous_New_Food Preparation_Natural Gas_Broiler_E2 | F3 | Commercial | Miscellaneous | New | Food Preparation | Natural Gas | Broiler | E2 | System - kBTUs of Conusmption | 0.80923 | 0.81084 | 0.80981 | 0.80911 | 0.80911 | 0.80911 | 0.80911 | 0.80911 | 0.80911 | 0.80911 | 0.80911 | 0.80911 | 0.80911 | 0.80911 | 0.80911 | 0.80911 | 0.80911 | 0.80911 | 0.80911 | 0.80911 | 0.80911 | 0.80911 | 0.80911 | 0.80911 | 0.80911 | 0.80911 | 0.80911 | 0.80911 | 0.80911 | 0.80911 | 0.80911
F3_Commercial_Miscellaneous_New_Food Preparation_Natural Gas_Broiler_E3 | F3 | Commercial | Miscellaneous | New | Food Preparation | Natural Gas | Broiler | E3 | System - kBTUs of Conusmption | 0 | 0 | 0 | 0 | 0 | 0 | 0 | 0 | 0 | 0 | 0 | 0 | 0 | 0 | 0 | 0 | 0 | 0 | 0 | 0 | 0 | 0 | 0 | 0 | 0 | 0 | 0 | 0 | 0 | 0 | 0
F3_Commercial_Miscellaneous_New_Food Preparation_Natural Gas_Broiler_E4 | F3 | Commercial | Miscellaneous | New | Food Preparation | Natural Gas | Broiler | E4 | System - kBTUs of Conusmption | 0 | 0 | 0 | 0 | 0 | 0 | 0 | 0 | 0 | 0 | 0 | 0 | 0 | 0 | 0 | 0 | 0 | 0 | 0 | 0 | 0 | 0 | 0 | 0 | 0 | 0 | 0 | 0 | 0 | 0 | 0
F3_Commercial_Miscellaneous_New_Food Preparation_Natural Gas_Broiler_E5 | F3 | Commercial | Miscellaneous | New | Food Preparation | Natural Gas | Broiler | E5 | System - kBTUs of Conusmption | 0 | 0 | 0 | 0 | 0 | 0 | 0 | 0 | 0 | 0 | 0 | 0 | 0 | 0 | 0 | 0 | 0 | 0 | 0 | 0 | 0 | 0 | 0 | 0 | 0 | 0 | 0 | 0 | 0 | 0 | 0
F3_Commercial_Miscellaneous_New_Food Preparation_Natural Gas_Broiler_E6 | F3 | Commercial | Miscellaneous | New | Food Preparation | Natural Gas | Broiler | E6 | System - kBTUs of Conusmption | 0 | 0 | 0 | 0 | 0 | 0 | 0 | 0 | 0 | 0 | 0 | 0 | 0 | 0 | 0 | 0 | 0 | 0 | 0 | 0 | 0 | 0 | 0 | 0 | 0 | 0 | 0 | 0 | 0 | 0 | 0
F3_Commercial_Miscellaneous_New_Food Preparation_Natural Gas_Broiler_E7 | F3 | Commercial | Miscellaneous | New | Food Preparation | Natural Gas | Broiler | E7 | System - kBTUs of Conusmption | 0 | 0 | 0 | 0 | 0 | 0 | 0 | 0 | 0 | 0 | 0 | 0 | 0 | 0 | 0 | 0 | 0 | 0 | 0 | 0 | 0 | 0 | 0 | 0 | 0 | 0 | 0 | 0 | 0 | 0 | 0
F3_Commercial_Miscellaneous_New_Food Preparation_Natural Gas_Broiler_E8 | F3 | Commercial | Miscellaneous | New | Food Preparation | Natural Gas | Broiler | E8 | System - kBTUs of Conusmption | 0 | 0 | 0 | 0 | 0 | 0 | 0 | 0 | 0 | 0 | 0 | 0 | 0 | 0 | 0 | 0 | 0 | 0 | 0 | 0 | 0 | 0 | 0 | 0 | 0 | 0 | 0 | 0 | 0 | 0 | 0
F3_Commercial_Miscellaneous_New_Food Preparation_Natural Gas_Broiler_E9 | F3 | Commercial | Miscellaneous | New | Food Preparation | Natural Gas | Broiler | E9 | System - kBTUs of Conusmption | 0 | 0 | 0 | 0 | 0 | 0 | 0 | 0 | 0 | 0 | 0 | 0 | 0 | 0 | 0 | 0 | 0 | 0 | 0 | 0 | 0 | 0 | 0 | 0 | 0 | 0 | 0 | 0 | 0 | 0 | 0
F3_Commercial_Miscellaneous_New_Food Preparation_Natural Gas_Broiler_E10 | F3 | Commercial | Miscellaneous | New | Food Preparation | Natural Gas | Broiler | E10 | System - kBTUs of Conusmption | 0 | 0 | 0 | 0 | 0 | 0 | 0 | 0 | 0 | 0 | 0 | 0 | 0 | 0 | 0 | 0 | 0 | 0 | 0 | 0 | 0 | 0 | 0 | 0 | 0 | 0 | 0 | 0 | 0 | 0 | 0
F4_Commercial_Miscellaneous_New_Food Preparation_Natural Gas_Broiler_E1 | F4 | Commercial | Miscellaneous | New | Food Preparation | Natural Gas | Broiler | E1 | Utility - Cost of Equipment | 0.0060303 | 0.0060303 | 0.0060303 | 0.0060303 | 0.0060303 | 0.0060303 | 0.0060303 | 0.0060303 | 0.0060303 | 0.0060303 | 0.0060303 | 0.0060303 | 0.0060303 | 0.0060303 | 0.0060303 | 0.0060303 | 0.0060303 | 0.0060303 | 0.0060303 | 0.0060303 | 0.0060303 | 0.0060303 | 0.0060303 | 0.0060303 | 0.0060303 | 0.0060303 | 0.0060303 | 0.0060303 | 0.0060303 | 0.0060303 | 0.0060303
F4_Commercial_Miscellaneous_New_Food Preparation_Natural Gas_Broiler_E2 | F4 | Commercial | Miscellaneous | New | Food Preparation | Natural Gas | Broiler | E2 | Utility - Cost of Equipment | 0.0084424 | 0.0084424 | 0.0084424 | 0.0084424 | 0.0084424 | 0.0084424 | 0.0084424 | 0.0084424 | 0.0084424 | 0.0084424 | 0.0084424 | 0.0084424 | 0.0084424 | 0.0084424 | 0.0084424 | 0.0084424 | 0.0084424 | 0.0084424 | 0.0084424 | 0.0084424 | 0.0084424 | 0.0084424 | 0.0084424 | 0.0084424 | 0.0084424 | 0.0084424 | 0.0084424 | 0.0084424 | 0.0084424 | 0.0084424 | 0.0084424
F4_Commercial_Miscellaneous_New_Food Preparation_Natural Gas_Broiler_E3 | F4 | Commercial | Miscellaneous | New | Food Preparation | Natural Gas | Broiler | E3 | Utility - Cost of Equipment | 0 | 0 | 0 | 0 | 0 | 0 | 0 | 0 | 0 | 0 | 0 | 0 | 0 | 0 | 0 | 0 | 0 | 0 | 0 | 0 | 0 | 0 | 0 | 0 | 0 | 0 | 0 | 0 | 0 | 0 | 0
F4_Commercial_Miscellaneous_New_Food Preparation_Natural Gas_Broiler_E4 | F4 | Commercial | Miscellaneous | New | Food Preparation | Natural Gas | Broiler | E4 | Utility - Cost of Equipment | 0 | 0 | 0 | 0 | 0 | 0 | 0 | 0 | 0 | 0 | 0 | 0 | 0 | 0 | 0 | 0 | 0 | 0 | 0 | 0 | 0 | 0 | 0 | 0 | 0 | 0 | 0 | 0 | 0 | 0 | 0
F4_Commercial_Miscellaneous_New_Food Preparation_Natural Gas_Broiler_E5 | F4 | Commercial | Miscellaneous | New | Food Preparation | Natural Gas | Broiler | E5 | Utility - Cost of Equipment | 0 | 0 | 0 | 0 | 0 | 0 | 0 | 0 | 0 | 0 | 0 | 0 | 0 | 0 | 0 | 0 | 0 | 0 | 0 | 0 | 0 | 0 | 0 | 0 | 0 | 0 | 0 | 0 | 0 | 0 | 0
F4_Commercial_Miscellaneous_New_Food Preparation_Natural Gas_Broiler_E6 | F4 | Commercial | Miscellaneous | New | Food Preparation | Natural Gas | Broiler | E6 | Utility - Cost of Equipment | 0 | 0 | 0 | 0 | 0 | 0 | 0 | 0 | 0 | 0 | 0 | 0 | 0 | 0 | 0 | 0 | 0 | 0 | 0 | 0 | 0 | 0 | 0 | 0 | 0 | 0 | 0 | 0 | 0 | 0 | 0
F4_Commercial_Miscellaneous_New_Food Preparation_Natural Gas_Broiler_E7 | F4 | Commercial | Miscellaneous | New | Food Preparation | Natural Gas | Broiler | E7 | Utility - Cost of Equipment | 0 | 0 | 0 | 0 | 0 | 0 | 0 | 0 | 0 | 0 | 0 | 0 | 0 | 0 | 0 | 0 | 0 | 0 | 0 | 0 | 0 | 0 | 0 | 0 | 0 | 0 | 0 | 0 | 0 | 0 | 0
F4_Commercial_Miscellaneous_New_Food Preparation_Natural Gas_Broiler_E8 | F4 | Commercial | Miscellaneous | New | Food Preparation | Natural Gas | Broiler | E8 | Utility - Cost of Equipment | 0 | 0 | 0 | 0 | 0 | 0 | 0 | 0 | 0 | 0 | 0 | 0 | 0 | 0 | 0 | 0 | 0 | 0 | 0 | 0 | 0 | 0 | 0 | 0 | 0 | 0 | 0 | 0 | 0 | 0 | 0
F4_Commercial_Miscellaneous_New_Food Preparation_Natural Gas_Broiler_E9 | F4 | Commercial | Miscellaneous | New | Food Preparation | Natural Gas | Broiler | E9 | Utility - Cost of Equipment | 0 | 0 | 0 | 0 | 0 | 0 | 0 | 0 | 0 | 0 | 0 | 0 | 0 | 0 | 0 | 0 | 0 | 0 | 0 | 0 | 0 | 0 | 0 | 0 | 0 | 0 | 0 | 0 | 0 | 0 | 0
F4_Commercial_Miscellaneous_New_Food Preparation_Natural Gas_Broiler_E10 | F4 | Commercial | Miscellaneous | New | Food Preparation | Natural Gas | Broiler | E10 | Utility - Cost of Equipment | 0 | 0 | 0 | 0 | 0 | 0 | 0 | 0 | 0 | 0 | 0 | 0 | 0 | 0 | 0 | 0 | 0 | 0 | 0 | 0 | 0 | 0 | 0 | 0 | 0 | 0 | 0 | 0 | 0 | 0 | 0
F5_Commercial_Miscellaneous_New_Food Preparation_Natural Gas_Broiler_E1 | F5 | Commercial | Miscellaneous | New | Food Preparation | Natural Gas | Broiler | E1 | Utility - Cost of Operation | 0.012645 | 0.01284 | 0.012982 | 0.012909 | 0.012922 | 0.01218 | 0.011566 | 0.011224 | 0.011082 | 0.011492 | 0.012032 | 0.012596 | 0.011568 | 0.012254 | 0.012296 | 0.012234 | 0.012245 | 0.012283 | 0.012048 | 0.01219 | 0.012286 | 0.01242 | 0.012593 | 0.0063157 | 0.0061924 | 0.0060765 | 0.005967 | 0.0058628 | 0.005763 | 0.0056669 | 0.0055738
F5_Commercial_Miscellaneous_New_Food Preparation_Natural Gas_Broiler_E2 | F5 | Commercial | Miscellaneous | New | Food Preparation | Natural Gas | Broiler | E2 | Utility - Cost of Operation | 0.0081289 | 0.0082543 | 0.0083454 | 0.0082989 | 0.0083073 | 0.0078302 | 0.0074356 | 0.0072153 | 0.0071239 | 0.0073879 | 0.0077347 | 0.0080971 | 0.0074364 | 0.0078774 | 0.0079043 | 0.0078648 | 0.007872 | 0.0078963 | 0.0077454 | 0.0078365 | 0.0078978 | 0.0079842 | 0.0080953 | 0.0040601 | 0.0039808 | 0.0039063 | 0.0038359 | 0.0037689 | 0.0037048 | 0.003643 | 0.0035832
F5_Commercial_Miscellaneous_New_Food Preparation_Natural Gas_Broiler_E3 | F5 | Commercial | Miscellaneous | New | Food Preparation | Natural Gas | Broiler | E3 | Utility - Cost of Operation | 0 | 0 | 0 | 0 | 0 | 0 | 0 | 0 | 0 | 0 | 0 | 0 | 0 | 0 | 0 | 0 | 0 | 0 | 0 | 0 | 0 | 0 | 0 | 0 | 0 | 0 | 0 | 0 | 0 | 0 | 0
F5_Commercial_Miscellaneous_New_Food Preparation_Natural Gas_Broiler_E4 | F5 | Commercial | Miscellaneous | New | Food Preparation | Natural Gas | Broiler | E4 | Utility - Cost of Operation | 0 | 0 | 0 | 0 | 0 | 0 | 0 | 0 | 0 | 0 | 0 | 0 | 0 | 0 | 0 | 0 | 0 | 0 | 0 | 0 | 0 | 0 | 0 | 0 | 0 | 0 | 0 | 0 | 0 | 0 | 0
F5_Commercial_Miscellaneous_New_Food Preparation_Natural Gas_Broiler_E5 | F5 | Commercial | Miscellaneous | New | Food Preparation | Natural Gas | Broiler | E5 | Utility - Cost of Operation | 0 | 0 | 0 | 0 | 0 | 0 | 0 | 0 | 0 | 0 | 0 | 0 | 0 | 0 | 0 | 0 | 0 | 0 | 0 | 0 | 0 | 0 | 0 | 0 | 0 | 0 | 0 | 0 | 0 | 0 | 0
F5_Commercial_Miscellaneous_New_Food Preparation_Natural Gas_Broiler_E6 | F5 | Commercial | Miscellaneous | New | Food Preparation | Natural Gas | Broiler | E6 | Utility - Cost of Operation | 0 | 0 | 0 | 0 | 0 | 0 | 0 | 0 | 0 | 0 | 0 | 0 | 0 | 0 | 0 | 0 | 0 | 0 | 0 | 0 | 0 | 0 | 0 | 0 | 0 | 0 | 0 | 0 | 0 | 0 | 0
F5_Commercial_Miscellaneous_New_Food Preparation_Natural Gas_Broiler_E7 | F5 | Commercial | Miscellaneous | New | Food Preparation | Natural Gas | Broiler | E7 | Utility - Cost of Operation | 0 | 0 | 0 | 0 | 0 | 0 | 0 | 0 | 0 | 0 | 0 | 0 | 0 | 0 | 0 | 0 | 0 | 0 | 0 | 0 | 0 | 0 | 0 | 0 | 0 | 0 | 0 | 0 | 0 | 0 | 0
F5_Commercial_Miscellaneous_New_Food Preparation_Natural Gas_Broiler_E8 | F5 | Commercial | Miscellaneous | New | Food Preparation | Natural Gas | Broiler | E8 | Utility - Cost of Operation | 0 | 0 | 0 | 0 | 0 | 0 | 0 | 0 | 0 | 0 | 0 | 0 | 0 | 0 | 0 | 0 | 0 | 0 | 0 | 0 | 0 | 0 | 0 | 0 | 0 | 0 | 0 | 0 | 0 | 0 | 0
F5_Commercial_Miscellaneous_New_Food Preparation_Natural Gas_Broiler_E9 | F5 | Commercial | Miscellaneous | New | Food Preparation | Natural Gas | Broiler | E9 | Utility - Cost of Operation | 0 | 0 | 0 | 0 | 0 | 0 | 0 | 0 | 0 | 0 | 0 | 0 | 0 | 0 | 0 | 0 | 0 | 0 | 0 | 0 | 0 | 0 | 0 | 0 | 0 | 0 | 0 | 0 | 0 | 0 | 0
F5_Commercial_Miscellaneous_New_Food Preparation_Natural Gas_Broiler_E10 | F5 | Commercial | Miscellaneous | New | Food Preparation | Natural Gas | Broiler | E10 | Utility - Cost of Operation | 0 | 0 | 0 | 0 | 0 | 0 | 0 | 0 | 0 | 0 | 0 | 0 | 0 | 0 | 0 | 0 | 0 | 0 | 0 | 0 | 0 | 0 | 0 | 0 | 0 | 0 | 0 | 0 | 0 | 0 | 0
F6_Commercial_Miscellaneous_New_Food Preparation_Natural Gas_Broiler_E1 | F6 | Commercial | Miscellaneous | New | Food Preparation | Natural Gas | Broiler | E1 | Utility - Value of Sales | 0.015149 | 0.015383 | 0.015553 | 0.015466 | 0.015482 | 0.014593 | 0.013857 | 0.013447 | 0.013276 | 0.013769 | 0.014415 | 0.01509 | 0.013859 | 0.014681 | 0.014731 | 0.014657 | 0.014671 | 0.014716 | 0.014435 | 0.014604 | 0.014719 | 0.01488 | 0.015087 | 0.0075666 | 0.0074189 | 0.00728 | 0.0071488 | 0.007024 | 0.0069045 | 0.0067893 | 0.0066778
F6_Commercial_Miscellaneous_New_Food Preparation_Natural Gas_Broiler_E2 | F6 | Commercial | Miscellaneous | New | Food Preparation | Natural Gas | Broiler | E2 | Utility - Value of Sales | 0.0097389 | 0.0098892 | 0.0099983 | 0.0099426 | 0.0099527 | 0.0093811 | 0.0089083 | 0.0086444 | 0.0085349 | 0.0088512 | 0.0092667 | 0.0097009 | 0.0089092 | 0.0094376 | 0.0094698 | 0.0094226 | 0.0094312 | 0.0094603 | 0.0092795 | 0.0093886 | 0.0094621 | 0.0095656 | 0.0096987 | 0.0048642 | 0.0047693 | 0.00468 | 0.0045957 | 0.0045154 | 0.0044386 | 0.0043645 | 0.0042929
F6_Commercial_Miscellaneous_New_Food Preparation_Natural Gas_Broiler_E3 | F6 | Commercial | Miscellaneous | New | Food Preparation | Natural Gas | Broiler | E3 | Utility - Value of Sales | 0 | 0 | 0 | 0 | 0 | 0 | 0 | 0 | 0 | 0 | 0 | 0 | 0 | 0 | 0 | 0 | 0 | 0 | 0 | 0 | 0 | 0 | 0 | 0 | 0 | 0 | 0 | 0 | 0 | 0 | 0
F6_Commercial_Miscellaneous_New_Food Preparation_Natural Gas_Broiler_E4 | F6 | Commercial | Miscellaneous | New | Food Preparation | Natural Gas | Broiler | E4 | Utility - Value of Sales | 0 | 0 | 0 | 0 | 0 | 0 | 0 | 0 | 0 | 0 | 0 | 0 | 0 | 0 | 0 | 0 | 0 | 0 | 0 | 0 | 0 | 0 | 0 | 0 | 0 | 0 | 0 | 0 | 0 | 0 | 0
F6_Commercial_Miscellaneous_New_Food Preparation_Natural Gas_Broiler_E5 | F6 | Commercial | Miscellaneous | New | Food Preparation | Natural Gas | Broiler | E5 | Utility - Value of Sales | 0 | 0 | 0 | 0 | 0 | 0 | 0 | 0 | 0 | 0 | 0 | 0 | 0 | 0 | 0 | 0 | 0 | 0 | 0 | 0 | 0 | 0 | 0 | 0 | 0 | 0 | 0 | 0 | 0 | 0 | 0
F6_Commercial_Miscellaneous_New_Food Preparation_Natural Gas_Broiler_E6 | F6 | Commercial | Miscellaneous | New | Food Preparation | Natural Gas | Broiler | E6 | Utility - Value of Sales | 0 | 0 | 0 | 0 | 0 | 0 | 0 | 0 | 0 | 0 | 0 | 0 | 0 | 0 | 0 | 0 | 0 | 0 | 0 | 0 | 0 | 0 | 0 | 0 | 0 | 0 | 0 | 0 | 0 | 0 | 0
F6_Commercial_Miscellaneous_New_Food Preparation_Natural Gas_Broiler_E7 | F6 | Commercial | Miscellaneous | New | Food Preparation | Natural Gas | Broiler | E7 | Utility - Value of Sales | 0 | 0 | 0 | 0 | 0 | 0 | 0 | 0 | 0 | 0 | 0 | 0 | 0 | 0 | 0 | 0 | 0 | 0 | 0 | 0 | 0 | 0 | 0 | 0 | 0 | 0 | 0 | 0 | 0 | 0 | 0
F6_Commercial_Miscellaneous_New_Food Preparation_Natural Gas_Broiler_E8 | F6 | Commercial | Miscellaneous | New | Food Preparation | Natural Gas | Broiler | E8 | Utility - Value of Sales | 0 | 0 | 0 | 0 | 0 | 0 | 0 | 0 | 0 | 0 | 0 | 0 | 0 | 0 | 0 | 0 | 0 | 0 | 0 | 0 | 0 | 0 | 0 | 0 | 0 | 0 | 0 | 0 | 0 | 0 | 0
F6_Commercial_Miscellaneous_New_Food Preparation_Natural Gas_Broiler_E9 | F6 | Commercial | Miscellaneous | New | Food Preparation | Natural Gas | Broiler | E9 | Utility - Value of Sales | 0 | 0 | 0 | 0 | 0 | 0 | 0 | 0 | 0 | 0 | 0 | 0 | 0 | 0 | 0 | 0 | 0 | 0 | 0 | 0 | 0 | 0 | 0 | 0 | 0 | 0 | 0 | 0 | 0 | 0 | 0
F6_Commercial_Miscellaneous_New_Food Preparation_Natural Gas_Broiler_E10 | F6 | Commercial | Miscellaneous | New | Food Preparation | Natural Gas | Broiler | E10 | Utility - Value of Sales | 0 | 0 | 0 | 0 | 0 | 0 | 0 | 0 | 0 | 0 | 0 | 0 | 0 | 0 | 0 | 0 | 0 | 0 | 0 | 0 | 0 | 0 | 0 | 0 | 0 | 0 | 0 | 0 | 0 | 0 | 0
F1_Commercial_Miscellaneous_New_Food Preparation_Natural Gas_Griddle_E1 | F1 | Commercial | Miscellaneous | New | Food Preparation | Natural Gas | Griddle | E1 | Participant - Cost of Equipment | 0.0043895 | 0.0043895 | 0.0043895 | 0.0043895 | 0.0043895 | 0.0043895 | 0.0043895 | 0.0043895 | 0.0043895 | 0.0043895 | 0.0043895 | 0.0043895 | 0.0043895 | 0.0043895 | 0.0043895 | 0.0043895 | 0.0043895 | 0.0043895 | 0.0043895 | 0.0043895 | 0.0043895 | 0.0043895 | 0.0043895 | 0.0043895 | 0.0043895 | 0.0043895 | 0.0043895 | 0.0043895 | 0.0043895 | 0.0043895 | 0.0043895
F1_Commercial_Miscellaneous_New_Food Preparation_Natural Gas_Griddle_E2 | F1 | Commercial | Miscellaneous | New | Food Preparation | Natural Gas | Griddle | E2 | Participant - Cost of Equipment | 0.0046963 | 0.0046963 | 0.0046963 | 0.0046963 | 0.0046963 | 0.0046963 | 0.0046963 | 0.0046963 | 0.0046963 | 0.0046963 | 0.0046963 | 0.0046963 | 0.0046963 | 0.0046963 | 0.0046963 | 0.0046963 | 0.0046963 | 0.0046963 | 0.0046963 | 0.0046963 | 0.0046963 | 0.0046963 | 0.0046963 | 0.0046963 | 0.0046963 | 0.0046963 | 0.0046963 | 0.0046963 | 0.0046963 | 0.0046963 | 0.0046963
F1_Commercial_Miscellaneous_New_Food Preparation_Natural Gas_Griddle_E3 | F1 | Commercial | Miscellaneous | New | Food Preparation | Natural Gas | Griddle | E3 | Participant - Cost of Equipment | 0 | 0 | 0 | 0 | 0 | 0 | 0 | 0 | 0 | 0 | 0 | 0 | 0 | 0 | 0 | 0 | 0 | 0 | 0 | 0 | 0 | 0 | 0 | 0 | 0 | 0 | 0 | 0 | 0 | 0 | 0
F1_Commercial_Miscellaneous_New_Food Preparation_Natural Gas_Griddle_E4 | F1 | Commercial | Miscellaneous | New | Food Preparation | Natural Gas | Griddle | E4 | Participant - Cost of Equipment | 0 | 0 | 0 | 0 | 0 | 0 | 0 | 0 | 0 | 0 | 0 | 0 | 0 | 0 | 0 | 0 | 0 | 0 | 0 | 0 | 0 | 0 | 0 | 0 | 0 | 0 | 0 | 0 | 0 | 0 | 0
F1_Commercial_Miscellaneous_New_Food Preparation_Natural Gas_Griddle_E5 | F1 | Commercial | Miscellaneous | New | Food Preparation | Natural Gas | Griddle | E5 | Participant - Cost of Equipment | 0 | 0 | 0 | 0 | 0 | 0 | 0 | 0 | 0 | 0 | 0 | 0 | 0 | 0 | 0 | 0 | 0 | 0 | 0 | 0 | 0 | 0 | 0 | 0 | 0 | 0 | 0 | 0 | 0 | 0 | 0
F1_Commercial_Miscellaneous_New_Food Preparation_Natural Gas_Griddle_E6 | F1 | Commercial | Miscellaneous | New | Food Preparation | Natural Gas | Griddle | E6 | Participant - Cost of Equipment | 0 | 0 | 0 | 0 | 0 | 0 | 0 | 0 | 0 | 0 | 0 | 0 | 0 | 0 | 0 | 0 | 0 | 0 | 0 | 0 | 0 | 0 | 0 | 0 | 0 | 0 | 0 | 0 | 0 | 0 | 0
F1_Commercial_Miscellaneous_New_Food Preparation_Natural Gas_Griddle_E7 | F1 | Commercial | Miscellaneous | New | Food Preparation | Natural Gas | Griddle | E7 | Participant - Cost of Equipment | 0 | 0 | 0 | 0 | 0 | 0 | 0 | 0 | 0 | 0 | 0 | 0 | 0 | 0 | 0 | 0 | 0 | 0 | 0 | 0 | 0 | 0 | 0 | 0 | 0 | 0 | 0 | 0 | 0 | 0 | 0
F1_Commercial_Miscellaneous_New_Food Preparation_Natural Gas_Griddle_E8 | F1 | Commercial | Miscellaneous | New | Food Preparation | Natural Gas | Griddle | E8 | Participant - Cost of Equipment | 0 | 0 | 0 | 0 | 0 | 0 | 0 | 0 | 0 | 0 | 0 | 0 | 0 | 0 | 0 | 0 | 0 | 0 | 0 | 0 | 0 | 0 | 0 | 0 | 0 | 0 | 0 | 0 | 0 | 0 | 0
F1_Commercial_Miscellaneous_New_Food Preparation_Natural Gas_Griddle_E9 | F1 | Commercial | Miscellaneous | New | Food Preparation | Natural Gas | Griddle | E9 | Participant - Cost of Equipment | 0 | 0 | 0 | 0 | 0 | 0 | 0 | 0 | 0 | 0 | 0 | 0 | 0 | 0 | 0 | 0 | 0 | 0 | 0 | 0 | 0 | 0 | 0 | 0 | 0 | 0 | 0 | 0 | 0 | 0 | 0
F1_Commercial_Miscellaneous_New_Food Preparation_Natural Gas_Griddle_E10 | F1 | Commercial | Miscellaneous | New | Food Preparation | Natural Gas | Griddle | E10 | Participant - Cost of Equipment | 0 | 0 | 0 | 0 | 0 | 0 | 0 | 0 | 0 | 0 | 0 | 0 | 0 | 0 | 0 | 0 | 0 | 0 | 0 | 0 | 0 | 0 | 0 | 0 | 0 | 0 | 0 | 0 | 0 | 0 | 0
F2_Commercial_Miscellaneous_New_Food Preparation_Natural Gas_Griddle_E1 | F2 | Commercial | Miscellaneous | New | Food Preparation | Natural Gas | Griddle | E1 | Participant - Cost of Operation | 0.01017 | 0.010327 | 0.010441 | 0.010383 | 0.010393 | 0.0097963 | 0.0093026 | 0.009027 | 0.0089126 | 0.009243 | 0.0096769 | 0.01013 | 0.0093036 | 0.0098553 | 0.009889 | 0.0098396 | 0.0098486 | 0.009879 | 0.0096902 | 0.0098041 | 0.0098809 | 0.009989 | 0.010128 | 0.0050795 | 0.0049804 | 0.0048872 | 0.0047991 | 0.0047153 | 0.004635 | 0.0045577 | 0.0044829
F2_Commercial_Miscellaneous_New_Food Preparation_Natural Gas_Griddle_E2 | F2 | Commercial | Miscellaneous | New | Food Preparation | Natural Gas | Griddle | E2 | Participant - Cost of Operation | 0.0087835 | 0.008919 | 0.0090174 | 0.0089672 | 0.0089763 | 0.0084607 | 0.0080344 | 0.0077963 | 0.0076976 | 0.0079829 | 0.0083576 | 0.0087492 | 0.0080352 | 0.0085117 | 0.0085408 | 0.0084982 | 0.008506 | 0.0085321 | 0.0083691 | 0.0084675 | 0.0085338 | 0.0086272 | 0.0087472 | 0.004387 | 0.0043014 | 0.0042209 | 0.0041448 | 0.0040724 | 0.0040031 | 0.0039364 | 0.0038717
F2_Commercial_Miscellaneous_New_Food Preparation_Natural Gas_Griddle_E3 | F2 | Commercial | Miscellaneous | New | Food Preparation | Natural Gas | Griddle | E3 | Participant - Cost of Operation | 0 | 0 | 0 | 0 | 0 | 0 | 0 | 0 | 0 | 0 | 0 | 0 | 0 | 0 | 0 | 0 | 0 | 0 | 0 | 0 | 0 | 0 | 0 | 0 | 0 | 0 | 0 | 0 | 0 | 0 | 0
F2_Commercial_Miscellaneous_New_Food Preparation_Natural Gas_Griddle_E4 | F2 | Commercial | Miscellaneous | New | Food Preparation | Natural Gas | Griddle | E4 | Participant - Cost of Operation | 0 | 0 | 0 | 0 | 0 | 0 | 0 | 0 | 0 | 0 | 0 | 0 | 0 | 0 | 0 | 0 | 0 | 0 | 0 | 0 | 0 | 0 | 0 | 0 | 0 | 0 | 0 | 0 | 0 | 0 | 0
F2_Commercial_Miscellaneous_New_Food Preparation_Natural Gas_Griddle_E5 | F2 | Commercial | Miscellaneous | New | Food Preparation | Natural Gas | Griddle | E5 | Participant - Cost of Operation | 0 | 0 | 0 | 0 | 0 | 0 | 0 | 0 | 0 | 0 | 0 | 0 | 0 | 0 | 0 | 0 | 0 | 0 | 0 | 0 | 0 | 0 | 0 | 0 | 0 | 0 | 0 | 0 | 0 | 0 | 0
F2_Commercial_Miscellaneous_New_Food Preparation_Natural Gas_Griddle_E6 | F2 | Commercial | Miscellaneous | New | Food Preparation | Natural Gas | Griddle | E6 | Participant - Cost of Operation | 0 | 0 | 0 | 0 | 0 | 0 | 0 | 0 | 0 | 0 | 0 | 0 | 0 | 0 | 0 | 0 | 0 | 0 | 0 | 0 | 0 | 0 | 0 | 0 | 0 | 0 | 0 | 0 | 0 | 0 | 0
F2_Commercial_Miscellaneous_New_Food Preparation_Natural Gas_Griddle_E7 | F2 | Commercial | Miscellaneous | New | Food Preparation | Natural Gas | Griddle | E7 | Participant - Cost of Operation | 0 | 0 | 0 | 0 | 0 | 0 | 0 | 0 | 0 | 0 | 0 | 0 | 0 | 0 | 0 | 0 | 0 | 0 | 0 | 0 | 0 | 0 | 0 | 0 | 0 | 0 | 0 | 0 | 0 | 0 | 0
F2_Commercial_Miscellaneous_New_Food Preparation_Natural Gas_Griddle_E8 | F2 | Commercial | Miscellaneous | New | Food Preparation | Natural Gas | Griddle | E8 | Participant - Cost of Operation | 0 | 0 | 0 | 0 | 0 | 0 | 0 | 0 | 0 | 0 | 0 | 0 | 0 | 0 | 0 | 0 | 0 | 0 | 0 | 0 | 0 | 0 | 0 | 0 | 0 | 0 | 0 | 0 | 0 | 0 | 0
F2_Commercial_Miscellaneous_New_Food Preparation_Natural Gas_Griddle_E9 | F2 | Commercial | Miscellaneous | New | Food Preparation | Natural Gas | Griddle | E9 | Participant - Cost of Operation | 0 | 0 | 0 | 0 | 0 | 0 | 0 | 0 | 0 | 0 | 0 | 0 | 0 | 0 | 0 | 0 | 0 | 0 | 0 | 0 | 0 | 0 | 0 | 0 | 0 | 0 | 0 | 0 | 0 | 0 | 0
F2_Commercial_Miscellaneous_New_Food Preparation_Natural Gas_Griddle_E10 | F2 | Commercial | Miscellaneous | New | Food Preparation | Natural Gas | Griddle | E10 | Participant - Cost of Operation | 0 | 0 | 0 | 0 | 0 | 0 | 0 | 0 | 0 | 0 | 0 | 0 | 0 | 0 | 0 | 0 | 0 | 0 | 0 | 0 | 0 | 0 | 0 | 0 | 0 | 0 | 0 | 0 | 0 | 0 | 0
F3_Commercial_Miscellaneous_New_Food Preparation_Natural Gas_Griddle_E1 | F3 | Commercial | Miscellaneous | New | Food Preparation | Natural Gas | Griddle | E1 | System - kBTUs of Conusmption | 0.84505 | 0.84673 | 0.84566 | 0.84492 | 0.84492 | 0.84492 | 0.84492 | 0.84492 | 0.84492 | 0.84492 | 0.84492 | 0.84492 | 0.84492 | 0.84492 | 0.84492 | 0.84492 | 0.84492 | 0.84492 | 0.84492 | 0.84492 | 0.84492 | 0.84492 | 0.84492 | 0.84492 | 0.84492 | 0.84492 | 0.84492 | 0.84492 | 0.84492 | 0.84492 | 0.84492
F3_Commercial_Miscellaneous_New_Food Preparation_Natural Gas_Griddle_E2 | F3 | Commercial | Miscellaneous | New | Food Preparation | Natural Gas | Griddle | E2 | System - kBTUs of Conusmption | 0.72984 | 0.7313 | 0.73037 | 0.72973 | 0.72973 | 0.72973 | 0.72973 | 0.72973 | 0.72973 | 0.72973 | 0.72973 | 0.72973 | 0.72973 | 0.72973 | 0.72973 | 0.72973 | 0.72973 | 0.72973 | 0.72973 | 0.72973 | 0.72973 | 0.72973 | 0.72973 | 0.72973 | 0.72973 | 0.72973 | 0.72973 | 0.72973 | 0.72973 | 0.72973 | 0.72973
F3_Commercial_Miscellaneous_New_Food Preparation_Natural Gas_Griddle_E3 | F3 | Commercial | Miscellaneous | New | Food Preparation | Natural Gas | Griddle | E3 | System - kBTUs of Conusmption | 0 | 0 | 0 | 0 | 0 | 0 | 0 | 0 | 0 | 0 | 0 | 0 | 0 | 0 | 0 | 0 | 0 | 0 | 0 | 0 | 0 | 0 | 0 | 0 | 0 | 0 | 0 | 0 | 0 | 0 | 0
F3_Commercial_Miscellaneous_New_Food Preparation_Natural Gas_Griddle_E4 | F3 | Commercial | Miscellaneous | New | Food Preparation | Natural Gas | Griddle | E4 | System - kBTUs of Conusmption | 0 | 0 | 0 | 0 | 0 | 0 | 0 | 0 | 0 | 0 | 0 | 0 | 0 | 0 | 0 | 0 | 0 | 0 | 0 | 0 | 0 | 0 | 0 | 0 | 0 | 0 | 0 | 0 | 0 | 0 | 0
F3_Commercial_Miscellaneous_New_Food Preparation_Natural Gas_Griddle_E5 | F3 | Commercial | Miscellaneous | New | Food Preparation | Natural Gas | Griddle | E5 | System - kBTUs of Conusmption | 0 | 0 | 0 | 0 | 0 | 0 | 0 | 0 | 0 | 0 | 0 | 0 | 0 | 0 | 0 | 0 | 0 | 0 | 0 | 0 | 0 | 0 | 0 | 0 | 0 | 0 | 0 | 0 | 0 | 0 | 0
F3_Commercial_Miscellaneous_New_Food Preparation_Natural Gas_Griddle_E6 | F3 | Commercial | Miscellaneous | New | Food Preparation | Natural Gas | Griddle | E6 | System - kBTUs of Conusmption | 0 | 0 | 0 | 0 | 0 | 0 | 0 | 0 | 0 | 0 | 0 | 0 | 0 | 0 | 0 | 0 | 0 | 0 | 0 | 0 | 0 | 0 | 0 | 0 | 0 | 0 | 0 | 0 | 0 | 0 | 0
F3_Commercial_Miscellaneous_New_Food Preparation_Natural Gas_Griddle_E7 | F3 | Commercial | Miscellaneous | New | Food Preparation | Natural Gas | Griddle | E7 | System - kBTUs of Conusmption | 0 | 0 | 0 | 0 | 0 | 0 | 0 | 0 | 0 | 0 | 0 | 0 | 0 | 0 | 0 | 0 | 0 | 0 | 0 | 0 | 0 | 0 | 0 | 0 | 0 | 0 | 0 | 0 | 0 | 0 | 0
F3_Commercial_Miscellaneous_New_Food Preparation_Natural Gas_Griddle_E8 | F3 | Commercial | Miscellaneous | New | Food Preparation | Natural Gas | Griddle | E8 | System - kBTUs of Conusmption | 0 | 0 | 0 | 0 | 0 | 0 | 0 | 0 | 0 | 0 | 0 | 0 | 0 | 0 | 0 | 0 | 0 | 0 | 0 | 0 | 0 | 0 | 0 | 0 | 0 | 0 | 0 | 0 | 0 | 0 | 0
F3_Commercial_Miscellaneous_New_Food Preparation_Natural Gas_Griddle_E9 | F3 | Commercial | Miscellaneous | New | Food Preparation | Natural Gas | Griddle | E9 | System - kBTUs of Conusmption | 0 | 0 | 0 | 0 | 0 | 0 | 0 | 0 | 0 | 0 | 0 | 0 | 0 | 0 | 0 | 0 | 0 | 0 | 0 | 0 | 0 | 0 | 0 | 0 | 0 | 0 | 0 | 0 | 0 | 0 | 0
F3_Commercial_Miscellaneous_New_Food Preparation_Natural Gas_Griddle_E10 | F3 | Commercial | Miscellaneous | New | Food Preparation | Natural Gas | Griddle | E10 | System - kBTUs of Conusmption | 0 | 0 | 0 | 0 | 0 | 0 | 0 | 0 | 0 | 0 | 0 | 0 | 0 | 0 | 0 | 0 | 0 | 0 | 0 | 0 | 0 | 0 | 0 | 0 | 0 | 0 | 0 | 0 | 0 | 0 | 0
F4_Commercial_Miscellaneous_New_Food Preparation_Natural Gas_Griddle_E1 | F4 | Commercial | Miscellaneous | New | Food Preparation | Natural Gas | Griddle | E1 | Utility - Cost of Equipment | 0.0043895 | 0.0043895 | 0.0043895 | 0.0043895 | 0.0043895 | 0.0043895 | 0.0043895 | 0.0043895 | 0.0043895 | 0.0043895 | 0.0043895 | 0.0043895 | 0.0043895 | 0.0043895 | 0.0043895 | 0.0043895 | 0.0043895 | 0.0043895 | 0.0043895 | 0.0043895 | 0.0043895 | 0.0043895 | 0.0043895 | 0.0043895 | 0.0043895 | 0.0043895 | 0.0043895 | 0.0043895 | 0.0043895 | 0.0043895 | 0.0043895
F4_Commercial_Miscellaneous_New_Food Preparation_Natural Gas_Griddle_E2 | F4 | Commercial | Miscellaneous | New | Food Preparation | Natural Gas | Griddle | E2 | Utility - Cost of Equipment | 0.0046963 | 0.0046963 | 0.0046963 | 0.0046963 | 0.0046963 | 0.0046963 | 0.0046963 | 0.0046963 | 0.0046963 | 0.0046963 | 0.0046963 | 0.0046963 | 0.0046963 | 0.0046963 | 0.0046963 | 0.0046963 | 0.0046963 | 0.0046963 | 0.0046963 | 0.0046963 | 0.0046963 | 0.0046963 | 0.0046963 | 0.0046963 | 0.0046963 | 0.0046963 | 0.0046963 | 0.0046963 | 0.0046963 | 0.0046963 | 0.0046963
F4_Commercial_Miscellaneous_New_Food Preparation_Natural Gas_Griddle_E3 | F4 | Commercial | Miscellaneous | New | Food Preparation | Natural Gas | Griddle | E3 | Utility - Cost of Equipment | 0 | 0 | 0 | 0 | 0 | 0 | 0 | 0 | 0 | 0 | 0 | 0 | 0 | 0 | 0 | 0 | 0 | 0 | 0 | 0 | 0 | 0 | 0 | 0 | 0 | 0 | 0 | 0 | 0 | 0 | 0
F4_Commercial_Miscellaneous_New_Food Preparation_Natural Gas_Griddle_E4 | F4 | Commercial | Miscellaneous | New | Food Preparation | Natural Gas | Griddle | E4 | Utility - Cost of Equipment | 0 | 0 | 0 | 0 | 0 | 0 | 0 | 0 | 0 | 0 | 0 | 0 | 0 | 0 | 0 | 0 | 0 | 0 | 0 | 0 | 0 | 0 | 0 | 0 | 0 | 0 | 0 | 0 | 0 | 0 | 0
F4_Commercial_Miscellaneous_New_Food Preparation_Natural Gas_Griddle_E5 | F4 | Commercial | Miscellaneous | New | Food Preparation | Natural Gas | Griddle | E5 | Utility - Cost of Equipment | 0 | 0 | 0 | 0 | 0 | 0 | 0 | 0 | 0 | 0 | 0 | 0 | 0 | 0 | 0 | 0 | 0 | 0 | 0 | 0 | 0 | 0 | 0 | 0 | 0 | 0 | 0 | 0 | 0 | 0 | 0
F4_Commercial_Miscellaneous_New_Food Preparation_Natural Gas_Griddle_E6 | F4 | Commercial | Miscellaneous | New | Food Preparation | Natural Gas | Griddle | E6 | Utility - Cost of Equipment | 0 | 0 | 0 | 0 | 0 | 0 | 0 | 0 | 0 | 0 | 0 | 0 | 0 | 0 | 0 | 0 | 0 | 0 | 0 | 0 | 0 | 0 | 0 | 0 | 0 | 0 | 0 | 0 | 0 | 0 | 0
F4_Commercial_Miscellaneous_New_Food Preparation_Natural Gas_Griddle_E7 | F4 | Commercial | Miscellaneous | New | Food Preparation | Natural Gas | Griddle | E7 | Utility - Cost of Equipment | 0 | 0 | 0 | 0 | 0 | 0 | 0 | 0 | 0 | 0 | 0 | 0 | 0 | 0 | 0 | 0 | 0 | 0 | 0 | 0 | 0 | 0 | 0 | 0 | 0 | 0 | 0 | 0 | 0 | 0 | 0
F4_Commercial_Miscellaneous_New_Food Preparation_Natural Gas_Griddle_E8 | F4 | Commercial | Miscellaneous | New | Food Preparation | Natural Gas | Griddle | E8 | Utility - Cost of Equipment | 0 | 0 | 0 | 0 | 0 | 0 | 0 | 0 | 0 | 0 | 0 | 0 | 0 | 0 | 0 | 0 | 0 | 0 | 0 | 0 | 0 | 0 | 0 | 0 | 0 | 0 | 0 | 0 | 0 | 0 | 0
F4_Commercial_Miscellaneous_New_Food Preparation_Natural Gas_Griddle_E9 | F4 | Commercial | Miscellaneous | New | Food Preparation | Natural Gas | Griddle | E9 | Utility - Cost of Equipment | 0 | 0 | 0 | 0 | 0 | 0 | 0 | 0 | 0 | 0 | 0 | 0 | 0 | 0 | 0 | 0 | 0 | 0 | 0 | 0 | 0 | 0 | 0 | 0 | 0 | 0 | 0 | 0 | 0 | 0 | 0
F4_Commercial_Miscellaneous_New_Food Preparation_Natural Gas_Griddle_E10 | F4 | Commercial | Miscellaneous | New | Food Preparation | Natural Gas | Griddle | E10 | Utility - Cost of Equipment | 0 | 0 | 0 | 0 | 0 | 0 | 0 | 0 | 0 | 0 | 0 | 0 | 0 | 0 | 0 | 0 | 0 | 0 | 0 | 0 | 0 | 0 | 0 | 0 | 0 | 0 | 0 | 0 | 0 | 0 | 0
F5_Commercial_Miscellaneous_New_Food Preparation_Natural Gas_Griddle_E1 | F5 | Commercial | Miscellaneous | New | Food Preparation | Natural Gas | Griddle | E1 | Utility - Cost of Operation | 0.0084887 | 0.0086196 | 0.0087148 | 0.0086662 | 0.008675 | 0.0081768 | 0.0077647 | 0.0075346 | 0.0074392 | 0.0077149 | 0.0080771 | 0.0084555 | 0.0077655 | 0.0082261 | 0.0082541 | 0.0082129 | 0.0082205 | 0.0082458 | 0.0080882 | 0.0081833 | 0.0082474 | 0.0083376 | 0.0084536 | 0.0042398 | 0.004157 | 0.0040792 | 0.0040057 | 0.0039358 | 0.0038688 | 0.0038042 | 0.0037418
F5_Commercial_Miscellaneous_New_Food Preparation_Natural Gas_Griddle_E2 | F5 | Commercial | Miscellaneous | New | Food Preparation | Natural Gas | Griddle | E2 | Utility - Cost of Operation | 0.0073314 | 0.0074445 | 0.0075266 | 0.0074847 | 0.0074923 | 0.007062 | 0.0067061 | 0.0065074 | 0.006425 | 0.0066631 | 0.0069759 | 0.0073028 | 0.0067068 | 0.0071046 | 0.0071288 | 0.0070932 | 0.0070997 | 0.0071216 | 0.0069855 | 0.0070677 | 0.007123 | 0.0072009 | 0.0073011 | 0.0036618 | 0.0035903 | 0.0035231 | 0.0034596 | 0.0033992 | 0.0033413 | 0.0032856 | 0.0032317
F5_Commercial_Miscellaneous_New_Food Preparation_Natural Gas_Griddle_E3 | F5 | Commercial | Miscellaneous | New | Food Preparation | Natural Gas | Griddle | E3 | Utility - Cost of Operation | 0 | 0 | 0 | 0 | 0 | 0 | 0 | 0 | 0 | 0 | 0 | 0 | 0 | 0 | 0 | 0 | 0 | 0 | 0 | 0 | 0 | 0 | 0 | 0 | 0 | 0 | 0 | 0 | 0 | 0 | 0
F5_Commercial_Miscellaneous_New_Food Preparation_Natural Gas_Griddle_E4 | F5 | Commercial | Miscellaneous | New | Food Preparation | Natural Gas | Griddle | E4 | Utility - Cost of Operation | 0 | 0 | 0 | 0 | 0 | 0 | 0 | 0 | 0 | 0 | 0 | 0 | 0 | 0 | 0 | 0 | 0 | 0 | 0 | 0 | 0 | 0 | 0 | 0 | 0 | 0 | 0 | 0 | 0 | 0 | 0
F5_Commercial_Miscellaneous_New_Food Preparation_Natural Gas_Griddle_E5 | F5 | Commercial | Miscellaneous | New | Food Preparation | Natural Gas | Griddle | E5 | Utility - Cost of Operation | 0 | 0 | 0 | 0 | 0 | 0 | 0 | 0 | 0 | 0 | 0 | 0 | 0 | 0 | 0 | 0 | 0 | 0 | 0 | 0 | 0 | 0 | 0 | 0 | 0 | 0 | 0 | 0 | 0 | 0 | 0
F5_Commercial_Miscellaneous_New_Food Preparation_Natural Gas_Griddle_E6 | F5 | Commercial | Miscellaneous | New | Food Preparation | Natural Gas | Griddle | E6 | Utility - Cost of Operation | 0 | 0 | 0 | 0 | 0 | 0 | 0 | 0 | 0 | 0 | 0 | 0 | 0 | 0 | 0 | 0 | 0 | 0 | 0 | 0 | 0 | 0 | 0 | 0 | 0 | 0 | 0 | 0 | 0 | 0 | 0
F5_Commercial_Miscellaneous_New_Food Preparation_Natural Gas_Griddle_E7 | F5 | Commercial | Miscellaneous | New | Food Preparation | Natural Gas | Griddle | E7 | Utility - Cost of Operation | 0 | 0 | 0 | 0 | 0 | 0 | 0 | 0 | 0 | 0 | 0 | 0 | 0 | 0 | 0 | 0 | 0 | 0 | 0 | 0 | 0 | 0 | 0 | 0 | 0 | 0 | 0 | 0 | 0 | 0 | 0
F5_Commercial_Miscellaneous_New_Food Preparation_Natural Gas_Griddle_E8 | F5 | Commercial | Miscellaneous | New | Food Preparation | Natural Gas | Griddle | E8 | Utility - Cost of Operation | 0 | 0 | 0 | 0 | 0 | 0 | 0 | 0 | 0 | 0 | 0 | 0 | 0 | 0 | 0 | 0 | 0 | 0 | 0 | 0 | 0 | 0 | 0 | 0 | 0 | 0 | 0 | 0 | 0 | 0 | 0
F5_Commercial_Miscellaneous_New_Food Preparation_Natural Gas_Griddle_E9 | F5 | Commercial | Miscellaneous | New | Food Preparation | Natural Gas | Griddle | E9 | Utility - Cost of Operation | 0 | 0 | 0 | 0 | 0 | 0 | 0 | 0 | 0 | 0 | 0 | 0 | 0 | 0 | 0 | 0 | 0 | 0 | 0 | 0 | 0 | 0 | 0 | 0 | 0 | 0 | 0 | 0 | 0 | 0 | 0
F5_Commercial_Miscellaneous_New_Food Preparation_Natural Gas_Griddle_E10 | F5 | Commercial | Miscellaneous | New | Food Preparation | Natural Gas | Griddle | E10 | Utility - Cost of Operation | 0 | 0 | 0 | 0 | 0 | 0 | 0 | 0 | 0 | 0 | 0 | 0 | 0 | 0 | 0 | 0 | 0 | 0 | 0 | 0 | 0 | 0 | 0 | 0 | 0 | 0 | 0 | 0 | 0 | 0 | 0
F6_Commercial_Miscellaneous_New_Food Preparation_Natural Gas_Griddle_E1 | F6 | Commercial | Miscellaneous | New | Food Preparation | Natural Gas | Griddle | E1 | Utility - Value of Sales | 0.01017 | 0.010327 | 0.010441 | 0.010383 | 0.010393 | 0.0097963 | 0.0093026 | 0.009027 | 0.0089126 | 0.009243 | 0.0096769 | 0.01013 | 0.0093036 | 0.0098553 | 0.009889 | 0.0098396 | 0.0098486 | 0.009879 | 0.0096902 | 0.0098041 | 0.0098809 | 0.009989 | 0.010128 | 0.0050795 | 0.0049804 | 0.0048872 | 0.0047991 | 0.0047153 | 0.004635 | 0.0045577 | 0.0044829
F6_Commercial_Miscellaneous_New_Food Preparation_Natural Gas_Griddle_E2 | F6 | Commercial | Miscellaneous | New | Food Preparation | Natural Gas | Griddle | E2 | Utility - Value of Sales | 0.0087835 | 0.008919 | 0.0090174 | 0.0089672 | 0.0089763 | 0.0084607 | 0.0080344 | 0.0077963 | 0.0076976 | 0.0079829 | 0.0083576 | 0.0087492 | 0.0080352 | 0.0085117 | 0.0085408 | 0.0084982 | 0.008506 | 0.0085321 | 0.0083691 | 0.0084675 | 0.0085338 | 0.0086272 | 0.0087472 | 0.004387 | 0.0043014 | 0.0042209 | 0.0041448 | 0.0040724 | 0.0040031 | 0.0039364 | 0.0038717
F6_Commercial_Miscellaneous_New_Food Preparation_Natural Gas_Griddle_E3 | F6 | Commercial | Miscellaneous | New | Food Preparation | Natural Gas | Griddle | E3 | Utility - Value of Sales | 0 | 0 | 0 | 0 | 0 | 0 | 0 | 0 | 0 | 0 | 0 | 0 | 0 | 0 | 0 | 0 | 0 | 0 | 0 | 0 | 0 | 0 | 0 | 0 | 0 | 0 | 0 | 0 | 0 | 0 | 0
F6_Commercial_Miscellaneous_New_Food Preparation_Natural Gas_Griddle_E4 | F6 | Commercial | Miscellaneous | New | Food Preparation | Natural Gas | Griddle | E4 | Utility - Value of Sales | 0 | 0 | 0 | 0 | 0 | 0 | 0 | 0 | 0 | 0 | 0 | 0 | 0 | 0 | 0 | 0 | 0 | 0 | 0 | 0 | 0 | 0 | 0 | 0 | 0 | 0 | 0 | 0 | 0 | 0 | 0
F6_Commercial_Miscellaneous_New_Food Preparation_Natural Gas_Griddle_E5 | F6 | Commercial | Miscellaneous | New | Food Preparation | Natural Gas | Griddle | E5 | Utility - Value of Sales | 0 | 0 | 0 | 0 | 0 | 0 | 0 | 0 | 0 | 0 | 0 | 0 | 0 | 0 | 0 | 0 | 0 | 0 | 0 | 0 | 0 | 0 | 0 | 0 | 0 | 0 | 0 | 0 | 0 | 0 | 0
F6_Commercial_Miscellaneous_New_Food Preparation_Natural Gas_Griddle_E6 | F6 | Commercial | Miscellaneous | New | Food Preparation | Natural Gas | Griddle | E6 | Utility - Value of Sales | 0 | 0 | 0 | 0 | 0 | 0 | 0 | 0 | 0 | 0 | 0 | 0 | 0 | 0 | 0 | 0 | 0 | 0 | 0 | 0 | 0 | 0 | 0 | 0 | 0 | 0 | 0 | 0 | 0 | 0 | 0
F6_Commercial_Miscellaneous_New_Food Preparation_Natural Gas_Griddle_E7 | F6 | Commercial | Miscellaneous | New | Food Preparation | Natural Gas | Griddle | E7 | Utility - Value of Sales | 0 | 0 | 0 | 0 | 0 | 0 | 0 | 0 | 0 | 0 | 0 | 0 | 0 | 0 | 0 | 0 | 0 | 0 | 0 | 0 | 0 | 0 | 0 | 0 | 0 | 0 | 0 | 0 | 0 | 0 | 0
F6_Commercial_Miscellaneous_New_Food Preparation_Natural Gas_Griddle_E8 | F6 | Commercial | Miscellaneous | New | Food Preparation | Natural Gas | Griddle | E8 | Utility - Value of Sales | 0 | 0 | 0 | 0 | 0 | 0 | 0 | 0 | 0 | 0 | 0 | 0 | 0 | 0 | 0 | 0 | 0 | 0 | 0 | 0 | 0 | 0 | 0 | 0 | 0 | 0 | 0 | 0 | 0 | 0 | 0
F6_Commercial_Miscellaneous_New_Food Preparation_Natural Gas_Griddle_E9 | F6 | Commercial | Miscellaneous | New | Food Preparation | Natural Gas | Griddle | E9 | Utility - Value of Sales | 0 | 0 | 0 | 0 | 0 | 0 | 0 | 0 | 0 | 0 | 0 | 0 | 0 | 0 | 0 | 0 | 0 | 0 | 0 | 0 | 0 | 0 | 0 | 0 | 0 | 0 | 0 | 0 | 0 | 0 | 0
F6_Commercial_Miscellaneous_New_Food Preparation_Natural Gas_Griddle_E10 | F6 | Commercial | Miscellaneous | New | Food Preparation | Natural Gas | Griddle | E10 | Utility - Value of Sales | 0 | 0 | 0 | 0 | 0 | 0 | 0 | 0 | 0 | 0 | 0 | 0 | 0 | 0 | 0 | 0 | 0 | 0 | 0 | 0 | 0 | 0 | 0 | 0 | 0 | 0 | 0 | 0 | 0 | 0 | 0
F1_Commercial_Miscellaneous_New_Food Preparation_Natural Gas_Range_E1 | F1 | Commercial | Miscellaneous | New | Food Preparation | Natural Gas | Range | E1 | Participant - Cost of Equipment | 0.0082617 | 0.0082617 | 0.0082617 | 0.0082617 | 0.0082617 | 0.0082617 | 0.0082617 | 0.0082617 | 0.0082617 | 0.0082617 | 0.0082617 | 0.0082617 | 0.0082617 | 0.0082617 | 0.0082617 | 0.0082617 | 0.0082617 | 0.0082617 | 0.0082617 | 0.0082617 | 0.0082617 | 0.0082617 | 0.0082617 | 0.0082617 | 0.0082617 | 0.0082617 | 0.0082617 | 0.0082617 | 0.0082617 | 0.0082617 | 0.0082617
F1_Commercial_Miscellaneous_New_Food Preparation_Natural Gas_Range_E2 | F1 | Commercial | Miscellaneous | New | Food Preparation | Natural Gas | Range | E2 | Participant - Cost of Equipment | 0.0082629 | 0.0082629 | 0.0082629 | 0.0082629 | 0.0082629 | 0.0082629 | 0.0082629 | 0.0082629 | 0.0082629 | 0.0082629 | 0.0082629 | 0.0082629 | 0.0082629 | 0.0082629 | 0.0082629 | 0.0082629 | 0.0082629 | 0.0082629 | 0.0082629 | 0.0082629 | 0.0082629 | 0.0082629 | 0.0082629 | 0.0082629 | 0.0082629 | 0.0082629 | 0.0082629 | 0.0082629 | 0.0082629 | 0.0082629 | 0.0082629
F1_Commercial_Miscellaneous_New_Food Preparation_Natural Gas_Range_E3 | F1 | Commercial | Miscellaneous | New | Food Preparation | Natural Gas | Range | E3 | Participant - Cost of Equipment | 0 | 0 | 0 | 0 | 0 | 0 | 0 | 0 | 0 | 0 | 0 | 0 | 0 | 0 | 0 | 0 | 0 | 0 | 0 | 0 | 0 | 0 | 0 | 0 | 0 | 0 | 0 | 0 | 0 | 0 | 0
F1_Commercial_Miscellaneous_New_Food Preparation_Natural Gas_Range_E4 | F1 | Commercial | Miscellaneous | New | Food Preparation | Natural Gas | Range | E4 | Participant - Cost of Equipment | 0 | 0 | 0 | 0 | 0 | 0 | 0 | 0 | 0 | 0 | 0 | 0 | 0 | 0 | 0 | 0 | 0 | 0 | 0 | 0 | 0 | 0 | 0 | 0 | 0 | 0 | 0 | 0 | 0 | 0 | 0
F1_Commercial_Miscellaneous_New_Food Preparation_Natural Gas_Range_E5 | F1 | Commercial | Miscellaneous | New | Food Preparation | Natural Gas | Range | E5 | Participant - Cost of Equipment | 0 | 0 | 0 | 0 | 0 | 0 | 0 | 0 | 0 | 0 | 0 | 0 | 0 | 0 | 0 | 0 | 0 | 0 | 0 | 0 | 0 | 0 | 0 | 0 | 0 | 0 | 0 | 0 | 0 | 0 | 0
F1_Commercial_Miscellaneous_New_Food Preparation_Natural Gas_Range_E6 | F1 | Commercial | Miscellaneous | New | Food Preparation | Natural Gas | Range | E6 | Participant - Cost of Equipment | 0 | 0 | 0 | 0 | 0 | 0 | 0 | 0 | 0 | 0 | 0 | 0 | 0 | 0 | 0 | 0 | 0 | 0 | 0 | 0 | 0 | 0 | 0 | 0 | 0 | 0 | 0 | 0 | 0 | 0 | 0
F1_Commercial_Miscellaneous_New_Food Preparation_Natural Gas_Range_E7 | F1 | Commercial | Miscellaneous | New | Food Preparation | Natural Gas | Range | E7 | Participant - Cost of Equipment | 0 | 0 | 0 | 0 | 0 | 0 | 0 | 0 | 0 | 0 | 0 | 0 | 0 | 0 | 0 | 0 | 0 | 0 | 0 | 0 | 0 | 0 | 0 | 0 | 0 | 0 | 0 | 0 | 0 | 0 | 0
F1_Commercial_Miscellaneous_New_Food Preparation_Natural Gas_Range_E8 | F1 | Commercial | Miscellaneous | New | Food Preparation | Natural Gas | Range | E8 | Participant - Cost of Equipment | 0 | 0 | 0 | 0 | 0 | 0 | 0 | 0 | 0 | 0 | 0 | 0 | 0 | 0 | 0 | 0 | 0 | 0 | 0 | 0 | 0 | 0 | 0 | 0 | 0 | 0 | 0 | 0 | 0 | 0 | 0
F1_Commercial_Miscellaneous_New_Food Preparation_Natural Gas_Range_E9 | F1 | Commercial | Miscellaneous | New | Food Preparation | Natural Gas | Range | E9 | Participant - Cost of Equipment | 0 | 0 | 0 | 0 | 0 | 0 | 0 | 0 | 0 | 0 | 0 | 0 | 0 | 0 | 0 | 0 | 0 | 0 | 0 | 0 | 0 | 0 | 0 | 0 | 0 | 0 | 0 | 0 | 0 | 0 | 0
F1_Commercial_Miscellaneous_New_Food Preparation_Natural Gas_Range_E10 | F1 | Commercial | Miscellaneous | New | Food Preparation | Natural Gas | Range | E10 | Participant - Cost of Equipment | 0 | 0 | 0 | 0 | 0 | 0 | 0 | 0 | 0 | 0 | 0 | 0 | 0 | 0 | 0 | 0 | 0 | 0 | 0 | 0 | 0 | 0 | 0 | 0 | 0 | 0 | 0 | 0 | 0 | 0 | 0
F2_Commercial_Miscellaneous_New_Food Preparation_Natural Gas_Range_E1 | F2 | Commercial | Miscellaneous | New | Food Preparation | Natural Gas | Range | E1 | Participant - Cost of Operation | 0.011802 | 0.012036 | 0.012203 | 0.012385 | 0.012645 | 0.011847 | 0.011224 | 0.010896 | 0.010778 | 0.010597 | 0.010475 | 0.01103 | 0.0098717 | 0.010551 | 0.011424 | 0.012272 | 0.012304 | 0.012362 | 0.012126 | 0.012295 | 0.012412 | 0.012572 | 0.012772 | 0.0060161 | 0.0058961 | 0.0057838 | 0.005678 | 0.0055777 | 0.005482 | 0.0053899 | 0.0053009
F2_Commercial_Miscellaneous_New_Food Preparation_Natural Gas_Range_E2 | F2 | Commercial | Miscellaneous | New | Food Preparation | Natural Gas | Range | E2 | Participant - Cost of Operation | 0.0088516 | 0.0090271 | 0.0091525 | 0.0092886 | 0.009484 | 0.0088855 | 0.0084178 | 0.0081719 | 0.0080835 | 0.007948 | 0.0078565 | 0.0082728 | 0.0074038 | 0.0079136 | 0.0085679 | 0.0092039 | 0.0092276 | 0.0092717 | 0.0090945 | 0.0092209 | 0.0093094 | 0.0094288 | 0.0095788 | 0.0045121 | 0.0044221 | 0.0043378 | 0.0042585 | 0.0041833 | 0.0041115 | 0.0040424 | 0.0039757
F2_Commercial_Miscellaneous_New_Food Preparation_Natural Gas_Range_E3 | F2 | Commercial | Miscellaneous | New | Food Preparation | Natural Gas | Range | E3 | Participant - Cost of Operation | 0 | 0 | 0 | 0 | 0 | 0 | 0 | 0 | 0 | 0 | 0 | 0 | 0 | 0 | 0 | 0 | 0 | 0 | 0 | 0 | 0 | 0 | 0 | 0 | 0 | 0 | 0 | 0 | 0 | 0 | 0
F2_Commercial_Miscellaneous_New_Food Preparation_Natural Gas_Range_E4 | F2 | Commercial | Miscellaneous | New | Food Preparation | Natural Gas | Range | E4 | Participant - Cost of Operation | 0 | 0 | 0 | 0 | 0 | 0 | 0 | 0 | 0 | 0 | 0 | 0 | 0 | 0 | 0 | 0 | 0 | 0 | 0 | 0 | 0 | 0 | 0 | 0 | 0 | 0 | 0 | 0 | 0 | 0 | 0
F2_Commercial_Miscellaneous_New_Food Preparation_Natural Gas_Range_E5 | F2 | Commercial | Miscellaneous | New | Food Preparation | Natural Gas | Range | E5 | Participant - Cost of Operation | 0 | 0 | 0 | 0 | 0 | 0 | 0 | 0 | 0 | 0 | 0 | 0 | 0 | 0 | 0 | 0 | 0 | 0 | 0 | 0 | 0 | 0 | 0 | 0 | 0 | 0 | 0 | 0 | 0 | 0 | 0
F2_Commercial_Miscellaneous_New_Food Preparation_Natural Gas_Range_E6 | F2 | Commercial | Miscellaneous | New | Food Preparation | Natural Gas | Range | E6 | Participant - Cost of Operation | 0 | 0 | 0 | 0 | 0 | 0 | 0 | 0 | 0 | 0 | 0 | 0 | 0 | 0 | 0 | 0 | 0 | 0 | 0 | 0 | 0 | 0 | 0 | 0 | 0 | 0 | 0 | 0 | 0 | 0 | 0
F2_Commercial_Miscellaneous_New_Food Preparation_Natural Gas_Range_E7 | F2 | Commercial | Miscellaneous | New | Food Preparation | Natural Gas | Range | E7 | Participant - Cost of Operation | 0 | 0 | 0 | 0 | 0 | 0 | 0 | 0 | 0 | 0 | 0 | 0 | 0 | 0 | 0 | 0 | 0 | 0 | 0 | 0 | 0 | 0 | 0 | 0 | 0 | 0 | 0 | 0 | 0 | 0 | 0
F2_Commercial_Miscellaneous_New_Food Preparation_Natural Gas_Range_E8 | F2 | Commercial | Miscellaneous | New | Food Preparation | Natural Gas | Range | E8 | Participant - Cost of Operation | 0 | 0 | 0 | 0 | 0 | 0 | 0 | 0 | 0 | 0 | 0 | 0 | 0 | 0 | 0 | 0 | 0 | 0 | 0 | 0 | 0 | 0 | 0 | 0 | 0 | 0 | 0 | 0 | 0 | 0 | 0
F2_Commercial_Miscellaneous_New_Food Preparation_Natural Gas_Range_E9 | F2 | Commercial | Miscellaneous | New | Food Preparation | Natural Gas | Range | E9 | Participant - Cost of Operation | 0 | 0 | 0 | 0 | 0 | 0 | 0 | 0 | 0 | 0 | 0 | 0 | 0 | 0 | 0 | 0 | 0 | 0 | 0 | 0 | 0 | 0 | 0 | 0 | 0 | 0 | 0 | 0 | 0 | 0 | 0
F2_Commercial_Miscellaneous_New_Food Preparation_Natural Gas_Range_E10 | F2 | Commercial | Miscellaneous | New | Food Preparation | Natural Gas | Range | E10 | Participant - Cost of Operation | 0 | 0 | 0 | 0 | 0 | 0 | 0 | 0 | 0 | 0 | 0 | 0 | 0 | 0 | 0 | 0 | 0 | 0 | 0 | 0 | 0 | 0 | 0 | 0 | 0 | 0 | 0 | 0 | 0 | 0 | 0
F3_Commercial_Miscellaneous_New_Food Preparation_Natural Gas_Range_E1 | F3 | Commercial | Miscellaneous | New | Food Preparation | Natural Gas | Range | E1 | System - kBTUs of Conusmption | 0.98761 | 0.98997 | 0.98846 | 0.98743 | 0.98743 | 0.98743 | 0.98743 | 0.98743 | 0.98743 | 0.98743 | 0.98743 | 0.98743 | 0.98743 | 0.98743 | 0.98743 | 0.98743 | 0.98743 | 0.98743 | 0.98743 | 0.98743 | 0.98743 | 0.98743 | 0.98743 | 0.98743 | 0.98743 | 0.98743 | 0.98743 | 0.98743 | 0.98743 | 0.98743 | 0.98743
F3_Commercial_Miscellaneous_New_Food Preparation_Natural Gas_Range_E2 | F3 | Commercial | Miscellaneous | New | Food Preparation | Natural Gas | Range | E2 | System - kBTUs of Conusmption | 0.7407 | 0.74248 | 0.74135 | 0.74057 | 0.74057 | 0.74057 | 0.74057 | 0.74057 | 0.74057 | 0.74057 | 0.74057 | 0.74057 | 0.74057 | 0.74057 | 0.74057 | 0.74057 | 0.74057 | 0.74057 | 0.74057 | 0.74057 | 0.74057 | 0.74057 | 0.74057 | 0.74057 | 0.74057 | 0.74057 | 0.74057 | 0.74057 | 0.74057 | 0.74057 | 0.74057
F3_Commercial_Miscellaneous_New_Food Preparation_Natural Gas_Range_E3 | F3 | Commercial | Miscellaneous | New | Food Preparation | Natural Gas | Range | E3 | System - kBTUs of Conusmption | 0 | 0 | 0 | 0 | 0 | 0 | 0 | 0 | 0 | 0 | 0 | 0 | 0 | 0 | 0 | 0 | 0 | 0 | 0 | 0 | 0 | 0 | 0 | 0 | 0 | 0 | 0 | 0 | 0 | 0 | 0
F3_Commercial_Miscellaneous_New_Food Preparation_Natural Gas_Range_E4 | F3 | Commercial | Miscellaneous | New | Food Preparation | Natural Gas | Range | E4 | System - kBTUs of Conusmption | 0 | 0 | 0 | 0 | 0 | 0 | 0 | 0 | 0 | 0 | 0 | 0 | 0 | 0 | 0 | 0 | 0 | 0 | 0 | 0 | 0 | 0 | 0 | 0 | 0 | 0 | 0 | 0 | 0 | 0 | 0
F3_Commercial_Miscellaneous_New_Food Preparation_Natural Gas_Range_E5 | F3 | Commercial | Miscellaneous | New | Food Preparation | Natural Gas | Range | E5 | System - kBTUs of Conusmption | 0 | 0 | 0 | 0 | 0 | 0 | 0 | 0 | 0 | 0 | 0 | 0 | 0 | 0 | 0 | 0 | 0 | 0 | 0 | 0 | 0 | 0 | 0 | 0 | 0 | 0 | 0 | 0 | 0 | 0 | 0
F3_Commercial_Miscellaneous_New_Food Preparation_Natural Gas_Range_E6 | F3 | Commercial | Miscellaneous | New | Food Preparation | Natural Gas | Range | E6 | System - kBTUs of Conusmption | 0 | 0 | 0 | 0 | 0 | 0 | 0 | 0 | 0 | 0 | 0 | 0 | 0 | 0 | 0 | 0 | 0 | 0 | 0 | 0 | 0 | 0 | 0 | 0 | 0 | 0 | 0 | 0 | 0 | 0 | 0
F3_Commercial_Miscellaneous_New_Food Preparation_Natural Gas_Range_E7 | F3 | Commercial | Miscellaneous | New | Food Preparation | Natural Gas | Range | E7 | System - kBTUs of Conusmption | 0 | 0 | 0 | 0 | 0 | 0 | 0 | 0 | 0 | 0 | 0 | 0 | 0 | 0 | 0 | 0 | 0 | 0 | 0 | 0 | 0 | 0 | 0 | 0 | 0 | 0 | 0 | 0 | 0 | 0 | 0
F3_Commercial_Miscellaneous_New_Food Preparation_Natural Gas_Range_E8 | F3 | Commercial | Miscellaneous | New | Food Preparation | Natural Gas | Range | E8 | System - kBTUs of Conusmption | 0 | 0 | 0 | 0 | 0 | 0 | 0 | 0 | 0 | 0 | 0 | 0 | 0 | 0 | 0 | 0 | 0 | 0 | 0 | 0 | 0 | 0 | 0 | 0 | 0 | 0 | 0 | 0 | 0 | 0 | 0
F3_Commercial_Miscellaneous_New_Food Preparation_Natural Gas_Range_E9 | F3 | Commercial | Miscellaneous | New | Food Preparation | Natural Gas | Range | E9 | System - kBTUs of Conusmption | 0 | 0 | 0 | 0 | 0 | 0 | 0 | 0 | 0 | 0 | 0 | 0 | 0 | 0 | 0 | 0 | 0 | 0 | 0 | 0 | 0 | 0 | 0 | 0 | 0 | 0 | 0 | 0 | 0 | 0 | 0
F3_Commercial_Miscellaneous_New_Food Preparation_Natural Gas_Range_E10 | F3 | Commercial | Miscellaneous | New | Food Preparation | Natural Gas | Range | E10 | System - kBTUs of Conusmption | 0 | 0 | 0 | 0 | 0 | 0 | 0 | 0 | 0 | 0 | 0 | 0 | 0 | 0 | 0 | 0 | 0 | 0 | 0 | 0 | 0 | 0 | 0 | 0 | 0 | 0 | 0 | 0 | 0 | 0 | 0
F4_Commercial_Miscellaneous_New_Food Preparation_Natural Gas_Range_E1 | F4 | Commercial | Miscellaneous | New | Food Preparation | Natural Gas | Range | E1 | Utility - Cost of Equipment | 0.0082617 | 0.0082617 | 0.0082617 | 0.0082617 | 0.0082617 | 0.0082617 | 0.0082617 | 0.0082617 | 0.0082617 | 0.0082617 | 0.0082617 | 0.0082617 | 0.0082617 | 0.0082617 | 0.0082617 | 0.0082617 | 0.0082617 | 0.0082617 | 0.0082617 | 0.0082617 | 0.0082617 | 0.0082617 | 0.0082617 | 0.0082617 | 0.0082617 | 0.0082617 | 0.0082617 | 0.0082617 | 0.0082617 | 0.0082617 | 0.0082617
F4_Commercial_Miscellaneous_New_Food Preparation_Natural Gas_Range_E2 | F4 | Commercial | Miscellaneous | New | Food Preparation | Natural Gas | Range | E2 | Utility - Cost of Equipment | 0.0082629 | 0.0082629 | 0.0082629 | 0.0082629 | 0.0082629 | 0.0082629 | 0.0082629 | 0.0082629 | 0.0082629 | 0.0082629 | 0.0082629 | 0.0082629 | 0.0082629 | 0.0082629 | 0.0082629 | 0.0082629 | 0.0082629 | 0.0082629 | 0.0082629 | 0.0082629 | 0.0082629 | 0.0082629 | 0.0082629 | 0.0082629 | 0.0082629 | 0.0082629 | 0.0082629 | 0.0082629 | 0.0082629 | 0.0082629 | 0.0082629
F4_Commercial_Miscellaneous_New_Food Preparation_Natural Gas_Range_E3 | F4 | Commercial | Miscellaneous | New | Food Preparation | Natural Gas | Range | E3 | Utility - Cost of Equipment | 0 | 0 | 0 | 0 | 0 | 0 | 0 | 0 | 0 | 0 | 0 | 0 | 0 | 0 | 0 | 0 | 0 | 0 | 0 | 0 | 0 | 0 | 0 | 0 | 0 | 0 | 0 | 0 | 0 | 0 | 0
F4_Commercial_Miscellaneous_New_Food Preparation_Natural Gas_Range_E4 | F4 | Commercial | Miscellaneous | New | Food Preparation | Natural Gas | Range | E4 | Utility - Cost of Equipment | 0 | 0 | 0 | 0 | 0 | 0 | 0 | 0 | 0 | 0 | 0 | 0 | 0 | 0 | 0 | 0 | 0 | 0 | 0 | 0 | 0 | 0 | 0 | 0 | 0 | 0 | 0 | 0 | 0 | 0 | 0
F4_Commercial_Miscellaneous_New_Food Preparation_Natural Gas_Range_E5 | F4 | Commercial | Miscellaneous | New | Food Preparation | Natural Gas | Range | E5 | Utility - Cost of Equipment | 0 | 0 | 0 | 0 | 0 | 0 | 0 | 0 | 0 | 0 | 0 | 0 | 0 | 0 | 0 | 0 | 0 | 0 | 0 | 0 | 0 | 0 | 0 | 0 | 0 | 0 | 0 | 0 | 0 | 0 | 0
F4_Commercial_Miscellaneous_New_Food Preparation_Natural Gas_Range_E6 | F4 | Commercial | Miscellaneous | New | Food Preparation | Natural Gas | Range | E6 | Utility - Cost of Equipment | 0 | 0 | 0 | 0 | 0 | 0 | 0 | 0 | 0 | 0 | 0 | 0 | 0 | 0 | 0 | 0 | 0 | 0 | 0 | 0 | 0 | 0 | 0 | 0 | 0 | 0 | 0 | 0 | 0 | 0 | 0
F4_Commercial_Miscellaneous_New_Food Preparation_Natural Gas_Range_E7 | F4 | Commercial | Miscellaneous | New | Food Preparation | Natural Gas | Range | E7 | Utility - Cost of Equipment | 0 | 0 | 0 | 0 | 0 | 0 | 0 | 0 | 0 | 0 | 0 | 0 | 0 | 0 | 0 | 0 | 0 | 0 | 0 | 0 | 0 | 0 | 0 | 0 | 0 | 0 | 0 | 0 | 0 | 0 | 0
F4_Commercial_Miscellaneous_New_Food Preparation_Natural Gas_Range_E8 | F4 | Commercial | Miscellaneous | New | Food Preparation | Natural Gas | Range | E8 | Utility - Cost of Equipment | 0 | 0 | 0 | 0 | 0 | 0 | 0 | 0 | 0 | 0 | 0 | 0 | 0 | 0 | 0 | 0 | 0 | 0 | 0 | 0 | 0 | 0 | 0 | 0 | 0 | 0 | 0 | 0 | 0 | 0 | 0
F4_Commercial_Miscellaneous_New_Food Preparation_Natural Gas_Range_E9 | F4 | Commercial | Miscellaneous | New | Food Preparation | Natural Gas | Range | E9 | Utility - Cost of Equipment | 0 | 0 | 0 | 0 | 0 | 0 | 0 | 0 | 0 | 0 | 0 | 0 | 0 | 0 | 0 | 0 | 0 | 0 | 0 | 0 | 0 | 0 | 0 | 0 | 0 | 0 | 0 | 0 | 0 | 0 | 0
F4_Commercial_Miscellaneous_New_Food Preparation_Natural Gas_Range_E10 | F4 | Commercial | Miscellaneous | New | Food Preparation | Natural Gas | Range | E10 | Utility - Cost of Equipment | 0 | 0 | 0 | 0 | 0 | 0 | 0 | 0 | 0 | 0 | 0 | 0 | 0 | 0 | 0 | 0 | 0 | 0 | 0 | 0 | 0 | 0 | 0 | 0 | 0 | 0 | 0 | 0 | 0 | 0 | 0
F5_Commercial_Miscellaneous_New_Food Preparation_Natural Gas_Range_E1 | F5 | Commercial | Miscellaneous | New | Food Preparation | Natural Gas | Range | E1 | Utility - Cost of Operation | 0.009851 | 0.010046 | 0.010186 | 0.010337 | 0.010555 | 0.0098888 | 0.0093683 | 0.0090945 | 0.0089962 | 0.0088453 | 0.0087435 | 0.0092068 | 0.0082397 | 0.0088071 | 0.0095353 | 0.010243 | 0.010269 | 0.010319 | 0.010121 | 0.010262 | 0.01036 | 0.010493 | 0.01066 | 0.0050215 | 0.0049214 | 0.0048276 | 0.0047393 | 0.0046556 | 0.0045757 | 0.0044988 | 0.0044246
F5_Commercial_Miscellaneous_New_Food Preparation_Natural Gas_Range_E2 | F5 | Commercial | Miscellaneous | New | Food Preparation | Natural Gas | Range | E2 | Utility - Cost of Operation | 0.0073883 | 0.0075347 | 0.0076394 | 0.007753 | 0.0079161 | 0.0074166 | 0.0070262 | 0.0068209 | 0.0067472 | 0.006634 | 0.0065576 | 0.0069051 | 0.0061798 | 0.0066053 | 0.0071514 | 0.0076823 | 0.0077021 | 0.0077389 | 0.007591 | 0.0076965 | 0.0077703 | 0.00787 | 0.0079952 | 0.0037662 | 0.003691 | 0.0036207 | 0.0035545 | 0.0034917 | 0.0034318 | 0.0033741 | 0.0033184
F5_Commercial_Miscellaneous_New_Food Preparation_Natural Gas_Range_E3 | F5 | Commercial | Miscellaneous | New | Food Preparation | Natural Gas | Range | E3 | Utility - Cost of Operation | 0 | 0 | 0 | 0 | 0 | 0 | 0 | 0 | 0 | 0 | 0 | 0 | 0 | 0 | 0 | 0 | 0 | 0 | 0 | 0 | 0 | 0 | 0 | 0 | 0 | 0 | 0 | 0 | 0 | 0 | 0
F5_Commercial_Miscellaneous_New_Food Preparation_Natural Gas_Range_E4 | F5 | Commercial | Miscellaneous | New | Food Preparation | Natural Gas | Range | E4 | Utility - Cost of Operation | 0 | 0 | 0 | 0 | 0 | 0 | 0 | 0 | 0 | 0 | 0 | 0 | 0 | 0 | 0 | 0 | 0 | 0 | 0 | 0 | 0 | 0 | 0 | 0 | 0 | 0 | 0 | 0 | 0 | 0 | 0
F5_Commercial_Miscellaneous_New_Food Preparation_Natural Gas_Range_E5 | F5 | Commercial | Miscellaneous | New | Food Preparation | Natural Gas | Range | E5 | Utility - Cost of Operation | 0 | 0 | 0 | 0 | 0 | 0 | 0 | 0 | 0 | 0 | 0 | 0 | 0 | 0 | 0 | 0 | 0 | 0 | 0 | 0 | 0 | 0 | 0 | 0 | 0 | 0 | 0 | 0 | 0 | 0 | 0
F5_Commercial_Miscellaneous_New_Food Preparation_Natural Gas_Range_E6 | F5 | Commercial | Miscellaneous | New | Food Preparation | Natural Gas | Range | E6 | Utility - Cost of Operation | 0 | 0 | 0 | 0 | 0 | 0 | 0 | 0 | 0 | 0 | 0 | 0 | 0 | 0 | 0 | 0 | 0 | 0 | 0 | 0 | 0 | 0 | 0 | 0 | 0 | 0 | 0 | 0 | 0 | 0 | 0
F5_Commercial_Miscellaneous_New_Food Preparation_Natural Gas_Range_E7 | F5 | Commercial | Miscellaneous | New | Food Preparation | Natural Gas | Range | E7 | Utility - Cost of Operation | 0 | 0 | 0 | 0 | 0 | 0 | 0 | 0 | 0 | 0 | 0 | 0 | 0 | 0 | 0 | 0 | 0 | 0 | 0 | 0 | 0 | 0 | 0 | 0 | 0 | 0 | 0 | 0 | 0 | 0 | 0
F5_Commercial_Miscellaneous_New_Food Preparation_Natural Gas_Range_E8 | F5 | Commercial | Miscellaneous | New | Food Preparation | Natural Gas | Range | E8 | Utility - Cost of Operation | 0 | 0 | 0 | 0 | 0 | 0 | 0 | 0 | 0 | 0 | 0 | 0 | 0 | 0 | 0 | 0 | 0 | 0 | 0 | 0 | 0 | 0 | 0 | 0 | 0 | 0 | 0 | 0 | 0 | 0 | 0
F5_Commercial_Miscellaneous_New_Food Preparation_Natural Gas_Range_E9 | F5 | Commercial | Miscellaneous | New | Food Preparation | Natural Gas | Range | E9 | Utility - Cost of Operation | 0 | 0 | 0 | 0 | 0 | 0 | 0 | 0 | 0 | 0 | 0 | 0 | 0 | 0 | 0 | 0 | 0 | 0 | 0 | 0 | 0 | 0 | 0 | 0 | 0 | 0 | 0 | 0 | 0 | 0 | 0
F5_Commercial_Miscellaneous_New_Food Preparation_Natural Gas_Range_E10 | F5 | Commercial | Miscellaneous | New | Food Preparation | Natural Gas | Range | E10 | Utility - Cost of Operation | 0 | 0 | 0 | 0 | 0 | 0 | 0 | 0 | 0 | 0 | 0 | 0 | 0 | 0 | 0 | 0 | 0 | 0 | 0 | 0 | 0 | 0 | 0 | 0 | 0 | 0 | 0 | 0 | 0 | 0 | 0
F6_Commercial_Miscellaneous_New_Food Preparation_Natural Gas_Range_E1 | F6 | Commercial | Miscellaneous | New | Food Preparation | Natural Gas | Range | E1 | Utility - Value of Sales | 0.011802 | 0.012036 | 0.012203 | 0.012385 | 0.012645 | 0.011847 | 0.011224 | 0.010896 | 0.010778 | 0.010597 | 0.010475 | 0.01103 | 0.0098717 | 0.010551 | 0.011424 | 0.012272 | 0.012304 | 0.012362 | 0.012126 | 0.012295 | 0.012412 | 0.012572 | 0.012772 | 0.0060161 | 0.0058961 | 0.0057838 | 0.005678 | 0.0055777 | 0.005482 | 0.0053899 | 0.0053009
F6_Commercial_Miscellaneous_New_Food Preparation_Natural Gas_Range_E2 | F6 | Commercial | Miscellaneous | New | Food Preparation | Natural Gas | Range | E2 | Utility - Value of Sales | 0.0088516 | 0.0090271 | 0.0091525 | 0.0092886 | 0.009484 | 0.0088855 | 0.0084178 | 0.0081719 | 0.0080835 | 0.007948 | 0.0078565 | 0.0082728 | 0.0074038 | 0.0079136 | 0.0085679 | 0.0092039 | 0.0092276 | 0.0092717 | 0.0090945 | 0.0092209 | 0.0093094 | 0.0094288 | 0.0095788 | 0.0045121 | 0.0044221 | 0.0043378 | 0.0042585 | 0.0041833 | 0.0041115 | 0.0040424 | 0.0039757
F6_Commercial_Miscellaneous_New_Food Preparation_Natural Gas_Range_E3 | F6 | Commercial | Miscellaneous | New | Food Preparation | Natural Gas | Range | E3 | Utility - Value of Sales | 0 | 0 | 0 | 0 | 0 | 0 | 0 | 0 | 0 | 0 | 0 | 0 | 0 | 0 | 0 | 0 | 0 | 0 | 0 | 0 | 0 | 0 | 0 | 0 | 0 | 0 | 0 | 0 | 0 | 0 | 0
F6_Commercial_Miscellaneous_New_Food Preparation_Natural Gas_Range_E4 | F6 | Commercial | Miscellaneous | New | Food Preparation | Natural Gas | Range | E4 | Utility - Value of Sales | 0 | 0 | 0 | 0 | 0 | 0 | 0 | 0 | 0 | 0 | 0 | 0 | 0 | 0 | 0 | 0 | 0 | 0 | 0 | 0 | 0 | 0 | 0 | 0 | 0 | 0 | 0 | 0 | 0 | 0 | 0
F6_Commercial_Miscellaneous_New_Food Preparation_Natural Gas_Range_E5 | F6 | Commercial | Miscellaneous | New | Food Preparation | Natural Gas | Range | E5 | Utility - Value of Sales | 0 | 0 | 0 | 0 | 0 | 0 | 0 | 0 | 0 | 0 | 0 | 0 | 0 | 0 | 0 | 0 | 0 | 0 | 0 | 0 | 0 | 0 | 0 | 0 | 0 | 0 | 0 | 0 | 0 | 0 | 0
F6_Commercial_Miscellaneous_New_Food Preparation_Natural Gas_Range_E6 | F6 | Commercial | Miscellaneous | New | Food Preparation | Natural Gas | Range | E6 | Utility - Value of Sales | 0 | 0 | 0 | 0 | 0 | 0 | 0 | 0 | 0 | 0 | 0 | 0 | 0 | 0 | 0 | 0 | 0 | 0 | 0 | 0 | 0 | 0 | 0 | 0 | 0 | 0 | 0 | 0 | 0 | 0 | 0
F6_Commercial_Miscellaneous_New_Food Preparation_Natural Gas_Range_E7 | F6 | Commercial | Miscellaneous | New | Food Preparation | Natural Gas | Range | E7 | Utility - Value of Sales | 0 | 0 | 0 | 0 | 0 | 0 | 0 | 0 | 0 | 0 | 0 | 0 | 0 | 0 | 0 | 0 | 0 | 0 | 0 | 0 | 0 | 0 | 0 | 0 | 0 | 0 | 0 | 0 | 0 | 0 | 0
F6_Commercial_Miscellaneous_New_Food Preparation_Natural Gas_Range_E8 | F6 | Commercial | Miscellaneous | New | Food Preparation | Natural Gas | Range | E8 | Utility - Value of Sales | 0 | 0 | 0 | 0 | 0 | 0 | 0 | 0 | 0 | 0 | 0 | 0 | 0 | 0 | 0 | 0 | 0 | 0 | 0 | 0 | 0 | 0 | 0 | 0 | 0 | 0 | 0 | 0 | 0 | 0 | 0
F6_Commercial_Miscellaneous_New_Food Preparation_Natural Gas_Range_E9 | F6 | Commercial | Miscellaneous | New | Food Preparation | Natural Gas | Range | E9 | Utility - Value of Sales | 0 | 0 | 0 | 0 | 0 | 0 | 0 | 0 | 0 | 0 | 0 | 0 | 0 | 0 | 0 | 0 | 0 | 0 | 0 | 0 | 0 | 0 | 0 | 0 | 0 | 0 | 0 | 0 | 0 | 0 | 0
F6_Commercial_Miscellaneous_New_Food Preparation_Natural Gas_Range_E10 | F6 | Commercial | Miscellaneous | New | Food Preparation | Natural Gas | Range | E10 | Utility - Value of Sales | 0 | 0 | 0 | 0 | 0 | 0 | 0 | 0 | 0 | 0 | 0 | 0 | 0 | 0 | 0 | 0 | 0 | 0 | 0 | 0 | 0 | 0 | 0 | 0 | 0 | 0 | 0 | 0 | 0 | 0 | 0
F1_Commercial_Miscellaneous_New_Food Preparation_Natural Gas_Steamer_E1 | F1 | Commercial | Miscellaneous | New | Food Preparation | Natural Gas | Steamer | E1 | Participant - Cost of Equipment | 0.025282 | 0.025282 | 0.025282 | 0 | 0 | 0 | 0 | 0 | 0 | 0 | 0 | 0 | 0 | 0 | 0 | 0 | 0 | 0 | 0 | 0 | 0 | 0 | 0 | 0 | 0 | 0 | 0 | 0 | 0 | 0 | 0
F1_Commercial_Miscellaneous_New_Food Preparation_Natural Gas_Steamer_E2 | F1 | Commercial | Miscellaneous | New | Food Preparation | Natural Gas | Steamer | E2 | Participant - Cost of Equipment | 0.027161 | 0.027161 | 0.027161 | 0.027161 | 0.027161 | 0.027161 | 0.027161 | 0.027161 | 0.027161 | 0.027161 | 0.027161 | 0.027161 | 0.027161 | 0.027161 | 0.027161 | 0.027161 | 0.027161 | 0.027161 | 0.027161 | 0.027161 | 0.027161 | 0.027161 | 0.027161 | 0.027161 | 0.027161 | 0.027161 | 0.027161 | 0.027161 | 0.027161 | 0.027161 | 0.027161
F1_Commercial_Miscellaneous_New_Food Preparation_Natural Gas_Steamer_E3 | F1 | Commercial | Miscellaneous | New | Food Preparation | Natural Gas | Steamer | E3 | Participant - Cost of Equipment | 0 | 0 | 0 | 0 | 0 | 0 | 0 | 0 | 0 | 0 | 0 | 0 | 0 | 0 | 0 | 0 | 0 | 0 | 0 | 0 | 0 | 0 | 0 | 0 | 0 | 0 | 0 | 0 | 0 | 0 | 0
F1_Commercial_Miscellaneous_New_Food Preparation_Natural Gas_Steamer_E4 | F1 | Commercial | Miscellaneous | New | Food Preparation | Natural Gas | Steamer | E4 | Participant - Cost of Equipment | 0 | 0 | 0 | 0 | 0 | 0 | 0 | 0 | 0 | 0 | 0 | 0 | 0 | 0 | 0 | 0 | 0 | 0 | 0 | 0 | 0 | 0 | 0 | 0 | 0 | 0 | 0 | 0 | 0 | 0 | 0
F1_Commercial_Miscellaneous_New_Food Preparation_Natural Gas_Steamer_E5 | F1 | Commercial | Miscellaneous | New | Food Preparation | Natural Gas | Steamer | E5 | Participant - Cost of Equipment | 0 | 0 | 0 | 0 | 0 | 0 | 0 | 0 | 0 | 0 | 0 | 0 | 0 | 0 | 0 | 0 | 0 | 0 | 0 | 0 | 0 | 0 | 0 | 0 | 0 | 0 | 0 | 0 | 0 | 0 | 0
F1_Commercial_Miscellaneous_New_Food Preparation_Natural Gas_Steamer_E6 | F1 | Commercial | Miscellaneous | New | Food Preparation | Natural Gas | Steamer | E6 | Participant - Cost of Equipment | 0 | 0 | 0 | 0 | 0 | 0 | 0 | 0 | 0 | 0 | 0 | 0 | 0 | 0 | 0 | 0 | 0 | 0 | 0 | 0 | 0 | 0 | 0 | 0 | 0 | 0 | 0 | 0 | 0 | 0 | 0
F1_Commercial_Miscellaneous_New_Food Preparation_Natural Gas_Steamer_E7 | F1 | Commercial | Miscellaneous | New | Food Preparation | Natural Gas | Steamer | E7 | Participant - Cost of Equipment | 0 | 0 | 0 | 0 | 0 | 0 | 0 | 0 | 0 | 0 | 0 | 0 | 0 | 0 | 0 | 0 | 0 | 0 | 0 | 0 | 0 | 0 | 0 | 0 | 0 | 0 | 0 | 0 | 0 | 0 | 0
F1_Commercial_Miscellaneous_New_Food Preparation_Natural Gas_Steamer_E8 | F1 | Commercial | Miscellaneous | New | Food Preparation | Natural Gas | Steamer | E8 | Participant - Cost of Equipment | 0 | 0 | 0 | 0 | 0 | 0 | 0 | 0 | 0 | 0 | 0 | 0 | 0 | 0 | 0 | 0 | 0 | 0 | 0 | 0 | 0 | 0 | 0 | 0 | 0 | 0 | 0 | 0 | 0 | 0 | 0
F1_Commercial_Miscellaneous_New_Food Preparation_Natural Gas_Steamer_E9 | F1 | Commercial | Miscellaneous | New | Food Preparation | Natural Gas | Steamer | E9 | Participant - Cost of Equipment | 0 | 0 | 0 | 0 | 0 | 0 | 0 | 0 | 0 | 0 | 0 | 0 | 0 | 0 | 0 | 0 | 0 | 0 | 0 | 0 | 0 | 0 | 0 | 0 | 0 | 0 | 0 | 0 | 0 | 0 | 0
F1_Commercial_Miscellaneous_New_Food Preparation_Natural Gas_Steamer_E10 | F1 | Commercial | Miscellaneous | New | Food Preparation | Natural Gas | Steamer | E10 | Participant - Cost of Equipment | 0 | 0 | 0 | 0 | 0 | 0 | 0 | 0 | 0 | 0 | 0 | 0 | 0 | 0 | 0 | 0 | 0 | 0 | 0 | 0 | 0 | 0 | 0 | 0 | 0 | 0 | 0 | 0 | 0 | 0 | 0
F2_Commercial_Miscellaneous_New_Food Preparation_Natural Gas_Steamer_E1 | F2 | Commercial | Miscellaneous | New | Food Preparation | Natural Gas | Steamer | E1 | Participant - Cost of Operation | 0.02766 | 0.027895 | 0.02803 | 0 | 0 | 0 | 0 | 0 | 0 | 0 | 0 | 0 | 0 | 0 | 0 | 0 | 0 | 0 | 0 | 0 | 0 | 0 | 0 | 0 | 0 | 0 | 0 | 0 | 0 | 0 | 0
F2_Commercial_Miscellaneous_New_Food Preparation_Natural Gas_Steamer_E2 | F2 | Commercial | Miscellaneous | New | Food Preparation | Natural Gas | Steamer | E2 | Participant - Cost of Operation | 0.0057697 | 0.0058186 | 0.0058467 | 0.005873 | 0.0059309 | 0.0055813 | 0.0052924 | 0.0052817 | 0.0053774 | 0.005463 | 0.0055927 | 0.0057103 | 0.0050799 | 0.005224 | 0.0054361 | 0.0056214 | 0.0056277 | 0.0056461 | 0.0055385 | 0.0056046 | 0.0056493 | 0.005712 | 0.0057923 | 0.0028931 | 0.0028366 | 0.0027835 | 0.0027333 | 0.0026855 | 0.0026398 | 0.0025958 | 0.0025532
F2_Commercial_Miscellaneous_New_Food Preparation_Natural Gas_Steamer_E3 | F2 | Commercial | Miscellaneous | New | Food Preparation | Natural Gas | Steamer | E3 | Participant - Cost of Operation | 0 | 0 | 0 | 0 | 0 | 0 | 0 | 0 | 0 | 0 | 0 | 0 | 0 | 0 | 0 | 0 | 0 | 0 | 0 | 0 | 0 | 0 | 0 | 0 | 0 | 0 | 0 | 0 | 0 | 0 | 0
F2_Commercial_Miscellaneous_New_Food Preparation_Natural Gas_Steamer_E4 | F2 | Commercial | Miscellaneous | New | Food Preparation | Natural Gas | Steamer | E4 | Participant - Cost of Operation | 0 | 0 | 0 | 0 | 0 | 0 | 0 | 0 | 0 | 0 | 0 | 0 | 0 | 0 | 0 | 0 | 0 | 0 | 0 | 0 | 0 | 0 | 0 | 0 | 0 | 0 | 0 | 0 | 0 | 0 | 0
F2_Commercial_Miscellaneous_New_Food Preparation_Natural Gas_Steamer_E5 | F2 | Commercial | Miscellaneous | New | Food Preparation | Natural Gas | Steamer | E5 | Participant - Cost of Operation | 0 | 0 | 0 | 0 | 0 | 0 | 0 | 0 | 0 | 0 | 0 | 0 | 0 | 0 | 0 | 0 | 0 | 0 | 0 | 0 | 0 | 0 | 0 | 0 | 0 | 0 | 0 | 0 | 0 | 0 | 0
F2_Commercial_Miscellaneous_New_Food Preparation_Natural Gas_Steamer_E6 | F2 | Commercial | Miscellaneous | New | Food Preparation | Natural Gas | Steamer | E6 | Participant - Cost of Operation | 0 | 0 | 0 | 0 | 0 | 0 | 0 | 0 | 0 | 0 | 0 | 0 | 0 | 0 | 0 | 0 | 0 | 0 | 0 | 0 | 0 | 0 | 0 | 0 | 0 | 0 | 0 | 0 | 0 | 0 | 0
F2_Commercial_Miscellaneous_New_Food Preparation_Natural Gas_Steamer_E7 | F2 | Commercial | Miscellaneous | New | Food Preparation | Natural Gas | Steamer | E7 | Participant - Cost of Operation | 0 | 0 | 0 | 0 | 0 | 0 | 0 | 0 | 0 | 0 | 0 | 0 | 0 | 0 | 0 | 0 | 0 | 0 | 0 | 0 | 0 | 0 | 0 | 0 | 0 | 0 | 0 | 0 | 0 | 0 | 0
F2_Commercial_Miscellaneous_New_Food Preparation_Natural Gas_Steamer_E8 | F2 | Commercial | Miscellaneous | New | Food Preparation | Natural Gas | Steamer | E8 | Participant - Cost of Operation | 0 | 0 | 0 | 0 | 0 | 0 | 0 | 0 | 0 | 0 | 0 | 0 | 0 | 0 | 0 | 0 | 0 | 0 | 0 | 0 | 0 | 0 | 0 | 0 | 0 | 0 | 0 | 0 | 0 | 0 | 0
F2_Commercial_Miscellaneous_New_Food Preparation_Natural Gas_Steamer_E9 | F2 | Commercial | Miscellaneous | New | Food Preparation | Natural Gas | Steamer | E9 | Participant - Cost of Operation | 0 | 0 | 0 | 0 | 0 | 0 | 0 | 0 | 0 | 0 | 0 | 0 | 0 | 0 | 0 | 0 | 0 | 0 | 0 | 0 | 0 | 0 | 0 | 0 | 0 | 0 | 0 | 0 | 0 | 0 | 0
F2_Commercial_Miscellaneous_New_Food Preparation_Natural Gas_Steamer_E10 | F2 | Commercial | Miscellaneous | New | Food Preparation | Natural Gas | Steamer | E10 | Participant - Cost of Operation | 0 | 0 | 0 | 0 | 0 | 0 | 0 | 0 | 0 | 0 | 0 | 0 | 0 | 0 | 0 | 0 | 0 | 0 | 0 | 0 | 0 | 0 | 0 | 0 | 0 | 0 | 0 | 0 | 0 | 0 | 0
F3_Commercial_Miscellaneous_New_Food Preparation_Natural Gas_Steamer_E1 | F3 | Commercial | Miscellaneous | New | Food Preparation | Natural Gas | Steamer | E1 | System - kBTUs of Conusmption | 2.3269 | 2.3315 | 2.3286 | 0 | 0 | 0 | 0 | 0 | 0 | 0 | 0 | 0 | 0 | 0 | 0 | 0 | 0 | 0 | 0 | 0 | 0 | 0 | 0 | 0 | 0 | 0 | 0 | 0 | 0 | 0 | 0
F3_Commercial_Miscellaneous_New_Food Preparation_Natural Gas_Steamer_E2 | F3 | Commercial | Miscellaneous | New | Food Preparation | Natural Gas | Steamer | E2 | System - kBTUs of Conusmption | 0.48537 | 0.48634 | 0.48572 | 0.4853 | 0.4853 | 0.4853 | 0.4853 | 0.4853 | 0.4853 | 0.4853 | 0.4853 | 0.4853 | 0.4853 | 0.4853 | 0.4853 | 0.4853 | 0.4853 | 0.4853 | 0.4853 | 0.4853 | 0.4853 | 0.4853 | 0.4853 | 0.4853 | 0.4853 | 0.4853 | 0.4853 | 0.4853 | 0.4853 | 0.4853 | 0.4853
F3_Commercial_Miscellaneous_New_Food Preparation_Natural Gas_Steamer_E3 | F3 | Commercial | Miscellaneous | New | Food Preparation | Natural Gas | Steamer | E3 | System - kBTUs of Conusmption | 0 | 0 | 0 | 0 | 0 | 0 | 0 | 0 | 0 | 0 | 0 | 0 | 0 | 0 | 0 | 0 | 0 | 0 | 0 | 0 | 0 | 0 | 0 | 0 | 0 | 0 | 0 | 0 | 0 | 0 | 0
F3_Commercial_Miscellaneous_New_Food Preparation_Natural Gas_Steamer_E4 | F3 | Commercial | Miscellaneous | New | Food Preparation | Natural Gas | Steamer | E4 | System - kBTUs of Conusmption | 0 | 0 | 0 | 0 | 0 | 0 | 0 | 0 | 0 | 0 | 0 | 0 | 0 | 0 | 0 | 0 | 0 | 0 | 0 | 0 | 0 | 0 | 0 | 0 | 0 | 0 | 0 | 0 | 0 | 0 | 0
F3_Commercial_Miscellaneous_New_Food Preparation_Natural Gas_Steamer_E5 | F3 | Commercial | Miscellaneous | New | Food Preparation | Natural Gas | Steamer | E5 | System - kBTUs of Conusmption | 0 | 0 | 0 | 0 | 0 | 0 | 0 | 0 | 0 | 0 | 0 | 0 | 0 | 0 | 0 | 0 | 0 | 0 | 0 | 0 | 0 | 0 | 0 | 0 | 0 | 0 | 0 | 0 | 0 | 0 | 0
F3_Commercial_Miscellaneous_New_Food Preparation_Natural Gas_Steamer_E6 | F3 | Commercial | Miscellaneous | New | Food Preparation | Natural Gas | Steamer | E6 | System - kBTUs of Conusmption | 0 | 0 | 0 | 0 | 0 | 0 | 0 | 0 | 0 | 0 | 0 | 0 | 0 | 0 | 0 | 0 | 0 | 0 | 0 | 0 | 0 | 0 | 0 | 0 | 0 | 0 | 0 | 0 | 0 | 0 | 0
F3_Commercial_Miscellaneous_New_Food Preparation_Natural Gas_Steamer_E7 | F3 | Commercial | Miscellaneous | New | Food Preparation | Natural Gas | Steamer | E7 | System - kBTUs of Conusmption | 0 | 0 | 0 | 0 | 0 | 0 | 0 | 0 | 0 | 0 | 0 | 0 | 0 | 0 | 0 | 0 | 0 | 0 | 0 | 0 | 0 | 0 | 0 | 0 | 0 | 0 | 0 | 0 | 0 | 0 | 0
F3_Commercial_Miscellaneous_New_Food Preparation_Natural Gas_Steamer_E8 | F3 | Commercial | Miscellaneous | New | Food Preparation | Natural Gas | Steamer | E8 | System - kBTUs of Conusmption | 0 | 0 | 0 | 0 | 0 | 0 | 0 | 0 | 0 | 0 | 0 | 0 | 0 | 0 | 0 | 0 | 0 | 0 | 0 | 0 | 0 | 0 | 0 | 0 | 0 | 0 | 0 | 0 | 0 | 0 | 0
F3_Commercial_Miscellaneous_New_Food Preparation_Natural Gas_Steamer_E9 | F3 | Commercial | Miscellaneous | New | Food Preparation | Natural Gas | Steamer | E9 | System - kBTUs of Conusmption | 0 | 0 | 0 | 0 | 0 | 0 | 0 | 0 | 0 | 0 | 0 | 0 | 0 | 0 | 0 | 0 | 0 | 0 | 0 | 0 | 0 | 0 | 0 | 0 | 0 | 0 | 0 | 0 | 0 | 0 | 0
F3_Commercial_Miscellaneous_New_Food Preparation_Natural Gas_Steamer_E10 | F3 | Commercial | Miscellaneous | New | Food Preparation | Natural Gas | Steamer | E10 | System - kBTUs of Conusmption | 0 | 0 | 0 | 0 | 0 | 0 | 0 | 0 | 0 | 0 | 0 | 0 | 0 | 0 | 0 | 0 | 0 | 0 | 0 | 0 | 0 | 0 | 0 | 0 | 0 | 0 | 0 | 0 | 0 | 0 | 0
F4_Commercial_Miscellaneous_New_Food Preparation_Natural Gas_Steamer_E1 | F4 | Commercial | Miscellaneous | New | Food Preparation | Natural Gas | Steamer | E1 | Utility - Cost of Equipment | 0.025282 | 0.025282 | 0.025282 | 0 | 0 | 0 | 0 | 0 | 0 | 0 | 0 | 0 | 0 | 0 | 0 | 0 | 0 | 0 | 0 | 0 | 0 | 0 | 0 | 0 | 0 | 0 | 0 | 0 | 0 | 0 | 0
F4_Commercial_Miscellaneous_New_Food Preparation_Natural Gas_Steamer_E2 | F4 | Commercial | Miscellaneous | New | Food Preparation | Natural Gas | Steamer | E2 | Utility - Cost of Equipment | 0.027161 | 0.027161 | 0.027161 | 0.027161 | 0.027161 | 0.027161 | 0.027161 | 0.027161 | 0.027161 | 0.027161 | 0.027161 | 0.027161 | 0.027161 | 0.027161 | 0.027161 | 0.027161 | 0.027161 | 0.027161 | 0.027161 | 0.027161 | 0.027161 | 0.027161 | 0.027161 | 0.027161 | 0.027161 | 0.027161 | 0.027161 | 0.027161 | 0.027161 | 0.027161 | 0.027161
F4_Commercial_Miscellaneous_New_Food Preparation_Natural Gas_Steamer_E3 | F4 | Commercial | Miscellaneous | New | Food Preparation | Natural Gas | Steamer | E3 | Utility - Cost of Equipment | 0 | 0 | 0 | 0 | 0 | 0 | 0 | 0 | 0 | 0 | 0 | 0 | 0 | 0 | 0 | 0 | 0 | 0 | 0 | 0 | 0 | 0 | 0 | 0 | 0 | 0 | 0 | 0 | 0 | 0 | 0
F4_Commercial_Miscellaneous_New_Food Preparation_Natural Gas_Steamer_E4 | F4 | Commercial | Miscellaneous | New | Food Preparation | Natural Gas | Steamer | E4 | Utility - Cost of Equipment | 0 | 0 | 0 | 0 | 0 | 0 | 0 | 0 | 0 | 0 | 0 | 0 | 0 | 0 | 0 | 0 | 0 | 0 | 0 | 0 | 0 | 0 | 0 | 0 | 0 | 0 | 0 | 0 | 0 | 0 | 0
F4_Commercial_Miscellaneous_New_Food Preparation_Natural Gas_Steamer_E5 | F4 | Commercial | Miscellaneous | New | Food Preparation | Natural Gas | Steamer | E5 | Utility - Cost of Equipment | 0 | 0 | 0 | 0 | 0 | 0 | 0 | 0 | 0 | 0 | 0 | 0 | 0 | 0 | 0 | 0 | 0 | 0 | 0 | 0 | 0 | 0 | 0 | 0 | 0 | 0 | 0 | 0 | 0 | 0 | 0
F4_Commercial_Miscellaneous_New_Food Preparation_Natural Gas_Steamer_E6 | F4 | Commercial | Miscellaneous | New | Food Preparation | Natural Gas | Steamer | E6 | Utility - Cost of Equipment | 0 | 0 | 0 | 0 | 0 | 0 | 0 | 0 | 0 | 0 | 0 | 0 | 0 | 0 | 0 | 0 | 0 | 0 | 0 | 0 | 0 | 0 | 0 | 0 | 0 | 0 | 0 | 0 | 0 | 0 | 0
F4_Commercial_Miscellaneous_New_Food Preparation_Natural Gas_Steamer_E7 | F4 | Commercial | Miscellaneous | New | Food Preparation | Natural Gas | Steamer | E7 | Utility - Cost of Equipment | 0 | 0 | 0 | 0 | 0 | 0 | 0 | 0 | 0 | 0 | 0 | 0 | 0 | 0 | 0 | 0 | 0 | 0 | 0 | 0 | 0 | 0 | 0 | 0 | 0 | 0 | 0 | 0 | 0 | 0 | 0
F4_Commercial_Miscellaneous_New_Food Preparation_Natural Gas_Steamer_E8 | F4 | Commercial | Miscellaneous | New | Food Preparation | Natural Gas | Steamer | E8 | Utility - Cost of Equipment | 0 | 0 | 0 | 0 | 0 | 0 | 0 | 0 | 0 | 0 | 0 | 0 | 0 | 0 | 0 | 0 | 0 | 0 | 0 | 0 | 0 | 0 | 0 | 0 | 0 | 0 | 0 | 0 | 0 | 0 | 0
F4_Commercial_Miscellaneous_New_Food Preparation_Natural Gas_Steamer_E9 | F4 | Commercial | Miscellaneous | New | Food Preparation | Natural Gas | Steamer | E9 | Utility - Cost of Equipment | 0 | 0 | 0 | 0 | 0 | 0 | 0 | 0 | 0 | 0 | 0 | 0 | 0 | 0 | 0 | 0 | 0 | 0 | 0 | 0 | 0 | 0 | 0 | 0 | 0 | 0 | 0 | 0 | 0 | 0 | 0
F4_Commercial_Miscellaneous_New_Food Preparation_Natural Gas_Steamer_E10 | F4 | Commercial | Miscellaneous | New | Food Preparation | Natural Gas | Steamer | E10 | Utility - Cost of Equipment | 0 | 0 | 0 | 0 | 0 | 0 | 0 | 0 | 0 | 0 | 0 | 0 | 0 | 0 | 0 | 0 | 0 | 0 | 0 | 0 | 0 | 0 | 0 | 0 | 0 | 0 | 0 | 0 | 0 | 0 | 0
F5_Commercial_Miscellaneous_New_Food Preparation_Natural Gas_Steamer_E1 | F5 | Commercial | Miscellaneous | New | Food Preparation | Natural Gas | Steamer | E1 | Utility - Cost of Operation | 0.023088 | 0.023283 | 0.023396 | 0 | 0 | 0 | 0 | 0 | 0 | 0 | 0 | 0 | 0 | 0 | 0 | 0 | 0 | 0 | 0 | 0 | 0 | 0 | 0 | 0 | 0 | 0 | 0 | 0 | 0 | 0 | 0
F5_Commercial_Miscellaneous_New_Food Preparation_Natural Gas_Steamer_E2 | F5 | Commercial | Miscellaneous | New | Food Preparation | Natural Gas | Steamer | E2 | Utility - Cost of Operation | 0.0048158 | 0.0048567 | 0.0048801 | 0.0049021 | 0.0049504 | 0.0046586 | 0.0044175 | 0.0044085 | 0.0044884 | 0.0045599 | 0.0046681 | 0.0047663 | 0.0042401 | 0.0043604 | 0.0045374 | 0.0046921 | 0.0046973 | 0.0047127 | 0.0046229 | 0.0046781 | 0.0047154 | 0.0047677 | 0.0048347 | 0.0024148 | 0.0023676 | 0.0023233 | 0.0022814 | 0.0022416 | 0.0022034 | 0.0021667 | 0.0021311
F5_Commercial_Miscellaneous_New_Food Preparation_Natural Gas_Steamer_E3 | F5 | Commercial | Miscellaneous | New | Food Preparation | Natural Gas | Steamer | E3 | Utility - Cost of Operation | 0 | 0 | 0 | 0 | 0 | 0 | 0 | 0 | 0 | 0 | 0 | 0 | 0 | 0 | 0 | 0 | 0 | 0 | 0 | 0 | 0 | 0 | 0 | 0 | 0 | 0 | 0 | 0 | 0 | 0 | 0
F5_Commercial_Miscellaneous_New_Food Preparation_Natural Gas_Steamer_E4 | F5 | Commercial | Miscellaneous | New | Food Preparation | Natural Gas | Steamer | E4 | Utility - Cost of Operation | 0 | 0 | 0 | 0 | 0 | 0 | 0 | 0 | 0 | 0 | 0 | 0 | 0 | 0 | 0 | 0 | 0 | 0 | 0 | 0 | 0 | 0 | 0 | 0 | 0 | 0 | 0 | 0 | 0 | 0 | 0
F5_Commercial_Miscellaneous_New_Food Preparation_Natural Gas_Steamer_E5 | F5 | Commercial | Miscellaneous | New | Food Preparation | Natural Gas | Steamer | E5 | Utility - Cost of Operation | 0 | 0 | 0 | 0 | 0 | 0 | 0 | 0 | 0 | 0 | 0 | 0 | 0 | 0 | 0 | 0 | 0 | 0 | 0 | 0 | 0 | 0 | 0 | 0 | 0 | 0 | 0 | 0 | 0 | 0 | 0
F5_Commercial_Miscellaneous_New_Food Preparation_Natural Gas_Steamer_E6 | F5 | Commercial | Miscellaneous | New | Food Preparation | Natural Gas | Steamer | E6 | Utility - Cost of Operation | 0 | 0 | 0 | 0 | 0 | 0 | 0 | 0 | 0 | 0 | 0 | 0 | 0 | 0 | 0 | 0 | 0 | 0 | 0 | 0 | 0 | 0 | 0 | 0 | 0 | 0 | 0 | 0 | 0 | 0 | 0
F5_Commercial_Miscellaneous_New_Food Preparation_Natural Gas_Steamer_E7 | F5 | Commercial | Miscellaneous | New | Food Preparation | Natural Gas | Steamer | E7 | Utility - Cost of Operation | 0 | 0 | 0 | 0 | 0 | 0 | 0 | 0 | 0 | 0 | 0 | 0 | 0 | 0 | 0 | 0 | 0 | 0 | 0 | 0 | 0 | 0 | 0 | 0 | 0 | 0 | 0 | 0 | 0 | 0 | 0
F5_Commercial_Miscellaneous_New_Food Preparation_Natural Gas_Steamer_E8 | F5 | Commercial | Miscellaneous | New | Food Preparation | Natural Gas | Steamer | E8 | Utility - Cost of Operation | 0 | 0 | 0 | 0 | 0 | 0 | 0 | 0 | 0 | 0 | 0 | 0 | 0 | 0 | 0 | 0 | 0 | 0 | 0 | 0 | 0 | 0 | 0 | 0 | 0 | 0 | 0 | 0 | 0 | 0 | 0
F5_Commercial_Miscellaneous_New_Food Preparation_Natural Gas_Steamer_E9 | F5 | Commercial | Miscellaneous | New | Food Preparation | Natural Gas | Steamer | E9 | Utility - Cost of Operation | 0 | 0 | 0 | 0 | 0 | 0 | 0 | 0 | 0 | 0 | 0 | 0 | 0 | 0 | 0 | 0 | 0 | 0 | 0 | 0 | 0 | 0 | 0 | 0 | 0 | 0 | 0 | 0 | 0 | 0 | 0
F5_Commercial_Miscellaneous_New_Food Preparation_Natural Gas_Steamer_E10 | F5 | Commercial | Miscellaneous | New | Food Preparation | Natural Gas | Steamer | E10 | Utility - Cost of Operation | 0 | 0 | 0 | 0 | 0 | 0 | 0 | 0 | 0 | 0 | 0 | 0 | 0 | 0 | 0 | 0 | 0 | 0 | 0 | 0 | 0 | 0 | 0 | 0 | 0 | 0 | 0 | 0 | 0 | 0 | 0
F6_Commercial_Miscellaneous_New_Food Preparation_Natural Gas_Steamer_E1 | F6 | Commercial | Miscellaneous | New | Food Preparation | Natural Gas | Steamer | E1 | Utility - Value of Sales | 0.02766 | 0.027895 | 0.02803 | 0 | 0 | 0 | 0 | 0 | 0 | 0 | 0 | 0 | 0 | 0 | 0 | 0 | 0 | 0 | 0 | 0 | 0 | 0 | 0 | 0 | 0 | 0 | 0 | 0 | 0 | 0 | 0
F6_Commercial_Miscellaneous_New_Food Preparation_Natural Gas_Steamer_E2 | F6 | Commercial | Miscellaneous | New | Food Preparation | Natural Gas | Steamer | E2 | Utility - Value of Sales | 0.0057697 | 0.0058186 | 0.0058467 | 0.005873 | 0.0059309 | 0.0055813 | 0.0052924 | 0.0052817 | 0.0053774 | 0.005463 | 0.0055927 | 0.0057103 | 0.0050799 | 0.005224 | 0.0054361 | 0.0056214 | 0.0056277 | 0.0056461 | 0.0055385 | 0.0056046 | 0.0056493 | 0.005712 | 0.0057923 | 0.0028931 | 0.0028366 | 0.0027835 | 0.0027333 | 0.0026855 | 0.0026398 | 0.0025958 | 0.0025532
F6_Commercial_Miscellaneous_New_Food Preparation_Natural Gas_Steamer_E3 | F6 | Commercial | Miscellaneous | New | Food Preparation | Natural Gas | Steamer | E3 | Utility - Value of Sales | 0 | 0 | 0 | 0 | 0 | 0 | 0 | 0 | 0 | 0 | 0 | 0 | 0 | 0 | 0 | 0 | 0 | 0 | 0 | 0 | 0 | 0 | 0 | 0 | 0 | 0 | 0 | 0 | 0 | 0 | 0
F6_Commercial_Miscellaneous_New_Food Preparation_Natural Gas_Steamer_E4 | F6 | Commercial | Miscellaneous | New | Food Preparation | Natural Gas | Steamer | E4 | Utility - Value of Sales | 0 | 0 | 0 | 0 | 0 | 0 | 0 | 0 | 0 | 0 | 0 | 0 | 0 | 0 | 0 | 0 | 0 | 0 | 0 | 0 | 0 | 0 | 0 | 0 | 0 | 0 | 0 | 0 | 0 | 0 | 0
F6_Commercial_Miscellaneous_New_Food Preparation_Natural Gas_Steamer_E5 | F6 | Commercial | Miscellaneous | New | Food Preparation | Natural Gas | Steamer | E5 | Utility - Value of Sales | 0 | 0 | 0 | 0 | 0 | 0 | 0 | 0 | 0 | 0 | 0 | 0 | 0 | 0 | 0 | 0 | 0 | 0 | 0 | 0 | 0 | 0 | 0 | 0 | 0 | 0 | 0 | 0 | 0 | 0 | 0
F6_Commercial_Miscellaneous_New_Food Preparation_Natural Gas_Steamer_E6 | F6 | Commercial | Miscellaneous | New | Food Preparation | Natural Gas | Steamer | E6 | Utility - Value of Sales | 0 | 0 | 0 | 0 | 0 | 0 | 0 | 0 | 0 | 0 | 0 | 0 | 0 | 0 | 0 | 0 | 0 | 0 | 0 | 0 | 0 | 0 | 0 | 0 | 0 | 0 | 0 | 0 | 0 | 0 | 0
F6_Commercial_Miscellaneous_New_Food Preparation_Natural Gas_Steamer_E7 | F6 | Commercial | Miscellaneous | New | Food Preparation | Natural Gas | Steamer | E7 | Utility - Value of Sales | 0 | 0 | 0 | 0 | 0 | 0 | 0 | 0 | 0 | 0 | 0 | 0 | 0 | 0 | 0 | 0 | 0 | 0 | 0 | 0 | 0 | 0 | 0 | 0 | 0 | 0 | 0 | 0 | 0 | 0 | 0
F6_Commercial_Miscellaneous_New_Food Preparation_Natural Gas_Steamer_E8 | F6 | Commercial | Miscellaneous | New | Food Preparation | Natural Gas | Steamer | E8 | Utility - Value of Sales | 0 | 0 | 0 | 0 | 0 | 0 | 0 | 0 | 0 | 0 | 0 | 0 | 0 | 0 | 0 | 0 | 0 | 0 | 0 | 0 | 0 | 0 | 0 | 0 | 0 | 0 | 0 | 0 | 0 | 0 | 0
F6_Commercial_Miscellaneous_New_Food Preparation_Natural Gas_Steamer_E9 | F6 | Commercial | Miscellaneous | New | Food Preparation | Natural Gas | Steamer | E9 | Utility - Value of Sales | 0 | 0 | 0 | 0 | 0 | 0 | 0 | 0 | 0 | 0 | 0 | 0 | 0 | 0 | 0 | 0 | 0 | 0 | 0 | 0 | 0 | 0 | 0 | 0 | 0 | 0 | 0 | 0 | 0 | 0 | 0
F6_Commercial_Miscellaneous_New_Food Preparation_Natural Gas_Steamer_E10 | F6 | Commercial | Miscellaneous | New | Food Preparation | Natural Gas | Steamer | E10 | Utility - Value of Sales | 0 | 0 | 0 | 0 | 0 | 0 | 0 | 0 | 0 | 0 | 0 | 0 | 0 | 0 | 0 | 0 | 0 | 0 | 0 | 0 | 0 | 0 | 0 | 0 | 0 | 0 | 0 | 0 | 0 | 0 | 0
F1_Commercial_Miscellaneous_New_Food Preparation_Natural Gas_Food Prep Other_E1 | F1 | Commercial | Miscellaneous | New | Food Preparation | Natural Gas | Food Prep Other | E1 | Participant - Cost of Equipment | 0.0010561 | 0.0010561 | 0.0010561 | 0.0010561 | 0.0010561 | 0.0010561 | 0.0010561 | 0.0010561 | 0.0010561 | 0.0010561 | 0.0010561 | 0.0010561 | 0.0010561 | 0.0010561 | 0.0010561 | 0.0010561 | 0.0010561 | 0.0010561 | 0.0010561 | 0.0010561 | 0.0010561 | 0.0010561 | 0.0010561 | 0.0010561 | 0.0010561 | 0.0010561 | 0.0010561 | 0.0010561 | 0.0010561 | 0.0010561 | 0.0010561
F1_Commercial_Miscellaneous_New_Food Preparation_Natural Gas_Food Prep Other_E2 | F1 | Commercial | Miscellaneous | New | Food Preparation | Natural Gas | Food Prep Other | E2 | Participant - Cost of Equipment | 0.0010572 | 0.0010572 | 0.0010572 | 0.0010572 | 0.0010572 | 0.0010572 | 0.0010572 | 0.0010572 | 0.0010572 | 0.0010572 | 0.0010572 | 0.0010572 | 0.0010572 | 0.0010572 | 0.0010572 | 0.0010572 | 0.0010572 | 0.0010572 | 0.0010572 | 0.0010572 | 0.0010572 | 0.0010572 | 0.0010572 | 0.0010572 | 0.0010572 | 0.0010572 | 0.0010572 | 0.0010572 | 0.0010572 | 0.0010572 | 0.0010572
F1_Commercial_Miscellaneous_New_Food Preparation_Natural Gas_Food Prep Other_E3 | F1 | Commercial | Miscellaneous | New | Food Preparation | Natural Gas | Food Prep Other | E3 | Participant - Cost of Equipment | 0 | 0 | 0 | 0 | 0 | 0 | 0 | 0 | 0 | 0 | 0 | 0 | 0 | 0 | 0 | 0 | 0 | 0 | 0 | 0 | 0 | 0 | 0 | 0 | 0 | 0 | 0 | 0 | 0 | 0 | 0
F1_Commercial_Miscellaneous_New_Food Preparation_Natural Gas_Food Prep Other_E4 | F1 | Commercial | Miscellaneous | New | Food Preparation | Natural Gas | Food Prep Other | E4 | Participant - Cost of Equipment | 0 | 0 | 0 | 0 | 0 | 0 | 0 | 0 | 0 | 0 | 0 | 0 | 0 | 0 | 0 | 0 | 0 | 0 | 0 | 0 | 0 | 0 | 0 | 0 | 0 | 0 | 0 | 0 | 0 | 0 | 0
F1_Commercial_Miscellaneous_New_Food Preparation_Natural Gas_Food Prep Other_E5 | F1 | Commercial | Miscellaneous | New | Food Preparation | Natural Gas | Food Prep Other | E5 | Participant - Cost of Equipment | 0 | 0 | 0 | 0 | 0 | 0 | 0 | 0 | 0 | 0 | 0 | 0 | 0 | 0 | 0 | 0 | 0 | 0 | 0 | 0 | 0 | 0 | 0 | 0 | 0 | 0 | 0 | 0 | 0 | 0 | 0
F1_Commercial_Miscellaneous_New_Food Preparation_Natural Gas_Food Prep Other_E6 | F1 | Commercial | Miscellaneous | New | Food Preparation | Natural Gas | Food Prep Other | E6 | Participant - Cost of Equipment | 0 | 0 | 0 | 0 | 0 | 0 | 0 | 0 | 0 | 0 | 0 | 0 | 0 | 0 | 0 | 0 | 0 | 0 | 0 | 0 | 0 | 0 | 0 | 0 | 0 | 0 | 0 | 0 | 0 | 0 | 0
F1_Commercial_Miscellaneous_New_Food Preparation_Natural Gas_Food Prep Other_E7 | F1 | Commercial | Miscellaneous | New | Food Preparation | Natural Gas | Food Prep Other | E7 | Participant - Cost of Equipment | 0 | 0 | 0 | 0 | 0 | 0 | 0 | 0 | 0 | 0 | 0 | 0 | 0 | 0 | 0 | 0 | 0 | 0 | 0 | 0 | 0 | 0 | 0 | 0 | 0 | 0 | 0 | 0 | 0 | 0 | 0
F1_Commercial_Miscellaneous_New_Food Preparation_Natural Gas_Food Prep Other_E8 | F1 | Commercial | Miscellaneous | New | Food Preparation | Natural Gas | Food Prep Other | E8 | Participant - Cost of Equipment | 0 | 0 | 0 | 0 | 0 | 0 | 0 | 0 | 0 | 0 | 0 | 0 | 0 | 0 | 0 | 0 | 0 | 0 | 0 | 0 | 0 | 0 | 0 | 0 | 0 | 0 | 0 | 0 | 0 | 0 | 0
F1_Commercial_Miscellaneous_New_Food Preparation_Natural Gas_Food Prep Other_E9 | F1 | Commercial | Miscellaneous | New | Food Preparation | Natural Gas | Food Prep Other | E9 | Participant - Cost of Equipment | 0 | 0 | 0 | 0 | 0 | 0 | 0 | 0 | 0 | 0 | 0 | 0 | 0 | 0 | 0 | 0 | 0 | 0 | 0 | 0 | 0 | 0 | 0 | 0 | 0 | 0 | 0 | 0 | 0 | 0 | 0
F1_Commercial_Miscellaneous_New_Food Preparation_Natural Gas_Food Prep Other_E10 | F1 | Commercial | Miscellaneous | New | Food Preparation | Natural Gas | Food Prep Other | E10 | Participant - Cost of Equipment | 0 | 0 | 0 | 0 | 0 | 0 | 0 | 0 | 0 | 0 | 0 | 0 | 0 | 0 | 0 | 0 | 0 | 0 | 0 | 0 | 0 | 0 | 0 | 0 | 0 | 0 | 0 | 0 | 0 | 0 | 0
F2_Commercial_Miscellaneous_New_Food Preparation_Natural Gas_Food Prep Other_E1 | F2 | Commercial | Miscellaneous | New | Food Preparation | Natural Gas | Food Prep Other | E1 | Participant - Cost of Operation | 0.011952 | 0.012189 | 0.012358 | 0.012542 | 0.012806 | 0.011998 | 0.011366 | 0.011034 | 0.010915 | 0.010732 | 0.010608 | 0.01117 | 0.0099968 | 0.010685 | 0.011569 | 0.012427 | 0.012459 | 0.012519 | 0.01228 | 0.01245 | 0.01257 | 0.012731 | 0.012934 | 0.0060924 | 0.0059708 | 0.0058571 | 0.00575 | 0.0056484 | 0.0055514 | 0.0054582 | 0.0053681
F2_Commercial_Miscellaneous_New_Food Preparation_Natural Gas_Food Prep Other_E2 | F2 | Commercial | Miscellaneous | New | Food Preparation | Natural Gas | Food Prep Other | E2 | Participant - Cost of Operation | 0.011952 | 0.012189 | 0.012358 | 0.012542 | 0.012805 | 0.011997 | 0.011366 | 0.011034 | 0.010915 | 0.010732 | 0.010608 | 0.01117 | 0.0099967 | 0.010685 | 0.011569 | 0.012427 | 0.012459 | 0.012519 | 0.01228 | 0.01245 | 0.01257 | 0.012731 | 0.012934 | 0.0060923 | 0.0059708 | 0.005857 | 0.0057499 | 0.0056484 | 0.0055514 | 0.0054582 | 0.0053681
F2_Commercial_Miscellaneous_New_Food Preparation_Natural Gas_Food Prep Other_E3 | F2 | Commercial | Miscellaneous | New | Food Preparation | Natural Gas | Food Prep Other | E3 | Participant - Cost of Operation | 0 | 0 | 0 | 0 | 0 | 0 | 0 | 0 | 0 | 0 | 0 | 0 | 0 | 0 | 0 | 0 | 0 | 0 | 0 | 0 | 0 | 0 | 0 | 0 | 0 | 0 | 0 | 0 | 0 | 0 | 0
F2_Commercial_Miscellaneous_New_Food Preparation_Natural Gas_Food Prep Other_E4 | F2 | Commercial | Miscellaneous | New | Food Preparation | Natural Gas | Food Prep Other | E4 | Participant - Cost of Operation | 0 | 0 | 0 | 0 | 0 | 0 | 0 | 0 | 0 | 0 | 0 | 0 | 0 | 0 | 0 | 0 | 0 | 0 | 0 | 0 | 0 | 0 | 0 | 0 | 0 | 0 | 0 | 0 | 0 | 0 | 0
F2_Commercial_Miscellaneous_New_Food Preparation_Natural Gas_Food Prep Other_E5 | F2 | Commercial | Miscellaneous | New | Food Preparation | Natural Gas | Food Prep Other | E5 | Participant - Cost of Operation | 0 | 0 | 0 | 0 | 0 | 0 | 0 | 0 | 0 | 0 | 0 | 0 | 0 | 0 | 0 | 0 | 0 | 0 | 0 | 0 | 0 | 0 | 0 | 0 | 0 | 0 | 0 | 0 | 0 | 0 | 0
F2_Commercial_Miscellaneous_New_Food Preparation_Natural Gas_Food Prep Other_E6 | F2 | Commercial | Miscellaneous | New | Food Preparation | Natural Gas | Food Prep Other | E6 | Participant - Cost of Operation | 0 | 0 | 0 | 0 | 0 | 0 | 0 | 0 | 0 | 0 | 0 | 0 | 0 | 0 | 0 | 0 | 0 | 0 | 0 | 0 | 0 | 0 | 0 | 0 | 0 | 0 | 0 | 0 | 0 | 0 | 0
F2_Commercial_Miscellaneous_New_Food Preparation_Natural Gas_Food Prep Other_E7 | F2 | Commercial | Miscellaneous | New | Food Preparation | Natural Gas | Food Prep Other | E7 | Participant - Cost of Operation | 0 | 0 | 0 | 0 | 0 | 0 | 0 | 0 | 0 | 0 | 0 | 0 | 0 | 0 | 0 | 0 | 0 | 0 | 0 | 0 | 0 | 0 | 0 | 0 | 0 | 0 | 0 | 0 | 0 | 0 | 0
F2_Commercial_Miscellaneous_New_Food Preparation_Natural Gas_Food Prep Other_E8 | F2 | Commercial | Miscellaneous | New | Food Preparation | Natural Gas | Food Prep Other | E8 | Participant - Cost of Operation | 0 | 0 | 0 | 0 | 0 | 0 | 0 | 0 | 0 | 0 | 0 | 0 | 0 | 0 | 0 | 0 | 0 | 0 | 0 | 0 | 0 | 0 | 0 | 0 | 0 | 0 | 0 | 0 | 0 | 0 | 0
F2_Commercial_Miscellaneous_New_Food Preparation_Natural Gas_Food Prep Other_E9 | F2 | Commercial | Miscellaneous | New | Food Preparation | Natural Gas | Food Prep Other | E9 | Participant - Cost of Operation | 0 | 0 | 0 | 0 | 0 | 0 | 0 | 0 | 0 | 0 | 0 | 0 | 0 | 0 | 0 | 0 | 0 | 0 | 0 | 0 | 0 | 0 | 0 | 0 | 0 | 0 | 0 | 0 | 0 | 0 | 0
F2_Commercial_Miscellaneous_New_Food Preparation_Natural Gas_Food Prep Other_E10 | F2 | Commercial | Miscellaneous | New | Food Preparation | Natural Gas | Food Prep Other | E10 | Participant - Cost of Operation | 0 | 0 | 0 | 0 | 0 | 0 | 0 | 0 | 0 | 0 | 0 | 0 | 0 | 0 | 0 | 0 | 0 | 0 | 0 | 0 | 0 | 0 | 0 | 0 | 0 | 0 | 0 | 0 | 0 | 0 | 0
F3_Commercial_Miscellaneous_New_Food Preparation_Natural Gas_Food Prep Other_E1 | F3 | Commercial | Miscellaneous | New | Food Preparation | Natural Gas | Food Prep Other | E1 | System - kBTUs of Conusmption | 1.0001 | 1.0025 | 1.001 | 0.99995 | 0.99995 | 0.99995 | 0.99995 | 0.99995 | 0.99995 | 0.99995 | 0.99995 | 0.99995 | 0.99995 | 0.99995 | 0.99995 | 0.99995 | 0.99995 | 0.99995 | 0.99995 | 0.99995 | 0.99995 | 0.99995 | 0.99995 | 0.99995 | 0.99995 | 0.99995 | 0.99995 | 0.99995 | 0.99995 | 0.99995 | 0.99995
F3_Commercial_Miscellaneous_New_Food Preparation_Natural Gas_Food Prep Other_E2 | F3 | Commercial | Miscellaneous | New | Food Preparation | Natural Gas | Food Prep Other | E2 | System - kBTUs of Conusmption | 1.0001 | 1.0025 | 1.001 | 0.99994 | 0.99994 | 0.99994 | 0.99994 | 0.99994 | 0.99994 | 0.99994 | 0.99994 | 0.99994 | 0.99994 | 0.99994 | 0.99994 | 0.99994 | 0.99994 | 0.99994 | 0.99994 | 0.99994 | 0.99994 | 0.99994 | 0.99994 | 0.99994 | 0.99994 | 0.99994 | 0.99994 | 0.99994 | 0.99994 | 0.99994 | 0.99994
F3_Commercial_Miscellaneous_New_Food Preparation_Natural Gas_Food Prep Other_E3 | F3 | Commercial | Miscellaneous | New | Food Preparation | Natural Gas | Food Prep Other | E3 | System - kBTUs of Conusmption | 0 | 0 | 0 | 0 | 0 | 0 | 0 | 0 | 0 | 0 | 0 | 0 | 0 | 0 | 0 | 0 | 0 | 0 | 0 | 0 | 0 | 0 | 0 | 0 | 0 | 0 | 0 | 0 | 0 | 0 | 0
F3_Commercial_Miscellaneous_New_Food Preparation_Natural Gas_Food Prep Other_E4 | F3 | Commercial | Miscellaneous | New | Food Preparation | Natural Gas | Food Prep Other | E4 | System - kBTUs of Conusmption | 0 | 0 | 0 | 0 | 0 | 0 | 0 | 0 | 0 | 0 | 0 | 0 | 0 | 0 | 0 | 0 | 0 | 0 | 0 | 0 | 0 | 0 | 0 | 0 | 0 | 0 | 0 | 0 | 0 | 0 | 0
F3_Commercial_Miscellaneous_New_Food Preparation_Natural Gas_Food Prep Other_E5 | F3 | Commercial | Miscellaneous | New | Food Preparation | Natural Gas | Food Prep Other | E5 | System - kBTUs of Conusmption | 0 | 0 | 0 | 0 | 0 | 0 | 0 | 0 | 0 | 0 | 0 | 0 | 0 | 0 | 0 | 0 | 0 | 0 | 0 | 0 | 0 | 0 | 0 | 0 | 0 | 0 | 0 | 0 | 0 | 0 | 0
F3_Commercial_Miscellaneous_New_Food Preparation_Natural Gas_Food Prep Other_E6 | F3 | Commercial | Miscellaneous | New | Food Preparation | Natural Gas | Food Prep Other | E6 | System - kBTUs of Conusmption | 0 | 0 | 0 | 0 | 0 | 0 | 0 | 0 | 0 | 0 | 0 | 0 | 0 | 0 | 0 | 0 | 0 | 0 | 0 | 0 | 0 | 0 | 0 | 0 | 0 | 0 | 0 | 0 | 0 | 0 | 0
F3_Commercial_Miscellaneous_New_Food Preparation_Natural Gas_Food Prep Other_E7 | F3 | Commercial | Miscellaneous | New | Food Preparation | Natural Gas | Food Prep Other | E7 | System - kBTUs of Conusmption | 0 | 0 | 0 | 0 | 0 | 0 | 0 | 0 | 0 | 0 | 0 | 0 | 0 | 0 | 0 | 0 | 0 | 0 | 0 | 0 | 0 | 0 | 0 | 0 | 0 | 0 | 0 | 0 | 0 | 0 | 0
F3_Commercial_Miscellaneous_New_Food Preparation_Natural Gas_Food Prep Other_E8 | F3 | Commercial | Miscellaneous | New | Food Preparation | Natural Gas | Food Prep Other | E8 | System - kBTUs of Conusmption | 0 | 0 | 0 | 0 | 0 | 0 | 0 | 0 | 0 | 0 | 0 | 0 | 0 | 0 | 0 | 0 | 0 | 0 | 0 | 0 | 0 | 0 | 0 | 0 | 0 | 0 | 0 | 0 | 0 | 0 | 0
F3_Commercial_Miscellaneous_New_Food Preparation_Natural Gas_Food Prep Other_E9 | F3 | Commercial | Miscellaneous | New | Food Preparation | Natural Gas | Food Prep Other | E9 | System - kBTUs of Conusmption | 0 | 0 | 0 | 0 | 0 | 0 | 0 | 0 | 0 | 0 | 0 | 0 | 0 | 0 | 0 | 0 | 0 | 0 | 0 | 0 | 0 | 0 | 0 | 0 | 0 | 0 | 0 | 0 | 0 | 0 | 0
F3_Commercial_Miscellaneous_New_Food Preparation_Natural Gas_Food Prep Other_E10 | F3 | Commercial | Miscellaneous | New | Food Preparation | Natural Gas | Food Prep Other | E10 | System - kBTUs of Conusmption | 0 | 0 | 0 | 0 | 0 | 0 | 0 | 0 | 0 | 0 | 0 | 0 | 0 | 0 | 0 | 0 | 0 | 0 | 0 | 0 | 0 | 0 | 0 | 0 | 0 | 0 | 0 | 0 | 0 | 0 | 0
F4_Commercial_Miscellaneous_New_Food Preparation_Natural Gas_Food Prep Other_E1 | F4 | Commercial | Miscellaneous | New | Food Preparation | Natural Gas | Food Prep Other | E1 | Utility - Cost of Equipment | 0.0010561 | 0.0010561 | 0.0010561 | 0.0010561 | 0.0010561 | 0.0010561 | 0.0010561 | 0.0010561 | 0.0010561 | 0.0010561 | 0.0010561 | 0.0010561 | 0.0010561 | 0.0010561 | 0.0010561 | 0.0010561 | 0.0010561 | 0.0010561 | 0.0010561 | 0.0010561 | 0.0010561 | 0.0010561 | 0.0010561 | 0.0010561 | 0.0010561 | 0.0010561 | 0.0010561 | 0.0010561 | 0.0010561 | 0.0010561 | 0.0010561
F4_Commercial_Miscellaneous_New_Food Preparation_Natural Gas_Food Prep Other_E2 | F4 | Commercial | Miscellaneous | New | Food Preparation | Natural Gas | Food Prep Other | E2 | Utility - Cost of Equipment | 0.0010572 | 0.0010572 | 0.0010572 | 0.0010572 | 0.0010572 | 0.0010572 | 0.0010572 | 0.0010572 | 0.0010572 | 0.0010572 | 0.0010572 | 0.0010572 | 0.0010572 | 0.0010572 | 0.0010572 | 0.0010572 | 0.0010572 | 0.0010572 | 0.0010572 | 0.0010572 | 0.0010572 | 0.0010572 | 0.0010572 | 0.0010572 | 0.0010572 | 0.0010572 | 0.0010572 | 0.0010572 | 0.0010572 | 0.0010572 | 0.0010572
F4_Commercial_Miscellaneous_New_Food Preparation_Natural Gas_Food Prep Other_E3 | F4 | Commercial | Miscellaneous | New | Food Preparation | Natural Gas | Food Prep Other | E3 | Utility - Cost of Equipment | 0 | 0 | 0 | 0 | 0 | 0 | 0 | 0 | 0 | 0 | 0 | 0 | 0 | 0 | 0 | 0 | 0 | 0 | 0 | 0 | 0 | 0 | 0 | 0 | 0 | 0 | 0 | 0 | 0 | 0 | 0
F4_Commercial_Miscellaneous_New_Food Preparation_Natural Gas_Food Prep Other_E4 | F4 | Commercial | Miscellaneous | New | Food Preparation | Natural Gas | Food Prep Other | E4 | Utility - Cost of Equipment | 0 | 0 | 0 | 0 | 0 | 0 | 0 | 0 | 0 | 0 | 0 | 0 | 0 | 0 | 0 | 0 | 0 | 0 | 0 | 0 | 0 | 0 | 0 | 0 | 0 | 0 | 0 | 0 | 0 | 0 | 0
F4_Commercial_Miscellaneous_New_Food Preparation_Natural Gas_Food Prep Other_E5 | F4 | Commercial | Miscellaneous | New | Food Preparation | Natural Gas | Food Prep Other | E5 | Utility - Cost of Equipment | 0 | 0 | 0 | 0 | 0 | 0 | 0 | 0 | 0 | 0 | 0 | 0 | 0 | 0 | 0 | 0 | 0 | 0 | 0 | 0 | 0 | 0 | 0 | 0 | 0 | 0 | 0 | 0 | 0 | 0 | 0
F4_Commercial_Miscellaneous_New_Food Preparation_Natural Gas_Food Prep Other_E6 | F4 | Commercial | Miscellaneous | New | Food Preparation | Natural Gas | Food Prep Other | E6 | Utility - Cost of Equipment | 0 | 0 | 0 | 0 | 0 | 0 | 0 | 0 | 0 | 0 | 0 | 0 | 0 | 0 | 0 | 0 | 0 | 0 | 0 | 0 | 0 | 0 | 0 | 0 | 0 | 0 | 0 | 0 | 0 | 0 | 0
F4_Commercial_Miscellaneous_New_Food Preparation_Natural Gas_Food Prep Other_E7 | F4 | Commercial | Miscellaneous | New | Food Preparation | Natural Gas | Food Prep Other | E7 | Utility - Cost of Equipment | 0 | 0 | 0 | 0 | 0 | 0 | 0 | 0 | 0 | 0 | 0 | 0 | 0 | 0 | 0 | 0 | 0 | 0 | 0 | 0 | 0 | 0 | 0 | 0 | 0 | 0 | 0 | 0 | 0 | 0 | 0
F4_Commercial_Miscellaneous_New_Food Preparation_Natural Gas_Food Prep Other_E8 | F4 | Commercial | Miscellaneous | New | Food Preparation | Natural Gas | Food Prep Other | E8 | Utility - Cost of Equipment | 0 | 0 | 0 | 0 | 0 | 0 | 0 | 0 | 0 | 0 | 0 | 0 | 0 | 0 | 0 | 0 | 0 | 0 | 0 | 0 | 0 | 0 | 0 | 0 | 0 | 0 | 0 | 0 | 0 | 0 | 0
F4_Commercial_Miscellaneous_New_Food Preparation_Natural Gas_Food Prep Other_E9 | F4 | Commercial | Miscellaneous | New | Food Preparation | Natural Gas | Food Prep Other | E9 | Utility - Cost of Equipment | 0 | 0 | 0 | 0 | 0 | 0 | 0 | 0 | 0 | 0 | 0 | 0 | 0 | 0 | 0 | 0 | 0 | 0 | 0 | 0 | 0 | 0 | 0 | 0 | 0 | 0 | 0 | 0 | 0 | 0 | 0
F4_Commercial_Miscellaneous_New_Food Preparation_Natural Gas_Food Prep Other_E10 | F4 | Commercial | Miscellaneous | New | Food Preparation | Natural Gas | Food Prep Other | E10 | Utility - Cost of Equipment | 0 | 0 | 0 | 0 | 0 | 0 | 0 | 0 | 0 | 0 | 0 | 0 | 0 | 0 | 0 | 0 | 0 | 0 | 0 | 0 | 0 | 0 | 0 | 0 | 0 | 0 | 0 | 0 | 0 | 0 | 0
F5_Commercial_Miscellaneous_New_Food Preparation_Natural Gas_Food Prep Other_E1 | F5 | Commercial | Miscellaneous | New | Food Preparation | Natural Gas | Food Prep Other | E1 | Utility - Cost of Operation | 0.0099758 | 0.010174 | 0.010315 | 0.010468 | 0.010689 | 0.010014 | 0.009487 | 0.0092098 | 0.0091102 | 0.0089574 | 0.0088543 | 0.0093235 | 0.0083441 | 0.0089187 | 0.0096561 | 0.010373 | 0.0104 | 0.010449 | 0.01025 | 0.010392 | 0.010492 | 0.010626 | 0.010795 | 0.0050852 | 0.0049837 | 0.0048888 | 0.0047994 | 0.0047146 | 0.0046337 | 0.0045558 | 0.0044806
F5_Commercial_Miscellaneous_New_Food Preparation_Natural Gas_Food Prep Other_E2 | F5 | Commercial | Miscellaneous | New | Food Preparation | Natural Gas | Food Prep Other | E2 | Utility - Cost of Operation | 0.0099758 | 0.010174 | 0.010315 | 0.010468 | 0.010688 | 0.010014 | 0.0094869 | 0.0092097 | 0.0091102 | 0.0089574 | 0.0088543 | 0.0093234 | 0.0083441 | 0.0089186 | 0.009656 | 0.010373 | 0.0104 | 0.010449 | 0.01025 | 0.010392 | 0.010492 | 0.010626 | 0.010795 | 0.0050851 | 0.0049837 | 0.0048887 | 0.0047994 | 0.0047146 | 0.0046336 | 0.0045558 | 0.0044806
F5_Commercial_Miscellaneous_New_Food Preparation_Natural Gas_Food Prep Other_E3 | F5 | Commercial | Miscellaneous | New | Food Preparation | Natural Gas | Food Prep Other | E3 | Utility - Cost of Operation | 0 | 0 | 0 | 0 | 0 | 0 | 0 | 0 | 0 | 0 | 0 | 0 | 0 | 0 | 0 | 0 | 0 | 0 | 0 | 0 | 0 | 0 | 0 | 0 | 0 | 0 | 0 | 0 | 0 | 0 | 0
F5_Commercial_Miscellaneous_New_Food Preparation_Natural Gas_Food Prep Other_E4 | F5 | Commercial | Miscellaneous | New | Food Preparation | Natural Gas | Food Prep Other | E4 | Utility - Cost of Operation | 0 | 0 | 0 | 0 | 0 | 0 | 0 | 0 | 0 | 0 | 0 | 0 | 0 | 0 | 0 | 0 | 0 | 0 | 0 | 0 | 0 | 0 | 0 | 0 | 0 | 0 | 0 | 0 | 0 | 0 | 0
F5_Commercial_Miscellaneous_New_Food Preparation_Natural Gas_Food Prep Other_E5 | F5 | Commercial | Miscellaneous | New | Food Preparation | Natural Gas | Food Prep Other | E5 | Utility - Cost of Operation | 0 | 0 | 0 | 0 | 0 | 0 | 0 | 0 | 0 | 0 | 0 | 0 | 0 | 0 | 0 | 0 | 0 | 0 | 0 | 0 | 0 | 0 | 0 | 0 | 0 | 0 | 0 | 0 | 0 | 0 | 0
F5_Commercial_Miscellaneous_New_Food Preparation_Natural Gas_Food Prep Other_E6 | F5 | Commercial | Miscellaneous | New | Food Preparation | Natural Gas | Food Prep Other | E6 | Utility - Cost of Operation | 0 | 0 | 0 | 0 | 0 | 0 | 0 | 0 | 0 | 0 | 0 | 0 | 0 | 0 | 0 | 0 | 0 | 0 | 0 | 0 | 0 | 0 | 0 | 0 | 0 | 0 | 0 | 0 | 0 | 0 | 0
F5_Commercial_Miscellaneous_New_Food Preparation_Natural Gas_Food Prep Other_E7 | F5 | Commercial | Miscellaneous | New | Food Preparation | Natural Gas | Food Prep Other | E7 | Utility - Cost of Operation | 0 | 0 | 0 | 0 | 0 | 0 | 0 | 0 | 0 | 0 | 0 | 0 | 0 | 0 | 0 | 0 | 0 | 0 | 0 | 0 | 0 | 0 | 0 | 0 | 0 | 0 | 0 | 0 | 0 | 0 | 0
F5_Commercial_Miscellaneous_New_Food Preparation_Natural Gas_Food Prep Other_E8 | F5 | Commercial | Miscellaneous | New | Food Preparation | Natural Gas | Food Prep Other | E8 | Utility - Cost of Operation | 0 | 0 | 0 | 0 | 0 | 0 | 0 | 0 | 0 | 0 | 0 | 0 | 0 | 0 | 0 | 0 | 0 | 0 | 0 | 0 | 0 | 0 | 0 | 0 | 0 | 0 | 0 | 0 | 0 | 0 | 0
F5_Commercial_Miscellaneous_New_Food Preparation_Natural Gas_Food Prep Other_E9 | F5 | Commercial | Miscellaneous | New | Food Preparation | Natural Gas | Food Prep Other | E9 | Utility - Cost of Operation | 0 | 0 | 0 | 0 | 0 | 0 | 0 | 0 | 0 | 0 | 0 | 0 | 0 | 0 | 0 | 0 | 0 | 0 | 0 | 0 | 0 | 0 | 0 | 0 | 0 | 0 | 0 | 0 | 0 | 0 | 0
F5_Commercial_Miscellaneous_New_Food Preparation_Natural Gas_Food Prep Other_E10 | F5 | Commercial | Miscellaneous | New | Food Preparation | Natural Gas | Food Prep Other | E10 | Utility - Cost of Operation | 0 | 0 | 0 | 0 | 0 | 0 | 0 | 0 | 0 | 0 | 0 | 0 | 0 | 0 | 0 | 0 | 0 | 0 | 0 | 0 | 0 | 0 | 0 | 0 | 0 | 0 | 0 | 0 | 0 | 0 | 0
F6_Commercial_Miscellaneous_New_Food Preparation_Natural Gas_Food Prep Other_E1 | F6 | Commercial | Miscellaneous | New | Food Preparation | Natural Gas | Food Prep Other | E1 | Utility - Value of Sales | 0.011952 | 0.012189 | 0.012358 | 0.012542 | 0.012806 | 0.011998 | 0.011366 | 0.011034 | 0.010915 | 0.010732 | 0.010608 | 0.01117 | 0.0099968 | 0.010685 | 0.011569 | 0.012427 | 0.012459 | 0.012519 | 0.01228 | 0.01245 | 0.01257 | 0.012731 | 0.012934 | 0.0060924 | 0.0059708 | 0.0058571 | 0.00575 | 0.0056484 | 0.0055514 | 0.0054582 | 0.0053681
F6_Commercial_Miscellaneous_New_Food Preparation_Natural Gas_Food Prep Other_E2 | F6 | Commercial | Miscellaneous | New | Food Preparation | Natural Gas | Food Prep Other | E2 | Utility - Value of Sales | 0.011952 | 0.012189 | 0.012358 | 0.012542 | 0.012805 | 0.011997 | 0.011366 | 0.011034 | 0.010915 | 0.010732 | 0.010608 | 0.01117 | 0.0099967 | 0.010685 | 0.011569 | 0.012427 | 0.012459 | 0.012519 | 0.01228 | 0.01245 | 0.01257 | 0.012731 | 0.012934 | 0.0060923 | 0.0059708 | 0.005857 | 0.0057499 | 0.0056484 | 0.0055514 | 0.0054582 | 0.0053681
F6_Commercial_Miscellaneous_New_Food Preparation_Natural Gas_Food Prep Other_E3 | F6 | Commercial | Miscellaneous | New | Food Preparation | Natural Gas | Food Prep Other | E3 | Utility - Value of Sales | 0 | 0 | 0 | 0 | 0 | 0 | 0 | 0 | 0 | 0 | 0 | 0 | 0 | 0 | 0 | 0 | 0 | 0 | 0 | 0 | 0 | 0 | 0 | 0 | 0 | 0 | 0 | 0 | 0 | 0 | 0
F6_Commercial_Miscellaneous_New_Food Preparation_Natural Gas_Food Prep Other_E4 | F6 | Commercial | Miscellaneous | New | Food Preparation | Natural Gas | Food Prep Other | E4 | Utility - Value of Sales | 0 | 0 | 0 | 0 | 0 | 0 | 0 | 0 | 0 | 0 | 0 | 0 | 0 | 0 | 0 | 0 | 0 | 0 | 0 | 0 | 0 | 0 | 0 | 0 | 0 | 0 | 0 | 0 | 0 | 0 | 0
F6_Commercial_Miscellaneous_New_Food Preparation_Natural Gas_Food Prep Other_E5 | F6 | Commercial | Miscellaneous | New | Food Preparation | Natural Gas | Food Prep Other | E5 | Utility - Value of Sales | 0 | 0 | 0 | 0 | 0 | 0 | 0 | 0 | 0 | 0 | 0 | 0 | 0 | 0 | 0 | 0 | 0 | 0 | 0 | 0 | 0 | 0 | 0 | 0 | 0 | 0 | 0 | 0 | 0 | 0 | 0
F6_Commercial_Miscellaneous_New_Food Preparation_Natural Gas_Food Prep Other_E6 | F6 | Commercial | Miscellaneous | New | Food Preparation | Natural Gas | Food Prep Other | E6 | Utility - Value of Sales | 0 | 0 | 0 | 0 | 0 | 0 | 0 | 0 | 0 | 0 | 0 | 0 | 0 | 0 | 0 | 0 | 0 | 0 | 0 | 0 | 0 | 0 | 0 | 0 | 0 | 0 | 0 | 0 | 0 | 0 | 0
F6_Commercial_Miscellaneous_New_Food Preparation_Natural Gas_Food Prep Other_E7 | F6 | Commercial | Miscellaneous | New | Food Preparation | Natural Gas | Food Prep Other | E7 | Utility - Value of Sales | 0 | 0 | 0 | 0 | 0 | 0 | 0 | 0 | 0 | 0 | 0 | 0 | 0 | 0 | 0 | 0 | 0 | 0 | 0 | 0 | 0 | 0 | 0 | 0 | 0 | 0 | 0 | 0 | 0 | 0 | 0
F6_Commercial_Miscellaneous_New_Food Preparation_Natural Gas_Food Prep Other_E8 | F6 | Commercial | Miscellaneous | New | Food Preparation | Natural Gas | Food Prep Other | E8 | Utility - Value of Sales | 0 | 0 | 0 | 0 | 0 | 0 | 0 | 0 | 0 | 0 | 0 | 0 | 0 | 0 | 0 | 0 | 0 | 0 | 0 | 0 | 0 | 0 | 0 | 0 | 0 | 0 | 0 | 0 | 0 | 0 | 0
F6_Commercial_Miscellaneous_New_Food Preparation_Natural Gas_Food Prep Other_E9 | F6 | Commercial | Miscellaneous | New | Food Preparation | Natural Gas | Food Prep Other | E9 | Utility - Value of Sales | 0 | 0 | 0 | 0 | 0 | 0 | 0 | 0 | 0 | 0 | 0 | 0 | 0 | 0 | 0 | 0 | 0 | 0 | 0 | 0 | 0 | 0 | 0 | 0 | 0 | 0 | 0 | 0 | 0 | 0 | 0
F6_Commercial_Miscellaneous_New_Food Preparation_Natural Gas_Food Prep Other_E10 | F6 | Commercial | Miscellaneous | New | Food Preparation | Natural Gas | Food Prep Other | E10 | Utility - Value of Sales | 0 | 0 | 0 | 0 | 0 | 0 | 0 | 0 | 0 | 0 | 0 | 0 | 0 | 0 | 0 | 0 | 0 | 0 | 0 | 0 | 0 | 0 | 0 | 0 | 0 | 0 | 0 | 0 | 0 | 0 | 0
F1_Commercial_Miscellaneous_New_Miscellaneous_Natural Gas_Pool Heater_E1 | F1 | Commercial | Miscellaneous | New | Miscellaneous | Natural Gas | Pool Heater | E1 | Participant - Cost of Equipment | 8.9585e-05 | 8.9585e-05 | 8.9585e-05 | 8.9585e-05 | 8.9585e-05 | 8.9585e-05 | 8.9585e-05 | 8.9585e-05 | 8.9585e-05 | 8.9585e-05 | 8.9585e-05 | 8.9585e-05 | 8.9585e-05 | 8.9585e-05 | 8.9585e-05 | 8.9585e-05 | 8.9585e-05 | 8.9585e-05 | 8.9585e-05 | 8.9585e-05 | 8.9585e-05 | 8.9585e-05 | 8.9585e-05 | 8.9585e-05 | 8.9585e-05 | 8.9585e-05 | 8.9585e-05 | 8.9585e-05 | 8.9585e-05 | 8.9585e-05 | 8.9585e-05
F1_Commercial_Miscellaneous_New_Miscellaneous_Natural Gas_Pool Heater_E2 | F1 | Commercial | Miscellaneous | New | Miscellaneous | Natural Gas | Pool Heater | E2 | Participant - Cost of Equipment | 0.00014668 | 0.00014668 | 0.00014668 | 0.00014668 | 0.00014668 | 0.00014668 | 0.00014668 | 0.00014668 | 0.00014668 | 0.00014668 | 0.00014668 | 0.00014668 | 0.00014668 | 0.00014668 | 0.00014668 | 0.00014668 | 0.00014668 | 0.00014668 | 0.00014668 | 0.00014668 | 0.00014668 | 0.00014668 | 0.00014668 | 0.00014668 | 0.00014668 | 0.00014668 | 0.00014668 | 0.00014668 | 0.00014668 | 0.00014668 | 0.00014668
F1_Commercial_Miscellaneous_New_Miscellaneous_Natural Gas_Pool Heater_E3 | F1 | Commercial | Miscellaneous | New | Miscellaneous | Natural Gas | Pool Heater | E3 | Participant - Cost of Equipment | 0 | 0 | 0 | 0 | 0 | 0 | 0 | 0 | 0 | 0 | 0 | 0 | 0 | 0 | 0 | 0 | 0 | 0 | 0 | 0 | 0 | 0 | 0 | 0 | 0 | 0 | 0 | 0 | 0 | 0 | 0
F1_Commercial_Miscellaneous_New_Miscellaneous_Natural Gas_Pool Heater_E4 | F1 | Commercial | Miscellaneous | New | Miscellaneous | Natural Gas | Pool Heater | E4 | Participant - Cost of Equipment | 0 | 0 | 0 | 0 | 0 | 0 | 0 | 0 | 0 | 0 | 0 | 0 | 0 | 0 | 0 | 0 | 0 | 0 | 0 | 0 | 0 | 0 | 0 | 0 | 0 | 0 | 0 | 0 | 0 | 0 | 0
F1_Commercial_Miscellaneous_New_Miscellaneous_Natural Gas_Pool Heater_E5 | F1 | Commercial | Miscellaneous | New | Miscellaneous | Natural Gas | Pool Heater | E5 | Participant - Cost of Equipment | 0 | 0 | 0 | 0 | 0 | 0 | 0 | 0 | 0 | 0 | 0 | 0 | 0 | 0 | 0 | 0 | 0 | 0 | 0 | 0 | 0 | 0 | 0 | 0 | 0 | 0 | 0 | 0 | 0 | 0 | 0
F1_Commercial_Miscellaneous_New_Miscellaneous_Natural Gas_Pool Heater_E6 | F1 | Commercial | Miscellaneous | New | Miscellaneous | Natural Gas | Pool Heater | E6 | Participant - Cost of Equipment | 0 | 0 | 0 | 0 | 0 | 0 | 0 | 0 | 0 | 0 | 0 | 0 | 0 | 0 | 0 | 0 | 0 | 0 | 0 | 0 | 0 | 0 | 0 | 0 | 0 | 0 | 0 | 0 | 0 | 0 | 0
F1_Commercial_Miscellaneous_New_Miscellaneous_Natural Gas_Pool Heater_E7 | F1 | Commercial | Miscellaneous | New | Miscellaneous | Natural Gas | Pool Heater | E7 | Participant - Cost of Equipment | 0 | 0 | 0 | 0 | 0 | 0 | 0 | 0 | 0 | 0 | 0 | 0 | 0 | 0 | 0 | 0 | 0 | 0 | 0 | 0 | 0 | 0 | 0 | 0 | 0 | 0 | 0 | 0 | 0 | 0 | 0
F1_Commercial_Miscellaneous_New_Miscellaneous_Natural Gas_Pool Heater_E8 | F1 | Commercial | Miscellaneous | New | Miscellaneous | Natural Gas | Pool Heater | E8 | Participant - Cost of Equipment | 0 | 0 | 0 | 0 | 0 | 0 | 0 | 0 | 0 | 0 | 0 | 0 | 0 | 0 | 0 | 0 | 0 | 0 | 0 | 0 | 0 | 0 | 0 | 0 | 0 | 0 | 0 | 0 | 0 | 0 | 0
F1_Commercial_Miscellaneous_New_Miscellaneous_Natural Gas_Pool Heater_E9 | F1 | Commercial | Miscellaneous | New | Miscellaneous | Natural Gas | Pool Heater | E9 | Participant - Cost of Equipment | 0 | 0 | 0 | 0 | 0 | 0 | 0 | 0 | 0 | 0 | 0 | 0 | 0 | 0 | 0 | 0 | 0 | 0 | 0 | 0 | 0 | 0 | 0 | 0 | 0 | 0 | 0 | 0 | 0 | 0 | 0
F1_Commercial_Miscellaneous_New_Miscellaneous_Natural Gas_Pool Heater_E10 | F1 | Commercial | Miscellaneous | New | Miscellaneous | Natural Gas | Pool Heater | E10 | Participant - Cost of Equipment | 0 | 0 | 0 | 0 | 0 | 0 | 0 | 0 | 0 | 0 | 0 | 0 | 0 | 0 | 0 | 0 | 0 | 0 | 0 | 0 | 0 | 0 | 0 | 0 | 0 | 0 | 0 | 0 | 0 | 0 | 0
F2_Commercial_Miscellaneous_New_Miscellaneous_Natural Gas_Pool Heater_E1 | F2 | Commercial | Miscellaneous | New | Miscellaneous | Natural Gas | Pool Heater | E1 | Participant - Cost of Operation | 0.00041363 | 0.00042892 | 0.00043502 | 0.00043647 | 0.00045298 | 0.00042703 | 0.00040908 | 0.00040858 | 0.00042066 | 0.00041357 | 0.00041163 | 0.00040719 | 0.00030551 | 0.00029807 | 0.0002959 | 0.00033445 | 0.00038193 | 0.00043538 | 0.00047801 | 0.00054799 | 0.00055661 | 0.00056728 | 0.00058003 | 0.00021886 | 0.00021421 | 0.0002099 | 0.00020588 | 0.00020212 | 0.00019855 | 0.00019514 | 0.00019187
F2_Commercial_Miscellaneous_New_Miscellaneous_Natural Gas_Pool Heater_E2 | F2 | Commercial | Miscellaneous | New | Miscellaneous | Natural Gas | Pool Heater | E2 | Participant - Cost of Operation | 0.00035159 | 0.00036458 | 0.00036977 | 0.000371 | 0.00038503 | 0.00036297 | 0.00034772 | 0.00034729 | 0.00035756 | 0.00035153 | 0.00034989 | 0.00034611 | 0.00025968 | 0.00025336 | 0.00025151 | 0.00028428 | 0.00032464 | 0.00037007 | 0.00040631 | 0.00046579 | 0.00047312 | 0.00048219 | 0.00049302 | 0.00018603 | 0.00018208 | 0.00017841 | 0.000175 | 0.0001718 | 0.00016877 | 0.00016587 | 0.00016309
F2_Commercial_Miscellaneous_New_Miscellaneous_Natural Gas_Pool Heater_E3 | F2 | Commercial | Miscellaneous | New | Miscellaneous | Natural Gas | Pool Heater | E3 | Participant - Cost of Operation | 0 | 0 | 0 | 0 | 0 | 0 | 0 | 0 | 0 | 0 | 0 | 0 | 0 | 0 | 0 | 0 | 0 | 0 | 0 | 0 | 0 | 0 | 0 | 0 | 0 | 0 | 0 | 0 | 0 | 0 | 0
F2_Commercial_Miscellaneous_New_Miscellaneous_Natural Gas_Pool Heater_E4 | F2 | Commercial | Miscellaneous | New | Miscellaneous | Natural Gas | Pool Heater | E4 | Participant - Cost of Operation | 0 | 0 | 0 | 0 | 0 | 0 | 0 | 0 | 0 | 0 | 0 | 0 | 0 | 0 | 0 | 0 | 0 | 0 | 0 | 0 | 0 | 0 | 0 | 0 | 0 | 0 | 0 | 0 | 0 | 0 | 0
F2_Commercial_Miscellaneous_New_Miscellaneous_Natural Gas_Pool Heater_E5 | F2 | Commercial | Miscellaneous | New | Miscellaneous | Natural Gas | Pool Heater | E5 | Participant - Cost of Operation | 0 | 0 | 0 | 0 | 0 | 0 | 0 | 0 | 0 | 0 | 0 | 0 | 0 | 0 | 0 | 0 | 0 | 0 | 0 | 0 | 0 | 0 | 0 | 0 | 0 | 0 | 0 | 0 | 0 | 0 | 0
F2_Commercial_Miscellaneous_New_Miscellaneous_Natural Gas_Pool Heater_E6 | F2 | Commercial | Miscellaneous | New | Miscellaneous | Natural Gas | Pool Heater | E6 | Participant - Cost of Operation | 0 | 0 | 0 | 0 | 0 | 0 | 0 | 0 | 0 | 0 | 0 | 0 | 0 | 0 | 0 | 0 | 0 | 0 | 0 | 0 | 0 | 0 | 0 | 0 | 0 | 0 | 0 | 0 | 0 | 0 | 0
F2_Commercial_Miscellaneous_New_Miscellaneous_Natural Gas_Pool Heater_E7 | F2 | Commercial | Miscellaneous | New | Miscellaneous | Natural Gas | Pool Heater | E7 | Participant - Cost of Operation | 0 | 0 | 0 | 0 | 0 | 0 | 0 | 0 | 0 | 0 | 0 | 0 | 0 | 0 | 0 | 0 | 0 | 0 | 0 | 0 | 0 | 0 | 0 | 0 | 0 | 0 | 0 | 0 | 0 | 0 | 0
F2_Commercial_Miscellaneous_New_Miscellaneous_Natural Gas_Pool Heater_E8 | F2 | Commercial | Miscellaneous | New | Miscellaneous | Natural Gas | Pool Heater | E8 | Participant - Cost of Operation | 0 | 0 | 0 | 0 | 0 | 0 | 0 | 0 | 0 | 0 | 0 | 0 | 0 | 0 | 0 | 0 | 0 | 0 | 0 | 0 | 0 | 0 | 0 | 0 | 0 | 0 | 0 | 0 | 0 | 0 | 0
F2_Commercial_Miscellaneous_New_Miscellaneous_Natural Gas_Pool Heater_E9 | F2 | Commercial | Miscellaneous | New | Miscellaneous | Natural Gas | Pool Heater | E9 | Participant - Cost of Operation | 0 | 0 | 0 | 0 | 0 | 0 | 0 | 0 | 0 | 0 | 0 | 0 | 0 | 0 | 0 | 0 | 0 | 0 | 0 | 0 | 0 | 0 | 0 | 0 | 0 | 0 | 0 | 0 | 0 | 0 | 0
F2_Commercial_Miscellaneous_New_Miscellaneous_Natural Gas_Pool Heater_E10 | F2 | Commercial | Miscellaneous | New | Miscellaneous | Natural Gas | Pool Heater | E10 | Participant - Cost of Operation | 0 | 0 | 0 | 0 | 0 | 0 | 0 | 0 | 0 | 0 | 0 | 0 | 0 | 0 | 0 | 0 | 0 | 0 | 0 | 0 | 0 | 0 | 0 | 0 | 0 | 0 | 0 | 0 | 0 | 0 | 0
F3_Commercial_Miscellaneous_New_Miscellaneous_Natural Gas_Pool Heater_E1 | F3 | Commercial | Miscellaneous | New | Miscellaneous | Natural Gas | Pool Heater | E1 | System - kBTUs of Conusmption | 0.034925 | 0.035065 | 0.034976 | 0.034915 | 0.034915 | 0.034915 | 0.034915 | 0.034915 | 0.034915 | 0.034915 | 0.034915 | 0.034915 | 0.034915 | 0.034915 | 0.034915 | 0.034915 | 0.034915 | 0.034915 | 0.034915 | 0.034915 | 0.034915 | 0.034915 | 0.034915 | 0.034915 | 0.034915 | 0.034915 | 0.034915 | 0.034915 | 0.034915 | 0.034915 | 0.034915
F3_Commercial_Miscellaneous_New_Miscellaneous_Natural Gas_Pool Heater_E2 | F3 | Commercial | Miscellaneous | New | Miscellaneous | Natural Gas | Pool Heater | E2 | System - kBTUs of Conusmption | 0.029686 | 0.029805 | 0.029729 | 0.029678 | 0.029678 | 0.029678 | 0.029678 | 0.029678 | 0.029678 | 0.029678 | 0.029678 | 0.029678 | 0.029678 | 0.029678 | 0.029678 | 0.029678 | 0.029678 | 0.029678 | 0.029678 | 0.029678 | 0.029678 | 0.029678 | 0.029678 | 0.029678 | 0.029678 | 0.029678 | 0.029678 | 0.029678 | 0.029678 | 0.029678 | 0.029678
F3_Commercial_Miscellaneous_New_Miscellaneous_Natural Gas_Pool Heater_E3 | F3 | Commercial | Miscellaneous | New | Miscellaneous | Natural Gas | Pool Heater | E3 | System - kBTUs of Conusmption | 0 | 0 | 0 | 0 | 0 | 0 | 0 | 0 | 0 | 0 | 0 | 0 | 0 | 0 | 0 | 0 | 0 | 0 | 0 | 0 | 0 | 0 | 0 | 0 | 0 | 0 | 0 | 0 | 0 | 0 | 0
F3_Commercial_Miscellaneous_New_Miscellaneous_Natural Gas_Pool Heater_E4 | F3 | Commercial | Miscellaneous | New | Miscellaneous | Natural Gas | Pool Heater | E4 | System - kBTUs of Conusmption | 0 | 0 | 0 | 0 | 0 | 0 | 0 | 0 | 0 | 0 | 0 | 0 | 0 | 0 | 0 | 0 | 0 | 0 | 0 | 0 | 0 | 0 | 0 | 0 | 0 | 0 | 0 | 0 | 0 | 0 | 0
F3_Commercial_Miscellaneous_New_Miscellaneous_Natural Gas_Pool Heater_E5 | F3 | Commercial | Miscellaneous | New | Miscellaneous | Natural Gas | Pool Heater | E5 | System - kBTUs of Conusmption | 0 | 0 | 0 | 0 | 0 | 0 | 0 | 0 | 0 | 0 | 0 | 0 | 0 | 0 | 0 | 0 | 0 | 0 | 0 | 0 | 0 | 0 | 0 | 0 | 0 | 0 | 0 | 0 | 0 | 0 | 0
F3_Commercial_Miscellaneous_New_Miscellaneous_Natural Gas_Pool Heater_E6 | F3 | Commercial | Miscellaneous | New | Miscellaneous | Natural Gas | Pool Heater | E6 | System - kBTUs of Conusmption | 0 | 0 | 0 | 0 | 0 | 0 | 0 | 0 | 0 | 0 | 0 | 0 | 0 | 0 | 0 | 0 | 0 | 0 | 0 | 0 | 0 | 0 | 0 | 0 | 0 | 0 | 0 | 0 | 0 | 0 | 0
F3_Commercial_Miscellaneous_New_Miscellaneous_Natural Gas_Pool Heater_E7 | F3 | Commercial | Miscellaneous | New | Miscellaneous | Natural Gas | Pool Heater | E7 | System - kBTUs of Conusmption | 0 | 0 | 0 | 0 | 0 | 0 | 0 | 0 | 0 | 0 | 0 | 0 | 0 | 0 | 0 | 0 | 0 | 0 | 0 | 0 | 0 | 0 | 0 | 0 | 0 | 0 | 0 | 0 | 0 | 0 | 0
F3_Commercial_Miscellaneous_New_Miscellaneous_Natural Gas_Pool Heater_E8 | F3 | Commercial | Miscellaneous | New | Miscellaneous | Natural Gas | Pool Heater | E8 | System - kBTUs of Conusmption | 0 | 0 | 0 | 0 | 0 | 0 | 0 | 0 | 0 | 0 | 0 | 0 | 0 | 0 | 0 | 0 | 0 | 0 | 0 | 0 | 0 | 0 | 0 | 0 | 0 | 0 | 0 | 0 | 0 | 0 | 0
F3_Commercial_Miscellaneous_New_Miscellaneous_Natural Gas_Pool Heater_E9 | F3 | Commercial | Miscellaneous | New | Miscellaneous | Natural Gas | Pool Heater | E9 | System - kBTUs of Conusmption | 0 | 0 | 0 | 0 | 0 | 0 | 0 | 0 | 0 | 0 | 0 | 0 | 0 | 0 | 0 | 0 | 0 | 0 | 0 | 0 | 0 | 0 | 0 | 0 | 0 | 0 | 0 | 0 | 0 | 0 | 0
F3_Commercial_Miscellaneous_New_Miscellaneous_Natural Gas_Pool Heater_E10 | F3 | Commercial | Miscellaneous | New | Miscellaneous | Natural Gas | Pool Heater | E10 | System - kBTUs of Conusmption | 0 | 0 | 0 | 0 | 0 | 0 | 0 | 0 | 0 | 0 | 0 | 0 | 0 | 0 | 0 | 0 | 0 | 0 | 0 | 0 | 0 | 0 | 0 | 0 | 0 | 0 | 0 | 0 | 0 | 0 | 0
F4_Commercial_Miscellaneous_New_Miscellaneous_Natural Gas_Pool Heater_E1 | F4 | Commercial | Miscellaneous | New | Miscellaneous | Natural Gas | Pool Heater | E1 | Utility - Cost of Equipment | 8.9585e-05 | 8.9585e-05 | 8.9585e-05 | 8.9585e-05 | 8.9585e-05 | 8.9585e-05 | 8.9585e-05 | 8.9585e-05 | 8.9585e-05 | 8.9585e-05 | 8.9585e-05 | 8.9585e-05 | 8.9585e-05 | 8.9585e-05 | 8.9585e-05 | 8.9585e-05 | 8.9585e-05 | 8.9585e-05 | 8.9585e-05 | 8.9585e-05 | 8.9585e-05 | 8.9585e-05 | 8.9585e-05 | 8.9585e-05 | 8.9585e-05 | 8.9585e-05 | 8.9585e-05 | 8.9585e-05 | 8.9585e-05 | 8.9585e-05 | 8.9585e-05
F4_Commercial_Miscellaneous_New_Miscellaneous_Natural Gas_Pool Heater_E2 | F4 | Commercial | Miscellaneous | New | Miscellaneous | Natural Gas | Pool Heater | E2 | Utility - Cost of Equipment | 0.00014668 | 0.00014668 | 0.00014668 | 0.00014668 | 0.00014668 | 0.00014668 | 0.00014668 | 0.00014668 | 0.00014668 | 0.00014668 | 0.00014668 | 0.00014668 | 0.00014668 | 0.00014668 | 0.00014668 | 0.00014668 | 0.00014668 | 0.00014668 | 0.00014668 | 0.00014668 | 0.00014668 | 0.00014668 | 0.00014668 | 0.00014668 | 0.00014668 | 0.00014668 | 0.00014668 | 0.00014668 | 0.00014668 | 0.00014668 | 0.00014668
F4_Commercial_Miscellaneous_New_Miscellaneous_Natural Gas_Pool Heater_E3 | F4 | Commercial | Miscellaneous | New | Miscellaneous | Natural Gas | Pool Heater | E3 | Utility - Cost of Equipment | 0 | 0 | 0 | 0 | 0 | 0 | 0 | 0 | 0 | 0 | 0 | 0 | 0 | 0 | 0 | 0 | 0 | 0 | 0 | 0 | 0 | 0 | 0 | 0 | 0 | 0 | 0 | 0 | 0 | 0 | 0
F4_Commercial_Miscellaneous_New_Miscellaneous_Natural Gas_Pool Heater_E4 | F4 | Commercial | Miscellaneous | New | Miscellaneous | Natural Gas | Pool Heater | E4 | Utility - Cost of Equipment | 0 | 0 | 0 | 0 | 0 | 0 | 0 | 0 | 0 | 0 | 0 | 0 | 0 | 0 | 0 | 0 | 0 | 0 | 0 | 0 | 0 | 0 | 0 | 0 | 0 | 0 | 0 | 0 | 0 | 0 | 0
F4_Commercial_Miscellaneous_New_Miscellaneous_Natural Gas_Pool Heater_E5 | F4 | Commercial | Miscellaneous | New | Miscellaneous | Natural Gas | Pool Heater | E5 | Utility - Cost of Equipment | 0 | 0 | 0 | 0 | 0 | 0 | 0 | 0 | 0 | 0 | 0 | 0 | 0 | 0 | 0 | 0 | 0 | 0 | 0 | 0 | 0 | 0 | 0 | 0 | 0 | 0 | 0 | 0 | 0 | 0 | 0
F4_Commercial_Miscellaneous_New_Miscellaneous_Natural Gas_Pool Heater_E6 | F4 | Commercial | Miscellaneous | New | Miscellaneous | Natural Gas | Pool Heater | E6 | Utility - Cost of Equipment | 0 | 0 | 0 | 0 | 0 | 0 | 0 | 0 | 0 | 0 | 0 | 0 | 0 | 0 | 0 | 0 | 0 | 0 | 0 | 0 | 0 | 0 | 0 | 0 | 0 | 0 | 0 | 0 | 0 | 0 | 0
F4_Commercial_Miscellaneous_New_Miscellaneous_Natural Gas_Pool Heater_E7 | F4 | Commercial | Miscellaneous | New | Miscellaneous | Natural Gas | Pool Heater | E7 | Utility - Cost of Equipment | 0 | 0 | 0 | 0 | 0 | 0 | 0 | 0 | 0 | 0 | 0 | 0 | 0 | 0 | 0 | 0 | 0 | 0 | 0 | 0 | 0 | 0 | 0 | 0 | 0 | 0 | 0 | 0 | 0 | 0 | 0
F4_Commercial_Miscellaneous_New_Miscellaneous_Natural Gas_Pool Heater_E8 | F4 | Commercial | Miscellaneous | New | Miscellaneous | Natural Gas | Pool Heater | E8 | Utility - Cost of Equipment | 0 | 0 | 0 | 0 | 0 | 0 | 0 | 0 | 0 | 0 | 0 | 0 | 0 | 0 | 0 | 0 | 0 | 0 | 0 | 0 | 0 | 0 | 0 | 0 | 0 | 0 | 0 | 0 | 0 | 0 | 0
F4_Commercial_Miscellaneous_New_Miscellaneous_Natural Gas_Pool Heater_E9 | F4 | Commercial | Miscellaneous | New | Miscellaneous | Natural Gas | Pool Heater | E9 | Utility - Cost of Equipment | 0 | 0 | 0 | 0 | 0 | 0 | 0 | 0 | 0 | 0 | 0 | 0 | 0 | 0 | 0 | 0 | 0 | 0 | 0 | 0 | 0 | 0 | 0 | 0 | 0 | 0 | 0 | 0 | 0 | 0 | 0
F4_Commercial_Miscellaneous_New_Miscellaneous_Natural Gas_Pool Heater_E10 | F4 | Commercial | Miscellaneous | New | Miscellaneous | Natural Gas | Pool Heater | E10 | Utility - Cost of Equipment | 0 | 0 | 0 | 0 | 0 | 0 | 0 | 0 | 0 | 0 | 0 | 0 | 0 | 0 | 0 | 0 | 0 | 0 | 0 | 0 | 0 | 0 | 0 | 0 | 0 | 0 | 0 | 0 | 0 | 0 | 0
F5_Commercial_Miscellaneous_New_Miscellaneous_Natural Gas_Pool Heater_E1 | F5 | Commercial | Miscellaneous | New | Miscellaneous | Natural Gas | Pool Heater | E1 | Utility - Cost of Operation | 0.00034525 | 0.00035801 | 0.0003631 | 0.00036431 | 0.00037809 | 0.00035643 | 0.00034145 | 0.00034104 | 0.00035111 | 0.0003452 | 0.00034358 | 0.00033987 | 0.000255 | 0.00024879 | 0.00024698 | 0.00027915 | 0.00031879 | 0.0003634 | 0.00039899 | 0.0004574 | 0.00046459 | 0.0004735 | 0.00048413 | 0.00018268 | 0.0001788 | 0.0001752 | 0.00017185 | 0.0001687 | 0.00016572 | 0.00016288 | 0.00016015
F5_Commercial_Miscellaneous_New_Miscellaneous_Natural Gas_Pool Heater_E2 | F5 | Commercial | Miscellaneous | New | Miscellaneous | Natural Gas | Pool Heater | E2 | Utility - Cost of Operation | 0.00029346 | 0.00030431 | 0.00030864 | 0.00030966 | 0.00032138 | 0.00030297 | 0.00029023 | 0.00028988 | 0.00029845 | 0.00029342 | 0.00029204 | 0.00028889 | 0.00021675 | 0.00021147 | 0.00020993 | 0.00023728 | 0.00027097 | 0.00030889 | 0.00033914 | 0.00038879 | 0.0003949 | 0.00040247 | 0.00041151 | 0.00015528 | 0.00015198 | 0.00014892 | 0.00014607 | 0.0001434 | 0.00014087 | 0.00013845 | 0.00013613
F5_Commercial_Miscellaneous_New_Miscellaneous_Natural Gas_Pool Heater_E3 | F5 | Commercial | Miscellaneous | New | Miscellaneous | Natural Gas | Pool Heater | E3 | Utility - Cost of Operation | 0 | 0 | 0 | 0 | 0 | 0 | 0 | 0 | 0 | 0 | 0 | 0 | 0 | 0 | 0 | 0 | 0 | 0 | 0 | 0 | 0 | 0 | 0 | 0 | 0 | 0 | 0 | 0 | 0 | 0 | 0
F5_Commercial_Miscellaneous_New_Miscellaneous_Natural Gas_Pool Heater_E4 | F5 | Commercial | Miscellaneous | New | Miscellaneous | Natural Gas | Pool Heater | E4 | Utility - Cost of Operation | 0 | 0 | 0 | 0 | 0 | 0 | 0 | 0 | 0 | 0 | 0 | 0 | 0 | 0 | 0 | 0 | 0 | 0 | 0 | 0 | 0 | 0 | 0 | 0 | 0 | 0 | 0 | 0 | 0 | 0 | 0
F5_Commercial_Miscellaneous_New_Miscellaneous_Natural Gas_Pool Heater_E5 | F5 | Commercial | Miscellaneous | New | Miscellaneous | Natural Gas | Pool Heater | E5 | Utility - Cost of Operation | 0 | 0 | 0 | 0 | 0 | 0 | 0 | 0 | 0 | 0 | 0 | 0 | 0 | 0 | 0 | 0 | 0 | 0 | 0 | 0 | 0 | 0 | 0 | 0 | 0 | 0 | 0 | 0 | 0 | 0 | 0
F5_Commercial_Miscellaneous_New_Miscellaneous_Natural Gas_Pool Heater_E6 | F5 | Commercial | Miscellaneous | New | Miscellaneous | Natural Gas | Pool Heater | E6 | Utility - Cost of Operation | 0 | 0 | 0 | 0 | 0 | 0 | 0 | 0 | 0 | 0 | 0 | 0 | 0 | 0 | 0 | 0 | 0 | 0 | 0 | 0 | 0 | 0 | 0 | 0 | 0 | 0 | 0 | 0 | 0 | 0 | 0
F5_Commercial_Miscellaneous_New_Miscellaneous_Natural Gas_Pool Heater_E7 | F5 | Commercial | Miscellaneous | New | Miscellaneous | Natural Gas | Pool Heater | E7 | Utility - Cost of Operation | 0 | 0 | 0 | 0 | 0 | 0 | 0 | 0 | 0 | 0 | 0 | 0 | 0 | 0 | 0 | 0 | 0 | 0 | 0 | 0 | 0 | 0 | 0 | 0 | 0 | 0 | 0 | 0 | 0 | 0 | 0
F5_Commercial_Miscellaneous_New_Miscellaneous_Natural Gas_Pool Heater_E8 | F5 | Commercial | Miscellaneous | New | Miscellaneous | Natural Gas | Pool Heater | E8 | Utility - Cost of Operation | 0 | 0 | 0 | 0 | 0 | 0 | 0 | 0 | 0 | 0 | 0 | 0 | 0 | 0 | 0 | 0 | 0 | 0 | 0 | 0 | 0 | 0 | 0 | 0 | 0 | 0 | 0 | 0 | 0 | 0 | 0
F5_Commercial_Miscellaneous_New_Miscellaneous_Natural Gas_Pool Heater_E9 | F5 | Commercial | Miscellaneous | New | Miscellaneous | Natural Gas | Pool Heater | E9 | Utility - Cost of Operation | 0 | 0 | 0 | 0 | 0 | 0 | 0 | 0 | 0 | 0 | 0 | 0 | 0 | 0 | 0 | 0 | 0 | 0 | 0 | 0 | 0 | 0 | 0 | 0 | 0 | 0 | 0 | 0 | 0 | 0 | 0
F5_Commercial_Miscellaneous_New_Miscellaneous_Natural Gas_Pool Heater_E10 | F5 | Commercial | Miscellaneous | New | Miscellaneous | Natural Gas | Pool Heater | E10 | Utility - Cost of Operation | 0 | 0 | 0 | 0 | 0 | 0 | 0 | 0 | 0 | 0 | 0 | 0 | 0 | 0 | 0 | 0 | 0 | 0 | 0 | 0 | 0 | 0 | 0 | 0 | 0 | 0 | 0 | 0 | 0 | 0 | 0
F6_Commercial_Miscellaneous_New_Miscellaneous_Natural Gas_Pool Heater_E1 | F6 | Commercial | Miscellaneous | New | Miscellaneous | Natural Gas | Pool Heater | E1 | Utility - Value of Sales | 0.00041363 | 0.00042892 | 0.00043502 | 0.00043647 | 0.00045298 | 0.00042703 | 0.00040908 | 0.00040858 | 0.00042066 | 0.00041357 | 0.00041163 | 0.00040719 | 0.00030551 | 0.00029807 | 0.0002959 | 0.00033445 | 0.00038193 | 0.00043538 | 0.00047801 | 0.00054799 | 0.00055661 | 0.00056728 | 0.00058003 | 0.00021886 | 0.00021421 | 0.0002099 | 0.00020588 | 0.00020212 | 0.00019855 | 0.00019514 | 0.00019187
F6_Commercial_Miscellaneous_New_Miscellaneous_Natural Gas_Pool Heater_E2 | F6 | Commercial | Miscellaneous | New | Miscellaneous | Natural Gas | Pool Heater | E2 | Utility - Value of Sales | 0.00035159 | 0.00036458 | 0.00036977 | 0.000371 | 0.00038503 | 0.00036297 | 0.00034772 | 0.00034729 | 0.00035756 | 0.00035153 | 0.00034989 | 0.00034611 | 0.00025968 | 0.00025336 | 0.00025151 | 0.00028428 | 0.00032464 | 0.00037007 | 0.00040631 | 0.00046579 | 0.00047312 | 0.00048219 | 0.00049302 | 0.00018603 | 0.00018208 | 0.00017841 | 0.000175 | 0.0001718 | 0.00016877 | 0.00016587 | 0.00016309
F6_Commercial_Miscellaneous_New_Miscellaneous_Natural Gas_Pool Heater_E3 | F6 | Commercial | Miscellaneous | New | Miscellaneous | Natural Gas | Pool Heater | E3 | Utility - Value of Sales | 0 | 0 | 0 | 0 | 0 | 0 | 0 | 0 | 0 | 0 | 0 | 0 | 0 | 0 | 0 | 0 | 0 | 0 | 0 | 0 | 0 | 0 | 0 | 0 | 0 | 0 | 0 | 0 | 0 | 0 | 0
F6_Commercial_Miscellaneous_New_Miscellaneous_Natural Gas_Pool Heater_E4 | F6 | Commercial | Miscellaneous | New | Miscellaneous | Natural Gas | Pool Heater | E4 | Utility - Value of Sales | 0 | 0 | 0 | 0 | 0 | 0 | 0 | 0 | 0 | 0 | 0 | 0 | 0 | 0 | 0 | 0 | 0 | 0 | 0 | 0 | 0 | 0 | 0 | 0 | 0 | 0 | 0 | 0 | 0 | 0 | 0
F6_Commercial_Miscellaneous_New_Miscellaneous_Natural Gas_Pool Heater_E5 | F6 | Commercial | Miscellaneous | New | Miscellaneous | Natural Gas | Pool Heater | E5 | Utility - Value of Sales | 0 | 0 | 0 | 0 | 0 | 0 | 0 | 0 | 0 | 0 | 0 | 0 | 0 | 0 | 0 | 0 | 0 | 0 | 0 | 0 | 0 | 0 | 0 | 0 | 0 | 0 | 0 | 0 | 0 | 0 | 0
F6_Commercial_Miscellaneous_New_Miscellaneous_Natural Gas_Pool Heater_E6 | F6 | Commercial | Miscellaneous | New | Miscellaneous | Natural Gas | Pool Heater | E6 | Utility - Value of Sales | 0 | 0 | 0 | 0 | 0 | 0 | 0 | 0 | 0 | 0 | 0 | 0 | 0 | 0 | 0 | 0 | 0 | 0 | 0 | 0 | 0 | 0 | 0 | 0 | 0 | 0 | 0 | 0 | 0 | 0 | 0
F6_Commercial_Miscellaneous_New_Miscellaneous_Natural Gas_Pool Heater_E7 | F6 | Commercial | Miscellaneous | New | Miscellaneous | Natural Gas | Pool Heater | E7 | Utility - Value of Sales | 0 | 0 | 0 | 0 | 0 | 0 | 0 | 0 | 0 | 0 | 0 | 0 | 0 | 0 | 0 | 0 | 0 | 0 | 0 | 0 | 0 | 0 | 0 | 0 | 0 | 0 | 0 | 0 | 0 | 0 | 0
F6_Commercial_Miscellaneous_New_Miscellaneous_Natural Gas_Pool Heater_E8 | F6 | Commercial | Miscellaneous | New | Miscellaneous | Natural Gas | Pool Heater | E8 | Utility - Value of Sales | 0 | 0 | 0 | 0 | 0 | 0 | 0 | 0 | 0 | 0 | 0 | 0 | 0 | 0 | 0 | 0 | 0 | 0 | 0 | 0 | 0 | 0 | 0 | 0 | 0 | 0 | 0 | 0 | 0 | 0 | 0
F6_Commercial_Miscellaneous_New_Miscellaneous_Natural Gas_Pool Heater_E9 | F6 | Commercial | Miscellaneous | New | Miscellaneous | Natural Gas | Pool Heater | E9 | Utility - Value of Sales | 0 | 0 | 0 | 0 | 0 | 0 | 0 | 0 | 0 | 0 | 0 | 0 | 0 | 0 | 0 | 0 | 0 | 0 | 0 | 0 | 0 | 0 | 0 | 0 | 0 | 0 | 0 | 0 | 0 | 0 | 0
F6_Commercial_Miscellaneous_New_Miscellaneous_Natural Gas_Pool Heater_E10 | F6 | Commercial | Miscellaneous | New | Miscellaneous | Natural Gas | Pool Heater | E10 | Utility - Value of Sales | 0 | 0 | 0 | 0 | 0 | 0 | 0 | 0 | 0 | 0 | 0 | 0 | 0 | 0 | 0 | 0 | 0 | 0 | 0 | 0 | 0 | 0 | 0 | 0 | 0 | 0 | 0 | 0 | 0 | 0 | 0
F1_Commercial_Miscellaneous_New_Miscellaneous_Natural Gas_Miscellaneous_E1 | F1 | Commercial | Miscellaneous | New | Miscellaneous | Natural Gas | Miscellaneous | E1 | Participant - Cost of Equipment | 0.24854 | 0.24854 | 0.24854 | 0.24854 | 0.24854 | 0.24854 | 0.24854 | 0.24854 | 0.24854 | 0.24854 | 0.24854 | 0.24854 | 0.24854 | 0.24854 | 0.24854 | 0.24854 | 0.24854 | 0.24854 | 0.24854 | 0.24854 | 0.24854 | 0.24854 | 0.24854 | 0.24854 | 0.24854 | 0.24854 | 0.24854 | 0.24854 | 0.24854 | 0.24854 | 0.24854
F1_Commercial_Miscellaneous_New_Miscellaneous_Natural Gas_Miscellaneous_E2 | F1 | Commercial | Miscellaneous | New | Miscellaneous | Natural Gas | Miscellaneous | E2 | Participant - Cost of Equipment | 0 | 0 | 0 | 0 | 0 | 0 | 0 | 0 | 0 | 0 | 0 | 0 | 0 | 0 | 0 | 0 | 0 | 0 | 0 | 0 | 0 | 0 | 0 | 0 | 0 | 0 | 0 | 0 | 0 | 0 | 0
F1_Commercial_Miscellaneous_New_Miscellaneous_Natural Gas_Miscellaneous_E3 | F1 | Commercial | Miscellaneous | New | Miscellaneous | Natural Gas | Miscellaneous | E3 | Participant - Cost of Equipment | 0 | 0 | 0 | 0 | 0 | 0 | 0 | 0 | 0 | 0 | 0 | 0 | 0 | 0 | 0 | 0 | 0 | 0 | 0 | 0 | 0 | 0 | 0 | 0 | 0 | 0 | 0 | 0 | 0 | 0 | 0
F1_Commercial_Miscellaneous_New_Miscellaneous_Natural Gas_Miscellaneous_E4 | F1 | Commercial | Miscellaneous | New | Miscellaneous | Natural Gas | Miscellaneous | E4 | Participant - Cost of Equipment | 0 | 0 | 0 | 0 | 0 | 0 | 0 | 0 | 0 | 0 | 0 | 0 | 0 | 0 | 0 | 0 | 0 | 0 | 0 | 0 | 0 | 0 | 0 | 0 | 0 | 0 | 0 | 0 | 0 | 0 | 0
F1_Commercial_Miscellaneous_New_Miscellaneous_Natural Gas_Miscellaneous_E5 | F1 | Commercial | Miscellaneous | New | Miscellaneous | Natural Gas | Miscellaneous | E5 | Participant - Cost of Equipment | 0 | 0 | 0 | 0 | 0 | 0 | 0 | 0 | 0 | 0 | 0 | 0 | 0 | 0 | 0 | 0 | 0 | 0 | 0 | 0 | 0 | 0 | 0 | 0 | 0 | 0 | 0 | 0 | 0 | 0 | 0
F1_Commercial_Miscellaneous_New_Miscellaneous_Natural Gas_Miscellaneous_E6 | F1 | Commercial | Miscellaneous | New | Miscellaneous | Natural Gas | Miscellaneous | E6 | Participant - Cost of Equipment | 0 | 0 | 0 | 0 | 0 | 0 | 0 | 0 | 0 | 0 | 0 | 0 | 0 | 0 | 0 | 0 | 0 | 0 | 0 | 0 | 0 | 0 | 0 | 0 | 0 | 0 | 0 | 0 | 0 | 0 | 0
F1_Commercial_Miscellaneous_New_Miscellaneous_Natural Gas_Miscellaneous_E7 | F1 | Commercial | Miscellaneous | New | Miscellaneous | Natural Gas | Miscellaneous | E7 | Participant - Cost of Equipment | 0 | 0 | 0 | 0 | 0 | 0 | 0 | 0 | 0 | 0 | 0 | 0 | 0 | 0 | 0 | 0 | 0 | 0 | 0 | 0 | 0 | 0 | 0 | 0 | 0 | 0 | 0 | 0 | 0 | 0 | 0
F1_Commercial_Miscellaneous_New_Miscellaneous_Natural Gas_Miscellaneous_E8 | F1 | Commercial | Miscellaneous | New | Miscellaneous | Natural Gas | Miscellaneous | E8 | Participant - Cost of Equipment | 0 | 0 | 0 | 0 | 0 | 0 | 0 | 0 | 0 | 0 | 0 | 0 | 0 | 0 | 0 | 0 | 0 | 0 | 0 | 0 | 0 | 0 | 0 | 0 | 0 | 0 | 0 | 0 | 0 | 0 | 0
F1_Commercial_Miscellaneous_New_Miscellaneous_Natural Gas_Miscellaneous_E9 | F1 | Commercial | Miscellaneous | New | Miscellaneous | Natural Gas | Miscellaneous | E9 | Participant - Cost of Equipment | 0 | 0 | 0 | 0 | 0 | 0 | 0 | 0 | 0 | 0 | 0 | 0 | 0 | 0 | 0 | 0 | 0 | 0 | 0 | 0 | 0 | 0 | 0 | 0 | 0 | 0 | 0 | 0 | 0 | 0 | 0
F1_Commercial_Miscellaneous_New_Miscellaneous_Natural Gas_Miscellaneous_E10 | F1 | Commercial | Miscellaneous | New | Miscellaneous | Natural Gas | Miscellaneous | E10 | Participant - Cost of Equipment | 0 | 0 | 0 | 0 | 0 | 0 | 0 | 0 | 0 | 0 | 0 | 0 | 0 | 0 | 0 | 0 | 0 | 0 | 0 | 0 | 0 | 0 | 0 | 0 | 0 | 0 | 0 | 0 | 0 | 0 | 0
F2_Commercial_Miscellaneous_New_Miscellaneous_Natural Gas_Miscellaneous_E1 | F2 | Commercial | Miscellaneous | New | Miscellaneous | Natural Gas | Miscellaneous | E1 | Participant - Cost of Operation | 0.00048207 | 0.00049756 | 0.00050929 | 0.00052272 | 0.00054849 | 0.0005094 | 0.00047987 | 0.00047414 | 0.00048553 | 0.0004936 | 0.00050937 | 0.00050357 | 0.00036205 | 0.00035316 | 0.00035101 | 0.00038965 | 0.00043804 | 0.00048954 | 0.00052402 | 0.00059379 | 0.00066521 | 0.00074581 | 0.0007647 | 0.00026014 | 0.00025452 | 0.00024933 | 0.0002445 | 0.00023998 | 0.00023572 | 0.00023165 | 0.00022775
F2_Commercial_Miscellaneous_New_Miscellaneous_Natural Gas_Miscellaneous_E2 | F2 | Commercial | Miscellaneous | New | Miscellaneous | Natural Gas | Miscellaneous | E2 | Participant - Cost of Operation | 0 | 0 | 0 | 0 | 0 | 0 | 0 | 0 | 0 | 0 | 0 | 0 | 0 | 0 | 0 | 0 | 0 | 0 | 0 | 0 | 0 | 0 | 0 | 0 | 0 | 0 | 0 | 0 | 0 | 0 | 0
F2_Commercial_Miscellaneous_New_Miscellaneous_Natural Gas_Miscellaneous_E3 | F2 | Commercial | Miscellaneous | New | Miscellaneous | Natural Gas | Miscellaneous | E3 | Participant - Cost of Operation | 0 | 0 | 0 | 0 | 0 | 0 | 0 | 0 | 0 | 0 | 0 | 0 | 0 | 0 | 0 | 0 | 0 | 0 | 0 | 0 | 0 | 0 | 0 | 0 | 0 | 0 | 0 | 0 | 0 | 0 | 0
F2_Commercial_Miscellaneous_New_Miscellaneous_Natural Gas_Miscellaneous_E4 | F2 | Commercial | Miscellaneous | New | Miscellaneous | Natural Gas | Miscellaneous | E4 | Participant - Cost of Operation | 0 | 0 | 0 | 0 | 0 | 0 | 0 | 0 | 0 | 0 | 0 | 0 | 0 | 0 | 0 | 0 | 0 | 0 | 0 | 0 | 0 | 0 | 0 | 0 | 0 | 0 | 0 | 0 | 0 | 0 | 0
F2_Commercial_Miscellaneous_New_Miscellaneous_Natural Gas_Miscellaneous_E5 | F2 | Commercial | Miscellaneous | New | Miscellaneous | Natural Gas | Miscellaneous | E5 | Participant - Cost of Operation | 0 | 0 | 0 | 0 | 0 | 0 | 0 | 0 | 0 | 0 | 0 | 0 | 0 | 0 | 0 | 0 | 0 | 0 | 0 | 0 | 0 | 0 | 0 | 0 | 0 | 0 | 0 | 0 | 0 | 0 | 0
F2_Commercial_Miscellaneous_New_Miscellaneous_Natural Gas_Miscellaneous_E6 | F2 | Commercial | Miscellaneous | New | Miscellaneous | Natural Gas | Miscellaneous | E6 | Participant - Cost of Operation | 0 | 0 | 0 | 0 | 0 | 0 | 0 | 0 | 0 | 0 | 0 | 0 | 0 | 0 | 0 | 0 | 0 | 0 | 0 | 0 | 0 | 0 | 0 | 0 | 0 | 0 | 0 | 0 | 0 | 0 | 0
F2_Commercial_Miscellaneous_New_Miscellaneous_Natural Gas_Miscellaneous_E7 | F2 | Commercial | Miscellaneous | New | Miscellaneous | Natural Gas | Miscellaneous | E7 | Participant - Cost of Operation | 0 | 0 | 0 | 0 | 0 | 0 | 0 | 0 | 0 | 0 | 0 | 0 | 0 | 0 | 0 | 0 | 0 | 0 | 0 | 0 | 0 | 0 | 0 | 0 | 0 | 0 | 0 | 0 | 0 | 0 | 0
F2_Commercial_Miscellaneous_New_Miscellaneous_Natural Gas_Miscellaneous_E8 | F2 | Commercial | Miscellaneous | New | Miscellaneous | Natural Gas | Miscellaneous | E8 | Participant - Cost of Operation | 0 | 0 | 0 | 0 | 0 | 0 | 0 | 0 | 0 | 0 | 0 | 0 | 0 | 0 | 0 | 0 | 0 | 0 | 0 | 0 | 0 | 0 | 0 | 0 | 0 | 0 | 0 | 0 | 0 | 0 | 0
F2_Commercial_Miscellaneous_New_Miscellaneous_Natural Gas_Miscellaneous_E9 | F2 | Commercial | Miscellaneous | New | Miscellaneous | Natural Gas | Miscellaneous | E9 | Participant - Cost of Operation | 0 | 0 | 0 | 0 | 0 | 0 | 0 | 0 | 0 | 0 | 0 | 0 | 0 | 0 | 0 | 0 | 0 | 0 | 0 | 0 | 0 | 0 | 0 | 0 | 0 | 0 | 0 | 0 | 0 | 0 | 0
F2_Commercial_Miscellaneous_New_Miscellaneous_Natural Gas_Miscellaneous_E10 | F2 | Commercial | Miscellaneous | New | Miscellaneous | Natural Gas | Miscellaneous | E10 | Participant - Cost of Operation | 0 | 0 | 0 | 0 | 0 | 0 | 0 | 0 | 0 | 0 | 0 | 0 | 0 | 0 | 0 | 0 | 0 | 0 | 0 | 0 | 0 | 0 | 0 | 0 | 0 | 0 | 0 | 0 | 0 | 0 | 0
F3_Commercial_Miscellaneous_New_Miscellaneous_Natural Gas_Miscellaneous_E1 | F3 | Commercial | Miscellaneous | New | Miscellaneous | Natural Gas | Miscellaneous | E1 | System - kBTUs of Conusmption | 0.0417 | 0.041912 | 0.041785 | 0.041698 | 0.041698 | 0.041698 | 0.041698 | 0.041698 | 0.041698 | 0.041698 | 0.041698 | 0.041698 | 0.041698 | 0.041698 | 0.041698 | 0.041698 | 0.041698 | 0.041698 | 0.041698 | 0.041698 | 0.041698 | 0.041698 | 0.041698 | 0.041698 | 0.041698 | 0.041698 | 0.041698 | 0.041698 | 0.041698 | 0.041698 | 0.041698
F3_Commercial_Miscellaneous_New_Miscellaneous_Natural Gas_Miscellaneous_E2 | F3 | Commercial | Miscellaneous | New | Miscellaneous | Natural Gas | Miscellaneous | E2 | System - kBTUs of Conusmption | 0 | 0 | 0 | 0 | 0 | 0 | 0 | 0 | 0 | 0 | 0 | 0 | 0 | 0 | 0 | 0 | 0 | 0 | 0 | 0 | 0 | 0 | 0 | 0 | 0 | 0 | 0 | 0 | 0 | 0 | 0
F3_Commercial_Miscellaneous_New_Miscellaneous_Natural Gas_Miscellaneous_E3 | F3 | Commercial | Miscellaneous | New | Miscellaneous | Natural Gas | Miscellaneous | E3 | System - kBTUs of Conusmption | 0 | 0 | 0 | 0 | 0 | 0 | 0 | 0 | 0 | 0 | 0 | 0 | 0 | 0 | 0 | 0 | 0 | 0 | 0 | 0 | 0 | 0 | 0 | 0 | 0 | 0 | 0 | 0 | 0 | 0 | 0
F3_Commercial_Miscellaneous_New_Miscellaneous_Natural Gas_Miscellaneous_E4 | F3 | Commercial | Miscellaneous | New | Miscellaneous | Natural Gas | Miscellaneous | E4 | System - kBTUs of Conusmption | 0 | 0 | 0 | 0 | 0 | 0 | 0 | 0 | 0 | 0 | 0 | 0 | 0 | 0 | 0 | 0 | 0 | 0 | 0 | 0 | 0 | 0 | 0 | 0 | 0 | 0 | 0 | 0 | 0 | 0 | 0
F3_Commercial_Miscellaneous_New_Miscellaneous_Natural Gas_Miscellaneous_E5 | F3 | Commercial | Miscellaneous | New | Miscellaneous | Natural Gas | Miscellaneous | E5 | System - kBTUs of Conusmption | 0 | 0 | 0 | 0 | 0 | 0 | 0 | 0 | 0 | 0 | 0 | 0 | 0 | 0 | 0 | 0 | 0 | 0 | 0 | 0 | 0 | 0 | 0 | 0 | 0 | 0 | 0 | 0 | 0 | 0 | 0
F3_Commercial_Miscellaneous_New_Miscellaneous_Natural Gas_Miscellaneous_E6 | F3 | Commercial | Miscellaneous | New | Miscellaneous | Natural Gas | Miscellaneous | E6 | System - kBTUs of Conusmption | 0 | 0 | 0 | 0 | 0 | 0 | 0 | 0 | 0 | 0 | 0 | 0 | 0 | 0 | 0 | 0 | 0 | 0 | 0 | 0 | 0 | 0 | 0 | 0 | 0 | 0 | 0 | 0 | 0 | 0 | 0
F3_Commercial_Miscellaneous_New_Miscellaneous_Natural Gas_Miscellaneous_E7 | F3 | Commercial | Miscellaneous | New | Miscellaneous | Natural Gas | Miscellaneous | E7 | System - kBTUs of Conusmption | 0 | 0 | 0 | 0 | 0 | 0 | 0 | 0 | 0 | 0 | 0 | 0 | 0 | 0 | 0 | 0 | 0 | 0 | 0 | 0 | 0 | 0 | 0 | 0 | 0 | 0 | 0 | 0 | 0 | 0 | 0
F3_Commercial_Miscellaneous_New_Miscellaneous_Natural Gas_Miscellaneous_E8 | F3 | Commercial | Miscellaneous | New | Miscellaneous | Natural Gas | Miscellaneous | E8 | System - kBTUs of Conusmption | 0 | 0 | 0 | 0 | 0 | 0 | 0 | 0 | 0 | 0 | 0 | 0 | 0 | 0 | 0 | 0 | 0 | 0 | 0 | 0 | 0 | 0 | 0 | 0 | 0 | 0 | 0 | 0 | 0 | 0 | 0
F3_Commercial_Miscellaneous_New_Miscellaneous_Natural Gas_Miscellaneous_E9 | F3 | Commercial | Miscellaneous | New | Miscellaneous | Natural Gas | Miscellaneous | E9 | System - kBTUs of Conusmption | 0 | 0 | 0 | 0 | 0 | 0 | 0 | 0 | 0 | 0 | 0 | 0 | 0 | 0 | 0 | 0 | 0 | 0 | 0 | 0 | 0 | 0 | 0 | 0 | 0 | 0 | 0 | 0 | 0 | 0 | 0
F3_Commercial_Miscellaneous_New_Miscellaneous_Natural Gas_Miscellaneous_E10 | F3 | Commercial | Miscellaneous | New | Miscellaneous | Natural Gas | Miscellaneous | E10 | System - kBTUs of Conusmption | 0 | 0 | 0 | 0 | 0 | 0 | 0 | 0 | 0 | 0 | 0 | 0 | 0 | 0 | 0 | 0 | 0 | 0 | 0 | 0 | 0 | 0 | 0 | 0 | 0 | 0 | 0 | 0 | 0 | 0 | 0
F4_Commercial_Miscellaneous_New_Miscellaneous_Natural Gas_Miscellaneous_E1 | F4 | Commercial | Miscellaneous | New | Miscellaneous | Natural Gas | Miscellaneous | E1 | Utility - Cost of Equipment | 0.24854 | 0.24854 | 0.24854 | 0.24854 | 0.24854 | 0.24854 | 0.24854 | 0.24854 | 0.24854 | 0.24854 | 0.24854 | 0.24854 | 0.24854 | 0.24854 | 0.24854 | 0.24854 | 0.24854 | 0.24854 | 0.24854 | 0.24854 | 0.24854 | 0.24854 | 0.24854 | 0.24854 | 0.24854 | 0.24854 | 0.24854 | 0.24854 | 0.24854 | 0.24854 | 0.24854
F4_Commercial_Miscellaneous_New_Miscellaneous_Natural Gas_Miscellaneous_E2 | F4 | Commercial | Miscellaneous | New | Miscellaneous | Natural Gas | Miscellaneous | E2 | Utility - Cost of Equipment | 0 | 0 | 0 | 0 | 0 | 0 | 0 | 0 | 0 | 0 | 0 | 0 | 0 | 0 | 0 | 0 | 0 | 0 | 0 | 0 | 0 | 0 | 0 | 0 | 0 | 0 | 0 | 0 | 0 | 0 | 0
F4_Commercial_Miscellaneous_New_Miscellaneous_Natural Gas_Miscellaneous_E3 | F4 | Commercial | Miscellaneous | New | Miscellaneous | Natural Gas | Miscellaneous | E3 | Utility - Cost of Equipment | 0 | 0 | 0 | 0 | 0 | 0 | 0 | 0 | 0 | 0 | 0 | 0 | 0 | 0 | 0 | 0 | 0 | 0 | 0 | 0 | 0 | 0 | 0 | 0 | 0 | 0 | 0 | 0 | 0 | 0 | 0
F4_Commercial_Miscellaneous_New_Miscellaneous_Natural Gas_Miscellaneous_E4 | F4 | Commercial | Miscellaneous | New | Miscellaneous | Natural Gas | Miscellaneous | E4 | Utility - Cost of Equipment | 0 | 0 | 0 | 0 | 0 | 0 | 0 | 0 | 0 | 0 | 0 | 0 | 0 | 0 | 0 | 0 | 0 | 0 | 0 | 0 | 0 | 0 | 0 | 0 | 0 | 0 | 0 | 0 | 0 | 0 | 0
F4_Commercial_Miscellaneous_New_Miscellaneous_Natural Gas_Miscellaneous_E5 | F4 | Commercial | Miscellaneous | New | Miscellaneous | Natural Gas | Miscellaneous | E5 | Utility - Cost of Equipment | 0 | 0 | 0 | 0 | 0 | 0 | 0 | 0 | 0 | 0 | 0 | 0 | 0 | 0 | 0 | 0 | 0 | 0 | 0 | 0 | 0 | 0 | 0 | 0 | 0 | 0 | 0 | 0 | 0 | 0 | 0
F4_Commercial_Miscellaneous_New_Miscellaneous_Natural Gas_Miscellaneous_E6 | F4 | Commercial | Miscellaneous | New | Miscellaneous | Natural Gas | Miscellaneous | E6 | Utility - Cost of Equipment | 0 | 0 | 0 | 0 | 0 | 0 | 0 | 0 | 0 | 0 | 0 | 0 | 0 | 0 | 0 | 0 | 0 | 0 | 0 | 0 | 0 | 0 | 0 | 0 | 0 | 0 | 0 | 0 | 0 | 0 | 0
F4_Commercial_Miscellaneous_New_Miscellaneous_Natural Gas_Miscellaneous_E7 | F4 | Commercial | Miscellaneous | New | Miscellaneous | Natural Gas | Miscellaneous | E7 | Utility - Cost of Equipment | 0 | 0 | 0 | 0 | 0 | 0 | 0 | 0 | 0 | 0 | 0 | 0 | 0 | 0 | 0 | 0 | 0 | 0 | 0 | 0 | 0 | 0 | 0 | 0 | 0 | 0 | 0 | 0 | 0 | 0 | 0
F4_Commercial_Miscellaneous_New_Miscellaneous_Natural Gas_Miscellaneous_E8 | F4 | Commercial | Miscellaneous | New | Miscellaneous | Natural Gas | Miscellaneous | E8 | Utility - Cost of Equipment | 0 | 0 | 0 | 0 | 0 | 0 | 0 | 0 | 0 | 0 | 0 | 0 | 0 | 0 | 0 | 0 | 0 | 0 | 0 | 0 | 0 | 0 | 0 | 0 | 0 | 0 | 0 | 0 | 0 | 0 | 0
F4_Commercial_Miscellaneous_New_Miscellaneous_Natural Gas_Miscellaneous_E9 | F4 | Commercial | Miscellaneous | New | Miscellaneous | Natural Gas | Miscellaneous | E9 | Utility - Cost of Equipment | 0 | 0 | 0 | 0 | 0 | 0 | 0 | 0 | 0 | 0 | 0 | 0 | 0 | 0 | 0 | 0 | 0 | 0 | 0 | 0 | 0 | 0 | 0 | 0 | 0 | 0 | 0 | 0 | 0 | 0 | 0
F4_Commercial_Miscellaneous_New_Miscellaneous_Natural Gas_Miscellaneous_E10 | F4 | Commercial | Miscellaneous | New | Miscellaneous | Natural Gas | Miscellaneous | E10 | Utility - Cost of Equipment | 0 | 0 | 0 | 0 | 0 | 0 | 0 | 0 | 0 | 0 | 0 | 0 | 0 | 0 | 0 | 0 | 0 | 0 | 0 | 0 | 0 | 0 | 0 | 0 | 0 | 0 | 0 | 0 | 0 | 0 | 0
F5_Commercial_Miscellaneous_New_Miscellaneous_Natural Gas_Miscellaneous_E1 | F5 | Commercial | Miscellaneous | New | Miscellaneous | Natural Gas | Miscellaneous | E1 | Utility - Cost of Operation | 0.00040237 | 0.0004153 | 0.00042509 | 0.0004363 | 0.00045782 | 0.00042518 | 0.00040054 | 0.00039576 | 0.00040526 | 0.00041199 | 0.00042516 | 0.00042032 | 0.0003022 | 0.00029478 | 0.00029298 | 0.00032523 | 0.00036562 | 0.00040861 | 0.00043739 | 0.00049563 | 0.00055523 | 0.00062251 | 0.00063828 | 0.00021713 | 0.00021244 | 0.00020811 | 0.00020408 | 0.00020031 | 0.00019675 | 0.00019335 | 0.0001901
F5_Commercial_Miscellaneous_New_Miscellaneous_Natural Gas_Miscellaneous_E2 | F5 | Commercial | Miscellaneous | New | Miscellaneous | Natural Gas | Miscellaneous | E2 | Utility - Cost of Operation | 0 | 0 | 0 | 0 | 0 | 0 | 0 | 0 | 0 | 0 | 0 | 0 | 0 | 0 | 0 | 0 | 0 | 0 | 0 | 0 | 0 | 0 | 0 | 0 | 0 | 0 | 0 | 0 | 0 | 0 | 0
F5_Commercial_Miscellaneous_New_Miscellaneous_Natural Gas_Miscellaneous_E3 | F5 | Commercial | Miscellaneous | New | Miscellaneous | Natural Gas | Miscellaneous | E3 | Utility - Cost of Operation | 0 | 0 | 0 | 0 | 0 | 0 | 0 | 0 | 0 | 0 | 0 | 0 | 0 | 0 | 0 | 0 | 0 | 0 | 0 | 0 | 0 | 0 | 0 | 0 | 0 | 0 | 0 | 0 | 0 | 0 | 0
F5_Commercial_Miscellaneous_New_Miscellaneous_Natural Gas_Miscellaneous_E4 | F5 | Commercial | Miscellaneous | New | Miscellaneous | Natural Gas | Miscellaneous | E4 | Utility - Cost of Operation | 0 | 0 | 0 | 0 | 0 | 0 | 0 | 0 | 0 | 0 | 0 | 0 | 0 | 0 | 0 | 0 | 0 | 0 | 0 | 0 | 0 | 0 | 0 | 0 | 0 | 0 | 0 | 0 | 0 | 0 | 0
F5_Commercial_Miscellaneous_New_Miscellaneous_Natural Gas_Miscellaneous_E5 | F5 | Commercial | Miscellaneous | New | Miscellaneous | Natural Gas | Miscellaneous | E5 | Utility - Cost of Operation | 0 | 0 | 0 | 0 | 0 | 0 | 0 | 0 | 0 | 0 | 0 | 0 | 0 | 0 | 0 | 0 | 0 | 0 | 0 | 0 | 0 | 0 | 0 | 0 | 0 | 0 | 0 | 0 | 0 | 0 | 0
F5_Commercial_Miscellaneous_New_Miscellaneous_Natural Gas_Miscellaneous_E6 | F5 | Commercial | Miscellaneous | New | Miscellaneous | Natural Gas | Miscellaneous | E6 | Utility - Cost of Operation | 0 | 0 | 0 | 0 | 0 | 0 | 0 | 0 | 0 | 0 | 0 | 0 | 0 | 0 | 0 | 0 | 0 | 0 | 0 | 0 | 0 | 0 | 0 | 0 | 0 | 0 | 0 | 0 | 0 | 0 | 0
F5_Commercial_Miscellaneous_New_Miscellaneous_Natural Gas_Miscellaneous_E7 | F5 | Commercial | Miscellaneous | New | Miscellaneous | Natural Gas | Miscellaneous | E7 | Utility - Cost of Operation | 0 | 0 | 0 | 0 | 0 | 0 | 0 | 0 | 0 | 0 | 0 | 0 | 0 | 0 | 0 | 0 | 0 | 0 | 0 | 0 | 0 | 0 | 0 | 0 | 0 | 0 | 0 | 0 | 0 | 0 | 0
F5_Commercial_Miscellaneous_New_Miscellaneous_Natural Gas_Miscellaneous_E8 | F5 | Commercial | Miscellaneous | New | Miscellaneous | Natural Gas | Miscellaneous | E8 | Utility - Cost of Operation | 0 | 0 | 0 | 0 | 0 | 0 | 0 | 0 | 0 | 0 | 0 | 0 | 0 | 0 | 0 | 0 | 0 | 0 | 0 | 0 | 0 | 0 | 0 | 0 | 0 | 0 | 0 | 0 | 0 | 0 | 0
F5_Commercial_Miscellaneous_New_Miscellaneous_Natural Gas_Miscellaneous_E9 | F5 | Commercial | Miscellaneous | New | Miscellaneous | Natural Gas | Miscellaneous | E9 | Utility - Cost of Operation | 0 | 0 | 0 | 0 | 0 | 0 | 0 | 0 | 0 | 0 | 0 | 0 | 0 | 0 | 0 | 0 | 0 | 0 | 0 | 0 | 0 | 0 | 0 | 0 | 0 | 0 | 0 | 0 | 0 | 0 | 0
F5_Commercial_Miscellaneous_New_Miscellaneous_Natural Gas_Miscellaneous_E10 | F5 | Commercial | Miscellaneous | New | Miscellaneous | Natural Gas | Miscellaneous | E10 | Utility - Cost of Operation | 0 | 0 | 0 | 0 | 0 | 0 | 0 | 0 | 0 | 0 | 0 | 0 | 0 | 0 | 0 | 0 | 0 | 0 | 0 | 0 | 0 | 0 | 0 | 0 | 0 | 0 | 0 | 0 | 0 | 0 | 0
F6_Commercial_Miscellaneous_New_Miscellaneous_Natural Gas_Miscellaneous_E1 | F6 | Commercial | Miscellaneous | New | Miscellaneous | Natural Gas | Miscellaneous | E1 | Utility - Value of Sales | 0.00048207 | 0.00049756 | 0.00050929 | 0.00052272 | 0.00054849 | 0.0005094 | 0.00047987 | 0.00047414 | 0.00048553 | 0.0004936 | 0.00050937 | 0.00050357 | 0.00036205 | 0.00035316 | 0.00035101 | 0.00038965 | 0.00043804 | 0.00048954 | 0.00052402 | 0.00059379 | 0.00066521 | 0.00074581 | 0.0007647 | 0.00026014 | 0.00025452 | 0.00024933 | 0.0002445 | 0.00023998 | 0.00023572 | 0.00023165 | 0.00022775
F6_Commercial_Miscellaneous_New_Miscellaneous_Natural Gas_Miscellaneous_E2 | F6 | Commercial | Miscellaneous | New | Miscellaneous | Natural Gas | Miscellaneous | E2 | Utility - Value of Sales | 0 | 0 | 0 | 0 | 0 | 0 | 0 | 0 | 0 | 0 | 0 | 0 | 0 | 0 | 0 | 0 | 0 | 0 | 0 | 0 | 0 | 0 | 0 | 0 | 0 | 0 | 0 | 0 | 0 | 0 | 0
F6_Commercial_Miscellaneous_New_Miscellaneous_Natural Gas_Miscellaneous_E3 | F6 | Commercial | Miscellaneous | New | Miscellaneous | Natural Gas | Miscellaneous | E3 | Utility - Value of Sales | 0 | 0 | 0 | 0 | 0 | 0 | 0 | 0 | 0 | 0 | 0 | 0 | 0 | 0 | 0 | 0 | 0 | 0 | 0 | 0 | 0 | 0 | 0 | 0 | 0 | 0 | 0 | 0 | 0 | 0 | 0
F6_Commercial_Miscellaneous_New_Miscellaneous_Natural Gas_Miscellaneous_E4 | F6 | Commercial | Miscellaneous | New | Miscellaneous | Natural Gas | Miscellaneous | E4 | Utility - Value of Sales | 0 | 0 | 0 | 0 | 0 | 0 | 0 | 0 | 0 | 0 | 0 | 0 | 0 | 0 | 0 | 0 | 0 | 0 | 0 | 0 | 0 | 0 | 0 | 0 | 0 | 0 | 0 | 0 | 0 | 0 | 0
F6_Commercial_Miscellaneous_New_Miscellaneous_Natural Gas_Miscellaneous_E5 | F6 | Commercial | Miscellaneous | New | Miscellaneous | Natural Gas | Miscellaneous | E5 | Utility - Value of Sales | 0 | 0 | 0 | 0 | 0 | 0 | 0 | 0 | 0 | 0 | 0 | 0 | 0 | 0 | 0 | 0 | 0 | 0 | 0 | 0 | 0 | 0 | 0 | 0 | 0 | 0 | 0 | 0 | 0 | 0 | 0
F6_Commercial_Miscellaneous_New_Miscellaneous_Natural Gas_Miscellaneous_E6 | F6 | Commercial | Miscellaneous | New | Miscellaneous | Natural Gas | Miscellaneous | E6 | Utility - Value of Sales | 0 | 0 | 0 | 0 | 0 | 0 | 0 | 0 | 0 | 0 | 0 | 0 | 0 | 0 | 0 | 0 | 0 | 0 | 0 | 0 | 0 | 0 | 0 | 0 | 0 | 0 | 0 | 0 | 0 | 0 | 0
F6_Commercial_Miscellaneous_New_Miscellaneous_Natural Gas_Miscellaneous_E7 | F6 | Commercial | Miscellaneous | New | Miscellaneous | Natural Gas | Miscellaneous | E7 | Utility - Value of Sales | 0 | 0 | 0 | 0 | 0 | 0 | 0 | 0 | 0 | 0 | 0 | 0 | 0 | 0 | 0 | 0 | 0 | 0 | 0 | 0 | 0 | 0 | 0 | 0 | 0 | 0 | 0 | 0 | 0 | 0 | 0
F6_Commercial_Miscellaneous_New_Miscellaneous_Natural Gas_Miscellaneous_E8 | F6 | Commercial | Miscellaneous | New | Miscellaneous | Natural Gas | Miscellaneous | E8 | Utility - Value of Sales | 0 | 0 | 0 | 0 | 0 | 0 | 0 | 0 | 0 | 0 | 0 | 0 | 0 | 0 | 0 | 0 | 0 | 0 | 0 | 0 | 0 | 0 | 0 | 0 | 0 | 0 | 0 | 0 | 0 | 0 | 0
F6_Commercial_Miscellaneous_New_Miscellaneous_Natural Gas_Miscellaneous_E9 | F6 | Commercial | Miscellaneous | New | Miscellaneous | Natural Gas | Miscellaneous | E9 | Utility - Value of Sales | 0 | 0 | 0 | 0 | 0 | 0 | 0 | 0 | 0 | 0 | 0 | 0 | 0 | 0 | 0 | 0 | 0 | 0 | 0 | 0 | 0 | 0 | 0 | 0 | 0 | 0 | 0 | 0 | 0 | 0 | 0
F6_Commercial_Miscellaneous_New_Miscellaneous_Natural Gas_Miscellaneous_E10 | F6 | Commercial | Miscellaneous | New | Miscellaneous | Natural Gas | Miscellaneous | E10 | Utility - Value of Sales | 0 | 0 | 0 | 0 | 0 | 0 | 0 | 0 | 0 | 0 | 0 | 0 | 0 | 0 | 0 | 0 | 0 | 0 | 0 | 0 | 0 | 0 | 0 | 0 | 0 | 0 | 0 | 0 | 0 | 0 | 0

## Technology Economics
Key | Field | Sector | Segment | Vintage | End Use | Fuel | Technology | Equipment | Label | 2019 | 2020 | 2021 | 2022 | 2023 | 2024 | 2025 | 2026 | 2027 | 2028 | 2029 | 2030 | 2031 | 2032 | 2033 | 2034 | 2035 | 2036 | 2037 | 2038 | 2039 | 2040 | 2041 | 2042 | 2043 | 2044 | 2045 | 2046 | 2047 | 2048
F0_Commercial_Office_Existing_Space Heating_Natural Gas_Furnace_E0 | F0 | Commercial | Office | Existing | Space Heating | Natural Gas | Furnace | E0 | Economic Unit | AFUE 80% (Standard) | AFUE 80% (Standard) | AFUE 80% (Standard) | AFUE 80% (Standard) | AFUE 80% (Standard) | AFUE 96% | AFUE 96% | AFUE 96% | AFUE 96% | AFUE 96% | AFUE 96% | AFUE 96% | AFUE 96% | AFUE 96% | AFUE 96% | AFUE 96% | AFUE 96% | AFUE 96% | AFUE 96% | AFUE 96% | AFUE 96% | AFUE 96% | AFUE 96% | AFUE 96% | AFUE 96% | AFUE 96% | AFUE 96% | AFUE 96% | AFUE 96% | AFUE 96% | AFUE 96%
F1_Commercial_Office_Existing_Space Heating_Natural Gas_Furnace_E1 | F1 | Commercial | Office | Existing | Space Heating | Natural Gas | Furnace | E1 | CCE | 0 | 0 | 0 | 0 | 0 | 0 | 0 | 0 | 0 | 0 | 0 | 0 | 0 | 0 | 0 | 0 | 0 | 0 | 0 | 0 | 0 | 0 | 0 | 0 | 0 | 0 | 0 | 0 | 0 | 0 | 0
F1_Commercial_Office_Existing_Space Heating_Natural Gas_Furnace_E2 | F1 | Commercial | Office | Existing | Space Heating | Natural Gas | Furnace | E2 | CCE | 0.26643 | 0.25613 | 0.25735 | 0.26004 | 0.26004 | 0 | 0 | 0 | 0 | 0 | 0 | 0 | 0 | 0 | 0 | 0 | 0 | 0 | 0 | 0 | 0 | 0 | 0 | 0 | 0 | 0 | 0 | 0 | 0 | 0 | 0
F1_Commercial_Office_Existing_Space Heating_Natural Gas_Furnace_E3 | F1 | Commercial | Office | Existing | Space Heating | Natural Gas | Furnace | E3 | CCE | 0.056638 | 0.05445 | 0.054709 | 0.055281 | 0.055281 | 0 | 0 | 0 | 0 | 0 | 0 | 0 | 0 | 0 | 0 | 0 | 0 | 0 | 0 | 0 | 0 | 0 | 0 | 0 | 0 | 0 | 0 | 0 | 0 | 0 | 0
F1_Commercial_Office_Existing_Space Heating_Natural Gas_Furnace_E4 | F1 | Commercial | Office | Existing | Space Heating | Natural Gas | Furnace | E4 | CCE | 0.019241 | 0.018498 | 0.018586 | 0.01878 | 0.01878 | -0.077582 | -0.077582 | -0.077582 | -0.077582 | -0.077582 | -0.077582 | -0.077582 | -0.077582 | -0.077582 | -0.077582 | -0.077582 | -0.077582 | -0.077582 | -0.077582 | -0.077582 | -0.077582 | -0.077582 | -0.077582 | -0.077582 | -0.077582 | -0.077582 | -0.077582 | -0.077582 | -0.077582 | -0.077582 | -0.077582
F1_Commercial_Office_Existing_Space Heating_Natural Gas_Furnace_E5 | F1 | Commercial | Office | Existing | Space Heating | Natural Gas | Furnace | E5 | CCE | 0 | 0 | 0 | 0 | 0 | 0 | 0 | 0.45217 | 0.45217 | 0.45217 | 0.45217 | 0.45217 | 0.45217 | 0.45217 | 0.45217 | 0.45217 | 0.45217 | 0.45217 | 0.45217 | 0.45217 | 0.45217 | 0.45217 | 0.45217 | 0.45217 | 0.45217 | 0.45217 | 0.45217 | 0.45217 | 0.45217 | 0.45217 | 0.45217
F1_Commercial_Office_Existing_Space Heating_Natural Gas_Furnace_E6 | F1 | Commercial | Office | Existing | Space Heating | Natural Gas | Furnace | E6 | CCE | 0 | 0 | 0 | 0 | 0 | 0 | 0 | 0 | 0 | 0 | 0 | 0 | 0 | 0 | 0 | 0 | 0 | 0 | 0 | 0 | 0 | 0 | 0 | 0 | 0 | 0 | 0 | 0 | 0 | 0 | 0
F1_Commercial_Office_Existing_Space Heating_Natural Gas_Furnace_E7 | F1 | Commercial | Office | Existing | Space Heating | Natural Gas | Furnace | E7 | CCE | 0 | 0 | 0 | 0 | 0 | 0 | 0 | 0 | 0 | 0 | 0 | 0 | 0 | 0 | 0 | 0 | 0 | 0 | 0 | 0 | 0 | 0 | 0 | 0 | 0 | 0 | 0 | 0 | 0 | 0 | 0
F1_Commercial_Office_Existing_Space Heating_Natural Gas_Furnace_E8 | F1 | Commercial | Office | Existing | Space Heating | Natural Gas | Furnace | E8 | CCE | 0 | 0 | 0 | 0 | 0 | 0 | 0 | 0 | 0 | 0 | 0 | 0 | 0 | 0 | 0 | 0 | 0 | 0 | 0 | 0 | 0 | 0 | 0 | 0 | 0 | 0 | 0 | 0 | 0 | 0 | 0
F1_Commercial_Office_Existing_Space Heating_Natural Gas_Furnace_E9 | F1 | Commercial | Office | Existing | Space Heating | Natural Gas | Furnace | E9 | CCE | 0 | 0 | 0 | 0 | 0 | 0 | 0 | 0 | 0 | 0 | 0 | 0 | 0 | 0 | 0 | 0 | 0 | 0 | 0 | 0 | 0 | 0 | 0 | 0 | 0 | 0 | 0 | 0 | 0 | 0 | 0
F1_Commercial_Office_Existing_Space Heating_Natural Gas_Furnace_E10 | F1 | Commercial | Office | Existing | Space Heating | Natural Gas | Furnace | E10 | CCE | 0 | 0 | 0 | 0 | 0 | 0 | 0 | 0 | 0 | 0 | 0 | 0 | 0 | 0 | 0 | 0 | 0 | 0 | 0 | 0 | 0 | 0 | 0 | 0 | 0 | 0 | 0 | 0 | 0 | 0 | 0
F2_Commercial_Office_Existing_Space Heating_Natural Gas_Furnace_E1 | F2 | Commercial | Office | Existing | Space Heating | Natural Gas | Furnace | E1 | TRC BC Ratio | 0.9 | 0.9 | 0.9 | 0.9 | 0.9 | 0 | 0 | 0 | 0 | 0 | 0 | 0 | 0 | 0 | 0 | 0 | 0 | 0 | 0 | 0 | 0 | 0 | 0 | 0 | 0 | 0 | 0 | 0 | 0 | 0 | 0
F2_Commercial_Office_Existing_Space Heating_Natural Gas_Furnace_E2 | F2 | Commercial | Office | Existing | Space Heating | Natural Gas | Furnace | E2 | TRC BC Ratio | 0.037311 | 0.037551 | 0.037684 | 0.037846 | 0.038181 | 0 | 0 | 0 | 0 | 0 | 0 | 0 | 0 | 0 | 0 | 0 | 0 | 0 | 0 | 0 | 0 | 0 | 0 | 0 | 0 | 0 | 0 | 0 | 0 | 0 | 0
F2_Commercial_Office_Existing_Space Heating_Natural Gas_Furnace_E3 | F2 | Commercial | Office | Existing | Space Heating | Natural Gas | Furnace | E3 | TRC BC Ratio | 0.17551 | 0.17664 | 0.17727 | 0.17803 | 0.1796 | 0.9 | 0.9 | 0.9 | 0.9 | 0.9 | 0.9 | 0.9 | 0.9 | 0.9 | 0.9 | 0.9 | 0.9 | 0.9 | 0.9 | 0.9 | 0.9 | 0.9 | 0.9 | 0.9 | 0.9 | 0.9 | 0.9 | 0.9 | 0.9 | 0.9 | 0.9
F2_Commercial_Office_Existing_Space Heating_Natural Gas_Furnace_E4 | F2 | Commercial | Office | Existing | Space Heating | Natural Gas | Furnace | E4 | TRC BC Ratio | 0.51663 | 0.51996 | 0.5218 | 0.52404 | 0.52867 | 0.9 | 0.9 | 0.9 | 0.9 | 0.9 | 0.9 | 0.9 | 0.9 | 0.9 | 0.9 | 0.9 | 0.9 | 0.9 | 0.9 | 0.9 | 0.9 | 0.9 | 0.9 | 0.9 | 0.9 | 0.9 | 0.9 | 0.9 | 0.9 | 0.9 | 0.9
F2_Commercial_Office_Existing_Space Heating_Natural Gas_Furnace_E5 | F2 | Commercial | Office | Existing | Space Heating | Natural Gas | Furnace | E5 | TRC BC Ratio | 0 | 0 | 0 | 0 | 0 | 0 | 0 | 0.020477 | 0.020354 | 0.020179 | 0.020083 | 0.019952 | 0.017909 | 0.017764 | 0.017746 | 0.017612 | 0.017565 | 0.017551 | 0.017225 | 0.017334 | 0.017381 | 0.017462 | 0.017576 | 0.010225 | 0.00997 | 0.009708 | 0.0094366 | 0.0091531 | 0.0088549 | 0.0085394 | 0.0082043
F2_Commercial_Office_Existing_Space Heating_Natural Gas_Furnace_E6 | F2 | Commercial | Office | Existing | Space Heating | Natural Gas | Furnace | E6 | TRC BC Ratio | 0 | 0 | 0 | 0 | 0 | 0 | 0 | 0 | 0 | 0 | 0 | 0 | 0 | 0 | 0 | 0 | 0 | 0 | 0 | 0 | 0 | 0 | 0 | 0 | 0 | 0 | 0 | 0 | 0 | 0 | 0
F2_Commercial_Office_Existing_Space Heating_Natural Gas_Furnace_E7 | F2 | Commercial | Office | Existing | Space Heating | Natural Gas | Furnace | E7 | TRC BC Ratio | 0 | 0 | 0 | 0 | 0 | 0 | 0 | 0 | 0 | 0 | 0 | 0 | 0 | 0 | 0 | 0 | 0 | 0 | 0 | 0 | 0 | 0 | 0 | 0 | 0 | 0 | 0 | 0 | 0 | 0 | 0
F2_Commercial_Office_Existing_Space Heating_Natural Gas_Furnace_E8 | F2 | Commercial | Office | Existing | Space Heating | Natural Gas | Furnace | E8 | TRC BC Ratio | 0 | 0 | 0 | 0 | 0 | 0 | 0 | 0 | 0 | 0 | 0 | 0 | 0 | 0 | 0 | 0 | 0 | 0 | 0 | 0 | 0 | 0 | 0 | 0 | 0 | 0 | 0 | 0 | 0 | 0 | 0
F2_Commercial_Office_Existing_Space Heating_Natural Gas_Furnace_E9 | F2 | Commercial | Office | Existing | Space Heating | Natural Gas | Furnace | E9 | TRC BC Ratio | 0 | 0 | 0 | 0 | 0 | 0 | 0 | 0 | 0 | 0 | 0 | 0 | 0 | 0 | 0 | 0 | 0 | 0 | 0 | 0 | 0 | 0 | 0 | 0 | 0 | 0 | 0 | 0 | 0 | 0 | 0
F2_Commercial_Office_Existing_Space Heating_Natural Gas_Furnace_E10 | F2 | Commercial | Office | Existing | Space Heating | Natural Gas | Furnace | E10 | TRC BC Ratio | 0 | 0 | 0 | 0 | 0 | 0 | 0 | 0 | 0 | 0 | 0 | 0 | 0 | 0 | 0 | 0 | 0 | 0 | 0 | 0 | 0 | 0 | 0 | 0 | 0 | 0 | 0 | 0 | 0 | 0 | 0
F3_Commercial_Office_Existing_Space Heating_Natural Gas_Furnace_E1 | F3 | Commercial | Office | Existing | Space Heating | Natural Gas | Furnace | E1 | PACT BC Ratio | 0.9 | 0.9 | 0.9 | 0.9 | 0.9 | 0 | 0 | 0 | 0 | 0 | 0 | 0 | 0 | 0 | 0 | 0 | 0 | 0 | 0 | 0 | 0 | 0 | 0 | 0 | 0 | 0 | 0 | 0 | 0 | 0 | 0
F3_Commercial_Office_Existing_Space Heating_Natural Gas_Furnace_E2 | F3 | Commercial | Office | Existing | Space Heating | Natural Gas | Furnace | E2 | PACT BC Ratio | 0.037311 | 0.037551 | 0.037684 | 0.037846 | 0.038181 | 0 | 0 | 0 | 0 | 0 | 0 | 0 | 0 | 0 | 0 | 0 | 0 | 0 | 0 | 0 | 0 | 0 | 0 | 0 | 0 | 0 | 0 | 0 | 0 | 0 | 0
F3_Commercial_Office_Existing_Space Heating_Natural Gas_Furnace_E3 | F3 | Commercial | Office | Existing | Space Heating | Natural Gas | Furnace | E3 | PACT BC Ratio | 0.17551 | 0.17664 | 0.17727 | 0.17803 | 0.1796 | 0.9 | 0.9 | 0.9 | 0.9 | 0.9 | 0.9 | 0.9 | 0.9 | 0.9 | 0.9 | 0.9 | 0.9 | 0.9 | 0.9 | 0.9 | 0.9 | 0.9 | 0.9 | 0.9 | 0.9 | 0.9 | 0.9 | 0.9 | 0.9 | 0.9 | 0.9
F3_Commercial_Office_Existing_Space Heating_Natural Gas_Furnace_E4 | F3 | Commercial | Office | Existing | Space Heating | Natural Gas | Furnace | E4 | PACT BC Ratio | 0.51663 | 0.51996 | 0.5218 | 0.52404 | 0.52867 | 0.9 | 0.9 | 0.9 | 0.9 | 0.9 | 0.9 | 0.9 | 0.9 | 0.9 | 0.9 | 0.9 | 0.9 | 0.9 | 0.9 | 0.9 | 0.9 | 0.9 | 0.9 | 0.9 | 0.9 | 0.9 | 0.9 | 0.9 | 0.9 | 0.9 | 0.9
F3_Commercial_Office_Existing_Space Heating_Natural Gas_Furnace_E5 | F3 | Commercial | Office | Existing | Space Heating | Natural Gas | Furnace | E5 | PACT BC Ratio | 0 | 0 | 0 | 0 | 0 | 0 | 0 | 0.020477 | 0.020354 | 0.020179 | 0.020083 | 0.019952 | 0.017909 | 0.017764 | 0.017746 | 0.017612 | 0.017565 | 0.017551 | 0.017225 | 0.017334 | 0.017381 | 0.017462 | 0.017576 | 0.010225 | 0.00997 | 0.009708 | 0.0094366 | 0.0091531 | 0.0088549 | 0.0085394 | 0.0082043
F3_Commercial_Office_Existing_Space Heating_Natural Gas_Furnace_E6 | F3 | Commercial | Office | Existing | Space Heating | Natural Gas | Furnace | E6 | PACT BC Ratio | 0 | 0 | 0 | 0 | 0 | 0 | 0 | 0 | 0 | 0 | 0 | 0 | 0 | 0 | 0 | 0 | 0 | 0 | 0 | 0 | 0 | 0 | 0 | 0 | 0 | 0 | 0 | 0 | 0 | 0 | 0
F3_Commercial_Office_Existing_Space Heating_Natural Gas_Furnace_E7 | F3 | Commercial | Office | Existing | Space Heating | Natural Gas | Furnace | E7 | PACT BC Ratio | 0 | 0 | 0 | 0 | 0 | 0 | 0 | 0 | 0 | 0 | 0 | 0 | 0 | 0 | 0 | 0 | 0 | 0 | 0 | 0 | 0 | 0 | 0 | 0 | 0 | 0 | 0 | 0 | 0 | 0 | 0
F3_Commercial_Office_Existing_Space Heating_Natural Gas_Furnace_E8 | F3 | Commercial | Office | Existing | Space Heating | Natural Gas | Furnace | E8 | PACT BC Ratio | 0 | 0 | 0 | 0 | 0 | 0 | 0 | 0 | 0 | 0 | 0 | 0 | 0 | 0 | 0 | 0 | 0 | 0 | 0 | 0 | 0 | 0 | 0 | 0 | 0 | 0 | 0 | 0 | 0 | 0 | 0
F3_Commercial_Office_Existing_Space Heating_Natural Gas_Furnace_E9 | F3 | Commercial | Office | Existing | Space Heating | Natural Gas | Furnace | E9 | PACT BC Ratio | 0 | 0 | 0 | 0 | 0 | 0 | 0 | 0 | 0 | 0 | 0 | 0 | 0 | 0 | 0 | 0 | 0 | 0 | 0 | 0 | 0 | 0 | 0 | 0 | 0 | 0 | 0 | 0 | 0 | 0 | 0
F3_Commercial_Office_Existing_Space Heating_Natural Gas_Furnace_E10 | F3 | Commercial | Office | Existing | Space Heating | Natural Gas | Furnace | E10 | PACT BC Ratio | 0 | 0 | 0 | 0 | 0 | 0 | 0 | 0 | 0 | 0 | 0 | 0 | 0 | 0 | 0 | 0 | 0 | 0 | 0 | 0 | 0 | 0 | 0 | 0 | 0 | 0 | 0 | 0 | 0 | 0 | 0
F4_Commercial_Office_Existing_Space Heating_Natural Gas_Furnace_E1 | F4 | Commercial | Office | Existing | Space Heating | Natural Gas | Furnace | E1 | PCT BC Ratio | 0.9 | 0.9 | 0.9 | 0.9 | 0.9 | 0 | 0 | 0 | 0 | 0 | 0 | 0 | 0 | 0 | 0 | 0 | 0 | 0 | 0 | 0 | 0 | 0 | 0 | 0 | 0 | 0 | 0 | 0 | 0 | 0 | 0
F4_Commercial_Office_Existing_Space Heating_Natural Gas_Furnace_E2 | F4 | Commercial | Office | Existing | Space Heating | Natural Gas | Furnace | E2 | PCT BC Ratio | 1.0939 | 1.0945 | 1.0948 | 1.0952 | 1.0961 | 0 | 0 | 0 | 0 | 0 | 0 | 0 | 0 | 0 | 0 | 0 | 0 | 0 | 0 | 0 | 0 | 0 | 0 | 0 | 0 | 0 | 0 | 0 | 0 | 0 | 0
F4_Commercial_Office_Existing_Space Heating_Natural Gas_Furnace_E3 | F4 | Commercial | Office | Existing | Space Heating | Natural Gas | Furnace | E3 | PCT BC Ratio | 1.4416 | 1.4444 | 1.446 | 1.4479 | 1.4519 | 0.9 | 0.9 | 0.9 | 0.9 | 0.9 | 0.9 | 0.9 | 0.9 | 0.9 | 0.9 | 0.9 | 0.9 | 0.9 | 0.9 | 0.9 | 0.9 | 0.9 | 0.9 | 0.9 | 0.9 | 0.9 | 0.9 | 0.9 | 0.9 | 0.9 | 0.9
F4_Commercial_Office_Existing_Space Heating_Natural Gas_Furnace_E4 | F4 | Commercial | Office | Existing | Space Heating | Natural Gas | Furnace | E4 | PCT BC Ratio | 2.2998 | 2.3082 | 2.3128 | 2.3185 | 2.3301 | 0.9 | 0.9 | 0.9 | 0.9 | 0.9 | 0.9 | 0.9 | 0.9 | 0.9 | 0.9 | 0.9 | 0.9 | 0.9 | 0.9 | 0.9 | 0.9 | 0.9 | 0.9 | 0.9 | 0.9 | 0.9 | 0.9 | 0.9 | 0.9 | 0.9 | 0.9
F4_Commercial_Office_Existing_Space Heating_Natural Gas_Furnace_E5 | F4 | Commercial | Office | Existing | Space Heating | Natural Gas | Furnace | E5 | PCT BC Ratio | 0 | 0 | 0 | 0 | 0 | 0 | 0 | 1.0515 | 1.0512 | 1.0508 | 1.0505 | 1.0502 | 1.0451 | 1.0447 | 1.0446 | 1.0443 | 1.0442 | 1.0442 | 1.0433 | 1.0436 | 1.0437 | 1.0439 | 1.0442 | 1.0257 | 1.0251 | 1.0244 | 1.0237 | 1.023 | 1.0223 | 1.0215 | 1.0206
F4_Commercial_Office_Existing_Space Heating_Natural Gas_Furnace_E6 | F4 | Commercial | Office | Existing | Space Heating | Natural Gas | Furnace | E6 | PCT BC Ratio | 0 | 0 | 0 | 0 | 0 | 0 | 0 | 0 | 0 | 0 | 0 | 0 | 0 | 0 | 0 | 0 | 0 | 0 | 0 | 0 | 0 | 0 | 0 | 0 | 0 | 0 | 0 | 0 | 0 | 0 | 0
F4_Commercial_Office_Existing_Space Heating_Natural Gas_Furnace_E7 | F4 | Commercial | Office | Existing | Space Heating | Natural Gas | Furnace | E7 | PCT BC Ratio | 0 | 0 | 0 | 0 | 0 | 0 | 0 | 0 | 0 | 0 | 0 | 0 | 0 | 0 | 0 | 0 | 0 | 0 | 0 | 0 | 0 | 0 | 0 | 0 | 0 | 0 | 0 | 0 | 0 | 0 | 0
F4_Commercial_Office_Existing_Space Heating_Natural Gas_Furnace_E8 | F4 | Commercial | Office | Existing | Space Heating | Natural Gas | Furnace | E8 | PCT BC Ratio | 0 | 0 | 0 | 0 | 0 | 0 | 0 | 0 | 0 | 0 | 0 | 0 | 0 | 0 | 0 | 0 | 0 | 0 | 0 | 0 | 0 | 0 | 0 | 0 | 0 | 0 | 0 | 0 | 0 | 0 | 0
F4_Commercial_Office_Existing_Space Heating_Natural Gas_Furnace_E9 | F4 | Commercial | Office | Existing | Space Heating | Natural Gas | Furnace | E9 | PCT BC Ratio | 0 | 0 | 0 | 0 | 0 | 0 | 0 | 0 | 0 | 0 | 0 | 0 | 0 | 0 | 0 | 0 | 0 | 0 | 0 | 0 | 0 | 0 | 0 | 0 | 0 | 0 | 0 | 0 | 0 | 0 | 0
F4_Commercial_Office_Existing_Space Heating_Natural Gas_Furnace_E10 | F4 | Commercial | Office | Existing | Space Heating | Natural Gas | Furnace | E10 | PCT BC Ratio | 0 | 0 | 0 | 0 | 0 | 0 | 0 | 0 | 0 | 0 | 0 | 0 | 0 | 0 | 0 | 0 | 0 | 0 | 0 | 0 | 0 | 0 | 0 | 0 | 0 | 0 | 0 | 0 | 0 | 0 | 0
F5_Commercial_Office_Existing_Space Heating_Natural Gas_Furnace_E1 | F5 | Commercial | Office | Existing | Space Heating | Natural Gas | Furnace | E1 | RIM BC Ratio | 0.9 | 0.9 | 0.9 | 0.9 | 0.9 | 0 | 0 | 0 | 0 | 0 | 0 | 0 | 0 | 0 | 0 | 0 | 0 | 0 | 0 | 0 | 0 | 0 | 0 | 0 | 0 | 0 | 0 | 0 | 0 | 0 | 0
F5_Commercial_Office_Existing_Space Heating_Natural Gas_Furnace_E2 | F5 | Commercial | Office | Existing | Space Heating | Natural Gas | Furnace | E2 | RIM BC Ratio | 0.035715 | 0.035935 | 0.036057 | 0.036205 | 0.036511 | 0 | 0 | 0 | 0 | 0 | 0 | 0 | 0 | 0 | 0 | 0 | 0 | 0 | 0 | 0 | 0 | 0 | 0 | 0 | 0 | 0 | 0 | 0 | 0 | 0 | 0
F5_Commercial_Office_Existing_Space Heating_Natural Gas_Furnace_E3 | F5 | Commercial | Office | Existing | Space Heating | Natural Gas | Furnace | E3 | RIM BC Ratio | 0.14502 | 0.14579 | 0.14621 | 0.14673 | 0.1478 | 0.9 | 0.9 | 0.9 | 0.9 | 0.9 | 0.9 | 0.9 | 0.9 | 0.9 | 0.9 | 0.9 | 0.9 | 0.9 | 0.9 | 0.9 | 0.9 | 0.9 | 0.9 | 0.9 | 0.9 | 0.9 | 0.9 | 0.9 | 0.9 | 0.9 | 0.9
F5_Commercial_Office_Existing_Space Heating_Natural Gas_Furnace_E4 | F5 | Commercial | Office | Existing | Space Heating | Natural Gas | Furnace | E4 | RIM BC Ratio | 0.31911 | 0.32038 | 0.32108 | 0.32193 | 0.32367 | 0.9 | 0.9 | 0.9 | 0.9 | 0.9 | 0.9 | 0.9 | 0.9 | 0.9 | 0.9 | 0.9 | 0.9 | 0.9 | 0.9 | 0.9 | 0.9 | 0.9 | 0.9 | 0.9 | 0.9 | 0.9 | 0.9 | 0.9 | 0.9 | 0.9 | 0.9
F5_Commercial_Office_Existing_Space Heating_Natural Gas_Furnace_E5 | F5 | Commercial | Office | Existing | Space Heating | Natural Gas | Furnace | E5 | RIM BC Ratio | 0 | 0 | 0 | 0 | 0 | 0 | 0 | 0.019987 | 0.019869 | 0.019702 | 0.019612 | 0.019486 | 0.017532 | 0.017394 | 0.017377 | 0.017249 | 0.017203 | 0.01719 | 0.016876 | 0.016982 | 0.017027 | 0.017104 | 0.017214 | 0.010101 | 0.0098524 | 0.0095964 | 0.0093311 | 0.0090538 | 0.0087619 | 0.0084529 | 0.0081245
F5_Commercial_Office_Existing_Space Heating_Natural Gas_Furnace_E6 | F5 | Commercial | Office | Existing | Space Heating | Natural Gas | Furnace | E6 | RIM BC Ratio | 0 | 0 | 0 | 0 | 0 | 0 | 0 | 0 | 0 | 0 | 0 | 0 | 0 | 0 | 0 | 0 | 0 | 0 | 0 | 0 | 0 | 0 | 0 | 0 | 0 | 0 | 0 | 0 | 0 | 0 | 0
F5_Commercial_Office_Existing_Space Heating_Natural Gas_Furnace_E7 | F5 | Commercial | Office | Existing | Space Heating | Natural Gas | Furnace | E7 | RIM BC Ratio | 0 | 0 | 0 | 0 | 0 | 0 | 0 | 0 | 0 | 0 | 0 | 0 | 0 | 0 | 0 | 0 | 0 | 0 | 0 | 0 | 0 | 0 | 0 | 0 | 0 | 0 | 0 | 0 | 0 | 0 | 0
F5_Commercial_Office_Existing_Space Heating_Natural Gas_Furnace_E8 | F5 | Commercial | Office | Existing | Space Heating | Natural Gas | Furnace | E8 | RIM BC Ratio | 0 | 0 | 0 | 0 | 0 | 0 | 0 | 0 | 0 | 0 | 0 | 0 | 0 | 0 | 0 | 0 | 0 | 0 | 0 | 0 | 0 | 0 | 0 | 0 | 0 | 0 | 0 | 0 | 0 | 0 | 0
F5_Commercial_Office_Existing_Space Heating_Natural Gas_Furnace_E9 | F5 | Commercial | Office | Existing | Space Heating | Natural Gas | Furnace | E9 | RIM BC Ratio | 0 | 0 | 0 | 0 | 0 | 0 | 0 | 0 | 0 | 0 | 0 | 0 | 0 | 0 | 0 | 0 | 0 | 0 | 0 | 0 | 0 | 0 | 0 | 0 | 0 | 0 | 0 | 0 | 0 | 0 | 0
F5_Commercial_Office_Existing_Space Heating_Natural Gas_Furnace_E10 | F5 | Commercial | Office | Existing | Space Heating | Natural Gas | Furnace | E10 | RIM BC Ratio | 0 | 0 | 0 | 0 | 0 | 0 | 0 | 0 | 0 | 0 | 0 | 0 | 0 | 0 | 0 | 0 | 0 | 0 | 0 | 0 | 0 | 0 | 0 | 0 | 0 | 0 | 0 | 0 | 0 | 0 | 0
F0_Commercial_Office_Existing_Space Heating_Natural Gas_Boiler_E0 | F0 | Commercial | Office | Existing | Space Heating | Natural Gas | Boiler | E0 | Economic Unit | TE 98% | TE 98% | TE 98% | TE 98% | TE 98% | TE 98% | TE 98% | TE 98% | TE 98% | TE 98% | TE 98% | TE 98% | TE 98% | TE 98% | TE 98% | TE 98% | TE 98% | TE 98% | TE 98% | TE 98% | TE 98% | TE 98% | TE 98% | TE 94% (ENERGY STAR 1.0) | TE 94% (ENERGY STAR 1.0) | TE 94% (ENERGY STAR 1.0) | TE 94% (ENERGY STAR 1.0) | TE 94% (ENERGY STAR 1.0) | TE 94% (ENERGY STAR 1.0) | TE 94% (ENERGY STAR 1.0) | TE 94% (ENERGY STAR 1.0)
F1_Commercial_Office_Existing_Space Heating_Natural Gas_Boiler_E1 | F1 | Commercial | Office | Existing | Space Heating | Natural Gas | Boiler | E1 | CCE | 0 | 0 | 0 | 0 | 0 | 0 | 0 | 0 | 0 | 0 | 0 | 0 | 0 | 0 | 0 | 0 | 0 | 0 | 0 | 0 | 0 | 0 | 0 | 0 | 0 | 0 | 0 | 0 | 0 | 0 | 0
F1_Commercial_Office_Existing_Space Heating_Natural Gas_Boiler_E2 | F1 | Commercial | Office | Existing | Space Heating | Natural Gas | Boiler | E2 | CCE | 0.002488 | 0.0023919 | 0.0024033 | 0.0024284 | 0.0024284 | 0 | 0 | 0 | 0 | 0 | 0 | 0 | 0 | 0 | 0 | 0 | 0 | 0 | 0 | 0 | 0 | 0 | 0 | 0 | 0 | 0 | 0 | 0 | 0 | 0 | 0
F1_Commercial_Office_Existing_Space Heating_Natural Gas_Boiler_E3 | F1 | Commercial | Office | Existing | Space Heating | Natural Gas | Boiler | E3 | CCE | 0.01474 | 0.01417 | 0.014238 | 0.014387 | 0.014387 | 0 | 0 | 0 | 0 | 0 | 0 | 0 | 0 | 0 | 0 | 0 | 0 | 0 | 0 | 0 | 0 | 0 | 0 | 0 | 0 | 0 | 0 | 0 | 0 | 0 | 0
F1_Commercial_Office_Existing_Space Heating_Natural Gas_Boiler_E4 | F1 | Commercial | Office | Existing | Space Heating | Natural Gas | Boiler | E4 | CCE | 0.014863 | 0.014289 | 0.014357 | 0.014507 | 0.014507 | 0.015021 | 0.015021 | 0.015021 | 0.015021 | 0.015021 | 0.015021 | 0.015021 | 0.015021 | 0.015021 | 0.015021 | 0.015021 | 0.015021 | 0.015021 | 0.015021 | 0.015021 | 0.015021 | 0.015021 | 0.015021 | 0.015021 | 0.015021 | 0.015021 | 0.015021 | 0.015021 | 0.015021 | 0.015021 | 0.015021
F1_Commercial_Office_Existing_Space Heating_Natural Gas_Boiler_E5 | F1 | Commercial | Office | Existing | Space Heating | Natural Gas | Boiler | E5 | CCE | 0.044298 | 0.042587 | 0.04279 | 0.043237 | 0.043237 | 0.061468 | 0.061468 | 0.061468 | 0.061468 | 0.061468 | 0.061468 | 0.061468 | 0.061468 | 0.061468 | 0.061468 | 0.061468 | 0.061468 | 0.061468 | 0.061468 | 0.061468 | 0.061468 | 0.061468 | 0.061468 | 0.061468 | 0.061468 | 0.061468 | 0.061468 | 0.061468 | 0.061468 | 0.061468 | 0.061468
F1_Commercial_Office_Existing_Space Heating_Natural Gas_Boiler_E6 | F1 | Commercial | Office | Existing | Space Heating | Natural Gas | Boiler | E6 | CCE | 0 | 0 | 0 | 0 | 0 | 0 | 0 | 0 | 0 | 0 | 0 | 0 | 0 | 0 | 0 | 0 | 0 | 0 | 0 | 0 | 0 | 0 | 0 | 0 | 0 | 0 | 0 | 0 | 0 | 0 | 0
F1_Commercial_Office_Existing_Space Heating_Natural Gas_Boiler_E7 | F1 | Commercial | Office | Existing | Space Heating | Natural Gas | Boiler | E7 | CCE | 0 | 0 | 0 | 0 | 0 | 0 | 0 | 0 | 0 | 0 | 0 | 0 | 0 | 0 | 0 | 0 | 0 | 0 | 0 | 0 | 0 | 0 | 0 | 0 | 0 | 0 | 0 | 0 | 0 | 0 | 0
F1_Commercial_Office_Existing_Space Heating_Natural Gas_Boiler_E8 | F1 | Commercial | Office | Existing | Space Heating | Natural Gas | Boiler | E8 | CCE | 0 | 0 | 0 | 0 | 0 | 0 | 0 | 0 | 0 | 0 | 0 | 0 | 0 | 0 | 0 | 0 | 0 | 0 | 0 | 0 | 0 | 0 | 0 | 0 | 0 | 0 | 0 | 0 | 0 | 0 | 0
F1_Commercial_Office_Existing_Space Heating_Natural Gas_Boiler_E9 | F1 | Commercial | Office | Existing | Space Heating | Natural Gas | Boiler | E9 | CCE | 0 | 0 | 0 | 0 | 0 | 0 | 0 | 0 | 0 | 0 | 0 | 0 | 0 | 0 | 0 | 0 | 0 | 0 | 0 | 0 | 0 | 0 | 0 | 0 | 0 | 0 | 0 | 0 | 0 | 0 | 0
F1_Commercial_Office_Existing_Space Heating_Natural Gas_Boiler_E10 | F1 | Commercial | Office | Existing | Space Heating | Natural Gas | Boiler | E10 | CCE | 0 | 0 | 0 | 0 | 0 | 0 | 0 | 0 | 0 | 0 | 0 | 0 | 0 | 0 | 0 | 0 | 0 | 0 | 0 | 0 | 0 | 0 | 0 | 0 | 0 | 0 | 0 | 0 | 0 | 0 | 0
F2_Commercial_Office_Existing_Space Heating_Natural Gas_Boiler_E1 | F2 | Commercial | Office | Existing | Space Heating | Natural Gas | Boiler | E1 | TRC BC Ratio | 0.9 | 0.9 | 0.9 | 0.9 | 0.9 | 0 | 0 | 0 | 0 | 0 | 0 | 0 | 0 | 0 | 0 | 0 | 0 | 0 | 0 | 0 | 0 | 0 | 0 | 0 | 0 | 0 | 0 | 0 | 0 | 0 | 0
F2_Commercial_Office_Existing_Space Heating_Natural Gas_Boiler_E2 | F2 | Commercial | Office | Existing | Space Heating | Natural Gas | Boiler | E2 | TRC BC Ratio | 3.993 | 4.0168 | 4.032 | 4.05 | 4.0863 | 0 | 0 | 0 | 0 | 0 | 0 | 0 | 0 | 0 | 0 | 0 | 0 | 0 | 0 | 0 | 0 | 0 | 0 | 0 | 0 | 0 | 0 | 0 | 0 | 0 | 0
F2_Commercial_Office_Existing_Space Heating_Natural Gas_Boiler_E3 | F2 | Commercial | Office | Existing | Space Heating | Natural Gas | Boiler | E3 | TRC BC Ratio | 0.67399 | 0.67801 | 0.68057 | 0.68362 | 0.68974 | 0.9 | 0.9 | 0.9 | 0.9 | 0.9 | 0.9 | 0.9 | 0.9 | 0.9 | 0.9 | 0.9 | 0.9 | 0.9 | 0.9 | 0.9 | 0.9 | 0.9 | 0.9 | 0.9 | 0.9 | 0.9 | 0.9 | 0.9 | 0.9 | 0.9 | 0.9
F2_Commercial_Office_Existing_Space Heating_Natural Gas_Boiler_E4 | F2 | Commercial | Office | Existing | Space Heating | Natural Gas | Boiler | E4 | TRC BC Ratio | 0.66842 | 0.67241 | 0.67494 | 0.67797 | 0.68403 | 0.63542 | 0.61506 | 0.60414 | 0.60033 | 0.59504 | 0.59207 | 0.58805 | 0.52895 | 0.52458 | 0.52386 | 0.51981 | 0.51826 | 0.51766 | 0.50777 | 0.51015 | 0.51071 | 0.51223 | 0.51468 | 0.30198 | 0.29374 | 0.28529 | 0.27653 | 0.2674 | 0.25782 | 0.24771 | 0.23699
F2_Commercial_Office_Existing_Space Heating_Natural Gas_Boiler_E5 | F2 | Commercial | Office | Existing | Space Heating | Natural Gas | Boiler | E5 | TRC BC Ratio | 0.22426 | 0.2256 | 0.22646 | 0.22747 | 0.2295 | 0.15528 | 0.1503 | 0.14763 | 0.1467 | 0.14541 | 0.14468 | 0.1437 | 0.12926 | 0.12819 | 0.12802 | 0.12702 | 0.12665 | 0.1265 | 0.12408 | 0.12467 | 0.1248 | 0.12517 | 0.12577 | 0.073794 | 0.071781 | 0.069715 | 0.067576 | 0.065345 | 0.063003 | 0.060532 | 0.057914
F2_Commercial_Office_Existing_Space Heating_Natural Gas_Boiler_E6 | F2 | Commercial | Office | Existing | Space Heating | Natural Gas | Boiler | E6 | TRC BC Ratio | 0 | 0 | 0 | 0 | 0 | 0 | 0 | 0 | 0 | 0 | 0 | 0 | 0 | 0 | 0 | 0 | 0 | 0 | 0 | 0 | 0 | 0 | 0 | 0 | 0 | 0 | 0 | 0 | 0 | 0 | 0
F2_Commercial_Office_Existing_Space Heating_Natural Gas_Boiler_E7 | F2 | Commercial | Office | Existing | Space Heating | Natural Gas | Boiler | E7 | TRC BC Ratio | 0 | 0 | 0 | 0 | 0 | 0 | 0 | 0 | 0 | 0 | 0 | 0 | 0 | 0 | 0 | 0 | 0 | 0 | 0 | 0 | 0 | 0 | 0 | 0 | 0 | 0 | 0 | 0 | 0 | 0 | 0
F2_Commercial_Office_Existing_Space Heating_Natural Gas_Boiler_E8 | F2 | Commercial | Office | Existing | Space Heating | Natural Gas | Boiler | E8 | TRC BC Ratio | 0 | 0 | 0 | 0 | 0 | 0 | 0 | 0 | 0 | 0 | 0 | 0 | 0 | 0 | 0 | 0 | 0 | 0 | 0 | 0 | 0 | 0 | 0 | 0 | 0 | 0 | 0 | 0 | 0 | 0 | 0
F2_Commercial_Office_Existing_Space Heating_Natural Gas_Boiler_E9 | F2 | Commercial | Office | Existing | Space Heating | Natural Gas | Boiler | E9 | TRC BC Ratio | 0 | 0 | 0 | 0 | 0 | 0 | 0 | 0 | 0 | 0 | 0 | 0 | 0 | 0 | 0 | 0 | 0 | 0 | 0 | 0 | 0 | 0 | 0 | 0 | 0 | 0 | 0 | 0 | 0 | 0 | 0
F2_Commercial_Office_Existing_Space Heating_Natural Gas_Boiler_E10 | F2 | Commercial | Office | Existing | Space Heating | Natural Gas | Boiler | E10 | TRC BC Ratio | 0 | 0 | 0 | 0 | 0 | 0 | 0 | 0 | 0 | 0 | 0 | 0 | 0 | 0 | 0 | 0 | 0 | 0 | 0 | 0 | 0 | 0 | 0 | 0 | 0 | 0 | 0 | 0 | 0 | 0 | 0
F3_Commercial_Office_Existing_Space Heating_Natural Gas_Boiler_E1 | F3 | Commercial | Office | Existing | Space Heating | Natural Gas | Boiler | E1 | PACT BC Ratio | 0.9 | 0.9 | 0.9 | 0.9 | 0.9 | 0 | 0 | 0 | 0 | 0 | 0 | 0 | 0 | 0 | 0 | 0 | 0 | 0 | 0 | 0 | 0 | 0 | 0 | 0 | 0 | 0 | 0 | 0 | 0 | 0 | 0
F3_Commercial_Office_Existing_Space Heating_Natural Gas_Boiler_E2 | F3 | Commercial | Office | Existing | Space Heating | Natural Gas | Boiler | E2 | PACT BC Ratio | 10.1889 | 10.2497 | 10.2884 | 10.3345 | 10.427 | 0 | 0 | 0 | 0 | 0 | 0 | 0 | 0 | 0 | 0 | 0 | 0 | 0 | 0 | 0 | 0 | 0 | 0 | 0 | 0 | 0 | 0 | 0 | 0 | 0 | 0
F3_Commercial_Office_Existing_Space Heating_Natural Gas_Boiler_E3 | F3 | Commercial | Office | Existing | Space Heating | Natural Gas | Boiler | E3 | PACT BC Ratio | 1.7198 | 1.7301 | 1.7366 | 1.7444 | 1.76 | 0.9 | 0.9 | 0.9 | 0.9 | 0.9 | 0.9 | 0.9 | 0.9 | 0.9 | 0.9 | 0.9 | 0.9 | 0.9 | 0.9 | 0.9 | 0.9 | 0.9 | 0.9 | 0.9 | 0.9 | 0.9 | 0.9 | 0.9 | 0.9 | 0.9 | 0.9
F3_Commercial_Office_Existing_Space Heating_Natural Gas_Boiler_E4 | F3 | Commercial | Office | Existing | Space Heating | Natural Gas | Boiler | E4 | PACT BC Ratio | 1.7056 | 1.7158 | 1.7223 | 1.73 | 1.7455 | 1.6214 | 1.5695 | 1.5416 | 1.5319 | 1.5184 | 1.5108 | 1.5005 | 1.3497 | 1.3386 | 1.3367 | 1.3264 | 1.3224 | 1.3209 | 1.2957 | 1.3018 | 1.3032 | 1.3071 | 1.3133 | 0.77055 | 0.74954 | 0.72796 | 0.70563 | 0.68233 | 0.65788 | 0.63208 | 0.60474
F3_Commercial_Office_Existing_Space Heating_Natural Gas_Boiler_E5 | F3 | Commercial | Office | Existing | Space Heating | Natural Gas | Boiler | E5 | PACT BC Ratio | 0.57226 | 0.57568 | 0.57785 | 0.58044 | 0.58563 | 0.39622 | 0.38353 | 0.37672 | 0.37434 | 0.37105 | 0.36919 | 0.36669 | 0.32983 | 0.32711 | 0.32666 | 0.32413 | 0.32316 | 0.32279 | 0.31663 | 0.31811 | 0.31846 | 0.31941 | 0.32093 | 0.1883 | 0.18317 | 0.17789 | 0.17243 | 0.16674 | 0.16077 | 0.15446 | 0.14778
F3_Commercial_Office_Existing_Space Heating_Natural Gas_Boiler_E6 | F3 | Commercial | Office | Existing | Space Heating | Natural Gas | Boiler | E6 | PACT BC Ratio | 0 | 0 | 0 | 0 | 0 | 0 | 0 | 0 | 0 | 0 | 0 | 0 | 0 | 0 | 0 | 0 | 0 | 0 | 0 | 0 | 0 | 0 | 0 | 0 | 0 | 0 | 0 | 0 | 0 | 0 | 0
F3_Commercial_Office_Existing_Space Heating_Natural Gas_Boiler_E7 | F3 | Commercial | Office | Existing | Space Heating | Natural Gas | Boiler | E7 | PACT BC Ratio | 0 | 0 | 0 | 0 | 0 | 0 | 0 | 0 | 0 | 0 | 0 | 0 | 0 | 0 | 0 | 0 | 0 | 0 | 0 | 0 | 0 | 0 | 0 | 0 | 0 | 0 | 0 | 0 | 0 | 0 | 0
F3_Commercial_Office_Existing_Space Heating_Natural Gas_Boiler_E8 | F3 | Commercial | Office | Existing | Space Heating | Natural Gas | Boiler | E8 | PACT BC Ratio | 0 | 0 | 0 | 0 | 0 | 0 | 0 | 0 | 0 | 0 | 0 | 0 | 0 | 0 | 0 | 0 | 0 | 0 | 0 | 0 | 0 | 0 | 0 | 0 | 0 | 0 | 0 | 0 | 0 | 0 | 0
F3_Commercial_Office_Existing_Space Heating_Natural Gas_Boiler_E9 | F3 | Commercial | Office | Existing | Space Heating | Natural Gas | Boiler | E9 | PACT BC Ratio | 0 | 0 | 0 | 0 | 0 | 0 | 0 | 0 | 0 | 0 | 0 | 0 | 0 | 0 | 0 | 0 | 0 | 0 | 0 | 0 | 0 | 0 | 0 | 0 | 0 | 0 | 0 | 0 | 0 | 0 | 0
F3_Commercial_Office_Existing_Space Heating_Natural Gas_Boiler_E10 | F3 | Commercial | Office | Existing | Space Heating | Natural Gas | Boiler | E10 | PACT BC Ratio | 0 | 0 | 0 | 0 | 0 | 0 | 0 | 0 | 0 | 0 | 0 | 0 | 0 | 0 | 0 | 0 | 0 | 0 | 0 | 0 | 0 | 0 | 0 | 0 | 0 | 0 | 0 | 0 | 0 | 0 | 0
F4_Commercial_Office_Existing_Space Heating_Natural Gas_Boiler_E1 | F4 | Commercial | Office | Existing | Space Heating | Natural Gas | Boiler | E1 | PCT BC Ratio | 0.9 | 0.9 | 0.9 | 0.9 | 0.9 | 0 | 0 | 0 | 0 | 0 | 0 | 0 | 0 | 0 | 0 | 0 | 0 | 0 | 0 | 0 | 0 | 0 | 0 | 0 | 0 | 0 | 0 | 0 | 0 | 0 | 0
F4_Commercial_Office_Existing_Space Heating_Natural Gas_Boiler_E2 | F4 | Commercial | Office | Existing | Space Heating | Natural Gas | Boiler | E2 | PCT BC Ratio | 6.2543 | 6.2903 | 6.3131 | 6.3403 | 6.395 | 0 | 0 | 0 | 0 | 0 | 0 | 0 | 0 | 0 | 0 | 0 | 0 | 0 | 0 | 0 | 0 | 0 | 0 | 0 | 0 | 0 | 0 | 0 | 0 | 0 | 0
F4_Commercial_Office_Existing_Space Heating_Natural Gas_Boiler_E3 | F4 | Commercial | Office | Existing | Space Heating | Natural Gas | Boiler | E3 | PCT BC Ratio | 1.2509 | 1.2569 | 1.2608 | 1.2654 | 1.2746 | 0.9 | 0.9 | 0.9 | 0.9 | 0.9 | 0.9 | 0.9 | 0.9 | 0.9 | 0.9 | 0.9 | 0.9 | 0.9 | 0.9 | 0.9 | 0.9 | 0.9 | 0.9 | 0.9 | 0.9 | 0.9 | 0.9 | 0.9 | 0.9 | 0.9 | 0.9
F4_Commercial_Office_Existing_Space Heating_Natural Gas_Boiler_E4 | F4 | Commercial | Office | Existing | Space Heating | Natural Gas | Boiler | E4 | PCT BC Ratio | 1.2425 | 1.2485 | 1.2523 | 1.2569 | 1.266 | 1.1927 | 1.162 | 1.1456 | 1.1398 | 1.1319 | 1.1274 | 1.1213 | 1.0322 | 1.0256 | 1.0246 | 1.0184 | 1.0161 | 1.0152 | 1.0003 | 1.0039 | 1.0047 | 1.007 | 1.0107 | 0.69006 | 0.67764 | 0.66489 | 0.6517 | 0.63794 | 0.62349 | 0.60824 | 0.59209
F4_Commercial_Office_Existing_Space Heating_Natural Gas_Boiler_E5 | F4 | Commercial | Office | Existing | Space Heating | Natural Gas | Boiler | E5 | PCT BC Ratio | 0.5729 | 0.57492 | 0.57621 | 0.57774 | 0.5808 | 0.4689 | 0.4614 | 0.45738 | 0.45598 | 0.45403 | 0.45293 | 0.45145 | 0.42968 | 0.42807 | 0.42781 | 0.42631 | 0.42574 | 0.42552 | 0.42188 | 0.42276 | 0.42296 | 0.42352 | 0.42442 | 0.34607 | 0.34303 | 0.33992 | 0.33669 | 0.33333 | 0.3298 | 0.32607 | 0.32213
F4_Commercial_Office_Existing_Space Heating_Natural Gas_Boiler_E6 | F4 | Commercial | Office | Existing | Space Heating | Natural Gas | Boiler | E6 | PCT BC Ratio | 0 | 0 | 0 | 0 | 0 | 0 | 0 | 0 | 0 | 0 | 0 | 0 | 0 | 0 | 0 | 0 | 0 | 0 | 0 | 0 | 0 | 0 | 0 | 0 | 0 | 0 | 0 | 0 | 0 | 0 | 0
F4_Commercial_Office_Existing_Space Heating_Natural Gas_Boiler_E7 | F4 | Commercial | Office | Existing | Space Heating | Natural Gas | Boiler | E7 | PCT BC Ratio | 0 | 0 | 0 | 0 | 0 | 0 | 0 | 0 | 0 | 0 | 0 | 0 | 0 | 0 | 0 | 0 | 0 | 0 | 0 | 0 | 0 | 0 | 0 | 0 | 0 | 0 | 0 | 0 | 0 | 0 | 0
F4_Commercial_Office_Existing_Space Heating_Natural Gas_Boiler_E8 | F4 | Commercial | Office | Existing | Space Heating | Natural Gas | Boiler | E8 | PCT BC Ratio | 0 | 0 | 0 | 0 | 0 | 0 | 0 | 0 | 0 | 0 | 0 | 0 | 0 | 0 | 0 | 0 | 0 | 0 | 0 | 0 | 0 | 0 | 0 | 0 | 0 | 0 | 0 | 0 | 0 | 0 | 0
F4_Commercial_Office_Existing_Space Heating_Natural Gas_Boiler_E9 | F4 | Commercial | Office | Existing | Space Heating | Natural Gas | Boiler | E9 | PCT BC Ratio | 0 | 0 | 0 | 0 | 0 | 0 | 0 | 0 | 0 | 0 | 0 | 0 | 0 | 0 | 0 | 0 | 0 | 0 | 0 | 0 | 0 | 0 | 0 | 0 | 0 | 0 | 0 | 0 | 0 | 0 | 0
F4_Commercial_Office_Existing_Space Heating_Natural Gas_Boiler_E10 | F4 | Commercial | Office | Existing | Space Heating | Natural Gas | Boiler | E10 | PCT BC Ratio | 0 | 0 | 0 | 0 | 0 | 0 | 0 | 0 | 0 | 0 | 0 | 0 | 0 | 0 | 0 | 0 | 0 | 0 | 0 | 0 | 0 | 0 | 0 | 0 | 0 | 0 | 0 | 0 | 0 | 0 | 0
F5_Commercial_Office_Existing_Space Heating_Natural Gas_Boiler_E1 | F5 | Commercial | Office | Existing | Space Heating | Natural Gas | Boiler | E1 | RIM BC Ratio | 0.9 | 0.9 | 0.9 | 0.9 | 0.9 | 0 | 0 | 0 | 0 | 0 | 0 | 0 | 0 | 0 | 0 | 0 | 0 | 0 | 0 | 0 | 0 | 0 | 0 | 0 | 0 | 0 | 0 | 0 | 0 | 0 | 0
F5_Commercial_Office_Existing_Space Heating_Natural Gas_Boiler_E2 | F5 | Commercial | Office | Existing | Space Heating | Natural Gas | Boiler | E2 | RIM BC Ratio | 0.77148 | 0.77183 | 0.77204 | 0.7723 | 0.77282 | 0 | 0 | 0 | 0 | 0 | 0 | 0 | 0 | 0 | 0 | 0 | 0 | 0 | 0 | 0 | 0 | 0 | 0 | 0 | 0 | 0 | 0 | 0 | 0 | 0 | 0
F5_Commercial_Office_Existing_Space Heating_Natural Gas_Boiler_E3 | F5 | Commercial | Office | Existing | Space Heating | Natural Gas | Boiler | E3 | RIM BC Ratio | 0.56195 | 0.56304 | 0.56373 | 0.56455 | 0.56617 | 0.9 | 0.9 | 0.9 | 0.9 | 0.9 | 0.9 | 0.9 | 0.9 | 0.9 | 0.9 | 0.9 | 0.9 | 0.9 | 0.9 | 0.9 | 0.9 | 0.9 | 0.9 | 0.9 | 0.9 | 0.9 | 0.9 | 0.9 | 0.9 | 0.9 | 0.9
F5_Commercial_Office_Existing_Space Heating_Natural Gas_Boiler_E4 | F5 | Commercial | Office | Existing | Space Heating | Natural Gas | Boiler | E4 | RIM BC Ratio | 0.56042 | 0.56152 | 0.56221 | 0.56303 | 0.56466 | 0.55102 | 0.54489 | 0.54149 | 0.54029 | 0.5386 | 0.53764 | 0.53634 | 0.51574 | 0.51411 | 0.51383 | 0.5123 | 0.51171 | 0.51148 | 0.50765 | 0.50858 | 0.5088 | 0.50939 | 0.51034 | 0.40067 | 0.39491 | 0.38884 | 0.38237 | 0.37543 | 0.3679 | 0.35969 | 0.35067
F5_Commercial_Office_Existing_Space Heating_Natural Gas_Boiler_E5 | F5 | Commercial | Office | Existing | Space Heating | Natural Gas | Boiler | E5 | RIM BC Ratio | 0.3395 | 0.3407 | 0.34146 | 0.34236 | 0.34416 | 0.26868 | 0.26278 | 0.25957 | 0.25844 | 0.25686 | 0.25597 | 0.25476 | 0.23641 | 0.23501 | 0.23478 | 0.23347 | 0.23297 | 0.23277 | 0.22955 | 0.23033 | 0.23051 | 0.23101 | 0.23181 | 0.15364 | 0.1502 | 0.14664 | 0.14291 | 0.13898 | 0.1348 | 0.13034 | 0.12555
F5_Commercial_Office_Existing_Space Heating_Natural Gas_Boiler_E6 | F5 | Commercial | Office | Existing | Space Heating | Natural Gas | Boiler | E6 | RIM BC Ratio | 0 | 0 | 0 | 0 | 0 | 0 | 0 | 0 | 0 | 0 | 0 | 0 | 0 | 0 | 0 | 0 | 0 | 0 | 0 | 0 | 0 | 0 | 0 | 0 | 0 | 0 | 0 | 0 | 0 | 0 | 0
F5_Commercial_Office_Existing_Space Heating_Natural Gas_Boiler_E7 | F5 | Commercial | Office | Existing | Space Heating | Natural Gas | Boiler | E7 | RIM BC Ratio | 0 | 0 | 0 | 0 | 0 | 0 | 0 | 0 | 0 | 0 | 0 | 0 | 0 | 0 | 0 | 0 | 0 | 0 | 0 | 0 | 0 | 0 | 0 | 0 | 0 | 0 | 0 | 0 | 0 | 0 | 0
F5_Commercial_Office_Existing_Space Heating_Natural Gas_Boiler_E8 | F5 | Commercial | Office | Existing | Space Heating | Natural Gas | Boiler | E8 | RIM BC Ratio | 0 | 0 | 0 | 0 | 0 | 0 | 0 | 0 | 0 | 0 | 0 | 0 | 0 | 0 | 0 | 0 | 0 | 0 | 0 | 0 | 0 | 0 | 0 | 0 | 0 | 0 | 0 | 0 | 0 | 0 | 0
F5_Commercial_Office_Existing_Space Heating_Natural Gas_Boiler_E9 | F5 | Commercial | Office | Existing | Space Heating | Natural Gas | Boiler | E9 | RIM BC Ratio | 0 | 0 | 0 | 0 | 0 | 0 | 0 | 0 | 0 | 0 | 0 | 0 | 0 | 0 | 0 | 0 | 0 | 0 | 0 | 0 | 0 | 0 | 0 | 0 | 0 | 0 | 0 | 0 | 0 | 0 | 0
F5_Commercial_Office_Existing_Space Heating_Natural Gas_Boiler_E10 | F5 | Commercial | Office | Existing | Space Heating | Natural Gas | Boiler | E10 | RIM BC Ratio | 0 | 0 | 0 | 0 | 0 | 0 | 0 | 0 | 0 | 0 | 0 | 0 | 0 | 0 | 0 | 0 | 0 | 0 | 0 | 0 | 0 | 0 | 0 | 0 | 0 | 0 | 0 | 0 | 0 | 0 | 0
F0_Commercial_Office_Existing_Space Heating_Natural Gas_Unit Heater_E0 | F0 | Commercial | Office | Existing | Space Heating | Natural Gas | Unit Heater | E0 | Economic Unit | Infrared Radiant | Infrared Radiant | Infrared Radiant | Infrared Radiant | Infrared Radiant | Infrared Radiant | Infrared Radiant | Infrared Radiant | Infrared Radiant | Infrared Radiant | Infrared Radiant | Infrared Radiant | Infrared Radiant | Infrared Radiant | Infrared Radiant | Infrared Radiant | Infrared Radiant | Infrared Radiant | Infrared Radiant | Infrared Radiant | Infrared Radiant | Infrared Radiant | Infrared Radiant | Infrared Radiant | Infrared Radiant | Infrared Radiant | Infrared Radiant | Infrared Radiant | Infrared Radiant | Infrared Radiant | Infrared Radiant
F1_Commercial_Office_Existing_Space Heating_Natural Gas_Unit Heater_E1 | F1 | Commercial | Office | Existing | Space Heating | Natural Gas | Unit Heater | E1 | CCE | 0 | 0 | 0 | 0 | 0 | 0 | 0 | 0 | 0 | 0 | 0 | 0 | 0 | 0 | 0 | 0 | 0 | 0 | 0 | 0 | 0 | 0 | 0 | 0 | 0 | 0 | 0 | 0 | 0 | 0 | 0
F1_Commercial_Office_Existing_Space Heating_Natural Gas_Unit Heater_E2 | F1 | Commercial | Office | Existing | Space Heating | Natural Gas | Unit Heater | E2 | CCE | 0.050125 | 0.048188 | 0.048418 | 0.048924 | 0.048924 | 0 | 0 | 0 | 0 | 0 | 0 | 0 | 0 | 0 | 0 | 0 | 0 | 0 | 0 | 0 | 0 | 0 | 0 | 0 | 0 | 0 | 0 | 0 | 0 | 0 | 0
F1_Commercial_Office_Existing_Space Heating_Natural Gas_Unit Heater_E3 | F1 | Commercial | Office | Existing | Space Heating | Natural Gas | Unit Heater | E3 | CCE | 0.003908 | 0.003757 | 0.0037749 | 0.0038144 | 0.0038144 | -0.032991 | -0.032991 | -0.032991 | -0.032991 | -0.032991 | -0.032991 | -0.032991 | -0.032991 | -0.032991 | -0.032991 | -0.032991 | -0.032991 | -0.032991 | -0.032991 | -0.032991 | -0.032991 | -0.032991 | -0.032991 | -0.032991 | -0.032991 | -0.032991 | -0.032991 | -0.032991 | -0.032991 | -0.032991 | -0.032991
F1_Commercial_Office_Existing_Space Heating_Natural Gas_Unit Heater_E4 | F1 | Commercial | Office | Existing | Space Heating | Natural Gas | Unit Heater | E4 | CCE | 0 | 0 | 0 | 0 | 0 | 0 | 0 | 0 | 0 | 0 | 0 | 0 | 0 | 0 | 0 | 0 | 0 | 0 | 0 | 0 | 0 | 0 | 0 | 0 | 0 | 0 | 0 | 0 | 0 | 0 | 0
F1_Commercial_Office_Existing_Space Heating_Natural Gas_Unit Heater_E5 | F1 | Commercial | Office | Existing | Space Heating | Natural Gas | Unit Heater | E5 | CCE | 0 | 0 | 0 | 0 | 0 | 0 | 0 | 0 | 0 | 0 | 0 | 0 | 0 | 0 | 0 | 0 | 0 | 0 | 0 | 0 | 0 | 0 | 0 | 0 | 0 | 0 | 0 | 0 | 0 | 0 | 0
F1_Commercial_Office_Existing_Space Heating_Natural Gas_Unit Heater_E6 | F1 | Commercial | Office | Existing | Space Heating | Natural Gas | Unit Heater | E6 | CCE | 0 | 0 | 0 | 0 | 0 | 0 | 0 | 0 | 0 | 0 | 0 | 0 | 0 | 0 | 0 | 0 | 0 | 0 | 0 | 0 | 0 | 0 | 0 | 0 | 0 | 0 | 0 | 0 | 0 | 0 | 0
F1_Commercial_Office_Existing_Space Heating_Natural Gas_Unit Heater_E7 | F1 | Commercial | Office | Existing | Space Heating | Natural Gas | Unit Heater | E7 | CCE | 0 | 0 | 0 | 0 | 0 | 0 | 0 | 0 | 0 | 0 | 0 | 0 | 0 | 0 | 0 | 0 | 0 | 0 | 0 | 0 | 0 | 0 | 0 | 0 | 0 | 0 | 0 | 0 | 0 | 0 | 0
F1_Commercial_Office_Existing_Space Heating_Natural Gas_Unit Heater_E8 | F1 | Commercial | Office | Existing | Space Heating | Natural Gas | Unit Heater | E8 | CCE | 0 | 0 | 0 | 0 | 0 | 0 | 0 | 0 | 0 | 0 | 0 | 0 | 0 | 0 | 0 | 0 | 0 | 0 | 0 | 0 | 0 | 0 | 0 | 0 | 0 | 0 | 0 | 0 | 0 | 0 | 0
F1_Commercial_Office_Existing_Space Heating_Natural Gas_Unit Heater_E9 | F1 | Commercial | Office | Existing | Space Heating | Natural Gas | Unit Heater | E9 | CCE | 0 | 0 | 0 | 0 | 0 | 0 | 0 | 0 | 0 | 0 | 0 | 0 | 0 | 0 | 0 | 0 | 0 | 0 | 0 | 0 | 0 | 0 | 0 | 0 | 0 | 0 | 0 | 0 | 0 | 0 | 0
F1_Commercial_Office_Existing_Space Heating_Natural Gas_Unit Heater_E10 | F1 | Commercial | Office | Existing | Space Heating | Natural Gas | Unit Heater | E10 | CCE | 0 | 0 | 0 | 0 | 0 | 0 | 0 | 0 | 0 | 0 | 0 | 0 | 0 | 0 | 0 | 0 | 0 | 0 | 0 | 0 | 0 | 0 | 0 | 0 | 0 | 0 | 0 | 0 | 0 | 0 | 0
F2_Commercial_Office_Existing_Space Heating_Natural Gas_Unit Heater_E1 | F2 | Commercial | Office | Existing | Space Heating | Natural Gas | Unit Heater | E1 | TRC BC Ratio | 0.9 | 0.9 | 0.9 | 0.9 | 0.9 | 0 | 0 | 0 | 0 | 0 | 0 | 0 | 0 | 0 | 0 | 0 | 0 | 0 | 0 | 0 | 0 | 0 | 0 | 0 | 0 | 0 | 0 | 0 | 0 | 0 | 0
F2_Commercial_Office_Existing_Space Heating_Natural Gas_Unit Heater_E2 | F2 | Commercial | Office | Existing | Space Heating | Natural Gas | Unit Heater | E2 | TRC BC Ratio | 0.20381 | 0.206 | 0.20734 | 0.20894 | 0.20901 | 0.9 | 0.9 | 0.9 | 0.9 | 0.9 | 0.9 | 0.9 | 0.9 | 0.9 | 0.9 | 0.9 | 0.9 | 0.9 | 0.9 | 0.9 | 0.9 | 0.9 | 0.9 | 0.9 | 0.9 | 0.9 | 0.9 | 0.9 | 0.9 | 0.9 | 0.9
F2_Commercial_Office_Existing_Space Heating_Natural Gas_Unit Heater_E3 | F2 | Commercial | Office | Existing | Space Heating | Natural Gas | Unit Heater | E3 | TRC BC Ratio | 2.6142 | 2.6423 | 2.6594 | 2.6799 | 2.6808 | 0.9 | 0.9 | 0.9 | 0.9 | 0.9 | 0.9 | 0.9 | 0.9 | 0.9 | 0.9 | 0.9 | 0.9 | 0.9 | 0.9 | 0.9 | 0.9 | 0.9 | 0.9 | 0.9 | 0.9 | 0.9 | 0.9 | 0.9 | 0.9 | 0.9 | 0.9
F2_Commercial_Office_Existing_Space Heating_Natural Gas_Unit Heater_E4 | F2 | Commercial | Office | Existing | Space Heating | Natural Gas | Unit Heater | E4 | TRC BC Ratio | 0 | 0 | 0 | 0 | 0 | 0 | 0 | 0 | 0 | 0 | 0 | 0 | 0 | 0 | 0 | 0 | 0 | 0 | 0 | 0 | 0 | 0 | 0 | 0 | 0 | 0 | 0 | 0 | 0 | 0 | 0
F2_Commercial_Office_Existing_Space Heating_Natural Gas_Unit Heater_E5 | F2 | Commercial | Office | Existing | Space Heating | Natural Gas | Unit Heater | E5 | TRC BC Ratio | 0 | 0 | 0 | 0 | 0 | 0 | 0 | 0 | 0 | 0 | 0 | 0 | 0 | 0 | 0 | 0 | 0 | 0 | 0 | 0 | 0 | 0 | 0 | 0 | 0 | 0 | 0 | 0 | 0 | 0 | 0
F2_Commercial_Office_Existing_Space Heating_Natural Gas_Unit Heater_E6 | F2 | Commercial | Office | Existing | Space Heating | Natural Gas | Unit Heater | E6 | TRC BC Ratio | 0 | 0 | 0 | 0 | 0 | 0 | 0 | 0 | 0 | 0 | 0 | 0 | 0 | 0 | 0 | 0 | 0 | 0 | 0 | 0 | 0 | 0 | 0 | 0 | 0 | 0 | 0 | 0 | 0 | 0 | 0
F2_Commercial_Office_Existing_Space Heating_Natural Gas_Unit Heater_E7 | F2 | Commercial | Office | Existing | Space Heating | Natural Gas | Unit Heater | E7 | TRC BC Ratio | 0 | 0 | 0 | 0 | 0 | 0 | 0 | 0 | 0 | 0 | 0 | 0 | 0 | 0 | 0 | 0 | 0 | 0 | 0 | 0 | 0 | 0 | 0 | 0 | 0 | 0 | 0 | 0 | 0 | 0 | 0
F2_Commercial_Office_Existing_Space Heating_Natural Gas_Unit Heater_E8 | F2 | Commercial | Office | Existing | Space Heating | Natural Gas | Unit Heater | E8 | TRC BC Ratio | 0 | 0 | 0 | 0 | 0 | 0 | 0 | 0 | 0 | 0 | 0 | 0 | 0 | 0 | 0 | 0 | 0 | 0 | 0 | 0 | 0 | 0 | 0 | 0 | 0 | 0 | 0 | 0 | 0 | 0 | 0
F2_Commercial_Office_Existing_Space Heating_Natural Gas_Unit Heater_E9 | F2 | Commercial | Office | Existing | Space Heating | Natural Gas | Unit Heater | E9 | TRC BC Ratio | 0 | 0 | 0 | 0 | 0 | 0 | 0 | 0 | 0 | 0 | 0 | 0 | 0 | 0 | 0 | 0 | 0 | 0 | 0 | 0 | 0 | 0 | 0 | 0 | 0 | 0 | 0 | 0 | 0 | 0 | 0
F2_Commercial_Office_Existing_Space Heating_Natural Gas_Unit Heater_E10 | F2 | Commercial | Office | Existing | Space Heating | Natural Gas | Unit Heater | E10 | TRC BC Ratio | 0 | 0 | 0 | 0 | 0 | 0 | 0 | 0 | 0 | 0 | 0 | 0 | 0 | 0 | 0 | 0 | 0 | 0 | 0 | 0 | 0 | 0 | 0 | 0 | 0 | 0 | 0 | 0 | 0 | 0 | 0
F3_Commercial_Office_Existing_Space Heating_Natural Gas_Unit Heater_E1 | F3 | Commercial | Office | Existing | Space Heating | Natural Gas | Unit Heater | E1 | PACT BC Ratio | 0.9 | 0.9 | 0.9 | 0.9 | 0.9 | 0 | 0 | 0 | 0 | 0 | 0 | 0 | 0 | 0 | 0 | 0 | 0 | 0 | 0 | 0 | 0 | 0 | 0 | 0 | 0 | 0 | 0 | 0 | 0 | 0 | 0
F3_Commercial_Office_Existing_Space Heating_Natural Gas_Unit Heater_E2 | F3 | Commercial | Office | Existing | Space Heating | Natural Gas | Unit Heater | E2 | PACT BC Ratio | 0.20381 | 0.206 | 0.20734 | 0.20894 | 0.20901 | 0.9 | 0.9 | 0.9 | 0.9 | 0.9 | 0.9 | 0.9 | 0.9 | 0.9 | 0.9 | 0.9 | 0.9 | 0.9 | 0.9 | 0.9 | 0.9 | 0.9 | 0.9 | 0.9 | 0.9 | 0.9 | 0.9 | 0.9 | 0.9 | 0.9 | 0.9
F3_Commercial_Office_Existing_Space Heating_Natural Gas_Unit Heater_E3 | F3 | Commercial | Office | Existing | Space Heating | Natural Gas | Unit Heater | E3 | PACT BC Ratio | 2.6142 | 2.6423 | 2.6594 | 2.6799 | 2.6808 | 0.9 | 0.9 | 0.9 | 0.9 | 0.9 | 0.9 | 0.9 | 0.9 | 0.9 | 0.9 | 0.9 | 0.9 | 0.9 | 0.9 | 0.9 | 0.9 | 0.9 | 0.9 | 0.9 | 0.9 | 0.9 | 0.9 | 0.9 | 0.9 | 0.9 | 0.9
F3_Commercial_Office_Existing_Space Heating_Natural Gas_Unit Heater_E4 | F3 | Commercial | Office | Existing | Space Heating | Natural Gas | Unit Heater | E4 | PACT BC Ratio | 0 | 0 | 0 | 0 | 0 | 0 | 0 | 0 | 0 | 0 | 0 | 0 | 0 | 0 | 0 | 0 | 0 | 0 | 0 | 0 | 0 | 0 | 0 | 0 | 0 | 0 | 0 | 0 | 0 | 0 | 0
F3_Commercial_Office_Existing_Space Heating_Natural Gas_Unit Heater_E5 | F3 | Commercial | Office | Existing | Space Heating | Natural Gas | Unit Heater | E5 | PACT BC Ratio | 0 | 0 | 0 | 0 | 0 | 0 | 0 | 0 | 0 | 0 | 0 | 0 | 0 | 0 | 0 | 0 | 0 | 0 | 0 | 0 | 0 | 0 | 0 | 0 | 0 | 0 | 0 | 0 | 0 | 0 | 0
F3_Commercial_Office_Existing_Space Heating_Natural Gas_Unit Heater_E6 | F3 | Commercial | Office | Existing | Space Heating | Natural Gas | Unit Heater | E6 | PACT BC Ratio | 0 | 0 | 0 | 0 | 0 | 0 | 0 | 0 | 0 | 0 | 0 | 0 | 0 | 0 | 0 | 0 | 0 | 0 | 0 | 0 | 0 | 0 | 0 | 0 | 0 | 0 | 0 | 0 | 0 | 0 | 0
F3_Commercial_Office_Existing_Space Heating_Natural Gas_Unit Heater_E7 | F3 | Commercial | Office | Existing | Space Heating | Natural Gas | Unit Heater | E7 | PACT BC Ratio | 0 | 0 | 0 | 0 | 0 | 0 | 0 | 0 | 0 | 0 | 0 | 0 | 0 | 0 | 0 | 0 | 0 | 0 | 0 | 0 | 0 | 0 | 0 | 0 | 0 | 0 | 0 | 0 | 0 | 0 | 0
F3_Commercial_Office_Existing_Space Heating_Natural Gas_Unit Heater_E8 | F3 | Commercial | Office | Existing | Space Heating | Natural Gas | Unit Heater | E8 | PACT BC Ratio | 0 | 0 | 0 | 0 | 0 | 0 | 0 | 0 | 0 | 0 | 0 | 0 | 0 | 0 | 0 | 0 | 0 | 0 | 0 | 0 | 0 | 0 | 0 | 0 | 0 | 0 | 0 | 0 | 0 | 0 | 0
F3_Commercial_Office_Existing_Space Heating_Natural Gas_Unit Heater_E9 | F3 | Commercial | Office | Existing | Space Heating | Natural Gas | Unit Heater | E9 | PACT BC Ratio | 0 | 0 | 0 | 0 | 0 | 0 | 0 | 0 | 0 | 0 | 0 | 0 | 0 | 0 | 0 | 0 | 0 | 0 | 0 | 0 | 0 | 0 | 0 | 0 | 0 | 0 | 0 | 0 | 0 | 0 | 0
F3_Commercial_Office_Existing_Space Heating_Natural Gas_Unit Heater_E10 | F3 | Commercial | Office | Existing | Space Heating | Natural Gas | Unit Heater | E10 | PACT BC Ratio | 0 | 0 | 0 | 0 | 0 | 0 | 0 | 0 | 0 | 0 | 0 | 0 | 0 | 0 | 0 | 0 | 0 | 0 | 0 | 0 | 0 | 0 | 0 | 0 | 0 | 0 | 0 | 0 | 0 | 0 | 0
F4_Commercial_Office_Existing_Space Heating_Natural Gas_Unit Heater_E1 | F4 | Commercial | Office | Existing | Space Heating | Natural Gas | Unit Heater | E1 | PCT BC Ratio | 0.9 | 0.9 | 0.9 | 0.9 | 0.9 | 0 | 0 | 0 | 0 | 0 | 0 | 0 | 0 | 0 | 0 | 0 | 0 | 0 | 0 | 0 | 0 | 0 | 0 | 0 | 0 | 0 | 0 | 0 | 0 | 0 | 0
F4_Commercial_Office_Existing_Space Heating_Natural Gas_Unit Heater_E2 | F4 | Commercial | Office | Existing | Space Heating | Natural Gas | Unit Heater | E2 | PCT BC Ratio | 1.5128 | 1.5183 | 1.5216 | 1.5257 | 1.5259 | 0.9 | 0.9 | 0.9 | 0.9 | 0.9 | 0.9 | 0.9 | 0.9 | 0.9 | 0.9 | 0.9 | 0.9 | 0.9 | 0.9 | 0.9 | 0.9 | 0.9 | 0.9 | 0.9 | 0.9 | 0.9 | 0.9 | 0.9 | 0.9 | 0.9 | 0.9
F4_Commercial_Office_Existing_Space Heating_Natural Gas_Unit Heater_E3 | F4 | Commercial | Office | Existing | Space Heating | Natural Gas | Unit Heater | E3 | PCT BC Ratio | 7.5771 | 7.6478 | 7.6908 | 7.7426 | 7.7447 | 0.9 | 0.9 | 0.9 | 0.9 | 0.9 | 0.9 | 0.9 | 0.9 | 0.9 | 0.9 | 0.9 | 0.9 | 0.9 | 0.9 | 0.9 | 0.9 | 0.9 | 0.9 | 0.9 | 0.9 | 0.9 | 0.9 | 0.9 | 0.9 | 0.9 | 0.9
F4_Commercial_Office_Existing_Space Heating_Natural Gas_Unit Heater_E4 | F4 | Commercial | Office | Existing | Space Heating | Natural Gas | Unit Heater | E4 | PCT BC Ratio | 0 | 0 | 0 | 0 | 0 | 0 | 0 | 0 | 0 | 0 | 0 | 0 | 0 | 0 | 0 | 0 | 0 | 0 | 0 | 0 | 0 | 0 | 0 | 0 | 0 | 0 | 0 | 0 | 0 | 0 | 0
F4_Commercial_Office_Existing_Space Heating_Natural Gas_Unit Heater_E5 | F4 | Commercial | Office | Existing | Space Heating | Natural Gas | Unit Heater | E5 | PCT BC Ratio | 0 | 0 | 0 | 0 | 0 | 0 | 0 | 0 | 0 | 0 | 0 | 0 | 0 | 0 | 0 | 0 | 0 | 0 | 0 | 0 | 0 | 0 | 0 | 0 | 0 | 0 | 0 | 0 | 0 | 0 | 0
F4_Commercial_Office_Existing_Space Heating_Natural Gas_Unit Heater_E6 | F4 | Commercial | Office | Existing | Space Heating | Natural Gas | Unit Heater | E6 | PCT BC Ratio | 0 | 0 | 0 | 0 | 0 | 0 | 0 | 0 | 0 | 0 | 0 | 0 | 0 | 0 | 0 | 0 | 0 | 0 | 0 | 0 | 0 | 0 | 0 | 0 | 0 | 0 | 0 | 0 | 0 | 0 | 0
F4_Commercial_Office_Existing_Space Heating_Natural Gas_Unit Heater_E7 | F4 | Commercial | Office | Existing | Space Heating | Natural Gas | Unit Heater | E7 | PCT BC Ratio | 0 | 0 | 0 | 0 | 0 | 0 | 0 | 0 | 0 | 0 | 0 | 0 | 0 | 0 | 0 | 0 | 0 | 0 | 0 | 0 | 0 | 0 | 0 | 0 | 0 | 0 | 0 | 0 | 0 | 0 | 0
F4_Commercial_Office_Existing_Space Heating_Natural Gas_Unit Heater_E8 | F4 | Commercial | Office | Existing | Space Heating | Natural Gas | Unit Heater | E8 | PCT BC Ratio | 0 | 0 | 0 | 0 | 0 | 0 | 0 | 0 | 0 | 0 | 0 | 0 | 0 | 0 | 0 | 0 | 0 | 0 | 0 | 0 | 0 | 0 | 0 | 0 | 0 | 0 | 0 | 0 | 0 | 0 | 0
F4_Commercial_Office_Existing_Space Heating_Natural Gas_Unit Heater_E9 | F4 | Commercial | Office | Existing | Space Heating | Natural Gas | Unit Heater | E9 | PCT BC Ratio | 0 | 0 | 0 | 0 | 0 | 0 | 0 | 0 | 0 | 0 | 0 | 0 | 0 | 0 | 0 | 0 | 0 | 0 | 0 | 0 | 0 | 0 | 0 | 0 | 0 | 0 | 0 | 0 | 0 | 0 | 0
F4_Commercial_Office_Existing_Space Heating_Natural Gas_Unit Heater_E10 | F4 | Commercial | Office | Existing | Space Heating | Natural Gas | Unit Heater | E10 | PCT BC Ratio | 0 | 0 | 0 | 0 | 0 | 0 | 0 | 0 | 0 | 0 | 0 | 0 | 0 | 0 | 0 | 0 | 0 | 0 | 0 | 0 | 0 | 0 | 0 | 0 | 0 | 0 | 0 | 0 | 0 | 0 | 0
F5_Commercial_Office_Existing_Space Heating_Natural Gas_Unit Heater_E1 | F5 | Commercial | Office | Existing | Space Heating | Natural Gas | Unit Heater | E1 | RIM BC Ratio | 0.9 | 0.9 | 0.9 | 0.9 | 0.9 | 0 | 0 | 0 | 0 | 0 | 0 | 0 | 0 | 0 | 0 | 0 | 0 | 0 | 0 | 0 | 0 | 0 | 0 | 0 | 0 | 0 | 0 | 0 | 0 | 0 | 0
F5_Commercial_Office_Existing_Space Heating_Natural Gas_Unit Heater_E2 | F5 | Commercial | Office | Existing | Space Heating | Natural Gas | Unit Heater | E2 | RIM BC Ratio | 0.16381 | 0.16523 | 0.16608 | 0.16711 | 0.16715 | 0.9 | 0.9 | 0.9 | 0.9 | 0.9 | 0.9 | 0.9 | 0.9 | 0.9 | 0.9 | 0.9 | 0.9 | 0.9 | 0.9 | 0.9 | 0.9 | 0.9 | 0.9 | 0.9 | 0.9 | 0.9 | 0.9 | 0.9 | 0.9 | 0.9 | 0.9
F5_Commercial_Office_Existing_Space Heating_Natural Gas_Unit Heater_E3 | F5 | Commercial | Office | Existing | Space Heating | Natural Gas | Unit Heater | E3 | RIM BC Ratio | 0.63267 | 0.63431 | 0.63529 | 0.63645 | 0.6365 | 0.9 | 0.9 | 0.9 | 0.9 | 0.9 | 0.9 | 0.9 | 0.9 | 0.9 | 0.9 | 0.9 | 0.9 | 0.9 | 0.9 | 0.9 | 0.9 | 0.9 | 0.9 | 0.9 | 0.9 | 0.9 | 0.9 | 0.9 | 0.9 | 0.9 | 0.9
F5_Commercial_Office_Existing_Space Heating_Natural Gas_Unit Heater_E4 | F5 | Commercial | Office | Existing | Space Heating | Natural Gas | Unit Heater | E4 | RIM BC Ratio | 0 | 0 | 0 | 0 | 0 | 0 | 0 | 0 | 0 | 0 | 0 | 0 | 0 | 0 | 0 | 0 | 0 | 0 | 0 | 0 | 0 | 0 | 0 | 0 | 0 | 0 | 0 | 0 | 0 | 0 | 0
F5_Commercial_Office_Existing_Space Heating_Natural Gas_Unit Heater_E5 | F5 | Commercial | Office | Existing | Space Heating | Natural Gas | Unit Heater | E5 | RIM BC Ratio | 0 | 0 | 0 | 0 | 0 | 0 | 0 | 0 | 0 | 0 | 0 | 0 | 0 | 0 | 0 | 0 | 0 | 0 | 0 | 0 | 0 | 0 | 0 | 0 | 0 | 0 | 0 | 0 | 0 | 0 | 0
F5_Commercial_Office_Existing_Space Heating_Natural Gas_Unit Heater_E6 | F5 | Commercial | Office | Existing | Space Heating | Natural Gas | Unit Heater | E6 | RIM BC Ratio | 0 | 0 | 0 | 0 | 0 | 0 | 0 | 0 | 0 | 0 | 0 | 0 | 0 | 0 | 0 | 0 | 0 | 0 | 0 | 0 | 0 | 0 | 0 | 0 | 0 | 0 | 0 | 0 | 0 | 0 | 0
F5_Commercial_Office_Existing_Space Heating_Natural Gas_Unit Heater_E7 | F5 | Commercial | Office | Existing | Space Heating | Natural Gas | Unit Heater | E7 | RIM BC Ratio | 0 | 0 | 0 | 0 | 0 | 0 | 0 | 0 | 0 | 0 | 0 | 0 | 0 | 0 | 0 | 0 | 0 | 0 | 0 | 0 | 0 | 0 | 0 | 0 | 0 | 0 | 0 | 0 | 0 | 0 | 0
F5_Commercial_Office_Existing_Space Heating_Natural Gas_Unit Heater_E8 | F5 | Commercial | Office | Existing | Space Heating | Natural Gas | Unit Heater | E8 | RIM BC Ratio | 0 | 0 | 0 | 0 | 0 | 0 | 0 | 0 | 0 | 0 | 0 | 0 | 0 | 0 | 0 | 0 | 0 | 0 | 0 | 0 | 0 | 0 | 0 | 0 | 0 | 0 | 0 | 0 | 0 | 0 | 0
F5_Commercial_Office_Existing_Space Heating_Natural Gas_Unit Heater_E9 | F5 | Commercial | Office | Existing | Space Heating | Natural Gas | Unit Heater | E9 | RIM BC Ratio | 0 | 0 | 0 | 0 | 0 | 0 | 0 | 0 | 0 | 0 | 0 | 0 | 0 | 0 | 0 | 0 | 0 | 0 | 0 | 0 | 0 | 0 | 0 | 0 | 0 | 0 | 0 | 0 | 0 | 0 | 0
F5_Commercial_Office_Existing_Space Heating_Natural Gas_Unit Heater_E10 | F5 | Commercial | Office | Existing | Space Heating | Natural Gas | Unit Heater | E10 | RIM BC Ratio | 0 | 0 | 0 | 0 | 0 | 0 | 0 | 0 | 0 | 0 | 0 | 0 | 0 | 0 | 0 | 0 | 0 | 0 | 0 | 0 | 0 | 0 | 0 | 0 | 0 | 0 | 0 | 0 | 0 | 0 | 0
F0_Commercial_Office_Existing_Water Heating_Natural Gas_Water Heater_E0 | F0 | Commercial | Office | Existing | Water Heating | Natural Gas | Water Heater | E0 | Economic Unit | TE 96% (Instantaneous) | TE 96% (Instantaneous) | TE 96% (Instantaneous) | TE 96% (Instantaneous) | TE 96% (Instantaneous) | TE 96% (Instantaneous) | TE 96% (Instantaneous) | UEF 1.0+ (Gas-Fired HPWH) | UEF 1.0+ (Gas-Fired HPWH) | UEF 1.0+ (Gas-Fired HPWH) | UEF 1.0+ (Gas-Fired HPWH) | UEF 1.0+ (Gas-Fired HPWH) | UEF 1.0+ (Gas-Fired HPWH) | UEF 1.0+ (Gas-Fired HPWH) | UEF 1.0+ (Gas-Fired HPWH) | UEF 1.0+ (Gas-Fired HPWH) | UEF 1.0+ (Gas-Fired HPWH) | UEF 1.0+ (Gas-Fired HPWH) | UEF 1.0+ (Gas-Fired HPWH) | UEF 1.0+ (Gas-Fired HPWH) | UEF 1.0+ (Gas-Fired HPWH) | UEF 1.0+ (Gas-Fired HPWH) | UEF 1.0+ (Gas-Fired HPWH) | UEF 1.0+ (Gas-Fired HPWH) | UEF 1.0+ (Gas-Fired HPWH) | UEF 1.0+ (Gas-Fired HPWH) | UEF 1.0+ (Gas-Fired HPWH) | UEF 1.0+ (Gas-Fired HPWH) | UEF 1.0+ (Gas-Fired HPWH) | UEF 1.0+ (Gas-Fired HPWH) | UEF 1.0+ (Gas-Fired HPWH)
F1_Commercial_Office_Existing_Water Heating_Natural Gas_Water Heater_E1 | F1 | Commercial | Office | Existing | Water Heating | Natural Gas | Water Heater | E1 | CCE | 0 | 0 | 0 | 0 | 0 | 0 | 0 | 0 | 0 | 0 | 0 | 0 | 0 | 0 | 0 | 0 | 0 | 0 | 0 | 0 | 0 | 0 | 0 | 0 | 0 | 0 | 0 | 0 | 0 | 0 | 0
F1_Commercial_Office_Existing_Water Heating_Natural Gas_Water Heater_E2 | F1 | Commercial | Office | Existing | Water Heating | Natural Gas | Water Heater | E2 | CCE | 0.0010954 | 0.0010531 | 0.0010581 | 0.0010692 | 0.0010692 | 0.0010692 | 0.0010692 | 0.0010692 | 0.0010692 | 0.0010692 | 0.0010692 | 0.0010692 | 0.0010692 | 0.0010692 | 0.0010692 | 0.0010692 | 0.0010692 | 0.0010692 | 0.0010692 | 0.0010692 | 0.0010692 | 0.0010692 | 0.0010692 | 0.0010692 | 0.0010692 | 0.0010692 | 0.0010692 | 0.0010692 | 0.0010692 | 0.0010692 | 0.0010692
F1_Commercial_Office_Existing_Water Heating_Natural Gas_Water Heater_E3 | F1 | Commercial | Office | Existing | Water Heating | Natural Gas | Water Heater | E3 | CCE | 0.00080293 | 0.0007719 | 0.00077558 | 0.00078369 | 0.00078369 | 0.00078369 | 0.00078369 | 0.00078369 | 0.00078369 | 0.00078369 | 0.00078369 | 0.00078369 | 0.00078369 | 0.00078369 | 0.00078369 | 0.00078369 | 0.00078369 | 0.00078369 | 0.00078369 | 0.00078369 | 0.00078369 | 0.00078369 | 0.00078369 | 0.00078369 | 0.00078369 | 0.00078369 | 0.00078369 | 0.00078369 | 0.00078369 | 0.00078369 | 0.00078369
F1_Commercial_Office_Existing_Water Heating_Natural Gas_Water Heater_E4 | F1 | Commercial | Office | Existing | Water Heating | Natural Gas | Water Heater | E4 | CCE | 0 | 0 | 0 | 0 | 0 | 0 | 0 | 0.0017551 | 0.0017551 | 0.0017551 | 0.0017551 | 0.0017551 | 0.0017551 | 0.0017551 | 0.0017551 | 0.0017551 | 0.0017551 | 0.0017551 | 0.0017551 | 0.0017551 | 0.0017551 | 0.0017551 | 0.0017551 | 0.0017551 | 0.0017551 | 0.0017551 | 0.0017551 | 0.0017551 | 0.0017551 | 0.0017551 | 0.0017551
F1_Commercial_Office_Existing_Water Heating_Natural Gas_Water Heater_E5 | F1 | Commercial | Office | Existing | Water Heating | Natural Gas | Water Heater | E5 | CCE | 0 | 0 | 0 | 0 | 0 | 0 | 0 | 0 | 0 | 0 | 0 | 0 | 0 | 0 | 0 | 0 | 0 | 0 | 0 | 0 | 0 | 0 | 0 | 0 | 0 | 0 | 0 | 0 | 0 | 0 | 0
F1_Commercial_Office_Existing_Water Heating_Natural Gas_Water Heater_E6 | F1 | Commercial | Office | Existing | Water Heating | Natural Gas | Water Heater | E6 | CCE | 0 | 0 | 0 | 0 | 0 | 0 | 0 | 0 | 0 | 0 | 0 | 0 | 0 | 0 | 0 | 0 | 0 | 0 | 0 | 0 | 0 | 0 | 0 | 0 | 0 | 0 | 0 | 0 | 0 | 0 | 0
F1_Commercial_Office_Existing_Water Heating_Natural Gas_Water Heater_E7 | F1 | Commercial | Office | Existing | Water Heating | Natural Gas | Water Heater | E7 | CCE | 0 | 0 | 0 | 0 | 0 | 0 | 0 | 0 | 0 | 0 | 0 | 0 | 0 | 0 | 0 | 0 | 0 | 0 | 0 | 0 | 0 | 0 | 0 | 0 | 0 | 0 | 0 | 0 | 0 | 0 | 0
F1_Commercial_Office_Existing_Water Heating_Natural Gas_Water Heater_E8 | F1 | Commercial | Office | Existing | Water Heating | Natural Gas | Water Heater | E8 | CCE | 0 | 0 | 0 | 0 | 0 | 0 | 0 | 0 | 0 | 0 | 0 | 0 | 0 | 0 | 0 | 0 | 0 | 0 | 0 | 0 | 0 | 0 | 0 | 0 | 0 | 0 | 0 | 0 | 0 | 0 | 0
F1_Commercial_Office_Existing_Water Heating_Natural Gas_Water Heater_E9 | F1 | Commercial | Office | Existing | Water Heating | Natural Gas | Water Heater | E9 | CCE | 0 | 0 | 0 | 0 | 0 | 0 | 0 | 0 | 0 | 0 | 0 | 0 | 0 | 0 | 0 | 0 | 0 | 0 | 0 | 0 | 0 | 0 | 0 | 0 | 0 | 0 | 0 | 0 | 0 | 0 | 0
F1_Commercial_Office_Existing_Water Heating_Natural Gas_Water Heater_E10 | F1 | Commercial | Office | Existing | Water Heating | Natural Gas | Water Heater | E10 | CCE | 0 | 0 | 0 | 0 | 0 | 0 | 0 | 0 | 0 | 0 | 0 | 0 | 0 | 0 | 0 | 0 | 0 | 0 | 0 | 0 | 0 | 0 | 0 | 0 | 0 | 0 | 0 | 0 | 0 | 0 | 0
F2_Commercial_Office_Existing_Water Heating_Natural Gas_Water Heater_E1 | F2 | Commercial | Office | Existing | Water Heating | Natural Gas | Water Heater | E1 | TRC BC Ratio | 0.9 | 0.9 | 0.9 | 0.9 | 0.9 | 0.9 | 0.9 | 0.9 | 0.9 | 0.9 | 0.9 | 0.9 | 0.9 | 0.9 | 0.9 | 0.9 | 0.9 | 0.9 | 0.9 | 0.9 | 0.9 | 0.9 | 0.9 | 0.9 | 0.9 | 0.9 | 0.9 | 0.9 | 0.9 | 0.9 | 0.9
F2_Commercial_Office_Existing_Water Heating_Natural Gas_Water Heater_E2 | F2 | Commercial | Office | Existing | Water Heating | Natural Gas | Water Heater | E2 | TRC BC Ratio | 9.316 | 9.5006 | 9.6327 | 9.7759 | 9.9815 | 9.3517 | 8.8594 | 8.6006 | 8.5076 | 8.3649 | 8.2686 | 8.7067 | 7.7922 | 8.3287 | 9.0174 | 9.6867 | 9.7117 | 9.7581 | 9.5716 | 9.7047 | 9.7977 | 9.9234 | 10.0813 | 4.7488 | 4.6541 | 4.5654 | 4.4819 | 4.4028 | 4.3272 | 4.2545 | 4.1842
F2_Commercial_Office_Existing_Water Heating_Natural Gas_Water Heater_E3 | F2 | Commercial | Office | Existing | Water Heating | Natural Gas | Water Heater | E3 | TRC BC Ratio | 12.7095 | 12.9615 | 13.1416 | 13.337 | 13.6175 | 12.7582 | 12.0867 | 11.7336 | 11.6067 | 11.412 | 11.2807 | 11.8784 | 10.6307 | 11.3627 | 12.3022 | 13.2154 | 13.2495 | 13.3127 | 13.0583 | 13.2398 | 13.3668 | 13.5382 | 13.7537 | 6.4787 | 6.3494 | 6.2285 | 6.1146 | 6.0066 | 5.9034 | 5.8043 | 5.7085
F2_Commercial_Office_Existing_Water Heating_Natural Gas_Water Heater_E4 | F2 | Commercial | Office | Existing | Water Heating | Natural Gas | Water Heater | E4 | TRC BC Ratio | 0 | 0 | 0 | 0 | 0 | 0 | 0 | 5.1427 | 4.9317 | 4.6619 | 4.4091 | 4.8563 | 4.2499 | 4.9921 | 5.8857 | 6.7993 | 6.8355 | 6.8874 | 6.7549 | 6.8735 | 6.9601 | 7.0719 | 7.2087 | 3.0173 | 2.9543 | 2.8958 | 2.8412 | 2.7898 | 2.741 | 2.6942 | 2.6591
F2_Commercial_Office_Existing_Water Heating_Natural Gas_Water Heater_E5 | F2 | Commercial | Office | Existing | Water Heating | Natural Gas | Water Heater | E5 | TRC BC Ratio | 0 | 0 | 0 | 0 | 0 | 0 | 0 | 0 | 0 | 0 | 0 | 0 | 0 | 0 | 0 | 0 | 0 | 0 | 0 | 0 | 0 | 0 | 0 | 0 | 0 | 0 | 0 | 0 | 0 | 0 | 0
F2_Commercial_Office_Existing_Water Heating_Natural Gas_Water Heater_E6 | F2 | Commercial | Office | Existing | Water Heating | Natural Gas | Water Heater | E6 | TRC BC Ratio | 0 | 0 | 0 | 0 | 0 | 0 | 0 | 0 | 0 | 0 | 0 | 0 | 0 | 0 | 0 | 0 | 0 | 0 | 0 | 0 | 0 | 0 | 0 | 0 | 0 | 0 | 0 | 0 | 0 | 0 | 0
F2_Commercial_Office_Existing_Water Heating_Natural Gas_Water Heater_E7 | F2 | Commercial | Office | Existing | Water Heating | Natural Gas | Water Heater | E7 | TRC BC Ratio | 0 | 0 | 0 | 0 | 0 | 0 | 0 | 0 | 0 | 0 | 0 | 0 | 0 | 0 | 0 | 0 | 0 | 0 | 0 | 0 | 0 | 0 | 0 | 0 | 0 | 0 | 0 | 0 | 0 | 0 | 0
F2_Commercial_Office_Existing_Water Heating_Natural Gas_Water Heater_E8 | F2 | Commercial | Office | Existing | Water Heating | Natural Gas | Water Heater | E8 | TRC BC Ratio | 0 | 0 | 0 | 0 | 0 | 0 | 0 | 0 | 0 | 0 | 0 | 0 | 0 | 0 | 0 | 0 | 0 | 0 | 0 | 0 | 0 | 0 | 0 | 0 | 0 | 0 | 0 | 0 | 0 | 0 | 0
F2_Commercial_Office_Existing_Water Heating_Natural Gas_Water Heater_E9 | F2 | Commercial | Office | Existing | Water Heating | Natural Gas | Water Heater | E9 | TRC BC Ratio | 0 | 0 | 0 | 0 | 0 | 0 | 0 | 0 | 0 | 0 | 0 | 0 | 0 | 0 | 0 | 0 | 0 | 0 | 0 | 0 | 0 | 0 | 0 | 0 | 0 | 0 | 0 | 0 | 0 | 0 | 0
F2_Commercial_Office_Existing_Water Heating_Natural Gas_Water Heater_E10 | F2 | Commercial | Office | Existing | Water Heating | Natural Gas | Water Heater | E10 | TRC BC Ratio | 0 | 0 | 0 | 0 | 0 | 0 | 0 | 0 | 0 | 0 | 0 | 0 | 0 | 0 | 0 | 0 | 0 | 0 | 0 | 0 | 0 | 0 | 0 | 0 | 0 | 0 | 0 | 0 | 0 | 0 | 0
F3_Commercial_Office_Existing_Water Heating_Natural Gas_Water Heater_E1 | F3 | Commercial | Office | Existing | Water Heating | Natural Gas | Water Heater | E1 | PACT BC Ratio | 0.9 | 0.9 | 0.9 | 0.9 | 0.9 | 0.9 | 0.9 | 0.9 | 0.9 | 0.9 | 0.9 | 0.9 | 0.9 | 0.9 | 0.9 | 0.9 | 0.9 | 0.9 | 0.9 | 0.9 | 0.9 | 0.9 | 0.9 | 0.9 | 0.9 | 0.9 | 0.9 | 0.9 | 0.9 | 0.9 | 0.9
F3_Commercial_Office_Existing_Water Heating_Natural Gas_Water Heater_E2 | F3 | Commercial | Office | Existing | Water Heating | Natural Gas | Water Heater | E2 | PACT BC Ratio | 15.234 | 15.5359 | 15.7519 | 15.986 | 16.3223 | 15.2924 | 14.4874 | 14.0642 | 13.9121 | 13.6788 | 13.5213 | 14.2378 | 12.7422 | 13.6196 | 14.7457 | 15.8403 | 15.8812 | 15.957 | 15.6521 | 15.8696 | 16.0218 | 16.2273 | 16.4856 | 7.7655 | 7.6106 | 7.4656 | 7.3291 | 7.1996 | 7.076 | 6.9572 | 6.8423
F3_Commercial_Office_Existing_Water Heating_Natural Gas_Water Heater_E3 | F3 | Commercial | Office | Existing | Water Heating | Natural Gas | Water Heater | E3 | PACT BC Ratio | 20.7834 | 21.1953 | 21.4899 | 21.8093 | 22.2681 | 20.863 | 19.7649 | 19.1874 | 18.9799 | 18.6616 | 18.4468 | 19.4242 | 17.3838 | 18.5809 | 20.1172 | 21.6105 | 21.6663 | 21.7697 | 21.3537 | 21.6505 | 21.8582 | 22.1385 | 22.4908 | 10.5943 | 10.3829 | 10.1851 | 9.9989 | 9.8223 | 9.6536 | 9.4915 | 9.3348
F3_Commercial_Office_Existing_Water Heating_Natural Gas_Water Heater_E4 | F3 | Commercial | Office | Existing | Water Heating | Natural Gas | Water Heater | E4 | PACT BC Ratio | 0 | 0 | 0 | 0 | 0 | 0 | 0 | 8.4097 | 8.0647 | 7.6233 | 7.2101 | 7.9414 | 6.9497 | 8.1634 | 9.6247 | 11.1187 | 11.1777 | 11.2626 | 11.046 | 11.24 | 11.3816 | 11.5643 | 11.7881 | 4.934 | 4.831 | 4.7355 | 4.6462 | 4.562 | 4.4822 | 4.4057 | 4.3484
F3_Commercial_Office_Existing_Water Heating_Natural Gas_Water Heater_E5 | F3 | Commercial | Office | Existing | Water Heating | Natural Gas | Water Heater | E5 | PACT BC Ratio | 0 | 0 | 0 | 0 | 0 | 0 | 0 | 0 | 0 | 0 | 0 | 0 | 0 | 0 | 0 | 0 | 0 | 0 | 0 | 0 | 0 | 0 | 0 | 0 | 0 | 0 | 0 | 0 | 0 | 0 | 0
F3_Commercial_Office_Existing_Water Heating_Natural Gas_Water Heater_E6 | F3 | Commercial | Office | Existing | Water Heating | Natural Gas | Water Heater | E6 | PACT BC Ratio | 0 | 0 | 0 | 0 | 0 | 0 | 0 | 0 | 0 | 0 | 0 | 0 | 0 | 0 | 0 | 0 | 0 | 0 | 0 | 0 | 0 | 0 | 0 | 0 | 0 | 0 | 0 | 0 | 0 | 0 | 0
F3_Commercial_Office_Existing_Water Heating_Natural Gas_Water Heater_E7 | F3 | Commercial | Office | Existing | Water Heating | Natural Gas | Water Heater | E7 | PACT BC Ratio | 0 | 0 | 0 | 0 | 0 | 0 | 0 | 0 | 0 | 0 | 0 | 0 | 0 | 0 | 0 | 0 | 0 | 0 | 0 | 0 | 0 | 0 | 0 | 0 | 0 | 0 | 0 | 0 | 0 | 0 | 0
F3_Commercial_Office_Existing_Water Heating_Natural Gas_Water Heater_E8 | F3 | Commercial | Office | Existing | Water Heating | Natural Gas | Water Heater | E8 | PACT BC Ratio | 0 | 0 | 0 | 0 | 0 | 0 | 0 | 0 | 0 | 0 | 0 | 0 | 0 | 0 | 0 | 0 | 0 | 0 | 0 | 0 | 0 | 0 | 0 | 0 | 0 | 0 | 0 | 0 | 0 | 0 | 0
F3_Commercial_Office_Existing_Water Heating_Natural Gas_Water Heater_E9 | F3 | Commercial | Office | Existing | Water Heating | Natural Gas | Water Heater | E9 | PACT BC Ratio | 0 | 0 | 0 | 0 | 0 | 0 | 0 | 0 | 0 | 0 | 0 | 0 | 0 | 0 | 0 | 0 | 0 | 0 | 0 | 0 | 0 | 0 | 0 | 0 | 0 | 0 | 0 | 0 | 0 | 0 | 0
F3_Commercial_Office_Existing_Water Heating_Natural Gas_Water Heater_E10 | F3 | Commercial | Office | Existing | Water Heating | Natural Gas | Water Heater | E10 | PACT BC Ratio | 0 | 0 | 0 | 0 | 0 | 0 | 0 | 0 | 0 | 0 | 0 | 0 | 0 | 0 | 0 | 0 | 0 | 0 | 0 | 0 | 0 | 0 | 0 | 0 | 0 | 0 | 0 | 0 | 0 | 0 | 0
F4_Commercial_Office_Existing_Water Heating_Natural Gas_Water Heater_E1 | F4 | Commercial | Office | Existing | Water Heating | Natural Gas | Water Heater | E1 | PCT BC Ratio | 0.9 | 0.9 | 0.9 | 0.9 | 0.9 | 0.9 | 0.9 | 0.9 | 0.9 | 0.9 | 0.9 | 0.9 | 0.9 | 0.9 | 0.9 | 0.9 | 0.9 | 0.9 | 0.9 | 0.9 | 0.9 | 0.9 | 0.9 | 0.9 | 0.9 | 0.9 | 0.9 | 0.9 | 0.9 | 0.9 | 0.9
F4_Commercial_Office_Existing_Water Heating_Natural Gas_Water Heater_E2 | F4 | Commercial | Office | Existing | Water Heating | Natural Gas | Water Heater | E2 | PCT BC Ratio | 16.8497 | 17.1751 | 17.4079 | 17.6603 | 18.0228 | 16.9126 | 16.0449 | 15.5887 | 15.4248 | 15.1732 | 15.0035 | 15.7758 | 14.1637 | 15.1095 | 16.3233 | 17.5032 | 17.5473 | 17.629 | 17.3003 | 17.5348 | 17.6989 | 17.9204 | 18.1988 | 8.7991 | 8.6321 | 8.4758 | 8.3287 | 8.1892 | 8.0559 | 7.9278 | 7.804
F4_Commercial_Office_Existing_Water Heating_Natural Gas_Water Heater_E3 | F4 | Commercial | Office | Existing | Water Heating | Natural Gas | Water Heater | E3 | PCT BC Ratio | 22.8315 | 23.2755 | 23.5931 | 23.9374 | 24.432 | 22.9173 | 21.7336 | 21.1111 | 20.8875 | 20.5444 | 20.3128 | 21.3664 | 19.1671 | 20.4574 | 22.1134 | 23.7231 | 23.7832 | 23.8947 | 23.4463 | 23.7662 | 23.9901 | 24.2922 | 24.672 | 11.8484 | 11.6205 | 11.4073 | 11.2066 | 11.0162 | 10.8344 | 10.6596 | 10.4907
F4_Commercial_Office_Existing_Water Heating_Natural Gas_Water Heater_E4 | F4 | Commercial | Office | Existing | Water Heating | Natural Gas | Water Heater | E4 | PCT BC Ratio | 0 | 0 | 0 | 0 | 0 | 0 | 0 | 9.4935 | 9.1216 | 8.6459 | 8.2004 | 8.9887 | 7.9198 | 9.228 | 10.8032 | 12.4136 | 12.4773 | 12.5688 | 12.3353 | 12.5444 | 12.697 | 12.894 | 13.1352 | 5.747 | 5.636 | 5.5329 | 5.4367 | 5.346 | 5.2599 | 5.1775 | 5.1157
F4_Commercial_Office_Existing_Water Heating_Natural Gas_Water Heater_E5 | F4 | Commercial | Office | Existing | Water Heating | Natural Gas | Water Heater | E5 | PCT BC Ratio | 0 | 0 | 0 | 0 | 0 | 0 | 0 | 0 | 0 | 0 | 0 | 0 | 0 | 0 | 0 | 0 | 0 | 0 | 0 | 0 | 0 | 0 | 0 | 0 | 0 | 0 | 0 | 0 | 0 | 0 | 0
F4_Commercial_Office_Existing_Water Heating_Natural Gas_Water Heater_E6 | F4 | Commercial | Office | Existing | Water Heating | Natural Gas | Water Heater | E6 | PCT BC Ratio | 0 | 0 | 0 | 0 | 0 | 0 | 0 | 0 | 0 | 0 | 0 | 0 | 0 | 0 | 0 | 0 | 0 | 0 | 0 | 0 | 0 | 0 | 0 | 0 | 0 | 0 | 0 | 0 | 0 | 0 | 0
F4_Commercial_Office_Existing_Water Heating_Natural Gas_Water Heater_E7 | F4 | Commercial | Office | Existing | Water Heating | Natural Gas | Water Heater | E7 | PCT BC Ratio | 0 | 0 | 0 | 0 | 0 | 0 | 0 | 0 | 0 | 0 | 0 | 0 | 0 | 0 | 0 | 0 | 0 | 0 | 0 | 0 | 0 | 0 | 0 | 0 | 0 | 0 | 0 | 0 | 0 | 0 | 0
F4_Commercial_Office_Existing_Water Heating_Natural Gas_Water Heater_E8 | F4 | Commercial | Office | Existing | Water Heating | Natural Gas | Water Heater | E8 | PCT BC Ratio | 0 | 0 | 0 | 0 | 0 | 0 | 0 | 0 | 0 | 0 | 0 | 0 | 0 | 0 | 0 | 0 | 0 | 0 | 0 | 0 | 0 | 0 | 0 | 0 | 0 | 0 | 0 | 0 | 0 | 0 | 0
F4_Commercial_Office_Existing_Water Heating_Natural Gas_Water Heater_E9 | F4 | Commercial | Office | Existing | Water Heating | Natural Gas | Water Heater | E9 | PCT BC Ratio | 0 | 0 | 0 | 0 | 0 | 0 | 0 | 0 | 0 | 0 | 0 | 0 | 0 | 0 | 0 | 0 | 0 | 0 | 0 | 0 | 0 | 0 | 0 | 0 | 0 | 0 | 0 | 0 | 0 | 0 | 0
F4_Commercial_Office_Existing_Water Heating_Natural Gas_Water Heater_E10 | F4 | Commercial | Office | Existing | Water Heating | Natural Gas | Water Heater | E10 | PCT BC Ratio | 0 | 0 | 0 | 0 | 0 | 0 | 0 | 0 | 0 | 0 | 0 | 0 | 0 | 0 | 0 | 0 | 0 | 0 | 0 | 0 | 0 | 0 | 0 | 0 | 0 | 0 | 0 | 0 | 0 | 0 | 0
F5_Commercial_Office_Existing_Water Heating_Natural Gas_Water Heater_E1 | F5 | Commercial | Office | Existing | Water Heating | Natural Gas | Water Heater | E1 | RIM BC Ratio | 0.9 | 0.9 | 0.9 | 0.9 | 0.9 | 0.9 | 0.9 | 0.9 | 0.9 | 0.9 | 0.9 | 0.9 | 0.9 | 0.9 | 0.9 | 0.9 | 0.9 | 0.9 | 0.9 | 0.9 | 0.9 | 0.9 | 0.9 | 0.9 | 0.9 | 0.9 | 0.9 | 0.9 | 0.9 | 0.9 | 0.9
F5_Commercial_Office_Existing_Water Heating_Natural Gas_Water Heater_E2 | F5 | Commercial | Office | Existing | Water Heating | Natural Gas | Water Heater | E2 | RIM BC Ratio | 0.79132 | 0.79212 | 0.79268 | 0.79326 | 0.79407 | 0.79148 | 0.78921 | 0.78792 | 0.78744 | 0.78668 | 0.78615 | 0.78846 | 0.78336 | 0.78648 | 0.78996 | 0.7929 | 0.793 | 0.79319 | 0.79242 | 0.79297 | 0.79335 | 0.79385 | 0.79446 | 0.75367 | 0.75218 | 0.75074 | 0.74934 | 0.74797 | 0.74661 | 0.74527 | 0.74393
F5_Commercial_Office_Existing_Water Heating_Natural Gas_Water Heater_E3 | F5 | Commercial | Office | Existing | Water Heating | Natural Gas | Water Heater | E3 | RIM BC Ratio | 0.80245 | 0.80305 | 0.80347 | 0.80391 | 0.80452 | 0.80257 | 0.80086 | 0.79988 | 0.79952 | 0.79894 | 0.79855 | 0.80029 | 0.79644 | 0.7988 | 0.80143 | 0.80364 | 0.80372 | 0.80386 | 0.80328 | 0.80369 | 0.80398 | 0.80435 | 0.80481 | 0.77372 | 0.77257 | 0.77146 | 0.77037 | 0.76931 | 0.76825 | 0.76721 | 0.76617
F5_Commercial_Office_Existing_Water Heating_Natural Gas_Water Heater_E4 | F5 | Commercial | Office | Existing | Water Heating | Natural Gas | Water Heater | E4 | RIM BC Ratio | 0 | 0 | 0 | 0 | 0 | 0 | 0 | 0.75932 | 0.75639 | 0.75231 | 0.74808 | 0.75529 | 0.74518 | 0.75725 | 0.76807 | 0.7764 | 0.77668 | 0.77709 | 0.77604 | 0.77698 | 0.77765 | 0.77849 | 0.77949 | 0.71391 | 0.71171 | 0.7096 | 0.70757 | 0.70558 | 0.70364 | 0.70173 | 0.70026
F5_Commercial_Office_Existing_Water Heating_Natural Gas_Water Heater_E5 | F5 | Commercial | Office | Existing | Water Heating | Natural Gas | Water Heater | E5 | RIM BC Ratio | 0 | 0 | 0 | 0 | 0 | 0 | 0 | 0 | 0 | 0 | 0 | 0 | 0 | 0 | 0 | 0 | 0 | 0 | 0 | 0 | 0 | 0 | 0 | 0 | 0 | 0 | 0 | 0 | 0 | 0 | 0
F5_Commercial_Office_Existing_Water Heating_Natural Gas_Water Heater_E6 | F5 | Commercial | Office | Existing | Water Heating | Natural Gas | Water Heater | E6 | RIM BC Ratio | 0 | 0 | 0 | 0 | 0 | 0 | 0 | 0 | 0 | 0 | 0 | 0 | 0 | 0 | 0 | 0 | 0 | 0 | 0 | 0 | 0 | 0 | 0 | 0 | 0 | 0 | 0 | 0 | 0 | 0 | 0
F5_Commercial_Office_Existing_Water Heating_Natural Gas_Water Heater_E7 | F5 | Commercial | Office | Existing | Water Heating | Natural Gas | Water Heater | E7 | RIM BC Ratio | 0 | 0 | 0 | 0 | 0 | 0 | 0 | 0 | 0 | 0 | 0 | 0 | 0 | 0 | 0 | 0 | 0 | 0 | 0 | 0 | 0 | 0 | 0 | 0 | 0 | 0 | 0 | 0 | 0 | 0 | 0
F5_Commercial_Office_Existing_Water Heating_Natural Gas_Water Heater_E8 | F5 | Commercial | Office | Existing | Water Heating | Natural Gas | Water Heater | E8 | RIM BC Ratio | 0 | 0 | 0 | 0 | 0 | 0 | 0 | 0 | 0 | 0 | 0 | 0 | 0 | 0 | 0 | 0 | 0 | 0 | 0 | 0 | 0 | 0 | 0 | 0 | 0 | 0 | 0 | 0 | 0 | 0 | 0
F5_Commercial_Office_Existing_Water Heating_Natural Gas_Water Heater_E9 | F5 | Commercial | Office | Existing | Water Heating | Natural Gas | Water Heater | E9 | RIM BC Ratio | 0 | 0 | 0 | 0 | 0 | 0 | 0 | 0 | 0 | 0 | 0 | 0 | 0 | 0 | 0 | 0 | 0 | 0 | 0 | 0 | 0 | 0 | 0 | 0 | 0 | 0 | 0 | 0 | 0 | 0 | 0
F5_Commercial_Office_Existing_Water Heating_Natural Gas_Water Heater_E10 | F5 | Commercial | Office | Existing | Water Heating | Natural Gas | Water Heater | E10 | RIM BC Ratio | 0 | 0 | 0 | 0 | 0 | 0 | 0 | 0 | 0 | 0 | 0 | 0 | 0 | 0 | 0 | 0 | 0 | 0 | 0 | 0 | 0 | 0 | 0 | 0 | 0 | 0 | 0 | 0 | 0 | 0 | 0
F0_Commercial_Office_Existing_Food Preparation_Natural Gas_Oven_E0 | F0 | Commercial | Office | Existing | Food Preparation | Natural Gas | Oven | E0 | Economic Unit | ENERGY STAR (3.0) | ENERGY STAR (3.0) | ENERGY STAR (3.0) | ENERGY STAR (3.0) | ENERGY STAR (3.0) | ENERGY STAR (3.0) | ENERGY STAR (3.0) | ENERGY STAR (3.0) | ENERGY STAR (3.0) | ENERGY STAR (3.0) | ENERGY STAR (3.0) | ENERGY STAR (3.0) | ENERGY STAR (3.0) | ENERGY STAR (3.0) | ENERGY STAR (3.0) | ENERGY STAR (3.0) | ENERGY STAR (3.0) | ENERGY STAR (3.0) | ENERGY STAR (3.0) | ENERGY STAR (3.0) | ENERGY STAR (3.0) | ENERGY STAR (3.0) | ENERGY STAR (3.0) | Standard | Standard | Standard | Standard | Standard | Standard | Standard | Standard
F1_Commercial_Office_Existing_Food Preparation_Natural Gas_Oven_E1 | F1 | Commercial | Office | Existing | Food Preparation | Natural Gas | Oven | E1 | CCE | 0 | 0 | 0 | 0 | 0 | 0 | 0 | 0 | 0 | 0 | 0 | 0 | 0 | 0 | 0 | 0 | 0 | 0 | 0 | 0 | 0 | 0 | 0 | 0 | 0 | 0 | 0 | 0 | 0 | 0 | 0
F1_Commercial_Office_Existing_Food Preparation_Natural Gas_Oven_E2 | F1 | Commercial | Office | Existing | Food Preparation | Natural Gas | Oven | E2 | CCE | 0.0062008 | 0.0059612 | 0.0059896 | 0.0060522 | 0.0060522 | 0.0060522 | 0.0060522 | 0.0060522 | 0.0060522 | 0.0060522 | 0.0060522 | 0.0060522 | 0.0060522 | 0.0060522 | 0.0060522 | 0.0060522 | 0.0060522 | 0.0060522 | 0.0060522 | 0.0060522 | 0.0060522 | 0.0060522 | 0.0060522 | 0.0060522 | 0.0060522 | 0.0060522 | 0.0060522 | 0.0060522 | 0.0060522 | 0.0060522 | 0.0060522
F1_Commercial_Office_Existing_Food Preparation_Natural Gas_Oven_E3 | F1 | Commercial | Office | Existing | Food Preparation | Natural Gas | Oven | E3 | CCE | 0 | 0 | 0 | 0 | 0 | 0 | 0 | 0 | 0 | 0 | 0 | 0 | 0 | 0 | 0 | 0 | 0 | 0 | 0 | 0 | 0 | 0 | 0 | 0 | 0 | 0 | 0 | 0 | 0 | 0 | 0
F1_Commercial_Office_Existing_Food Preparation_Natural Gas_Oven_E4 | F1 | Commercial | Office | Existing | Food Preparation | Natural Gas | Oven | E4 | CCE | 0 | 0 | 0 | 0 | 0 | 0 | 0 | 0 | 0 | 0 | 0 | 0 | 0 | 0 | 0 | 0 | 0 | 0 | 0 | 0 | 0 | 0 | 0 | 0 | 0 | 0 | 0 | 0 | 0 | 0 | 0
F1_Commercial_Office_Existing_Food Preparation_Natural Gas_Oven_E5 | F1 | Commercial | Office | Existing | Food Preparation | Natural Gas | Oven | E5 | CCE | 0 | 0 | 0 | 0 | 0 | 0 | 0 | 0 | 0 | 0 | 0 | 0 | 0 | 0 | 0 | 0 | 0 | 0 | 0 | 0 | 0 | 0 | 0 | 0 | 0 | 0 | 0 | 0 | 0 | 0 | 0
F1_Commercial_Office_Existing_Food Preparation_Natural Gas_Oven_E6 | F1 | Commercial | Office | Existing | Food Preparation | Natural Gas | Oven | E6 | CCE | 0 | 0 | 0 | 0 | 0 | 0 | 0 | 0 | 0 | 0 | 0 | 0 | 0 | 0 | 0 | 0 | 0 | 0 | 0 | 0 | 0 | 0 | 0 | 0 | 0 | 0 | 0 | 0 | 0 | 0 | 0
F1_Commercial_Office_Existing_Food Preparation_Natural Gas_Oven_E7 | F1 | Commercial | Office | Existing | Food Preparation | Natural Gas | Oven | E7 | CCE | 0 | 0 | 0 | 0 | 0 | 0 | 0 | 0 | 0 | 0 | 0 | 0 | 0 | 0 | 0 | 0 | 0 | 0 | 0 | 0 | 0 | 0 | 0 | 0 | 0 | 0 | 0 | 0 | 0 | 0 | 0
F1_Commercial_Office_Existing_Food Preparation_Natural Gas_Oven_E8 | F1 | Commercial | Office | Existing | Food Preparation | Natural Gas | Oven | E8 | CCE | 0 | 0 | 0 | 0 | 0 | 0 | 0 | 0 | 0 | 0 | 0 | 0 | 0 | 0 | 0 | 0 | 0 | 0 | 0 | 0 | 0 | 0 | 0 | 0 | 0 | 0 | 0 | 0 | 0 | 0 | 0
F1_Commercial_Office_Existing_Food Preparation_Natural Gas_Oven_E9 | F1 | Commercial | Office | Existing | Food Preparation | Natural Gas | Oven | E9 | CCE | 0 | 0 | 0 | 0 | 0 | 0 | 0 | 0 | 0 | 0 | 0 | 0 | 0 | 0 | 0 | 0 | 0 | 0 | 0 | 0 | 0 | 0 | 0 | 0 | 0 | 0 | 0 | 0 | 0 | 0 | 0
F1_Commercial_Office_Existing_Food Preparation_Natural Gas_Oven_E10 | F1 | Commercial | Office | Existing | Food Preparation | Natural Gas | Oven | E10 | CCE | 0 | 0 | 0 | 0 | 0 | 0 | 0 | 0 | 0 | 0 | 0 | 0 | 0 | 0 | 0 | 0 | 0 | 0 | 0 | 0 | 0 | 0 | 0 | 0 | 0 | 0 | 0 | 0 | 0 | 0 | 0
F2_Commercial_Office_Existing_Food Preparation_Natural Gas_Oven_E1 | F2 | Commercial | Office | Existing | Food Preparation | Natural Gas | Oven | E1 | TRC BC Ratio | 0.9 | 0.9 | 0.9 | 0.9 | 0.9 | 0.9 | 0.9 | 0.9 | 0.9 | 0.9 | 0.9 | 0.9 | 0.9 | 0.9 | 0.9 | 0.9 | 0.9 | 0.9 | 0.9 | 0.9 | 0.9 | 0.9 | 0.9 | 0.9 | 0.9 | 0.9 | 0.9 | 0.9 | 0.9 | 0.9 | 0.9
F2_Commercial_Office_Existing_Food Preparation_Natural Gas_Oven_E2 | F2 | Commercial | Office | Existing | Food Preparation | Natural Gas | Oven | E2 | TRC BC Ratio | 1.651 | 1.6761 | 1.6937 | 1.7118 | 1.7402 | 1.6356 | 1.5492 | 1.5033 | 1.4856 | 1.4593 | 1.5232 | 1.584 | 1.4129 | 1.4871 | 1.5856 | 1.6788 | 1.6824 | 1.6897 | 1.6574 | 1.6795 | 1.6949 | 1.7158 | 1.7422 | 0.83439 | 0.81785 | 0.80234 | 0.78773 | 0.77386 | 0.7606 | 0.74785 | 0.73552
F2_Commercial_Office_Existing_Food Preparation_Natural Gas_Oven_E3 | F2 | Commercial | Office | Existing | Food Preparation | Natural Gas | Oven | E3 | TRC BC Ratio | 0 | 0 | 0 | 0 | 0 | 0 | 0 | 0 | 0 | 0 | 0 | 0 | 0 | 0 | 0 | 0 | 0 | 0 | 0 | 0 | 0 | 0 | 0 | 0 | 0 | 0 | 0 | 0 | 0 | 0 | 0
F2_Commercial_Office_Existing_Food Preparation_Natural Gas_Oven_E4 | F2 | Commercial | Office | Existing | Food Preparation | Natural Gas | Oven | E4 | TRC BC Ratio | 0 | 0 | 0 | 0 | 0 | 0 | 0 | 0 | 0 | 0 | 0 | 0 | 0 | 0 | 0 | 0 | 0 | 0 | 0 | 0 | 0 | 0 | 0 | 0 | 0 | 0 | 0 | 0 | 0 | 0 | 0
F2_Commercial_Office_Existing_Food Preparation_Natural Gas_Oven_E5 | F2 | Commercial | Office | Existing | Food Preparation | Natural Gas | Oven | E5 | TRC BC Ratio | 0 | 0 | 0 | 0 | 0 | 0 | 0 | 0 | 0 | 0 | 0 | 0 | 0 | 0 | 0 | 0 | 0 | 0 | 0 | 0 | 0 | 0 | 0 | 0 | 0 | 0 | 0 | 0 | 0 | 0 | 0
F2_Commercial_Office_Existing_Food Preparation_Natural Gas_Oven_E6 | F2 | Commercial | Office | Existing | Food Preparation | Natural Gas | Oven | E6 | TRC BC Ratio | 0 | 0 | 0 | 0 | 0 | 0 | 0 | 0 | 0 | 0 | 0 | 0 | 0 | 0 | 0 | 0 | 0 | 0 | 0 | 0 | 0 | 0 | 0 | 0 | 0 | 0 | 0 | 0 | 0 | 0 | 0
F2_Commercial_Office_Existing_Food Preparation_Natural Gas_Oven_E7 | F2 | Commercial | Office | Existing | Food Preparation | Natural Gas | Oven | E7 | TRC BC Ratio | 0 | 0 | 0 | 0 | 0 | 0 | 0 | 0 | 0 | 0 | 0 | 0 | 0 | 0 | 0 | 0 | 0 | 0 | 0 | 0 | 0 | 0 | 0 | 0 | 0 | 0 | 0 | 0 | 0 | 0 | 0
F2_Commercial_Office_Existing_Food Preparation_Natural Gas_Oven_E8 | F2 | Commercial | Office | Existing | Food Preparation | Natural Gas | Oven | E8 | TRC BC Ratio | 0 | 0 | 0 | 0 | 0 | 0 | 0 | 0 | 0 | 0 | 0 | 0 | 0 | 0 | 0 | 0 | 0 | 0 | 0 | 0 | 0 | 0 | 0 | 0 | 0 | 0 | 0 | 0 | 0 | 0 | 0
F2_Commercial_Office_Existing_Food Preparation_Natural Gas_Oven_E9 | F2 | Commercial | Office | Existing | Food Preparation | Natural Gas | Oven | E9 | TRC BC Ratio | 0 | 0 | 0 | 0 | 0 | 0 | 0 | 0 | 0 | 0 | 0 | 0 | 0 | 0 | 0 | 0 | 0 | 0 | 0 | 0 | 0 | 0 | 0 | 0 | 0 | 0 | 0 | 0 | 0 | 0 | 0
F2_Commercial_Office_Existing_Food Preparation_Natural Gas_Oven_E10 | F2 | Commercial | Office | Existing | Food Preparation | Natural Gas | Oven | E10 | TRC BC Ratio | 0 | 0 | 0 | 0 | 0 | 0 | 0 | 0 | 0 | 0 | 0 | 0 | 0 | 0 | 0 | 0 | 0 | 0 | 0 | 0 | 0 | 0 | 0 | 0 | 0 | 0 | 0 | 0 | 0 | 0 | 0
F3_Commercial_Office_Existing_Food Preparation_Natural Gas_Oven_E1 | F3 | Commercial | Office | Existing | Food Preparation | Natural Gas | Oven | E1 | PACT BC Ratio | 0.9 | 0.9 | 0.9 | 0.9 | 0.9 | 0.9 | 0.9 | 0.9 | 0.9 | 0.9 | 0.9 | 0.9 | 0.9 | 0.9 | 0.9 | 0.9 | 0.9 | 0.9 | 0.9 | 0.9 | 0.9 | 0.9 | 0.9 | 0.9 | 0.9 | 0.9 | 0.9 | 0.9 | 0.9 | 0.9 | 0.9
F3_Commercial_Office_Existing_Food Preparation_Natural Gas_Oven_E2 | F3 | Commercial | Office | Existing | Food Preparation | Natural Gas | Oven | E2 | PACT BC Ratio | 1.651 | 1.6761 | 1.6937 | 1.7118 | 1.7402 | 1.6356 | 1.5492 | 1.5033 | 1.4856 | 1.4593 | 1.5232 | 1.584 | 1.4129 | 1.4871 | 1.5856 | 1.6788 | 1.6824 | 1.6897 | 1.6574 | 1.6795 | 1.6949 | 1.7158 | 1.7422 | 0.83439 | 0.81785 | 0.80234 | 0.78773 | 0.77386 | 0.7606 | 0.74785 | 0.73552
F3_Commercial_Office_Existing_Food Preparation_Natural Gas_Oven_E3 | F3 | Commercial | Office | Existing | Food Preparation | Natural Gas | Oven | E3 | PACT BC Ratio | 0 | 0 | 0 | 0 | 0 | 0 | 0 | 0 | 0 | 0 | 0 | 0 | 0 | 0 | 0 | 0 | 0 | 0 | 0 | 0 | 0 | 0 | 0 | 0 | 0 | 0 | 0 | 0 | 0 | 0 | 0
F3_Commercial_Office_Existing_Food Preparation_Natural Gas_Oven_E4 | F3 | Commercial | Office | Existing | Food Preparation | Natural Gas | Oven | E4 | PACT BC Ratio | 0 | 0 | 0 | 0 | 0 | 0 | 0 | 0 | 0 | 0 | 0 | 0 | 0 | 0 | 0 | 0 | 0 | 0 | 0 | 0 | 0 | 0 | 0 | 0 | 0 | 0 | 0 | 0 | 0 | 0 | 0
F3_Commercial_Office_Existing_Food Preparation_Natural Gas_Oven_E5 | F3 | Commercial | Office | Existing | Food Preparation | Natural Gas | Oven | E5 | PACT BC Ratio | 0 | 0 | 0 | 0 | 0 | 0 | 0 | 0 | 0 | 0 | 0 | 0 | 0 | 0 | 0 | 0 | 0 | 0 | 0 | 0 | 0 | 0 | 0 | 0 | 0 | 0 | 0 | 0 | 0 | 0 | 0
F3_Commercial_Office_Existing_Food Preparation_Natural Gas_Oven_E6 | F3 | Commercial | Office | Existing | Food Preparation | Natural Gas | Oven | E6 | PACT BC Ratio | 0 | 0 | 0 | 0 | 0 | 0 | 0 | 0 | 0 | 0 | 0 | 0 | 0 | 0 | 0 | 0 | 0 | 0 | 0 | 0 | 0 | 0 | 0 | 0 | 0 | 0 | 0 | 0 | 0 | 0 | 0
F3_Commercial_Office_Existing_Food Preparation_Natural Gas_Oven_E7 | F3 | Commercial | Office | Existing | Food Preparation | Natural Gas | Oven | E7 | PACT BC Ratio | 0 | 0 | 0 | 0 | 0 | 0 | 0 | 0 | 0 | 0 | 0 | 0 | 0 | 0 | 0 | 0 | 0 | 0 | 0 | 0 | 0 | 0 | 0 | 0 | 0 | 0 | 0 | 0 | 0 | 0 | 0
F3_Commercial_Office_Existing_Food Preparation_Natural Gas_Oven_E8 | F3 | Commercial | Office | Existing | Food Preparation | Natural Gas | Oven | E8 | PACT BC Ratio | 0 | 0 | 0 | 0 | 0 | 0 | 0 | 0 | 0 | 0 | 0 | 0 | 0 | 0 | 0 | 0 | 0 | 0 | 0 | 0 | 0 | 0 | 0 | 0 | 0 | 0 | 0 | 0 | 0 | 0 | 0
F3_Commercial_Office_Existing_Food Preparation_Natural Gas_Oven_E9 | F3 | Commercial | Office | Existing | Food Preparation | Natural Gas | Oven | E9 | PACT BC Ratio | 0 | 0 | 0 | 0 | 0 | 0 | 0 | 0 | 0 | 0 | 0 | 0 | 0 | 0 | 0 | 0 | 0 | 0 | 0 | 0 | 0 | 0 | 0 | 0 | 0 | 0 | 0 | 0 | 0 | 0 | 0
F3_Commercial_Office_Existing_Food Preparation_Natural Gas_Oven_E10 | F3 | Commercial | Office | Existing | Food Preparation | Natural Gas | Oven | E10 | PACT BC Ratio | 0 | 0 | 0 | 0 | 0 | 0 | 0 | 0 | 0 | 0 | 0 | 0 | 0 | 0 | 0 | 0 | 0 | 0 | 0 | 0 | 0 | 0 | 0 | 0 | 0 | 0 | 0 | 0 | 0 | 0 | 0
F4_Commercial_Office_Existing_Food Preparation_Natural Gas_Oven_E1 | F4 | Commercial | Office | Existing | Food Preparation | Natural Gas | Oven | E1 | PCT BC Ratio | 0.9 | 0.9 | 0.9 | 0.9 | 0.9 | 0.9 | 0.9 | 0.9 | 0.9 | 0.9 | 0.9 | 0.9 | 0.9 | 0.9 | 0.9 | 0.9 | 0.9 | 0.9 | 0.9 | 0.9 | 0.9 | 0.9 | 0.9 | 0.9 | 0.9 | 0.9 | 0.9 | 0.9 | 0.9 | 0.9 | 0.9
F4_Commercial_Office_Existing_Food Preparation_Natural Gas_Oven_E2 | F4 | Commercial | Office | Existing | Food Preparation | Natural Gas | Oven | E2 | PCT BC Ratio | 5.1538 | 5.2169 | 5.2611 | 5.3069 | 5.3783 | 5.115 | 4.8976 | 4.7822 | 4.7376 | 4.6715 | 4.8323 | 4.9851 | 4.5547 | 4.7415 | 4.9892 | 5.2237 | 5.2328 | 5.2512 | 5.1699 | 5.2256 | 5.2642 | 5.3168 | 5.3833 | 3.0993 | 3.0576 | 3.0186 | 2.9819 | 2.947 | 2.9136 | 2.8815 | 2.8505
F4_Commercial_Office_Existing_Food Preparation_Natural Gas_Oven_E3 | F4 | Commercial | Office | Existing | Food Preparation | Natural Gas | Oven | E3 | PCT BC Ratio | 0 | 0 | 0 | 0 | 0 | 0 | 0 | 0 | 0 | 0 | 0 | 0 | 0 | 0 | 0 | 0 | 0 | 0 | 0 | 0 | 0 | 0 | 0 | 0 | 0 | 0 | 0 | 0 | 0 | 0 | 0
F4_Commercial_Office_Existing_Food Preparation_Natural Gas_Oven_E4 | F4 | Commercial | Office | Existing | Food Preparation | Natural Gas | Oven | E4 | PCT BC Ratio | 0 | 0 | 0 | 0 | 0 | 0 | 0 | 0 | 0 | 0 | 0 | 0 | 0 | 0 | 0 | 0 | 0 | 0 | 0 | 0 | 0 | 0 | 0 | 0 | 0 | 0 | 0 | 0 | 0 | 0 | 0
F4_Commercial_Office_Existing_Food Preparation_Natural Gas_Oven_E5 | F4 | Commercial | Office | Existing | Food Preparation | Natural Gas | Oven | E5 | PCT BC Ratio | 0 | 0 | 0 | 0 | 0 | 0 | 0 | 0 | 0 | 0 | 0 | 0 | 0 | 0 | 0 | 0 | 0 | 0 | 0 | 0 | 0 | 0 | 0 | 0 | 0 | 0 | 0 | 0 | 0 | 0 | 0
F4_Commercial_Office_Existing_Food Preparation_Natural Gas_Oven_E6 | F4 | Commercial | Office | Existing | Food Preparation | Natural Gas | Oven | E6 | PCT BC Ratio | 0 | 0 | 0 | 0 | 0 | 0 | 0 | 0 | 0 | 0 | 0 | 0 | 0 | 0 | 0 | 0 | 0 | 0 | 0 | 0 | 0 | 0 | 0 | 0 | 0 | 0 | 0 | 0 | 0 | 0 | 0
F4_Commercial_Office_Existing_Food Preparation_Natural Gas_Oven_E7 | F4 | Commercial | Office | Existing | Food Preparation | Natural Gas | Oven | E7 | PCT BC Ratio | 0 | 0 | 0 | 0 | 0 | 0 | 0 | 0 | 0 | 0 | 0 | 0 | 0 | 0 | 0 | 0 | 0 | 0 | 0 | 0 | 0 | 0 | 0 | 0 | 0 | 0 | 0 | 0 | 0 | 0 | 0
F4_Commercial_Office_Existing_Food Preparation_Natural Gas_Oven_E8 | F4 | Commercial | Office | Existing | Food Preparation | Natural Gas | Oven | E8 | PCT BC Ratio | 0 | 0 | 0 | 0 | 0 | 0 | 0 | 0 | 0 | 0 | 0 | 0 | 0 | 0 | 0 | 0 | 0 | 0 | 0 | 0 | 0 | 0 | 0 | 0 | 0 | 0 | 0 | 0 | 0 | 0 | 0
F4_Commercial_Office_Existing_Food Preparation_Natural Gas_Oven_E9 | F4 | Commercial | Office | Existing | Food Preparation | Natural Gas | Oven | E9 | PCT BC Ratio | 0 | 0 | 0 | 0 | 0 | 0 | 0 | 0 | 0 | 0 | 0 | 0 | 0 | 0 | 0 | 0 | 0 | 0 | 0 | 0 | 0 | 0 | 0 | 0 | 0 | 0 | 0 | 0 | 0 | 0 | 0
F4_Commercial_Office_Existing_Food Preparation_Natural Gas_Oven_E10 | F4 | Commercial | Office | Existing | Food Preparation | Natural Gas | Oven | E10 | PCT BC Ratio | 0 | 0 | 0 | 0 | 0 | 0 | 0 | 0 | 0 | 0 | 0 | 0 | 0 | 0 | 0 | 0 | 0 | 0 | 0 | 0 | 0 | 0 | 0 | 0 | 0 | 0 | 0 | 0 | 0 | 0 | 0
F5_Commercial_Office_Existing_Food Preparation_Natural Gas_Oven_E1 | F5 | Commercial | Office | Existing | Food Preparation | Natural Gas | Oven | E1 | RIM BC Ratio | 0.9 | 0.9 | 0.9 | 0.9 | 0.9 | 0.9 | 0.9 | 0.9 | 0.9 | 0.9 | 0.9 | 0.9 | 0.9 | 0.9 | 0.9 | 0.9 | 0.9 | 0.9 | 0.9 | 0.9 | 0.9 | 0.9 | 0.9 | 0.9 | 0.9 | 0.9 | 0.9 | 0.9 | 0.9 | 0.9 | 0.9
F5_Commercial_Office_Existing_Food Preparation_Natural Gas_Oven_E2 | F5 | Commercial | Office | Existing | Food Preparation | Natural Gas | Oven | E2 | RIM BC Ratio | 0.5544 | 0.5572 | 0.55913 | 0.56109 | 0.56411 | 0.55265 | 0.54242 | 0.53669 | 0.53442 | 0.53097 | 0.53921 | 0.54663 | 0.5247 | 0.53462 | 0.54682 | 0.5575 | 0.55789 | 0.55869 | 0.55512 | 0.55758 | 0.55926 | 0.56152 | 0.56432 | 0.41727 | 0.41309 | 0.4091 | 0.40526 | 0.40156 | 0.39796 | 0.39444 | 0.39099
F5_Commercial_Office_Existing_Food Preparation_Natural Gas_Oven_E3 | F5 | Commercial | Office | Existing | Food Preparation | Natural Gas | Oven | E3 | RIM BC Ratio | 0 | 0 | 0 | 0 | 0 | 0 | 0 | 0 | 0 | 0 | 0 | 0 | 0 | 0 | 0 | 0 | 0 | 0 | 0 | 0 | 0 | 0 | 0 | 0 | 0 | 0 | 0 | 0 | 0 | 0 | 0
F5_Commercial_Office_Existing_Food Preparation_Natural Gas_Oven_E4 | F5 | Commercial | Office | Existing | Food Preparation | Natural Gas | Oven | E4 | RIM BC Ratio | 0 | 0 | 0 | 0 | 0 | 0 | 0 | 0 | 0 | 0 | 0 | 0 | 0 | 0 | 0 | 0 | 0 | 0 | 0 | 0 | 0 | 0 | 0 | 0 | 0 | 0 | 0 | 0 | 0 | 0 | 0
F5_Commercial_Office_Existing_Food Preparation_Natural Gas_Oven_E5 | F5 | Commercial | Office | Existing | Food Preparation | Natural Gas | Oven | E5 | RIM BC Ratio | 0 | 0 | 0 | 0 | 0 | 0 | 0 | 0 | 0 | 0 | 0 | 0 | 0 | 0 | 0 | 0 | 0 | 0 | 0 | 0 | 0 | 0 | 0 | 0 | 0 | 0 | 0 | 0 | 0 | 0 | 0
F5_Commercial_Office_Existing_Food Preparation_Natural Gas_Oven_E6 | F5 | Commercial | Office | Existing | Food Preparation | Natural Gas | Oven | E6 | RIM BC Ratio | 0 | 0 | 0 | 0 | 0 | 0 | 0 | 0 | 0 | 0 | 0 | 0 | 0 | 0 | 0 | 0 | 0 | 0 | 0 | 0 | 0 | 0 | 0 | 0 | 0 | 0 | 0 | 0 | 0 | 0 | 0
F5_Commercial_Office_Existing_Food Preparation_Natural Gas_Oven_E7 | F5 | Commercial | Office | Existing | Food Preparation | Natural Gas | Oven | E7 | RIM BC Ratio | 0 | 0 | 0 | 0 | 0 | 0 | 0 | 0 | 0 | 0 | 0 | 0 | 0 | 0 | 0 | 0 | 0 | 0 | 0 | 0 | 0 | 0 | 0 | 0 | 0 | 0 | 0 | 0 | 0 | 0 | 0
F5_Commercial_Office_Existing_Food Preparation_Natural Gas_Oven_E8 | F5 | Commercial | Office | Existing | Food Preparation | Natural Gas | Oven | E8 | RIM BC Ratio | 0 | 0 | 0 | 0 | 0 | 0 | 0 | 0 | 0 | 0 | 0 | 0 | 0 | 0 | 0 | 0 | 0 | 0 | 0 | 0 | 0 | 0 | 0 | 0 | 0 | 0 | 0 | 0 | 0 | 0 | 0
F5_Commercial_Office_Existing_Food Preparation_Natural Gas_Oven_E9 | F5 | Commercial | Office | Existing | Food Preparation | Natural Gas | Oven | E9 | RIM BC Ratio | 0 | 0 | 0 | 0 | 0 | 0 | 0 | 0 | 0 | 0 | 0 | 0 | 0 | 0 | 0 | 0 | 0 | 0 | 0 | 0 | 0 | 0 | 0 | 0 | 0 | 0 | 0 | 0 | 0 | 0 | 0
F5_Commercial_Office_Existing_Food Preparation_Natural Gas_Oven_E10 | F5 | Commercial | Office | Existing | Food Preparation | Natural Gas | Oven | E10 | RIM BC Ratio | 0 | 0 | 0 | 0 | 0 | 0 | 0 | 0 | 0 | 0 | 0 | 0 | 0 | 0 | 0 | 0 | 0 | 0 | 0 | 0 | 0 | 0 | 0 | 0 | 0 | 0 | 0 | 0 | 0 | 0 | 0
F0_Commercial_Office_Existing_Food Preparation_Natural Gas_Conveyor Oven_E0 | F0 | Commercial | Office | Existing | Food Preparation | Natural Gas | Conveyor Oven | E0 | Economic Unit | Efficient (>44% Baking Efficiency) | Efficient (>44% Baking Efficiency) | Efficient (>44% Baking Efficiency) | Efficient (>44% Baking Efficiency) | Efficient (>44% Baking Efficiency) | Efficient (>44% Baking Efficiency) | Efficient (>44% Baking Efficiency) | Efficient (>44% Baking Efficiency) | Efficient (>44% Baking Efficiency) | Efficient (>44% Baking Efficiency) | Efficient (>44% Baking Efficiency) | Efficient (>44% Baking Efficiency) | Efficient (>44% Baking Efficiency) | Efficient (>44% Baking Efficiency) | Efficient (>44% Baking Efficiency) | Efficient (>44% Baking Efficiency) | Efficient (>44% Baking Efficiency) | Efficient (>44% Baking Efficiency) | Efficient (>44% Baking Efficiency) | Efficient (>44% Baking Efficiency) | Efficient (>44% Baking Efficiency) | Efficient (>44% Baking Efficiency) | Efficient (>44% Baking Efficiency) | Efficient (>44% Baking Efficiency) | Efficient (>44% Baking Efficiency) | Efficient (>44% Baking Efficiency) | Efficient (>44% Baking Efficiency) | Efficient (>44% Baking Efficiency) | Efficient (>44% Baking Efficiency) | Efficient (>44% Baking Efficiency) | Efficient (>44% Baking Efficiency)
F1_Commercial_Office_Existing_Food Preparation_Natural Gas_Conveyor Oven_E1 | F1 | Commercial | Office | Existing | Food Preparation | Natural Gas | Conveyor Oven | E1 | CCE | 0 | 0 | 0 | 0 | 0 | 0 | 0 | 0 | 0 | 0 | 0 | 0 | 0 | 0 | 0 | 0 | 0 | 0 | 0 | 0 | 0 | 0 | 0 | 0 | 0 | 0 | 0 | 0 | 0 | 0 | 0
F1_Commercial_Office_Existing_Food Preparation_Natural Gas_Conveyor Oven_E2 | F1 | Commercial | Office | Existing | Food Preparation | Natural Gas | Conveyor Oven | E2 | CCE | 0.0038084 | 0.0036613 | 0.0036787 | 0.0037172 | 0.0037172 | 0.0037172 | 0.0037172 | 0.0037172 | 0.0037172 | 0.0037172 | 0.0037172 | 0.0037172 | 0.0037172 | 0.0037172 | 0.0037172 | 0.0037172 | 0.0037172 | 0.0037172 | 0.0037172 | 0.0037172 | 0.0037172 | 0.0037172 | 0.0037172 | 0.0037172 | 0.0037172 | 0.0037172 | 0.0037172 | 0.0037172 | 0.0037172 | 0.0037172 | 0.0037172
F1_Commercial_Office_Existing_Food Preparation_Natural Gas_Conveyor Oven_E3 | F1 | Commercial | Office | Existing | Food Preparation | Natural Gas | Conveyor Oven | E3 | CCE | 0 | 0 | 0 | 0 | 0 | 0 | 0 | 0 | 0 | 0 | 0 | 0 | 0 | 0 | 0 | 0 | 0 | 0 | 0 | 0 | 0 | 0 | 0 | 0 | 0 | 0 | 0 | 0 | 0 | 0 | 0
F1_Commercial_Office_Existing_Food Preparation_Natural Gas_Conveyor Oven_E4 | F1 | Commercial | Office | Existing | Food Preparation | Natural Gas | Conveyor Oven | E4 | CCE | 0 | 0 | 0 | 0 | 0 | 0 | 0 | 0 | 0 | 0 | 0 | 0 | 0 | 0 | 0 | 0 | 0 | 0 | 0 | 0 | 0 | 0 | 0 | 0 | 0 | 0 | 0 | 0 | 0 | 0 | 0
F1_Commercial_Office_Existing_Food Preparation_Natural Gas_Conveyor Oven_E5 | F1 | Commercial | Office | Existing | Food Preparation | Natural Gas | Conveyor Oven | E5 | CCE | 0 | 0 | 0 | 0 | 0 | 0 | 0 | 0 | 0 | 0 | 0 | 0 | 0 | 0 | 0 | 0 | 0 | 0 | 0 | 0 | 0 | 0 | 0 | 0 | 0 | 0 | 0 | 0 | 0 | 0 | 0
F1_Commercial_Office_Existing_Food Preparation_Natural Gas_Conveyor Oven_E6 | F1 | Commercial | Office | Existing | Food Preparation | Natural Gas | Conveyor Oven | E6 | CCE | 0 | 0 | 0 | 0 | 0 | 0 | 0 | 0 | 0 | 0 | 0 | 0 | 0 | 0 | 0 | 0 | 0 | 0 | 0 | 0 | 0 | 0 | 0 | 0 | 0 | 0 | 0 | 0 | 0 | 0 | 0
F1_Commercial_Office_Existing_Food Preparation_Natural Gas_Conveyor Oven_E7 | F1 | Commercial | Office | Existing | Food Preparation | Natural Gas | Conveyor Oven | E7 | CCE | 0 | 0 | 0 | 0 | 0 | 0 | 0 | 0 | 0 | 0 | 0 | 0 | 0 | 0 | 0 | 0 | 0 | 0 | 0 | 0 | 0 | 0 | 0 | 0 | 0 | 0 | 0 | 0 | 0 | 0 | 0
F1_Commercial_Office_Existing_Food Preparation_Natural Gas_Conveyor Oven_E8 | F1 | Commercial | Office | Existing | Food Preparation | Natural Gas | Conveyor Oven | E8 | CCE | 0 | 0 | 0 | 0 | 0 | 0 | 0 | 0 | 0 | 0 | 0 | 0 | 0 | 0 | 0 | 0 | 0 | 0 | 0 | 0 | 0 | 0 | 0 | 0 | 0 | 0 | 0 | 0 | 0 | 0 | 0
F1_Commercial_Office_Existing_Food Preparation_Natural Gas_Conveyor Oven_E9 | F1 | Commercial | Office | Existing | Food Preparation | Natural Gas | Conveyor Oven | E9 | CCE | 0 | 0 | 0 | 0 | 0 | 0 | 0 | 0 | 0 | 0 | 0 | 0 | 0 | 0 | 0 | 0 | 0 | 0 | 0 | 0 | 0 | 0 | 0 | 0 | 0 | 0 | 0 | 0 | 0 | 0 | 0
F1_Commercial_Office_Existing_Food Preparation_Natural Gas_Conveyor Oven_E10 | F1 | Commercial | Office | Existing | Food Preparation | Natural Gas | Conveyor Oven | E10 | CCE | 0 | 0 | 0 | 0 | 0 | 0 | 0 | 0 | 0 | 0 | 0 | 0 | 0 | 0 | 0 | 0 | 0 | 0 | 0 | 0 | 0 | 0 | 0 | 0 | 0 | 0 | 0 | 0 | 0 | 0 | 0
F2_Commercial_Office_Existing_Food Preparation_Natural Gas_Conveyor Oven_E1 | F2 | Commercial | Office | Existing | Food Preparation | Natural Gas | Conveyor Oven | E1 | TRC BC Ratio | 0.9 | 0.9 | 0.9 | 0.9 | 0.9 | 0.9 | 0.9 | 0.9 | 0.9 | 0.9 | 0.9 | 0.9 | 0.9 | 0.9 | 0.9 | 0.9 | 0.9 | 0.9 | 0.9 | 0.9 | 0.9 | 0.9 | 0.9 | 0.9 | 0.9 | 0.9 | 0.9 | 0.9 | 0.9 | 0.9 | 0.9
F2_Commercial_Office_Existing_Food Preparation_Natural Gas_Conveyor Oven_E2 | F2 | Commercial | Office | Existing | Food Preparation | Natural Gas | Conveyor Oven | E2 | TRC BC Ratio | 2.6175 | 2.6105 | 2.5926 | 2.5726 | 2.643 | 2.5958 | 2.5803 | 2.6208 | 2.7065 | 2.6859 | 2.6766 | 2.6618 | 2.3689 | 2.3519 | 2.3531 | 2.3373 | 2.3341 | 2.3356 | 2.2915 | 2.3108 | 2.3225 | 2.3409 | 2.3658 | 1.3075 | 1.2829 | 1.2596 | 1.2374 | 1.2162 | 1.1958 | 1.1761 | 1.1502
F2_Commercial_Office_Existing_Food Preparation_Natural Gas_Conveyor Oven_E3 | F2 | Commercial | Office | Existing | Food Preparation | Natural Gas | Conveyor Oven | E3 | TRC BC Ratio | 0 | 0 | 0 | 0 | 0 | 0 | 0 | 0 | 0 | 0 | 0 | 0 | 0 | 0 | 0 | 0 | 0 | 0 | 0 | 0 | 0 | 0 | 0 | 0 | 0 | 0 | 0 | 0 | 0 | 0 | 0
F2_Commercial_Office_Existing_Food Preparation_Natural Gas_Conveyor Oven_E4 | F2 | Commercial | Office | Existing | Food Preparation | Natural Gas | Conveyor Oven | E4 | TRC BC Ratio | 0 | 0 | 0 | 0 | 0 | 0 | 0 | 0 | 0 | 0 | 0 | 0 | 0 | 0 | 0 | 0 | 0 | 0 | 0 | 0 | 0 | 0 | 0 | 0 | 0 | 0 | 0 | 0 | 0 | 0 | 0
F2_Commercial_Office_Existing_Food Preparation_Natural Gas_Conveyor Oven_E5 | F2 | Commercial | Office | Existing | Food Preparation | Natural Gas | Conveyor Oven | E5 | TRC BC Ratio | 0 | 0 | 0 | 0 | 0 | 0 | 0 | 0 | 0 | 0 | 0 | 0 | 0 | 0 | 0 | 0 | 0 | 0 | 0 | 0 | 0 | 0 | 0 | 0 | 0 | 0 | 0 | 0 | 0 | 0 | 0
F2_Commercial_Office_Existing_Food Preparation_Natural Gas_Conveyor Oven_E6 | F2 | Commercial | Office | Existing | Food Preparation | Natural Gas | Conveyor Oven | E6 | TRC BC Ratio | 0 | 0 | 0 | 0 | 0 | 0 | 0 | 0 | 0 | 0 | 0 | 0 | 0 | 0 | 0 | 0 | 0 | 0 | 0 | 0 | 0 | 0 | 0 | 0 | 0 | 0 | 0 | 0 | 0 | 0 | 0
F2_Commercial_Office_Existing_Food Preparation_Natural Gas_Conveyor Oven_E7 | F2 | Commercial | Office | Existing | Food Preparation | Natural Gas | Conveyor Oven | E7 | TRC BC Ratio | 0 | 0 | 0 | 0 | 0 | 0 | 0 | 0 | 0 | 0 | 0 | 0 | 0 | 0 | 0 | 0 | 0 | 0 | 0 | 0 | 0 | 0 | 0 | 0 | 0 | 0 | 0 | 0 | 0 | 0 | 0
F2_Commercial_Office_Existing_Food Preparation_Natural Gas_Conveyor Oven_E8 | F2 | Commercial | Office | Existing | Food Preparation | Natural Gas | Conveyor Oven | E8 | TRC BC Ratio | 0 | 0 | 0 | 0 | 0 | 0 | 0 | 0 | 0 | 0 | 0 | 0 | 0 | 0 | 0 | 0 | 0 | 0 | 0 | 0 | 0 | 0 | 0 | 0 | 0 | 0 | 0 | 0 | 0 | 0 | 0
F2_Commercial_Office_Existing_Food Preparation_Natural Gas_Conveyor Oven_E9 | F2 | Commercial | Office | Existing | Food Preparation | Natural Gas | Conveyor Oven | E9 | TRC BC Ratio | 0 | 0 | 0 | 0 | 0 | 0 | 0 | 0 | 0 | 0 | 0 | 0 | 0 | 0 | 0 | 0 | 0 | 0 | 0 | 0 | 0 | 0 | 0 | 0 | 0 | 0 | 0 | 0 | 0 | 0 | 0
F2_Commercial_Office_Existing_Food Preparation_Natural Gas_Conveyor Oven_E10 | F2 | Commercial | Office | Existing | Food Preparation | Natural Gas | Conveyor Oven | E10 | TRC BC Ratio | 0 | 0 | 0 | 0 | 0 | 0 | 0 | 0 | 0 | 0 | 0 | 0 | 0 | 0 | 0 | 0 | 0 | 0 | 0 | 0 | 0 | 0 | 0 | 0 | 0 | 0 | 0 | 0 | 0 | 0 | 0
F3_Commercial_Office_Existing_Food Preparation_Natural Gas_Conveyor Oven_E1 | F3 | Commercial | Office | Existing | Food Preparation | Natural Gas | Conveyor Oven | E1 | PACT BC Ratio | 0.9 | 0.9 | 0.9 | 0.9 | 0.9 | 0.9 | 0.9 | 0.9 | 0.9 | 0.9 | 0.9 | 0.9 | 0.9 | 0.9 | 0.9 | 0.9 | 0.9 | 0.9 | 0.9 | 0.9 | 0.9 | 0.9 | 0.9 | 0.9 | 0.9 | 0.9 | 0.9 | 0.9 | 0.9 | 0.9 | 0.9
F3_Commercial_Office_Existing_Food Preparation_Natural Gas_Conveyor Oven_E2 | F3 | Commercial | Office | Existing | Food Preparation | Natural Gas | Conveyor Oven | E2 | PACT BC Ratio | 7.5479 | 7.5277 | 7.476 | 7.4185 | 7.6214 | 7.4852 | 7.4407 | 7.5574 | 7.8046 | 7.7451 | 7.7184 | 7.6756 | 6.831 | 6.7818 | 6.7853 | 6.7399 | 6.7306 | 6.7348 | 6.6078 | 6.6635 | 6.6972 | 6.7501 | 6.8219 | 3.7704 | 3.6993 | 3.6321 | 3.5682 | 3.507 | 3.4482 | 3.3914 | 3.3167
F3_Commercial_Office_Existing_Food Preparation_Natural Gas_Conveyor Oven_E3 | F3 | Commercial | Office | Existing | Food Preparation | Natural Gas | Conveyor Oven | E3 | PACT BC Ratio | 0 | 0 | 0 | 0 | 0 | 0 | 0 | 0 | 0 | 0 | 0 | 0 | 0 | 0 | 0 | 0 | 0 | 0 | 0 | 0 | 0 | 0 | 0 | 0 | 0 | 0 | 0 | 0 | 0 | 0 | 0
F3_Commercial_Office_Existing_Food Preparation_Natural Gas_Conveyor Oven_E4 | F3 | Commercial | Office | Existing | Food Preparation | Natural Gas | Conveyor Oven | E4 | PACT BC Ratio | 0 | 0 | 0 | 0 | 0 | 0 | 0 | 0 | 0 | 0 | 0 | 0 | 0 | 0 | 0 | 0 | 0 | 0 | 0 | 0 | 0 | 0 | 0 | 0 | 0 | 0 | 0 | 0 | 0 | 0 | 0
F3_Commercial_Office_Existing_Food Preparation_Natural Gas_Conveyor Oven_E5 | F3 | Commercial | Office | Existing | Food Preparation | Natural Gas | Conveyor Oven | E5 | PACT BC Ratio | 0 | 0 | 0 | 0 | 0 | 0 | 0 | 0 | 0 | 0 | 0 | 0 | 0 | 0 | 0 | 0 | 0 | 0 | 0 | 0 | 0 | 0 | 0 | 0 | 0 | 0 | 0 | 0 | 0 | 0 | 0
F3_Commercial_Office_Existing_Food Preparation_Natural Gas_Conveyor Oven_E6 | F3 | Commercial | Office | Existing | Food Preparation | Natural Gas | Conveyor Oven | E6 | PACT BC Ratio | 0 | 0 | 0 | 0 | 0 | 0 | 0 | 0 | 0 | 0 | 0 | 0 | 0 | 0 | 0 | 0 | 0 | 0 | 0 | 0 | 0 | 0 | 0 | 0 | 0 | 0 | 0 | 0 | 0 | 0 | 0
F3_Commercial_Office_Existing_Food Preparation_Natural Gas_Conveyor Oven_E7 | F3 | Commercial | Office | Existing | Food Preparation | Natural Gas | Conveyor Oven | E7 | PACT BC Ratio | 0 | 0 | 0 | 0 | 0 | 0 | 0 | 0 | 0 | 0 | 0 | 0 | 0 | 0 | 0 | 0 | 0 | 0 | 0 | 0 | 0 | 0 | 0 | 0 | 0 | 0 | 0 | 0 | 0 | 0 | 0
F3_Commercial_Office_Existing_Food Preparation_Natural Gas_Conveyor Oven_E8 | F3 | Commercial | Office | Existing | Food Preparation | Natural Gas | Conveyor Oven | E8 | PACT BC Ratio | 0 | 0 | 0 | 0 | 0 | 0 | 0 | 0 | 0 | 0 | 0 | 0 | 0 | 0 | 0 | 0 | 0 | 0 | 0 | 0 | 0 | 0 | 0 | 0 | 0 | 0 | 0 | 0 | 0 | 0 | 0
F3_Commercial_Office_Existing_Food Preparation_Natural Gas_Conveyor Oven_E9 | F3 | Commercial | Office | Existing | Food Preparation | Natural Gas | Conveyor Oven | E9 | PACT BC Ratio | 0 | 0 | 0 | 0 | 0 | 0 | 0 | 0 | 0 | 0 | 0 | 0 | 0 | 0 | 0 | 0 | 0 | 0 | 0 | 0 | 0 | 0 | 0 | 0 | 0 | 0 | 0 | 0 | 0 | 0 | 0
F3_Commercial_Office_Existing_Food Preparation_Natural Gas_Conveyor Oven_E10 | F3 | Commercial | Office | Existing | Food Preparation | Natural Gas | Conveyor Oven | E10 | PACT BC Ratio | 0 | 0 | 0 | 0 | 0 | 0 | 0 | 0 | 0 | 0 | 0 | 0 | 0 | 0 | 0 | 0 | 0 | 0 | 0 | 0 | 0 | 0 | 0 | 0 | 0 | 0 | 0 | 0 | 0 | 0 | 0
F4_Commercial_Office_Existing_Food Preparation_Natural Gas_Conveyor Oven_E1 | F4 | Commercial | Office | Existing | Food Preparation | Natural Gas | Conveyor Oven | E1 | PCT BC Ratio | 0.9 | 0.9 | 0.9 | 0.9 | 0.9 | 0.9 | 0.9 | 0.9 | 0.9 | 0.9 | 0.9 | 0.9 | 0.9 | 0.9 | 0.9 | 0.9 | 0.9 | 0.9 | 0.9 | 0.9 | 0.9 | 0.9 | 0.9 | 0.9 | 0.9 | 0.9 | 0.9 | 0.9 | 0.9 | 0.9 | 0.9
F4_Commercial_Office_Existing_Food Preparation_Natural Gas_Conveyor Oven_E2 | F4 | Commercial | Office | Existing | Food Preparation | Natural Gas | Conveyor Oven | E2 | PCT BC Ratio | 4.0339 | 4.0236 | 3.9973 | 3.9682 | 4.0712 | 4.002 | 3.9794 | 4.0387 | 4.1642 | 4.134 | 4.1204 | 4.0987 | 3.6699 | 3.6449 | 3.6467 | 3.6237 | 3.6189 | 3.6211 | 3.5566 | 3.5848 | 3.602 | 3.6288 | 3.6653 | 2.116 | 2.0799 | 2.0458 | 2.0134 | 1.9823 | 1.9525 | 1.9236 | 1.8857
F4_Commercial_Office_Existing_Food Preparation_Natural Gas_Conveyor Oven_E3 | F4 | Commercial | Office | Existing | Food Preparation | Natural Gas | Conveyor Oven | E3 | PCT BC Ratio | 0 | 0 | 0 | 0 | 0 | 0 | 0 | 0 | 0 | 0 | 0 | 0 | 0 | 0 | 0 | 0 | 0 | 0 | 0 | 0 | 0 | 0 | 0 | 0 | 0 | 0 | 0 | 0 | 0 | 0 | 0
F4_Commercial_Office_Existing_Food Preparation_Natural Gas_Conveyor Oven_E4 | F4 | Commercial | Office | Existing | Food Preparation | Natural Gas | Conveyor Oven | E4 | PCT BC Ratio | 0 | 0 | 0 | 0 | 0 | 0 | 0 | 0 | 0 | 0 | 0 | 0 | 0 | 0 | 0 | 0 | 0 | 0 | 0 | 0 | 0 | 0 | 0 | 0 | 0 | 0 | 0 | 0 | 0 | 0 | 0
F4_Commercial_Office_Existing_Food Preparation_Natural Gas_Conveyor Oven_E5 | F4 | Commercial | Office | Existing | Food Preparation | Natural Gas | Conveyor Oven | E5 | PCT BC Ratio | 0 | 0 | 0 | 0 | 0 | 0 | 0 | 0 | 0 | 0 | 0 | 0 | 0 | 0 | 0 | 0 | 0 | 0 | 0 | 0 | 0 | 0 | 0 | 0 | 0 | 0 | 0 | 0 | 0 | 0 | 0
F4_Commercial_Office_Existing_Food Preparation_Natural Gas_Conveyor Oven_E6 | F4 | Commercial | Office | Existing | Food Preparation | Natural Gas | Conveyor Oven | E6 | PCT BC Ratio | 0 | 0 | 0 | 0 | 0 | 0 | 0 | 0 | 0 | 0 | 0 | 0 | 0 | 0 | 0 | 0 | 0 | 0 | 0 | 0 | 0 | 0 | 0 | 0 | 0 | 0 | 0 | 0 | 0 | 0 | 0
F4_Commercial_Office_Existing_Food Preparation_Natural Gas_Conveyor Oven_E7 | F4 | Commercial | Office | Existing | Food Preparation | Natural Gas | Conveyor Oven | E7 | PCT BC Ratio | 0 | 0 | 0 | 0 | 0 | 0 | 0 | 0 | 0 | 0 | 0 | 0 | 0 | 0 | 0 | 0 | 0 | 0 | 0 | 0 | 0 | 0 | 0 | 0 | 0 | 0 | 0 | 0 | 0 | 0 | 0
F4_Commercial_Office_Existing_Food Preparation_Natural Gas_Conveyor Oven_E8 | F4 | Commercial | Office | Existing | Food Preparation | Natural Gas | Conveyor Oven | E8 | PCT BC Ratio | 0 | 0 | 0 | 0 | 0 | 0 | 0 | 0 | 0 | 0 | 0 | 0 | 0 | 0 | 0 | 0 | 0 | 0 | 0 | 0 | 0 | 0 | 0 | 0 | 0 | 0 | 0 | 0 | 0 | 0 | 0
F4_Commercial_Office_Existing_Food Preparation_Natural Gas_Conveyor Oven_E9 | F4 | Commercial | Office | Existing | Food Preparation | Natural Gas | Conveyor Oven | E9 | PCT BC Ratio | 0 | 0 | 0 | 0 | 0 | 0 | 0 | 0 | 0 | 0 | 0 | 0 | 0 | 0 | 0 | 0 | 0 | 0 | 0 | 0 | 0 | 0 | 0 | 0 | 0 | 0 | 0 | 0 | 0 | 0 | 0
F4_Commercial_Office_Existing_Food Preparation_Natural Gas_Conveyor Oven_E10 | F4 | Commercial | Office | Existing | Food Preparation | Natural Gas | Conveyor Oven | E10 | PCT BC Ratio | 0 | 0 | 0 | 0 | 0 | 0 | 0 | 0 | 0 | 0 | 0 | 0 | 0 | 0 | 0 | 0 | 0 | 0 | 0 | 0 | 0 | 0 | 0 | 0 | 0 | 0 | 0 | 0 | 0 | 0 | 0
F5_Commercial_Office_Existing_Food Preparation_Natural Gas_Conveyor Oven_E1 | F5 | Commercial | Office | Existing | Food Preparation | Natural Gas | Conveyor Oven | E1 | RIM BC Ratio | 0.9 | 0.9 | 0.9 | 0.9 | 0.9 | 0.9 | 0.9 | 0.9 | 0.9 | 0.9 | 0.9 | 0.9 | 0.9 | 0.9 | 0.9 | 0.9 | 0.9 | 0.9 | 0.9 | 0.9 | 0.9 | 0.9 | 0.9 | 0.9 | 0.9 | 0.9 | 0.9 | 0.9 | 0.9 | 0.9 | 0.9
F5_Commercial_Office_Existing_Food Preparation_Natural Gas_Conveyor Oven_E2 | F5 | Commercial | Office | Existing | Food Preparation | Natural Gas | Conveyor Oven | E2 | RIM BC Ratio | 0.75157 | 0.75137 | 0.75085 | 0.75026 | 0.75229 | 0.75094 | 0.75049 | 0.75166 | 0.75404 | 0.75348 | 0.75322 | 0.75281 | 0.74379 | 0.74321 | 0.74325 | 0.7427 | 0.74259 | 0.74264 | 0.74107 | 0.74176 | 0.74218 | 0.74283 | 0.74369 | 0.68339 | 0.68102 | 0.67871 | 0.67644 | 0.67421 | 0.67201 | 0.66982 | 0.66686
F5_Commercial_Office_Existing_Food Preparation_Natural Gas_Conveyor Oven_E3 | F5 | Commercial | Office | Existing | Food Preparation | Natural Gas | Conveyor Oven | E3 | RIM BC Ratio | 0 | 0 | 0 | 0 | 0 | 0 | 0 | 0 | 0 | 0 | 0 | 0 | 0 | 0 | 0 | 0 | 0 | 0 | 0 | 0 | 0 | 0 | 0 | 0 | 0 | 0 | 0 | 0 | 0 | 0 | 0
F5_Commercial_Office_Existing_Food Preparation_Natural Gas_Conveyor Oven_E4 | F5 | Commercial | Office | Existing | Food Preparation | Natural Gas | Conveyor Oven | E4 | RIM BC Ratio | 0 | 0 | 0 | 0 | 0 | 0 | 0 | 0 | 0 | 0 | 0 | 0 | 0 | 0 | 0 | 0 | 0 | 0 | 0 | 0 | 0 | 0 | 0 | 0 | 0 | 0 | 0 | 0 | 0 | 0 | 0
F5_Commercial_Office_Existing_Food Preparation_Natural Gas_Conveyor Oven_E5 | F5 | Commercial | Office | Existing | Food Preparation | Natural Gas | Conveyor Oven | E5 | RIM BC Ratio | 0 | 0 | 0 | 0 | 0 | 0 | 0 | 0 | 0 | 0 | 0 | 0 | 0 | 0 | 0 | 0 | 0 | 0 | 0 | 0 | 0 | 0 | 0 | 0 | 0 | 0 | 0 | 0 | 0 | 0 | 0
F5_Commercial_Office_Existing_Food Preparation_Natural Gas_Conveyor Oven_E6 | F5 | Commercial | Office | Existing | Food Preparation | Natural Gas | Conveyor Oven | E6 | RIM BC Ratio | 0 | 0 | 0 | 0 | 0 | 0 | 0 | 0 | 0 | 0 | 0 | 0 | 0 | 0 | 0 | 0 | 0 | 0 | 0 | 0 | 0 | 0 | 0 | 0 | 0 | 0 | 0 | 0 | 0 | 0 | 0
F5_Commercial_Office_Existing_Food Preparation_Natural Gas_Conveyor Oven_E7 | F5 | Commercial | Office | Existing | Food Preparation | Natural Gas | Conveyor Oven | E7 | RIM BC Ratio | 0 | 0 | 0 | 0 | 0 | 0 | 0 | 0 | 0 | 0 | 0 | 0 | 0 | 0 | 0 | 0 | 0 | 0 | 0 | 0 | 0 | 0 | 0 | 0 | 0 | 0 | 0 | 0 | 0 | 0 | 0
F5_Commercial_Office_Existing_Food Preparation_Natural Gas_Conveyor Oven_E8 | F5 | Commercial | Office | Existing | Food Preparation | Natural Gas | Conveyor Oven | E8 | RIM BC Ratio | 0 | 0 | 0 | 0 | 0 | 0 | 0 | 0 | 0 | 0 | 0 | 0 | 0 | 0 | 0 | 0 | 0 | 0 | 0 | 0 | 0 | 0 | 0 | 0 | 0 | 0 | 0 | 0 | 0 | 0 | 0
F5_Commercial_Office_Existing_Food Preparation_Natural Gas_Conveyor Oven_E9 | F5 | Commercial | Office | Existing | Food Preparation | Natural Gas | Conveyor Oven | E9 | RIM BC Ratio | 0 | 0 | 0 | 0 | 0 | 0 | 0 | 0 | 0 | 0 | 0 | 0 | 0 | 0 | 0 | 0 | 0 | 0 | 0 | 0 | 0 | 0 | 0 | 0 | 0 | 0 | 0 | 0 | 0 | 0 | 0
F5_Commercial_Office_Existing_Food Preparation_Natural Gas_Conveyor Oven_E10 | F5 | Commercial | Office | Existing | Food Preparation | Natural Gas | Conveyor Oven | E10 | RIM BC Ratio | 0 | 0 | 0 | 0 | 0 | 0 | 0 | 0 | 0 | 0 | 0 | 0 | 0 | 0 | 0 | 0 | 0 | 0 | 0 | 0 | 0 | 0 | 0 | 0 | 0 | 0 | 0 | 0 | 0 | 0 | 0
F0_Commercial_Office_Existing_Food Preparation_Natural Gas_Double Rack Oven_E0 | F0 | Commercial | Office | Existing | Food Preparation | Natural Gas | Double Rack Oven | E0 | Economic Unit | FTSC Qualified (>50% Cooking Efficiency) | FTSC Qualified (>50% Cooking Efficiency) | FTSC Qualified (>50% Cooking Efficiency) | FTSC Qualified (>50% Cooking Efficiency) | FTSC Qualified (>50% Cooking Efficiency) | FTSC Qualified (>50% Cooking Efficiency) | FTSC Qualified (>50% Cooking Efficiency) | FTSC Qualified (>50% Cooking Efficiency) | FTSC Qualified (>50% Cooking Efficiency) | FTSC Qualified (>50% Cooking Efficiency) | FTSC Qualified (>50% Cooking Efficiency) | FTSC Qualified (>50% Cooking Efficiency) | FTSC Qualified (>50% Cooking Efficiency) | FTSC Qualified (>50% Cooking Efficiency) | FTSC Qualified (>50% Cooking Efficiency) | FTSC Qualified (>50% Cooking Efficiency) | FTSC Qualified (>50% Cooking Efficiency) | FTSC Qualified (>50% Cooking Efficiency) | FTSC Qualified (>50% Cooking Efficiency) | FTSC Qualified (>50% Cooking Efficiency) | FTSC Qualified (>50% Cooking Efficiency) | FTSC Qualified (>50% Cooking Efficiency) | FTSC Qualified (>50% Cooking Efficiency) | FTSC Qualified (>50% Cooking Efficiency) | FTSC Qualified (>50% Cooking Efficiency) | FTSC Qualified (>50% Cooking Efficiency) | FTSC Qualified (>50% Cooking Efficiency) | FTSC Qualified (>50% Cooking Efficiency) | FTSC Qualified (>50% Cooking Efficiency) | FTSC Qualified (>50% Cooking Efficiency) | FTSC Qualified (>50% Cooking Efficiency)
F1_Commercial_Office_Existing_Food Preparation_Natural Gas_Double Rack Oven_E1 | F1 | Commercial | Office | Existing | Food Preparation | Natural Gas | Double Rack Oven | E1 | CCE | 0 | 0 | 0 | 0 | 0 | 0 | 0 | 0 | 0 | 0 | 0 | 0 | 0 | 0 | 0 | 0 | 0 | 0 | 0 | 0 | 0 | 0 | 0 | 0 | 0 | 0 | 0 | 0 | 0 | 0 | 0
F1_Commercial_Office_Existing_Food Preparation_Natural Gas_Double Rack Oven_E2 | F1 | Commercial | Office | Existing | Food Preparation | Natural Gas | Double Rack Oven | E2 | CCE | 0.004326 | 0.0041588 | 0.0041786 | 0.0042223 | 0.0042223 | 0.0042223 | 0.0042223 | 0.0042223 | 0.0042223 | 0.0042223 | 0.0042223 | 0.0042223 | 0.0042223 | 0.0042223 | 0.0042223 | 0.0042223 | 0.0042223 | 0.0042223 | 0.0042223 | 0.0042223 | 0.0042223 | 0.0042223 | 0.0042223 | 0.0042223 | 0.0042223 | 0.0042223 | 0.0042223 | 0.0042223 | 0.0042223 | 0.0042223 | 0.0042223
F1_Commercial_Office_Existing_Food Preparation_Natural Gas_Double Rack Oven_E3 | F1 | Commercial | Office | Existing | Food Preparation | Natural Gas | Double Rack Oven | E3 | CCE | 0 | 0 | 0 | 0 | 0 | 0 | 0 | 0 | 0 | 0 | 0 | 0 | 0 | 0 | 0 | 0 | 0 | 0 | 0 | 0 | 0 | 0 | 0 | 0 | 0 | 0 | 0 | 0 | 0 | 0 | 0
F1_Commercial_Office_Existing_Food Preparation_Natural Gas_Double Rack Oven_E4 | F1 | Commercial | Office | Existing | Food Preparation | Natural Gas | Double Rack Oven | E4 | CCE | 0 | 0 | 0 | 0 | 0 | 0 | 0 | 0 | 0 | 0 | 0 | 0 | 0 | 0 | 0 | 0 | 0 | 0 | 0 | 0 | 0 | 0 | 0 | 0 | 0 | 0 | 0 | 0 | 0 | 0 | 0
F1_Commercial_Office_Existing_Food Preparation_Natural Gas_Double Rack Oven_E5 | F1 | Commercial | Office | Existing | Food Preparation | Natural Gas | Double Rack Oven | E5 | CCE | 0 | 0 | 0 | 0 | 0 | 0 | 0 | 0 | 0 | 0 | 0 | 0 | 0 | 0 | 0 | 0 | 0 | 0 | 0 | 0 | 0 | 0 | 0 | 0 | 0 | 0 | 0 | 0 | 0 | 0 | 0
F1_Commercial_Office_Existing_Food Preparation_Natural Gas_Double Rack Oven_E6 | F1 | Commercial | Office | Existing | Food Preparation | Natural Gas | Double Rack Oven | E6 | CCE | 0 | 0 | 0 | 0 | 0 | 0 | 0 | 0 | 0 | 0 | 0 | 0 | 0 | 0 | 0 | 0 | 0 | 0 | 0 | 0 | 0 | 0 | 0 | 0 | 0 | 0 | 0 | 0 | 0 | 0 | 0
F1_Commercial_Office_Existing_Food Preparation_Natural Gas_Double Rack Oven_E7 | F1 | Commercial | Office | Existing | Food Preparation | Natural Gas | Double Rack Oven | E7 | CCE | 0 | 0 | 0 | 0 | 0 | 0 | 0 | 0 | 0 | 0 | 0 | 0 | 0 | 0 | 0 | 0 | 0 | 0 | 0 | 0 | 0 | 0 | 0 | 0 | 0 | 0 | 0 | 0 | 0 | 0 | 0
F1_Commercial_Office_Existing_Food Preparation_Natural Gas_Double Rack Oven_E8 | F1 | Commercial | Office | Existing | Food Preparation | Natural Gas | Double Rack Oven | E8 | CCE | 0 | 0 | 0 | 0 | 0 | 0 | 0 | 0 | 0 | 0 | 0 | 0 | 0 | 0 | 0 | 0 | 0 | 0 | 0 | 0 | 0 | 0 | 0 | 0 | 0 | 0 | 0 | 0 | 0 | 0 | 0
F1_Commercial_Office_Existing_Food Preparation_Natural Gas_Double Rack Oven_E9 | F1 | Commercial | Office | Existing | Food Preparation | Natural Gas | Double Rack Oven | E9 | CCE | 0 | 0 | 0 | 0 | 0 | 0 | 0 | 0 | 0 | 0 | 0 | 0 | 0 | 0 | 0 | 0 | 0 | 0 | 0 | 0 | 0 | 0 | 0 | 0 | 0 | 0 | 0 | 0 | 0 | 0 | 0
F1_Commercial_Office_Existing_Food Preparation_Natural Gas_Double Rack Oven_E10 | F1 | Commercial | Office | Existing | Food Preparation | Natural Gas | Double Rack Oven | E10 | CCE | 0 | 0 | 0 | 0 | 0 | 0 | 0 | 0 | 0 | 0 | 0 | 0 | 0 | 0 | 0 | 0 | 0 | 0 | 0 | 0 | 0 | 0 | 0 | 0 | 0 | 0 | 0 | 0 | 0 | 0 | 0
F2_Commercial_Office_Existing_Food Preparation_Natural Gas_Double Rack Oven_E1 | F2 | Commercial | Office | Existing | Food Preparation | Natural Gas | Double Rack Oven | E1 | TRC BC Ratio | 0.9 | 0.9 | 0.9 | 0.9 | 0.9 | 0.9 | 0.9 | 0.9 | 0.9 | 0.9 | 0.9 | 0.9 | 0.9 | 0.9 | 0.9 | 0.9 | 0.9 | 0.9 | 0.9 | 0.9 | 0.9 | 0.9 | 0.9 | 0.9 | 0.9 | 0.9 | 0.9 | 0.9 | 0.9 | 0.9 | 0.9
F2_Commercial_Office_Existing_Food Preparation_Natural Gas_Double Rack Oven_E2 | F2 | Commercial | Office | Existing | Food Preparation | Natural Gas | Double Rack Oven | E2 | TRC BC Ratio | 2.3756 | 2.4122 | 2.4389 | 2.4253 | 2.4277 | 2.2883 | 2.173 | 2.1086 | 2.0819 | 2.1591 | 2.2604 | 2.3663 | 2.1732 | 2.3021 | 2.3099 | 2.2984 | 2.3005 | 2.3076 | 2.2635 | 2.2901 | 2.3081 | 2.3333 | 2.3658 | 1.1865 | 1.1634 | 1.1416 | 1.121 | 1.1014 | 1.0827 | 1.0646 | 1.0472
F2_Commercial_Office_Existing_Food Preparation_Natural Gas_Double Rack Oven_E3 | F2 | Commercial | Office | Existing | Food Preparation | Natural Gas | Double Rack Oven | E3 | TRC BC Ratio | 0 | 0 | 0 | 0 | 0 | 0 | 0 | 0 | 0 | 0 | 0 | 0 | 0 | 0 | 0 | 0 | 0 | 0 | 0 | 0 | 0 | 0 | 0 | 0 | 0 | 0 | 0 | 0 | 0 | 0 | 0
F2_Commercial_Office_Existing_Food Preparation_Natural Gas_Double Rack Oven_E4 | F2 | Commercial | Office | Existing | Food Preparation | Natural Gas | Double Rack Oven | E4 | TRC BC Ratio | 0 | 0 | 0 | 0 | 0 | 0 | 0 | 0 | 0 | 0 | 0 | 0 | 0 | 0 | 0 | 0 | 0 | 0 | 0 | 0 | 0 | 0 | 0 | 0 | 0 | 0 | 0 | 0 | 0 | 0 | 0
F2_Commercial_Office_Existing_Food Preparation_Natural Gas_Double Rack Oven_E5 | F2 | Commercial | Office | Existing | Food Preparation | Natural Gas | Double Rack Oven | E5 | TRC BC Ratio | 0 | 0 | 0 | 0 | 0 | 0 | 0 | 0 | 0 | 0 | 0 | 0 | 0 | 0 | 0 | 0 | 0 | 0 | 0 | 0 | 0 | 0 | 0 | 0 | 0 | 0 | 0 | 0 | 0 | 0 | 0
F2_Commercial_Office_Existing_Food Preparation_Natural Gas_Double Rack Oven_E6 | F2 | Commercial | Office | Existing | Food Preparation | Natural Gas | Double Rack Oven | E6 | TRC BC Ratio | 0 | 0 | 0 | 0 | 0 | 0 | 0 | 0 | 0 | 0 | 0 | 0 | 0 | 0 | 0 | 0 | 0 | 0 | 0 | 0 | 0 | 0 | 0 | 0 | 0 | 0 | 0 | 0 | 0 | 0 | 0
F2_Commercial_Office_Existing_Food Preparation_Natural Gas_Double Rack Oven_E7 | F2 | Commercial | Office | Existing | Food Preparation | Natural Gas | Double Rack Oven | E7 | TRC BC Ratio | 0 | 0 | 0 | 0 | 0 | 0 | 0 | 0 | 0 | 0 | 0 | 0 | 0 | 0 | 0 | 0 | 0 | 0 | 0 | 0 | 0 | 0 | 0 | 0 | 0 | 0 | 0 | 0 | 0 | 0 | 0
F2_Commercial_Office_Existing_Food Preparation_Natural Gas_Double Rack Oven_E8 | F2 | Commercial | Office | Existing | Food Preparation | Natural Gas | Double Rack Oven | E8 | TRC BC Ratio | 0 | 0 | 0 | 0 | 0 | 0 | 0 | 0 | 0 | 0 | 0 | 0 | 0 | 0 | 0 | 0 | 0 | 0 | 0 | 0 | 0 | 0 | 0 | 0 | 0 | 0 | 0 | 0 | 0 | 0 | 0
F2_Commercial_Office_Existing_Food Preparation_Natural Gas_Double Rack Oven_E9 | F2 | Commercial | Office | Existing | Food Preparation | Natural Gas | Double Rack Oven | E9 | TRC BC Ratio | 0 | 0 | 0 | 0 | 0 | 0 | 0 | 0 | 0 | 0 | 0 | 0 | 0 | 0 | 0 | 0 | 0 | 0 | 0 | 0 | 0 | 0 | 0 | 0 | 0 | 0 | 0 | 0 | 0 | 0 | 0
F2_Commercial_Office_Existing_Food Preparation_Natural Gas_Double Rack Oven_E10 | F2 | Commercial | Office | Existing | Food Preparation | Natural Gas | Double Rack Oven | E10 | TRC BC Ratio | 0 | 0 | 0 | 0 | 0 | 0 | 0 | 0 | 0 | 0 | 0 | 0 | 0 | 0 | 0 | 0 | 0 | 0 | 0 | 0 | 0 | 0 | 0 | 0 | 0 | 0 | 0 | 0 | 0 | 0 | 0
F3_Commercial_Office_Existing_Food Preparation_Natural Gas_Double Rack Oven_E1 | F3 | Commercial | Office | Existing | Food Preparation | Natural Gas | Double Rack Oven | E1 | PACT BC Ratio | 0.9 | 0.9 | 0.9 | 0.9 | 0.9 | 0.9 | 0.9 | 0.9 | 0.9 | 0.9 | 0.9 | 0.9 | 0.9 | 0.9 | 0.9 | 0.9 | 0.9 | 0.9 | 0.9 | 0.9 | 0.9 | 0.9 | 0.9 | 0.9 | 0.9 | 0.9 | 0.9 | 0.9 | 0.9 | 0.9 | 0.9
F3_Commercial_Office_Existing_Food Preparation_Natural Gas_Double Rack Oven_E2 | F3 | Commercial | Office | Existing | Food Preparation | Natural Gas | Double Rack Oven | E2 | PACT BC Ratio | 3.1122 | 3.1603 | 3.1951 | 3.1773 | 3.1806 | 2.9979 | 2.8468 | 2.7625 | 2.7275 | 2.8286 | 2.9613 | 3.1001 | 2.8471 | 3.016 | 3.0263 | 3.0112 | 3.0139 | 3.0232 | 2.9654 | 3.0003 | 3.0238 | 3.0569 | 3.0994 | 1.5545 | 1.5241 | 1.4956 | 1.4686 | 1.443 | 1.4184 | 1.3948 | 1.3719
F3_Commercial_Office_Existing_Food Preparation_Natural Gas_Double Rack Oven_E3 | F3 | Commercial | Office | Existing | Food Preparation | Natural Gas | Double Rack Oven | E3 | PACT BC Ratio | 0 | 0 | 0 | 0 | 0 | 0 | 0 | 0 | 0 | 0 | 0 | 0 | 0 | 0 | 0 | 0 | 0 | 0 | 0 | 0 | 0 | 0 | 0 | 0 | 0 | 0 | 0 | 0 | 0 | 0 | 0
F3_Commercial_Office_Existing_Food Preparation_Natural Gas_Double Rack Oven_E4 | F3 | Commercial | Office | Existing | Food Preparation | Natural Gas | Double Rack Oven | E4 | PACT BC Ratio | 0 | 0 | 0 | 0 | 0 | 0 | 0 | 0 | 0 | 0 | 0 | 0 | 0 | 0 | 0 | 0 | 0 | 0 | 0 | 0 | 0 | 0 | 0 | 0 | 0 | 0 | 0 | 0 | 0 | 0 | 0
F3_Commercial_Office_Existing_Food Preparation_Natural Gas_Double Rack Oven_E5 | F3 | Commercial | Office | Existing | Food Preparation | Natural Gas | Double Rack Oven | E5 | PACT BC Ratio | 0 | 0 | 0 | 0 | 0 | 0 | 0 | 0 | 0 | 0 | 0 | 0 | 0 | 0 | 0 | 0 | 0 | 0 | 0 | 0 | 0 | 0 | 0 | 0 | 0 | 0 | 0 | 0 | 0 | 0 | 0
F3_Commercial_Office_Existing_Food Preparation_Natural Gas_Double Rack Oven_E6 | F3 | Commercial | Office | Existing | Food Preparation | Natural Gas | Double Rack Oven | E6 | PACT BC Ratio | 0 | 0 | 0 | 0 | 0 | 0 | 0 | 0 | 0 | 0 | 0 | 0 | 0 | 0 | 0 | 0 | 0 | 0 | 0 | 0 | 0 | 0 | 0 | 0 | 0 | 0 | 0 | 0 | 0 | 0 | 0
F3_Commercial_Office_Existing_Food Preparation_Natural Gas_Double Rack Oven_E7 | F3 | Commercial | Office | Existing | Food Preparation | Natural Gas | Double Rack Oven | E7 | PACT BC Ratio | 0 | 0 | 0 | 0 | 0 | 0 | 0 | 0 | 0 | 0 | 0 | 0 | 0 | 0 | 0 | 0 | 0 | 0 | 0 | 0 | 0 | 0 | 0 | 0 | 0 | 0 | 0 | 0 | 0 | 0 | 0
F3_Commercial_Office_Existing_Food Preparation_Natural Gas_Double Rack Oven_E8 | F3 | Commercial | Office | Existing | Food Preparation | Natural Gas | Double Rack Oven | E8 | PACT BC Ratio | 0 | 0 | 0 | 0 | 0 | 0 | 0 | 0 | 0 | 0 | 0 | 0 | 0 | 0 | 0 | 0 | 0 | 0 | 0 | 0 | 0 | 0 | 0 | 0 | 0 | 0 | 0 | 0 | 0 | 0 | 0
F3_Commercial_Office_Existing_Food Preparation_Natural Gas_Double Rack Oven_E9 | F3 | Commercial | Office | Existing | Food Preparation | Natural Gas | Double Rack Oven | E9 | PACT BC Ratio | 0 | 0 | 0 | 0 | 0 | 0 | 0 | 0 | 0 | 0 | 0 | 0 | 0 | 0 | 0 | 0 | 0 | 0 | 0 | 0 | 0 | 0 | 0 | 0 | 0 | 0 | 0 | 0 | 0 | 0 | 0
F3_Commercial_Office_Existing_Food Preparation_Natural Gas_Double Rack Oven_E10 | F3 | Commercial | Office | Existing | Food Preparation | Natural Gas | Double Rack Oven | E10 | PACT BC Ratio | 0 | 0 | 0 | 0 | 0 | 0 | 0 | 0 | 0 | 0 | 0 | 0 | 0 | 0 | 0 | 0 | 0 | 0 | 0 | 0 | 0 | 0 | 0 | 0 | 0 | 0 | 0 | 0 | 0 | 0 | 0
F4_Commercial_Office_Existing_Food Preparation_Natural Gas_Double Rack Oven_E1 | F4 | Commercial | Office | Existing | Food Preparation | Natural Gas | Double Rack Oven | E1 | PCT BC Ratio | 0.9 | 0.9 | 0.9 | 0.9 | 0.9 | 0.9 | 0.9 | 0.9 | 0.9 | 0.9 | 0.9 | 0.9 | 0.9 | 0.9 | 0.9 | 0.9 | 0.9 | 0.9 | 0.9 | 0.9 | 0.9 | 0.9 | 0.9 | 0.9 | 0.9 | 0.9 | 0.9 | 0.9 | 0.9 | 0.9 | 0.9
F4_Commercial_Office_Existing_Food Preparation_Natural Gas_Double Rack Oven_E2 | F4 | Commercial | Office | Existing | Food Preparation | Natural Gas | Double Rack Oven | E2 | PCT BC Ratio | 5.3478 | 5.4209 | 5.4741 | 5.4469 | 5.4518 | 5.1735 | 4.9433 | 4.8148 | 4.7615 | 4.9155 | 5.1178 | 5.3292 | 4.9438 | 5.201 | 5.2167 | 5.1937 | 5.1979 | 5.2121 | 5.1241 | 5.1772 | 5.213 | 5.2634 | 5.3282 | 2.9741 | 2.9279 | 2.8844 | 2.8434 | 2.8043 | 2.7669 | 2.7308 | 2.6959
F4_Commercial_Office_Existing_Food Preparation_Natural Gas_Double Rack Oven_E3 | F4 | Commercial | Office | Existing | Food Preparation | Natural Gas | Double Rack Oven | E3 | PCT BC Ratio | 0 | 0 | 0 | 0 | 0 | 0 | 0 | 0 | 0 | 0 | 0 | 0 | 0 | 0 | 0 | 0 | 0 | 0 | 0 | 0 | 0 | 0 | 0 | 0 | 0 | 0 | 0 | 0 | 0 | 0 | 0
F4_Commercial_Office_Existing_Food Preparation_Natural Gas_Double Rack Oven_E4 | F4 | Commercial | Office | Existing | Food Preparation | Natural Gas | Double Rack Oven | E4 | PCT BC Ratio | 0 | 0 | 0 | 0 | 0 | 0 | 0 | 0 | 0 | 0 | 0 | 0 | 0 | 0 | 0 | 0 | 0 | 0 | 0 | 0 | 0 | 0 | 0 | 0 | 0 | 0 | 0 | 0 | 0 | 0 | 0
F4_Commercial_Office_Existing_Food Preparation_Natural Gas_Double Rack Oven_E5 | F4 | Commercial | Office | Existing | Food Preparation | Natural Gas | Double Rack Oven | E5 | PCT BC Ratio | 0 | 0 | 0 | 0 | 0 | 0 | 0 | 0 | 0 | 0 | 0 | 0 | 0 | 0 | 0 | 0 | 0 | 0 | 0 | 0 | 0 | 0 | 0 | 0 | 0 | 0 | 0 | 0 | 0 | 0 | 0
F4_Commercial_Office_Existing_Food Preparation_Natural Gas_Double Rack Oven_E6 | F4 | Commercial | Office | Existing | Food Preparation | Natural Gas | Double Rack Oven | E6 | PCT BC Ratio | 0 | 0 | 0 | 0 | 0 | 0 | 0 | 0 | 0 | 0 | 0 | 0 | 0 | 0 | 0 | 0 | 0 | 0 | 0 | 0 | 0 | 0 | 0 | 0 | 0 | 0 | 0 | 0 | 0 | 0 | 0
F4_Commercial_Office_Existing_Food Preparation_Natural Gas_Double Rack Oven_E7 | F4 | Commercial | Office | Existing | Food Preparation | Natural Gas | Double Rack Oven | E7 | PCT BC Ratio | 0 | 0 | 0 | 0 | 0 | 0 | 0 | 0 | 0 | 0 | 0 | 0 | 0 | 0 | 0 | 0 | 0 | 0 | 0 | 0 | 0 | 0 | 0 | 0 | 0 | 0 | 0 | 0 | 0 | 0 | 0
F4_Commercial_Office_Existing_Food Preparation_Natural Gas_Double Rack Oven_E8 | F4 | Commercial | Office | Existing | Food Preparation | Natural Gas | Double Rack Oven | E8 | PCT BC Ratio | 0 | 0 | 0 | 0 | 0 | 0 | 0 | 0 | 0 | 0 | 0 | 0 | 0 | 0 | 0 | 0 | 0 | 0 | 0 | 0 | 0 | 0 | 0 | 0 | 0 | 0 | 0 | 0 | 0 | 0 | 0
F4_Commercial_Office_Existing_Food Preparation_Natural Gas_Double Rack Oven_E9 | F4 | Commercial | Office | Existing | Food Preparation | Natural Gas | Double Rack Oven | E9 | PCT BC Ratio | 0 | 0 | 0 | 0 | 0 | 0 | 0 | 0 | 0 | 0 | 0 | 0 | 0 | 0 | 0 | 0 | 0 | 0 | 0 | 0 | 0 | 0 | 0 | 0 | 0 | 0 | 0 | 0 | 0 | 0 | 0
F4_Commercial_Office_Existing_Food Preparation_Natural Gas_Double Rack Oven_E10 | F4 | Commercial | Office | Existing | Food Preparation | Natural Gas | Double Rack Oven | E10 | PCT BC Ratio | 0 | 0 | 0 | 0 | 0 | 0 | 0 | 0 | 0 | 0 | 0 | 0 | 0 | 0 | 0 | 0 | 0 | 0 | 0 | 0 | 0 | 0 | 0 | 0 | 0 | 0 | 0 | 0 | 0 | 0 | 0
F5_Commercial_Office_Existing_Food Preparation_Natural Gas_Double Rack Oven_E1 | F5 | Commercial | Office | Existing | Food Preparation | Natural Gas | Double Rack Oven | E1 | RIM BC Ratio | 0.9 | 0.9 | 0.9 | 0.9 | 0.9 | 0.9 | 0.9 | 0.9 | 0.9 | 0.9 | 0.9 | 0.9 | 0.9 | 0.9 | 0.9 | 0.9 | 0.9 | 0.9 | 0.9 | 0.9 | 0.9 | 0.9 | 0.9 | 0.9 | 0.9 | 0.9 | 0.9 | 0.9 | 0.9 | 0.9 | 0.9
F5_Commercial_Office_Existing_Food Preparation_Natural Gas_Double Rack Oven_E2 | F5 | Commercial | Office | Existing | Food Preparation | Natural Gas | Double Rack Oven | E2 | RIM BC Ratio | 0.65816 | 0.66029 | 0.6618 | 0.66103 | 0.66117 | 0.6529 | 0.64544 | 0.641 | 0.6391 | 0.6445 | 0.65115 | 0.65762 | 0.64545 | 0.65375 | 0.65423 | 0.65352 | 0.65365 | 0.65409 | 0.65135 | 0.65301 | 0.65412 | 0.65565 | 0.65759 | 0.54307 | 0.53932 | 0.5357 | 0.53221 | 0.5288 | 0.52547 | 0.52219 | 0.51894
F5_Commercial_Office_Existing_Food Preparation_Natural Gas_Double Rack Oven_E3 | F5 | Commercial | Office | Existing | Food Preparation | Natural Gas | Double Rack Oven | E3 | RIM BC Ratio | 0 | 0 | 0 | 0 | 0 | 0 | 0 | 0 | 0 | 0 | 0 | 0 | 0 | 0 | 0 | 0 | 0 | 0 | 0 | 0 | 0 | 0 | 0 | 0 | 0 | 0 | 0 | 0 | 0 | 0 | 0
F5_Commercial_Office_Existing_Food Preparation_Natural Gas_Double Rack Oven_E4 | F5 | Commercial | Office | Existing | Food Preparation | Natural Gas | Double Rack Oven | E4 | RIM BC Ratio | 0 | 0 | 0 | 0 | 0 | 0 | 0 | 0 | 0 | 0 | 0 | 0 | 0 | 0 | 0 | 0 | 0 | 0 | 0 | 0 | 0 | 0 | 0 | 0 | 0 | 0 | 0 | 0 | 0 | 0 | 0
F5_Commercial_Office_Existing_Food Preparation_Natural Gas_Double Rack Oven_E5 | F5 | Commercial | Office | Existing | Food Preparation | Natural Gas | Double Rack Oven | E5 | RIM BC Ratio | 0 | 0 | 0 | 0 | 0 | 0 | 0 | 0 | 0 | 0 | 0 | 0 | 0 | 0 | 0 | 0 | 0 | 0 | 0 | 0 | 0 | 0 | 0 | 0 | 0 | 0 | 0 | 0 | 0 | 0 | 0
F5_Commercial_Office_Existing_Food Preparation_Natural Gas_Double Rack Oven_E6 | F5 | Commercial | Office | Existing | Food Preparation | Natural Gas | Double Rack Oven | E6 | RIM BC Ratio | 0 | 0 | 0 | 0 | 0 | 0 | 0 | 0 | 0 | 0 | 0 | 0 | 0 | 0 | 0 | 0 | 0 | 0 | 0 | 0 | 0 | 0 | 0 | 0 | 0 | 0 | 0 | 0 | 0 | 0 | 0
F5_Commercial_Office_Existing_Food Preparation_Natural Gas_Double Rack Oven_E7 | F5 | Commercial | Office | Existing | Food Preparation | Natural Gas | Double Rack Oven | E7 | RIM BC Ratio | 0 | 0 | 0 | 0 | 0 | 0 | 0 | 0 | 0 | 0 | 0 | 0 | 0 | 0 | 0 | 0 | 0 | 0 | 0 | 0 | 0 | 0 | 0 | 0 | 0 | 0 | 0 | 0 | 0 | 0 | 0
F5_Commercial_Office_Existing_Food Preparation_Natural Gas_Double Rack Oven_E8 | F5 | Commercial | Office | Existing | Food Preparation | Natural Gas | Double Rack Oven | E8 | RIM BC Ratio | 0 | 0 | 0 | 0 | 0 | 0 | 0 | 0 | 0 | 0 | 0 | 0 | 0 | 0 | 0 | 0 | 0 | 0 | 0 | 0 | 0 | 0 | 0 | 0 | 0 | 0 | 0 | 0 | 0 | 0 | 0
F5_Commercial_Office_Existing_Food Preparation_Natural Gas_Double Rack Oven_E9 | F5 | Commercial | Office | Existing | Food Preparation | Natural Gas | Double Rack Oven | E9 | RIM BC Ratio | 0 | 0 | 0 | 0 | 0 | 0 | 0 | 0 | 0 | 0 | 0 | 0 | 0 | 0 | 0 | 0 | 0 | 0 | 0 | 0 | 0 | 0 | 0 | 0 | 0 | 0 | 0 | 0 | 0 | 0 | 0
F5_Commercial_Office_Existing_Food Preparation_Natural Gas_Double Rack Oven_E10 | F5 | Commercial | Office | Existing | Food Preparation | Natural Gas | Double Rack Oven | E10 | RIM BC Ratio | 0 | 0 | 0 | 0 | 0 | 0 | 0 | 0 | 0 | 0 | 0 | 0 | 0 | 0 | 0 | 0 | 0 | 0 | 0 | 0 | 0 | 0 | 0 | 0 | 0 | 0 | 0 | 0 | 0 | 0 | 0
F0_Commercial_Office_Existing_Food Preparation_Natural Gas_Fryer_E0 | F0 | Commercial | Office | Existing | Food Preparation | Natural Gas | Fryer | E0 | Economic Unit | ENERGY STAR (3.0) | ENERGY STAR (3.0) | ENERGY STAR (3.0) | ENERGY STAR (3.0) | ENERGY STAR (3.0) | ENERGY STAR (3.0) | ENERGY STAR (3.0) | ENERGY STAR (3.0) | ENERGY STAR (3.0) | ENERGY STAR (3.0) | ENERGY STAR (3.0) | ENERGY STAR (3.0) | ENERGY STAR (3.0) | ENERGY STAR (3.0) | ENERGY STAR (3.0) | ENERGY STAR (3.0) | ENERGY STAR (3.0) | ENERGY STAR (3.0) | ENERGY STAR (3.0) | ENERGY STAR (3.0) | ENERGY STAR (3.0) | ENERGY STAR (3.0) | ENERGY STAR (3.0) | ENERGY STAR (3.0) | ENERGY STAR (3.0) | ENERGY STAR (3.0) | ENERGY STAR (3.0) | ENERGY STAR (3.0) | ENERGY STAR (3.0) | ENERGY STAR (3.0) | ENERGY STAR (3.0)
F1_Commercial_Office_Existing_Food Preparation_Natural Gas_Fryer_E1 | F1 | Commercial | Office | Existing | Food Preparation | Natural Gas | Fryer | E1 | CCE | 0 | 0 | 0 | 0 | 0 | 0 | 0 | 0 | 0 | 0 | 0 | 0 | 0 | 0 | 0 | 0 | 0 | 0 | 0 | 0 | 0 | 0 | 0 | 0 | 0 | 0 | 0 | 0 | 0 | 0 | 0
F1_Commercial_Office_Existing_Food Preparation_Natural Gas_Fryer_E2 | F1 | Commercial | Office | Existing | Food Preparation | Natural Gas | Fryer | E2 | CCE | 0.0069821 | 0.0067123 | 0.0067443 | 0 | 0 | 0 | 0 | 0 | 0 | 0 | 0 | 0 | 0 | 0 | 0 | 0 | 0 | 0 | 0 | 0 | 0 | 0 | 0 | 0 | 0 | 0 | 0 | 0 | 0 | 0 | 0
F1_Commercial_Office_Existing_Food Preparation_Natural Gas_Fryer_E3 | F1 | Commercial | Office | Existing | Food Preparation | Natural Gas | Fryer | E3 | CCE | 0 | 0 | 0 | 0 | 0 | 0 | 0 | 0 | 0 | 0 | 0 | 0 | 0 | 0 | 0 | 0 | 0 | 0 | 0 | 0 | 0 | 0 | 0 | 0 | 0 | 0 | 0 | 0 | 0 | 0 | 0
F1_Commercial_Office_Existing_Food Preparation_Natural Gas_Fryer_E4 | F1 | Commercial | Office | Existing | Food Preparation | Natural Gas | Fryer | E4 | CCE | 0 | 0 | 0 | 0 | 0 | 0 | 0 | 0 | 0 | 0 | 0 | 0 | 0 | 0 | 0 | 0 | 0 | 0 | 0 | 0 | 0 | 0 | 0 | 0 | 0 | 0 | 0 | 0 | 0 | 0 | 0
F1_Commercial_Office_Existing_Food Preparation_Natural Gas_Fryer_E5 | F1 | Commercial | Office | Existing | Food Preparation | Natural Gas | Fryer | E5 | CCE | 0 | 0 | 0 | 0 | 0 | 0 | 0 | 0 | 0 | 0 | 0 | 0 | 0 | 0 | 0 | 0 | 0 | 0 | 0 | 0 | 0 | 0 | 0 | 0 | 0 | 0 | 0 | 0 | 0 | 0 | 0
F1_Commercial_Office_Existing_Food Preparation_Natural Gas_Fryer_E6 | F1 | Commercial | Office | Existing | Food Preparation | Natural Gas | Fryer | E6 | CCE | 0 | 0 | 0 | 0 | 0 | 0 | 0 | 0 | 0 | 0 | 0 | 0 | 0 | 0 | 0 | 0 | 0 | 0 | 0 | 0 | 0 | 0 | 0 | 0 | 0 | 0 | 0 | 0 | 0 | 0 | 0
F1_Commercial_Office_Existing_Food Preparation_Natural Gas_Fryer_E7 | F1 | Commercial | Office | Existing | Food Preparation | Natural Gas | Fryer | E7 | CCE | 0 | 0 | 0 | 0 | 0 | 0 | 0 | 0 | 0 | 0 | 0 | 0 | 0 | 0 | 0 | 0 | 0 | 0 | 0 | 0 | 0 | 0 | 0 | 0 | 0 | 0 | 0 | 0 | 0 | 0 | 0
F1_Commercial_Office_Existing_Food Preparation_Natural Gas_Fryer_E8 | F1 | Commercial | Office | Existing | Food Preparation | Natural Gas | Fryer | E8 | CCE | 0 | 0 | 0 | 0 | 0 | 0 | 0 | 0 | 0 | 0 | 0 | 0 | 0 | 0 | 0 | 0 | 0 | 0 | 0 | 0 | 0 | 0 | 0 | 0 | 0 | 0 | 0 | 0 | 0 | 0 | 0
F1_Commercial_Office_Existing_Food Preparation_Natural Gas_Fryer_E9 | F1 | Commercial | Office | Existing | Food Preparation | Natural Gas | Fryer | E9 | CCE | 0 | 0 | 0 | 0 | 0 | 0 | 0 | 0 | 0 | 0 | 0 | 0 | 0 | 0 | 0 | 0 | 0 | 0 | 0 | 0 | 0 | 0 | 0 | 0 | 0 | 0 | 0 | 0 | 0 | 0 | 0
F1_Commercial_Office_Existing_Food Preparation_Natural Gas_Fryer_E10 | F1 | Commercial | Office | Existing | Food Preparation | Natural Gas | Fryer | E10 | CCE | 0 | 0 | 0 | 0 | 0 | 0 | 0 | 0 | 0 | 0 | 0 | 0 | 0 | 0 | 0 | 0 | 0 | 0 | 0 | 0 | 0 | 0 | 0 | 0 | 0 | 0 | 0 | 0 | 0 | 0 | 0
F2_Commercial_Office_Existing_Food Preparation_Natural Gas_Fryer_E1 | F2 | Commercial | Office | Existing | Food Preparation | Natural Gas | Fryer | E1 | TRC BC Ratio | 0.9 | 0.9 | 0.9 | 0 | 0 | 0 | 0 | 0 | 0 | 0 | 0 | 0 | 0 | 0 | 0 | 0 | 0 | 0 | 0 | 0 | 0 | 0 | 0 | 0 | 0 | 0 | 0 | 0 | 0 | 0 | 0
F2_Commercial_Office_Existing_Food Preparation_Natural Gas_Fryer_E2 | F2 | Commercial | Office | Existing | Food Preparation | Natural Gas | Fryer | E2 | TRC BC Ratio | 1.4526 | 1.4846 | 1.5103 | 0.9 | 0.9 | 0.9 | 0.9 | 0.9 | 0.9 | 0.9 | 0.9 | 0.9 | 0.9 | 0.9 | 0.9 | 0.9 | 0.9 | 0.9 | 0.9 | 0.9 | 0.9 | 0.9 | 0.9 | 0.9 | 0.9 | 0.9 | 0.9 | 0.9 | 0.9 | 0.9 | 0.9
F2_Commercial_Office_Existing_Food Preparation_Natural Gas_Fryer_E3 | F2 | Commercial | Office | Existing | Food Preparation | Natural Gas | Fryer | E3 | TRC BC Ratio | 0 | 0 | 0 | 0 | 0 | 0 | 0 | 0 | 0 | 0 | 0 | 0 | 0 | 0 | 0 | 0 | 0 | 0 | 0 | 0 | 0 | 0 | 0 | 0 | 0 | 0 | 0 | 0 | 0 | 0 | 0
F2_Commercial_Office_Existing_Food Preparation_Natural Gas_Fryer_E4 | F2 | Commercial | Office | Existing | Food Preparation | Natural Gas | Fryer | E4 | TRC BC Ratio | 0 | 0 | 0 | 0 | 0 | 0 | 0 | 0 | 0 | 0 | 0 | 0 | 0 | 0 | 0 | 0 | 0 | 0 | 0 | 0 | 0 | 0 | 0 | 0 | 0 | 0 | 0 | 0 | 0 | 0 | 0
F2_Commercial_Office_Existing_Food Preparation_Natural Gas_Fryer_E5 | F2 | Commercial | Office | Existing | Food Preparation | Natural Gas | Fryer | E5 | TRC BC Ratio | 0 | 0 | 0 | 0 | 0 | 0 | 0 | 0 | 0 | 0 | 0 | 0 | 0 | 0 | 0 | 0 | 0 | 0 | 0 | 0 | 0 | 0 | 0 | 0 | 0 | 0 | 0 | 0 | 0 | 0 | 0
F2_Commercial_Office_Existing_Food Preparation_Natural Gas_Fryer_E6 | F2 | Commercial | Office | Existing | Food Preparation | Natural Gas | Fryer | E6 | TRC BC Ratio | 0 | 0 | 0 | 0 | 0 | 0 | 0 | 0 | 0 | 0 | 0 | 0 | 0 | 0 | 0 | 0 | 0 | 0 | 0 | 0 | 0 | 0 | 0 | 0 | 0 | 0 | 0 | 0 | 0 | 0 | 0
F2_Commercial_Office_Existing_Food Preparation_Natural Gas_Fryer_E7 | F2 | Commercial | Office | Existing | Food Preparation | Natural Gas | Fryer | E7 | TRC BC Ratio | 0 | 0 | 0 | 0 | 0 | 0 | 0 | 0 | 0 | 0 | 0 | 0 | 0 | 0 | 0 | 0 | 0 | 0 | 0 | 0 | 0 | 0 | 0 | 0 | 0 | 0 | 0 | 0 | 0 | 0 | 0
F2_Commercial_Office_Existing_Food Preparation_Natural Gas_Fryer_E8 | F2 | Commercial | Office | Existing | Food Preparation | Natural Gas | Fryer | E8 | TRC BC Ratio | 0 | 0 | 0 | 0 | 0 | 0 | 0 | 0 | 0 | 0 | 0 | 0 | 0 | 0 | 0 | 0 | 0 | 0 | 0 | 0 | 0 | 0 | 0 | 0 | 0 | 0 | 0 | 0 | 0 | 0 | 0
F2_Commercial_Office_Existing_Food Preparation_Natural Gas_Fryer_E9 | F2 | Commercial | Office | Existing | Food Preparation | Natural Gas | Fryer | E9 | TRC BC Ratio | 0 | 0 | 0 | 0 | 0 | 0 | 0 | 0 | 0 | 0 | 0 | 0 | 0 | 0 | 0 | 0 | 0 | 0 | 0 | 0 | 0 | 0 | 0 | 0 | 0 | 0 | 0 | 0 | 0 | 0 | 0
F2_Commercial_Office_Existing_Food Preparation_Natural Gas_Fryer_E10 | F2 | Commercial | Office | Existing | Food Preparation | Natural Gas | Fryer | E10 | TRC BC Ratio | 0 | 0 | 0 | 0 | 0 | 0 | 0 | 0 | 0 | 0 | 0 | 0 | 0 | 0 | 0 | 0 | 0 | 0 | 0 | 0 | 0 | 0 | 0 | 0 | 0 | 0 | 0 | 0 | 0 | 0 | 0
F3_Commercial_Office_Existing_Food Preparation_Natural Gas_Fryer_E1 | F3 | Commercial | Office | Existing | Food Preparation | Natural Gas | Fryer | E1 | PACT BC Ratio | 0.9 | 0.9 | 0.9 | 0 | 0 | 0 | 0 | 0 | 0 | 0 | 0 | 0 | 0 | 0 | 0 | 0 | 0 | 0 | 0 | 0 | 0 | 0 | 0 | 0 | 0 | 0 | 0 | 0 | 0 | 0 | 0
F3_Commercial_Office_Existing_Food Preparation_Natural Gas_Fryer_E2 | F3 | Commercial | Office | Existing | Food Preparation | Natural Gas | Fryer | E2 | PACT BC Ratio | 1.4526 | 1.4846 | 1.5103 | 0.9 | 0.9 | 0.9 | 0.9 | 0.9 | 0.9 | 0.9 | 0.9 | 0.9 | 0.9 | 0.9 | 0.9 | 0.9 | 0.9 | 0.9 | 0.9 | 0.9 | 0.9 | 0.9 | 0.9 | 0.9 | 0.9 | 0.9 | 0.9 | 0.9 | 0.9 | 0.9 | 0.9
F3_Commercial_Office_Existing_Food Preparation_Natural Gas_Fryer_E3 | F3 | Commercial | Office | Existing | Food Preparation | Natural Gas | Fryer | E3 | PACT BC Ratio | 0 | 0 | 0 | 0 | 0 | 0 | 0 | 0 | 0 | 0 | 0 | 0 | 0 | 0 | 0 | 0 | 0 | 0 | 0 | 0 | 0 | 0 | 0 | 0 | 0 | 0 | 0 | 0 | 0 | 0 | 0
F3_Commercial_Office_Existing_Food Preparation_Natural Gas_Fryer_E4 | F3 | Commercial | Office | Existing | Food Preparation | Natural Gas | Fryer | E4 | PACT BC Ratio | 0 | 0 | 0 | 0 | 0 | 0 | 0 | 0 | 0 | 0 | 0 | 0 | 0 | 0 | 0 | 0 | 0 | 0 | 0 | 0 | 0 | 0 | 0 | 0 | 0 | 0 | 0 | 0 | 0 | 0 | 0
F3_Commercial_Office_Existing_Food Preparation_Natural Gas_Fryer_E5 | F3 | Commercial | Office | Existing | Food Preparation | Natural Gas | Fryer | E5 | PACT BC Ratio | 0 | 0 | 0 | 0 | 0 | 0 | 0 | 0 | 0 | 0 | 0 | 0 | 0 | 0 | 0 | 0 | 0 | 0 | 0 | 0 | 0 | 0 | 0 | 0 | 0 | 0 | 0 | 0 | 0 | 0 | 0
F3_Commercial_Office_Existing_Food Preparation_Natural Gas_Fryer_E6 | F3 | Commercial | Office | Existing | Food Preparation | Natural Gas | Fryer | E6 | PACT BC Ratio | 0 | 0 | 0 | 0 | 0 | 0 | 0 | 0 | 0 | 0 | 0 | 0 | 0 | 0 | 0 | 0 | 0 | 0 | 0 | 0 | 0 | 0 | 0 | 0 | 0 | 0 | 0 | 0 | 0 | 0 | 0
F3_Commercial_Office_Existing_Food Preparation_Natural Gas_Fryer_E7 | F3 | Commercial | Office | Existing | Food Preparation | Natural Gas | Fryer | E7 | PACT BC Ratio | 0 | 0 | 0 | 0 | 0 | 0 | 0 | 0 | 0 | 0 | 0 | 0 | 0 | 0 | 0 | 0 | 0 | 0 | 0 | 0 | 0 | 0 | 0 | 0 | 0 | 0 | 0 | 0 | 0 | 0 | 0
F3_Commercial_Office_Existing_Food Preparation_Natural Gas_Fryer_E8 | F3 | Commercial | Office | Existing | Food Preparation | Natural Gas | Fryer | E8 | PACT BC Ratio | 0 | 0 | 0 | 0 | 0 | 0 | 0 | 0 | 0 | 0 | 0 | 0 | 0 | 0 | 0 | 0 | 0 | 0 | 0 | 0 | 0 | 0 | 0 | 0 | 0 | 0 | 0 | 0 | 0 | 0 | 0
F3_Commercial_Office_Existing_Food Preparation_Natural Gas_Fryer_E9 | F3 | Commercial | Office | Existing | Food Preparation | Natural Gas | Fryer | E9 | PACT BC Ratio | 0 | 0 | 0 | 0 | 0 | 0 | 0 | 0 | 0 | 0 | 0 | 0 | 0 | 0 | 0 | 0 | 0 | 0 | 0 | 0 | 0 | 0 | 0 | 0 | 0 | 0 | 0 | 0 | 0 | 0 | 0
F3_Commercial_Office_Existing_Food Preparation_Natural Gas_Fryer_E10 | F3 | Commercial | Office | Existing | Food Preparation | Natural Gas | Fryer | E10 | PACT BC Ratio | 0 | 0 | 0 | 0 | 0 | 0 | 0 | 0 | 0 | 0 | 0 | 0 | 0 | 0 | 0 | 0 | 0 | 0 | 0 | 0 | 0 | 0 | 0 | 0 | 0 | 0 | 0 | 0 | 0 | 0 | 0
F4_Commercial_Office_Existing_Food Preparation_Natural Gas_Fryer_E1 | F4 | Commercial | Office | Existing | Food Preparation | Natural Gas | Fryer | E1 | PCT BC Ratio | 0.9 | 0.9 | 0.9 | 0 | 0 | 0 | 0 | 0 | 0 | 0 | 0 | 0 | 0 | 0 | 0 | 0 | 0 | 0 | 0 | 0 | 0 | 0 | 0 | 0 | 0 | 0 | 0 | 0 | 0 | 0 | 0
F4_Commercial_Office_Existing_Food Preparation_Natural Gas_Fryer_E2 | F4 | Commercial | Office | Existing | Food Preparation | Natural Gas | Fryer | E2 | PCT BC Ratio | 4.6546 | 4.7351 | 4.7997 | 0.9 | 0.9 | 0.9 | 0.9 | 0.9 | 0.9 | 0.9 | 0.9 | 0.9 | 0.9 | 0.9 | 0.9 | 0.9 | 0.9 | 0.9 | 0.9 | 0.9 | 0.9 | 0.9 | 0.9 | 0.9 | 0.9 | 0.9 | 0.9 | 0.9 | 0.9 | 0.9 | 0.9
F4_Commercial_Office_Existing_Food Preparation_Natural Gas_Fryer_E3 | F4 | Commercial | Office | Existing | Food Preparation | Natural Gas | Fryer | E3 | PCT BC Ratio | 0 | 0 | 0 | 0 | 0 | 0 | 0 | 0 | 0 | 0 | 0 | 0 | 0 | 0 | 0 | 0 | 0 | 0 | 0 | 0 | 0 | 0 | 0 | 0 | 0 | 0 | 0 | 0 | 0 | 0 | 0
F4_Commercial_Office_Existing_Food Preparation_Natural Gas_Fryer_E4 | F4 | Commercial | Office | Existing | Food Preparation | Natural Gas | Fryer | E4 | PCT BC Ratio | 0 | 0 | 0 | 0 | 0 | 0 | 0 | 0 | 0 | 0 | 0 | 0 | 0 | 0 | 0 | 0 | 0 | 0 | 0 | 0 | 0 | 0 | 0 | 0 | 0 | 0 | 0 | 0 | 0 | 0 | 0
F4_Commercial_Office_Existing_Food Preparation_Natural Gas_Fryer_E5 | F4 | Commercial | Office | Existing | Food Preparation | Natural Gas | Fryer | E5 | PCT BC Ratio | 0 | 0 | 0 | 0 | 0 | 0 | 0 | 0 | 0 | 0 | 0 | 0 | 0 | 0 | 0 | 0 | 0 | 0 | 0 | 0 | 0 | 0 | 0 | 0 | 0 | 0 | 0 | 0 | 0 | 0 | 0
F4_Commercial_Office_Existing_Food Preparation_Natural Gas_Fryer_E6 | F4 | Commercial | Office | Existing | Food Preparation | Natural Gas | Fryer | E6 | PCT BC Ratio | 0 | 0 | 0 | 0 | 0 | 0 | 0 | 0 | 0 | 0 | 0 | 0 | 0 | 0 | 0 | 0 | 0 | 0 | 0 | 0 | 0 | 0 | 0 | 0 | 0 | 0 | 0 | 0 | 0 | 0 | 0
F4_Commercial_Office_Existing_Food Preparation_Natural Gas_Fryer_E7 | F4 | Commercial | Office | Existing | Food Preparation | Natural Gas | Fryer | E7 | PCT BC Ratio | 0 | 0 | 0 | 0 | 0 | 0 | 0 | 0 | 0 | 0 | 0 | 0 | 0 | 0 | 0 | 0 | 0 | 0 | 0 | 0 | 0 | 0 | 0 | 0 | 0 | 0 | 0 | 0 | 0 | 0 | 0
F4_Commercial_Office_Existing_Food Preparation_Natural Gas_Fryer_E8 | F4 | Commercial | Office | Existing | Food Preparation | Natural Gas | Fryer | E8 | PCT BC Ratio | 0 | 0 | 0 | 0 | 0 | 0 | 0 | 0 | 0 | 0 | 0 | 0 | 0 | 0 | 0 | 0 | 0 | 0 | 0 | 0 | 0 | 0 | 0 | 0 | 0 | 0 | 0 | 0 | 0 | 0 | 0
F4_Commercial_Office_Existing_Food Preparation_Natural Gas_Fryer_E9 | F4 | Commercial | Office | Existing | Food Preparation | Natural Gas | Fryer | E9 | PCT BC Ratio | 0 | 0 | 0 | 0 | 0 | 0 | 0 | 0 | 0 | 0 | 0 | 0 | 0 | 0 | 0 | 0 | 0 | 0 | 0 | 0 | 0 | 0 | 0 | 0 | 0 | 0 | 0 | 0 | 0 | 0 | 0
F4_Commercial_Office_Existing_Food Preparation_Natural Gas_Fryer_E10 | F4 | Commercial | Office | Existing | Food Preparation | Natural Gas | Fryer | E10 | PCT BC Ratio | 0 | 0 | 0 | 0 | 0 | 0 | 0 | 0 | 0 | 0 | 0 | 0 | 0 | 0 | 0 | 0 | 0 | 0 | 0 | 0 | 0 | 0 | 0 | 0 | 0 | 0 | 0 | 0 | 0 | 0 | 0
F5_Commercial_Office_Existing_Food Preparation_Natural Gas_Fryer_E1 | F5 | Commercial | Office | Existing | Food Preparation | Natural Gas | Fryer | E1 | RIM BC Ratio | 0.9 | 0.9 | 0.9 | 0 | 0 | 0 | 0 | 0 | 0 | 0 | 0 | 0 | 0 | 0 | 0 | 0 | 0 | 0 | 0 | 0 | 0 | 0 | 0 | 0 | 0 | 0 | 0 | 0 | 0 | 0 | 0
F5_Commercial_Office_Existing_Food Preparation_Natural Gas_Fryer_E2 | F5 | Commercial | Office | Existing | Food Preparation | Natural Gas | Fryer | E2 | RIM BC Ratio | 0.53008 | 0.53428 | 0.53758 | 0.9 | 0.9 | 0.9 | 0.9 | 0.9 | 0.9 | 0.9 | 0.9 | 0.9 | 0.9 | 0.9 | 0.9 | 0.9 | 0.9 | 0.9 | 0.9 | 0.9 | 0.9 | 0.9 | 0.9 | 0.9 | 0.9 | 0.9 | 0.9 | 0.9 | 0.9 | 0.9 | 0.9
F5_Commercial_Office_Existing_Food Preparation_Natural Gas_Fryer_E3 | F5 | Commercial | Office | Existing | Food Preparation | Natural Gas | Fryer | E3 | RIM BC Ratio | 0 | 0 | 0 | 0 | 0 | 0 | 0 | 0 | 0 | 0 | 0 | 0 | 0 | 0 | 0 | 0 | 0 | 0 | 0 | 0 | 0 | 0 | 0 | 0 | 0 | 0 | 0 | 0 | 0 | 0 | 0
F5_Commercial_Office_Existing_Food Preparation_Natural Gas_Fryer_E4 | F5 | Commercial | Office | Existing | Food Preparation | Natural Gas | Fryer | E4 | RIM BC Ratio | 0 | 0 | 0 | 0 | 0 | 0 | 0 | 0 | 0 | 0 | 0 | 0 | 0 | 0 | 0 | 0 | 0 | 0 | 0 | 0 | 0 | 0 | 0 | 0 | 0 | 0 | 0 | 0 | 0 | 0 | 0
F5_Commercial_Office_Existing_Food Preparation_Natural Gas_Fryer_E5 | F5 | Commercial | Office | Existing | Food Preparation | Natural Gas | Fryer | E5 | RIM BC Ratio | 0 | 0 | 0 | 0 | 0 | 0 | 0 | 0 | 0 | 0 | 0 | 0 | 0 | 0 | 0 | 0 | 0 | 0 | 0 | 0 | 0 | 0 | 0 | 0 | 0 | 0 | 0 | 0 | 0 | 0 | 0
F5_Commercial_Office_Existing_Food Preparation_Natural Gas_Fryer_E6 | F5 | Commercial | Office | Existing | Food Preparation | Natural Gas | Fryer | E6 | RIM BC Ratio | 0 | 0 | 0 | 0 | 0 | 0 | 0 | 0 | 0 | 0 | 0 | 0 | 0 | 0 | 0 | 0 | 0 | 0 | 0 | 0 | 0 | 0 | 0 | 0 | 0 | 0 | 0 | 0 | 0 | 0 | 0
F5_Commercial_Office_Existing_Food Preparation_Natural Gas_Fryer_E7 | F5 | Commercial | Office | Existing | Food Preparation | Natural Gas | Fryer | E7 | RIM BC Ratio | 0 | 0 | 0 | 0 | 0 | 0 | 0 | 0 | 0 | 0 | 0 | 0 | 0 | 0 | 0 | 0 | 0 | 0 | 0 | 0 | 0 | 0 | 0 | 0 | 0 | 0 | 0 | 0 | 0 | 0 | 0
F5_Commercial_Office_Existing_Food Preparation_Natural Gas_Fryer_E8 | F5 | Commercial | Office | Existing | Food Preparation | Natural Gas | Fryer | E8 | RIM BC Ratio | 0 | 0 | 0 | 0 | 0 | 0 | 0 | 0 | 0 | 0 | 0 | 0 | 0 | 0 | 0 | 0 | 0 | 0 | 0 | 0 | 0 | 0 | 0 | 0 | 0 | 0 | 0 | 0 | 0 | 0 | 0
F5_Commercial_Office_Existing_Food Preparation_Natural Gas_Fryer_E9 | F5 | Commercial | Office | Existing | Food Preparation | Natural Gas | Fryer | E9 | RIM BC Ratio | 0 | 0 | 0 | 0 | 0 | 0 | 0 | 0 | 0 | 0 | 0 | 0 | 0 | 0 | 0 | 0 | 0 | 0 | 0 | 0 | 0 | 0 | 0 | 0 | 0 | 0 | 0 | 0 | 0 | 0 | 0
F5_Commercial_Office_Existing_Food Preparation_Natural Gas_Fryer_E10 | F5 | Commercial | Office | Existing | Food Preparation | Natural Gas | Fryer | E10 | RIM BC Ratio | 0 | 0 | 0 | 0 | 0 | 0 | 0 | 0 | 0 | 0 | 0 | 0 | 0 | 0 | 0 | 0 | 0 | 0 | 0 | 0 | 0 | 0 | 0 | 0 | 0 | 0 | 0 | 0 | 0 | 0 | 0
F0_Commercial_Office_Existing_Food Preparation_Natural Gas_Broiler_E0 | F0 | Commercial | Office | Existing | Food Preparation | Natural Gas | Broiler | E0 | Economic Unit | Infrared Burners | Infrared Burners | Infrared Burners | Infrared Burners | Infrared Burners | Infrared Burners | Infrared Burners | Infrared Burners | Infrared Burners | Infrared Burners | Infrared Burners | Infrared Burners | Infrared Burners | Infrared Burners | Infrared Burners | Infrared Burners | Infrared Burners | Infrared Burners | Infrared Burners | Infrared Burners | Infrared Burners | Infrared Burners | Infrared Burners | Standard | Standard | Standard | Standard | Standard | Standard | Standard | Standard
F1_Commercial_Office_Existing_Food Preparation_Natural Gas_Broiler_E1 | F1 | Commercial | Office | Existing | Food Preparation | Natural Gas | Broiler | E1 | CCE | 0 | 0 | 0 | 0 | 0 | 0 | 0 | 0 | 0 | 0 | 0 | 0 | 0 | 0 | 0 | 0 | 0 | 0 | 0 | 0 | 0 | 0 | 0 | 0 | 0 | 0 | 0 | 0 | 0 | 0 | 0
F1_Commercial_Office_Existing_Food Preparation_Natural Gas_Broiler_E2 | F1 | Commercial | Office | Existing | Food Preparation | Natural Gas | Broiler | E2 | CCE | 0.0095007 | 0.0091336 | 0.0091772 | 0.0092731 | 0.0092731 | 0.0092731 | 0.0092731 | 0.0092731 | 0.0092731 | 0.0092731 | 0.0092731 | 0.0092731 | 0.0092731 | 0.0092731 | 0.0092731 | 0.0092731 | 0.0092731 | 0.0092731 | 0.0092731 | 0.0092731 | 0.0092731 | 0.0092731 | 0.0092731 | 0.0092731 | 0.0092731 | 0.0092731 | 0.0092731 | 0.0092731 | 0.0092731 | 0.0092731 | 0.0092731
F1_Commercial_Office_Existing_Food Preparation_Natural Gas_Broiler_E3 | F1 | Commercial | Office | Existing | Food Preparation | Natural Gas | Broiler | E3 | CCE | 0 | 0 | 0 | 0 | 0 | 0 | 0 | 0 | 0 | 0 | 0 | 0 | 0 | 0 | 0 | 0 | 0 | 0 | 0 | 0 | 0 | 0 | 0 | 0 | 0 | 0 | 0 | 0 | 0 | 0 | 0
F1_Commercial_Office_Existing_Food Preparation_Natural Gas_Broiler_E4 | F1 | Commercial | Office | Existing | Food Preparation | Natural Gas | Broiler | E4 | CCE | 0 | 0 | 0 | 0 | 0 | 0 | 0 | 0 | 0 | 0 | 0 | 0 | 0 | 0 | 0 | 0 | 0 | 0 | 0 | 0 | 0 | 0 | 0 | 0 | 0 | 0 | 0 | 0 | 0 | 0 | 0
F1_Commercial_Office_Existing_Food Preparation_Natural Gas_Broiler_E5 | F1 | Commercial | Office | Existing | Food Preparation | Natural Gas | Broiler | E5 | CCE | 0 | 0 | 0 | 0 | 0 | 0 | 0 | 0 | 0 | 0 | 0 | 0 | 0 | 0 | 0 | 0 | 0 | 0 | 0 | 0 | 0 | 0 | 0 | 0 | 0 | 0 | 0 | 0 | 0 | 0 | 0
F1_Commercial_Office_Existing_Food Preparation_Natural Gas_Broiler_E6 | F1 | Commercial | Office | Existing | Food Preparation | Natural Gas | Broiler | E6 | CCE | 0 | 0 | 0 | 0 | 0 | 0 | 0 | 0 | 0 | 0 | 0 | 0 | 0 | 0 | 0 | 0 | 0 | 0 | 0 | 0 | 0 | 0 | 0 | 0 | 0 | 0 | 0 | 0 | 0 | 0 | 0
F1_Commercial_Office_Existing_Food Preparation_Natural Gas_Broiler_E7 | F1 | Commercial | Office | Existing | Food Preparation | Natural Gas | Broiler | E7 | CCE | 0 | 0 | 0 | 0 | 0 | 0 | 0 | 0 | 0 | 0 | 0 | 0 | 0 | 0 | 0 | 0 | 0 | 0 | 0 | 0 | 0 | 0 | 0 | 0 | 0 | 0 | 0 | 0 | 0 | 0 | 0
F1_Commercial_Office_Existing_Food Preparation_Natural Gas_Broiler_E8 | F1 | Commercial | Office | Existing | Food Preparation | Natural Gas | Broiler | E8 | CCE | 0 | 0 | 0 | 0 | 0 | 0 | 0 | 0 | 0 | 0 | 0 | 0 | 0 | 0 | 0 | 0 | 0 | 0 | 0 | 0 | 0 | 0 | 0 | 0 | 0 | 0 | 0 | 0 | 0 | 0 | 0
F1_Commercial_Office_Existing_Food Preparation_Natural Gas_Broiler_E9 | F1 | Commercial | Office | Existing | Food Preparation | Natural Gas | Broiler | E9 | CCE | 0 | 0 | 0 | 0 | 0 | 0 | 0 | 0 | 0 | 0 | 0 | 0 | 0 | 0 | 0 | 0 | 0 | 0 | 0 | 0 | 0 | 0 | 0 | 0 | 0 | 0 | 0 | 0 | 0 | 0 | 0
F1_Commercial_Office_Existing_Food Preparation_Natural Gas_Broiler_E10 | F1 | Commercial | Office | Existing | Food Preparation | Natural Gas | Broiler | E10 | CCE | 0 | 0 | 0 | 0 | 0 | 0 | 0 | 0 | 0 | 0 | 0 | 0 | 0 | 0 | 0 | 0 | 0 | 0 | 0 | 0 | 0 | 0 | 0 | 0 | 0 | 0 | 0 | 0 | 0 | 0 | 0
F2_Commercial_Office_Existing_Food Preparation_Natural Gas_Broiler_E1 | F2 | Commercial | Office | Existing | Food Preparation | Natural Gas | Broiler | E1 | TRC BC Ratio | 0.9 | 0.9 | 0.9 | 0.9 | 0.9 | 0.9 | 0.9 | 0.9 | 0.9 | 0.9 | 0.9 | 0.9 | 0.9 | 0.9 | 0.9 | 0.9 | 0.9 | 0.9 | 0.9 | 0.9 | 0.9 | 0.9 | 0.9 | 0.9 | 0.9 | 0.9 | 0.9 | 0.9 | 0.9 | 0.9 | 0.9
F2_Commercial_Office_Existing_Food Preparation_Natural Gas_Broiler_E2 | F2 | Commercial | Office | Existing | Food Preparation | Natural Gas | Broiler | E2 | TRC BC Ratio | 1.0817 | 1.0984 | 1.1105 | 1.1043 | 1.1054 | 1.0419 | 0.98943 | 0.96011 | 0.94795 | 0.98308 | 1.0292 | 1.0775 | 0.98953 | 1.0482 | 1.0518 | 1.0465 | 1.0475 | 1.0507 | 1.0307 | 1.0428 | 1.0509 | 1.0624 | 1.0772 | 0.54026 | 0.52971 | 0.5198 | 0.51043 | 0.50152 | 0.49298 | 0.48476 | 0.4768
F2_Commercial_Office_Existing_Food Preparation_Natural Gas_Broiler_E3 | F2 | Commercial | Office | Existing | Food Preparation | Natural Gas | Broiler | E3 | TRC BC Ratio | 0 | 0 | 0 | 0 | 0 | 0 | 0 | 0 | 0 | 0 | 0 | 0 | 0 | 0 | 0 | 0 | 0 | 0 | 0 | 0 | 0 | 0 | 0 | 0 | 0 | 0 | 0 | 0 | 0 | 0 | 0
F2_Commercial_Office_Existing_Food Preparation_Natural Gas_Broiler_E4 | F2 | Commercial | Office | Existing | Food Preparation | Natural Gas | Broiler | E4 | TRC BC Ratio | 0 | 0 | 0 | 0 | 0 | 0 | 0 | 0 | 0 | 0 | 0 | 0 | 0 | 0 | 0 | 0 | 0 | 0 | 0 | 0 | 0 | 0 | 0 | 0 | 0 | 0 | 0 | 0 | 0 | 0 | 0
F2_Commercial_Office_Existing_Food Preparation_Natural Gas_Broiler_E5 | F2 | Commercial | Office | Existing | Food Preparation | Natural Gas | Broiler | E5 | TRC BC Ratio | 0 | 0 | 0 | 0 | 0 | 0 | 0 | 0 | 0 | 0 | 0 | 0 | 0 | 0 | 0 | 0 | 0 | 0 | 0 | 0 | 0 | 0 | 0 | 0 | 0 | 0 | 0 | 0 | 0 | 0 | 0
F2_Commercial_Office_Existing_Food Preparation_Natural Gas_Broiler_E6 | F2 | Commercial | Office | Existing | Food Preparation | Natural Gas | Broiler | E6 | TRC BC Ratio | 0 | 0 | 0 | 0 | 0 | 0 | 0 | 0 | 0 | 0 | 0 | 0 | 0 | 0 | 0 | 0 | 0 | 0 | 0 | 0 | 0 | 0 | 0 | 0 | 0 | 0 | 0 | 0 | 0 | 0 | 0
F2_Commercial_Office_Existing_Food Preparation_Natural Gas_Broiler_E7 | F2 | Commercial | Office | Existing | Food Preparation | Natural Gas | Broiler | E7 | TRC BC Ratio | 0 | 0 | 0 | 0 | 0 | 0 | 0 | 0 | 0 | 0 | 0 | 0 | 0 | 0 | 0 | 0 | 0 | 0 | 0 | 0 | 0 | 0 | 0 | 0 | 0 | 0 | 0 | 0 | 0 | 0 | 0
F2_Commercial_Office_Existing_Food Preparation_Natural Gas_Broiler_E8 | F2 | Commercial | Office | Existing | Food Preparation | Natural Gas | Broiler | E8 | TRC BC Ratio | 0 | 0 | 0 | 0 | 0 | 0 | 0 | 0 | 0 | 0 | 0 | 0 | 0 | 0 | 0 | 0 | 0 | 0 | 0 | 0 | 0 | 0 | 0 | 0 | 0 | 0 | 0 | 0 | 0 | 0 | 0
F2_Commercial_Office_Existing_Food Preparation_Natural Gas_Broiler_E9 | F2 | Commercial | Office | Existing | Food Preparation | Natural Gas | Broiler | E9 | TRC BC Ratio | 0 | 0 | 0 | 0 | 0 | 0 | 0 | 0 | 0 | 0 | 0 | 0 | 0 | 0 | 0 | 0 | 0 | 0 | 0 | 0 | 0 | 0 | 0 | 0 | 0 | 0 | 0 | 0 | 0 | 0 | 0
F2_Commercial_Office_Existing_Food Preparation_Natural Gas_Broiler_E10 | F2 | Commercial | Office | Existing | Food Preparation | Natural Gas | Broiler | E10 | TRC BC Ratio | 0 | 0 | 0 | 0 | 0 | 0 | 0 | 0 | 0 | 0 | 0 | 0 | 0 | 0 | 0 | 0 | 0 | 0 | 0 | 0 | 0 | 0 | 0 | 0 | 0 | 0 | 0 | 0 | 0 | 0 | 0
F3_Commercial_Office_Existing_Food Preparation_Natural Gas_Broiler_E1 | F3 | Commercial | Office | Existing | Food Preparation | Natural Gas | Broiler | E1 | PACT BC Ratio | 0.9 | 0.9 | 0.9 | 0.9 | 0.9 | 0.9 | 0.9 | 0.9 | 0.9 | 0.9 | 0.9 | 0.9 | 0.9 | 0.9 | 0.9 | 0.9 | 0.9 | 0.9 | 0.9 | 0.9 | 0.9 | 0.9 | 0.9 | 0.9 | 0.9 | 0.9 | 0.9 | 0.9 | 0.9 | 0.9 | 0.9
F3_Commercial_Office_Existing_Food Preparation_Natural Gas_Broiler_E2 | F3 | Commercial | Office | Existing | Food Preparation | Natural Gas | Broiler | E2 | PACT BC Ratio | 1.3418 | 1.3625 | 1.3776 | 1.3699 | 1.3713 | 1.2925 | 1.2274 | 1.191 | 1.1759 | 1.2195 | 1.2768 | 1.3366 | 1.2275 | 1.3003 | 1.3048 | 1.2982 | 1.2994 | 1.3034 | 1.2785 | 1.2936 | 1.3037 | 1.318 | 1.3363 | 0.6702 | 0.65711 | 0.64482 | 0.6332 | 0.62214 | 0.61155 | 0.60135 | 0.59148
F3_Commercial_Office_Existing_Food Preparation_Natural Gas_Broiler_E3 | F3 | Commercial | Office | Existing | Food Preparation | Natural Gas | Broiler | E3 | PACT BC Ratio | 0 | 0 | 0 | 0 | 0 | 0 | 0 | 0 | 0 | 0 | 0 | 0 | 0 | 0 | 0 | 0 | 0 | 0 | 0 | 0 | 0 | 0 | 0 | 0 | 0 | 0 | 0 | 0 | 0 | 0 | 0
F3_Commercial_Office_Existing_Food Preparation_Natural Gas_Broiler_E4 | F3 | Commercial | Office | Existing | Food Preparation | Natural Gas | Broiler | E4 | PACT BC Ratio | 0 | 0 | 0 | 0 | 0 | 0 | 0 | 0 | 0 | 0 | 0 | 0 | 0 | 0 | 0 | 0 | 0 | 0 | 0 | 0 | 0 | 0 | 0 | 0 | 0 | 0 | 0 | 0 | 0 | 0 | 0
F3_Commercial_Office_Existing_Food Preparation_Natural Gas_Broiler_E5 | F3 | Commercial | Office | Existing | Food Preparation | Natural Gas | Broiler | E5 | PACT BC Ratio | 0 | 0 | 0 | 0 | 0 | 0 | 0 | 0 | 0 | 0 | 0 | 0 | 0 | 0 | 0 | 0 | 0 | 0 | 0 | 0 | 0 | 0 | 0 | 0 | 0 | 0 | 0 | 0 | 0 | 0 | 0
F3_Commercial_Office_Existing_Food Preparation_Natural Gas_Broiler_E6 | F3 | Commercial | Office | Existing | Food Preparation | Natural Gas | Broiler | E6 | PACT BC Ratio | 0 | 0 | 0 | 0 | 0 | 0 | 0 | 0 | 0 | 0 | 0 | 0 | 0 | 0 | 0 | 0 | 0 | 0 | 0 | 0 | 0 | 0 | 0 | 0 | 0 | 0 | 0 | 0 | 0 | 0 | 0
F3_Commercial_Office_Existing_Food Preparation_Natural Gas_Broiler_E7 | F3 | Commercial | Office | Existing | Food Preparation | Natural Gas | Broiler | E7 | PACT BC Ratio | 0 | 0 | 0 | 0 | 0 | 0 | 0 | 0 | 0 | 0 | 0 | 0 | 0 | 0 | 0 | 0 | 0 | 0 | 0 | 0 | 0 | 0 | 0 | 0 | 0 | 0 | 0 | 0 | 0 | 0 | 0
F3_Commercial_Office_Existing_Food Preparation_Natural Gas_Broiler_E8 | F3 | Commercial | Office | Existing | Food Preparation | Natural Gas | Broiler | E8 | PACT BC Ratio | 0 | 0 | 0 | 0 | 0 | 0 | 0 | 0 | 0 | 0 | 0 | 0 | 0 | 0 | 0 | 0 | 0 | 0 | 0 | 0 | 0 | 0 | 0 | 0 | 0 | 0 | 0 | 0 | 0 | 0 | 0
F3_Commercial_Office_Existing_Food Preparation_Natural Gas_Broiler_E9 | F3 | Commercial | Office | Existing | Food Preparation | Natural Gas | Broiler | E9 | PACT BC Ratio | 0 | 0 | 0 | 0 | 0 | 0 | 0 | 0 | 0 | 0 | 0 | 0 | 0 | 0 | 0 | 0 | 0 | 0 | 0 | 0 | 0 | 0 | 0 | 0 | 0 | 0 | 0 | 0 | 0 | 0 | 0
F3_Commercial_Office_Existing_Food Preparation_Natural Gas_Broiler_E10 | F3 | Commercial | Office | Existing | Food Preparation | Natural Gas | Broiler | E10 | PACT BC Ratio | 0 | 0 | 0 | 0 | 0 | 0 | 0 | 0 | 0 | 0 | 0 | 0 | 0 | 0 | 0 | 0 | 0 | 0 | 0 | 0 | 0 | 0 | 0 | 0 | 0 | 0 | 0 | 0 | 0 | 0 | 0
F4_Commercial_Office_Existing_Food Preparation_Natural Gas_Broiler_E1 | F4 | Commercial | Office | Existing | Food Preparation | Natural Gas | Broiler | E1 | PCT BC Ratio | 0.9 | 0.9 | 0.9 | 0.9 | 0.9 | 0.9 | 0.9 | 0.9 | 0.9 | 0.9 | 0.9 | 0.9 | 0.9 | 0.9 | 0.9 | 0.9 | 0.9 | 0.9 | 0.9 | 0.9 | 0.9 | 0.9 | 0.9 | 0.9 | 0.9 | 0.9 | 0.9 | 0.9 | 0.9 | 0.9 | 0.9
F4_Commercial_Office_Existing_Food Preparation_Natural Gas_Broiler_E2 | F4 | Commercial | Office | Existing | Food Preparation | Natural Gas | Broiler | E2 | PCT BC Ratio | 2.9075 | 2.9421 | 2.9672 | 2.9544 | 2.9567 | 2.8251 | 2.7162 | 2.6554 | 2.6302 | 2.703 | 2.7987 | 2.8987 | 2.7164 | 2.8381 | 2.8455 | 2.8346 | 2.8366 | 2.8433 | 2.8017 | 2.8268 | 2.8437 | 2.8676 | 2.8982 | 1.7847 | 1.7629 | 1.7423 | 1.7229 | 1.7044 | 1.6867 | 1.6697 | 1.6532
F4_Commercial_Office_Existing_Food Preparation_Natural Gas_Broiler_E3 | F4 | Commercial | Office | Existing | Food Preparation | Natural Gas | Broiler | E3 | PCT BC Ratio | 0 | 0 | 0 | 0 | 0 | 0 | 0 | 0 | 0 | 0 | 0 | 0 | 0 | 0 | 0 | 0 | 0 | 0 | 0 | 0 | 0 | 0 | 0 | 0 | 0 | 0 | 0 | 0 | 0 | 0 | 0
F4_Commercial_Office_Existing_Food Preparation_Natural Gas_Broiler_E4 | F4 | Commercial | Office | Existing | Food Preparation | Natural Gas | Broiler | E4 | PCT BC Ratio | 0 | 0 | 0 | 0 | 0 | 0 | 0 | 0 | 0 | 0 | 0 | 0 | 0 | 0 | 0 | 0 | 0 | 0 | 0 | 0 | 0 | 0 | 0 | 0 | 0 | 0 | 0 | 0 | 0 | 0 | 0
F4_Commercial_Office_Existing_Food Preparation_Natural Gas_Broiler_E5 | F4 | Commercial | Office | Existing | Food Preparation | Natural Gas | Broiler | E5 | PCT BC Ratio | 0 | 0 | 0 | 0 | 0 | 0 | 0 | 0 | 0 | 0 | 0 | 0 | 0 | 0 | 0 | 0 | 0 | 0 | 0 | 0 | 0 | 0 | 0 | 0 | 0 | 0 | 0 | 0 | 0 | 0 | 0
F4_Commercial_Office_Existing_Food Preparation_Natural Gas_Broiler_E6 | F4 | Commercial | Office | Existing | Food Preparation | Natural Gas | Broiler | E6 | PCT BC Ratio | 0 | 0 | 0 | 0 | 0 | 0 | 0 | 0 | 0 | 0 | 0 | 0 | 0 | 0 | 0 | 0 | 0 | 0 | 0 | 0 | 0 | 0 | 0 | 0 | 0 | 0 | 0 | 0 | 0 | 0 | 0
F4_Commercial_Office_Existing_Food Preparation_Natural Gas_Broiler_E7 | F4 | Commercial | Office | Existing | Food Preparation | Natural Gas | Broiler | E7 | PCT BC Ratio | 0 | 0 | 0 | 0 | 0 | 0 | 0 | 0 | 0 | 0 | 0 | 0 | 0 | 0 | 0 | 0 | 0 | 0 | 0 | 0 | 0 | 0 | 0 | 0 | 0 | 0 | 0 | 0 | 0 | 0 | 0
F4_Commercial_Office_Existing_Food Preparation_Natural Gas_Broiler_E8 | F4 | Commercial | Office | Existing | Food Preparation | Natural Gas | Broiler | E8 | PCT BC Ratio | 0 | 0 | 0 | 0 | 0 | 0 | 0 | 0 | 0 | 0 | 0 | 0 | 0 | 0 | 0 | 0 | 0 | 0 | 0 | 0 | 0 | 0 | 0 | 0 | 0 | 0 | 0 | 0 | 0 | 0 | 0
F4_Commercial_Office_Existing_Food Preparation_Natural Gas_Broiler_E9 | F4 | Commercial | Office | Existing | Food Preparation | Natural Gas | Broiler | E9 | PCT BC Ratio | 0 | 0 | 0 | 0 | 0 | 0 | 0 | 0 | 0 | 0 | 0 | 0 | 0 | 0 | 0 | 0 | 0 | 0 | 0 | 0 | 0 | 0 | 0 | 0 | 0 | 0 | 0 | 0 | 0 | 0 | 0
F4_Commercial_Office_Existing_Food Preparation_Natural Gas_Broiler_E10 | F4 | Commercial | Office | Existing | Food Preparation | Natural Gas | Broiler | E10 | PCT BC Ratio | 0 | 0 | 0 | 0 | 0 | 0 | 0 | 0 | 0 | 0 | 0 | 0 | 0 | 0 | 0 | 0 | 0 | 0 | 0 | 0 | 0 | 0 | 0 | 0 | 0 | 0 | 0 | 0 | 0 | 0 | 0
F5_Commercial_Office_Existing_Food Preparation_Natural Gas_Broiler_E1 | F5 | Commercial | Office | Existing | Food Preparation | Natural Gas | Broiler | E1 | RIM BC Ratio | 0.9 | 0.9 | 0.9 | 0.9 | 0.9 | 0.9 | 0.9 | 0.9 | 0.9 | 0.9 | 0.9 | 0.9 | 0.9 | 0.9 | 0.9 | 0.9 | 0.9 | 0.9 | 0.9 | 0.9 | 0.9 | 0.9 | 0.9 | 0.9 | 0.9 | 0.9 | 0.9 | 0.9 | 0.9 | 0.9 | 0.9
F5_Commercial_Office_Existing_Food Preparation_Natural Gas_Broiler_E2 | F5 | Commercial | Office | Existing | Food Preparation | Natural Gas | Broiler | E2 | RIM BC Ratio | 0.51458 | 0.5176 | 0.51976 | 0.51866 | 0.51886 | 0.50717 | 0.49682 | 0.49075 | 0.48817 | 0.49553 | 0.50472 | 0.51381 | 0.49684 | 0.50836 | 0.50904 | 0.50804 | 0.50823 | 0.50884 | 0.505 | 0.50733 | 0.50888 | 0.51103 | 0.51377 | 0.37172 | 0.36766 | 0.36378 | 0.36005 | 0.35645 | 0.35295 | 0.34953 | 0.34617
F5_Commercial_Office_Existing_Food Preparation_Natural Gas_Broiler_E3 | F5 | Commercial | Office | Existing | Food Preparation | Natural Gas | Broiler | E3 | RIM BC Ratio | 0 | 0 | 0 | 0 | 0 | 0 | 0 | 0 | 0 | 0 | 0 | 0 | 0 | 0 | 0 | 0 | 0 | 0 | 0 | 0 | 0 | 0 | 0 | 0 | 0 | 0 | 0 | 0 | 0 | 0 | 0
F5_Commercial_Office_Existing_Food Preparation_Natural Gas_Broiler_E4 | F5 | Commercial | Office | Existing | Food Preparation | Natural Gas | Broiler | E4 | RIM BC Ratio | 0 | 0 | 0 | 0 | 0 | 0 | 0 | 0 | 0 | 0 | 0 | 0 | 0 | 0 | 0 | 0 | 0 | 0 | 0 | 0 | 0 | 0 | 0 | 0 | 0 | 0 | 0 | 0 | 0 | 0 | 0
F5_Commercial_Office_Existing_Food Preparation_Natural Gas_Broiler_E5 | F5 | Commercial | Office | Existing | Food Preparation | Natural Gas | Broiler | E5 | RIM BC Ratio | 0 | 0 | 0 | 0 | 0 | 0 | 0 | 0 | 0 | 0 | 0 | 0 | 0 | 0 | 0 | 0 | 0 | 0 | 0 | 0 | 0 | 0 | 0 | 0 | 0 | 0 | 0 | 0 | 0 | 0 | 0
F5_Commercial_Office_Existing_Food Preparation_Natural Gas_Broiler_E6 | F5 | Commercial | Office | Existing | Food Preparation | Natural Gas | Broiler | E6 | RIM BC Ratio | 0 | 0 | 0 | 0 | 0 | 0 | 0 | 0 | 0 | 0 | 0 | 0 | 0 | 0 | 0 | 0 | 0 | 0 | 0 | 0 | 0 | 0 | 0 | 0 | 0 | 0 | 0 | 0 | 0 | 0 | 0
F5_Commercial_Office_Existing_Food Preparation_Natural Gas_Broiler_E7 | F5 | Commercial | Office | Existing | Food Preparation | Natural Gas | Broiler | E7 | RIM BC Ratio | 0 | 0 | 0 | 0 | 0 | 0 | 0 | 0 | 0 | 0 | 0 | 0 | 0 | 0 | 0 | 0 | 0 | 0 | 0 | 0 | 0 | 0 | 0 | 0 | 0 | 0 | 0 | 0 | 0 | 0 | 0
F5_Commercial_Office_Existing_Food Preparation_Natural Gas_Broiler_E8 | F5 | Commercial | Office | Existing | Food Preparation | Natural Gas | Broiler | E8 | RIM BC Ratio | 0 | 0 | 0 | 0 | 0 | 0 | 0 | 0 | 0 | 0 | 0 | 0 | 0 | 0 | 0 | 0 | 0 | 0 | 0 | 0 | 0 | 0 | 0 | 0 | 0 | 0 | 0 | 0 | 0 | 0 | 0
F5_Commercial_Office_Existing_Food Preparation_Natural Gas_Broiler_E9 | F5 | Commercial | Office | Existing | Food Preparation | Natural Gas | Broiler | E9 | RIM BC Ratio | 0 | 0 | 0 | 0 | 0 | 0 | 0 | 0 | 0 | 0 | 0 | 0 | 0 | 0 | 0 | 0 | 0 | 0 | 0 | 0 | 0 | 0 | 0 | 0 | 0 | 0 | 0 | 0 | 0 | 0 | 0
F5_Commercial_Office_Existing_Food Preparation_Natural Gas_Broiler_E10 | F5 | Commercial | Office | Existing | Food Preparation | Natural Gas | Broiler | E10 | RIM BC Ratio | 0 | 0 | 0 | 0 | 0 | 0 | 0 | 0 | 0 | 0 | 0 | 0 | 0 | 0 | 0 | 0 | 0 | 0 | 0 | 0 | 0 | 0 | 0 | 0 | 0 | 0 | 0 | 0 | 0 | 0 | 0
F0_Commercial_Office_Existing_Food Preparation_Natural Gas_Griddle_E0 | F0 | Commercial | Office | Existing | Food Preparation | Natural Gas | Griddle | E0 | Economic Unit | ENERGY STAR | ENERGY STAR | ENERGY STAR | ENERGY STAR | ENERGY STAR | ENERGY STAR | ENERGY STAR | ENERGY STAR | ENERGY STAR | ENERGY STAR | ENERGY STAR | ENERGY STAR | ENERGY STAR | ENERGY STAR | ENERGY STAR | ENERGY STAR | ENERGY STAR | ENERGY STAR | ENERGY STAR | ENERGY STAR | ENERGY STAR | ENERGY STAR | ENERGY STAR | Standard | Standard | Standard | Standard | Standard | Standard | Standard | Standard
F1_Commercial_Office_Existing_Food Preparation_Natural Gas_Griddle_E1 | F1 | Commercial | Office | Existing | Food Preparation | Natural Gas | Griddle | E1 | CCE | 0 | 0 | 0 | 0 | 0 | 0 | 0 | 0 | 0 | 0 | 0 | 0 | 0 | 0 | 0 | 0 | 0 | 0 | 0 | 0 | 0 | 0 | 0 | 0 | 0 | 0 | 0 | 0 | 0 | 0 | 0
F1_Commercial_Office_Existing_Food Preparation_Natural Gas_Griddle_E2 | F1 | Commercial | Office | Existing | Food Preparation | Natural Gas | Griddle | E2 | CCE | 0.005722 | 0.0055009 | 0.0055271 | 0.0055849 | 0.0055849 | 0.0055849 | 0.0055849 | 0.0055849 | 0.0055849 | 0.0055849 | 0.0055849 | 0.0055849 | 0.0055849 | 0.0055849 | 0.0055849 | 0.0055849 | 0.0055849 | 0.0055849 | 0.0055849 | 0.0055849 | 0.0055849 | 0.0055849 | 0.0055849 | 0.0055849 | 0.0055849 | 0.0055849 | 0.0055849 | 0.0055849 | 0.0055849 | 0.0055849 | 0.0055849
F1_Commercial_Office_Existing_Food Preparation_Natural Gas_Griddle_E3 | F1 | Commercial | Office | Existing | Food Preparation | Natural Gas | Griddle | E3 | CCE | 0 | 0 | 0 | 0 | 0 | 0 | 0 | 0 | 0 | 0 | 0 | 0 | 0 | 0 | 0 | 0 | 0 | 0 | 0 | 0 | 0 | 0 | 0 | 0 | 0 | 0 | 0 | 0 | 0 | 0 | 0
F1_Commercial_Office_Existing_Food Preparation_Natural Gas_Griddle_E4 | F1 | Commercial | Office | Existing | Food Preparation | Natural Gas | Griddle | E4 | CCE | 0 | 0 | 0 | 0 | 0 | 0 | 0 | 0 | 0 | 0 | 0 | 0 | 0 | 0 | 0 | 0 | 0 | 0 | 0 | 0 | 0 | 0 | 0 | 0 | 0 | 0 | 0 | 0 | 0 | 0 | 0
F1_Commercial_Office_Existing_Food Preparation_Natural Gas_Griddle_E5 | F1 | Commercial | Office | Existing | Food Preparation | Natural Gas | Griddle | E5 | CCE | 0 | 0 | 0 | 0 | 0 | 0 | 0 | 0 | 0 | 0 | 0 | 0 | 0 | 0 | 0 | 0 | 0 | 0 | 0 | 0 | 0 | 0 | 0 | 0 | 0 | 0 | 0 | 0 | 0 | 0 | 0
F1_Commercial_Office_Existing_Food Preparation_Natural Gas_Griddle_E6 | F1 | Commercial | Office | Existing | Food Preparation | Natural Gas | Griddle | E6 | CCE | 0 | 0 | 0 | 0 | 0 | 0 | 0 | 0 | 0 | 0 | 0 | 0 | 0 | 0 | 0 | 0 | 0 | 0 | 0 | 0 | 0 | 0 | 0 | 0 | 0 | 0 | 0 | 0 | 0 | 0 | 0
F1_Commercial_Office_Existing_Food Preparation_Natural Gas_Griddle_E7 | F1 | Commercial | Office | Existing | Food Preparation | Natural Gas | Griddle | E7 | CCE | 0 | 0 | 0 | 0 | 0 | 0 | 0 | 0 | 0 | 0 | 0 | 0 | 0 | 0 | 0 | 0 | 0 | 0 | 0 | 0 | 0 | 0 | 0 | 0 | 0 | 0 | 0 | 0 | 0 | 0 | 0
F1_Commercial_Office_Existing_Food Preparation_Natural Gas_Griddle_E8 | F1 | Commercial | Office | Existing | Food Preparation | Natural Gas | Griddle | E8 | CCE | 0 | 0 | 0 | 0 | 0 | 0 | 0 | 0 | 0 | 0 | 0 | 0 | 0 | 0 | 0 | 0 | 0 | 0 | 0 | 0 | 0 | 0 | 0 | 0 | 0 | 0 | 0 | 0 | 0 | 0 | 0
F1_Commercial_Office_Existing_Food Preparation_Natural Gas_Griddle_E9 | F1 | Commercial | Office | Existing | Food Preparation | Natural Gas | Griddle | E9 | CCE | 0 | 0 | 0 | 0 | 0 | 0 | 0 | 0 | 0 | 0 | 0 | 0 | 0 | 0 | 0 | 0 | 0 | 0 | 0 | 0 | 0 | 0 | 0 | 0 | 0 | 0 | 0 | 0 | 0 | 0 | 0
F1_Commercial_Office_Existing_Food Preparation_Natural Gas_Griddle_E10 | F1 | Commercial | Office | Existing | Food Preparation | Natural Gas | Griddle | E10 | CCE | 0 | 0 | 0 | 0 | 0 | 0 | 0 | 0 | 0 | 0 | 0 | 0 | 0 | 0 | 0 | 0 | 0 | 0 | 0 | 0 | 0 | 0 | 0 | 0 | 0 | 0 | 0 | 0 | 0 | 0 | 0
F2_Commercial_Office_Existing_Food Preparation_Natural Gas_Griddle_E1 | F2 | Commercial | Office | Existing | Food Preparation | Natural Gas | Griddle | E1 | TRC BC Ratio | 0.9 | 0.9 | 0.9 | 0.9 | 0.9 | 0.9 | 0.9 | 0.9 | 0.9 | 0.9 | 0.9 | 0.9 | 0.9 | 0.9 | 0.9 | 0.9 | 0.9 | 0.9 | 0.9 | 0.9 | 0.9 | 0.9 | 0.9 | 0.9 | 0.9 | 0.9 | 0.9 | 0.9 | 0.9 | 0.9 | 0.9
F2_Commercial_Office_Existing_Food Preparation_Natural Gas_Griddle_E2 | F2 | Commercial | Office | Existing | Food Preparation | Natural Gas | Griddle | E2 | TRC BC Ratio | 1.796 | 1.8237 | 1.8438 | 1.8336 | 1.8354 | 1.73 | 1.6428 | 1.5942 | 1.574 | 1.6323 | 1.7089 | 1.789 | 1.643 | 1.7404 | 1.7464 | 1.7377 | 1.7393 | 1.7446 | 1.7113 | 1.7314 | 1.745 | 1.764 | 1.7886 | 0.89704 | 0.87953 | 0.86307 | 0.84752 | 0.83272 | 0.81854 | 0.80489 | 0.79167
F2_Commercial_Office_Existing_Food Preparation_Natural Gas_Griddle_E3 | F2 | Commercial | Office | Existing | Food Preparation | Natural Gas | Griddle | E3 | TRC BC Ratio | 0 | 0 | 0 | 0 | 0 | 0 | 0 | 0 | 0 | 0 | 0 | 0 | 0 | 0 | 0 | 0 | 0 | 0 | 0 | 0 | 0 | 0 | 0 | 0 | 0 | 0 | 0 | 0 | 0 | 0 | 0
F2_Commercial_Office_Existing_Food Preparation_Natural Gas_Griddle_E4 | F2 | Commercial | Office | Existing | Food Preparation | Natural Gas | Griddle | E4 | TRC BC Ratio | 0 | 0 | 0 | 0 | 0 | 0 | 0 | 0 | 0 | 0 | 0 | 0 | 0 | 0 | 0 | 0 | 0 | 0 | 0 | 0 | 0 | 0 | 0 | 0 | 0 | 0 | 0 | 0 | 0 | 0 | 0
F2_Commercial_Office_Existing_Food Preparation_Natural Gas_Griddle_E5 | F2 | Commercial | Office | Existing | Food Preparation | Natural Gas | Griddle | E5 | TRC BC Ratio | 0 | 0 | 0 | 0 | 0 | 0 | 0 | 0 | 0 | 0 | 0 | 0 | 0 | 0 | 0 | 0 | 0 | 0 | 0 | 0 | 0 | 0 | 0 | 0 | 0 | 0 | 0 | 0 | 0 | 0 | 0
F2_Commercial_Office_Existing_Food Preparation_Natural Gas_Griddle_E6 | F2 | Commercial | Office | Existing | Food Preparation | Natural Gas | Griddle | E6 | TRC BC Ratio | 0 | 0 | 0 | 0 | 0 | 0 | 0 | 0 | 0 | 0 | 0 | 0 | 0 | 0 | 0 | 0 | 0 | 0 | 0 | 0 | 0 | 0 | 0 | 0 | 0 | 0 | 0 | 0 | 0 | 0 | 0
F2_Commercial_Office_Existing_Food Preparation_Natural Gas_Griddle_E7 | F2 | Commercial | Office | Existing | Food Preparation | Natural Gas | Griddle | E7 | TRC BC Ratio | 0 | 0 | 0 | 0 | 0 | 0 | 0 | 0 | 0 | 0 | 0 | 0 | 0 | 0 | 0 | 0 | 0 | 0 | 0 | 0 | 0 | 0 | 0 | 0 | 0 | 0 | 0 | 0 | 0 | 0 | 0
F2_Commercial_Office_Existing_Food Preparation_Natural Gas_Griddle_E8 | F2 | Commercial | Office | Existing | Food Preparation | Natural Gas | Griddle | E8 | TRC BC Ratio | 0 | 0 | 0 | 0 | 0 | 0 | 0 | 0 | 0 | 0 | 0 | 0 | 0 | 0 | 0 | 0 | 0 | 0 | 0 | 0 | 0 | 0 | 0 | 0 | 0 | 0 | 0 | 0 | 0 | 0 | 0
F2_Commercial_Office_Existing_Food Preparation_Natural Gas_Griddle_E9 | F2 | Commercial | Office | Existing | Food Preparation | Natural Gas | Griddle | E9 | TRC BC Ratio | 0 | 0 | 0 | 0 | 0 | 0 | 0 | 0 | 0 | 0 | 0 | 0 | 0 | 0 | 0 | 0 | 0 | 0 | 0 | 0 | 0 | 0 | 0 | 0 | 0 | 0 | 0 | 0 | 0 | 0 | 0
F2_Commercial_Office_Existing_Food Preparation_Natural Gas_Griddle_E10 | F2 | Commercial | Office | Existing | Food Preparation | Natural Gas | Griddle | E10 | TRC BC Ratio | 0 | 0 | 0 | 0 | 0 | 0 | 0 | 0 | 0 | 0 | 0 | 0 | 0 | 0 | 0 | 0 | 0 | 0 | 0 | 0 | 0 | 0 | 0 | 0 | 0 | 0 | 0 | 0 | 0 | 0 | 0
F3_Commercial_Office_Existing_Food Preparation_Natural Gas_Griddle_E1 | F3 | Commercial | Office | Existing | Food Preparation | Natural Gas | Griddle | E1 | PACT BC Ratio | 0.9 | 0.9 | 0.9 | 0.9 | 0.9 | 0.9 | 0.9 | 0.9 | 0.9 | 0.9 | 0.9 | 0.9 | 0.9 | 0.9 | 0.9 | 0.9 | 0.9 | 0.9 | 0.9 | 0.9 | 0.9 | 0.9 | 0.9 | 0.9 | 0.9 | 0.9 | 0.9 | 0.9 | 0.9 | 0.9 | 0.9
F3_Commercial_Office_Existing_Food Preparation_Natural Gas_Griddle_E2 | F3 | Commercial | Office | Existing | Food Preparation | Natural Gas | Griddle | E2 | PACT BC Ratio | 1.796 | 1.8237 | 1.8438 | 1.8336 | 1.8354 | 1.73 | 1.6428 | 1.5942 | 1.574 | 1.6323 | 1.7089 | 1.789 | 1.643 | 1.7404 | 1.7464 | 1.7377 | 1.7393 | 1.7446 | 1.7113 | 1.7314 | 1.745 | 1.764 | 1.7886 | 0.89704 | 0.87953 | 0.86307 | 0.84752 | 0.83272 | 0.81854 | 0.80489 | 0.79167
F3_Commercial_Office_Existing_Food Preparation_Natural Gas_Griddle_E3 | F3 | Commercial | Office | Existing | Food Preparation | Natural Gas | Griddle | E3 | PACT BC Ratio | 0 | 0 | 0 | 0 | 0 | 0 | 0 | 0 | 0 | 0 | 0 | 0 | 0 | 0 | 0 | 0 | 0 | 0 | 0 | 0 | 0 | 0 | 0 | 0 | 0 | 0 | 0 | 0 | 0 | 0 | 0
F3_Commercial_Office_Existing_Food Preparation_Natural Gas_Griddle_E4 | F3 | Commercial | Office | Existing | Food Preparation | Natural Gas | Griddle | E4 | PACT BC Ratio | 0 | 0 | 0 | 0 | 0 | 0 | 0 | 0 | 0 | 0 | 0 | 0 | 0 | 0 | 0 | 0 | 0 | 0 | 0 | 0 | 0 | 0 | 0 | 0 | 0 | 0 | 0 | 0 | 0 | 0 | 0
F3_Commercial_Office_Existing_Food Preparation_Natural Gas_Griddle_E5 | F3 | Commercial | Office | Existing | Food Preparation | Natural Gas | Griddle | E5 | PACT BC Ratio | 0 | 0 | 0 | 0 | 0 | 0 | 0 | 0 | 0 | 0 | 0 | 0 | 0 | 0 | 0 | 0 | 0 | 0 | 0 | 0 | 0 | 0 | 0 | 0 | 0 | 0 | 0 | 0 | 0 | 0 | 0
F3_Commercial_Office_Existing_Food Preparation_Natural Gas_Griddle_E6 | F3 | Commercial | Office | Existing | Food Preparation | Natural Gas | Griddle | E6 | PACT BC Ratio | 0 | 0 | 0 | 0 | 0 | 0 | 0 | 0 | 0 | 0 | 0 | 0 | 0 | 0 | 0 | 0 | 0 | 0 | 0 | 0 | 0 | 0 | 0 | 0 | 0 | 0 | 0 | 0 | 0 | 0 | 0
F3_Commercial_Office_Existing_Food Preparation_Natural Gas_Griddle_E7 | F3 | Commercial | Office | Existing | Food Preparation | Natural Gas | Griddle | E7 | PACT BC Ratio | 0 | 0 | 0 | 0 | 0 | 0 | 0 | 0 | 0 | 0 | 0 | 0 | 0 | 0 | 0 | 0 | 0 | 0 | 0 | 0 | 0 | 0 | 0 | 0 | 0 | 0 | 0 | 0 | 0 | 0 | 0
F3_Commercial_Office_Existing_Food Preparation_Natural Gas_Griddle_E8 | F3 | Commercial | Office | Existing | Food Preparation | Natural Gas | Griddle | E8 | PACT BC Ratio | 0 | 0 | 0 | 0 | 0 | 0 | 0 | 0 | 0 | 0 | 0 | 0 | 0 | 0 | 0 | 0 | 0 | 0 | 0 | 0 | 0 | 0 | 0 | 0 | 0 | 0 | 0 | 0 | 0 | 0 | 0
F3_Commercial_Office_Existing_Food Preparation_Natural Gas_Griddle_E9 | F3 | Commercial | Office | Existing | Food Preparation | Natural Gas | Griddle | E9 | PACT BC Ratio | 0 | 0 | 0 | 0 | 0 | 0 | 0 | 0 | 0 | 0 | 0 | 0 | 0 | 0 | 0 | 0 | 0 | 0 | 0 | 0 | 0 | 0 | 0 | 0 | 0 | 0 | 0 | 0 | 0 | 0 | 0
F3_Commercial_Office_Existing_Food Preparation_Natural Gas_Griddle_E10 | F3 | Commercial | Office | Existing | Food Preparation | Natural Gas | Griddle | E10 | PACT BC Ratio | 0 | 0 | 0 | 0 | 0 | 0 | 0 | 0 | 0 | 0 | 0 | 0 | 0 | 0 | 0 | 0 | 0 | 0 | 0 | 0 | 0 | 0 | 0 | 0 | 0 | 0 | 0 | 0 | 0 | 0 | 0
F4_Commercial_Office_Existing_Food Preparation_Natural Gas_Griddle_E1 | F4 | Commercial | Office | Existing | Food Preparation | Natural Gas | Griddle | E1 | PCT BC Ratio | 0.9 | 0.9 | 0.9 | 0.9 | 0.9 | 0.9 | 0.9 | 0.9 | 0.9 | 0.9 | 0.9 | 0.9 | 0.9 | 0.9 | 0.9 | 0.9 | 0.9 | 0.9 | 0.9 | 0.9 | 0.9 | 0.9 | 0.9 | 0.9 | 0.9 | 0.9 | 0.9 | 0.9 | 0.9 | 0.9 | 0.9
F4_Commercial_Office_Existing_Food Preparation_Natural Gas_Griddle_E2 | F4 | Commercial | Office | Existing | Food Preparation | Natural Gas | Griddle | E2 | PCT BC Ratio | 5.5186 | 5.5883 | 5.639 | 5.6131 | 5.6178 | 5.3526 | 5.1333 | 5.0108 | 4.96 | 5.1068 | 5.2995 | 5.501 | 5.1337 | 5.3789 | 5.3938 | 5.3719 | 5.3759 | 5.3893 | 5.3055 | 5.3561 | 5.3902 | 5.4382 | 5.5 | 3.2569 | 3.2128 | 3.1714 | 3.1323 | 3.0951 | 3.0594 | 3.0251 | 2.9918
F4_Commercial_Office_Existing_Food Preparation_Natural Gas_Griddle_E3 | F4 | Commercial | Office | Existing | Food Preparation | Natural Gas | Griddle | E3 | PCT BC Ratio | 0 | 0 | 0 | 0 | 0 | 0 | 0 | 0 | 0 | 0 | 0 | 0 | 0 | 0 | 0 | 0 | 0 | 0 | 0 | 0 | 0 | 0 | 0 | 0 | 0 | 0 | 0 | 0 | 0 | 0 | 0
F4_Commercial_Office_Existing_Food Preparation_Natural Gas_Griddle_E4 | F4 | Commercial | Office | Existing | Food Preparation | Natural Gas | Griddle | E4 | PCT BC Ratio | 0 | 0 | 0 | 0 | 0 | 0 | 0 | 0 | 0 | 0 | 0 | 0 | 0 | 0 | 0 | 0 | 0 | 0 | 0 | 0 | 0 | 0 | 0 | 0 | 0 | 0 | 0 | 0 | 0 | 0 | 0
F4_Commercial_Office_Existing_Food Preparation_Natural Gas_Griddle_E5 | F4 | Commercial | Office | Existing | Food Preparation | Natural Gas | Griddle | E5 | PCT BC Ratio | 0 | 0 | 0 | 0 | 0 | 0 | 0 | 0 | 0 | 0 | 0 | 0 | 0 | 0 | 0 | 0 | 0 | 0 | 0 | 0 | 0 | 0 | 0 | 0 | 0 | 0 | 0 | 0 | 0 | 0 | 0
F4_Commercial_Office_Existing_Food Preparation_Natural Gas_Griddle_E6 | F4 | Commercial | Office | Existing | Food Preparation | Natural Gas | Griddle | E6 | PCT BC Ratio | 0 | 0 | 0 | 0 | 0 | 0 | 0 | 0 | 0 | 0 | 0 | 0 | 0 | 0 | 0 | 0 | 0 | 0 | 0 | 0 | 0 | 0 | 0 | 0 | 0 | 0 | 0 | 0 | 0 | 0 | 0
F4_Commercial_Office_Existing_Food Preparation_Natural Gas_Griddle_E7 | F4 | Commercial | Office | Existing | Food Preparation | Natural Gas | Griddle | E7 | PCT BC Ratio | 0 | 0 | 0 | 0 | 0 | 0 | 0 | 0 | 0 | 0 | 0 | 0 | 0 | 0 | 0 | 0 | 0 | 0 | 0 | 0 | 0 | 0 | 0 | 0 | 0 | 0 | 0 | 0 | 0 | 0 | 0
F4_Commercial_Office_Existing_Food Preparation_Natural Gas_Griddle_E8 | F4 | Commercial | Office | Existing | Food Preparation | Natural Gas | Griddle | E8 | PCT BC Ratio | 0 | 0 | 0 | 0 | 0 | 0 | 0 | 0 | 0 | 0 | 0 | 0 | 0 | 0 | 0 | 0 | 0 | 0 | 0 | 0 | 0 | 0 | 0 | 0 | 0 | 0 | 0 | 0 | 0 | 0 | 0
F4_Commercial_Office_Existing_Food Preparation_Natural Gas_Griddle_E9 | F4 | Commercial | Office | Existing | Food Preparation | Natural Gas | Griddle | E9 | PCT BC Ratio | 0 | 0 | 0 | 0 | 0 | 0 | 0 | 0 | 0 | 0 | 0 | 0 | 0 | 0 | 0 | 0 | 0 | 0 | 0 | 0 | 0 | 0 | 0 | 0 | 0 | 0 | 0 | 0 | 0 | 0 | 0
F4_Commercial_Office_Existing_Food Preparation_Natural Gas_Griddle_E10 | F4 | Commercial | Office | Existing | Food Preparation | Natural Gas | Griddle | E10 | PCT BC Ratio | 0 | 0 | 0 | 0 | 0 | 0 | 0 | 0 | 0 | 0 | 0 | 0 | 0 | 0 | 0 | 0 | 0 | 0 | 0 | 0 | 0 | 0 | 0 | 0 | 0 | 0 | 0 | 0 | 0 | 0 | 0
F5_Commercial_Office_Existing_Food Preparation_Natural Gas_Griddle_E1 | F5 | Commercial | Office | Existing | Food Preparation | Natural Gas | Griddle | E1 | RIM BC Ratio | 0.9 | 0.9 | 0.9 | 0.9 | 0.9 | 0.9 | 0.9 | 0.9 | 0.9 | 0.9 | 0.9 | 0.9 | 0.9 | 0.9 | 0.9 | 0.9 | 0.9 | 0.9 | 0.9 | 0.9 | 0.9 | 0.9 | 0.9 | 0.9 | 0.9 | 0.9 | 0.9 | 0.9 | 0.9 | 0.9 | 0.9
F5_Commercial_Office_Existing_Food Preparation_Natural Gas_Griddle_E2 | F5 | Commercial | Office | Existing | Food Preparation | Natural Gas | Griddle | E2 | RIM BC Ratio | 0.56985 | 0.57261 | 0.57458 | 0.57358 | 0.57376 | 0.56303 | 0.55347 | 0.54784 | 0.54543 | 0.55227 | 0.56078 | 0.56914 | 0.55349 | 0.56413 | 0.56476 | 0.56384 | 0.56401 | 0.56457 | 0.56103 | 0.56318 | 0.56461 | 0.56659 | 0.5691 | 0.43237 | 0.42826 | 0.42432 | 0.42052 | 0.41685 | 0.41327 | 0.40976 | 0.4063
F5_Commercial_Office_Existing_Food Preparation_Natural Gas_Griddle_E3 | F5 | Commercial | Office | Existing | Food Preparation | Natural Gas | Griddle | E3 | RIM BC Ratio | 0 | 0 | 0 | 0 | 0 | 0 | 0 | 0 | 0 | 0 | 0 | 0 | 0 | 0 | 0 | 0 | 0 | 0 | 0 | 0 | 0 | 0 | 0 | 0 | 0 | 0 | 0 | 0 | 0 | 0 | 0
F5_Commercial_Office_Existing_Food Preparation_Natural Gas_Griddle_E4 | F5 | Commercial | Office | Existing | Food Preparation | Natural Gas | Griddle | E4 | RIM BC Ratio | 0 | 0 | 0 | 0 | 0 | 0 | 0 | 0 | 0 | 0 | 0 | 0 | 0 | 0 | 0 | 0 | 0 | 0 | 0 | 0 | 0 | 0 | 0 | 0 | 0 | 0 | 0 | 0 | 0 | 0 | 0
F5_Commercial_Office_Existing_Food Preparation_Natural Gas_Griddle_E5 | F5 | Commercial | Office | Existing | Food Preparation | Natural Gas | Griddle | E5 | RIM BC Ratio | 0 | 0 | 0 | 0 | 0 | 0 | 0 | 0 | 0 | 0 | 0 | 0 | 0 | 0 | 0 | 0 | 0 | 0 | 0 | 0 | 0 | 0 | 0 | 0 | 0 | 0 | 0 | 0 | 0 | 0 | 0
F5_Commercial_Office_Existing_Food Preparation_Natural Gas_Griddle_E6 | F5 | Commercial | Office | Existing | Food Preparation | Natural Gas | Griddle | E6 | RIM BC Ratio | 0 | 0 | 0 | 0 | 0 | 0 | 0 | 0 | 0 | 0 | 0 | 0 | 0 | 0 | 0 | 0 | 0 | 0 | 0 | 0 | 0 | 0 | 0 | 0 | 0 | 0 | 0 | 0 | 0 | 0 | 0
F5_Commercial_Office_Existing_Food Preparation_Natural Gas_Griddle_E7 | F5 | Commercial | Office | Existing | Food Preparation | Natural Gas | Griddle | E7 | RIM BC Ratio | 0 | 0 | 0 | 0 | 0 | 0 | 0 | 0 | 0 | 0 | 0 | 0 | 0 | 0 | 0 | 0 | 0 | 0 | 0 | 0 | 0 | 0 | 0 | 0 | 0 | 0 | 0 | 0 | 0 | 0 | 0
F5_Commercial_Office_Existing_Food Preparation_Natural Gas_Griddle_E8 | F5 | Commercial | Office | Existing | Food Preparation | Natural Gas | Griddle | E8 | RIM BC Ratio | 0 | 0 | 0 | 0 | 0 | 0 | 0 | 0 | 0 | 0 | 0 | 0 | 0 | 0 | 0 | 0 | 0 | 0 | 0 | 0 | 0 | 0 | 0 | 0 | 0 | 0 | 0 | 0 | 0 | 0 | 0
F5_Commercial_Office_Existing_Food Preparation_Natural Gas_Griddle_E9 | F5 | Commercial | Office | Existing | Food Preparation | Natural Gas | Griddle | E9 | RIM BC Ratio | 0 | 0 | 0 | 0 | 0 | 0 | 0 | 0 | 0 | 0 | 0 | 0 | 0 | 0 | 0 | 0 | 0 | 0 | 0 | 0 | 0 | 0 | 0 | 0 | 0 | 0 | 0 | 0 | 0 | 0 | 0
F5_Commercial_Office_Existing_Food Preparation_Natural Gas_Griddle_E10 | F5 | Commercial | Office | Existing | Food Preparation | Natural Gas | Griddle | E10 | RIM BC Ratio | 0 | 0 | 0 | 0 | 0 | 0 | 0 | 0 | 0 | 0 | 0 | 0 | 0 | 0 | 0 | 0 | 0 | 0 | 0 | 0 | 0 | 0 | 0 | 0 | 0 | 0 | 0 | 0 | 0 | 0 | 0
F0_Commercial_Office_Existing_Food Preparation_Natural Gas_Range_E0 | F0 | Commercial | Office | Existing | Food Preparation | Natural Gas | Range | E0 | Economic Unit | High Efficiency | High Efficiency | High Efficiency | High Efficiency | High Efficiency | High Efficiency | High Efficiency | High Efficiency | High Efficiency | High Efficiency | High Efficiency | High Efficiency | High Efficiency | High Efficiency | High Efficiency | High Efficiency | High Efficiency | High Efficiency | High Efficiency | High Efficiency | High Efficiency | High Efficiency | High Efficiency | High Efficiency | High Efficiency | High Efficiency | High Efficiency | High Efficiency | High Efficiency | High Efficiency | High Efficiency
F1_Commercial_Office_Existing_Food Preparation_Natural Gas_Range_E1 | F1 | Commercial | Office | Existing | Food Preparation | Natural Gas | Range | E1 | CCE | 0 | 0 | 0 | 0 | 0 | 0 | 0 | 0 | 0 | 0 | 0 | 0 | 0 | 0 | 0 | 0 | 0 | 0 | 0 | 0 | 0 | 0 | 0 | 0 | 0 | 0 | 0 | 0 | 0 | 0 | 0
F1_Commercial_Office_Existing_Food Preparation_Natural Gas_Range_E2 | F1 | Commercial | Office | Existing | Food Preparation | Natural Gas | Range | E2 | CCE | 9.6499e-06 | 9.277e-06 | 9.3212e-06 | 9.4186e-06 | 9.4186e-06 | 9.4186e-06 | 9.4186e-06 | 9.4186e-06 | 9.4186e-06 | 9.4186e-06 | 9.4186e-06 | 9.4186e-06 | 9.4186e-06 | 9.4186e-06 | 9.4186e-06 | 9.4186e-06 | 9.4186e-06 | 9.4186e-06 | 9.4186e-06 | 9.4186e-06 | 9.4186e-06 | 9.4186e-06 | 9.4186e-06 | 9.4186e-06 | 9.4186e-06 | 9.4186e-06 | 9.4186e-06 | 9.4186e-06 | 9.4186e-06 | 9.4186e-06 | 9.4186e-06
F1_Commercial_Office_Existing_Food Preparation_Natural Gas_Range_E3 | F1 | Commercial | Office | Existing | Food Preparation | Natural Gas | Range | E3 | CCE | 0 | 0 | 0 | 0 | 0 | 0 | 0 | 0 | 0 | 0 | 0 | 0 | 0 | 0 | 0 | 0 | 0 | 0 | 0 | 0 | 0 | 0 | 0 | 0 | 0 | 0 | 0 | 0 | 0 | 0 | 0
F1_Commercial_Office_Existing_Food Preparation_Natural Gas_Range_E4 | F1 | Commercial | Office | Existing | Food Preparation | Natural Gas | Range | E4 | CCE | 0 | 0 | 0 | 0 | 0 | 0 | 0 | 0 | 0 | 0 | 0 | 0 | 0 | 0 | 0 | 0 | 0 | 0 | 0 | 0 | 0 | 0 | 0 | 0 | 0 | 0 | 0 | 0 | 0 | 0 | 0
F1_Commercial_Office_Existing_Food Preparation_Natural Gas_Range_E5 | F1 | Commercial | Office | Existing | Food Preparation | Natural Gas | Range | E5 | CCE | 0 | 0 | 0 | 0 | 0 | 0 | 0 | 0 | 0 | 0 | 0 | 0 | 0 | 0 | 0 | 0 | 0 | 0 | 0 | 0 | 0 | 0 | 0 | 0 | 0 | 0 | 0 | 0 | 0 | 0 | 0
F1_Commercial_Office_Existing_Food Preparation_Natural Gas_Range_E6 | F1 | Commercial | Office | Existing | Food Preparation | Natural Gas | Range | E6 | CCE | 0 | 0 | 0 | 0 | 0 | 0 | 0 | 0 | 0 | 0 | 0 | 0 | 0 | 0 | 0 | 0 | 0 | 0 | 0 | 0 | 0 | 0 | 0 | 0 | 0 | 0 | 0 | 0 | 0 | 0 | 0
F1_Commercial_Office_Existing_Food Preparation_Natural Gas_Range_E7 | F1 | Commercial | Office | Existing | Food Preparation | Natural Gas | Range | E7 | CCE | 0 | 0 | 0 | 0 | 0 | 0 | 0 | 0 | 0 | 0 | 0 | 0 | 0 | 0 | 0 | 0 | 0 | 0 | 0 | 0 | 0 | 0 | 0 | 0 | 0 | 0 | 0 | 0 | 0 | 0 | 0
F1_Commercial_Office_Existing_Food Preparation_Natural Gas_Range_E8 | F1 | Commercial | Office | Existing | Food Preparation | Natural Gas | Range | E8 | CCE | 0 | 0 | 0 | 0 | 0 | 0 | 0 | 0 | 0 | 0 | 0 | 0 | 0 | 0 | 0 | 0 | 0 | 0 | 0 | 0 | 0 | 0 | 0 | 0 | 0 | 0 | 0 | 0 | 0 | 0 | 0
F1_Commercial_Office_Existing_Food Preparation_Natural Gas_Range_E9 | F1 | Commercial | Office | Existing | Food Preparation | Natural Gas | Range | E9 | CCE | 0 | 0 | 0 | 0 | 0 | 0 | 0 | 0 | 0 | 0 | 0 | 0 | 0 | 0 | 0 | 0 | 0 | 0 | 0 | 0 | 0 | 0 | 0 | 0 | 0 | 0 | 0 | 0 | 0 | 0 | 0
F1_Commercial_Office_Existing_Food Preparation_Natural Gas_Range_E10 | F1 | Commercial | Office | Existing | Food Preparation | Natural Gas | Range | E10 | CCE | 0 | 0 | 0 | 0 | 0 | 0 | 0 | 0 | 0 | 0 | 0 | 0 | 0 | 0 | 0 | 0 | 0 | 0 | 0 | 0 | 0 | 0 | 0 | 0 | 0 | 0 | 0 | 0 | 0 | 0 | 0
F2_Commercial_Office_Existing_Food Preparation_Natural Gas_Range_E1 | F2 | Commercial | Office | Existing | Food Preparation | Natural Gas | Range | E1 | TRC BC Ratio | 0.9 | 0.9 | 0.9 | 0.9 | 0.9 | 0.9 | 0.9 | 0.9 | 0.9 | 0.9 | 0.9 | 0.9 | 0.9 | 0.9 | 0.9 | 0.9 | 0.9 | 0.9 | 0.9 | 0.9 | 0.9 | 0.9 | 0.9 | 0.9 | 0.9 | 0.9 | 0.9 | 0.9 | 0.9 | 0.9 | 0.9
F2_Commercial_Office_Existing_Food Preparation_Natural Gas_Range_E2 | F2 | Commercial | Office | Existing | Food Preparation | Natural Gas | Range | E2 | TRC BC Ratio | 1057.5122 | 1078.4736 | 1093.4653 | 1109.7176 | 1133.061 | 1061.5651 | 1005.6887 | 976.305 | 965.7499 | 949.553 | 938.6219 | 988.3561 | 884.5366 | 945.4449 | 1023.6163 | 1099.6016 | 1102.4375 | 1107.7013 | 1086.5344 | 1101.6349 | 1112.2016 | 1126.4659 | 1144.3937 | 539.0652 | 528.311 | 518.2462 | 508.7709 | 499.7846 | 491.2032 | 482.9519 | 474.9797
F2_Commercial_Office_Existing_Food Preparation_Natural Gas_Range_E3 | F2 | Commercial | Office | Existing | Food Preparation | Natural Gas | Range | E3 | TRC BC Ratio | 0 | 0 | 0 | 0 | 0 | 0 | 0 | 0 | 0 | 0 | 0 | 0 | 0 | 0 | 0 | 0 | 0 | 0 | 0 | 0 | 0 | 0 | 0 | 0 | 0 | 0 | 0 | 0 | 0 | 0 | 0
F2_Commercial_Office_Existing_Food Preparation_Natural Gas_Range_E4 | F2 | Commercial | Office | Existing | Food Preparation | Natural Gas | Range | E4 | TRC BC Ratio | 0 | 0 | 0 | 0 | 0 | 0 | 0 | 0 | 0 | 0 | 0 | 0 | 0 | 0 | 0 | 0 | 0 | 0 | 0 | 0 | 0 | 0 | 0 | 0 | 0 | 0 | 0 | 0 | 0 | 0 | 0
F2_Commercial_Office_Existing_Food Preparation_Natural Gas_Range_E5 | F2 | Commercial | Office | Existing | Food Preparation | Natural Gas | Range | E5 | TRC BC Ratio | 0 | 0 | 0 | 0 | 0 | 0 | 0 | 0 | 0 | 0 | 0 | 0 | 0 | 0 | 0 | 0 | 0 | 0 | 0 | 0 | 0 | 0 | 0 | 0 | 0 | 0 | 0 | 0 | 0 | 0 | 0
F2_Commercial_Office_Existing_Food Preparation_Natural Gas_Range_E6 | F2 | Commercial | Office | Existing | Food Preparation | Natural Gas | Range | E6 | TRC BC Ratio | 0 | 0 | 0 | 0 | 0 | 0 | 0 | 0 | 0 | 0 | 0 | 0 | 0 | 0 | 0 | 0 | 0 | 0 | 0 | 0 | 0 | 0 | 0 | 0 | 0 | 0 | 0 | 0 | 0 | 0 | 0
F2_Commercial_Office_Existing_Food Preparation_Natural Gas_Range_E7 | F2 | Commercial | Office | Existing | Food Preparation | Natural Gas | Range | E7 | TRC BC Ratio | 0 | 0 | 0 | 0 | 0 | 0 | 0 | 0 | 0 | 0 | 0 | 0 | 0 | 0 | 0 | 0 | 0 | 0 | 0 | 0 | 0 | 0 | 0 | 0 | 0 | 0 | 0 | 0 | 0 | 0 | 0
F2_Commercial_Office_Existing_Food Preparation_Natural Gas_Range_E8 | F2 | Commercial | Office | Existing | Food Preparation | Natural Gas | Range | E8 | TRC BC Ratio | 0 | 0 | 0 | 0 | 0 | 0 | 0 | 0 | 0 | 0 | 0 | 0 | 0 | 0 | 0 | 0 | 0 | 0 | 0 | 0 | 0 | 0 | 0 | 0 | 0 | 0 | 0 | 0 | 0 | 0 | 0
F2_Commercial_Office_Existing_Food Preparation_Natural Gas_Range_E9 | F2 | Commercial | Office | Existing | Food Preparation | Natural Gas | Range | E9 | TRC BC Ratio | 0 | 0 | 0 | 0 | 0 | 0 | 0 | 0 | 0 | 0 | 0 | 0 | 0 | 0 | 0 | 0 | 0 | 0 | 0 | 0 | 0 | 0 | 0 | 0 | 0 | 0 | 0 | 0 | 0 | 0 | 0
F2_Commercial_Office_Existing_Food Preparation_Natural Gas_Range_E10 | F2 | Commercial | Office | Existing | Food Preparation | Natural Gas | Range | E10 | TRC BC Ratio | 0 | 0 | 0 | 0 | 0 | 0 | 0 | 0 | 0 | 0 | 0 | 0 | 0 | 0 | 0 | 0 | 0 | 0 | 0 | 0 | 0 | 0 | 0 | 0 | 0 | 0 | 0 | 0 | 0 | 0 | 0
F3_Commercial_Office_Existing_Food Preparation_Natural Gas_Range_E1 | F3 | Commercial | Office | Existing | Food Preparation | Natural Gas | Range | E1 | PACT BC Ratio | 0.9 | 0.9 | 0.9 | 0.9 | 0.9 | 0.9 | 0.9 | 0.9 | 0.9 | 0.9 | 0.9 | 0.9 | 0.9 | 0.9 | 0.9 | 0.9 | 0.9 | 0.9 | 0.9 | 0.9 | 0.9 | 0.9 | 0.9 | 0.9 | 0.9 | 0.9 | 0.9 | 0.9 | 0.9 | 0.9 | 0.9
F3_Commercial_Office_Existing_Food Preparation_Natural Gas_Range_E2 | F3 | Commercial | Office | Existing | Food Preparation | Natural Gas | Range | E2 | PACT BC Ratio | 1057.5122 | 1078.4736 | 1093.4653 | 1109.7176 | 1133.061 | 1061.5651 | 1005.6887 | 976.305 | 965.7499 | 949.553 | 938.6219 | 988.3561 | 884.5366 | 945.4449 | 1023.6163 | 1099.6016 | 1102.4375 | 1107.7013 | 1086.5344 | 1101.6349 | 1112.2016 | 1126.4659 | 1144.3937 | 539.0652 | 528.311 | 518.2462 | 508.7709 | 499.7846 | 491.2032 | 482.9519 | 474.9797
F3_Commercial_Office_Existing_Food Preparation_Natural Gas_Range_E3 | F3 | Commercial | Office | Existing | Food Preparation | Natural Gas | Range | E3 | PACT BC Ratio | 0 | 0 | 0 | 0 | 0 | 0 | 0 | 0 | 0 | 0 | 0 | 0 | 0 | 0 | 0 | 0 | 0 | 0 | 0 | 0 | 0 | 0 | 0 | 0 | 0 | 0 | 0 | 0 | 0 | 0 | 0
F3_Commercial_Office_Existing_Food Preparation_Natural Gas_Range_E4 | F3 | Commercial | Office | Existing | Food Preparation | Natural Gas | Range | E4 | PACT BC Ratio | 0 | 0 | 0 | 0 | 0 | 0 | 0 | 0 | 0 | 0 | 0 | 0 | 0 | 0 | 0 | 0 | 0 | 0 | 0 | 0 | 0 | 0 | 0 | 0 | 0 | 0 | 0 | 0 | 0 | 0 | 0
F3_Commercial_Office_Existing_Food Preparation_Natural Gas_Range_E5 | F3 | Commercial | Office | Existing | Food Preparation | Natural Gas | Range | E5 | PACT BC Ratio | 0 | 0 | 0 | 0 | 0 | 0 | 0 | 0 | 0 | 0 | 0 | 0 | 0 | 0 | 0 | 0 | 0 | 0 | 0 | 0 | 0 | 0 | 0 | 0 | 0 | 0 | 0 | 0 | 0 | 0 | 0
F3_Commercial_Office_Existing_Food Preparation_Natural Gas_Range_E6 | F3 | Commercial | Office | Existing | Food Preparation | Natural Gas | Range | E6 | PACT BC Ratio | 0 | 0 | 0 | 0 | 0 | 0 | 0 | 0 | 0 | 0 | 0 | 0 | 0 | 0 | 0 | 0 | 0 | 0 | 0 | 0 | 0 | 0 | 0 | 0 | 0 | 0 | 0 | 0 | 0 | 0 | 0
F3_Commercial_Office_Existing_Food Preparation_Natural Gas_Range_E7 | F3 | Commercial | Office | Existing | Food Preparation | Natural Gas | Range | E7 | PACT BC Ratio | 0 | 0 | 0 | 0 | 0 | 0 | 0 | 0 | 0 | 0 | 0 | 0 | 0 | 0 | 0 | 0 | 0 | 0 | 0 | 0 | 0 | 0 | 0 | 0 | 0 | 0 | 0 | 0 | 0 | 0 | 0
F3_Commercial_Office_Existing_Food Preparation_Natural Gas_Range_E8 | F3 | Commercial | Office | Existing | Food Preparation | Natural Gas | Range | E8 | PACT BC Ratio | 0 | 0 | 0 | 0 | 0 | 0 | 0 | 0 | 0 | 0 | 0 | 0 | 0 | 0 | 0 | 0 | 0 | 0 | 0 | 0 | 0 | 0 | 0 | 0 | 0 | 0 | 0 | 0 | 0 | 0 | 0
F3_Commercial_Office_Existing_Food Preparation_Natural Gas_Range_E9 | F3 | Commercial | Office | Existing | Food Preparation | Natural Gas | Range | E9 | PACT BC Ratio | 0 | 0 | 0 | 0 | 0 | 0 | 0 | 0 | 0 | 0 | 0 | 0 | 0 | 0 | 0 | 0 | 0 | 0 | 0 | 0 | 0 | 0 | 0 | 0 | 0 | 0 | 0 | 0 | 0 | 0 | 0
F3_Commercial_Office_Existing_Food Preparation_Natural Gas_Range_E10 | F3 | Commercial | Office | Existing | Food Preparation | Natural Gas | Range | E10 | PACT BC Ratio | 0 | 0 | 0 | 0 | 0 | 0 | 0 | 0 | 0 | 0 | 0 | 0 | 0 | 0 | 0 | 0 | 0 | 0 | 0 | 0 | 0 | 0 | 0 | 0 | 0 | 0 | 0 | 0 | 0 | 0 | 0
F4_Commercial_Office_Existing_Food Preparation_Natural Gas_Range_E1 | F4 | Commercial | Office | Existing | Food Preparation | Natural Gas | Range | E1 | PCT BC Ratio | 0.9 | 0.9 | 0.9 | 0.9 | 0.9 | 0.9 | 0.9 | 0.9 | 0.9 | 0.9 | 0.9 | 0.9 | 0.9 | 0.9 | 0.9 | 0.9 | 0.9 | 0.9 | 0.9 | 0.9 | 0.9 | 0.9 | 0.9 | 0.9 | 0.9 | 0.9 | 0.9 | 0.9 | 0.9 | 0.9 | 0.9
F4_Commercial_Office_Existing_Food Preparation_Natural Gas_Range_E2 | F4 | Commercial | Office | Existing | Food Preparation | Natural Gas | Range | E2 | PCT BC Ratio | 2661.6339 | 2714.3714 | 2752.0895 | 2792.9794 | 2851.7097 | 2671.8307 | 2531.2492 | 2457.3217 | 2430.7657 | 2390.0152 | 2362.5134 | 2487.6415 | 2226.4381 | 2379.6796 | 2576.3539 | 2767.528 | 2774.663 | 2787.9063 | 2734.6519 | 2772.6439 | 2799.2289 | 2835.117 | 2880.2223 | 1357.254 | 1330.197 | 1304.8747 | 1281.0353 | 1258.4265 | 1236.8363 | 1216.0765 | 1196.0188
F4_Commercial_Office_Existing_Food Preparation_Natural Gas_Range_E3 | F4 | Commercial | Office | Existing | Food Preparation | Natural Gas | Range | E3 | PCT BC Ratio | 0 | 0 | 0 | 0 | 0 | 0 | 0 | 0 | 0 | 0 | 0 | 0 | 0 | 0 | 0 | 0 | 0 | 0 | 0 | 0 | 0 | 0 | 0 | 0 | 0 | 0 | 0 | 0 | 0 | 0 | 0
F4_Commercial_Office_Existing_Food Preparation_Natural Gas_Range_E4 | F4 | Commercial | Office | Existing | Food Preparation | Natural Gas | Range | E4 | PCT BC Ratio | 0 | 0 | 0 | 0 | 0 | 0 | 0 | 0 | 0 | 0 | 0 | 0 | 0 | 0 | 0 | 0 | 0 | 0 | 0 | 0 | 0 | 0 | 0 | 0 | 0 | 0 | 0 | 0 | 0 | 0 | 0
F4_Commercial_Office_Existing_Food Preparation_Natural Gas_Range_E5 | F4 | Commercial | Office | Existing | Food Preparation | Natural Gas | Range | E5 | PCT BC Ratio | 0 | 0 | 0 | 0 | 0 | 0 | 0 | 0 | 0 | 0 | 0 | 0 | 0 | 0 | 0 | 0 | 0 | 0 | 0 | 0 | 0 | 0 | 0 | 0 | 0 | 0 | 0 | 0 | 0 | 0 | 0
F4_Commercial_Office_Existing_Food Preparation_Natural Gas_Range_E6 | F4 | Commercial | Office | Existing | Food Preparation | Natural Gas | Range | E6 | PCT BC Ratio | 0 | 0 | 0 | 0 | 0 | 0 | 0 | 0 | 0 | 0 | 0 | 0 | 0 | 0 | 0 | 0 | 0 | 0 | 0 | 0 | 0 | 0 | 0 | 0 | 0 | 0 | 0 | 0 | 0 | 0 | 0
F4_Commercial_Office_Existing_Food Preparation_Natural Gas_Range_E7 | F4 | Commercial | Office | Existing | Food Preparation | Natural Gas | Range | E7 | PCT BC Ratio | 0 | 0 | 0 | 0 | 0 | 0 | 0 | 0 | 0 | 0 | 0 | 0 | 0 | 0 | 0 | 0 | 0 | 0 | 0 | 0 | 0 | 0 | 0 | 0 | 0 | 0 | 0 | 0 | 0 | 0 | 0
F4_Commercial_Office_Existing_Food Preparation_Natural Gas_Range_E8 | F4 | Commercial | Office | Existing | Food Preparation | Natural Gas | Range | E8 | PCT BC Ratio | 0 | 0 | 0 | 0 | 0 | 0 | 0 | 0 | 0 | 0 | 0 | 0 | 0 | 0 | 0 | 0 | 0 | 0 | 0 | 0 | 0 | 0 | 0 | 0 | 0 | 0 | 0 | 0 | 0 | 0 | 0
F4_Commercial_Office_Existing_Food Preparation_Natural Gas_Range_E9 | F4 | Commercial | Office | Existing | Food Preparation | Natural Gas | Range | E9 | PCT BC Ratio | 0 | 0 | 0 | 0 | 0 | 0 | 0 | 0 | 0 | 0 | 0 | 0 | 0 | 0 | 0 | 0 | 0 | 0 | 0 | 0 | 0 | 0 | 0 | 0 | 0 | 0 | 0 | 0 | 0 | 0 | 0
F4_Commercial_Office_Existing_Food Preparation_Natural Gas_Range_E10 | F4 | Commercial | Office | Existing | Food Preparation | Natural Gas | Range | E10 | PCT BC Ratio | 0 | 0 | 0 | 0 | 0 | 0 | 0 | 0 | 0 | 0 | 0 | 0 | 0 | 0 | 0 | 0 | 0 | 0 | 0 | 0 | 0 | 0 | 0 | 0 | 0 | 0 | 0 | 0 | 0 | 0 | 0
F5_Commercial_Office_Existing_Food Preparation_Natural Gas_Range_E1 | F5 | Commercial | Office | Existing | Food Preparation | Natural Gas | Range | E1 | RIM BC Ratio | 0.9 | 0.9 | 0.9 | 0.9 | 0.9 | 0.9 | 0.9 | 0.9 | 0.9 | 0.9 | 0.9 | 0.9 | 0.9 | 0.9 | 0.9 | 0.9 | 0.9 | 0.9 | 0.9 | 0.9 | 0.9 | 0.9 | 0.9 | 0.9 | 0.9 | 0.9 | 0.9 | 0.9 | 0.9 | 0.9 | 0.9
F5_Commercial_Office_Existing_Food Preparation_Natural Gas_Range_E2 | F5 | Commercial | Office | Existing | Food Preparation | Natural Gas | Range | E2 | RIM BC Ratio | 0.83402 | 0.83403 | 0.83404 | 0.83405 | 0.83406 | 0.83402 | 0.83399 | 0.83397 | 0.83396 | 0.83395 | 0.83394 | 0.83397 | 0.83389 | 0.83394 | 0.834 | 0.83405 | 0.83405 | 0.83405 | 0.83404 | 0.83405 | 0.83405 | 0.83406 | 0.83407 | 0.83339 | 0.83336 | 0.83334 | 0.83331 | 0.83329 | 0.83326 | 0.83324 | 0.83321
F5_Commercial_Office_Existing_Food Preparation_Natural Gas_Range_E3 | F5 | Commercial | Office | Existing | Food Preparation | Natural Gas | Range | E3 | RIM BC Ratio | 0 | 0 | 0 | 0 | 0 | 0 | 0 | 0 | 0 | 0 | 0 | 0 | 0 | 0 | 0 | 0 | 0 | 0 | 0 | 0 | 0 | 0 | 0 | 0 | 0 | 0 | 0 | 0 | 0 | 0 | 0
F5_Commercial_Office_Existing_Food Preparation_Natural Gas_Range_E4 | F5 | Commercial | Office | Existing | Food Preparation | Natural Gas | Range | E4 | RIM BC Ratio | 0 | 0 | 0 | 0 | 0 | 0 | 0 | 0 | 0 | 0 | 0 | 0 | 0 | 0 | 0 | 0 | 0 | 0 | 0 | 0 | 0 | 0 | 0 | 0 | 0 | 0 | 0 | 0 | 0 | 0 | 0
F5_Commercial_Office_Existing_Food Preparation_Natural Gas_Range_E5 | F5 | Commercial | Office | Existing | Food Preparation | Natural Gas | Range | E5 | RIM BC Ratio | 0 | 0 | 0 | 0 | 0 | 0 | 0 | 0 | 0 | 0 | 0 | 0 | 0 | 0 | 0 | 0 | 0 | 0 | 0 | 0 | 0 | 0 | 0 | 0 | 0 | 0 | 0 | 0 | 0 | 0 | 0
F5_Commercial_Office_Existing_Food Preparation_Natural Gas_Range_E6 | F5 | Commercial | Office | Existing | Food Preparation | Natural Gas | Range | E6 | RIM BC Ratio | 0 | 0 | 0 | 0 | 0 | 0 | 0 | 0 | 0 | 0 | 0 | 0 | 0 | 0 | 0 | 0 | 0 | 0 | 0 | 0 | 0 | 0 | 0 | 0 | 0 | 0 | 0 | 0 | 0 | 0 | 0
F5_Commercial_Office_Existing_Food Preparation_Natural Gas_Range_E7 | F5 | Commercial | Office | Existing | Food Preparation | Natural Gas | Range | E7 | RIM BC Ratio | 0 | 0 | 0 | 0 | 0 | 0 | 0 | 0 | 0 | 0 | 0 | 0 | 0 | 0 | 0 | 0 | 0 | 0 | 0 | 0 | 0 | 0 | 0 | 0 | 0 | 0 | 0 | 0 | 0 | 0 | 0
F5_Commercial_Office_Existing_Food Preparation_Natural Gas_Range_E8 | F5 | Commercial | Office | Existing | Food Preparation | Natural Gas | Range | E8 | RIM BC Ratio | 0 | 0 | 0 | 0 | 0 | 0 | 0 | 0 | 0 | 0 | 0 | 0 | 0 | 0 | 0 | 0 | 0 | 0 | 0 | 0 | 0 | 0 | 0 | 0 | 0 | 0 | 0 | 0 | 0 | 0 | 0
F5_Commercial_Office_Existing_Food Preparation_Natural Gas_Range_E9 | F5 | Commercial | Office | Existing | Food Preparation | Natural Gas | Range | E9 | RIM BC Ratio | 0 | 0 | 0 | 0 | 0 | 0 | 0 | 0 | 0 | 0 | 0 | 0 | 0 | 0 | 0 | 0 | 0 | 0 | 0 | 0 | 0 | 0 | 0 | 0 | 0 | 0 | 0 | 0 | 0 | 0 | 0
F5_Commercial_Office_Existing_Food Preparation_Natural Gas_Range_E10 | F5 | Commercial | Office | Existing | Food Preparation | Natural Gas | Range | E10 | RIM BC Ratio | 0 | 0 | 0 | 0 | 0 | 0 | 0 | 0 | 0 | 0 | 0 | 0 | 0 | 0 | 0 | 0 | 0 | 0 | 0 | 0 | 0 | 0 | 0 | 0 | 0 | 0 | 0 | 0 | 0 | 0 | 0
F0_Commercial_Office_Existing_Food Preparation_Natural Gas_Steamer_E0 | F0 | Commercial | Office | Existing | Food Preparation | Natural Gas | Steamer | E0 | Economic Unit | ENERGY STAR | ENERGY STAR | ENERGY STAR | ENERGY STAR | ENERGY STAR | ENERGY STAR | ENERGY STAR | ENERGY STAR | ENERGY STAR | ENERGY STAR | ENERGY STAR | ENERGY STAR | ENERGY STAR | ENERGY STAR | ENERGY STAR | ENERGY STAR | ENERGY STAR | ENERGY STAR | ENERGY STAR | ENERGY STAR | ENERGY STAR | ENERGY STAR | ENERGY STAR | ENERGY STAR | ENERGY STAR | ENERGY STAR | ENERGY STAR | ENERGY STAR | ENERGY STAR | ENERGY STAR | ENERGY STAR
F1_Commercial_Office_Existing_Food Preparation_Natural Gas_Steamer_E1 | F1 | Commercial | Office | Existing | Food Preparation | Natural Gas | Steamer | E1 | CCE | 0 | 0 | 0 | 0 | 0 | 0 | 0 | 0 | 0 | 0 | 0 | 0 | 0 | 0 | 0 | 0 | 0 | 0 | 0 | 0 | 0 | 0 | 0 | 0 | 0 | 0 | 0 | 0 | 0 | 0 | 0
F1_Commercial_Office_Existing_Food Preparation_Natural Gas_Steamer_E2 | F1 | Commercial | Office | Existing | Food Preparation | Natural Gas | Steamer | E2 | CCE | 0.0020223 | 0.0019441 | 0.0019534 | 0 | 0 | 0 | 0 | 0 | 0 | 0 | 0 | 0 | 0 | 0 | 0 | 0 | 0 | 0 | 0 | 0 | 0 | 0 | 0 | 0 | 0 | 0 | 0 | 0 | 0 | 0 | 0
F1_Commercial_Office_Existing_Food Preparation_Natural Gas_Steamer_E3 | F1 | Commercial | Office | Existing | Food Preparation | Natural Gas | Steamer | E3 | CCE | 0 | 0 | 0 | 0 | 0 | 0 | 0 | 0 | 0 | 0 | 0 | 0 | 0 | 0 | 0 | 0 | 0 | 0 | 0 | 0 | 0 | 0 | 0 | 0 | 0 | 0 | 0 | 0 | 0 | 0 | 0
F1_Commercial_Office_Existing_Food Preparation_Natural Gas_Steamer_E4 | F1 | Commercial | Office | Existing | Food Preparation | Natural Gas | Steamer | E4 | CCE | 0 | 0 | 0 | 0 | 0 | 0 | 0 | 0 | 0 | 0 | 0 | 0 | 0 | 0 | 0 | 0 | 0 | 0 | 0 | 0 | 0 | 0 | 0 | 0 | 0 | 0 | 0 | 0 | 0 | 0 | 0
F1_Commercial_Office_Existing_Food Preparation_Natural Gas_Steamer_E5 | F1 | Commercial | Office | Existing | Food Preparation | Natural Gas | Steamer | E5 | CCE | 0 | 0 | 0 | 0 | 0 | 0 | 0 | 0 | 0 | 0 | 0 | 0 | 0 | 0 | 0 | 0 | 0 | 0 | 0 | 0 | 0 | 0 | 0 | 0 | 0 | 0 | 0 | 0 | 0 | 0 | 0
F1_Commercial_Office_Existing_Food Preparation_Natural Gas_Steamer_E6 | F1 | Commercial | Office | Existing | Food Preparation | Natural Gas | Steamer | E6 | CCE | 0 | 0 | 0 | 0 | 0 | 0 | 0 | 0 | 0 | 0 | 0 | 0 | 0 | 0 | 0 | 0 | 0 | 0 | 0 | 0 | 0 | 0 | 0 | 0 | 0 | 0 | 0 | 0 | 0 | 0 | 0
F1_Commercial_Office_Existing_Food Preparation_Natural Gas_Steamer_E7 | F1 | Commercial | Office | Existing | Food Preparation | Natural Gas | Steamer | E7 | CCE | 0 | 0 | 0 | 0 | 0 | 0 | 0 | 0 | 0 | 0 | 0 | 0 | 0 | 0 | 0 | 0 | 0 | 0 | 0 | 0 | 0 | 0 | 0 | 0 | 0 | 0 | 0 | 0 | 0 | 0 | 0
F1_Commercial_Office_Existing_Food Preparation_Natural Gas_Steamer_E8 | F1 | Commercial | Office | Existing | Food Preparation | Natural Gas | Steamer | E8 | CCE | 0 | 0 | 0 | 0 | 0 | 0 | 0 | 0 | 0 | 0 | 0 | 0 | 0 | 0 | 0 | 0 | 0 | 0 | 0 | 0 | 0 | 0 | 0 | 0 | 0 | 0 | 0 | 0 | 0 | 0 | 0
F1_Commercial_Office_Existing_Food Preparation_Natural Gas_Steamer_E9 | F1 | Commercial | Office | Existing | Food Preparation | Natural Gas | Steamer | E9 | CCE | 0 | 0 | 0 | 0 | 0 | 0 | 0 | 0 | 0 | 0 | 0 | 0 | 0 | 0 | 0 | 0 | 0 | 0 | 0 | 0 | 0 | 0 | 0 | 0 | 0 | 0 | 0 | 0 | 0 | 0 | 0
F1_Commercial_Office_Existing_Food Preparation_Natural Gas_Steamer_E10 | F1 | Commercial | Office | Existing | Food Preparation | Natural Gas | Steamer | E10 | CCE | 0 | 0 | 0 | 0 | 0 | 0 | 0 | 0 | 0 | 0 | 0 | 0 | 0 | 0 | 0 | 0 | 0 | 0 | 0 | 0 | 0 | 0 | 0 | 0 | 0 | 0 | 0 | 0 | 0 | 0 | 0
F2_Commercial_Office_Existing_Food Preparation_Natural Gas_Steamer_E1 | F2 | Commercial | Office | Existing | Food Preparation | Natural Gas | Steamer | E1 | TRC BC Ratio | 0.9 | 0.9 | 0.9 | 0 | 0 | 0 | 0 | 0 | 0 | 0 | 0 | 0 | 0 | 0 | 0 | 0 | 0 | 0 | 0 | 0 | 0 | 0 | 0 | 0 | 0 | 0 | 0 | 0 | 0 | 0 | 0
F2_Commercial_Office_Existing_Food Preparation_Natural Gas_Steamer_E2 | F2 | Commercial | Office | Existing | Food Preparation | Natural Gas | Steamer | E2 | TRC BC Ratio | 5.0195 | 5.062 | 5.0865 | 0.9 | 0.9 | 0.9 | 0.9 | 0.9 | 0.9 | 0.9 | 0.9 | 0.9 | 0.9 | 0.9 | 0.9 | 0.9 | 0.9 | 0.9 | 0.9 | 0.9 | 0.9 | 0.9 | 0.9 | 0.9 | 0.9 | 0.9 | 0.9 | 0.9 | 0.9 | 0.9 | 0.9
F2_Commercial_Office_Existing_Food Preparation_Natural Gas_Steamer_E3 | F2 | Commercial | Office | Existing | Food Preparation | Natural Gas | Steamer | E3 | TRC BC Ratio | 0 | 0 | 0 | 0 | 0 | 0 | 0 | 0 | 0 | 0 | 0 | 0 | 0 | 0 | 0 | 0 | 0 | 0 | 0 | 0 | 0 | 0 | 0 | 0 | 0 | 0 | 0 | 0 | 0 | 0 | 0
F2_Commercial_Office_Existing_Food Preparation_Natural Gas_Steamer_E4 | F2 | Commercial | Office | Existing | Food Preparation | Natural Gas | Steamer | E4 | TRC BC Ratio | 0 | 0 | 0 | 0 | 0 | 0 | 0 | 0 | 0 | 0 | 0 | 0 | 0 | 0 | 0 | 0 | 0 | 0 | 0 | 0 | 0 | 0 | 0 | 0 | 0 | 0 | 0 | 0 | 0 | 0 | 0
F2_Commercial_Office_Existing_Food Preparation_Natural Gas_Steamer_E5 | F2 | Commercial | Office | Existing | Food Preparation | Natural Gas | Steamer | E5 | TRC BC Ratio | 0 | 0 | 0 | 0 | 0 | 0 | 0 | 0 | 0 | 0 | 0 | 0 | 0 | 0 | 0 | 0 | 0 | 0 | 0 | 0 | 0 | 0 | 0 | 0 | 0 | 0 | 0 | 0 | 0 | 0 | 0
F2_Commercial_Office_Existing_Food Preparation_Natural Gas_Steamer_E6 | F2 | Commercial | Office | Existing | Food Preparation | Natural Gas | Steamer | E6 | TRC BC Ratio | 0 | 0 | 0 | 0 | 0 | 0 | 0 | 0 | 0 | 0 | 0 | 0 | 0 | 0 | 0 | 0 | 0 | 0 | 0 | 0 | 0 | 0 | 0 | 0 | 0 | 0 | 0 | 0 | 0 | 0 | 0
F2_Commercial_Office_Existing_Food Preparation_Natural Gas_Steamer_E7 | F2 | Commercial | Office | Existing | Food Preparation | Natural Gas | Steamer | E7 | TRC BC Ratio | 0 | 0 | 0 | 0 | 0 | 0 | 0 | 0 | 0 | 0 | 0 | 0 | 0 | 0 | 0 | 0 | 0 | 0 | 0 | 0 | 0 | 0 | 0 | 0 | 0 | 0 | 0 | 0 | 0 | 0 | 0
F2_Commercial_Office_Existing_Food Preparation_Natural Gas_Steamer_E8 | F2 | Commercial | Office | Existing | Food Preparation | Natural Gas | Steamer | E8 | TRC BC Ratio | 0 | 0 | 0 | 0 | 0 | 0 | 0 | 0 | 0 | 0 | 0 | 0 | 0 | 0 | 0 | 0 | 0 | 0 | 0 | 0 | 0 | 0 | 0 | 0 | 0 | 0 | 0 | 0 | 0 | 0 | 0
F2_Commercial_Office_Existing_Food Preparation_Natural Gas_Steamer_E9 | F2 | Commercial | Office | Existing | Food Preparation | Natural Gas | Steamer | E9 | TRC BC Ratio | 0 | 0 | 0 | 0 | 0 | 0 | 0 | 0 | 0 | 0 | 0 | 0 | 0 | 0 | 0 | 0 | 0 | 0 | 0 | 0 | 0 | 0 | 0 | 0 | 0 | 0 | 0 | 0 | 0 | 0 | 0
F2_Commercial_Office_Existing_Food Preparation_Natural Gas_Steamer_E10 | F2 | Commercial | Office | Existing | Food Preparation | Natural Gas | Steamer | E10 | TRC BC Ratio | 0 | 0 | 0 | 0 | 0 | 0 | 0 | 0 | 0 | 0 | 0 | 0 | 0 | 0 | 0 | 0 | 0 | 0 | 0 | 0 | 0 | 0 | 0 | 0 | 0 | 0 | 0 | 0 | 0 | 0 | 0
F3_Commercial_Office_Existing_Food Preparation_Natural Gas_Steamer_E1 | F3 | Commercial | Office | Existing | Food Preparation | Natural Gas | Steamer | E1 | PACT BC Ratio | 0.9 | 0.9 | 0.9 | 0 | 0 | 0 | 0 | 0 | 0 | 0 | 0 | 0 | 0 | 0 | 0 | 0 | 0 | 0 | 0 | 0 | 0 | 0 | 0 | 0 | 0 | 0 | 0 | 0 | 0 | 0 | 0
F3_Commercial_Office_Existing_Food Preparation_Natural Gas_Steamer_E2 | F3 | Commercial | Office | Existing | Food Preparation | Natural Gas | Steamer | E2 | PACT BC Ratio | 5.4356 | 5.4817 | 5.5082 | 0.9 | 0.9 | 0.9 | 0.9 | 0.9 | 0.9 | 0.9 | 0.9 | 0.9 | 0.9 | 0.9 | 0.9 | 0.9 | 0.9 | 0.9 | 0.9 | 0.9 | 0.9 | 0.9 | 0.9 | 0.9 | 0.9 | 0.9 | 0.9 | 0.9 | 0.9 | 0.9 | 0.9
F3_Commercial_Office_Existing_Food Preparation_Natural Gas_Steamer_E3 | F3 | Commercial | Office | Existing | Food Preparation | Natural Gas | Steamer | E3 | PACT BC Ratio | 0 | 0 | 0 | 0 | 0 | 0 | 0 | 0 | 0 | 0 | 0 | 0 | 0 | 0 | 0 | 0 | 0 | 0 | 0 | 0 | 0 | 0 | 0 | 0 | 0 | 0 | 0 | 0 | 0 | 0 | 0
F3_Commercial_Office_Existing_Food Preparation_Natural Gas_Steamer_E4 | F3 | Commercial | Office | Existing | Food Preparation | Natural Gas | Steamer | E4 | PACT BC Ratio | 0 | 0 | 0 | 0 | 0 | 0 | 0 | 0 | 0 | 0 | 0 | 0 | 0 | 0 | 0 | 0 | 0 | 0 | 0 | 0 | 0 | 0 | 0 | 0 | 0 | 0 | 0 | 0 | 0 | 0 | 0
F3_Commercial_Office_Existing_Food Preparation_Natural Gas_Steamer_E5 | F3 | Commercial | Office | Existing | Food Preparation | Natural Gas | Steamer | E5 | PACT BC Ratio | 0 | 0 | 0 | 0 | 0 | 0 | 0 | 0 | 0 | 0 | 0 | 0 | 0 | 0 | 0 | 0 | 0 | 0 | 0 | 0 | 0 | 0 | 0 | 0 | 0 | 0 | 0 | 0 | 0 | 0 | 0
F3_Commercial_Office_Existing_Food Preparation_Natural Gas_Steamer_E6 | F3 | Commercial | Office | Existing | Food Preparation | Natural Gas | Steamer | E6 | PACT BC Ratio | 0 | 0 | 0 | 0 | 0 | 0 | 0 | 0 | 0 | 0 | 0 | 0 | 0 | 0 | 0 | 0 | 0 | 0 | 0 | 0 | 0 | 0 | 0 | 0 | 0 | 0 | 0 | 0 | 0 | 0 | 0
F3_Commercial_Office_Existing_Food Preparation_Natural Gas_Steamer_E7 | F3 | Commercial | Office | Existing | Food Preparation | Natural Gas | Steamer | E7 | PACT BC Ratio | 0 | 0 | 0 | 0 | 0 | 0 | 0 | 0 | 0 | 0 | 0 | 0 | 0 | 0 | 0 | 0 | 0 | 0 | 0 | 0 | 0 | 0 | 0 | 0 | 0 | 0 | 0 | 0 | 0 | 0 | 0
F3_Commercial_Office_Existing_Food Preparation_Natural Gas_Steamer_E8 | F3 | Commercial | Office | Existing | Food Preparation | Natural Gas | Steamer | E8 | PACT BC Ratio | 0 | 0 | 0 | 0 | 0 | 0 | 0 | 0 | 0 | 0 | 0 | 0 | 0 | 0 | 0 | 0 | 0 | 0 | 0 | 0 | 0 | 0 | 0 | 0 | 0 | 0 | 0 | 0 | 0 | 0 | 0
F3_Commercial_Office_Existing_Food Preparation_Natural Gas_Steamer_E9 | F3 | Commercial | Office | Existing | Food Preparation | Natural Gas | Steamer | E9 | PACT BC Ratio | 0 | 0 | 0 | 0 | 0 | 0 | 0 | 0 | 0 | 0 | 0 | 0 | 0 | 0 | 0 | 0 | 0 | 0 | 0 | 0 | 0 | 0 | 0 | 0 | 0 | 0 | 0 | 0 | 0 | 0 | 0
F3_Commercial_Office_Existing_Food Preparation_Natural Gas_Steamer_E10 | F3 | Commercial | Office | Existing | Food Preparation | Natural Gas | Steamer | E10 | PACT BC Ratio | 0 | 0 | 0 | 0 | 0 | 0 | 0 | 0 | 0 | 0 | 0 | 0 | 0 | 0 | 0 | 0 | 0 | 0 | 0 | 0 | 0 | 0 | 0 | 0 | 0 | 0 | 0 | 0 | 0 | 0 | 0
F4_Commercial_Office_Existing_Food Preparation_Natural Gas_Steamer_E1 | F4 | Commercial | Office | Existing | Food Preparation | Natural Gas | Steamer | E1 | PCT BC Ratio | 0.9 | 0.9 | 0.9 | 0 | 0 | 0 | 0 | 0 | 0 | 0 | 0 | 0 | 0 | 0 | 0 | 0 | 0 | 0 | 0 | 0 | 0 | 0 | 0 | 0 | 0 | 0 | 0 | 0 | 0 | 0 | 0
F4_Commercial_Office_Existing_Food Preparation_Natural Gas_Steamer_E2 | F4 | Commercial | Office | Existing | Food Preparation | Natural Gas | Steamer | E2 | PCT BC Ratio | 12.4994 | 12.5981 | 12.6548 | 0.9 | 0.9 | 0.9 | 0.9 | 0.9 | 0.9 | 0.9 | 0.9 | 0.9 | 0.9 | 0.9 | 0.9 | 0.9 | 0.9 | 0.9 | 0.9 | 0.9 | 0.9 | 0.9 | 0.9 | 0.9 | 0.9 | 0.9 | 0.9 | 0.9 | 0.9 | 0.9 | 0.9
F4_Commercial_Office_Existing_Food Preparation_Natural Gas_Steamer_E3 | F4 | Commercial | Office | Existing | Food Preparation | Natural Gas | Steamer | E3 | PCT BC Ratio | 0 | 0 | 0 | 0 | 0 | 0 | 0 | 0 | 0 | 0 | 0 | 0 | 0 | 0 | 0 | 0 | 0 | 0 | 0 | 0 | 0 | 0 | 0 | 0 | 0 | 0 | 0 | 0 | 0 | 0 | 0
F4_Commercial_Office_Existing_Food Preparation_Natural Gas_Steamer_E4 | F4 | Commercial | Office | Existing | Food Preparation | Natural Gas | Steamer | E4 | PCT BC Ratio | 0 | 0 | 0 | 0 | 0 | 0 | 0 | 0 | 0 | 0 | 0 | 0 | 0 | 0 | 0 | 0 | 0 | 0 | 0 | 0 | 0 | 0 | 0 | 0 | 0 | 0 | 0 | 0 | 0 | 0 | 0
F4_Commercial_Office_Existing_Food Preparation_Natural Gas_Steamer_E5 | F4 | Commercial | Office | Existing | Food Preparation | Natural Gas | Steamer | E5 | PCT BC Ratio | 0 | 0 | 0 | 0 | 0 | 0 | 0 | 0 | 0 | 0 | 0 | 0 | 0 | 0 | 0 | 0 | 0 | 0 | 0 | 0 | 0 | 0 | 0 | 0 | 0 | 0 | 0 | 0 | 0 | 0 | 0
F4_Commercial_Office_Existing_Food Preparation_Natural Gas_Steamer_E6 | F4 | Commercial | Office | Existing | Food Preparation | Natural Gas | Steamer | E6 | PCT BC Ratio | 0 | 0 | 0 | 0 | 0 | 0 | 0 | 0 | 0 | 0 | 0 | 0 | 0 | 0 | 0 | 0 | 0 | 0 | 0 | 0 | 0 | 0 | 0 | 0 | 0 | 0 | 0 | 0 | 0 | 0 | 0
F4_Commercial_Office_Existing_Food Preparation_Natural Gas_Steamer_E7 | F4 | Commercial | Office | Existing | Food Preparation | Natural Gas | Steamer | E7 | PCT BC Ratio | 0 | 0 | 0 | 0 | 0 | 0 | 0 | 0 | 0 | 0 | 0 | 0 | 0 | 0 | 0 | 0 | 0 | 0 | 0 | 0 | 0 | 0 | 0 | 0 | 0 | 0 | 0 | 0 | 0 | 0 | 0
F4_Commercial_Office_Existing_Food Preparation_Natural Gas_Steamer_E8 | F4 | Commercial | Office | Existing | Food Preparation | Natural Gas | Steamer | E8 | PCT BC Ratio | 0 | 0 | 0 | 0 | 0 | 0 | 0 | 0 | 0 | 0 | 0 | 0 | 0 | 0 | 0 | 0 | 0 | 0 | 0 | 0 | 0 | 0 | 0 | 0 | 0 | 0 | 0 | 0 | 0 | 0 | 0
F4_Commercial_Office_Existing_Food Preparation_Natural Gas_Steamer_E9 | F4 | Commercial | Office | Existing | Food Preparation | Natural Gas | Steamer | E9 | PCT BC Ratio | 0 | 0 | 0 | 0 | 0 | 0 | 0 | 0 | 0 | 0 | 0 | 0 | 0 | 0 | 0 | 0 | 0 | 0 | 0 | 0 | 0 | 0 | 0 | 0 | 0 | 0 | 0 | 0 | 0 | 0 | 0
F4_Commercial_Office_Existing_Food Preparation_Natural Gas_Steamer_E10 | F4 | Commercial | Office | Existing | Food Preparation | Natural Gas | Steamer | E10 | PCT BC Ratio | 0 | 0 | 0 | 0 | 0 | 0 | 0 | 0 | 0 | 0 | 0 | 0 | 0 | 0 | 0 | 0 | 0 | 0 | 0 | 0 | 0 | 0 | 0 | 0 | 0 | 0 | 0 | 0 | 0 | 0 | 0
F5_Commercial_Office_Existing_Food Preparation_Natural Gas_Steamer_E1 | F5 | Commercial | Office | Existing | Food Preparation | Natural Gas | Steamer | E1 | RIM BC Ratio | 0.9 | 0.9 | 0.9 | 0 | 0 | 0 | 0 | 0 | 0 | 0 | 0 | 0 | 0 | 0 | 0 | 0 | 0 | 0 | 0 | 0 | 0 | 0 | 0 | 0 | 0 | 0 | 0 | 0 | 0 | 0 | 0
F5_Commercial_Office_Existing_Food Preparation_Natural Gas_Steamer_E2 | F5 | Commercial | Office | Existing | Food Preparation | Natural Gas | Steamer | E2 | RIM BC Ratio | 0.72357 | 0.72438 | 0.72484 | 0.9 | 0.9 | 0.9 | 0.9 | 0.9 | 0.9 | 0.9 | 0.9 | 0.9 | 0.9 | 0.9 | 0.9 | 0.9 | 0.9 | 0.9 | 0.9 | 0.9 | 0.9 | 0.9 | 0.9 | 0.9 | 0.9 | 0.9 | 0.9 | 0.9 | 0.9 | 0.9 | 0.9
F5_Commercial_Office_Existing_Food Preparation_Natural Gas_Steamer_E3 | F5 | Commercial | Office | Existing | Food Preparation | Natural Gas | Steamer | E3 | RIM BC Ratio | 0 | 0 | 0 | 0 | 0 | 0 | 0 | 0 | 0 | 0 | 0 | 0 | 0 | 0 | 0 | 0 | 0 | 0 | 0 | 0 | 0 | 0 | 0 | 0 | 0 | 0 | 0 | 0 | 0 | 0 | 0
F5_Commercial_Office_Existing_Food Preparation_Natural Gas_Steamer_E4 | F5 | Commercial | Office | Existing | Food Preparation | Natural Gas | Steamer | E4 | RIM BC Ratio | 0 | 0 | 0 | 0 | 0 | 0 | 0 | 0 | 0 | 0 | 0 | 0 | 0 | 0 | 0 | 0 | 0 | 0 | 0 | 0 | 0 | 0 | 0 | 0 | 0 | 0 | 0 | 0 | 0 | 0 | 0
F5_Commercial_Office_Existing_Food Preparation_Natural Gas_Steamer_E5 | F5 | Commercial | Office | Existing | Food Preparation | Natural Gas | Steamer | E5 | RIM BC Ratio | 0 | 0 | 0 | 0 | 0 | 0 | 0 | 0 | 0 | 0 | 0 | 0 | 0 | 0 | 0 | 0 | 0 | 0 | 0 | 0 | 0 | 0 | 0 | 0 | 0 | 0 | 0 | 0 | 0 | 0 | 0
F5_Commercial_Office_Existing_Food Preparation_Natural Gas_Steamer_E6 | F5 | Commercial | Office | Existing | Food Preparation | Natural Gas | Steamer | E6 | RIM BC Ratio | 0 | 0 | 0 | 0 | 0 | 0 | 0 | 0 | 0 | 0 | 0 | 0 | 0 | 0 | 0 | 0 | 0 | 0 | 0 | 0 | 0 | 0 | 0 | 0 | 0 | 0 | 0 | 0 | 0 | 0 | 0
F5_Commercial_Office_Existing_Food Preparation_Natural Gas_Steamer_E7 | F5 | Commercial | Office | Existing | Food Preparation | Natural Gas | Steamer | E7 | RIM BC Ratio | 0 | 0 | 0 | 0 | 0 | 0 | 0 | 0 | 0 | 0 | 0 | 0 | 0 | 0 | 0 | 0 | 0 | 0 | 0 | 0 | 0 | 0 | 0 | 0 | 0 | 0 | 0 | 0 | 0 | 0 | 0
F5_Commercial_Office_Existing_Food Preparation_Natural Gas_Steamer_E8 | F5 | Commercial | Office | Existing | Food Preparation | Natural Gas | Steamer | E8 | RIM BC Ratio | 0 | 0 | 0 | 0 | 0 | 0 | 0 | 0 | 0 | 0 | 0 | 0 | 0 | 0 | 0 | 0 | 0 | 0 | 0 | 0 | 0 | 0 | 0 | 0 | 0 | 0 | 0 | 0 | 0 | 0 | 0
F5_Commercial_Office_Existing_Food Preparation_Natural Gas_Steamer_E9 | F5 | Commercial | Office | Existing | Food Preparation | Natural Gas | Steamer | E9 | RIM BC Ratio | 0 | 0 | 0 | 0 | 0 | 0 | 0 | 0 | 0 | 0 | 0 | 0 | 0 | 0 | 0 | 0 | 0 | 0 | 0 | 0 | 0 | 0 | 0 | 0 | 0 | 0 | 0 | 0 | 0 | 0 | 0
F5_Commercial_Office_Existing_Food Preparation_Natural Gas_Steamer_E10 | F5 | Commercial | Office | Existing | Food Preparation | Natural Gas | Steamer | E10 | RIM BC Ratio | 0 | 0 | 0 | 0 | 0 | 0 | 0 | 0 | 0 | 0 | 0 | 0 | 0 | 0 | 0 | 0 | 0 | 0 | 0 | 0 | 0 | 0 | 0 | 0 | 0 | 0 | 0 | 0 | 0 | 0 | 0
F0_Commercial_Office_Existing_Food Preparation_Natural Gas_Food Prep Other_E0 | F0 | Commercial | Office | Existing | Food Preparation | Natural Gas | Food Prep Other | E0 | Economic Unit | ENERGY STAR | ENERGY STAR | ENERGY STAR | ENERGY STAR | ENERGY STAR | ENERGY STAR | ENERGY STAR | ENERGY STAR | ENERGY STAR | ENERGY STAR | ENERGY STAR | ENERGY STAR | ENERGY STAR | ENERGY STAR | ENERGY STAR | ENERGY STAR | ENERGY STAR | ENERGY STAR | ENERGY STAR | ENERGY STAR | ENERGY STAR | ENERGY STAR | ENERGY STAR | Standard | Standard | Standard | Standard | Standard | Standard | Standard | Standard
F1_Commercial_Office_Existing_Food Preparation_Natural Gas_Food Prep Other_E1 | F1 | Commercial | Office | Existing | Food Preparation | Natural Gas | Food Prep Other | E1 | CCE | 0 | 0 | 0 | 0 | 0 | 0 | 0 | 0 | 0 | 0 | 0 | 0 | 0 | 0 | 0 | 0 | 0 | 0 | 0 | 0 | 0 | 0 | 0 | 0 | 0 | 0 | 0 | 0 | 0 | 0 | 0
F1_Commercial_Office_Existing_Food Preparation_Natural Gas_Food Prep Other_E2 | F1 | Commercial | Office | Existing | Food Preparation | Natural Gas | Food Prep Other | E2 | CCE | 0.15845 | 0.15233 | 0.15306 | 0.15466 | 0.15466 | 0.15466 | 0.15466 | 0.15466 | 0.15466 | 0.15466 | 0.15466 | 0.15466 | 0.15466 | 0.15466 | 0.15466 | 0.15466 | 0.15466 | 0.15466 | 0.15466 | 0.15466 | 0.15466 | 0.15466 | 0.15466 | 0.15466 | 0.15466 | 0.15466 | 0.15466 | 0.15466 | 0.15466 | 0.15466 | 0.15466
F1_Commercial_Office_Existing_Food Preparation_Natural Gas_Food Prep Other_E3 | F1 | Commercial | Office | Existing | Food Preparation | Natural Gas | Food Prep Other | E3 | CCE | 0 | 0 | 0 | 0 | 0 | 0 | 0 | 0 | 0 | 0 | 0 | 0 | 0 | 0 | 0 | 0 | 0 | 0 | 0 | 0 | 0 | 0 | 0 | 0 | 0 | 0 | 0 | 0 | 0 | 0 | 0
F1_Commercial_Office_Existing_Food Preparation_Natural Gas_Food Prep Other_E4 | F1 | Commercial | Office | Existing | Food Preparation | Natural Gas | Food Prep Other | E4 | CCE | 0 | 0 | 0 | 0 | 0 | 0 | 0 | 0 | 0 | 0 | 0 | 0 | 0 | 0 | 0 | 0 | 0 | 0 | 0 | 0 | 0 | 0 | 0 | 0 | 0 | 0 | 0 | 0 | 0 | 0 | 0
F1_Commercial_Office_Existing_Food Preparation_Natural Gas_Food Prep Other_E5 | F1 | Commercial | Office | Existing | Food Preparation | Natural Gas | Food Prep Other | E5 | CCE | 0 | 0 | 0 | 0 | 0 | 0 | 0 | 0 | 0 | 0 | 0 | 0 | 0 | 0 | 0 | 0 | 0 | 0 | 0 | 0 | 0 | 0 | 0 | 0 | 0 | 0 | 0 | 0 | 0 | 0 | 0
F1_Commercial_Office_Existing_Food Preparation_Natural Gas_Food Prep Other_E6 | F1 | Commercial | Office | Existing | Food Preparation | Natural Gas | Food Prep Other | E6 | CCE | 0 | 0 | 0 | 0 | 0 | 0 | 0 | 0 | 0 | 0 | 0 | 0 | 0 | 0 | 0 | 0 | 0 | 0 | 0 | 0 | 0 | 0 | 0 | 0 | 0 | 0 | 0 | 0 | 0 | 0 | 0
F1_Commercial_Office_Existing_Food Preparation_Natural Gas_Food Prep Other_E7 | F1 | Commercial | Office | Existing | Food Preparation | Natural Gas | Food Prep Other | E7 | CCE | 0 | 0 | 0 | 0 | 0 | 0 | 0 | 0 | 0 | 0 | 0 | 0 | 0 | 0 | 0 | 0 | 0 | 0 | 0 | 0 | 0 | 0 | 0 | 0 | 0 | 0 | 0 | 0 | 0 | 0 | 0
F1_Commercial_Office_Existing_Food Preparation_Natural Gas_Food Prep Other_E8 | F1 | Commercial | Office | Existing | Food Preparation | Natural Gas | Food Prep Other | E8 | CCE | 0 | 0 | 0 | 0 | 0 | 0 | 0 | 0 | 0 | 0 | 0 | 0 | 0 | 0 | 0 | 0 | 0 | 0 | 0 | 0 | 0 | 0 | 0 | 0 | 0 | 0 | 0 | 0 | 0 | 0 | 0
F1_Commercial_Office_Existing_Food Preparation_Natural Gas_Food Prep Other_E9 | F1 | Commercial | Office | Existing | Food Preparation | Natural Gas | Food Prep Other | E9 | CCE | 0 | 0 | 0 | 0 | 0 | 0 | 0 | 0 | 0 | 0 | 0 | 0 | 0 | 0 | 0 | 0 | 0 | 0 | 0 | 0 | 0 | 0 | 0 | 0 | 0 | 0 | 0 | 0 | 0 | 0 | 0
F1_Commercial_Office_Existing_Food Preparation_Natural Gas_Food Prep Other_E10 | F1 | Commercial | Office | Existing | Food Preparation | Natural Gas | Food Prep Other | E10 | CCE | 0 | 0 | 0 | 0 | 0 | 0 | 0 | 0 | 0 | 0 | 0 | 0 | 0 | 0 | 0 | 0 | 0 | 0 | 0 | 0 | 0 | 0 | 0 | 0 | 0 | 0 | 0 | 0 | 0 | 0 | 0
F2_Commercial_Office_Existing_Food Preparation_Natural Gas_Food Prep Other_E1 | F2 | Commercial | Office | Existing | Food Preparation | Natural Gas | Food Prep Other | E1 | TRC BC Ratio | 0.9 | 0.9 | 0.9 | 0.9 | 0.9 | 0.9 | 0.9 | 0.9 | 0.9 | 0.9 | 0.9 | 0.9 | 0.9 | 0.9 | 0.9 | 0.9 | 0.9 | 0.9 | 0.9 | 0.9 | 0.9 | 0.9 | 0.9 | 0.9 | 0.9 | 0.9 | 0.9 | 0.9 | 0.9 | 0.9 | 0.9
F2_Commercial_Office_Existing_Food Preparation_Natural Gas_Food Prep Other_E2 | F2 | Commercial | Office | Existing | Food Preparation | Natural Gas | Food Prep Other | E2 | TRC BC Ratio | 0.064402 | 0.065679 | 0.066592 | 0.067581 | 0.069003 | 0.064649 | 0.061246 | 0.059457 | 0.058814 | 0.057827 | 0.057162 | 0.060191 | 0.053868 | 0.057577 | 0.062338 | 0.066965 | 0.067138 | 0.067459 | 0.06617 | 0.067089 | 0.067733 | 0.068601 | 0.069693 | 0.032829 | 0.032174 | 0.031561 | 0.030984 | 0.030437 | 0.029914 | 0.029412 | 0.028926
F2_Commercial_Office_Existing_Food Preparation_Natural Gas_Food Prep Other_E3 | F2 | Commercial | Office | Existing | Food Preparation | Natural Gas | Food Prep Other | E3 | TRC BC Ratio | 0 | 0 | 0 | 0 | 0 | 0 | 0 | 0 | 0 | 0 | 0 | 0 | 0 | 0 | 0 | 0 | 0 | 0 | 0 | 0 | 0 | 0 | 0 | 0 | 0 | 0 | 0 | 0 | 0 | 0 | 0
F2_Commercial_Office_Existing_Food Preparation_Natural Gas_Food Prep Other_E4 | F2 | Commercial | Office | Existing | Food Preparation | Natural Gas | Food Prep Other | E4 | TRC BC Ratio | 0 | 0 | 0 | 0 | 0 | 0 | 0 | 0 | 0 | 0 | 0 | 0 | 0 | 0 | 0 | 0 | 0 | 0 | 0 | 0 | 0 | 0 | 0 | 0 | 0 | 0 | 0 | 0 | 0 | 0 | 0
F2_Commercial_Office_Existing_Food Preparation_Natural Gas_Food Prep Other_E5 | F2 | Commercial | Office | Existing | Food Preparation | Natural Gas | Food Prep Other | E5 | TRC BC Ratio | 0 | 0 | 0 | 0 | 0 | 0 | 0 | 0 | 0 | 0 | 0 | 0 | 0 | 0 | 0 | 0 | 0 | 0 | 0 | 0 | 0 | 0 | 0 | 0 | 0 | 0 | 0 | 0 | 0 | 0 | 0
F2_Commercial_Office_Existing_Food Preparation_Natural Gas_Food Prep Other_E6 | F2 | Commercial | Office | Existing | Food Preparation | Natural Gas | Food Prep Other | E6 | TRC BC Ratio | 0 | 0 | 0 | 0 | 0 | 0 | 0 | 0 | 0 | 0 | 0 | 0 | 0 | 0 | 0 | 0 | 0 | 0 | 0 | 0 | 0 | 0 | 0 | 0 | 0 | 0 | 0 | 0 | 0 | 0 | 0
F2_Commercial_Office_Existing_Food Preparation_Natural Gas_Food Prep Other_E7 | F2 | Commercial | Office | Existing | Food Preparation | Natural Gas | Food Prep Other | E7 | TRC BC Ratio | 0 | 0 | 0 | 0 | 0 | 0 | 0 | 0 | 0 | 0 | 0 | 0 | 0 | 0 | 0 | 0 | 0 | 0 | 0 | 0 | 0 | 0 | 0 | 0 | 0 | 0 | 0 | 0 | 0 | 0 | 0
F2_Commercial_Office_Existing_Food Preparation_Natural Gas_Food Prep Other_E8 | F2 | Commercial | Office | Existing | Food Preparation | Natural Gas | Food Prep Other | E8 | TRC BC Ratio | 0 | 0 | 0 | 0 | 0 | 0 | 0 | 0 | 0 | 0 | 0 | 0 | 0 | 0 | 0 | 0 | 0 | 0 | 0 | 0 | 0 | 0 | 0 | 0 | 0 | 0 | 0 | 0 | 0 | 0 | 0
F2_Commercial_Office_Existing_Food Preparation_Natural Gas_Food Prep Other_E9 | F2 | Commercial | Office | Existing | Food Preparation | Natural Gas | Food Prep Other | E9 | TRC BC Ratio | 0 | 0 | 0 | 0 | 0 | 0 | 0 | 0 | 0 | 0 | 0 | 0 | 0 | 0 | 0 | 0 | 0 | 0 | 0 | 0 | 0 | 0 | 0 | 0 | 0 | 0 | 0 | 0 | 0 | 0 | 0
F2_Commercial_Office_Existing_Food Preparation_Natural Gas_Food Prep Other_E10 | F2 | Commercial | Office | Existing | Food Preparation | Natural Gas | Food Prep Other | E10 | TRC BC Ratio | 0 | 0 | 0 | 0 | 0 | 0 | 0 | 0 | 0 | 0 | 0 | 0 | 0 | 0 | 0 | 0 | 0 | 0 | 0 | 0 | 0 | 0 | 0 | 0 | 0 | 0 | 0 | 0 | 0 | 0 | 0
F3_Commercial_Office_Existing_Food Preparation_Natural Gas_Food Prep Other_E1 | F3 | Commercial | Office | Existing | Food Preparation | Natural Gas | Food Prep Other | E1 | PACT BC Ratio | 0.9 | 0.9 | 0.9 | 0.9 | 0.9 | 0.9 | 0.9 | 0.9 | 0.9 | 0.9 | 0.9 | 0.9 | 0.9 | 0.9 | 0.9 | 0.9 | 0.9 | 0.9 | 0.9 | 0.9 | 0.9 | 0.9 | 0.9 | 0.9 | 0.9 | 0.9 | 0.9 | 0.9 | 0.9 | 0.9 | 0.9
F3_Commercial_Office_Existing_Food Preparation_Natural Gas_Food Prep Other_E2 | F3 | Commercial | Office | Existing | Food Preparation | Natural Gas | Food Prep Other | E2 | PACT BC Ratio | 1.1369 | 1.1594 | 1.1755 | 1.193 | 1.2181 | 1.1412 | 1.0812 | 1.0496 | 1.0382 | 1.0208 | 1.0091 | 1.0625 | 0.95093 | 1.0164 | 1.1004 | 1.1821 | 1.1852 | 1.1908 | 1.1681 | 1.1843 | 1.1957 | 1.211 | 1.2303 | 0.57953 | 0.56797 | 0.55715 | 0.54696 | 0.5373 | 0.52807 | 0.5192 | 0.51063
F3_Commercial_Office_Existing_Food Preparation_Natural Gas_Food Prep Other_E3 | F3 | Commercial | Office | Existing | Food Preparation | Natural Gas | Food Prep Other | E3 | PACT BC Ratio | 0 | 0 | 0 | 0 | 0 | 0 | 0 | 0 | 0 | 0 | 0 | 0 | 0 | 0 | 0 | 0 | 0 | 0 | 0 | 0 | 0 | 0 | 0 | 0 | 0 | 0 | 0 | 0 | 0 | 0 | 0
F3_Commercial_Office_Existing_Food Preparation_Natural Gas_Food Prep Other_E4 | F3 | Commercial | Office | Existing | Food Preparation | Natural Gas | Food Prep Other | E4 | PACT BC Ratio | 0 | 0 | 0 | 0 | 0 | 0 | 0 | 0 | 0 | 0 | 0 | 0 | 0 | 0 | 0 | 0 | 0 | 0 | 0 | 0 | 0 | 0 | 0 | 0 | 0 | 0 | 0 | 0 | 0 | 0 | 0
F3_Commercial_Office_Existing_Food Preparation_Natural Gas_Food Prep Other_E5 | F3 | Commercial | Office | Existing | Food Preparation | Natural Gas | Food Prep Other | E5 | PACT BC Ratio | 0 | 0 | 0 | 0 | 0 | 0 | 0 | 0 | 0 | 0 | 0 | 0 | 0 | 0 | 0 | 0 | 0 | 0 | 0 | 0 | 0 | 0 | 0 | 0 | 0 | 0 | 0 | 0 | 0 | 0 | 0
F3_Commercial_Office_Existing_Food Preparation_Natural Gas_Food Prep Other_E6 | F3 | Commercial | Office | Existing | Food Preparation | Natural Gas | Food Prep Other | E6 | PACT BC Ratio | 0 | 0 | 0 | 0 | 0 | 0 | 0 | 0 | 0 | 0 | 0 | 0 | 0 | 0 | 0 | 0 | 0 | 0 | 0 | 0 | 0 | 0 | 0 | 0 | 0 | 0 | 0 | 0 | 0 | 0 | 0
F3_Commercial_Office_Existing_Food Preparation_Natural Gas_Food Prep Other_E7 | F3 | Commercial | Office | Existing | Food Preparation | Natural Gas | Food Prep Other | E7 | PACT BC Ratio | 0 | 0 | 0 | 0 | 0 | 0 | 0 | 0 | 0 | 0 | 0 | 0 | 0 | 0 | 0 | 0 | 0 | 0 | 0 | 0 | 0 | 0 | 0 | 0 | 0 | 0 | 0 | 0 | 0 | 0 | 0
F3_Commercial_Office_Existing_Food Preparation_Natural Gas_Food Prep Other_E8 | F3 | Commercial | Office | Existing | Food Preparation | Natural Gas | Food Prep Other | E8 | PACT BC Ratio | 0 | 0 | 0 | 0 | 0 | 0 | 0 | 0 | 0 | 0 | 0 | 0 | 0 | 0 | 0 | 0 | 0 | 0 | 0 | 0 | 0 | 0 | 0 | 0 | 0 | 0 | 0 | 0 | 0 | 0 | 0
F3_Commercial_Office_Existing_Food Preparation_Natural Gas_Food Prep Other_E9 | F3 | Commercial | Office | Existing | Food Preparation | Natural Gas | Food Prep Other | E9 | PACT BC Ratio | 0 | 0 | 0 | 0 | 0 | 0 | 0 | 0 | 0 | 0 | 0 | 0 | 0 | 0 | 0 | 0 | 0 | 0 | 0 | 0 | 0 | 0 | 0 | 0 | 0 | 0 | 0 | 0 | 0 | 0 | 0
F3_Commercial_Office_Existing_Food Preparation_Natural Gas_Food Prep Other_E10 | F3 | Commercial | Office | Existing | Food Preparation | Natural Gas | Food Prep Other | E10 | PACT BC Ratio | 0 | 0 | 0 | 0 | 0 | 0 | 0 | 0 | 0 | 0 | 0 | 0 | 0 | 0 | 0 | 0 | 0 | 0 | 0 | 0 | 0 | 0 | 0 | 0 | 0 | 0 | 0 | 0 | 0 | 0 | 0
F4_Commercial_Office_Existing_Food Preparation_Natural Gas_Food Prep Other_E1 | F4 | Commercial | Office | Existing | Food Preparation | Natural Gas | Food Prep Other | E1 | PCT BC Ratio | 0.9 | 0.9 | 0.9 | 0.9 | 0.9 | 0.9 | 0.9 | 0.9 | 0.9 | 0.9 | 0.9 | 0.9 | 0.9 | 0.9 | 0.9 | 0.9 | 0.9 | 0.9 | 0.9 | 0.9 | 0.9 | 0.9 | 0.9 | 0.9 | 0.9 | 0.9 | 0.9 | 0.9 | 0.9 | 0.9 | 0.9
F4_Commercial_Office_Existing_Food Preparation_Natural Gas_Food Prep Other_E2 | F4 | Commercial | Office | Existing | Food Preparation | Natural Gas | Food Prep Other | E2 | PCT BC Ratio | 0.10732 | 0.10889 | 0.11002 | 0.11124 | 0.113 | 0.10762 | 0.10342 | 0.10121 | 0.10042 | 0.0992 | 0.098378 | 0.10212 | 0.094311 | 0.098891 | 0.10477 | 0.11048 | 0.1107 | 0.11109 | 0.1095 | 0.11064 | 0.11143 | 0.1125 | 0.11385 | 0.068334 | 0.067525 | 0.066768 | 0.066056 | 0.06538 | 0.064735 | 0.064115 | 0.063515
F4_Commercial_Office_Existing_Food Preparation_Natural Gas_Food Prep Other_E3 | F4 | Commercial | Office | Existing | Food Preparation | Natural Gas | Food Prep Other | E3 | PCT BC Ratio | 0 | 0 | 0 | 0 | 0 | 0 | 0 | 0 | 0 | 0 | 0 | 0 | 0 | 0 | 0 | 0 | 0 | 0 | 0 | 0 | 0 | 0 | 0 | 0 | 0 | 0 | 0 | 0 | 0 | 0 | 0
F4_Commercial_Office_Existing_Food Preparation_Natural Gas_Food Prep Other_E4 | F4 | Commercial | Office | Existing | Food Preparation | Natural Gas | Food Prep Other | E4 | PCT BC Ratio | 0 | 0 | 0 | 0 | 0 | 0 | 0 | 0 | 0 | 0 | 0 | 0 | 0 | 0 | 0 | 0 | 0 | 0 | 0 | 0 | 0 | 0 | 0 | 0 | 0 | 0 | 0 | 0 | 0 | 0 | 0
F4_Commercial_Office_Existing_Food Preparation_Natural Gas_Food Prep Other_E5 | F4 | Commercial | Office | Existing | Food Preparation | Natural Gas | Food Prep Other | E5 | PCT BC Ratio | 0 | 0 | 0 | 0 | 0 | 0 | 0 | 0 | 0 | 0 | 0 | 0 | 0 | 0 | 0 | 0 | 0 | 0 | 0 | 0 | 0 | 0 | 0 | 0 | 0 | 0 | 0 | 0 | 0 | 0 | 0
F4_Commercial_Office_Existing_Food Preparation_Natural Gas_Food Prep Other_E6 | F4 | Commercial | Office | Existing | Food Preparation | Natural Gas | Food Prep Other | E6 | PCT BC Ratio | 0 | 0 | 0 | 0 | 0 | 0 | 0 | 0 | 0 | 0 | 0 | 0 | 0 | 0 | 0 | 0 | 0 | 0 | 0 | 0 | 0 | 0 | 0 | 0 | 0 | 0 | 0 | 0 | 0 | 0 | 0
F4_Commercial_Office_Existing_Food Preparation_Natural Gas_Food Prep Other_E7 | F4 | Commercial | Office | Existing | Food Preparation | Natural Gas | Food Prep Other | E7 | PCT BC Ratio | 0 | 0 | 0 | 0 | 0 | 0 | 0 | 0 | 0 | 0 | 0 | 0 | 0 | 0 | 0 | 0 | 0 | 0 | 0 | 0 | 0 | 0 | 0 | 0 | 0 | 0 | 0 | 0 | 0 | 0 | 0
F4_Commercial_Office_Existing_Food Preparation_Natural Gas_Food Prep Other_E8 | F4 | Commercial | Office | Existing | Food Preparation | Natural Gas | Food Prep Other | E8 | PCT BC Ratio | 0 | 0 | 0 | 0 | 0 | 0 | 0 | 0 | 0 | 0 | 0 | 0 | 0 | 0 | 0 | 0 | 0 | 0 | 0 | 0 | 0 | 0 | 0 | 0 | 0 | 0 | 0 | 0 | 0 | 0 | 0
F4_Commercial_Office_Existing_Food Preparation_Natural Gas_Food Prep Other_E9 | F4 | Commercial | Office | Existing | Food Preparation | Natural Gas | Food Prep Other | E9 | PCT BC Ratio | 0 | 0 | 0 | 0 | 0 | 0 | 0 | 0 | 0 | 0 | 0 | 0 | 0 | 0 | 0 | 0 | 0 | 0 | 0 | 0 | 0 | 0 | 0 | 0 | 0 | 0 | 0 | 0 | 0 | 0 | 0
F4_Commercial_Office_Existing_Food Preparation_Natural Gas_Food Prep Other_E10 | F4 | Commercial | Office | Existing | Food Preparation | Natural Gas | Food Prep Other | E10 | PCT BC Ratio | 0 | 0 | 0 | 0 | 0 | 0 | 0 | 0 | 0 | 0 | 0 | 0 | 0 | 0 | 0 | 0 | 0 | 0 | 0 | 0 | 0 | 0 | 0 | 0 | 0 | 0 | 0 | 0 | 0 | 0 | 0
F5_Commercial_Office_Existing_Food Preparation_Natural Gas_Food Prep Other_E1 | F5 | Commercial | Office | Existing | Food Preparation | Natural Gas | Food Prep Other | E1 | RIM BC Ratio | 0.9 | 0.9 | 0.9 | 0.9 | 0.9 | 0.9 | 0.9 | 0.9 | 0.9 | 0.9 | 0.9 | 0.9 | 0.9 | 0.9 | 0.9 | 0.9 | 0.9 | 0.9 | 0.9 | 0.9 | 0.9 | 0.9 | 0.9 | 0.9 | 0.9 | 0.9 | 0.9 | 0.9 | 0.9 | 0.9 | 0.9
F5_Commercial_Office_Existing_Food Preparation_Natural Gas_Food Prep Other_E2 | F5 | Commercial | Office | Existing | Food Preparation | Natural Gas | Food Prep Other | E2 | RIM BC Ratio | 0.48131 | 0.4853 | 0.48811 | 0.49109 | 0.49529 | 0.48209 | 0.47104 | 0.46494 | 0.4627 | 0.45921 | 0.45681 | 0.46746 | 0.44451 | 0.45831 | 0.47466 | 0.48924 | 0.48976 | 0.49072 | 0.48682 | 0.48961 | 0.49154 | 0.49412 | 0.49729 | 0.34204 | 0.33798 | 0.33412 | 0.33043 | 0.32688 | 0.32344 | 0.32009 | 0.31681
F5_Commercial_Office_Existing_Food Preparation_Natural Gas_Food Prep Other_E3 | F5 | Commercial | Office | Existing | Food Preparation | Natural Gas | Food Prep Other | E3 | RIM BC Ratio | 0 | 0 | 0 | 0 | 0 | 0 | 0 | 0 | 0 | 0 | 0 | 0 | 0 | 0 | 0 | 0 | 0 | 0 | 0 | 0 | 0 | 0 | 0 | 0 | 0 | 0 | 0 | 0 | 0 | 0 | 0
F5_Commercial_Office_Existing_Food Preparation_Natural Gas_Food Prep Other_E4 | F5 | Commercial | Office | Existing | Food Preparation | Natural Gas | Food Prep Other | E4 | RIM BC Ratio | 0 | 0 | 0 | 0 | 0 | 0 | 0 | 0 | 0 | 0 | 0 | 0 | 0 | 0 | 0 | 0 | 0 | 0 | 0 | 0 | 0 | 0 | 0 | 0 | 0 | 0 | 0 | 0 | 0 | 0 | 0
F5_Commercial_Office_Existing_Food Preparation_Natural Gas_Food Prep Other_E5 | F5 | Commercial | Office | Existing | Food Preparation | Natural Gas | Food Prep Other | E5 | RIM BC Ratio | 0 | 0 | 0 | 0 | 0 | 0 | 0 | 0 | 0 | 0 | 0 | 0 | 0 | 0 | 0 | 0 | 0 | 0 | 0 | 0 | 0 | 0 | 0 | 0 | 0 | 0 | 0 | 0 | 0 | 0 | 0
F5_Commercial_Office_Existing_Food Preparation_Natural Gas_Food Prep Other_E6 | F5 | Commercial | Office | Existing | Food Preparation | Natural Gas | Food Prep Other | E6 | RIM BC Ratio | 0 | 0 | 0 | 0 | 0 | 0 | 0 | 0 | 0 | 0 | 0 | 0 | 0 | 0 | 0 | 0 | 0 | 0 | 0 | 0 | 0 | 0 | 0 | 0 | 0 | 0 | 0 | 0 | 0 | 0 | 0
F5_Commercial_Office_Existing_Food Preparation_Natural Gas_Food Prep Other_E7 | F5 | Commercial | Office | Existing | Food Preparation | Natural Gas | Food Prep Other | E7 | RIM BC Ratio | 0 | 0 | 0 | 0 | 0 | 0 | 0 | 0 | 0 | 0 | 0 | 0 | 0 | 0 | 0 | 0 | 0 | 0 | 0 | 0 | 0 | 0 | 0 | 0 | 0 | 0 | 0 | 0 | 0 | 0 | 0
F5_Commercial_Office_Existing_Food Preparation_Natural Gas_Food Prep Other_E8 | F5 | Commercial | Office | Existing | Food Preparation | Natural Gas | Food Prep Other | E8 | RIM BC Ratio | 0 | 0 | 0 | 0 | 0 | 0 | 0 | 0 | 0 | 0 | 0 | 0 | 0 | 0 | 0 | 0 | 0 | 0 | 0 | 0 | 0 | 0 | 0 | 0 | 0 | 0 | 0 | 0 | 0 | 0 | 0
F5_Commercial_Office_Existing_Food Preparation_Natural Gas_Food Prep Other_E9 | F5 | Commercial | Office | Existing | Food Preparation | Natural Gas | Food Prep Other | E9 | RIM BC Ratio | 0 | 0 | 0 | 0 | 0 | 0 | 0 | 0 | 0 | 0 | 0 | 0 | 0 | 0 | 0 | 0 | 0 | 0 | 0 | 0 | 0 | 0 | 0 | 0 | 0 | 0 | 0 | 0 | 0 | 0 | 0
F5_Commercial_Office_Existing_Food Preparation_Natural Gas_Food Prep Other_E10 | F5 | Commercial | Office | Existing | Food Preparation | Natural Gas | Food Prep Other | E10 | RIM BC Ratio | 0 | 0 | 0 | 0 | 0 | 0 | 0 | 0 | 0 | 0 | 0 | 0 | 0 | 0 | 0 | 0 | 0 | 0 | 0 | 0 | 0 | 0 | 0 | 0 | 0 | 0 | 0 | 0 | 0 | 0 | 0
F0_Commercial_Office_Existing_Miscellaneous_Natural Gas_Pool Heater_E0 | F0 | Commercial | Office | Existing | Miscellaneous | Natural Gas | Pool Heater | E0 | Economic Unit | Standard (EF .78) | Standard (EF .78) | Standard (EF .78) | Standard (EF .78) | Standard (EF .78) | Standard (EF .78) | Standard (EF .78) | Standard (EF .78) | Standard (EF .78) | Standard (EF .78) | Standard (EF .78) | Standard (EF .78) | Standard (EF .78) | Standard (EF .78) | Standard (EF .78) | Standard (EF .78) | Standard (EF .78) | Standard (EF .78) | Condensing (EF .90) | Condensing (EF .90) | Condensing (EF .90) | Condensing (EF .90) | Condensing (EF .90) | Standard (EF .78) | Standard (EF .78) | Standard (EF .78) | Standard (EF .78) | Standard (EF .78) | Standard (EF .78) | Standard (EF .78) | Standard (EF .78)
F1_Commercial_Office_Existing_Miscellaneous_Natural Gas_Pool Heater_E1 | F1 | Commercial | Office | Existing | Miscellaneous | Natural Gas | Pool Heater | E1 | CCE | 0 | 0 | 0 | 0 | 0 | 0 | 0 | 0 | 0 | 0 | 0 | 0 | 0 | 0 | 0 | 0 | 0 | 0 | 0 | 0 | 0 | 0 | 0 | 0 | 0 | 0 | 0 | 0 | 0 | 0 | 0
F1_Commercial_Office_Existing_Miscellaneous_Natural Gas_Pool Heater_E2 | F1 | Commercial | Office | Existing | Miscellaneous | Natural Gas | Pool Heater | E2 | CCE | 0.017772 | 0.017086 | 0.017167 | 0.017347 | 0.017347 | 0.017347 | 0.017347 | 0.017347 | 0.017347 | 0.017347 | 0.017347 | 0.017347 | 0.017347 | 0.017347 | 0.017347 | 0.017347 | 0.017347 | 0.017347 | 0.017347 | 0.017347 | 0.017347 | 0.017347 | 0.017347 | 0.017347 | 0.017347 | 0.017347 | 0.017347 | 0.017347 | 0.017347 | 0.017347 | 0.017347
F1_Commercial_Office_Existing_Miscellaneous_Natural Gas_Pool Heater_E3 | F1 | Commercial | Office | Existing | Miscellaneous | Natural Gas | Pool Heater | E3 | CCE | 0 | 0 | 0 | 0 | 0 | 0 | 0 | 0 | 0 | 0 | 0 | 0 | 0 | 0 | 0 | 0 | 0 | 0 | 0 | 0 | 0 | 0 | 0 | 0 | 0 | 0 | 0 | 0 | 0 | 0 | 0
F1_Commercial_Office_Existing_Miscellaneous_Natural Gas_Pool Heater_E4 | F1 | Commercial | Office | Existing | Miscellaneous | Natural Gas | Pool Heater | E4 | CCE | 0 | 0 | 0 | 0 | 0 | 0 | 0 | 0 | 0 | 0 | 0 | 0 | 0 | 0 | 0 | 0 | 0 | 0 | 0 | 0 | 0 | 0 | 0 | 0 | 0 | 0 | 0 | 0 | 0 | 0 | 0
F1_Commercial_Office_Existing_Miscellaneous_Natural Gas_Pool Heater_E5 | F1 | Commercial | Office | Existing | Miscellaneous | Natural Gas | Pool Heater | E5 | CCE | 0 | 0 | 0 | 0 | 0 | 0 | 0 | 0 | 0 | 0 | 0 | 0 | 0 | 0 | 0 | 0 | 0 | 0 | 0 | 0 | 0 | 0 | 0 | 0 | 0 | 0 | 0 | 0 | 0 | 0 | 0
F1_Commercial_Office_Existing_Miscellaneous_Natural Gas_Pool Heater_E6 | F1 | Commercial | Office | Existing | Miscellaneous | Natural Gas | Pool Heater | E6 | CCE | 0 | 0 | 0 | 0 | 0 | 0 | 0 | 0 | 0 | 0 | 0 | 0 | 0 | 0 | 0 | 0 | 0 | 0 | 0 | 0 | 0 | 0 | 0 | 0 | 0 | 0 | 0 | 0 | 0 | 0 | 0
F1_Commercial_Office_Existing_Miscellaneous_Natural Gas_Pool Heater_E7 | F1 | Commercial | Office | Existing | Miscellaneous | Natural Gas | Pool Heater | E7 | CCE | 0 | 0 | 0 | 0 | 0 | 0 | 0 | 0 | 0 | 0 | 0 | 0 | 0 | 0 | 0 | 0 | 0 | 0 | 0 | 0 | 0 | 0 | 0 | 0 | 0 | 0 | 0 | 0 | 0 | 0 | 0
F1_Commercial_Office_Existing_Miscellaneous_Natural Gas_Pool Heater_E8 | F1 | Commercial | Office | Existing | Miscellaneous | Natural Gas | Pool Heater | E8 | CCE | 0 | 0 | 0 | 0 | 0 | 0 | 0 | 0 | 0 | 0 | 0 | 0 | 0 | 0 | 0 | 0 | 0 | 0 | 0 | 0 | 0 | 0 | 0 | 0 | 0 | 0 | 0 | 0 | 0 | 0 | 0
F1_Commercial_Office_Existing_Miscellaneous_Natural Gas_Pool Heater_E9 | F1 | Commercial | Office | Existing | Miscellaneous | Natural Gas | Pool Heater | E9 | CCE | 0 | 0 | 0 | 0 | 0 | 0 | 0 | 0 | 0 | 0 | 0 | 0 | 0 | 0 | 0 | 0 | 0 | 0 | 0 | 0 | 0 | 0 | 0 | 0 | 0 | 0 | 0 | 0 | 0 | 0 | 0
F1_Commercial_Office_Existing_Miscellaneous_Natural Gas_Pool Heater_E10 | F1 | Commercial | Office | Existing | Miscellaneous | Natural Gas | Pool Heater | E10 | CCE | 0 | 0 | 0 | 0 | 0 | 0 | 0 | 0 | 0 | 0 | 0 | 0 | 0 | 0 | 0 | 0 | 0 | 0 | 0 | 0 | 0 | 0 | 0 | 0 | 0 | 0 | 0 | 0 | 0 | 0 | 0
F2_Commercial_Office_Existing_Miscellaneous_Natural Gas_Pool Heater_E1 | F2 | Commercial | Office | Existing | Miscellaneous | Natural Gas | Pool Heater | E1 | TRC BC Ratio | 0.9 | 0.9 | 0.9 | 0.9 | 0.9 | 0.9 | 0.9 | 0.9 | 0.9 | 0.9 | 0.9 | 0.9 | 0.9 | 0.9 | 0.9 | 0.9 | 0.9 | 0.9 | 0.9 | 0.9 | 0.9 | 0.9 | 0.9 | 0.9 | 0.9 | 0.9 | 0.9 | 0.9 | 0.9 | 0.9 | 0.9
F2_Commercial_Office_Existing_Miscellaneous_Natural Gas_Pool Heater_E2 | F2 | Commercial | Office | Existing | Miscellaneous | Natural Gas | Pool Heater | E2 | TRC BC Ratio | 0.56913 | 0.59017 | 0.59856 | 0.60055 | 0.62327 | 0.58756 | 0.56286 | 0.56218 | 0.57879 | 0.56904 | 0.56637 | 0.56026 | 0.42036 | 0.41012 | 0.40714 | 0.46017 | 0.52551 | 0.59905 | 0.65771 | 0.754 | 0.76585 | 0.78054 | 0.79807 | 0.30114 | 0.29474 | 0.28881 | 0.28328 | 0.2781 | 0.27319 | 0.2685 | 0.264
F2_Commercial_Office_Existing_Miscellaneous_Natural Gas_Pool Heater_E3 | F2 | Commercial | Office | Existing | Miscellaneous | Natural Gas | Pool Heater | E3 | TRC BC Ratio | 0 | 0 | 0 | 0 | 0 | 0 | 0 | 0 | 0 | 0 | 0 | 0 | 0 | 0 | 0 | 0 | 0 | 0 | 0 | 0 | 0 | 0 | 0 | 0 | 0 | 0 | 0 | 0 | 0 | 0 | 0
F2_Commercial_Office_Existing_Miscellaneous_Natural Gas_Pool Heater_E4 | F2 | Commercial | Office | Existing | Miscellaneous | Natural Gas | Pool Heater | E4 | TRC BC Ratio | 0 | 0 | 0 | 0 | 0 | 0 | 0 | 0 | 0 | 0 | 0 | 0 | 0 | 0 | 0 | 0 | 0 | 0 | 0 | 0 | 0 | 0 | 0 | 0 | 0 | 0 | 0 | 0 | 0 | 0 | 0
F2_Commercial_Office_Existing_Miscellaneous_Natural Gas_Pool Heater_E5 | F2 | Commercial | Office | Existing | Miscellaneous | Natural Gas | Pool Heater | E5 | TRC BC Ratio | 0 | 0 | 0 | 0 | 0 | 0 | 0 | 0 | 0 | 0 | 0 | 0 | 0 | 0 | 0 | 0 | 0 | 0 | 0 | 0 | 0 | 0 | 0 | 0 | 0 | 0 | 0 | 0 | 0 | 0 | 0
F2_Commercial_Office_Existing_Miscellaneous_Natural Gas_Pool Heater_E6 | F2 | Commercial | Office | Existing | Miscellaneous | Natural Gas | Pool Heater | E6 | TRC BC Ratio | 0 | 0 | 0 | 0 | 0 | 0 | 0 | 0 | 0 | 0 | 0 | 0 | 0 | 0 | 0 | 0 | 0 | 0 | 0 | 0 | 0 | 0 | 0 | 0 | 0 | 0 | 0 | 0 | 0 | 0 | 0
F2_Commercial_Office_Existing_Miscellaneous_Natural Gas_Pool Heater_E7 | F2 | Commercial | Office | Existing | Miscellaneous | Natural Gas | Pool Heater | E7 | TRC BC Ratio | 0 | 0 | 0 | 0 | 0 | 0 | 0 | 0 | 0 | 0 | 0 | 0 | 0 | 0 | 0 | 0 | 0 | 0 | 0 | 0 | 0 | 0 | 0 | 0 | 0 | 0 | 0 | 0 | 0 | 0 | 0
F2_Commercial_Office_Existing_Miscellaneous_Natural Gas_Pool Heater_E8 | F2 | Commercial | Office | Existing | Miscellaneous | Natural Gas | Pool Heater | E8 | TRC BC Ratio | 0 | 0 | 0 | 0 | 0 | 0 | 0 | 0 | 0 | 0 | 0 | 0 | 0 | 0 | 0 | 0 | 0 | 0 | 0 | 0 | 0 | 0 | 0 | 0 | 0 | 0 | 0 | 0 | 0 | 0 | 0
F2_Commercial_Office_Existing_Miscellaneous_Natural Gas_Pool Heater_E9 | F2 | Commercial | Office | Existing | Miscellaneous | Natural Gas | Pool Heater | E9 | TRC BC Ratio | 0 | 0 | 0 | 0 | 0 | 0 | 0 | 0 | 0 | 0 | 0 | 0 | 0 | 0 | 0 | 0 | 0 | 0 | 0 | 0 | 0 | 0 | 0 | 0 | 0 | 0 | 0 | 0 | 0 | 0 | 0
F2_Commercial_Office_Existing_Miscellaneous_Natural Gas_Pool Heater_E10 | F2 | Commercial | Office | Existing | Miscellaneous | Natural Gas | Pool Heater | E10 | TRC BC Ratio | 0 | 0 | 0 | 0 | 0 | 0 | 0 | 0 | 0 | 0 | 0 | 0 | 0 | 0 | 0 | 0 | 0 | 0 | 0 | 0 | 0 | 0 | 0 | 0 | 0 | 0 | 0 | 0 | 0 | 0 | 0
F3_Commercial_Office_Existing_Miscellaneous_Natural Gas_Pool Heater_E1 | F3 | Commercial | Office | Existing | Miscellaneous | Natural Gas | Pool Heater | E1 | PACT BC Ratio | 0.9 | 0.9 | 0.9 | 0.9 | 0.9 | 0.9 | 0.9 | 0.9 | 0.9 | 0.9 | 0.9 | 0.9 | 0.9 | 0.9 | 0.9 | 0.9 | 0.9 | 0.9 | 0.9 | 0.9 | 0.9 | 0.9 | 0.9 | 0.9 | 0.9 | 0.9 | 0.9 | 0.9 | 0.9 | 0.9 | 0.9
F3_Commercial_Office_Existing_Miscellaneous_Natural Gas_Pool Heater_E2 | F3 | Commercial | Office | Existing | Miscellaneous | Natural Gas | Pool Heater | E2 | PACT BC Ratio | 0.80033 | 0.82991 | 0.84171 | 0.84451 | 0.87645 | 0.82624 | 0.79152 | 0.79055 | 0.81391 | 0.8002 | 0.79645 | 0.78786 | 0.59112 | 0.57672 | 0.57253 | 0.64711 | 0.73899 | 0.8424 | 0.92489 | 1.0603 | 1.077 | 1.0976 | 1.1223 | 0.42347 | 0.41447 | 0.40613 | 0.39836 | 0.39107 | 0.38417 | 0.37758 | 0.37125
F3_Commercial_Office_Existing_Miscellaneous_Natural Gas_Pool Heater_E3 | F3 | Commercial | Office | Existing | Miscellaneous | Natural Gas | Pool Heater | E3 | PACT BC Ratio | 0 | 0 | 0 | 0 | 0 | 0 | 0 | 0 | 0 | 0 | 0 | 0 | 0 | 0 | 0 | 0 | 0 | 0 | 0 | 0 | 0 | 0 | 0 | 0 | 0 | 0 | 0 | 0 | 0 | 0 | 0
F3_Commercial_Office_Existing_Miscellaneous_Natural Gas_Pool Heater_E4 | F3 | Commercial | Office | Existing | Miscellaneous | Natural Gas | Pool Heater | E4 | PACT BC Ratio | 0 | 0 | 0 | 0 | 0 | 0 | 0 | 0 | 0 | 0 | 0 | 0 | 0 | 0 | 0 | 0 | 0 | 0 | 0 | 0 | 0 | 0 | 0 | 0 | 0 | 0 | 0 | 0 | 0 | 0 | 0
F3_Commercial_Office_Existing_Miscellaneous_Natural Gas_Pool Heater_E5 | F3 | Commercial | Office | Existing | Miscellaneous | Natural Gas | Pool Heater | E5 | PACT BC Ratio | 0 | 0 | 0 | 0 | 0 | 0 | 0 | 0 | 0 | 0 | 0 | 0 | 0 | 0 | 0 | 0 | 0 | 0 | 0 | 0 | 0 | 0 | 0 | 0 | 0 | 0 | 0 | 0 | 0 | 0 | 0
F3_Commercial_Office_Existing_Miscellaneous_Natural Gas_Pool Heater_E6 | F3 | Commercial | Office | Existing | Miscellaneous | Natural Gas | Pool Heater | E6 | PACT BC Ratio | 0 | 0 | 0 | 0 | 0 | 0 | 0 | 0 | 0 | 0 | 0 | 0 | 0 | 0 | 0 | 0 | 0 | 0 | 0 | 0 | 0 | 0 | 0 | 0 | 0 | 0 | 0 | 0 | 0 | 0 | 0
F3_Commercial_Office_Existing_Miscellaneous_Natural Gas_Pool Heater_E7 | F3 | Commercial | Office | Existing | Miscellaneous | Natural Gas | Pool Heater | E7 | PACT BC Ratio | 0 | 0 | 0 | 0 | 0 | 0 | 0 | 0 | 0 | 0 | 0 | 0 | 0 | 0 | 0 | 0 | 0 | 0 | 0 | 0 | 0 | 0 | 0 | 0 | 0 | 0 | 0 | 0 | 0 | 0 | 0
F3_Commercial_Office_Existing_Miscellaneous_Natural Gas_Pool Heater_E8 | F3 | Commercial | Office | Existing | Miscellaneous | Natural Gas | Pool Heater | E8 | PACT BC Ratio | 0 | 0 | 0 | 0 | 0 | 0 | 0 | 0 | 0 | 0 | 0 | 0 | 0 | 0 | 0 | 0 | 0 | 0 | 0 | 0 | 0 | 0 | 0 | 0 | 0 | 0 | 0 | 0 | 0 | 0 | 0
F3_Commercial_Office_Existing_Miscellaneous_Natural Gas_Pool Heater_E9 | F3 | Commercial | Office | Existing | Miscellaneous | Natural Gas | Pool Heater | E9 | PACT BC Ratio | 0 | 0 | 0 | 0 | 0 | 0 | 0 | 0 | 0 | 0 | 0 | 0 | 0 | 0 | 0 | 0 | 0 | 0 | 0 | 0 | 0 | 0 | 0 | 0 | 0 | 0 | 0 | 0 | 0 | 0 | 0
F3_Commercial_Office_Existing_Miscellaneous_Natural Gas_Pool Heater_E10 | F3 | Commercial | Office | Existing | Miscellaneous | Natural Gas | Pool Heater | E10 | PACT BC Ratio | 0 | 0 | 0 | 0 | 0 | 0 | 0 | 0 | 0 | 0 | 0 | 0 | 0 | 0 | 0 | 0 | 0 | 0 | 0 | 0 | 0 | 0 | 0 | 0 | 0 | 0 | 0 | 0 | 0 | 0 | 0
F4_Commercial_Office_Existing_Miscellaneous_Natural Gas_Pool Heater_E1 | F4 | Commercial | Office | Existing | Miscellaneous | Natural Gas | Pool Heater | E1 | PCT BC Ratio | 0.9 | 0.9 | 0.9 | 0.9 | 0.9 | 0.9 | 0.9 | 0.9 | 0.9 | 0.9 | 0.9 | 0.9 | 0.9 | 0.9 | 0.9 | 0.9 | 0.9 | 0.9 | 0.9 | 0.9 | 0.9 | 0.9 | 0.9 | 0.9 | 0.9 | 0.9 | 0.9 | 0.9 | 0.9 | 0.9 | 0.9
F4_Commercial_Office_Existing_Miscellaneous_Natural Gas_Pool Heater_E2 | F4 | Commercial | Office | Existing | Miscellaneous | Natural Gas | Pool Heater | E2 | PCT BC Ratio | 1.6263 | 1.6664 | 1.6824 | 1.6862 | 1.7296 | 1.6614 | 1.6143 | 1.613 | 1.6447 | 1.6261 | 1.621 | 1.6093 | 1.3422 | 1.3227 | 1.317 | 1.4182 | 1.543 | 1.6834 | 1.7954 | 1.9792 | 2.0018 | 2.0299 | 2.0634 | 1.1146 | 1.1024 | 1.091 | 1.0805 | 1.0706 | 1.0612 | 1.0523 | 1.0437
F4_Commercial_Office_Existing_Miscellaneous_Natural Gas_Pool Heater_E3 | F4 | Commercial | Office | Existing | Miscellaneous | Natural Gas | Pool Heater | E3 | PCT BC Ratio | 0 | 0 | 0 | 0 | 0 | 0 | 0 | 0 | 0 | 0 | 0 | 0 | 0 | 0 | 0 | 0 | 0 | 0 | 0 | 0 | 0 | 0 | 0 | 0 | 0 | 0 | 0 | 0 | 0 | 0 | 0
F4_Commercial_Office_Existing_Miscellaneous_Natural Gas_Pool Heater_E4 | F4 | Commercial | Office | Existing | Miscellaneous | Natural Gas | Pool Heater | E4 | PCT BC Ratio | 0 | 0 | 0 | 0 | 0 | 0 | 0 | 0 | 0 | 0 | 0 | 0 | 0 | 0 | 0 | 0 | 0 | 0 | 0 | 0 | 0 | 0 | 0 | 0 | 0 | 0 | 0 | 0 | 0 | 0 | 0
F4_Commercial_Office_Existing_Miscellaneous_Natural Gas_Pool Heater_E5 | F4 | Commercial | Office | Existing | Miscellaneous | Natural Gas | Pool Heater | E5 | PCT BC Ratio | 0 | 0 | 0 | 0 | 0 | 0 | 0 | 0 | 0 | 0 | 0 | 0 | 0 | 0 | 0 | 0 | 0 | 0 | 0 | 0 | 0 | 0 | 0 | 0 | 0 | 0 | 0 | 0 | 0 | 0 | 0
F4_Commercial_Office_Existing_Miscellaneous_Natural Gas_Pool Heater_E6 | F4 | Commercial | Office | Existing | Miscellaneous | Natural Gas | Pool Heater | E6 | PCT BC Ratio | 0 | 0 | 0 | 0 | 0 | 0 | 0 | 0 | 0 | 0 | 0 | 0 | 0 | 0 | 0 | 0 | 0 | 0 | 0 | 0 | 0 | 0 | 0 | 0 | 0 | 0 | 0 | 0 | 0 | 0 | 0
F4_Commercial_Office_Existing_Miscellaneous_Natural Gas_Pool Heater_E7 | F4 | Commercial | Office | Existing | Miscellaneous | Natural Gas | Pool Heater | E7 | PCT BC Ratio | 0 | 0 | 0 | 0 | 0 | 0 | 0 | 0 | 0 | 0 | 0 | 0 | 0 | 0 | 0 | 0 | 0 | 0 | 0 | 0 | 0 | 0 | 0 | 0 | 0 | 0 | 0 | 0 | 0 | 0 | 0
F4_Commercial_Office_Existing_Miscellaneous_Natural Gas_Pool Heater_E8 | F4 | Commercial | Office | Existing | Miscellaneous | Natural Gas | Pool Heater | E8 | PCT BC Ratio | 0 | 0 | 0 | 0 | 0 | 0 | 0 | 0 | 0 | 0 | 0 | 0 | 0 | 0 | 0 | 0 | 0 | 0 | 0 | 0 | 0 | 0 | 0 | 0 | 0 | 0 | 0 | 0 | 0 | 0 | 0
F4_Commercial_Office_Existing_Miscellaneous_Natural Gas_Pool Heater_E9 | F4 | Commercial | Office | Existing | Miscellaneous | Natural Gas | Pool Heater | E9 | PCT BC Ratio | 0 | 0 | 0 | 0 | 0 | 0 | 0 | 0 | 0 | 0 | 0 | 0 | 0 | 0 | 0 | 0 | 0 | 0 | 0 | 0 | 0 | 0 | 0 | 0 | 0 | 0 | 0 | 0 | 0 | 0 | 0
F4_Commercial_Office_Existing_Miscellaneous_Natural Gas_Pool Heater_E10 | F4 | Commercial | Office | Existing | Miscellaneous | Natural Gas | Pool Heater | E10 | PCT BC Ratio | 0 | 0 | 0 | 0 | 0 | 0 | 0 | 0 | 0 | 0 | 0 | 0 | 0 | 0 | 0 | 0 | 0 | 0 | 0 | 0 | 0 | 0 | 0 | 0 | 0 | 0 | 0 | 0 | 0 | 0 | 0
F5_Commercial_Office_Existing_Miscellaneous_Natural Gas_Pool Heater_E1 | F5 | Commercial | Office | Existing | Miscellaneous | Natural Gas | Pool Heater | E1 | RIM BC Ratio | 0.9 | 0.9 | 0.9 | 0.9 | 0.9 | 0.9 | 0.9 | 0.9 | 0.9 | 0.9 | 0.9 | 0.9 | 0.9 | 0.9 | 0.9 | 0.9 | 0.9 | 0.9 | 0.9 | 0.9 | 0.9 | 0.9 | 0.9 | 0.9 | 0.9 | 0.9 | 0.9 | 0.9 | 0.9 | 0.9 | 0.9
F5_Commercial_Office_Existing_Miscellaneous_Natural Gas_Pool Heater_E2 | F5 | Commercial | Office | Existing | Miscellaneous | Natural Gas | Pool Heater | E2 | RIM BC Ratio | 0.40857 | 0.41614 | 0.41909 | 0.41978 | 0.42753 | 0.41522 | 0.40626 | 0.40601 | 0.41208 | 0.40854 | 0.40756 | 0.4053 | 0.34605 | 0.34106 | 0.33959 | 0.36451 | 0.39196 | 0.41926 | 0.43874 | 0.46703 | 0.47023 | 0.47413 | 0.47867 | 0.28094 | 0.27695 | 0.2732 | 0.26966 | 0.2663 | 0.26308 | 0.25997 | 0.25696
F5_Commercial_Office_Existing_Miscellaneous_Natural Gas_Pool Heater_E3 | F5 | Commercial | Office | Existing | Miscellaneous | Natural Gas | Pool Heater | E3 | RIM BC Ratio | 0 | 0 | 0 | 0 | 0 | 0 | 0 | 0 | 0 | 0 | 0 | 0 | 0 | 0 | 0 | 0 | 0 | 0 | 0 | 0 | 0 | 0 | 0 | 0 | 0 | 0 | 0 | 0 | 0 | 0 | 0
F5_Commercial_Office_Existing_Miscellaneous_Natural Gas_Pool Heater_E4 | F5 | Commercial | Office | Existing | Miscellaneous | Natural Gas | Pool Heater | E4 | RIM BC Ratio | 0 | 0 | 0 | 0 | 0 | 0 | 0 | 0 | 0 | 0 | 0 | 0 | 0 | 0 | 0 | 0 | 0 | 0 | 0 | 0 | 0 | 0 | 0 | 0 | 0 | 0 | 0 | 0 | 0 | 0 | 0
F5_Commercial_Office_Existing_Miscellaneous_Natural Gas_Pool Heater_E5 | F5 | Commercial | Office | Existing | Miscellaneous | Natural Gas | Pool Heater | E5 | RIM BC Ratio | 0 | 0 | 0 | 0 | 0 | 0 | 0 | 0 | 0 | 0 | 0 | 0 | 0 | 0 | 0 | 0 | 0 | 0 | 0 | 0 | 0 | 0 | 0 | 0 | 0 | 0 | 0 | 0 | 0 | 0 | 0
F5_Commercial_Office_Existing_Miscellaneous_Natural Gas_Pool Heater_E6 | F5 | Commercial | Office | Existing | Miscellaneous | Natural Gas | Pool Heater | E6 | RIM BC Ratio | 0 | 0 | 0 | 0 | 0 | 0 | 0 | 0 | 0 | 0 | 0 | 0 | 0 | 0 | 0 | 0 | 0 | 0 | 0 | 0 | 0 | 0 | 0 | 0 | 0 | 0 | 0 | 0 | 0 | 0 | 0
F5_Commercial_Office_Existing_Miscellaneous_Natural Gas_Pool Heater_E7 | F5 | Commercial | Office | Existing | Miscellaneous | Natural Gas | Pool Heater | E7 | RIM BC Ratio | 0 | 0 | 0 | 0 | 0 | 0 | 0 | 0 | 0 | 0 | 0 | 0 | 0 | 0 | 0 | 0 | 0 | 0 | 0 | 0 | 0 | 0 | 0 | 0 | 0 | 0 | 0 | 0 | 0 | 0 | 0
F5_Commercial_Office_Existing_Miscellaneous_Natural Gas_Pool Heater_E8 | F5 | Commercial | Office | Existing | Miscellaneous | Natural Gas | Pool Heater | E8 | RIM BC Ratio | 0 | 0 | 0 | 0 | 0 | 0 | 0 | 0 | 0 | 0 | 0 | 0 | 0 | 0 | 0 | 0 | 0 | 0 | 0 | 0 | 0 | 0 | 0 | 0 | 0 | 0 | 0 | 0 | 0 | 0 | 0
F5_Commercial_Office_Existing_Miscellaneous_Natural Gas_Pool Heater_E9 | F5 | Commercial | Office | Existing | Miscellaneous | Natural Gas | Pool Heater | E9 | RIM BC Ratio | 0 | 0 | 0 | 0 | 0 | 0 | 0 | 0 | 0 | 0 | 0 | 0 | 0 | 0 | 0 | 0 | 0 | 0 | 0 | 0 | 0 | 0 | 0 | 0 | 0 | 0 | 0 | 0 | 0 | 0 | 0
F5_Commercial_Office_Existing_Miscellaneous_Natural Gas_Pool Heater_E10 | F5 | Commercial | Office | Existing | Miscellaneous | Natural Gas | Pool Heater | E10 | RIM BC Ratio | 0 | 0 | 0 | 0 | 0 | 0 | 0 | 0 | 0 | 0 | 0 | 0 | 0 | 0 | 0 | 0 | 0 | 0 | 0 | 0 | 0 | 0 | 0 | 0 | 0 | 0 | 0 | 0 | 0 | 0 | 0
F0_Commercial_Office_Existing_Miscellaneous_Natural Gas_Miscellaneous_E0 | F0 | Commercial | Office | Existing | Miscellaneous | Natural Gas | Miscellaneous | E0 | Economic Unit | Miscellaneous | Miscellaneous | Miscellaneous | Miscellaneous | Miscellaneous | Miscellaneous | Miscellaneous | Miscellaneous | Miscellaneous | Miscellaneous | Miscellaneous | Miscellaneous | Miscellaneous | Miscellaneous | Miscellaneous | Miscellaneous | Miscellaneous | Miscellaneous | Miscellaneous | Miscellaneous | Miscellaneous | Miscellaneous | Miscellaneous | Miscellaneous | Miscellaneous | Miscellaneous | Miscellaneous | Miscellaneous | Miscellaneous | Miscellaneous | Miscellaneous
F1_Commercial_Office_Existing_Miscellaneous_Natural Gas_Miscellaneous_E1 | F1 | Commercial | Office | Existing | Miscellaneous | Natural Gas | Miscellaneous | E1 | CCE | 0 | 0 | 0 | 0 | 0 | 0 | 0 | 0 | 0 | 0 | 0 | 0 | 0 | 0 | 0 | 0 | 0 | 0 | 0 | 0 | 0 | 0 | 0 | 0 | 0 | 0 | 0 | 0 | 0 | 0 | 0
F1_Commercial_Office_Existing_Miscellaneous_Natural Gas_Miscellaneous_E2 | F1 | Commercial | Office | Existing | Miscellaneous | Natural Gas | Miscellaneous | E2 | CCE | 0 | 0 | 0 | 0 | 0 | 0 | 0 | 0 | 0 | 0 | 0 | 0 | 0 | 0 | 0 | 0 | 0 | 0 | 0 | 0 | 0 | 0 | 0 | 0 | 0 | 0 | 0 | 0 | 0 | 0 | 0
F1_Commercial_Office_Existing_Miscellaneous_Natural Gas_Miscellaneous_E3 | F1 | Commercial | Office | Existing | Miscellaneous | Natural Gas | Miscellaneous | E3 | CCE | 0 | 0 | 0 | 0 | 0 | 0 | 0 | 0 | 0 | 0 | 0 | 0 | 0 | 0 | 0 | 0 | 0 | 0 | 0 | 0 | 0 | 0 | 0 | 0 | 0 | 0 | 0 | 0 | 0 | 0 | 0
F1_Commercial_Office_Existing_Miscellaneous_Natural Gas_Miscellaneous_E4 | F1 | Commercial | Office | Existing | Miscellaneous | Natural Gas | Miscellaneous | E4 | CCE | 0 | 0 | 0 | 0 | 0 | 0 | 0 | 0 | 0 | 0 | 0 | 0 | 0 | 0 | 0 | 0 | 0 | 0 | 0 | 0 | 0 | 0 | 0 | 0 | 0 | 0 | 0 | 0 | 0 | 0 | 0
F1_Commercial_Office_Existing_Miscellaneous_Natural Gas_Miscellaneous_E5 | F1 | Commercial | Office | Existing | Miscellaneous | Natural Gas | Miscellaneous | E5 | CCE | 0 | 0 | 0 | 0 | 0 | 0 | 0 | 0 | 0 | 0 | 0 | 0 | 0 | 0 | 0 | 0 | 0 | 0 | 0 | 0 | 0 | 0 | 0 | 0 | 0 | 0 | 0 | 0 | 0 | 0 | 0
F1_Commercial_Office_Existing_Miscellaneous_Natural Gas_Miscellaneous_E6 | F1 | Commercial | Office | Existing | Miscellaneous | Natural Gas | Miscellaneous | E6 | CCE | 0 | 0 | 0 | 0 | 0 | 0 | 0 | 0 | 0 | 0 | 0 | 0 | 0 | 0 | 0 | 0 | 0 | 0 | 0 | 0 | 0 | 0 | 0 | 0 | 0 | 0 | 0 | 0 | 0 | 0 | 0
F1_Commercial_Office_Existing_Miscellaneous_Natural Gas_Miscellaneous_E7 | F1 | Commercial | Office | Existing | Miscellaneous | Natural Gas | Miscellaneous | E7 | CCE | 0 | 0 | 0 | 0 | 0 | 0 | 0 | 0 | 0 | 0 | 0 | 0 | 0 | 0 | 0 | 0 | 0 | 0 | 0 | 0 | 0 | 0 | 0 | 0 | 0 | 0 | 0 | 0 | 0 | 0 | 0
F1_Commercial_Office_Existing_Miscellaneous_Natural Gas_Miscellaneous_E8 | F1 | Commercial | Office | Existing | Miscellaneous | Natural Gas | Miscellaneous | E8 | CCE | 0 | 0 | 0 | 0 | 0 | 0 | 0 | 0 | 0 | 0 | 0 | 0 | 0 | 0 | 0 | 0 | 0 | 0 | 0 | 0 | 0 | 0 | 0 | 0 | 0 | 0 | 0 | 0 | 0 | 0 | 0
F1_Commercial_Office_Existing_Miscellaneous_Natural Gas_Miscellaneous_E9 | F1 | Commercial | Office | Existing | Miscellaneous | Natural Gas | Miscellaneous | E9 | CCE | 0 | 0 | 0 | 0 | 0 | 0 | 0 | 0 | 0 | 0 | 0 | 0 | 0 | 0 | 0 | 0 | 0 | 0 | 0 | 0 | 0 | 0 | 0 | 0 | 0 | 0 | 0 | 0 | 0 | 0 | 0
F1_Commercial_Office_Existing_Miscellaneous_Natural Gas_Miscellaneous_E10 | F1 | Commercial | Office | Existing | Miscellaneous | Natural Gas | Miscellaneous | E10 | CCE | 0 | 0 | 0 | 0 | 0 | 0 | 0 | 0 | 0 | 0 | 0 | 0 | 0 | 0 | 0 | 0 | 0 | 0 | 0 | 0 | 0 | 0 | 0 | 0 | 0 | 0 | 0 | 0 | 0 | 0 | 0
F2_Commercial_Office_Existing_Miscellaneous_Natural Gas_Miscellaneous_E1 | F2 | Commercial | Office | Existing | Miscellaneous | Natural Gas | Miscellaneous | E1 | TRC BC Ratio | 0.9 | 0.9 | 0.9 | 0.9 | 0.9 | 0.9 | 0.9 | 0.9 | 0.9 | 0.9 | 0.9 | 0.9 | 0.9 | 0.9 | 0.9 | 0.9 | 0.9 | 0.9 | 0.9 | 0.9 | 0.9 | 0.9 | 0.9 | 0.9 | 0.9 | 0.9 | 0.9 | 0.9 | 0.9 | 0.9 | 0.9
F2_Commercial_Office_Existing_Miscellaneous_Natural Gas_Miscellaneous_E2 | F2 | Commercial | Office | Existing | Miscellaneous | Natural Gas | Miscellaneous | E2 | TRC BC Ratio | 0 | 0 | 0 | 0 | 0 | 0 | 0 | 0 | 0 | 0 | 0 | 0 | 0 | 0 | 0 | 0 | 0 | 0 | 0 | 0 | 0 | 0 | 0 | 0 | 0 | 0 | 0 | 0 | 0 | 0 | 0
F2_Commercial_Office_Existing_Miscellaneous_Natural Gas_Miscellaneous_E3 | F2 | Commercial | Office | Existing | Miscellaneous | Natural Gas | Miscellaneous | E3 | TRC BC Ratio | 0 | 0 | 0 | 0 | 0 | 0 | 0 | 0 | 0 | 0 | 0 | 0 | 0 | 0 | 0 | 0 | 0 | 0 | 0 | 0 | 0 | 0 | 0 | 0 | 0 | 0 | 0 | 0 | 0 | 0 | 0
F2_Commercial_Office_Existing_Miscellaneous_Natural Gas_Miscellaneous_E4 | F2 | Commercial | Office | Existing | Miscellaneous | Natural Gas | Miscellaneous | E4 | TRC BC Ratio | 0 | 0 | 0 | 0 | 0 | 0 | 0 | 0 | 0 | 0 | 0 | 0 | 0 | 0 | 0 | 0 | 0 | 0 | 0 | 0 | 0 | 0 | 0 | 0 | 0 | 0 | 0 | 0 | 0 | 0 | 0
F2_Commercial_Office_Existing_Miscellaneous_Natural Gas_Miscellaneous_E5 | F2 | Commercial | Office | Existing | Miscellaneous | Natural Gas | Miscellaneous | E5 | TRC BC Ratio | 0 | 0 | 0 | 0 | 0 | 0 | 0 | 0 | 0 | 0 | 0 | 0 | 0 | 0 | 0 | 0 | 0 | 0 | 0 | 0 | 0 | 0 | 0 | 0 | 0 | 0 | 0 | 0 | 0 | 0 | 0
F2_Commercial_Office_Existing_Miscellaneous_Natural Gas_Miscellaneous_E6 | F2 | Commercial | Office | Existing | Miscellaneous | Natural Gas | Miscellaneous | E6 | TRC BC Ratio | 0 | 0 | 0 | 0 | 0 | 0 | 0 | 0 | 0 | 0 | 0 | 0 | 0 | 0 | 0 | 0 | 0 | 0 | 0 | 0 | 0 | 0 | 0 | 0 | 0 | 0 | 0 | 0 | 0 | 0 | 0
F2_Commercial_Office_Existing_Miscellaneous_Natural Gas_Miscellaneous_E7 | F2 | Commercial | Office | Existing | Miscellaneous | Natural Gas | Miscellaneous | E7 | TRC BC Ratio | 0 | 0 | 0 | 0 | 0 | 0 | 0 | 0 | 0 | 0 | 0 | 0 | 0 | 0 | 0 | 0 | 0 | 0 | 0 | 0 | 0 | 0 | 0 | 0 | 0 | 0 | 0 | 0 | 0 | 0 | 0
F2_Commercial_Office_Existing_Miscellaneous_Natural Gas_Miscellaneous_E8 | F2 | Commercial | Office | Existing | Miscellaneous | Natural Gas | Miscellaneous | E8 | TRC BC Ratio | 0 | 0 | 0 | 0 | 0 | 0 | 0 | 0 | 0 | 0 | 0 | 0 | 0 | 0 | 0 | 0 | 0 | 0 | 0 | 0 | 0 | 0 | 0 | 0 | 0 | 0 | 0 | 0 | 0 | 0 | 0
F2_Commercial_Office_Existing_Miscellaneous_Natural Gas_Miscellaneous_E9 | F2 | Commercial | Office | Existing | Miscellaneous | Natural Gas | Miscellaneous | E9 | TRC BC Ratio | 0 | 0 | 0 | 0 | 0 | 0 | 0 | 0 | 0 | 0 | 0 | 0 | 0 | 0 | 0 | 0 | 0 | 0 | 0 | 0 | 0 | 0 | 0 | 0 | 0 | 0 | 0 | 0 | 0 | 0 | 0
F2_Commercial_Office_Existing_Miscellaneous_Natural Gas_Miscellaneous_E10 | F2 | Commercial | Office | Existing | Miscellaneous | Natural Gas | Miscellaneous | E10 | TRC BC Ratio | 0 | 0 | 0 | 0 | 0 | 0 | 0 | 0 | 0 | 0 | 0 | 0 | 0 | 0 | 0 | 0 | 0 | 0 | 0 | 0 | 0 | 0 | 0 | 0 | 0 | 0 | 0 | 0 | 0 | 0 | 0
F3_Commercial_Office_Existing_Miscellaneous_Natural Gas_Miscellaneous_E1 | F3 | Commercial | Office | Existing | Miscellaneous | Natural Gas | Miscellaneous | E1 | PACT BC Ratio | 0.9 | 0.9 | 0.9 | 0.9 | 0.9 | 0.9 | 0.9 | 0.9 | 0.9 | 0.9 | 0.9 | 0.9 | 0.9 | 0.9 | 0.9 | 0.9 | 0.9 | 0.9 | 0.9 | 0.9 | 0.9 | 0.9 | 0.9 | 0.9 | 0.9 | 0.9 | 0.9 | 0.9 | 0.9 | 0.9 | 0.9
F3_Commercial_Office_Existing_Miscellaneous_Natural Gas_Miscellaneous_E2 | F3 | Commercial | Office | Existing | Miscellaneous | Natural Gas | Miscellaneous | E2 | PACT BC Ratio | 0 | 0 | 0 | 0 | 0 | 0 | 0 | 0 | 0 | 0 | 0 | 0 | 0 | 0 | 0 | 0 | 0 | 0 | 0 | 0 | 0 | 0 | 0 | 0 | 0 | 0 | 0 | 0 | 0 | 0 | 0
F3_Commercial_Office_Existing_Miscellaneous_Natural Gas_Miscellaneous_E3 | F3 | Commercial | Office | Existing | Miscellaneous | Natural Gas | Miscellaneous | E3 | PACT BC Ratio | 0 | 0 | 0 | 0 | 0 | 0 | 0 | 0 | 0 | 0 | 0 | 0 | 0 | 0 | 0 | 0 | 0 | 0 | 0 | 0 | 0 | 0 | 0 | 0 | 0 | 0 | 0 | 0 | 0 | 0 | 0
F3_Commercial_Office_Existing_Miscellaneous_Natural Gas_Miscellaneous_E4 | F3 | Commercial | Office | Existing | Miscellaneous | Natural Gas | Miscellaneous | E4 | PACT BC Ratio | 0 | 0 | 0 | 0 | 0 | 0 | 0 | 0 | 0 | 0 | 0 | 0 | 0 | 0 | 0 | 0 | 0 | 0 | 0 | 0 | 0 | 0 | 0 | 0 | 0 | 0 | 0 | 0 | 0 | 0 | 0
F3_Commercial_Office_Existing_Miscellaneous_Natural Gas_Miscellaneous_E5 | F3 | Commercial | Office | Existing | Miscellaneous | Natural Gas | Miscellaneous | E5 | PACT BC Ratio | 0 | 0 | 0 | 0 | 0 | 0 | 0 | 0 | 0 | 0 | 0 | 0 | 0 | 0 | 0 | 0 | 0 | 0 | 0 | 0 | 0 | 0 | 0 | 0 | 0 | 0 | 0 | 0 | 0 | 0 | 0
F3_Commercial_Office_Existing_Miscellaneous_Natural Gas_Miscellaneous_E6 | F3 | Commercial | Office | Existing | Miscellaneous | Natural Gas | Miscellaneous | E6 | PACT BC Ratio | 0 | 0 | 0 | 0 | 0 | 0 | 0 | 0 | 0 | 0 | 0 | 0 | 0 | 0 | 0 | 0 | 0 | 0 | 0 | 0 | 0 | 0 | 0 | 0 | 0 | 0 | 0 | 0 | 0 | 0 | 0
F3_Commercial_Office_Existing_Miscellaneous_Natural Gas_Miscellaneous_E7 | F3 | Commercial | Office | Existing | Miscellaneous | Natural Gas | Miscellaneous | E7 | PACT BC Ratio | 0 | 0 | 0 | 0 | 0 | 0 | 0 | 0 | 0 | 0 | 0 | 0 | 0 | 0 | 0 | 0 | 0 | 0 | 0 | 0 | 0 | 0 | 0 | 0 | 0 | 0 | 0 | 0 | 0 | 0 | 0
F3_Commercial_Office_Existing_Miscellaneous_Natural Gas_Miscellaneous_E8 | F3 | Commercial | Office | Existing | Miscellaneous | Natural Gas | Miscellaneous | E8 | PACT BC Ratio | 0 | 0 | 0 | 0 | 0 | 0 | 0 | 0 | 0 | 0 | 0 | 0 | 0 | 0 | 0 | 0 | 0 | 0 | 0 | 0 | 0 | 0 | 0 | 0 | 0 | 0 | 0 | 0 | 0 | 0 | 0
F3_Commercial_Office_Existing_Miscellaneous_Natural Gas_Miscellaneous_E9 | F3 | Commercial | Office | Existing | Miscellaneous | Natural Gas | Miscellaneous | E9 | PACT BC Ratio | 0 | 0 | 0 | 0 | 0 | 0 | 0 | 0 | 0 | 0 | 0 | 0 | 0 | 0 | 0 | 0 | 0 | 0 | 0 | 0 | 0 | 0 | 0 | 0 | 0 | 0 | 0 | 0 | 0 | 0 | 0
F3_Commercial_Office_Existing_Miscellaneous_Natural Gas_Miscellaneous_E10 | F3 | Commercial | Office | Existing | Miscellaneous | Natural Gas | Miscellaneous | E10 | PACT BC Ratio | 0 | 0 | 0 | 0 | 0 | 0 | 0 | 0 | 0 | 0 | 0 | 0 | 0 | 0 | 0 | 0 | 0 | 0 | 0 | 0 | 0 | 0 | 0 | 0 | 0 | 0 | 0 | 0 | 0 | 0 | 0
F4_Commercial_Office_Existing_Miscellaneous_Natural Gas_Miscellaneous_E1 | F4 | Commercial | Office | Existing | Miscellaneous | Natural Gas | Miscellaneous | E1 | PCT BC Ratio | 0.9 | 0.9 | 0.9 | 0.9 | 0.9 | 0.9 | 0.9 | 0.9 | 0.9 | 0.9 | 0.9 | 0.9 | 0.9 | 0.9 | 0.9 | 0.9 | 0.9 | 0.9 | 0.9 | 0.9 | 0.9 | 0.9 | 0.9 | 0.9 | 0.9 | 0.9 | 0.9 | 0.9 | 0.9 | 0.9 | 0.9
F4_Commercial_Office_Existing_Miscellaneous_Natural Gas_Miscellaneous_E2 | F4 | Commercial | Office | Existing | Miscellaneous | Natural Gas | Miscellaneous | E2 | PCT BC Ratio | 0 | 0 | 0 | 0 | 0 | 0 | 0 | 0 | 0 | 0 | 0 | 0 | 0 | 0 | 0 | 0 | 0 | 0 | 0 | 0 | 0 | 0 | 0 | 0 | 0 | 0 | 0 | 0 | 0 | 0 | 0
F4_Commercial_Office_Existing_Miscellaneous_Natural Gas_Miscellaneous_E3 | F4 | Commercial | Office | Existing | Miscellaneous | Natural Gas | Miscellaneous | E3 | PCT BC Ratio | 0 | 0 | 0 | 0 | 0 | 0 | 0 | 0 | 0 | 0 | 0 | 0 | 0 | 0 | 0 | 0 | 0 | 0 | 0 | 0 | 0 | 0 | 0 | 0 | 0 | 0 | 0 | 0 | 0 | 0 | 0
F4_Commercial_Office_Existing_Miscellaneous_Natural Gas_Miscellaneous_E4 | F4 | Commercial | Office | Existing | Miscellaneous | Natural Gas | Miscellaneous | E4 | PCT BC Ratio | 0 | 0 | 0 | 0 | 0 | 0 | 0 | 0 | 0 | 0 | 0 | 0 | 0 | 0 | 0 | 0 | 0 | 0 | 0 | 0 | 0 | 0 | 0 | 0 | 0 | 0 | 0 | 0 | 0 | 0 | 0
F4_Commercial_Office_Existing_Miscellaneous_Natural Gas_Miscellaneous_E5 | F4 | Commercial | Office | Existing | Miscellaneous | Natural Gas | Miscellaneous | E5 | PCT BC Ratio | 0 | 0 | 0 | 0 | 0 | 0 | 0 | 0 | 0 | 0 | 0 | 0 | 0 | 0 | 0 | 0 | 0 | 0 | 0 | 0 | 0 | 0 | 0 | 0 | 0 | 0 | 0 | 0 | 0 | 0 | 0
F4_Commercial_Office_Existing_Miscellaneous_Natural Gas_Miscellaneous_E6 | F4 | Commercial | Office | Existing | Miscellaneous | Natural Gas | Miscellaneous | E6 | PCT BC Ratio | 0 | 0 | 0 | 0 | 0 | 0 | 0 | 0 | 0 | 0 | 0 | 0 | 0 | 0 | 0 | 0 | 0 | 0 | 0 | 0 | 0 | 0 | 0 | 0 | 0 | 0 | 0 | 0 | 0 | 0 | 0
F4_Commercial_Office_Existing_Miscellaneous_Natural Gas_Miscellaneous_E7 | F4 | Commercial | Office | Existing | Miscellaneous | Natural Gas | Miscellaneous | E7 | PCT BC Ratio | 0 | 0 | 0 | 0 | 0 | 0 | 0 | 0 | 0 | 0 | 0 | 0 | 0 | 0 | 0 | 0 | 0 | 0 | 0 | 0 | 0 | 0 | 0 | 0 | 0 | 0 | 0 | 0 | 0 | 0 | 0
F4_Commercial_Office_Existing_Miscellaneous_Natural Gas_Miscellaneous_E8 | F4 | Commercial | Office | Existing | Miscellaneous | Natural Gas | Miscellaneous | E8 | PCT BC Ratio | 0 | 0 | 0 | 0 | 0 | 0 | 0 | 0 | 0 | 0 | 0 | 0 | 0 | 0 | 0 | 0 | 0 | 0 | 0 | 0 | 0 | 0 | 0 | 0 | 0 | 0 | 0 | 0 | 0 | 0 | 0
F4_Commercial_Office_Existing_Miscellaneous_Natural Gas_Miscellaneous_E9 | F4 | Commercial | Office | Existing | Miscellaneous | Natural Gas | Miscellaneous | E9 | PCT BC Ratio | 0 | 0 | 0 | 0 | 0 | 0 | 0 | 0 | 0 | 0 | 0 | 0 | 0 | 0 | 0 | 0 | 0 | 0 | 0 | 0 | 0 | 0 | 0 | 0 | 0 | 0 | 0 | 0 | 0 | 0 | 0
F4_Commercial_Office_Existing_Miscellaneous_Natural Gas_Miscellaneous_E10 | F4 | Commercial | Office | Existing | Miscellaneous | Natural Gas | Miscellaneous | E10 | PCT BC Ratio | 0 | 0 | 0 | 0 | 0 | 0 | 0 | 0 | 0 | 0 | 0 | 0 | 0 | 0 | 0 | 0 | 0 | 0 | 0 | 0 | 0 | 0 | 0 | 0 | 0 | 0 | 0 | 0 | 0 | 0 | 0
F5_Commercial_Office_Existing_Miscellaneous_Natural Gas_Miscellaneous_E1 | F5 | Commercial | Office | Existing | Miscellaneous | Natural Gas | Miscellaneous | E1 | RIM BC Ratio | 0.9 | 0.9 | 0.9 | 0.9 | 0.9 | 0.9 | 0.9 | 0.9 | 0.9 | 0.9 | 0.9 | 0.9 | 0.9 | 0.9 | 0.9 | 0.9 | 0.9 | 0.9 | 0.9 | 0.9 | 0.9 | 0.9 | 0.9 | 0.9 | 0.9 | 0.9 | 0.9 | 0.9 | 0.9 | 0.9 | 0.9
F5_Commercial_Office_Existing_Miscellaneous_Natural Gas_Miscellaneous_E2 | F5 | Commercial | Office | Existing | Miscellaneous | Natural Gas | Miscellaneous | E2 | RIM BC Ratio | 0 | 0 | 0 | 0 | 0 | 0 | 0 | 0 | 0 | 0 | 0 | 0 | 0 | 0 | 0 | 0 | 0 | 0 | 0 | 0 | 0 | 0 | 0 | 0 | 0 | 0 | 0 | 0 | 0 | 0 | 0
F5_Commercial_Office_Existing_Miscellaneous_Natural Gas_Miscellaneous_E3 | F5 | Commercial | Office | Existing | Miscellaneous | Natural Gas | Miscellaneous | E3 | RIM BC Ratio | 0 | 0 | 0 | 0 | 0 | 0 | 0 | 0 | 0 | 0 | 0 | 0 | 0 | 0 | 0 | 0 | 0 | 0 | 0 | 0 | 0 | 0 | 0 | 0 | 0 | 0 | 0 | 0 | 0 | 0 | 0
F5_Commercial_Office_Existing_Miscellaneous_Natural Gas_Miscellaneous_E4 | F5 | Commercial | Office | Existing | Miscellaneous | Natural Gas | Miscellaneous | E4 | RIM BC Ratio | 0 | 0 | 0 | 0 | 0 | 0 | 0 | 0 | 0 | 0 | 0 | 0 | 0 | 0 | 0 | 0 | 0 | 0 | 0 | 0 | 0 | 0 | 0 | 0 | 0 | 0 | 0 | 0 | 0 | 0 | 0
F5_Commercial_Office_Existing_Miscellaneous_Natural Gas_Miscellaneous_E5 | F5 | Commercial | Office | Existing | Miscellaneous | Natural Gas | Miscellaneous | E5 | RIM BC Ratio | 0 | 0 | 0 | 0 | 0 | 0 | 0 | 0 | 0 | 0 | 0 | 0 | 0 | 0 | 0 | 0 | 0 | 0 | 0 | 0 | 0 | 0 | 0 | 0 | 0 | 0 | 0 | 0 | 0 | 0 | 0
F5_Commercial_Office_Existing_Miscellaneous_Natural Gas_Miscellaneous_E6 | F5 | Commercial | Office | Existing | Miscellaneous | Natural Gas | Miscellaneous | E6 | RIM BC Ratio | 0 | 0 | 0 | 0 | 0 | 0 | 0 | 0 | 0 | 0 | 0 | 0 | 0 | 0 | 0 | 0 | 0 | 0 | 0 | 0 | 0 | 0 | 0 | 0 | 0 | 0 | 0 | 0 | 0 | 0 | 0
F5_Commercial_Office_Existing_Miscellaneous_Natural Gas_Miscellaneous_E7 | F5 | Commercial | Office | Existing | Miscellaneous | Natural Gas | Miscellaneous | E7 | RIM BC Ratio | 0 | 0 | 0 | 0 | 0 | 0 | 0 | 0 | 0 | 0 | 0 | 0 | 0 | 0 | 0 | 0 | 0 | 0 | 0 | 0 | 0 | 0 | 0 | 0 | 0 | 0 | 0 | 0 | 0 | 0 | 0
F5_Commercial_Office_Existing_Miscellaneous_Natural Gas_Miscellaneous_E8 | F5 | Commercial | Office | Existing | Miscellaneous | Natural Gas | Miscellaneous | E8 | RIM BC Ratio | 0 | 0 | 0 | 0 | 0 | 0 | 0 | 0 | 0 | 0 | 0 | 0 | 0 | 0 | 0 | 0 | 0 | 0 | 0 | 0 | 0 | 0 | 0 | 0 | 0 | 0 | 0 | 0 | 0 | 0 | 0
F5_Commercial_Office_Existing_Miscellaneous_Natural Gas_Miscellaneous_E9 | F5 | Commercial | Office | Existing | Miscellaneous | Natural Gas | Miscellaneous | E9 | RIM BC Ratio | 0 | 0 | 0 | 0 | 0 | 0 | 0 | 0 | 0 | 0 | 0 | 0 | 0 | 0 | 0 | 0 | 0 | 0 | 0 | 0 | 0 | 0 | 0 | 0 | 0 | 0 | 0 | 0 | 0 | 0 | 0
F5_Commercial_Office_Existing_Miscellaneous_Natural Gas_Miscellaneous_E10 | F5 | Commercial | Office | Existing | Miscellaneous | Natural Gas | Miscellaneous | E10 | RIM BC Ratio | 0 | 0 | 0 | 0 | 0 | 0 | 0 | 0 | 0 | 0 | 0 | 0 | 0 | 0 | 0 | 0 | 0 | 0 | 0 | 0 | 0 | 0 | 0 | 0 | 0 | 0 | 0 | 0 | 0 | 0 | 0
F0_Commercial_Office_New_Space Heating_Natural Gas_Furnace_E0 | F0 | Commercial | Office | New | Space Heating | Natural Gas | Furnace | E0 | Economic Unit | AFUE 80% (Standard) | AFUE 80% (Standard) | AFUE 80% (Standard) | AFUE 80% (Standard) | AFUE 80% (Standard) | AFUE 96% | AFUE 96% | AFUE 96% | AFUE 96% | AFUE 96% | AFUE 96% | AFUE 96% | AFUE 96% | AFUE 96% | AFUE 96% | AFUE 96% | AFUE 96% | AFUE 96% | AFUE 96% | AFUE 96% | AFUE 96% | AFUE 96% | AFUE 96% | AFUE 96% | AFUE 96% | AFUE 96% | AFUE 96% | AFUE 96% | AFUE 96% | AFUE 96% | AFUE 96%
F1_Commercial_Office_New_Space Heating_Natural Gas_Furnace_E1 | F1 | Commercial | Office | New | Space Heating | Natural Gas | Furnace | E1 | CCE | 0 | 0 | 0 | 0 | 0 | 0 | 0 | 0 | 0 | 0 | 0 | 0 | 0 | 0 | 0 | 0 | 0 | 0 | 0 | 0 | 0 | 0 | 0 | 0 | 0 | 0 | 0 | 0 | 0 | 0 | 0
F1_Commercial_Office_New_Space Heating_Natural Gas_Furnace_E2 | F1 | Commercial | Office | New | Space Heating | Natural Gas | Furnace | E2 | CCE | 0.25394 | 0.24412 | 0.24529 | 0.24785 | 0.24785 | 0 | 0 | 0 | 0 | 0 | 0 | 0 | 0 | 0 | 0 | 0 | 0 | 0 | 0 | 0 | 0 | 0 | 0 | 0 | 0 | 0 | 0 | 0 | 0 | 0 | 0
F1_Commercial_Office_New_Space Heating_Natural Gas_Furnace_E3 | F1 | Commercial | Office | New | Space Heating | Natural Gas | Furnace | E3 | CCE | 0.054087 | 0.051997 | 0.052245 | 0.052791 | 0.052791 | 0 | 0 | 0 | 0 | 0 | 0 | 0 | 0 | 0 | 0 | 0 | 0 | 0 | 0 | 0 | 0 | 0 | 0 | 0 | 0 | 0 | 0 | 0 | 0 | 0 | 0
F1_Commercial_Office_New_Space Heating_Natural Gas_Furnace_E4 | F1 | Commercial | Office | New | Space Heating | Natural Gas | Furnace | E4 | CCE | 0.018618 | 0.017898 | 0.017984 | 0.018172 | 0.018172 | -0.073225 | -0.073225 | -0.073225 | -0.073225 | -0.073225 | -0.073225 | -0.073225 | -0.073225 | -0.073225 | -0.073225 | -0.073225 | -0.073225 | -0.073225 | -0.073225 | -0.073225 | -0.073225 | -0.073225 | -0.073225 | -0.073225 | -0.073225 | -0.073225 | -0.073225 | -0.073225 | -0.073225 | -0.073225 | -0.073225
F1_Commercial_Office_New_Space Heating_Natural Gas_Furnace_E5 | F1 | Commercial | Office | New | Space Heating | Natural Gas | Furnace | E5 | CCE | 0 | 0 | 0 | 0 | 0 | 0 | 0 | 0.43295 | 0.43295 | 0.43295 | 0.43295 | 0.43295 | 0.43295 | 0.43295 | 0.43295 | 0.43295 | 0.43295 | 0.43295 | 0.43295 | 0.43295 | 0.43295 | 0.43295 | 0.43295 | 0.43295 | 0.43295 | 0.43295 | 0.43295 | 0.43295 | 0.43295 | 0.43295 | 0.43295
F1_Commercial_Office_New_Space Heating_Natural Gas_Furnace_E6 | F1 | Commercial | Office | New | Space Heating | Natural Gas | Furnace | E6 | CCE | 0 | 0 | 0 | 0 | 0 | 0 | 0 | 0 | 0 | 0 | 0 | 0 | 0 | 0 | 0 | 0 | 0 | 0 | 0 | 0 | 0 | 0 | 0 | 0 | 0 | 0 | 0 | 0 | 0 | 0 | 0
F1_Commercial_Office_New_Space Heating_Natural Gas_Furnace_E7 | F1 | Commercial | Office | New | Space Heating | Natural Gas | Furnace | E7 | CCE | 0 | 0 | 0 | 0 | 0 | 0 | 0 | 0 | 0 | 0 | 0 | 0 | 0 | 0 | 0 | 0 | 0 | 0 | 0 | 0 | 0 | 0 | 0 | 0 | 0 | 0 | 0 | 0 | 0 | 0 | 0
F1_Commercial_Office_New_Space Heating_Natural Gas_Furnace_E8 | F1 | Commercial | Office | New | Space Heating | Natural Gas | Furnace | E8 | CCE | 0 | 0 | 0 | 0 | 0 | 0 | 0 | 0 | 0 | 0 | 0 | 0 | 0 | 0 | 0 | 0 | 0 | 0 | 0 | 0 | 0 | 0 | 0 | 0 | 0 | 0 | 0 | 0 | 0 | 0 | 0
F1_Commercial_Office_New_Space Heating_Natural Gas_Furnace_E9 | F1 | Commercial | Office | New | Space Heating | Natural Gas | Furnace | E9 | CCE | 0 | 0 | 0 | 0 | 0 | 0 | 0 | 0 | 0 | 0 | 0 | 0 | 0 | 0 | 0 | 0 | 0 | 0 | 0 | 0 | 0 | 0 | 0 | 0 | 0 | 0 | 0 | 0 | 0 | 0 | 0
F1_Commercial_Office_New_Space Heating_Natural Gas_Furnace_E10 | F1 | Commercial | Office | New | Space Heating | Natural Gas | Furnace | E10 | CCE | 0 | 0 | 0 | 0 | 0 | 0 | 0 | 0 | 0 | 0 | 0 | 0 | 0 | 0 | 0 | 0 | 0 | 0 | 0 | 0 | 0 | 0 | 0 | 0 | 0 | 0 | 0 | 0 | 0 | 0 | 0
F2_Commercial_Office_New_Space Heating_Natural Gas_Furnace_E1 | F2 | Commercial | Office | New | Space Heating | Natural Gas | Furnace | E1 | TRC BC Ratio | 0.9 | 0.9 | 0.9 | 0.9 | 0.9 | 0 | 0 | 0 | 0 | 0 | 0 | 0 | 0 | 0 | 0 | 0 | 0 | 0 | 0 | 0 | 0 | 0 | 0 | 0 | 0 | 0 | 0 | 0 | 0 | 0 | 0
F2_Commercial_Office_New_Space Heating_Natural Gas_Furnace_E2 | F2 | Commercial | Office | New | Space Heating | Natural Gas | Furnace | E2 | TRC BC Ratio | 0.039146 | 0.039398 | 0.039538 | 0.039708 | 0.040059 | 0 | 0 | 0 | 0 | 0 | 0 | 0 | 0 | 0 | 0 | 0 | 0 | 0 | 0 | 0 | 0 | 0 | 0 | 0 | 0 | 0 | 0 | 0 | 0 | 0 | 0
F2_Commercial_Office_New_Space Heating_Natural Gas_Furnace_E3 | F2 | Commercial | Office | New | Space Heating | Natural Gas | Furnace | E3 | TRC BC Ratio | 0.18379 | 0.18497 | 0.18563 | 0.18643 | 0.18807 | 0.9 | 0.9 | 0.9 | 0.9 | 0.9 | 0.9 | 0.9 | 0.9 | 0.9 | 0.9 | 0.9 | 0.9 | 0.9 | 0.9 | 0.9 | 0.9 | 0.9 | 0.9 | 0.9 | 0.9 | 0.9 | 0.9 | 0.9 | 0.9 | 0.9 | 0.9
F2_Commercial_Office_New_Space Heating_Natural Gas_Furnace_E4 | F2 | Commercial | Office | New | Space Heating | Natural Gas | Furnace | E4 | TRC BC Ratio | 0.53394 | 0.53737 | 0.53928 | 0.5416 | 0.54638 | 0.9 | 0.9 | 0.9 | 0.9 | 0.9 | 0.9 | 0.9 | 0.9 | 0.9 | 0.9 | 0.9 | 0.9 | 0.9 | 0.9 | 0.9 | 0.9 | 0.9 | 0.9 | 0.9 | 0.9 | 0.9 | 0.9 | 0.9 | 0.9 | 0.9 | 0.9
F2_Commercial_Office_New_Space Heating_Natural Gas_Furnace_E5 | F2 | Commercial | Office | New | Space Heating | Natural Gas | Furnace | E5 | TRC BC Ratio | 0 | 0 | 0 | 0 | 0 | 0 | 0 | 0.021386 | 0.021257 | 0.021074 | 0.020975 | 0.020838 | 0.018704 | 0.018553 | 0.018534 | 0.018394 | 0.018345 | 0.01833 | 0.017989 | 0.018104 | 0.018153 | 0.018237 | 0.018356 | 0.010679 | 0.010413 | 0.010139 | 0.0098555 | 0.0095594 | 0.0092479 | 0.0089185 | 0.0085685
F2_Commercial_Office_New_Space Heating_Natural Gas_Furnace_E6 | F2 | Commercial | Office | New | Space Heating | Natural Gas | Furnace | E6 | TRC BC Ratio | 0 | 0 | 0 | 0 | 0 | 0 | 0 | 0 | 0 | 0 | 0 | 0 | 0 | 0 | 0 | 0 | 0 | 0 | 0 | 0 | 0 | 0 | 0 | 0 | 0 | 0 | 0 | 0 | 0 | 0 | 0
F2_Commercial_Office_New_Space Heating_Natural Gas_Furnace_E7 | F2 | Commercial | Office | New | Space Heating | Natural Gas | Furnace | E7 | TRC BC Ratio | 0 | 0 | 0 | 0 | 0 | 0 | 0 | 0 | 0 | 0 | 0 | 0 | 0 | 0 | 0 | 0 | 0 | 0 | 0 | 0 | 0 | 0 | 0 | 0 | 0 | 0 | 0 | 0 | 0 | 0 | 0
F2_Commercial_Office_New_Space Heating_Natural Gas_Furnace_E8 | F2 | Commercial | Office | New | Space Heating | Natural Gas | Furnace | E8 | TRC BC Ratio | 0 | 0 | 0 | 0 | 0 | 0 | 0 | 0 | 0 | 0 | 0 | 0 | 0 | 0 | 0 | 0 | 0 | 0 | 0 | 0 | 0 | 0 | 0 | 0 | 0 | 0 | 0 | 0 | 0 | 0 | 0
F2_Commercial_Office_New_Space Heating_Natural Gas_Furnace_E9 | F2 | Commercial | Office | New | Space Heating | Natural Gas | Furnace | E9 | TRC BC Ratio | 0 | 0 | 0 | 0 | 0 | 0 | 0 | 0 | 0 | 0 | 0 | 0 | 0 | 0 | 0 | 0 | 0 | 0 | 0 | 0 | 0 | 0 | 0 | 0 | 0 | 0 | 0 | 0 | 0 | 0 | 0
F2_Commercial_Office_New_Space Heating_Natural Gas_Furnace_E10 | F2 | Commercial | Office | New | Space Heating | Natural Gas | Furnace | E10 | TRC BC Ratio | 0 | 0 | 0 | 0 | 0 | 0 | 0 | 0 | 0 | 0 | 0 | 0 | 0 | 0 | 0 | 0 | 0 | 0 | 0 | 0 | 0 | 0 | 0 | 0 | 0 | 0 | 0 | 0 | 0 | 0 | 0
F3_Commercial_Office_New_Space Heating_Natural Gas_Furnace_E1 | F3 | Commercial | Office | New | Space Heating | Natural Gas | Furnace | E1 | PACT BC Ratio | 0.9 | 0.9 | 0.9 | 0.9 | 0.9 | 0 | 0 | 0 | 0 | 0 | 0 | 0 | 0 | 0 | 0 | 0 | 0 | 0 | 0 | 0 | 0 | 0 | 0 | 0 | 0 | 0 | 0 | 0 | 0 | 0 | 0
F3_Commercial_Office_New_Space Heating_Natural Gas_Furnace_E2 | F3 | Commercial | Office | New | Space Heating | Natural Gas | Furnace | E2 | PACT BC Ratio | 0.039146 | 0.039398 | 0.039538 | 0.039708 | 0.040059 | 0 | 0 | 0 | 0 | 0 | 0 | 0 | 0 | 0 | 0 | 0 | 0 | 0 | 0 | 0 | 0 | 0 | 0 | 0 | 0 | 0 | 0 | 0 | 0 | 0 | 0
F3_Commercial_Office_New_Space Heating_Natural Gas_Furnace_E3 | F3 | Commercial | Office | New | Space Heating | Natural Gas | Furnace | E3 | PACT BC Ratio | 0.18379 | 0.18497 | 0.18563 | 0.18643 | 0.18807 | 0.9 | 0.9 | 0.9 | 0.9 | 0.9 | 0.9 | 0.9 | 0.9 | 0.9 | 0.9 | 0.9 | 0.9 | 0.9 | 0.9 | 0.9 | 0.9 | 0.9 | 0.9 | 0.9 | 0.9 | 0.9 | 0.9 | 0.9 | 0.9 | 0.9 | 0.9
F3_Commercial_Office_New_Space Heating_Natural Gas_Furnace_E4 | F3 | Commercial | Office | New | Space Heating | Natural Gas | Furnace | E4 | PACT BC Ratio | 0.53394 | 0.53737 | 0.53928 | 0.5416 | 0.54638 | 0.9 | 0.9 | 0.9 | 0.9 | 0.9 | 0.9 | 0.9 | 0.9 | 0.9 | 0.9 | 0.9 | 0.9 | 0.9 | 0.9 | 0.9 | 0.9 | 0.9 | 0.9 | 0.9 | 0.9 | 0.9 | 0.9 | 0.9 | 0.9 | 0.9 | 0.9
F3_Commercial_Office_New_Space Heating_Natural Gas_Furnace_E5 | F3 | Commercial | Office | New | Space Heating | Natural Gas | Furnace | E5 | PACT BC Ratio | 0 | 0 | 0 | 0 | 0 | 0 | 0 | 0.021386 | 0.021257 | 0.021074 | 0.020975 | 0.020838 | 0.018704 | 0.018553 | 0.018534 | 0.018394 | 0.018345 | 0.01833 | 0.017989 | 0.018104 | 0.018153 | 0.018237 | 0.018356 | 0.010679 | 0.010413 | 0.010139 | 0.0098555 | 0.0095594 | 0.0092479 | 0.0089185 | 0.0085685
F3_Commercial_Office_New_Space Heating_Natural Gas_Furnace_E6 | F3 | Commercial | Office | New | Space Heating | Natural Gas | Furnace | E6 | PACT BC Ratio | 0 | 0 | 0 | 0 | 0 | 0 | 0 | 0 | 0 | 0 | 0 | 0 | 0 | 0 | 0 | 0 | 0 | 0 | 0 | 0 | 0 | 0 | 0 | 0 | 0 | 0 | 0 | 0 | 0 | 0 | 0
F3_Commercial_Office_New_Space Heating_Natural Gas_Furnace_E7 | F3 | Commercial | Office | New | Space Heating | Natural Gas | Furnace | E7 | PACT BC Ratio | 0 | 0 | 0 | 0 | 0 | 0 | 0 | 0 | 0 | 0 | 0 | 0 | 0 | 0 | 0 | 0 | 0 | 0 | 0 | 0 | 0 | 0 | 0 | 0 | 0 | 0 | 0 | 0 | 0 | 0 | 0
F3_Commercial_Office_New_Space Heating_Natural Gas_Furnace_E8 | F3 | Commercial | Office | New | Space Heating | Natural Gas | Furnace | E8 | PACT BC Ratio | 0 | 0 | 0 | 0 | 0 | 0 | 0 | 0 | 0 | 0 | 0 | 0 | 0 | 0 | 0 | 0 | 0 | 0 | 0 | 0 | 0 | 0 | 0 | 0 | 0 | 0 | 0 | 0 | 0 | 0 | 0
F3_Commercial_Office_New_Space Heating_Natural Gas_Furnace_E9 | F3 | Commercial | Office | New | Space Heating | Natural Gas | Furnace | E9 | PACT BC Ratio | 0 | 0 | 0 | 0 | 0 | 0 | 0 | 0 | 0 | 0 | 0 | 0 | 0 | 0 | 0 | 0 | 0 | 0 | 0 | 0 | 0 | 0 | 0 | 0 | 0 | 0 | 0 | 0 | 0 | 0 | 0
F3_Commercial_Office_New_Space Heating_Natural Gas_Furnace_E10 | F3 | Commercial | Office | New | Space Heating | Natural Gas | Furnace | E10 | PACT BC Ratio | 0 | 0 | 0 | 0 | 0 | 0 | 0 | 0 | 0 | 0 | 0 | 0 | 0 | 0 | 0 | 0 | 0 | 0 | 0 | 0 | 0 | 0 | 0 | 0 | 0 | 0 | 0 | 0 | 0 | 0 | 0
F4_Commercial_Office_New_Space Heating_Natural Gas_Furnace_E1 | F4 | Commercial | Office | New | Space Heating | Natural Gas | Furnace | E1 | PCT BC Ratio | 0.9 | 0.9 | 0.9 | 0.9 | 0.9 | 0 | 0 | 0 | 0 | 0 | 0 | 0 | 0 | 0 | 0 | 0 | 0 | 0 | 0 | 0 | 0 | 0 | 0 | 0 | 0 | 0 | 0 | 0 | 0 | 0 | 0
F4_Commercial_Office_New_Space Heating_Natural Gas_Furnace_E2 | F4 | Commercial | Office | New | Space Heating | Natural Gas | Furnace | E2 | PCT BC Ratio | 1.0985 | 1.0991 | 1.0995 | 1.0999 | 1.1008 | 0 | 0 | 0 | 0 | 0 | 0 | 0 | 0 | 0 | 0 | 0 | 0 | 0 | 0 | 0 | 0 | 0 | 0 | 0 | 0 | 0 | 0 | 0 | 0 | 0 | 0
F4_Commercial_Office_New_Space Heating_Natural Gas_Furnace_E3 | F4 | Commercial | Office | New | Space Heating | Natural Gas | Furnace | E3 | PCT BC Ratio | 1.4624 | 1.4654 | 1.467 | 1.469 | 1.4732 | 0.9 | 0.9 | 0.9 | 0.9 | 0.9 | 0.9 | 0.9 | 0.9 | 0.9 | 0.9 | 0.9 | 0.9 | 0.9 | 0.9 | 0.9 | 0.9 | 0.9 | 0.9 | 0.9 | 0.9 | 0.9 | 0.9 | 0.9 | 0.9 | 0.9 | 0.9
F4_Commercial_Office_New_Space Heating_Natural Gas_Furnace_E4 | F4 | Commercial | Office | New | Space Heating | Natural Gas | Furnace | E4 | PCT BC Ratio | 2.3433 | 2.352 | 2.3568 | 2.3626 | 2.3747 | 0.9 | 0.9 | 0.9 | 0.9 | 0.9 | 0.9 | 0.9 | 0.9 | 0.9 | 0.9 | 0.9 | 0.9 | 0.9 | 0.9 | 0.9 | 0.9 | 0.9 | 0.9 | 0.9 | 0.9 | 0.9 | 0.9 | 0.9 | 0.9 | 0.9 | 0.9
F4_Commercial_Office_New_Space Heating_Natural Gas_Furnace_E5 | F4 | Commercial | Office | New | Space Heating | Natural Gas | Furnace | E5 | PCT BC Ratio | 0 | 0 | 0 | 0 | 0 | 0 | 0 | 1.0538 | 1.0535 | 1.053 | 1.0528 | 1.0524 | 1.0471 | 1.0467 | 1.0466 | 1.0463 | 1.0462 | 1.0461 | 1.0453 | 1.0455 | 1.0457 | 1.0459 | 1.0462 | 1.0269 | 1.0262 | 1.0255 | 1.0248 | 1.0241 | 1.0233 | 1.0224 | 1.0216
F4_Commercial_Office_New_Space Heating_Natural Gas_Furnace_E6 | F4 | Commercial | Office | New | Space Heating | Natural Gas | Furnace | E6 | PCT BC Ratio | 0 | 0 | 0 | 0 | 0 | 0 | 0 | 0 | 0 | 0 | 0 | 0 | 0 | 0 | 0 | 0 | 0 | 0 | 0 | 0 | 0 | 0 | 0 | 0 | 0 | 0 | 0 | 0 | 0 | 0 | 0
F4_Commercial_Office_New_Space Heating_Natural Gas_Furnace_E7 | F4 | Commercial | Office | New | Space Heating | Natural Gas | Furnace | E7 | PCT BC Ratio | 0 | 0 | 0 | 0 | 0 | 0 | 0 | 0 | 0 | 0 | 0 | 0 | 0 | 0 | 0 | 0 | 0 | 0 | 0 | 0 | 0 | 0 | 0 | 0 | 0 | 0 | 0 | 0 | 0 | 0 | 0
F4_Commercial_Office_New_Space Heating_Natural Gas_Furnace_E8 | F4 | Commercial | Office | New | Space Heating | Natural Gas | Furnace | E8 | PCT BC Ratio | 0 | 0 | 0 | 0 | 0 | 0 | 0 | 0 | 0 | 0 | 0 | 0 | 0 | 0 | 0 | 0 | 0 | 0 | 0 | 0 | 0 | 0 | 0 | 0 | 0 | 0 | 0 | 0 | 0 | 0 | 0
F4_Commercial_Office_New_Space Heating_Natural Gas_Furnace_E9 | F4 | Commercial | Office | New | Space Heating | Natural Gas | Furnace | E9 | PCT BC Ratio | 0 | 0 | 0 | 0 | 0 | 0 | 0 | 0 | 0 | 0 | 0 | 0 | 0 | 0 | 0 | 0 | 0 | 0 | 0 | 0 | 0 | 0 | 0 | 0 | 0 | 0 | 0 | 0 | 0 | 0 | 0
F4_Commercial_Office_New_Space Heating_Natural Gas_Furnace_E10 | F4 | Commercial | Office | New | Space Heating | Natural Gas | Furnace | E10 | PCT BC Ratio | 0 | 0 | 0 | 0 | 0 | 0 | 0 | 0 | 0 | 0 | 0 | 0 | 0 | 0 | 0 | 0 | 0 | 0 | 0 | 0 | 0 | 0 | 0 | 0 | 0 | 0 | 0 | 0 | 0 | 0 | 0
F5_Commercial_Office_New_Space Heating_Natural Gas_Furnace_E1 | F5 | Commercial | Office | New | Space Heating | Natural Gas | Furnace | E1 | RIM BC Ratio | 0.9 | 0.9 | 0.9 | 0.9 | 0.9 | 0 | 0 | 0 | 0 | 0 | 0 | 0 | 0 | 0 | 0 | 0 | 0 | 0 | 0 | 0 | 0 | 0 | 0 | 0 | 0 | 0 | 0 | 0 | 0 | 0 | 0
F5_Commercial_Office_New_Space Heating_Natural Gas_Furnace_E2 | F5 | Commercial | Office | New | Space Heating | Natural Gas | Furnace | E2 | RIM BC Ratio | 0.037393 | 0.037622 | 0.03775 | 0.037905 | 0.038224 | 0 | 0 | 0 | 0 | 0 | 0 | 0 | 0 | 0 | 0 | 0 | 0 | 0 | 0 | 0 | 0 | 0 | 0 | 0 | 0 | 0 | 0 | 0 | 0 | 0 | 0
F5_Commercial_Office_New_Space Heating_Natural Gas_Furnace_E3 | F5 | Commercial | Office | New | Space Heating | Natural Gas | Furnace | E3 | RIM BC Ratio | 0.15062 | 0.15142 | 0.15186 | 0.15239 | 0.15349 | 0.9 | 0.9 | 0.9 | 0.9 | 0.9 | 0.9 | 0.9 | 0.9 | 0.9 | 0.9 | 0.9 | 0.9 | 0.9 | 0.9 | 0.9 | 0.9 | 0.9 | 0.9 | 0.9 | 0.9 | 0.9 | 0.9 | 0.9 | 0.9 | 0.9 | 0.9
F5_Commercial_Office_New_Space Heating_Natural Gas_Furnace_E4 | F5 | Commercial | Office | New | Space Heating | Natural Gas | Furnace | E4 | RIM BC Ratio | 0.32563 | 0.32691 | 0.32761 | 0.32847 | 0.33022 | 0.9 | 0.9 | 0.9 | 0.9 | 0.9 | 0.9 | 0.9 | 0.9 | 0.9 | 0.9 | 0.9 | 0.9 | 0.9 | 0.9 | 0.9 | 0.9 | 0.9 | 0.9 | 0.9 | 0.9 | 0.9 | 0.9 | 0.9 | 0.9 | 0.9 | 0.9
F5_Commercial_Office_New_Space Heating_Natural Gas_Furnace_E5 | F5 | Commercial | Office | New | Space Heating | Natural Gas | Furnace | E5 | RIM BC Ratio | 0 | 0 | 0 | 0 | 0 | 0 | 0 | 0.020852 | 0.020729 | 0.020555 | 0.020461 | 0.02033 | 0.018294 | 0.018149 | 0.018131 | 0.017998 | 0.017951 | 0.017937 | 0.01761 | 0.017719 | 0.017766 | 0.017847 | 0.017961 | 0.010544 | 0.010284 | 0.010017 | 0.0097405 | 0.0094511 | 0.0091466 | 0.0088242 | 0.0084814
F5_Commercial_Office_New_Space Heating_Natural Gas_Furnace_E6 | F5 | Commercial | Office | New | Space Heating | Natural Gas | Furnace | E6 | RIM BC Ratio | 0 | 0 | 0 | 0 | 0 | 0 | 0 | 0 | 0 | 0 | 0 | 0 | 0 | 0 | 0 | 0 | 0 | 0 | 0 | 0 | 0 | 0 | 0 | 0 | 0 | 0 | 0 | 0 | 0 | 0 | 0
F5_Commercial_Office_New_Space Heating_Natural Gas_Furnace_E7 | F5 | Commercial | Office | New | Space Heating | Natural Gas | Furnace | E7 | RIM BC Ratio | 0 | 0 | 0 | 0 | 0 | 0 | 0 | 0 | 0 | 0 | 0 | 0 | 0 | 0 | 0 | 0 | 0 | 0 | 0 | 0 | 0 | 0 | 0 | 0 | 0 | 0 | 0 | 0 | 0 | 0 | 0
F5_Commercial_Office_New_Space Heating_Natural Gas_Furnace_E8 | F5 | Commercial | Office | New | Space Heating | Natural Gas | Furnace | E8 | RIM BC Ratio | 0 | 0 | 0 | 0 | 0 | 0 | 0 | 0 | 0 | 0 | 0 | 0 | 0 | 0 | 0 | 0 | 0 | 0 | 0 | 0 | 0 | 0 | 0 | 0 | 0 | 0 | 0 | 0 | 0 | 0 | 0
F5_Commercial_Office_New_Space Heating_Natural Gas_Furnace_E9 | F5 | Commercial | Office | New | Space Heating | Natural Gas | Furnace | E9 | RIM BC Ratio | 0 | 0 | 0 | 0 | 0 | 0 | 0 | 0 | 0 | 0 | 0 | 0 | 0 | 0 | 0 | 0 | 0 | 0 | 0 | 0 | 0 | 0 | 0 | 0 | 0 | 0 | 0 | 0 | 0 | 0 | 0
F5_Commercial_Office_New_Space Heating_Natural Gas_Furnace_E10 | F5 | Commercial | Office | New | Space Heating | Natural Gas | Furnace | E10 | RIM BC Ratio | 0 | 0 | 0 | 0 | 0 | 0 | 0 | 0 | 0 | 0 | 0 | 0 | 0 | 0 | 0 | 0 | 0 | 0 | 0 | 0 | 0 | 0 | 0 | 0 | 0 | 0 | 0 | 0 | 0 | 0 | 0
F0_Commercial_Office_New_Space Heating_Natural Gas_Boiler_E0 | F0 | Commercial | Office | New | Space Heating | Natural Gas | Boiler | E0 | Economic Unit | TE 98% | TE 98% | TE 98% | TE 98% | TE 98% | TE 98% | TE 98% | TE 98% | TE 98% | TE 98% | TE 98% | TE 98% | TE 98% | TE 98% | TE 98% | TE 98% | TE 98% | TE 98% | TE 98% | TE 98% | TE 98% | TE 98% | TE 98% | TE 94% (ENERGY STAR 1.0) | TE 94% (ENERGY STAR 1.0) | TE 94% (ENERGY STAR 1.0) | TE 94% (ENERGY STAR 1.0) | TE 94% (ENERGY STAR 1.0) | TE 94% (ENERGY STAR 1.0) | TE 94% (ENERGY STAR 1.0) | TE 94% (ENERGY STAR 1.0)
F1_Commercial_Office_New_Space Heating_Natural Gas_Boiler_E1 | F1 | Commercial | Office | New | Space Heating | Natural Gas | Boiler | E1 | CCE | 0 | 0 | 0 | 0 | 0 | 0 | 0 | 0 | 0 | 0 | 0 | 0 | 0 | 0 | 0 | 0 | 0 | 0 | 0 | 0 | 0 | 0 | 0 | 0 | 0 | 0 | 0 | 0 | 0 | 0 | 0
F1_Commercial_Office_New_Space Heating_Natural Gas_Boiler_E2 | F1 | Commercial | Office | New | Space Heating | Natural Gas | Boiler | E2 | CCE | 0.0024767 | 0.002381 | 0.0023924 | 0.0024174 | 0.0024174 | 0 | 0 | 0 | 0 | 0 | 0 | 0 | 0 | 0 | 0 | 0 | 0 | 0 | 0 | 0 | 0 | 0 | 0 | 0 | 0 | 0 | 0 | 0 | 0 | 0 | 0
F1_Commercial_Office_New_Space Heating_Natural Gas_Boiler_E3 | F1 | Commercial | Office | New | Space Heating | Natural Gas | Boiler | E3 | CCE | 0.014673 | 0.014106 | 0.014173 | 0.014322 | 0.014322 | 0 | 0 | 0 | 0 | 0 | 0 | 0 | 0 | 0 | 0 | 0 | 0 | 0 | 0 | 0 | 0 | 0 | 0 | 0 | 0 | 0 | 0 | 0 | 0 | 0 | 0
F1_Commercial_Office_New_Space Heating_Natural Gas_Boiler_E4 | F1 | Commercial | Office | New | Space Heating | Natural Gas | Boiler | E4 | CCE | 0.014796 | 0.014224 | 0.014292 | 0.014441 | 0.014441 | 0.014953 | 0.014953 | 0.014953 | 0.014953 | 0.014953 | 0.014953 | 0.014953 | 0.014953 | 0.014953 | 0.014953 | 0.014953 | 0.014953 | 0.014953 | 0.014953 | 0.014953 | 0.014953 | 0.014953 | 0.014953 | 0.014953 | 0.014953 | 0.014953 | 0.014953 | 0.014953 | 0.014953 | 0.014953 | 0.014953
F1_Commercial_Office_New_Space Heating_Natural Gas_Boiler_E5 | F1 | Commercial | Office | New | Space Heating | Natural Gas | Boiler | E5 | CCE | 0.044098 | 0.042394 | 0.042596 | 0.043041 | 0.043041 | 0.06119 | 0.06119 | 0.06119 | 0.06119 | 0.06119 | 0.06119 | 0.06119 | 0.06119 | 0.06119 | 0.06119 | 0.06119 | 0.06119 | 0.06119 | 0.06119 | 0.06119 | 0.06119 | 0.06119 | 0.06119 | 0.06119 | 0.06119 | 0.06119 | 0.06119 | 0.06119 | 0.06119 | 0.06119 | 0.06119
F1_Commercial_Office_New_Space Heating_Natural Gas_Boiler_E6 | F1 | Commercial | Office | New | Space Heating | Natural Gas | Boiler | E6 | CCE | 0 | 0 | 0 | 0 | 0 | 0 | 0 | 0 | 0 | 0 | 0 | 0 | 0 | 0 | 0 | 0 | 0 | 0 | 0 | 0 | 0 | 0 | 0 | 0 | 0 | 0 | 0 | 0 | 0 | 0 | 0
F1_Commercial_Office_New_Space Heating_Natural Gas_Boiler_E7 | F1 | Commercial | Office | New | Space Heating | Natural Gas | Boiler | E7 | CCE | 0 | 0 | 0 | 0 | 0 | 0 | 0 | 0 | 0 | 0 | 0 | 0 | 0 | 0 | 0 | 0 | 0 | 0 | 0 | 0 | 0 | 0 | 0 | 0 | 0 | 0 | 0 | 0 | 0 | 0 | 0
F1_Commercial_Office_New_Space Heating_Natural Gas_Boiler_E8 | F1 | Commercial | Office | New | Space Heating | Natural Gas | Boiler | E8 | CCE | 0 | 0 | 0 | 0 | 0 | 0 | 0 | 0 | 0 | 0 | 0 | 0 | 0 | 0 | 0 | 0 | 0 | 0 | 0 | 0 | 0 | 0 | 0 | 0 | 0 | 0 | 0 | 0 | 0 | 0 | 0
F1_Commercial_Office_New_Space Heating_Natural Gas_Boiler_E9 | F1 | Commercial | Office | New | Space Heating | Natural Gas | Boiler | E9 | CCE | 0 | 0 | 0 | 0 | 0 | 0 | 0 | 0 | 0 | 0 | 0 | 0 | 0 | 0 | 0 | 0 | 0 | 0 | 0 | 0 | 0 | 0 | 0 | 0 | 0 | 0 | 0 | 0 | 0 | 0 | 0
F1_Commercial_Office_New_Space Heating_Natural Gas_Boiler_E10 | F1 | Commercial | Office | New | Space Heating | Natural Gas | Boiler | E10 | CCE | 0 | 0 | 0 | 0 | 0 | 0 | 0 | 0 | 0 | 0 | 0 | 0 | 0 | 0 | 0 | 0 | 0 | 0 | 0 | 0 | 0 | 0 | 0 | 0 | 0 | 0 | 0 | 0 | 0 | 0 | 0
F2_Commercial_Office_New_Space Heating_Natural Gas_Boiler_E1 | F2 | Commercial | Office | New | Space Heating | Natural Gas | Boiler | E1 | TRC BC Ratio | 0.9 | 0.9 | 0.9 | 0.9 | 0.9 | 0 | 0 | 0 | 0 | 0 | 0 | 0 | 0 | 0 | 0 | 0 | 0 | 0 | 0 | 0 | 0 | 0 | 0 | 0 | 0 | 0 | 0 | 0 | 0 | 0 | 0
F2_Commercial_Office_New_Space Heating_Natural Gas_Boiler_E2 | F2 | Commercial | Office | New | Space Heating | Natural Gas | Boiler | E2 | TRC BC Ratio | 4.0111 | 4.0351 | 4.0503 | 4.0684 | 4.1049 | 0 | 0 | 0 | 0 | 0 | 0 | 0 | 0 | 0 | 0 | 0 | 0 | 0 | 0 | 0 | 0 | 0 | 0 | 0 | 0 | 0 | 0 | 0 | 0 | 0 | 0
F2_Commercial_Office_New_Space Heating_Natural Gas_Boiler_E3 | F2 | Commercial | Office | New | Space Heating | Natural Gas | Boiler | E3 | TRC BC Ratio | 0.67705 | 0.68109 | 0.68367 | 0.68673 | 0.69287 | 0.9 | 0.9 | 0.9 | 0.9 | 0.9 | 0.9 | 0.9 | 0.9 | 0.9 | 0.9 | 0.9 | 0.9 | 0.9 | 0.9 | 0.9 | 0.9 | 0.9 | 0.9 | 0.9 | 0.9 | 0.9 | 0.9 | 0.9 | 0.9 | 0.9 | 0.9
F2_Commercial_Office_New_Space Heating_Natural Gas_Boiler_E4 | F2 | Commercial | Office | New | Space Heating | Natural Gas | Boiler | E4 | TRC BC Ratio | 0.67145 | 0.67546 | 0.67801 | 0.68105 | 0.68714 | 0.63831 | 0.61786 | 0.60688 | 0.60306 | 0.59775 | 0.59476 | 0.59073 | 0.53136 | 0.52697 | 0.52624 | 0.52217 | 0.52061 | 0.52001 | 0.51008 | 0.51247 | 0.51303 | 0.51456 | 0.51702 | 0.30335 | 0.29508 | 0.28658 | 0.27779 | 0.26862 | 0.25899 | 0.24883 | 0.23807
F2_Commercial_Office_New_Space Heating_Natural Gas_Boiler_E5 | F2 | Commercial | Office | New | Space Heating | Natural Gas | Boiler | E5 | TRC BC Ratio | 0.22528 | 0.22663 | 0.22749 | 0.2285 | 0.23055 | 0.15598 | 0.15099 | 0.1483 | 0.14737 | 0.14607 | 0.14534 | 0.14436 | 0.12985 | 0.12877 | 0.1286 | 0.1276 | 0.12722 | 0.12708 | 0.12465 | 0.12523 | 0.12537 | 0.12574 | 0.12634 | 0.074129 | 0.072108 | 0.070032 | 0.067883 | 0.065642 | 0.06329 | 0.060807 | 0.058178
F2_Commercial_Office_New_Space Heating_Natural Gas_Boiler_E6 | F2 | Commercial | Office | New | Space Heating | Natural Gas | Boiler | E6 | TRC BC Ratio | 0 | 0 | 0 | 0 | 0 | 0 | 0 | 0 | 0 | 0 | 0 | 0 | 0 | 0 | 0 | 0 | 0 | 0 | 0 | 0 | 0 | 0 | 0 | 0 | 0 | 0 | 0 | 0 | 0 | 0 | 0
F2_Commercial_Office_New_Space Heating_Natural Gas_Boiler_E7 | F2 | Commercial | Office | New | Space Heating | Natural Gas | Boiler | E7 | TRC BC Ratio | 0 | 0 | 0 | 0 | 0 | 0 | 0 | 0 | 0 | 0 | 0 | 0 | 0 | 0 | 0 | 0 | 0 | 0 | 0 | 0 | 0 | 0 | 0 | 0 | 0 | 0 | 0 | 0 | 0 | 0 | 0
F2_Commercial_Office_New_Space Heating_Natural Gas_Boiler_E8 | F2 | Commercial | Office | New | Space Heating | Natural Gas | Boiler | E8 | TRC BC Ratio | 0 | 0 | 0 | 0 | 0 | 0 | 0 | 0 | 0 | 0 | 0 | 0 | 0 | 0 | 0 | 0 | 0 | 0 | 0 | 0 | 0 | 0 | 0 | 0 | 0 | 0 | 0 | 0 | 0 | 0 | 0
F2_Commercial_Office_New_Space Heating_Natural Gas_Boiler_E9 | F2 | Commercial | Office | New | Space Heating | Natural Gas | Boiler | E9 | TRC BC Ratio | 0 | 0 | 0 | 0 | 0 | 0 | 0 | 0 | 0 | 0 | 0 | 0 | 0 | 0 | 0 | 0 | 0 | 0 | 0 | 0 | 0 | 0 | 0 | 0 | 0 | 0 | 0 | 0 | 0 | 0 | 0
F2_Commercial_Office_New_Space Heating_Natural Gas_Boiler_E10 | F2 | Commercial | Office | New | Space Heating | Natural Gas | Boiler | E10 | TRC BC Ratio | 0 | 0 | 0 | 0 | 0 | 0 | 0 | 0 | 0 | 0 | 0 | 0 | 0 | 0 | 0 | 0 | 0 | 0 | 0 | 0 | 0 | 0 | 0 | 0 | 0 | 0 | 0 | 0 | 0 | 0 | 0
F3_Commercial_Office_New_Space Heating_Natural Gas_Boiler_E1 | F3 | Commercial | Office | New | Space Heating | Natural Gas | Boiler | E1 | PACT BC Ratio | 0.9 | 0.9 | 0.9 | 0.9 | 0.9 | 0 | 0 | 0 | 0 | 0 | 0 | 0 | 0 | 0 | 0 | 0 | 0 | 0 | 0 | 0 | 0 | 0 | 0 | 0 | 0 | 0 | 0 | 0 | 0 | 0 | 0
F3_Commercial_Office_New_Space Heating_Natural Gas_Boiler_E2 | F3 | Commercial | Office | New | Space Heating | Natural Gas | Boiler | E2 | PACT BC Ratio | 10.2352 | 10.2963 | 10.3352 | 10.3815 | 10.4744 | 0 | 0 | 0 | 0 | 0 | 0 | 0 | 0 | 0 | 0 | 0 | 0 | 0 | 0 | 0 | 0 | 0 | 0 | 0 | 0 | 0 | 0 | 0 | 0 | 0 | 0
F3_Commercial_Office_New_Space Heating_Natural Gas_Boiler_E3 | F3 | Commercial | Office | New | Space Heating | Natural Gas | Boiler | E3 | PACT BC Ratio | 1.7276 | 1.738 | 1.7445 | 1.7523 | 1.768 | 0.9 | 0.9 | 0.9 | 0.9 | 0.9 | 0.9 | 0.9 | 0.9 | 0.9 | 0.9 | 0.9 | 0.9 | 0.9 | 0.9 | 0.9 | 0.9 | 0.9 | 0.9 | 0.9 | 0.9 | 0.9 | 0.9 | 0.9 | 0.9 | 0.9 | 0.9
F3_Commercial_Office_New_Space Heating_Natural Gas_Boiler_E4 | F3 | Commercial | Office | New | Space Heating | Natural Gas | Boiler | E4 | PACT BC Ratio | 1.7134 | 1.7236 | 1.7301 | 1.7378 | 1.7534 | 1.6288 | 1.5766 | 1.5486 | 1.5388 | 1.5253 | 1.5177 | 1.5074 | 1.3559 | 1.3447 | 1.3428 | 1.3324 | 1.3285 | 1.3269 | 1.3016 | 1.3077 | 1.3091 | 1.313 | 1.3193 | 0.77406 | 0.75295 | 0.73128 | 0.70884 | 0.68544 | 0.66087 | 0.63495 | 0.60749
F3_Commercial_Office_New_Space Heating_Natural Gas_Boiler_E5 | F3 | Commercial | Office | New | Space Heating | Natural Gas | Boiler | E5 | PACT BC Ratio | 0.57486 | 0.57829 | 0.58048 | 0.58308 | 0.58829 | 0.39802 | 0.38527 | 0.37843 | 0.37604 | 0.37273 | 0.37087 | 0.36835 | 0.33133 | 0.3286 | 0.32814 | 0.3256 | 0.32463 | 0.32426 | 0.31806 | 0.31956 | 0.31991 | 0.32086 | 0.32239 | 0.18916 | 0.184 | 0.1787 | 0.17322 | 0.1675 | 0.1615 | 0.15516 | 0.14845
F3_Commercial_Office_New_Space Heating_Natural Gas_Boiler_E6 | F3 | Commercial | Office | New | Space Heating | Natural Gas | Boiler | E6 | PACT BC Ratio | 0 | 0 | 0 | 0 | 0 | 0 | 0 | 0 | 0 | 0 | 0 | 0 | 0 | 0 | 0 | 0 | 0 | 0 | 0 | 0 | 0 | 0 | 0 | 0 | 0 | 0 | 0 | 0 | 0 | 0 | 0
F3_Commercial_Office_New_Space Heating_Natural Gas_Boiler_E7 | F3 | Commercial | Office | New | Space Heating | Natural Gas | Boiler | E7 | PACT BC Ratio | 0 | 0 | 0 | 0 | 0 | 0 | 0 | 0 | 0 | 0 | 0 | 0 | 0 | 0 | 0 | 0 | 0 | 0 | 0 | 0 | 0 | 0 | 0 | 0 | 0 | 0 | 0 | 0 | 0 | 0 | 0
F3_Commercial_Office_New_Space Heating_Natural Gas_Boiler_E8 | F3 | Commercial | Office | New | Space Heating | Natural Gas | Boiler | E8 | PACT BC Ratio | 0 | 0 | 0 | 0 | 0 | 0 | 0 | 0 | 0 | 0 | 0 | 0 | 0 | 0 | 0 | 0 | 0 | 0 | 0 | 0 | 0 | 0 | 0 | 0 | 0 | 0 | 0 | 0 | 0 | 0 | 0
F3_Commercial_Office_New_Space Heating_Natural Gas_Boiler_E9 | F3 | Commercial | Office | New | Space Heating | Natural Gas | Boiler | E9 | PACT BC Ratio | 0 | 0 | 0 | 0 | 0 | 0 | 0 | 0 | 0 | 0 | 0 | 0 | 0 | 0 | 0 | 0 | 0 | 0 | 0 | 0 | 0 | 0 | 0 | 0 | 0 | 0 | 0 | 0 | 0 | 0 | 0
F3_Commercial_Office_New_Space Heating_Natural Gas_Boiler_E10 | F3 | Commercial | Office | New | Space Heating | Natural Gas | Boiler | E10 | PACT BC Ratio | 0 | 0 | 0 | 0 | 0 | 0 | 0 | 0 | 0 | 0 | 0 | 0 | 0 | 0 | 0 | 0 | 0 | 0 | 0 | 0 | 0 | 0 | 0 | 0 | 0 | 0 | 0 | 0 | 0 | 0 | 0
F4_Commercial_Office_New_Space Heating_Natural Gas_Boiler_E1 | F4 | Commercial | Office | New | Space Heating | Natural Gas | Boiler | E1 | PCT BC Ratio | 0.9 | 0.9 | 0.9 | 0.9 | 0.9 | 0 | 0 | 0 | 0 | 0 | 0 | 0 | 0 | 0 | 0 | 0 | 0 | 0 | 0 | 0 | 0 | 0 | 0 | 0 | 0 | 0 | 0 | 0 | 0 | 0 | 0
F4_Commercial_Office_New_Space Heating_Natural Gas_Boiler_E2 | F4 | Commercial | Office | New | Space Heating | Natural Gas | Boiler | E2 | PCT BC Ratio | 6.2817 | 6.3178 | 6.3408 | 6.3681 | 6.423 | 0 | 0 | 0 | 0 | 0 | 0 | 0 | 0 | 0 | 0 | 0 | 0 | 0 | 0 | 0 | 0 | 0 | 0 | 0 | 0 | 0 | 0 | 0 | 0 | 0 | 0
F4_Commercial_Office_New_Space Heating_Natural Gas_Boiler_E3 | F4 | Commercial | Office | New | Space Heating | Natural Gas | Boiler | E3 | PCT BC Ratio | 1.2555 | 1.2616 | 1.2655 | 1.2701 | 1.2793 | 0.9 | 0.9 | 0.9 | 0.9 | 0.9 | 0.9 | 0.9 | 0.9 | 0.9 | 0.9 | 0.9 | 0.9 | 0.9 | 0.9 | 0.9 | 0.9 | 0.9 | 0.9 | 0.9 | 0.9 | 0.9 | 0.9 | 0.9 | 0.9 | 0.9 | 0.9
F4_Commercial_Office_New_Space Heating_Natural Gas_Boiler_E4 | F4 | Commercial | Office | New | Space Heating | Natural Gas | Boiler | E4 | PCT BC Ratio | 1.2471 | 1.2531 | 1.2569 | 1.2615 | 1.2707 | 1.1971 | 1.1663 | 1.1497 | 1.1439 | 1.1359 | 1.1314 | 1.1254 | 1.0359 | 1.0292 | 1.0281 | 1.022 | 1.0197 | 1.0188 | 1.0038 | 1.0074 | 1.0082 | 1.0105 | 1.0142 | 0.69213 | 0.67965 | 0.66685 | 0.65359 | 0.63977 | 0.62526 | 0.60994 | 0.59372
F4_Commercial_Office_New_Space Heating_Natural Gas_Boiler_E5 | F4 | Commercial | Office | New | Space Heating | Natural Gas | Boiler | E5 | PCT BC Ratio | 0.57444 | 0.57647 | 0.57776 | 0.57929 | 0.58238 | 0.46997 | 0.46243 | 0.45839 | 0.45698 | 0.45503 | 0.45393 | 0.45244 | 0.43057 | 0.42895 | 0.42868 | 0.42718 | 0.42661 | 0.42639 | 0.42273 | 0.42361 | 0.42382 | 0.42438 | 0.42529 | 0.34657 | 0.34352 | 0.34039 | 0.33716 | 0.33378 | 0.33023 | 0.32649 | 0.32252
F4_Commercial_Office_New_Space Heating_Natural Gas_Boiler_E6 | F4 | Commercial | Office | New | Space Heating | Natural Gas | Boiler | E6 | PCT BC Ratio | 0 | 0 | 0 | 0 | 0 | 0 | 0 | 0 | 0 | 0 | 0 | 0 | 0 | 0 | 0 | 0 | 0 | 0 | 0 | 0 | 0 | 0 | 0 | 0 | 0 | 0 | 0 | 0 | 0 | 0 | 0
F4_Commercial_Office_New_Space Heating_Natural Gas_Boiler_E7 | F4 | Commercial | Office | New | Space Heating | Natural Gas | Boiler | E7 | PCT BC Ratio | 0 | 0 | 0 | 0 | 0 | 0 | 0 | 0 | 0 | 0 | 0 | 0 | 0 | 0 | 0 | 0 | 0 | 0 | 0 | 0 | 0 | 0 | 0 | 0 | 0 | 0 | 0 | 0 | 0 | 0 | 0
F4_Commercial_Office_New_Space Heating_Natural Gas_Boiler_E8 | F4 | Commercial | Office | New | Space Heating | Natural Gas | Boiler | E8 | PCT BC Ratio | 0 | 0 | 0 | 0 | 0 | 0 | 0 | 0 | 0 | 0 | 0 | 0 | 0 | 0 | 0 | 0 | 0 | 0 | 0 | 0 | 0 | 0 | 0 | 0 | 0 | 0 | 0 | 0 | 0 | 0 | 0
F4_Commercial_Office_New_Space Heating_Natural Gas_Boiler_E9 | F4 | Commercial | Office | New | Space Heating | Natural Gas | Boiler | E9 | PCT BC Ratio | 0 | 0 | 0 | 0 | 0 | 0 | 0 | 0 | 0 | 0 | 0 | 0 | 0 | 0 | 0 | 0 | 0 | 0 | 0 | 0 | 0 | 0 | 0 | 0 | 0 | 0 | 0 | 0 | 0 | 0 | 0
F4_Commercial_Office_New_Space Heating_Natural Gas_Boiler_E10 | F4 | Commercial | Office | New | Space Heating | Natural Gas | Boiler | E10 | PCT BC Ratio | 0 | 0 | 0 | 0 | 0 | 0 | 0 | 0 | 0 | 0 | 0 | 0 | 0 | 0 | 0 | 0 | 0 | 0 | 0 | 0 | 0 | 0 | 0 | 0 | 0 | 0 | 0 | 0 | 0 | 0 | 0
F5_Commercial_Office_New_Space Heating_Natural Gas_Boiler_E1 | F5 | Commercial | Office | New | Space Heating | Natural Gas | Boiler | E1 | RIM BC Ratio | 0.9 | 0.9 | 0.9 | 0.9 | 0.9 | 0 | 0 | 0 | 0 | 0 | 0 | 0 | 0 | 0 | 0 | 0 | 0 | 0 | 0 | 0 | 0 | 0 | 0 | 0 | 0 | 0 | 0 | 0 | 0 | 0 | 0
F5_Commercial_Office_New_Space Heating_Natural Gas_Boiler_E2 | F5 | Commercial | Office | New | Space Heating | Natural Gas | Boiler | E2 | RIM BC Ratio | 0.77174 | 0.77209 | 0.77231 | 0.77256 | 0.77307 | 0 | 0 | 0 | 0 | 0 | 0 | 0 | 0 | 0 | 0 | 0 | 0 | 0 | 0 | 0 | 0 | 0 | 0 | 0 | 0 | 0 | 0 | 0 | 0 | 0 | 0
F5_Commercial_Office_New_Space Heating_Natural Gas_Boiler_E3 | F5 | Commercial | Office | New | Space Heating | Natural Gas | Boiler | E3 | RIM BC Ratio | 0.56278 | 0.56387 | 0.56456 | 0.56538 | 0.567 | 0.9 | 0.9 | 0.9 | 0.9 | 0.9 | 0.9 | 0.9 | 0.9 | 0.9 | 0.9 | 0.9 | 0.9 | 0.9 | 0.9 | 0.9 | 0.9 | 0.9 | 0.9 | 0.9 | 0.9 | 0.9 | 0.9 | 0.9 | 0.9 | 0.9 | 0.9
F5_Commercial_Office_New_Space Heating_Natural Gas_Boiler_E4 | F5 | Commercial | Office | New | Space Heating | Natural Gas | Boiler | E4 | RIM BC Ratio | 0.56126 | 0.56235 | 0.56304 | 0.56386 | 0.56549 | 0.55187 | 0.54575 | 0.54235 | 0.54115 | 0.53947 | 0.53851 | 0.53721 | 0.51664 | 0.515 | 0.51473 | 0.5132 | 0.5126 | 0.51238 | 0.50855 | 0.50948 | 0.5097 | 0.51029 | 0.51123 | 0.40161 | 0.39586 | 0.38978 | 0.38331 | 0.37637 | 0.36884 | 0.36062 | 0.3516
F5_Commercial_Office_New_Space Heating_Natural Gas_Boiler_E5 | F5 | Commercial | Office | New | Space Heating | Natural Gas | Boiler | E5 | RIM BC Ratio | 0.34041 | 0.34161 | 0.34237 | 0.34328 | 0.34508 | 0.26951 | 0.2636 | 0.26038 | 0.25925 | 0.25767 | 0.25678 | 0.25557 | 0.23718 | 0.23578 | 0.23554 | 0.23423 | 0.23373 | 0.23353 | 0.2303 | 0.23109 | 0.23127 | 0.23177 | 0.23257 | 0.15421 | 0.15076 | 0.14719 | 0.14345 | 0.1395 | 0.13532 | 0.13084 | 0.12604
F5_Commercial_Office_New_Space Heating_Natural Gas_Boiler_E6 | F5 | Commercial | Office | New | Space Heating | Natural Gas | Boiler | E6 | RIM BC Ratio | 0 | 0 | 0 | 0 | 0 | 0 | 0 | 0 | 0 | 0 | 0 | 0 | 0 | 0 | 0 | 0 | 0 | 0 | 0 | 0 | 0 | 0 | 0 | 0 | 0 | 0 | 0 | 0 | 0 | 0 | 0
F5_Commercial_Office_New_Space Heating_Natural Gas_Boiler_E7 | F5 | Commercial | Office | New | Space Heating | Natural Gas | Boiler | E7 | RIM BC Ratio | 0 | 0 | 0 | 0 | 0 | 0 | 0 | 0 | 0 | 0 | 0 | 0 | 0 | 0 | 0 | 0 | 0 | 0 | 0 | 0 | 0 | 0 | 0 | 0 | 0 | 0 | 0 | 0 | 0 | 0 | 0
F5_Commercial_Office_New_Space Heating_Natural Gas_Boiler_E8 | F5 | Commercial | Office | New | Space Heating | Natural Gas | Boiler | E8 | RIM BC Ratio | 0 | 0 | 0 | 0 | 0 | 0 | 0 | 0 | 0 | 0 | 0 | 0 | 0 | 0 | 0 | 0 | 0 | 0 | 0 | 0 | 0 | 0 | 0 | 0 | 0 | 0 | 0 | 0 | 0 | 0 | 0
F5_Commercial_Office_New_Space Heating_Natural Gas_Boiler_E9 | F5 | Commercial | Office | New | Space Heating | Natural Gas | Boiler | E9 | RIM BC Ratio | 0 | 0 | 0 | 0 | 0 | 0 | 0 | 0 | 0 | 0 | 0 | 0 | 0 | 0 | 0 | 0 | 0 | 0 | 0 | 0 | 0 | 0 | 0 | 0 | 0 | 0 | 0 | 0 | 0 | 0 | 0
F5_Commercial_Office_New_Space Heating_Natural Gas_Boiler_E10 | F5 | Commercial | Office | New | Space Heating | Natural Gas | Boiler | E10 | RIM BC Ratio | 0 | 0 | 0 | 0 | 0 | 0 | 0 | 0 | 0 | 0 | 0 | 0 | 0 | 0 | 0 | 0 | 0 | 0 | 0 | 0 | 0 | 0 | 0 | 0 | 0 | 0 | 0 | 0 | 0 | 0 | 0
F0_Commercial_Office_New_Space Heating_Natural Gas_Unit Heater_E0 | F0 | Commercial | Office | New | Space Heating | Natural Gas | Unit Heater | E0 | Economic Unit | Infrared Radiant | Infrared Radiant | Infrared Radiant | Infrared Radiant | Infrared Radiant | Infrared Radiant | Infrared Radiant | Infrared Radiant | Infrared Radiant | Infrared Radiant | Infrared Radiant | Infrared Radiant | Infrared Radiant | Infrared Radiant | Infrared Radiant | Infrared Radiant | Infrared Radiant | Infrared Radiant | Infrared Radiant | Infrared Radiant | Infrared Radiant | Infrared Radiant | Infrared Radiant | Infrared Radiant | Infrared Radiant | Infrared Radiant | Infrared Radiant | Infrared Radiant | Infrared Radiant | Infrared Radiant | Infrared Radiant
F1_Commercial_Office_New_Space Heating_Natural Gas_Unit Heater_E1 | F1 | Commercial | Office | New | Space Heating | Natural Gas | Unit Heater | E1 | CCE | 0 | 0 | 0 | 0 | 0 | 0 | 0 | 0 | 0 | 0 | 0 | 0 | 0 | 0 | 0 | 0 | 0 | 0 | 0 | 0 | 0 | 0 | 0 | 0 | 0 | 0 | 0 | 0 | 0 | 0 | 0
F1_Commercial_Office_New_Space Heating_Natural Gas_Unit Heater_E2 | F1 | Commercial | Office | New | Space Heating | Natural Gas | Unit Heater | E2 | CCE | 0.050125 | 0.048188 | 0.048418 | 0.048924 | 0.048924 | 0 | 0 | 0 | 0 | 0 | 0 | 0 | 0 | 0 | 0 | 0 | 0 | 0 | 0 | 0 | 0 | 0 | 0 | 0 | 0 | 0 | 0 | 0 | 0 | 0 | 0
F1_Commercial_Office_New_Space Heating_Natural Gas_Unit Heater_E3 | F1 | Commercial | Office | New | Space Heating | Natural Gas | Unit Heater | E3 | CCE | 0.003908 | 0.003757 | 0.0037749 | 0.0038144 | 0.0038144 | -0.032991 | -0.032991 | -0.032991 | -0.032991 | -0.032991 | -0.032991 | -0.032991 | -0.032991 | -0.032991 | -0.032991 | -0.032991 | -0.032991 | -0.032991 | -0.032991 | -0.032991 | -0.032991 | -0.032991 | -0.032991 | -0.032991 | -0.032991 | -0.032991 | -0.032991 | -0.032991 | -0.032991 | -0.032991 | -0.032991
F1_Commercial_Office_New_Space Heating_Natural Gas_Unit Heater_E4 | F1 | Commercial | Office | New | Space Heating | Natural Gas | Unit Heater | E4 | CCE | 0 | 0 | 0 | 0 | 0 | 0 | 0 | 0 | 0 | 0 | 0 | 0 | 0 | 0 | 0 | 0 | 0 | 0 | 0 | 0 | 0 | 0 | 0 | 0 | 0 | 0 | 0 | 0 | 0 | 0 | 0
F1_Commercial_Office_New_Space Heating_Natural Gas_Unit Heater_E5 | F1 | Commercial | Office | New | Space Heating | Natural Gas | Unit Heater | E5 | CCE | 0 | 0 | 0 | 0 | 0 | 0 | 0 | 0 | 0 | 0 | 0 | 0 | 0 | 0 | 0 | 0 | 0 | 0 | 0 | 0 | 0 | 0 | 0 | 0 | 0 | 0 | 0 | 0 | 0 | 0 | 0
F1_Commercial_Office_New_Space Heating_Natural Gas_Unit Heater_E6 | F1 | Commercial | Office | New | Space Heating | Natural Gas | Unit Heater | E6 | CCE | 0 | 0 | 0 | 0 | 0 | 0 | 0 | 0 | 0 | 0 | 0 | 0 | 0 | 0 | 0 | 0 | 0 | 0 | 0 | 0 | 0 | 0 | 0 | 0 | 0 | 0 | 0 | 0 | 0 | 0 | 0
F1_Commercial_Office_New_Space Heating_Natural Gas_Unit Heater_E7 | F1 | Commercial | Office | New | Space Heating | Natural Gas | Unit Heater | E7 | CCE | 0 | 0 | 0 | 0 | 0 | 0 | 0 | 0 | 0 | 0 | 0 | 0 | 0 | 0 | 0 | 0 | 0 | 0 | 0 | 0 | 0 | 0 | 0 | 0 | 0 | 0 | 0 | 0 | 0 | 0 | 0
F1_Commercial_Office_New_Space Heating_Natural Gas_Unit Heater_E8 | F1 | Commercial | Office | New | Space Heating | Natural Gas | Unit Heater | E8 | CCE | 0 | 0 | 0 | 0 | 0 | 0 | 0 | 0 | 0 | 0 | 0 | 0 | 0 | 0 | 0 | 0 | 0 | 0 | 0 | 0 | 0 | 0 | 0 | 0 | 0 | 0 | 0 | 0 | 0 | 0 | 0
F1_Commercial_Office_New_Space Heating_Natural Gas_Unit Heater_E9 | F1 | Commercial | Office | New | Space Heating | Natural Gas | Unit Heater | E9 | CCE | 0 | 0 | 0 | 0 | 0 | 0 | 0 | 0 | 0 | 0 | 0 | 0 | 0 | 0 | 0 | 0 | 0 | 0 | 0 | 0 | 0 | 0 | 0 | 0 | 0 | 0 | 0 | 0 | 0 | 0 | 0
F1_Commercial_Office_New_Space Heating_Natural Gas_Unit Heater_E10 | F1 | Commercial | Office | New | Space Heating | Natural Gas | Unit Heater | E10 | CCE | 0 | 0 | 0 | 0 | 0 | 0 | 0 | 0 | 0 | 0 | 0 | 0 | 0 | 0 | 0 | 0 | 0 | 0 | 0 | 0 | 0 | 0 | 0 | 0 | 0 | 0 | 0 | 0 | 0 | 0 | 0
F2_Commercial_Office_New_Space Heating_Natural Gas_Unit Heater_E1 | F2 | Commercial | Office | New | Space Heating | Natural Gas | Unit Heater | E1 | TRC BC Ratio | 0.9 | 0.9 | 0.9 | 0.9 | 0.9 | 0 | 0 | 0 | 0 | 0 | 0 | 0 | 0 | 0 | 0 | 0 | 0 | 0 | 0 | 0 | 0 | 0 | 0 | 0 | 0 | 0 | 0 | 0 | 0 | 0 | 0
F2_Commercial_Office_New_Space Heating_Natural Gas_Unit Heater_E2 | F2 | Commercial | Office | New | Space Heating | Natural Gas | Unit Heater | E2 | TRC BC Ratio | 0.20381 | 0.206 | 0.20734 | 0.20894 | 0.20901 | 0.9 | 0.9 | 0.9 | 0.9 | 0.9 | 0.9 | 0.9 | 0.9 | 0.9 | 0.9 | 0.9 | 0.9 | 0.9 | 0.9 | 0.9 | 0.9 | 0.9 | 0.9 | 0.9 | 0.9 | 0.9 | 0.9 | 0.9 | 0.9 | 0.9 | 0.9
F2_Commercial_Office_New_Space Heating_Natural Gas_Unit Heater_E3 | F2 | Commercial | Office | New | Space Heating | Natural Gas | Unit Heater | E3 | TRC BC Ratio | 2.6142 | 2.6423 | 2.6594 | 2.6799 | 2.6808 | 0.9 | 0.9 | 0.9 | 0.9 | 0.9 | 0.9 | 0.9 | 0.9 | 0.9 | 0.9 | 0.9 | 0.9 | 0.9 | 0.9 | 0.9 | 0.9 | 0.9 | 0.9 | 0.9 | 0.9 | 0.9 | 0.9 | 0.9 | 0.9 | 0.9 | 0.9
F2_Commercial_Office_New_Space Heating_Natural Gas_Unit Heater_E4 | F2 | Commercial | Office | New | Space Heating | Natural Gas | Unit Heater | E4 | TRC BC Ratio | 0 | 0 | 0 | 0 | 0 | 0 | 0 | 0 | 0 | 0 | 0 | 0 | 0 | 0 | 0 | 0 | 0 | 0 | 0 | 0 | 0 | 0 | 0 | 0 | 0 | 0 | 0 | 0 | 0 | 0 | 0
F2_Commercial_Office_New_Space Heating_Natural Gas_Unit Heater_E5 | F2 | Commercial | Office | New | Space Heating | Natural Gas | Unit Heater | E5 | TRC BC Ratio | 0 | 0 | 0 | 0 | 0 | 0 | 0 | 0 | 0 | 0 | 0 | 0 | 0 | 0 | 0 | 0 | 0 | 0 | 0 | 0 | 0 | 0 | 0 | 0 | 0 | 0 | 0 | 0 | 0 | 0 | 0
F2_Commercial_Office_New_Space Heating_Natural Gas_Unit Heater_E6 | F2 | Commercial | Office | New | Space Heating | Natural Gas | Unit Heater | E6 | TRC BC Ratio | 0 | 0 | 0 | 0 | 0 | 0 | 0 | 0 | 0 | 0 | 0 | 0 | 0 | 0 | 0 | 0 | 0 | 0 | 0 | 0 | 0 | 0 | 0 | 0 | 0 | 0 | 0 | 0 | 0 | 0 | 0
F2_Commercial_Office_New_Space Heating_Natural Gas_Unit Heater_E7 | F2 | Commercial | Office | New | Space Heating | Natural Gas | Unit Heater | E7 | TRC BC Ratio | 0 | 0 | 0 | 0 | 0 | 0 | 0 | 0 | 0 | 0 | 0 | 0 | 0 | 0 | 0 | 0 | 0 | 0 | 0 | 0 | 0 | 0 | 0 | 0 | 0 | 0 | 0 | 0 | 0 | 0 | 0
F2_Commercial_Office_New_Space Heating_Natural Gas_Unit Heater_E8 | F2 | Commercial | Office | New | Space Heating | Natural Gas | Unit Heater | E8 | TRC BC Ratio | 0 | 0 | 0 | 0 | 0 | 0 | 0 | 0 | 0 | 0 | 0 | 0 | 0 | 0 | 0 | 0 | 0 | 0 | 0 | 0 | 0 | 0 | 0 | 0 | 0 | 0 | 0 | 0 | 0 | 0 | 0
F2_Commercial_Office_New_Space Heating_Natural Gas_Unit Heater_E9 | F2 | Commercial | Office | New | Space Heating | Natural Gas | Unit Heater | E9 | TRC BC Ratio | 0 | 0 | 0 | 0 | 0 | 0 | 0 | 0 | 0 | 0 | 0 | 0 | 0 | 0 | 0 | 0 | 0 | 0 | 0 | 0 | 0 | 0 | 0 | 0 | 0 | 0 | 0 | 0 | 0 | 0 | 0
F2_Commercial_Office_New_Space Heating_Natural Gas_Unit Heater_E10 | F2 | Commercial | Office | New | Space Heating | Natural Gas | Unit Heater | E10 | TRC BC Ratio | 0 | 0 | 0 | 0 | 0 | 0 | 0 | 0 | 0 | 0 | 0 | 0 | 0 | 0 | 0 | 0 | 0 | 0 | 0 | 0 | 0 | 0 | 0 | 0 | 0 | 0 | 0 | 0 | 0 | 0 | 0
F3_Commercial_Office_New_Space Heating_Natural Gas_Unit Heater_E1 | F3 | Commercial | Office | New | Space Heating | Natural Gas | Unit Heater | E1 | PACT BC Ratio | 0.9 | 0.9 | 0.9 | 0.9 | 0.9 | 0 | 0 | 0 | 0 | 0 | 0 | 0 | 0 | 0 | 0 | 0 | 0 | 0 | 0 | 0 | 0 | 0 | 0 | 0 | 0 | 0 | 0 | 0 | 0 | 0 | 0
F3_Commercial_Office_New_Space Heating_Natural Gas_Unit Heater_E2 | F3 | Commercial | Office | New | Space Heating | Natural Gas | Unit Heater | E2 | PACT BC Ratio | 0.20381 | 0.206 | 0.20734 | 0.20894 | 0.20901 | 0.9 | 0.9 | 0.9 | 0.9 | 0.9 | 0.9 | 0.9 | 0.9 | 0.9 | 0.9 | 0.9 | 0.9 | 0.9 | 0.9 | 0.9 | 0.9 | 0.9 | 0.9 | 0.9 | 0.9 | 0.9 | 0.9 | 0.9 | 0.9 | 0.9 | 0.9
F3_Commercial_Office_New_Space Heating_Natural Gas_Unit Heater_E3 | F3 | Commercial | Office | New | Space Heating | Natural Gas | Unit Heater | E3 | PACT BC Ratio | 2.6142 | 2.6423 | 2.6594 | 2.6799 | 2.6808 | 0.9 | 0.9 | 0.9 | 0.9 | 0.9 | 0.9 | 0.9 | 0.9 | 0.9 | 0.9 | 0.9 | 0.9 | 0.9 | 0.9 | 0.9 | 0.9 | 0.9 | 0.9 | 0.9 | 0.9 | 0.9 | 0.9 | 0.9 | 0.9 | 0.9 | 0.9
F3_Commercial_Office_New_Space Heating_Natural Gas_Unit Heater_E4 | F3 | Commercial | Office | New | Space Heating | Natural Gas | Unit Heater | E4 | PACT BC Ratio | 0 | 0 | 0 | 0 | 0 | 0 | 0 | 0 | 0 | 0 | 0 | 0 | 0 | 0 | 0 | 0 | 0 | 0 | 0 | 0 | 0 | 0 | 0 | 0 | 0 | 0 | 0 | 0 | 0 | 0 | 0
F3_Commercial_Office_New_Space Heating_Natural Gas_Unit Heater_E5 | F3 | Commercial | Office | New | Space Heating | Natural Gas | Unit Heater | E5 | PACT BC Ratio | 0 | 0 | 0 | 0 | 0 | 0 | 0 | 0 | 0 | 0 | 0 | 0 | 0 | 0 | 0 | 0 | 0 | 0 | 0 | 0 | 0 | 0 | 0 | 0 | 0 | 0 | 0 | 0 | 0 | 0 | 0
F3_Commercial_Office_New_Space Heating_Natural Gas_Unit Heater_E6 | F3 | Commercial | Office | New | Space Heating | Natural Gas | Unit Heater | E6 | PACT BC Ratio | 0 | 0 | 0 | 0 | 0 | 0 | 0 | 0 | 0 | 0 | 0 | 0 | 0 | 0 | 0 | 0 | 0 | 0 | 0 | 0 | 0 | 0 | 0 | 0 | 0 | 0 | 0 | 0 | 0 | 0 | 0
F3_Commercial_Office_New_Space Heating_Natural Gas_Unit Heater_E7 | F3 | Commercial | Office | New | Space Heating | Natural Gas | Unit Heater | E7 | PACT BC Ratio | 0 | 0 | 0 | 0 | 0 | 0 | 0 | 0 | 0 | 0 | 0 | 0 | 0 | 0 | 0 | 0 | 0 | 0 | 0 | 0 | 0 | 0 | 0 | 0 | 0 | 0 | 0 | 0 | 0 | 0 | 0
F3_Commercial_Office_New_Space Heating_Natural Gas_Unit Heater_E8 | F3 | Commercial | Office | New | Space Heating | Natural Gas | Unit Heater | E8 | PACT BC Ratio | 0 | 0 | 0 | 0 | 0 | 0 | 0 | 0 | 0 | 0 | 0 | 0 | 0 | 0 | 0 | 0 | 0 | 0 | 0 | 0 | 0 | 0 | 0 | 0 | 0 | 0 | 0 | 0 | 0 | 0 | 0
F3_Commercial_Office_New_Space Heating_Natural Gas_Unit Heater_E9 | F3 | Commercial | Office | New | Space Heating | Natural Gas | Unit Heater | E9 | PACT BC Ratio | 0 | 0 | 0 | 0 | 0 | 0 | 0 | 0 | 0 | 0 | 0 | 0 | 0 | 0 | 0 | 0 | 0 | 0 | 0 | 0 | 0 | 0 | 0 | 0 | 0 | 0 | 0 | 0 | 0 | 0 | 0
F3_Commercial_Office_New_Space Heating_Natural Gas_Unit Heater_E10 | F3 | Commercial | Office | New | Space Heating | Natural Gas | Unit Heater | E10 | PACT BC Ratio | 0 | 0 | 0 | 0 | 0 | 0 | 0 | 0 | 0 | 0 | 0 | 0 | 0 | 0 | 0 | 0 | 0 | 0 | 0 | 0 | 0 | 0 | 0 | 0 | 0 | 0 | 0 | 0 | 0 | 0 | 0
F4_Commercial_Office_New_Space Heating_Natural Gas_Unit Heater_E1 | F4 | Commercial | Office | New | Space Heating | Natural Gas | Unit Heater | E1 | PCT BC Ratio | 0.9 | 0.9 | 0.9 | 0.9 | 0.9 | 0 | 0 | 0 | 0 | 0 | 0 | 0 | 0 | 0 | 0 | 0 | 0 | 0 | 0 | 0 | 0 | 0 | 0 | 0 | 0 | 0 | 0 | 0 | 0 | 0 | 0
F4_Commercial_Office_New_Space Heating_Natural Gas_Unit Heater_E2 | F4 | Commercial | Office | New | Space Heating | Natural Gas | Unit Heater | E2 | PCT BC Ratio | 1.5128 | 1.5183 | 1.5216 | 1.5257 | 1.5259 | 0.9 | 0.9 | 0.9 | 0.9 | 0.9 | 0.9 | 0.9 | 0.9 | 0.9 | 0.9 | 0.9 | 0.9 | 0.9 | 0.9 | 0.9 | 0.9 | 0.9 | 0.9 | 0.9 | 0.9 | 0.9 | 0.9 | 0.9 | 0.9 | 0.9 | 0.9
F4_Commercial_Office_New_Space Heating_Natural Gas_Unit Heater_E3 | F4 | Commercial | Office | New | Space Heating | Natural Gas | Unit Heater | E3 | PCT BC Ratio | 7.5771 | 7.6478 | 7.6908 | 7.7426 | 7.7447 | 0.9 | 0.9 | 0.9 | 0.9 | 0.9 | 0.9 | 0.9 | 0.9 | 0.9 | 0.9 | 0.9 | 0.9 | 0.9 | 0.9 | 0.9 | 0.9 | 0.9 | 0.9 | 0.9 | 0.9 | 0.9 | 0.9 | 0.9 | 0.9 | 0.9 | 0.9
F4_Commercial_Office_New_Space Heating_Natural Gas_Unit Heater_E4 | F4 | Commercial | Office | New | Space Heating | Natural Gas | Unit Heater | E4 | PCT BC Ratio | 0 | 0 | 0 | 0 | 0 | 0 | 0 | 0 | 0 | 0 | 0 | 0 | 0 | 0 | 0 | 0 | 0 | 0 | 0 | 0 | 0 | 0 | 0 | 0 | 0 | 0 | 0 | 0 | 0 | 0 | 0
F4_Commercial_Office_New_Space Heating_Natural Gas_Unit Heater_E5 | F4 | Commercial | Office | New | Space Heating | Natural Gas | Unit Heater | E5 | PCT BC Ratio | 0 | 0 | 0 | 0 | 0 | 0 | 0 | 0 | 0 | 0 | 0 | 0 | 0 | 0 | 0 | 0 | 0 | 0 | 0 | 0 | 0 | 0 | 0 | 0 | 0 | 0 | 0 | 0 | 0 | 0 | 0
F4_Commercial_Office_New_Space Heating_Natural Gas_Unit Heater_E6 | F4 | Commercial | Office | New | Space Heating | Natural Gas | Unit Heater | E6 | PCT BC Ratio | 0 | 0 | 0 | 0 | 0 | 0 | 0 | 0 | 0 | 0 | 0 | 0 | 0 | 0 | 0 | 0 | 0 | 0 | 0 | 0 | 0 | 0 | 0 | 0 | 0 | 0 | 0 | 0 | 0 | 0 | 0
F4_Commercial_Office_New_Space Heating_Natural Gas_Unit Heater_E7 | F4 | Commercial | Office | New | Space Heating | Natural Gas | Unit Heater | E7 | PCT BC Ratio | 0 | 0 | 0 | 0 | 0 | 0 | 0 | 0 | 0 | 0 | 0 | 0 | 0 | 0 | 0 | 0 | 0 | 0 | 0 | 0 | 0 | 0 | 0 | 0 | 0 | 0 | 0 | 0 | 0 | 0 | 0
F4_Commercial_Office_New_Space Heating_Natural Gas_Unit Heater_E8 | F4 | Commercial | Office | New | Space Heating | Natural Gas | Unit Heater | E8 | PCT BC Ratio | 0 | 0 | 0 | 0 | 0 | 0 | 0 | 0 | 0 | 0 | 0 | 0 | 0 | 0 | 0 | 0 | 0 | 0 | 0 | 0 | 0 | 0 | 0 | 0 | 0 | 0 | 0 | 0 | 0 | 0 | 0
F4_Commercial_Office_New_Space Heating_Natural Gas_Unit Heater_E9 | F4 | Commercial | Office | New | Space Heating | Natural Gas | Unit Heater | E9 | PCT BC Ratio | 0 | 0 | 0 | 0 | 0 | 0 | 0 | 0 | 0 | 0 | 0 | 0 | 0 | 0 | 0 | 0 | 0 | 0 | 0 | 0 | 0 | 0 | 0 | 0 | 0 | 0 | 0 | 0 | 0 | 0 | 0
F4_Commercial_Office_New_Space Heating_Natural Gas_Unit Heater_E10 | F4 | Commercial | Office | New | Space Heating | Natural Gas | Unit Heater | E10 | PCT BC Ratio | 0 | 0 | 0 | 0 | 0 | 0 | 0 | 0 | 0 | 0 | 0 | 0 | 0 | 0 | 0 | 0 | 0 | 0 | 0 | 0 | 0 | 0 | 0 | 0 | 0 | 0 | 0 | 0 | 0 | 0 | 0
F5_Commercial_Office_New_Space Heating_Natural Gas_Unit Heater_E1 | F5 | Commercial | Office | New | Space Heating | Natural Gas | Unit Heater | E1 | RIM BC Ratio | 0.9 | 0.9 | 0.9 | 0.9 | 0.9 | 0 | 0 | 0 | 0 | 0 | 0 | 0 | 0 | 0 | 0 | 0 | 0 | 0 | 0 | 0 | 0 | 0 | 0 | 0 | 0 | 0 | 0 | 0 | 0 | 0 | 0
F5_Commercial_Office_New_Space Heating_Natural Gas_Unit Heater_E2 | F5 | Commercial | Office | New | Space Heating | Natural Gas | Unit Heater | E2 | RIM BC Ratio | 0.16381 | 0.16523 | 0.16608 | 0.16711 | 0.16715 | 0.9 | 0.9 | 0.9 | 0.9 | 0.9 | 0.9 | 0.9 | 0.9 | 0.9 | 0.9 | 0.9 | 0.9 | 0.9 | 0.9 | 0.9 | 0.9 | 0.9 | 0.9 | 0.9 | 0.9 | 0.9 | 0.9 | 0.9 | 0.9 | 0.9 | 0.9
F5_Commercial_Office_New_Space Heating_Natural Gas_Unit Heater_E3 | F5 | Commercial | Office | New | Space Heating | Natural Gas | Unit Heater | E3 | RIM BC Ratio | 0.63267 | 0.63431 | 0.63529 | 0.63645 | 0.6365 | 0.9 | 0.9 | 0.9 | 0.9 | 0.9 | 0.9 | 0.9 | 0.9 | 0.9 | 0.9 | 0.9 | 0.9 | 0.9 | 0.9 | 0.9 | 0.9 | 0.9 | 0.9 | 0.9 | 0.9 | 0.9 | 0.9 | 0.9 | 0.9 | 0.9 | 0.9
F5_Commercial_Office_New_Space Heating_Natural Gas_Unit Heater_E4 | F5 | Commercial | Office | New | Space Heating | Natural Gas | Unit Heater | E4 | RIM BC Ratio | 0 | 0 | 0 | 0 | 0 | 0 | 0 | 0 | 0 | 0 | 0 | 0 | 0 | 0 | 0 | 0 | 0 | 0 | 0 | 0 | 0 | 0 | 0 | 0 | 0 | 0 | 0 | 0 | 0 | 0 | 0
F5_Commercial_Office_New_Space Heating_Natural Gas_Unit Heater_E5 | F5 | Commercial | Office | New | Space Heating | Natural Gas | Unit Heater | E5 | RIM BC Ratio | 0 | 0 | 0 | 0 | 0 | 0 | 0 | 0 | 0 | 0 | 0 | 0 | 0 | 0 | 0 | 0 | 0 | 0 | 0 | 0 | 0 | 0 | 0 | 0 | 0 | 0 | 0 | 0 | 0 | 0 | 0
F5_Commercial_Office_New_Space Heating_Natural Gas_Unit Heater_E6 | F5 | Commercial | Office | New | Space Heating | Natural Gas | Unit Heater | E6 | RIM BC Ratio | 0 | 0 | 0 | 0 | 0 | 0 | 0 | 0 | 0 | 0 | 0 | 0 | 0 | 0 | 0 | 0 | 0 | 0 | 0 | 0 | 0 | 0 | 0 | 0 | 0 | 0 | 0 | 0 | 0 | 0 | 0
F5_Commercial_Office_New_Space Heating_Natural Gas_Unit Heater_E7 | F5 | Commercial | Office | New | Space Heating | Natural Gas | Unit Heater | E7 | RIM BC Ratio | 0 | 0 | 0 | 0 | 0 | 0 | 0 | 0 | 0 | 0 | 0 | 0 | 0 | 0 | 0 | 0 | 0 | 0 | 0 | 0 | 0 | 0 | 0 | 0 | 0 | 0 | 0 | 0 | 0 | 0 | 0
F5_Commercial_Office_New_Space Heating_Natural Gas_Unit Heater_E8 | F5 | Commercial | Office | New | Space Heating | Natural Gas | Unit Heater | E8 | RIM BC Ratio | 0 | 0 | 0 | 0 | 0 | 0 | 0 | 0 | 0 | 0 | 0 | 0 | 0 | 0 | 0 | 0 | 0 | 0 | 0 | 0 | 0 | 0 | 0 | 0 | 0 | 0 | 0 | 0 | 0 | 0 | 0
F5_Commercial_Office_New_Space Heating_Natural Gas_Unit Heater_E9 | F5 | Commercial | Office | New | Space Heating | Natural Gas | Unit Heater | E9 | RIM BC Ratio | 0 | 0 | 0 | 0 | 0 | 0 | 0 | 0 | 0 | 0 | 0 | 0 | 0 | 0 | 0 | 0 | 0 | 0 | 0 | 0 | 0 | 0 | 0 | 0 | 0 | 0 | 0 | 0 | 0 | 0 | 0
F5_Commercial_Office_New_Space Heating_Natural Gas_Unit Heater_E10 | F5 | Commercial | Office | New | Space Heating | Natural Gas | Unit Heater | E10 | RIM BC Ratio | 0 | 0 | 0 | 0 | 0 | 0 | 0 | 0 | 0 | 0 | 0 | 0 | 0 | 0 | 0 | 0 | 0 | 0 | 0 | 0 | 0 | 0 | 0 | 0 | 0 | 0 | 0 | 0 | 0 | 0 | 0
F0_Commercial_Office_New_Water Heating_Natural Gas_Water Heater_E0 | F0 | Commercial | Office | New | Water Heating | Natural Gas | Water Heater | E0 | Economic Unit | TE 96% (Instantaneous) | TE 96% (Instantaneous) | TE 96% (Instantaneous) | TE 96% (Instantaneous) | TE 96% (Instantaneous) | TE 96% (Instantaneous) | TE 96% (Instantaneous) | UEF 1.0+ (Gas-Fired HPWH) | UEF 1.0+ (Gas-Fired HPWH) | UEF 1.0+ (Gas-Fired HPWH) | UEF 1.0+ (Gas-Fired HPWH) | UEF 1.0+ (Gas-Fired HPWH) | UEF 1.0+ (Gas-Fired HPWH) | UEF 1.0+ (Gas-Fired HPWH) | UEF 1.0+ (Gas-Fired HPWH) | UEF 1.0+ (Gas-Fired HPWH) | UEF 1.0+ (Gas-Fired HPWH) | UEF 1.0+ (Gas-Fired HPWH) | UEF 1.0+ (Gas-Fired HPWH) | UEF 1.0+ (Gas-Fired HPWH) | UEF 1.0+ (Gas-Fired HPWH) | UEF 1.0+ (Gas-Fired HPWH) | UEF 1.0+ (Gas-Fired HPWH) | UEF 1.0+ (Gas-Fired HPWH) | UEF 1.0+ (Gas-Fired HPWH) | UEF 1.0+ (Gas-Fired HPWH) | UEF 1.0+ (Gas-Fired HPWH) | UEF 1.0+ (Gas-Fired HPWH) | UEF 1.0+ (Gas-Fired HPWH) | UEF 1.0+ (Gas-Fired HPWH) | UEF 1.0+ (Gas-Fired HPWH)
F1_Commercial_Office_New_Water Heating_Natural Gas_Water Heater_E1 | F1 | Commercial | Office | New | Water Heating | Natural Gas | Water Heater | E1 | CCE | 0 | 0 | 0 | 0 | 0 | 0 | 0 | 0 | 0 | 0 | 0 | 0 | 0 | 0 | 0 | 0 | 0 | 0 | 0 | 0 | 0 | 0 | 0 | 0 | 0 | 0 | 0 | 0 | 0 | 0 | 0
F1_Commercial_Office_New_Water Heating_Natural Gas_Water Heater_E2 | F1 | Commercial | Office | New | Water Heating | Natural Gas | Water Heater | E2 | CCE | 0.00078104 | 0.00075086 | 0.00075444 | 0.00076232 | 0.00076232 | 0.00076232 | 0.00076232 | 0.00076232 | 0.00076232 | 0.00076232 | 0.00076232 | 0.00076232 | 0.00076232 | 0.00076232 | 0.00076232 | 0.00076232 | 0.00076232 | 0.00076232 | 0.00076232 | 0.00076232 | 0.00076232 | 0.00076232 | 0.00076232 | 0.00076232 | 0.00076232 | 0.00076232 | 0.00076232 | 0.00076232 | 0.00076232 | 0.00076232 | 0.00076232
F1_Commercial_Office_New_Water Heating_Natural Gas_Water Heater_E3 | F1 | Commercial | Office | New | Water Heating | Natural Gas | Water Heater | E3 | CCE | 0.00057249 | 0.00055037 | 0.000553 | 0.00055878 | 0.00055878 | 0.00055878 | 0.00055878 | 0.00055878 | 0.00055878 | 0.00055878 | 0.00055878 | 0.00055878 | 0.00055878 | 0.00055878 | 0.00055878 | 0.00055878 | 0.00055878 | 0.00055878 | 0.00055878 | 0.00055878 | 0.00055878 | 0.00055878 | 0.00055878 | 0.00055878 | 0.00055878 | 0.00055878 | 0.00055878 | 0.00055878 | 0.00055878 | 0.00055878 | 0.00055878
F1_Commercial_Office_New_Water Heating_Natural Gas_Water Heater_E4 | F1 | Commercial | Office | New | Water Heating | Natural Gas | Water Heater | E4 | CCE | 0 | 0 | 0 | 0 | 0 | 0 | 0 | 0.0012514 | 0.0012514 | 0.0012514 | 0.0012514 | 0.0012514 | 0.0012514 | 0.0012514 | 0.0012514 | 0.0012514 | 0.0012514 | 0.0012514 | 0.0012514 | 0.0012514 | 0.0012514 | 0.0012514 | 0.0012514 | 0.0012514 | 0.0012514 | 0.0012514 | 0.0012514 | 0.0012514 | 0.0012514 | 0.0012514 | 0.0012514
F1_Commercial_Office_New_Water Heating_Natural Gas_Water Heater_E5 | F1 | Commercial | Office | New | Water Heating | Natural Gas | Water Heater | E5 | CCE | 0 | 0 | 0 | 0 | 0 | 0 | 0 | 0 | 0 | 0 | 0 | 0 | 0 | 0 | 0 | 0 | 0 | 0 | 0 | 0 | 0 | 0 | 0 | 0 | 0 | 0 | 0 | 0 | 0 | 0 | 0
F1_Commercial_Office_New_Water Heating_Natural Gas_Water Heater_E6 | F1 | Commercial | Office | New | Water Heating | Natural Gas | Water Heater | E6 | CCE | 0 | 0 | 0 | 0 | 0 | 0 | 0 | 0 | 0 | 0 | 0 | 0 | 0 | 0 | 0 | 0 | 0 | 0 | 0 | 0 | 0 | 0 | 0 | 0 | 0 | 0 | 0 | 0 | 0 | 0 | 0
F1_Commercial_Office_New_Water Heating_Natural Gas_Water Heater_E7 | F1 | Commercial | Office | New | Water Heating | Natural Gas | Water Heater | E7 | CCE | 0 | 0 | 0 | 0 | 0 | 0 | 0 | 0 | 0 | 0 | 0 | 0 | 0 | 0 | 0 | 0 | 0 | 0 | 0 | 0 | 0 | 0 | 0 | 0 | 0 | 0 | 0 | 0 | 0 | 0 | 0
F1_Commercial_Office_New_Water Heating_Natural Gas_Water Heater_E8 | F1 | Commercial | Office | New | Water Heating | Natural Gas | Water Heater | E8 | CCE | 0 | 0 | 0 | 0 | 0 | 0 | 0 | 0 | 0 | 0 | 0 | 0 | 0 | 0 | 0 | 0 | 0 | 0 | 0 | 0 | 0 | 0 | 0 | 0 | 0 | 0 | 0 | 0 | 0 | 0 | 0
F1_Commercial_Office_New_Water Heating_Natural Gas_Water Heater_E9 | F1 | Commercial | Office | New | Water Heating | Natural Gas | Water Heater | E9 | CCE | 0 | 0 | 0 | 0 | 0 | 0 | 0 | 0 | 0 | 0 | 0 | 0 | 0 | 0 | 0 | 0 | 0 | 0 | 0 | 0 | 0 | 0 | 0 | 0 | 0 | 0 | 0 | 0 | 0 | 0 | 0
F1_Commercial_Office_New_Water Heating_Natural Gas_Water Heater_E10 | F1 | Commercial | Office | New | Water Heating | Natural Gas | Water Heater | E10 | CCE | 0 | 0 | 0 | 0 | 0 | 0 | 0 | 0 | 0 | 0 | 0 | 0 | 0 | 0 | 0 | 0 | 0 | 0 | 0 | 0 | 0 | 0 | 0 | 0 | 0 | 0 | 0 | 0 | 0 | 0 | 0
F2_Commercial_Office_New_Water Heating_Natural Gas_Water Heater_E1 | F2 | Commercial | Office | New | Water Heating | Natural Gas | Water Heater | E1 | TRC BC Ratio | 0.9 | 0.9 | 0.9 | 0.9 | 0.9 | 0.9 | 0.9 | 0.9 | 0.9 | 0.9 | 0.9 | 0.9 | 0.9 | 0.9 | 0.9 | 0.9 | 0.9 | 0.9 | 0.9 | 0.9 | 0.9 | 0.9 | 0.9 | 0.9 | 0.9 | 0.9 | 0.9 | 0.9 | 0.9 | 0.9 | 0.9
F2_Commercial_Office_New_Water Heating_Natural Gas_Water Heater_E2 | F2 | Commercial | Office | New | Water Heating | Natural Gas | Water Heater | E2 | TRC BC Ratio | 13.0657 | 13.3247 | 13.5099 | 13.7107 | 13.9991 | 13.1158 | 12.4254 | 12.0624 | 11.932 | 11.7319 | 11.5968 | 12.2113 | 10.9286 | 11.6811 | 12.6469 | 13.5857 | 13.6208 | 13.6858 | 13.4243 | 13.6109 | 13.7414 | 13.9177 | 14.1392 | 6.6602 | 6.5274 | 6.403 | 6.2859 | 6.1749 | 6.0689 | 5.9669 | 5.8684
F2_Commercial_Office_New_Water Heating_Natural Gas_Water Heater_E3 | F2 | Commercial | Office | New | Water Heating | Natural Gas | Water Heater | E3 | TRC BC Ratio | 17.8252 | 18.1786 | 18.4313 | 18.7052 | 19.0987 | 17.8935 | 16.9517 | 16.4564 | 16.2785 | 16.0055 | 15.8212 | 16.6596 | 14.9096 | 15.9362 | 17.2539 | 18.5347 | 18.5825 | 18.6712 | 18.3144 | 18.569 | 18.7471 | 18.9875 | 19.2897 | 9.0864 | 8.9051 | 8.7355 | 8.5757 | 8.4243 | 8.2796 | 8.1406 | 8.0062
F2_Commercial_Office_New_Water Heating_Natural Gas_Water Heater_E4 | F2 | Commercial | Office | New | Water Heating | Natural Gas | Water Heater | E4 | TRC BC Ratio | 0 | 0 | 0 | 0 | 0 | 0 | 0 | 7.2127 | 6.9168 | 6.5383 | 6.1838 | 6.8111 | 5.9606 | 7.0015 | 8.2548 | 9.5361 | 9.5868 | 9.6596 | 9.4738 | 9.6402 | 9.7616 | 9.9184 | 10.1103 | 4.2318 | 4.1434 | 4.0615 | 3.9849 | 3.9127 | 3.8442 | 3.7786 | 3.7295
F2_Commercial_Office_New_Water Heating_Natural Gas_Water Heater_E5 | F2 | Commercial | Office | New | Water Heating | Natural Gas | Water Heater | E5 | TRC BC Ratio | 0 | 0 | 0 | 0 | 0 | 0 | 0 | 0 | 0 | 0 | 0 | 0 | 0 | 0 | 0 | 0 | 0 | 0 | 0 | 0 | 0 | 0 | 0 | 0 | 0 | 0 | 0 | 0 | 0 | 0 | 0
F2_Commercial_Office_New_Water Heating_Natural Gas_Water Heater_E6 | F2 | Commercial | Office | New | Water Heating | Natural Gas | Water Heater | E6 | TRC BC Ratio | 0 | 0 | 0 | 0 | 0 | 0 | 0 | 0 | 0 | 0 | 0 | 0 | 0 | 0 | 0 | 0 | 0 | 0 | 0 | 0 | 0 | 0 | 0 | 0 | 0 | 0 | 0 | 0 | 0 | 0 | 0
F2_Commercial_Office_New_Water Heating_Natural Gas_Water Heater_E7 | F2 | Commercial | Office | New | Water Heating | Natural Gas | Water Heater | E7 | TRC BC Ratio | 0 | 0 | 0 | 0 | 0 | 0 | 0 | 0 | 0 | 0 | 0 | 0 | 0 | 0 | 0 | 0 | 0 | 0 | 0 | 0 | 0 | 0 | 0 | 0 | 0 | 0 | 0 | 0 | 0 | 0 | 0
F2_Commercial_Office_New_Water Heating_Natural Gas_Water Heater_E8 | F2 | Commercial | Office | New | Water Heating | Natural Gas | Water Heater | E8 | TRC BC Ratio | 0 | 0 | 0 | 0 | 0 | 0 | 0 | 0 | 0 | 0 | 0 | 0 | 0 | 0 | 0 | 0 | 0 | 0 | 0 | 0 | 0 | 0 | 0 | 0 | 0 | 0 | 0 | 0 | 0 | 0 | 0
F2_Commercial_Office_New_Water Heating_Natural Gas_Water Heater_E9 | F2 | Commercial | Office | New | Water Heating | Natural Gas | Water Heater | E9 | TRC BC Ratio | 0 | 0 | 0 | 0 | 0 | 0 | 0 | 0 | 0 | 0 | 0 | 0 | 0 | 0 | 0 | 0 | 0 | 0 | 0 | 0 | 0 | 0 | 0 | 0 | 0 | 0 | 0 | 0 | 0 | 0 | 0
F2_Commercial_Office_New_Water Heating_Natural Gas_Water Heater_E10 | F2 | Commercial | Office | New | Water Heating | Natural Gas | Water Heater | E10 | TRC BC Ratio | 0 | 0 | 0 | 0 | 0 | 0 | 0 | 0 | 0 | 0 | 0 | 0 | 0 | 0 | 0 | 0 | 0 | 0 | 0 | 0 | 0 | 0 | 0 | 0 | 0 | 0 | 0 | 0 | 0 | 0 | 0
F3_Commercial_Office_New_Water Heating_Natural Gas_Water Heater_E1 | F3 | Commercial | Office | New | Water Heating | Natural Gas | Water Heater | E1 | PACT BC Ratio | 0.9 | 0.9 | 0.9 | 0.9 | 0.9 | 0.9 | 0.9 | 0.9 | 0.9 | 0.9 | 0.9 | 0.9 | 0.9 | 0.9 | 0.9 | 0.9 | 0.9 | 0.9 | 0.9 | 0.9 | 0.9 | 0.9 | 0.9 | 0.9 | 0.9 | 0.9 | 0.9 | 0.9 | 0.9 | 0.9 | 0.9
F3_Commercial_Office_New_Water Heating_Natural Gas_Water Heater_E2 | F3 | Commercial | Office | New | Water Heating | Natural Gas | Water Heater | E2 | PACT BC Ratio | 21.3658 | 21.7893 | 22.0922 | 22.4206 | 22.8922 | 21.4477 | 20.3188 | 19.7251 | 19.5119 | 19.1846 | 18.9638 | 19.9686 | 17.871 | 19.1016 | 20.681 | 22.2162 | 22.2735 | 22.3798 | 21.9522 | 22.2573 | 22.4707 | 22.7589 | 23.1211 | 10.8912 | 10.6739 | 10.4706 | 10.2791 | 10.0976 | 9.9242 | 9.7575 | 9.5964
F3_Commercial_Office_New_Water Heating_Natural Gas_Water Heater_E3 | F3 | Commercial | Office | New | Water Heating | Natural Gas | Water Heater | E3 | PACT BC Ratio | 29.1488 | 29.7266 | 30.1398 | 30.5878 | 31.2312 | 29.2605 | 27.7204 | 26.9105 | 26.6195 | 26.1731 | 25.8718 | 27.2426 | 24.381 | 26.0599 | 28.2145 | 30.309 | 30.3871 | 30.5322 | 29.9488 | 30.365 | 30.6563 | 31.0494 | 31.5436 | 14.8586 | 14.5621 | 14.2847 | 14.0236 | 13.7759 | 13.5393 | 13.3119 | 13.0921
F3_Commercial_Office_New_Water Heating_Natural Gas_Water Heater_E4 | F3 | Commercial | Office | New | Water Heating | Natural Gas | Water Heater | E4 | PACT BC Ratio | 0 | 0 | 0 | 0 | 0 | 0 | 0 | 11.7946 | 11.3108 | 10.6918 | 10.1122 | 11.1378 | 9.7471 | 11.4492 | 13.4987 | 15.594 | 15.6769 | 15.7959 | 15.4921 | 15.7642 | 15.9627 | 16.2191 | 16.5329 | 6.92 | 6.7756 | 6.6415 | 6.5163 | 6.3983 | 6.2863 | 6.1791 | 6.0986
F3_Commercial_Office_New_Water Heating_Natural Gas_Water Heater_E5 | F3 | Commercial | Office | New | Water Heating | Natural Gas | Water Heater | E5 | PACT BC Ratio | 0 | 0 | 0 | 0 | 0 | 0 | 0 | 0 | 0 | 0 | 0 | 0 | 0 | 0 | 0 | 0 | 0 | 0 | 0 | 0 | 0 | 0 | 0 | 0 | 0 | 0 | 0 | 0 | 0 | 0 | 0
F3_Commercial_Office_New_Water Heating_Natural Gas_Water Heater_E6 | F3 | Commercial | Office | New | Water Heating | Natural Gas | Water Heater | E6 | PACT BC Ratio | 0 | 0 | 0 | 0 | 0 | 0 | 0 | 0 | 0 | 0 | 0 | 0 | 0 | 0 | 0 | 0 | 0 | 0 | 0 | 0 | 0 | 0 | 0 | 0 | 0 | 0 | 0 | 0 | 0 | 0 | 0
F3_Commercial_Office_New_Water Heating_Natural Gas_Water Heater_E7 | F3 | Commercial | Office | New | Water Heating | Natural Gas | Water Heater | E7 | PACT BC Ratio | 0 | 0 | 0 | 0 | 0 | 0 | 0 | 0 | 0 | 0 | 0 | 0 | 0 | 0 | 0 | 0 | 0 | 0 | 0 | 0 | 0 | 0 | 0 | 0 | 0 | 0 | 0 | 0 | 0 | 0 | 0
F3_Commercial_Office_New_Water Heating_Natural Gas_Water Heater_E8 | F3 | Commercial | Office | New | Water Heating | Natural Gas | Water Heater | E8 | PACT BC Ratio | 0 | 0 | 0 | 0 | 0 | 0 | 0 | 0 | 0 | 0 | 0 | 0 | 0 | 0 | 0 | 0 | 0 | 0 | 0 | 0 | 0 | 0 | 0 | 0 | 0 | 0 | 0 | 0 | 0 | 0 | 0
F3_Commercial_Office_New_Water Heating_Natural Gas_Water Heater_E9 | F3 | Commercial | Office | New | Water Heating | Natural Gas | Water Heater | E9 | PACT BC Ratio | 0 | 0 | 0 | 0 | 0 | 0 | 0 | 0 | 0 | 0 | 0 | 0 | 0 | 0 | 0 | 0 | 0 | 0 | 0 | 0 | 0 | 0 | 0 | 0 | 0 | 0 | 0 | 0 | 0 | 0 | 0
F3_Commercial_Office_New_Water Heating_Natural Gas_Water Heater_E10 | F3 | Commercial | Office | New | Water Heating | Natural Gas | Water Heater | E10 | PACT BC Ratio | 0 | 0 | 0 | 0 | 0 | 0 | 0 | 0 | 0 | 0 | 0 | 0 | 0 | 0 | 0 | 0 | 0 | 0 | 0 | 0 | 0 | 0 | 0 | 0 | 0 | 0 | 0 | 0 | 0 | 0 | 0
F4_Commercial_Office_New_Water Heating_Natural Gas_Water Heater_E1 | F4 | Commercial | Office | New | Water Heating | Natural Gas | Water Heater | E1 | PCT BC Ratio | 0.9 | 0.9 | 0.9 | 0.9 | 0.9 | 0.9 | 0.9 | 0.9 | 0.9 | 0.9 | 0.9 | 0.9 | 0.9 | 0.9 | 0.9 | 0.9 | 0.9 | 0.9 | 0.9 | 0.9 | 0.9 | 0.9 | 0.9 | 0.9 | 0.9 | 0.9 | 0.9 | 0.9 | 0.9 | 0.9 | 0.9
F4_Commercial_Office_New_Water Heating_Natural Gas_Water Heater_E2 | F4 | Commercial | Office | New | Water Heating | Natural Gas | Water Heater | E2 | PCT BC Ratio | 23.4593 | 23.9158 | 24.2423 | 24.5963 | 25.1047 | 23.5476 | 22.3307 | 21.6908 | 21.4609 | 21.1082 | 20.8701 | 21.9532 | 19.6922 | 21.0187 | 22.7211 | 24.376 | 24.4377 | 24.5524 | 24.0914 | 24.4203 | 24.6504 | 24.961 | 25.3515 | 12.1684 | 11.9342 | 11.715 | 11.5086 | 11.3129 | 11.1261 | 10.9464 | 10.7727
F4_Commercial_Office_New_Water Heating_Natural Gas_Water Heater_E3 | F4 | Commercial | Office | New | Water Heating | Natural Gas | Water Heater | E3 | PCT BC Ratio | 31.8489 | 32.4717 | 32.9171 | 33.4 | 34.0936 | 31.9693 | 30.3092 | 29.4361 | 29.1225 | 28.6413 | 28.3165 | 29.7942 | 26.7095 | 28.5192 | 30.8418 | 33.0995 | 33.1837 | 33.3401 | 32.7112 | 33.1599 | 33.4738 | 33.8976 | 34.4303 | 16.445 | 16.1255 | 15.8264 | 15.5449 | 15.2779 | 15.0229 | 14.7778 | 14.5409
F4_Commercial_Office_New_Water Heating_Natural Gas_Water Heater_E4 | F4 | Commercial | Office | New | Water Heating | Natural Gas | Water Heater | E4 | PCT BC Ratio | 0 | 0 | 0 | 0 | 0 | 0 | 0 | 13.1423 | 12.6207 | 11.9535 | 11.3287 | 12.4343 | 10.9351 | 12.7699 | 14.9791 | 17.2377 | 17.327 | 17.4554 | 17.1279 | 17.4212 | 17.6352 | 17.9115 | 18.2498 | 7.8878 | 7.7321 | 7.5875 | 7.4525 | 7.3254 | 7.2046 | 7.0891 | 7.0023
F4_Commercial_Office_New_Water Heating_Natural Gas_Water Heater_E5 | F4 | Commercial | Office | New | Water Heating | Natural Gas | Water Heater | E5 | PCT BC Ratio | 0 | 0 | 0 | 0 | 0 | 0 | 0 | 0 | 0 | 0 | 0 | 0 | 0 | 0 | 0 | 0 | 0 | 0 | 0 | 0 | 0 | 0 | 0 | 0 | 0 | 0 | 0 | 0 | 0 | 0 | 0
F4_Commercial_Office_New_Water Heating_Natural Gas_Water Heater_E6 | F4 | Commercial | Office | New | Water Heating | Natural Gas | Water Heater | E6 | PCT BC Ratio | 0 | 0 | 0 | 0 | 0 | 0 | 0 | 0 | 0 | 0 | 0 | 0 | 0 | 0 | 0 | 0 | 0 | 0 | 0 | 0 | 0 | 0 | 0 | 0 | 0 | 0 | 0 | 0 | 0 | 0 | 0
F4_Commercial_Office_New_Water Heating_Natural Gas_Water Heater_E7 | F4 | Commercial | Office | New | Water Heating | Natural Gas | Water Heater | E7 | PCT BC Ratio | 0 | 0 | 0 | 0 | 0 | 0 | 0 | 0 | 0 | 0 | 0 | 0 | 0 | 0 | 0 | 0 | 0 | 0 | 0 | 0 | 0 | 0 | 0 | 0 | 0 | 0 | 0 | 0 | 0 | 0 | 0
F4_Commercial_Office_New_Water Heating_Natural Gas_Water Heater_E8 | F4 | Commercial | Office | New | Water Heating | Natural Gas | Water Heater | E8 | PCT BC Ratio | 0 | 0 | 0 | 0 | 0 | 0 | 0 | 0 | 0 | 0 | 0 | 0 | 0 | 0 | 0 | 0 | 0 | 0 | 0 | 0 | 0 | 0 | 0 | 0 | 0 | 0 | 0 | 0 | 0 | 0 | 0
F4_Commercial_Office_New_Water Heating_Natural Gas_Water Heater_E9 | F4 | Commercial | Office | New | Water Heating | Natural Gas | Water Heater | E9 | PCT BC Ratio | 0 | 0 | 0 | 0 | 0 | 0 | 0 | 0 | 0 | 0 | 0 | 0 | 0 | 0 | 0 | 0 | 0 | 0 | 0 | 0 | 0 | 0 | 0 | 0 | 0 | 0 | 0 | 0 | 0 | 0 | 0
F4_Commercial_Office_New_Water Heating_Natural Gas_Water Heater_E10 | F4 | Commercial | Office | New | Water Heating | Natural Gas | Water Heater | E10 | PCT BC Ratio | 0 | 0 | 0 | 0 | 0 | 0 | 0 | 0 | 0 | 0 | 0 | 0 | 0 | 0 | 0 | 0 | 0 | 0 | 0 | 0 | 0 | 0 | 0 | 0 | 0 | 0 | 0 | 0 | 0 | 0 | 0
F5_Commercial_Office_New_Water Heating_Natural Gas_Water Heater_E1 | F5 | Commercial | Office | New | Water Heating | Natural Gas | Water Heater | E1 | RIM BC Ratio | 0.9 | 0.9 | 0.9 | 0.9 | 0.9 | 0.9 | 0.9 | 0.9 | 0.9 | 0.9 | 0.9 | 0.9 | 0.9 | 0.9 | 0.9 | 0.9 | 0.9 | 0.9 | 0.9 | 0.9 | 0.9 | 0.9 | 0.9 | 0.9 | 0.9 | 0.9 | 0.9 | 0.9 | 0.9 | 0.9 | 0.9
F5_Commercial_Office_New_Water Heating_Natural Gas_Water Heater_E2 | F5 | Commercial | Office | New | Water Heating | Natural Gas | Water Heater | E2 | RIM BC Ratio | 0.8033 | 0.80388 | 0.80429 | 0.80472 | 0.80532 | 0.80341 | 0.80174 | 0.80079 | 0.80044 | 0.79988 | 0.79949 | 0.80119 | 0.79743 | 0.79973 | 0.8023 | 0.80446 | 0.80453 | 0.80467 | 0.8041 | 0.80451 | 0.80479 | 0.80515 | 0.8056 | 0.77526 | 0.77414 | 0.77305 | 0.77199 | 0.77095 | 0.76992 | 0.76891 | 0.76789
F5_Commercial_Office_New_Water Heating_Natural Gas_Water Heater_E3 | F5 | Commercial | Office | New | Water Heating | Natural Gas | Water Heater | E3 | RIM BC Ratio | 0.81144 | 0.81188 | 0.81219 | 0.81251 | 0.81295 | 0.81153 | 0.81028 | 0.80957 | 0.8093 | 0.80888 | 0.80859 | 0.80987 | 0.80705 | 0.80877 | 0.8107 | 0.81231 | 0.81236 | 0.81247 | 0.81205 | 0.81235 | 0.81256 | 0.81283 | 0.81316 | 0.79028 | 0.78943 | 0.7886 | 0.78779 | 0.787 | 0.78621 | 0.78543 | 0.78465
F5_Commercial_Office_New_Water Heating_Natural Gas_Water Heater_E4 | F5 | Commercial | Office | New | Water Heating | Natural Gas | Water Heater | E4 | RIM BC Ratio | 0 | 0 | 0 | 0 | 0 | 0 | 0 | 0.77951 | 0.77732 | 0.77424 | 0.77104 | 0.77649 | 0.76884 | 0.77796 | 0.78607 | 0.79227 | 0.79249 | 0.79279 | 0.79201 | 0.79271 | 0.7932 | 0.79383 | 0.79456 | 0.74484 | 0.74313 | 0.74149 | 0.7399 | 0.73836 | 0.73684 | 0.73535 | 0.73419
F5_Commercial_Office_New_Water Heating_Natural Gas_Water Heater_E5 | F5 | Commercial | Office | New | Water Heating | Natural Gas | Water Heater | E5 | RIM BC Ratio | 0 | 0 | 0 | 0 | 0 | 0 | 0 | 0 | 0 | 0 | 0 | 0 | 0 | 0 | 0 | 0 | 0 | 0 | 0 | 0 | 0 | 0 | 0 | 0 | 0 | 0 | 0 | 0 | 0 | 0 | 0
F5_Commercial_Office_New_Water Heating_Natural Gas_Water Heater_E6 | F5 | Commercial | Office | New | Water Heating | Natural Gas | Water Heater | E6 | RIM BC Ratio | 0 | 0 | 0 | 0 | 0 | 0 | 0 | 0 | 0 | 0 | 0 | 0 | 0 | 0 | 0 | 0 | 0 | 0 | 0 | 0 | 0 | 0 | 0 | 0 | 0 | 0 | 0 | 0 | 0 | 0 | 0
F5_Commercial_Office_New_Water Heating_Natural Gas_Water Heater_E7 | F5 | Commercial | Office | New | Water Heating | Natural Gas | Water Heater | E7 | RIM BC Ratio | 0 | 0 | 0 | 0 | 0 | 0 | 0 | 0 | 0 | 0 | 0 | 0 | 0 | 0 | 0 | 0 | 0 | 0 | 0 | 0 | 0 | 0 | 0 | 0 | 0 | 0 | 0 | 0 | 0 | 0 | 0
F5_Commercial_Office_New_Water Heating_Natural Gas_Water Heater_E8 | F5 | Commercial | Office | New | Water Heating | Natural Gas | Water Heater | E8 | RIM BC Ratio | 0 | 0 | 0 | 0 | 0 | 0 | 0 | 0 | 0 | 0 | 0 | 0 | 0 | 0 | 0 | 0 | 0 | 0 | 0 | 0 | 0 | 0 | 0 | 0 | 0 | 0 | 0 | 0 | 0 | 0 | 0
F5_Commercial_Office_New_Water Heating_Natural Gas_Water Heater_E9 | F5 | Commercial | Office | New | Water Heating | Natural Gas | Water Heater | E9 | RIM BC Ratio | 0 | 0 | 0 | 0 | 0 | 0 | 0 | 0 | 0 | 0 | 0 | 0 | 0 | 0 | 0 | 0 | 0 | 0 | 0 | 0 | 0 | 0 | 0 | 0 | 0 | 0 | 0 | 0 | 0 | 0 | 0
F5_Commercial_Office_New_Water Heating_Natural Gas_Water Heater_E10 | F5 | Commercial | Office | New | Water Heating | Natural Gas | Water Heater | E10 | RIM BC Ratio | 0 | 0 | 0 | 0 | 0 | 0 | 0 | 0 | 0 | 0 | 0 | 0 | 0 | 0 | 0 | 0 | 0 | 0 | 0 | 0 | 0 | 0 | 0 | 0 | 0 | 0 | 0 | 0 | 0 | 0 | 0
F0_Commercial_Office_New_Food Preparation_Natural Gas_Oven_E0 | F0 | Commercial | Office | New | Food Preparation | Natural Gas | Oven | E0 | Economic Unit | ENERGY STAR (3.0) | ENERGY STAR (3.0) | ENERGY STAR (3.0) | ENERGY STAR (3.0) | ENERGY STAR (3.0) | ENERGY STAR (3.0) | ENERGY STAR (3.0) | ENERGY STAR (3.0) | ENERGY STAR (3.0) | ENERGY STAR (3.0) | ENERGY STAR (3.0) | ENERGY STAR (3.0) | ENERGY STAR (3.0) | ENERGY STAR (3.0) | ENERGY STAR (3.0) | ENERGY STAR (3.0) | ENERGY STAR (3.0) | ENERGY STAR (3.0) | ENERGY STAR (3.0) | ENERGY STAR (3.0) | ENERGY STAR (3.0) | ENERGY STAR (3.0) | ENERGY STAR (3.0) | Standard | Standard | Standard | Standard | Standard | Standard | Standard | Standard
F1_Commercial_Office_New_Food Preparation_Natural Gas_Oven_E1 | F1 | Commercial | Office | New | Food Preparation | Natural Gas | Oven | E1 | CCE | 0 | 0 | 0 | 0 | 0 | 0 | 0 | 0 | 0 | 0 | 0 | 0 | 0 | 0 | 0 | 0 | 0 | 0 | 0 | 0 | 0 | 0 | 0 | 0 | 0 | 0 | 0 | 0 | 0 | 0 | 0
F1_Commercial_Office_New_Food Preparation_Natural Gas_Oven_E2 | F1 | Commercial | Office | New | Food Preparation | Natural Gas | Oven | E2 | CCE | 0.0062008 | 0.0059612 | 0.0059896 | 0.0060522 | 0.0060522 | 0.0060522 | 0.0060522 | 0.0060522 | 0.0060522 | 0.0060522 | 0.0060522 | 0.0060522 | 0.0060522 | 0.0060522 | 0.0060522 | 0.0060522 | 0.0060522 | 0.0060522 | 0.0060522 | 0.0060522 | 0.0060522 | 0.0060522 | 0.0060522 | 0.0060522 | 0.0060522 | 0.0060522 | 0.0060522 | 0.0060522 | 0.0060522 | 0.0060522 | 0.0060522
F1_Commercial_Office_New_Food Preparation_Natural Gas_Oven_E3 | F1 | Commercial | Office | New | Food Preparation | Natural Gas | Oven | E3 | CCE | 0 | 0 | 0 | 0 | 0 | 0 | 0 | 0 | 0 | 0 | 0 | 0 | 0 | 0 | 0 | 0 | 0 | 0 | 0 | 0 | 0 | 0 | 0 | 0 | 0 | 0 | 0 | 0 | 0 | 0 | 0
F1_Commercial_Office_New_Food Preparation_Natural Gas_Oven_E4 | F1 | Commercial | Office | New | Food Preparation | Natural Gas | Oven | E4 | CCE | 0 | 0 | 0 | 0 | 0 | 0 | 0 | 0 | 0 | 0 | 0 | 0 | 0 | 0 | 0 | 0 | 0 | 0 | 0 | 0 | 0 | 0 | 0 | 0 | 0 | 0 | 0 | 0 | 0 | 0 | 0
F1_Commercial_Office_New_Food Preparation_Natural Gas_Oven_E5 | F1 | Commercial | Office | New | Food Preparation | Natural Gas | Oven | E5 | CCE | 0 | 0 | 0 | 0 | 0 | 0 | 0 | 0 | 0 | 0 | 0 | 0 | 0 | 0 | 0 | 0 | 0 | 0 | 0 | 0 | 0 | 0 | 0 | 0 | 0 | 0 | 0 | 0 | 0 | 0 | 0
F1_Commercial_Office_New_Food Preparation_Natural Gas_Oven_E6 | F1 | Commercial | Office | New | Food Preparation | Natural Gas | Oven | E6 | CCE | 0 | 0 | 0 | 0 | 0 | 0 | 0 | 0 | 0 | 0 | 0 | 0 | 0 | 0 | 0 | 0 | 0 | 0 | 0 | 0 | 0 | 0 | 0 | 0 | 0 | 0 | 0 | 0 | 0 | 0 | 0
F1_Commercial_Office_New_Food Preparation_Natural Gas_Oven_E7 | F1 | Commercial | Office | New | Food Preparation | Natural Gas | Oven | E7 | CCE | 0 | 0 | 0 | 0 | 0 | 0 | 0 | 0 | 0 | 0 | 0 | 0 | 0 | 0 | 0 | 0 | 0 | 0 | 0 | 0 | 0 | 0 | 0 | 0 | 0 | 0 | 0 | 0 | 0 | 0 | 0
F1_Commercial_Office_New_Food Preparation_Natural Gas_Oven_E8 | F1 | Commercial | Office | New | Food Preparation | Natural Gas | Oven | E8 | CCE | 0 | 0 | 0 | 0 | 0 | 0 | 0 | 0 | 0 | 0 | 0 | 0 | 0 | 0 | 0 | 0 | 0 | 0 | 0 | 0 | 0 | 0 | 0 | 0 | 0 | 0 | 0 | 0 | 0 | 0 | 0
F1_Commercial_Office_New_Food Preparation_Natural Gas_Oven_E9 | F1 | Commercial | Office | New | Food Preparation | Natural Gas | Oven | E9 | CCE | 0 | 0 | 0 | 0 | 0 | 0 | 0 | 0 | 0 | 0 | 0 | 0 | 0 | 0 | 0 | 0 | 0 | 0 | 0 | 0 | 0 | 0 | 0 | 0 | 0 | 0 | 0 | 0 | 0 | 0 | 0
F1_Commercial_Office_New_Food Preparation_Natural Gas_Oven_E10 | F1 | Commercial | Office | New | Food Preparation | Natural Gas | Oven | E10 | CCE | 0 | 0 | 0 | 0 | 0 | 0 | 0 | 0 | 0 | 0 | 0 | 0 | 0 | 0 | 0 | 0 | 0 | 0 | 0 | 0 | 0 | 0 | 0 | 0 | 0 | 0 | 0 | 0 | 0 | 0 | 0
F2_Commercial_Office_New_Food Preparation_Natural Gas_Oven_E1 | F2 | Commercial | Office | New | Food Preparation | Natural Gas | Oven | E1 | TRC BC Ratio | 0.9 | 0.9 | 0.9 | 0.9 | 0.9 | 0.9 | 0.9 | 0.9 | 0.9 | 0.9 | 0.9 | 0.9 | 0.9 | 0.9 | 0.9 | 0.9 | 0.9 | 0.9 | 0.9 | 0.9 | 0.9 | 0.9 | 0.9 | 0.9 | 0.9 | 0.9 | 0.9 | 0.9 | 0.9 | 0.9 | 0.9
F2_Commercial_Office_New_Food Preparation_Natural Gas_Oven_E2 | F2 | Commercial | Office | New | Food Preparation | Natural Gas | Oven | E2 | TRC BC Ratio | 1.651 | 1.6761 | 1.6937 | 1.7118 | 1.7402 | 1.6356 | 1.5492 | 1.5033 | 1.4856 | 1.4593 | 1.5232 | 1.584 | 1.4129 | 1.4871 | 1.5856 | 1.6788 | 1.6824 | 1.6897 | 1.6574 | 1.6795 | 1.6949 | 1.7158 | 1.7422 | 0.83439 | 0.81785 | 0.80234 | 0.78773 | 0.77386 | 0.7606 | 0.74785 | 0.73552
F2_Commercial_Office_New_Food Preparation_Natural Gas_Oven_E3 | F2 | Commercial | Office | New | Food Preparation | Natural Gas | Oven | E3 | TRC BC Ratio | 0 | 0 | 0 | 0 | 0 | 0 | 0 | 0 | 0 | 0 | 0 | 0 | 0 | 0 | 0 | 0 | 0 | 0 | 0 | 0 | 0 | 0 | 0 | 0 | 0 | 0 | 0 | 0 | 0 | 0 | 0
F2_Commercial_Office_New_Food Preparation_Natural Gas_Oven_E4 | F2 | Commercial | Office | New | Food Preparation | Natural Gas | Oven | E4 | TRC BC Ratio | 0 | 0 | 0 | 0 | 0 | 0 | 0 | 0 | 0 | 0 | 0 | 0 | 0 | 0 | 0 | 0 | 0 | 0 | 0 | 0 | 0 | 0 | 0 | 0 | 0 | 0 | 0 | 0 | 0 | 0 | 0
F2_Commercial_Office_New_Food Preparation_Natural Gas_Oven_E5 | F2 | Commercial | Office | New | Food Preparation | Natural Gas | Oven | E5 | TRC BC Ratio | 0 | 0 | 0 | 0 | 0 | 0 | 0 | 0 | 0 | 0 | 0 | 0 | 0 | 0 | 0 | 0 | 0 | 0 | 0 | 0 | 0 | 0 | 0 | 0 | 0 | 0 | 0 | 0 | 0 | 0 | 0
F2_Commercial_Office_New_Food Preparation_Natural Gas_Oven_E6 | F2 | Commercial | Office | New | Food Preparation | Natural Gas | Oven | E6 | TRC BC Ratio | 0 | 0 | 0 | 0 | 0 | 0 | 0 | 0 | 0 | 0 | 0 | 0 | 0 | 0 | 0 | 0 | 0 | 0 | 0 | 0 | 0 | 0 | 0 | 0 | 0 | 0 | 0 | 0 | 0 | 0 | 0
F2_Commercial_Office_New_Food Preparation_Natural Gas_Oven_E7 | F2 | Commercial | Office | New | Food Preparation | Natural Gas | Oven | E7 | TRC BC Ratio | 0 | 0 | 0 | 0 | 0 | 0 | 0 | 0 | 0 | 0 | 0 | 0 | 0 | 0 | 0 | 0 | 0 | 0 | 0 | 0 | 0 | 0 | 0 | 0 | 0 | 0 | 0 | 0 | 0 | 0 | 0
F2_Commercial_Office_New_Food Preparation_Natural Gas_Oven_E8 | F2 | Commercial | Office | New | Food Preparation | Natural Gas | Oven | E8 | TRC BC Ratio | 0 | 0 | 0 | 0 | 0 | 0 | 0 | 0 | 0 | 0 | 0 | 0 | 0 | 0 | 0 | 0 | 0 | 0 | 0 | 0 | 0 | 0 | 0 | 0 | 0 | 0 | 0 | 0 | 0 | 0 | 0
F2_Commercial_Office_New_Food Preparation_Natural Gas_Oven_E9 | F2 | Commercial | Office | New | Food Preparation | Natural Gas | Oven | E9 | TRC BC Ratio | 0 | 0 | 0 | 0 | 0 | 0 | 0 | 0 | 0 | 0 | 0 | 0 | 0 | 0 | 0 | 0 | 0 | 0 | 0 | 0 | 0 | 0 | 0 | 0 | 0 | 0 | 0 | 0 | 0 | 0 | 0
F2_Commercial_Office_New_Food Preparation_Natural Gas_Oven_E10 | F2 | Commercial | Office | New | Food Preparation | Natural Gas | Oven | E10 | TRC BC Ratio | 0 | 0 | 0 | 0 | 0 | 0 | 0 | 0 | 0 | 0 | 0 | 0 | 0 | 0 | 0 | 0 | 0 | 0 | 0 | 0 | 0 | 0 | 0 | 0 | 0 | 0 | 0 | 0 | 0 | 0 | 0
F3_Commercial_Office_New_Food Preparation_Natural Gas_Oven_E1 | F3 | Commercial | Office | New | Food Preparation | Natural Gas | Oven | E1 | PACT BC Ratio | 0.9 | 0.9 | 0.9 | 0.9 | 0.9 | 0.9 | 0.9 | 0.9 | 0.9 | 0.9 | 0.9 | 0.9 | 0.9 | 0.9 | 0.9 | 0.9 | 0.9 | 0.9 | 0.9 | 0.9 | 0.9 | 0.9 | 0.9 | 0.9 | 0.9 | 0.9 | 0.9 | 0.9 | 0.9 | 0.9 | 0.9
F3_Commercial_Office_New_Food Preparation_Natural Gas_Oven_E2 | F3 | Commercial | Office | New | Food Preparation | Natural Gas | Oven | E2 | PACT BC Ratio | 1.651 | 1.6761 | 1.6937 | 1.7118 | 1.7402 | 1.6356 | 1.5492 | 1.5033 | 1.4856 | 1.4593 | 1.5232 | 1.584 | 1.4129 | 1.4871 | 1.5856 | 1.6788 | 1.6824 | 1.6897 | 1.6574 | 1.6795 | 1.6949 | 1.7158 | 1.7422 | 0.83439 | 0.81785 | 0.80234 | 0.78773 | 0.77386 | 0.7606 | 0.74785 | 0.73552
F3_Commercial_Office_New_Food Preparation_Natural Gas_Oven_E3 | F3 | Commercial | Office | New | Food Preparation | Natural Gas | Oven | E3 | PACT BC Ratio | 0 | 0 | 0 | 0 | 0 | 0 | 0 | 0 | 0 | 0 | 0 | 0 | 0 | 0 | 0 | 0 | 0 | 0 | 0 | 0 | 0 | 0 | 0 | 0 | 0 | 0 | 0 | 0 | 0 | 0 | 0
F3_Commercial_Office_New_Food Preparation_Natural Gas_Oven_E4 | F3 | Commercial | Office | New | Food Preparation | Natural Gas | Oven | E4 | PACT BC Ratio | 0 | 0 | 0 | 0 | 0 | 0 | 0 | 0 | 0 | 0 | 0 | 0 | 0 | 0 | 0 | 0 | 0 | 0 | 0 | 0 | 0 | 0 | 0 | 0 | 0 | 0 | 0 | 0 | 0 | 0 | 0
F3_Commercial_Office_New_Food Preparation_Natural Gas_Oven_E5 | F3 | Commercial | Office | New | Food Preparation | Natural Gas | Oven | E5 | PACT BC Ratio | 0 | 0 | 0 | 0 | 0 | 0 | 0 | 0 | 0 | 0 | 0 | 0 | 0 | 0 | 0 | 0 | 0 | 0 | 0 | 0 | 0 | 0 | 0 | 0 | 0 | 0 | 0 | 0 | 0 | 0 | 0
F3_Commercial_Office_New_Food Preparation_Natural Gas_Oven_E6 | F3 | Commercial | Office | New | Food Preparation | Natural Gas | Oven | E6 | PACT BC Ratio | 0 | 0 | 0 | 0 | 0 | 0 | 0 | 0 | 0 | 0 | 0 | 0 | 0 | 0 | 0 | 0 | 0 | 0 | 0 | 0 | 0 | 0 | 0 | 0 | 0 | 0 | 0 | 0 | 0 | 0 | 0
F3_Commercial_Office_New_Food Preparation_Natural Gas_Oven_E7 | F3 | Commercial | Office | New | Food Preparation | Natural Gas | Oven | E7 | PACT BC Ratio | 0 | 0 | 0 | 0 | 0 | 0 | 0 | 0 | 0 | 0 | 0 | 0 | 0 | 0 | 0 | 0 | 0 | 0 | 0 | 0 | 0 | 0 | 0 | 0 | 0 | 0 | 0 | 0 | 0 | 0 | 0
F3_Commercial_Office_New_Food Preparation_Natural Gas_Oven_E8 | F3 | Commercial | Office | New | Food Preparation | Natural Gas | Oven | E8 | PACT BC Ratio | 0 | 0 | 0 | 0 | 0 | 0 | 0 | 0 | 0 | 0 | 0 | 0 | 0 | 0 | 0 | 0 | 0 | 0 | 0 | 0 | 0 | 0 | 0 | 0 | 0 | 0 | 0 | 0 | 0 | 0 | 0
F3_Commercial_Office_New_Food Preparation_Natural Gas_Oven_E9 | F3 | Commercial | Office | New | Food Preparation | Natural Gas | Oven | E9 | PACT BC Ratio | 0 | 0 | 0 | 0 | 0 | 0 | 0 | 0 | 0 | 0 | 0 | 0 | 0 | 0 | 0 | 0 | 0 | 0 | 0 | 0 | 0 | 0 | 0 | 0 | 0 | 0 | 0 | 0 | 0 | 0 | 0
F3_Commercial_Office_New_Food Preparation_Natural Gas_Oven_E10 | F3 | Commercial | Office | New | Food Preparation | Natural Gas | Oven | E10 | PACT BC Ratio | 0 | 0 | 0 | 0 | 0 | 0 | 0 | 0 | 0 | 0 | 0 | 0 | 0 | 0 | 0 | 0 | 0 | 0 | 0 | 0 | 0 | 0 | 0 | 0 | 0 | 0 | 0 | 0 | 0 | 0 | 0
F4_Commercial_Office_New_Food Preparation_Natural Gas_Oven_E1 | F4 | Commercial | Office | New | Food Preparation | Natural Gas | Oven | E1 | PCT BC Ratio | 0.9 | 0.9 | 0.9 | 0.9 | 0.9 | 0.9 | 0.9 | 0.9 | 0.9 | 0.9 | 0.9 | 0.9 | 0.9 | 0.9 | 0.9 | 0.9 | 0.9 | 0.9 | 0.9 | 0.9 | 0.9 | 0.9 | 0.9 | 0.9 | 0.9 | 0.9 | 0.9 | 0.9 | 0.9 | 0.9 | 0.9
F4_Commercial_Office_New_Food Preparation_Natural Gas_Oven_E2 | F4 | Commercial | Office | New | Food Preparation | Natural Gas | Oven | E2 | PCT BC Ratio | 5.1538 | 5.2169 | 5.2611 | 5.3069 | 5.3783 | 5.115 | 4.8976 | 4.7822 | 4.7376 | 4.6715 | 4.8323 | 4.9851 | 4.5547 | 4.7415 | 4.9892 | 5.2237 | 5.2328 | 5.2512 | 5.1699 | 5.2256 | 5.2642 | 5.3168 | 5.3833 | 3.0993 | 3.0576 | 3.0186 | 2.9819 | 2.947 | 2.9136 | 2.8815 | 2.8505
F4_Commercial_Office_New_Food Preparation_Natural Gas_Oven_E3 | F4 | Commercial | Office | New | Food Preparation | Natural Gas | Oven | E3 | PCT BC Ratio | 0 | 0 | 0 | 0 | 0 | 0 | 0 | 0 | 0 | 0 | 0 | 0 | 0 | 0 | 0 | 0 | 0 | 0 | 0 | 0 | 0 | 0 | 0 | 0 | 0 | 0 | 0 | 0 | 0 | 0 | 0
F4_Commercial_Office_New_Food Preparation_Natural Gas_Oven_E4 | F4 | Commercial | Office | New | Food Preparation | Natural Gas | Oven | E4 | PCT BC Ratio | 0 | 0 | 0 | 0 | 0 | 0 | 0 | 0 | 0 | 0 | 0 | 0 | 0 | 0 | 0 | 0 | 0 | 0 | 0 | 0 | 0 | 0 | 0 | 0 | 0 | 0 | 0 | 0 | 0 | 0 | 0
F4_Commercial_Office_New_Food Preparation_Natural Gas_Oven_E5 | F4 | Commercial | Office | New | Food Preparation | Natural Gas | Oven | E5 | PCT BC Ratio | 0 | 0 | 0 | 0 | 0 | 0 | 0 | 0 | 0 | 0 | 0 | 0 | 0 | 0 | 0 | 0 | 0 | 0 | 0 | 0 | 0 | 0 | 0 | 0 | 0 | 0 | 0 | 0 | 0 | 0 | 0
F4_Commercial_Office_New_Food Preparation_Natural Gas_Oven_E6 | F4 | Commercial | Office | New | Food Preparation | Natural Gas | Oven | E6 | PCT BC Ratio | 0 | 0 | 0 | 0 | 0 | 0 | 0 | 0 | 0 | 0 | 0 | 0 | 0 | 0 | 0 | 0 | 0 | 0 | 0 | 0 | 0 | 0 | 0 | 0 | 0 | 0 | 0 | 0 | 0 | 0 | 0
F4_Commercial_Office_New_Food Preparation_Natural Gas_Oven_E7 | F4 | Commercial | Office | New | Food Preparation | Natural Gas | Oven | E7 | PCT BC Ratio | 0 | 0 | 0 | 0 | 0 | 0 | 0 | 0 | 0 | 0 | 0 | 0 | 0 | 0 | 0 | 0 | 0 | 0 | 0 | 0 | 0 | 0 | 0 | 0 | 0 | 0 | 0 | 0 | 0 | 0 | 0
F4_Commercial_Office_New_Food Preparation_Natural Gas_Oven_E8 | F4 | Commercial | Office | New | Food Preparation | Natural Gas | Oven | E8 | PCT BC Ratio | 0 | 0 | 0 | 0 | 0 | 0 | 0 | 0 | 0 | 0 | 0 | 0 | 0 | 0 | 0 | 0 | 0 | 0 | 0 | 0 | 0 | 0 | 0 | 0 | 0 | 0 | 0 | 0 | 0 | 0 | 0
F4_Commercial_Office_New_Food Preparation_Natural Gas_Oven_E9 | F4 | Commercial | Office | New | Food Preparation | Natural Gas | Oven | E9 | PCT BC Ratio | 0 | 0 | 0 | 0 | 0 | 0 | 0 | 0 | 0 | 0 | 0 | 0 | 0 | 0 | 0 | 0 | 0 | 0 | 0 | 0 | 0 | 0 | 0 | 0 | 0 | 0 | 0 | 0 | 0 | 0 | 0
F4_Commercial_Office_New_Food Preparation_Natural Gas_Oven_E10 | F4 | Commercial | Office | New | Food Preparation | Natural Gas | Oven | E10 | PCT BC Ratio | 0 | 0 | 0 | 0 | 0 | 0 | 0 | 0 | 0 | 0 | 0 | 0 | 0 | 0 | 0 | 0 | 0 | 0 | 0 | 0 | 0 | 0 | 0 | 0 | 0 | 0 | 0 | 0 | 0 | 0 | 0
F5_Commercial_Office_New_Food Preparation_Natural Gas_Oven_E1 | F5 | Commercial | Office | New | Food Preparation | Natural Gas | Oven | E1 | RIM BC Ratio | 0.9 | 0.9 | 0.9 | 0.9 | 0.9 | 0.9 | 0.9 | 0.9 | 0.9 | 0.9 | 0.9 | 0.9 | 0.9 | 0.9 | 0.9 | 0.9 | 0.9 | 0.9 | 0.9 | 0.9 | 0.9 | 0.9 | 0.9 | 0.9 | 0.9 | 0.9 | 0.9 | 0.9 | 0.9 | 0.9 | 0.9
F5_Commercial_Office_New_Food Preparation_Natural Gas_Oven_E2 | F5 | Commercial | Office | New | Food Preparation | Natural Gas | Oven | E2 | RIM BC Ratio | 0.5544 | 0.5572 | 0.55913 | 0.56109 | 0.56411 | 0.55265 | 0.54242 | 0.53669 | 0.53442 | 0.53097 | 0.53921 | 0.54663 | 0.5247 | 0.53462 | 0.54682 | 0.5575 | 0.55789 | 0.55869 | 0.55512 | 0.55758 | 0.55926 | 0.56152 | 0.56432 | 0.41727 | 0.41309 | 0.4091 | 0.40526 | 0.40156 | 0.39796 | 0.39444 | 0.39099
F5_Commercial_Office_New_Food Preparation_Natural Gas_Oven_E3 | F5 | Commercial | Office | New | Food Preparation | Natural Gas | Oven | E3 | RIM BC Ratio | 0 | 0 | 0 | 0 | 0 | 0 | 0 | 0 | 0 | 0 | 0 | 0 | 0 | 0 | 0 | 0 | 0 | 0 | 0 | 0 | 0 | 0 | 0 | 0 | 0 | 0 | 0 | 0 | 0 | 0 | 0
F5_Commercial_Office_New_Food Preparation_Natural Gas_Oven_E4 | F5 | Commercial | Office | New | Food Preparation | Natural Gas | Oven | E4 | RIM BC Ratio | 0 | 0 | 0 | 0 | 0 | 0 | 0 | 0 | 0 | 0 | 0 | 0 | 0 | 0 | 0 | 0 | 0 | 0 | 0 | 0 | 0 | 0 | 0 | 0 | 0 | 0 | 0 | 0 | 0 | 0 | 0
F5_Commercial_Office_New_Food Preparation_Natural Gas_Oven_E5 | F5 | Commercial | Office | New | Food Preparation | Natural Gas | Oven | E5 | RIM BC Ratio | 0 | 0 | 0 | 0 | 0 | 0 | 0 | 0 | 0 | 0 | 0 | 0 | 0 | 0 | 0 | 0 | 0 | 0 | 0 | 0 | 0 | 0 | 0 | 0 | 0 | 0 | 0 | 0 | 0 | 0 | 0
F5_Commercial_Office_New_Food Preparation_Natural Gas_Oven_E6 | F5 | Commercial | Office | New | Food Preparation | Natural Gas | Oven | E6 | RIM BC Ratio | 0 | 0 | 0 | 0 | 0 | 0 | 0 | 0 | 0 | 0 | 0 | 0 | 0 | 0 | 0 | 0 | 0 | 0 | 0 | 0 | 0 | 0 | 0 | 0 | 0 | 0 | 0 | 0 | 0 | 0 | 0
F5_Commercial_Office_New_Food Preparation_Natural Gas_Oven_E7 | F5 | Commercial | Office | New | Food Preparation | Natural Gas | Oven | E7 | RIM BC Ratio | 0 | 0 | 0 | 0 | 0 | 0 | 0 | 0 | 0 | 0 | 0 | 0 | 0 | 0 | 0 | 0 | 0 | 0 | 0 | 0 | 0 | 0 | 0 | 0 | 0 | 0 | 0 | 0 | 0 | 0 | 0
F5_Commercial_Office_New_Food Preparation_Natural Gas_Oven_E8 | F5 | Commercial | Office | New | Food Preparation | Natural Gas | Oven | E8 | RIM BC Ratio | 0 | 0 | 0 | 0 | 0 | 0 | 0 | 0 | 0 | 0 | 0 | 0 | 0 | 0 | 0 | 0 | 0 | 0 | 0 | 0 | 0 | 0 | 0 | 0 | 0 | 0 | 0 | 0 | 0 | 0 | 0
F5_Commercial_Office_New_Food Preparation_Natural Gas_Oven_E9 | F5 | Commercial | Office | New | Food Preparation | Natural Gas | Oven | E9 | RIM BC Ratio | 0 | 0 | 0 | 0 | 0 | 0 | 0 | 0 | 0 | 0 | 0 | 0 | 0 | 0 | 0 | 0 | 0 | 0 | 0 | 0 | 0 | 0 | 0 | 0 | 0 | 0 | 0 | 0 | 0 | 0 | 0
F5_Commercial_Office_New_Food Preparation_Natural Gas_Oven_E10 | F5 | Commercial | Office | New | Food Preparation | Natural Gas | Oven | E10 | RIM BC Ratio | 0 | 0 | 0 | 0 | 0 | 0 | 0 | 0 | 0 | 0 | 0 | 0 | 0 | 0 | 0 | 0 | 0 | 0 | 0 | 0 | 0 | 0 | 0 | 0 | 0 | 0 | 0 | 0 | 0 | 0 | 0
F0_Commercial_Office_New_Food Preparation_Natural Gas_Conveyor Oven_E0 | F0 | Commercial | Office | New | Food Preparation | Natural Gas | Conveyor Oven | E0 | Economic Unit | Efficient (>44% Baking Efficiency) | Efficient (>44% Baking Efficiency) | Efficient (>44% Baking Efficiency) | Efficient (>44% Baking Efficiency) | Efficient (>44% Baking Efficiency) | Efficient (>44% Baking Efficiency) | Efficient (>44% Baking Efficiency) | Efficient (>44% Baking Efficiency) | Efficient (>44% Baking Efficiency) | Efficient (>44% Baking Efficiency) | Efficient (>44% Baking Efficiency) | Efficient (>44% Baking Efficiency) | Efficient (>44% Baking Efficiency) | Efficient (>44% Baking Efficiency) | Efficient (>44% Baking Efficiency) | Efficient (>44% Baking Efficiency) | Efficient (>44% Baking Efficiency) | Efficient (>44% Baking Efficiency) | Efficient (>44% Baking Efficiency) | Efficient (>44% Baking Efficiency) | Efficient (>44% Baking Efficiency) | Efficient (>44% Baking Efficiency) | Efficient (>44% Baking Efficiency) | Efficient (>44% Baking Efficiency) | Efficient (>44% Baking Efficiency) | Efficient (>44% Baking Efficiency) | Efficient (>44% Baking Efficiency) | Efficient (>44% Baking Efficiency) | Efficient (>44% Baking Efficiency) | Efficient (>44% Baking Efficiency) | Efficient (>44% Baking Efficiency)
F1_Commercial_Office_New_Food Preparation_Natural Gas_Conveyor Oven_E1 | F1 | Commercial | Office | New | Food Preparation | Natural Gas | Conveyor Oven | E1 | CCE | 0 | 0 | 0 | 0 | 0 | 0 | 0 | 0 | 0 | 0 | 0 | 0 | 0 | 0 | 0 | 0 | 0 | 0 | 0 | 0 | 0 | 0 | 0 | 0 | 0 | 0 | 0 | 0 | 0 | 0 | 0
F1_Commercial_Office_New_Food Preparation_Natural Gas_Conveyor Oven_E2 | F1 | Commercial | Office | New | Food Preparation | Natural Gas | Conveyor Oven | E2 | CCE | 0.0038084 | 0.0036613 | 0.0036787 | 0.0037172 | 0.0037172 | 0.0037172 | 0.0037172 | 0.0037172 | 0.0037172 | 0.0037172 | 0.0037172 | 0.0037172 | 0.0037172 | 0.0037172 | 0.0037172 | 0.0037172 | 0.0037172 | 0.0037172 | 0.0037172 | 0.0037172 | 0.0037172 | 0.0037172 | 0.0037172 | 0.0037172 | 0.0037172 | 0.0037172 | 0.0037172 | 0.0037172 | 0.0037172 | 0.0037172 | 0.0037172
F1_Commercial_Office_New_Food Preparation_Natural Gas_Conveyor Oven_E3 | F1 | Commercial | Office | New | Food Preparation | Natural Gas | Conveyor Oven | E3 | CCE | 0 | 0 | 0 | 0 | 0 | 0 | 0 | 0 | 0 | 0 | 0 | 0 | 0 | 0 | 0 | 0 | 0 | 0 | 0 | 0 | 0 | 0 | 0 | 0 | 0 | 0 | 0 | 0 | 0 | 0 | 0
F1_Commercial_Office_New_Food Preparation_Natural Gas_Conveyor Oven_E4 | F1 | Commercial | Office | New | Food Preparation | Natural Gas | Conveyor Oven | E4 | CCE | 0 | 0 | 0 | 0 | 0 | 0 | 0 | 0 | 0 | 0 | 0 | 0 | 0 | 0 | 0 | 0 | 0 | 0 | 0 | 0 | 0 | 0 | 0 | 0 | 0 | 0 | 0 | 0 | 0 | 0 | 0
F1_Commercial_Office_New_Food Preparation_Natural Gas_Conveyor Oven_E5 | F1 | Commercial | Office | New | Food Preparation | Natural Gas | Conveyor Oven | E5 | CCE | 0 | 0 | 0 | 0 | 0 | 0 | 0 | 0 | 0 | 0 | 0 | 0 | 0 | 0 | 0 | 0 | 0 | 0 | 0 | 0 | 0 | 0 | 0 | 0 | 0 | 0 | 0 | 0 | 0 | 0 | 0
F1_Commercial_Office_New_Food Preparation_Natural Gas_Conveyor Oven_E6 | F1 | Commercial | Office | New | Food Preparation | Natural Gas | Conveyor Oven | E6 | CCE | 0 | 0 | 0 | 0 | 0 | 0 | 0 | 0 | 0 | 0 | 0 | 0 | 0 | 0 | 0 | 0 | 0 | 0 | 0 | 0 | 0 | 0 | 0 | 0 | 0 | 0 | 0 | 0 | 0 | 0 | 0
F1_Commercial_Office_New_Food Preparation_Natural Gas_Conveyor Oven_E7 | F1 | Commercial | Office | New | Food Preparation | Natural Gas | Conveyor Oven | E7 | CCE | 0 | 0 | 0 | 0 | 0 | 0 | 0 | 0 | 0 | 0 | 0 | 0 | 0 | 0 | 0 | 0 | 0 | 0 | 0 | 0 | 0 | 0 | 0 | 0 | 0 | 0 | 0 | 0 | 0 | 0 | 0
F1_Commercial_Office_New_Food Preparation_Natural Gas_Conveyor Oven_E8 | F1 | Commercial | Office | New | Food Preparation | Natural Gas | Conveyor Oven | E8 | CCE | 0 | 0 | 0 | 0 | 0 | 0 | 0 | 0 | 0 | 0 | 0 | 0 | 0 | 0 | 0 | 0 | 0 | 0 | 0 | 0 | 0 | 0 | 0 | 0 | 0 | 0 | 0 | 0 | 0 | 0 | 0
F1_Commercial_Office_New_Food Preparation_Natural Gas_Conveyor Oven_E9 | F1 | Commercial | Office | New | Food Preparation | Natural Gas | Conveyor Oven | E9 | CCE | 0 | 0 | 0 | 0 | 0 | 0 | 0 | 0 | 0 | 0 | 0 | 0 | 0 | 0 | 0 | 0 | 0 | 0 | 0 | 0 | 0 | 0 | 0 | 0 | 0 | 0 | 0 | 0 | 0 | 0 | 0
F1_Commercial_Office_New_Food Preparation_Natural Gas_Conveyor Oven_E10 | F1 | Commercial | Office | New | Food Preparation | Natural Gas | Conveyor Oven | E10 | CCE | 0 | 0 | 0 | 0 | 0 | 0 | 0 | 0 | 0 | 0 | 0 | 0 | 0 | 0 | 0 | 0 | 0 | 0 | 0 | 0 | 0 | 0 | 0 | 0 | 0 | 0 | 0 | 0 | 0 | 0 | 0
F2_Commercial_Office_New_Food Preparation_Natural Gas_Conveyor Oven_E1 | F2 | Commercial | Office | New | Food Preparation | Natural Gas | Conveyor Oven | E1 | TRC BC Ratio | 0.9 | 0.9 | 0.9 | 0.9 | 0.9 | 0.9 | 0.9 | 0.9 | 0.9 | 0.9 | 0.9 | 0.9 | 0.9 | 0.9 | 0.9 | 0.9 | 0.9 | 0.9 | 0.9 | 0.9 | 0.9 | 0.9 | 0.9 | 0.9 | 0.9 | 0.9 | 0.9 | 0.9 | 0.9 | 0.9 | 0.9
F2_Commercial_Office_New_Food Preparation_Natural Gas_Conveyor Oven_E2 | F2 | Commercial | Office | New | Food Preparation | Natural Gas | Conveyor Oven | E2 | TRC BC Ratio | 2.6175 | 2.6105 | 2.5926 | 2.5726 | 2.643 | 2.5958 | 2.5803 | 2.6208 | 2.7065 | 2.6859 | 2.6766 | 2.6618 | 2.3689 | 2.3519 | 2.3531 | 2.3373 | 2.3341 | 2.3356 | 2.2915 | 2.3108 | 2.3225 | 2.3409 | 2.3658 | 1.3075 | 1.2829 | 1.2596 | 1.2374 | 1.2162 | 1.1958 | 1.1761 | 1.1502
F2_Commercial_Office_New_Food Preparation_Natural Gas_Conveyor Oven_E3 | F2 | Commercial | Office | New | Food Preparation | Natural Gas | Conveyor Oven | E3 | TRC BC Ratio | 0 | 0 | 0 | 0 | 0 | 0 | 0 | 0 | 0 | 0 | 0 | 0 | 0 | 0 | 0 | 0 | 0 | 0 | 0 | 0 | 0 | 0 | 0 | 0 | 0 | 0 | 0 | 0 | 0 | 0 | 0
F2_Commercial_Office_New_Food Preparation_Natural Gas_Conveyor Oven_E4 | F2 | Commercial | Office | New | Food Preparation | Natural Gas | Conveyor Oven | E4 | TRC BC Ratio | 0 | 0 | 0 | 0 | 0 | 0 | 0 | 0 | 0 | 0 | 0 | 0 | 0 | 0 | 0 | 0 | 0 | 0 | 0 | 0 | 0 | 0 | 0 | 0 | 0 | 0 | 0 | 0 | 0 | 0 | 0
F2_Commercial_Office_New_Food Preparation_Natural Gas_Conveyor Oven_E5 | F2 | Commercial | Office | New | Food Preparation | Natural Gas | Conveyor Oven | E5 | TRC BC Ratio | 0 | 0 | 0 | 0 | 0 | 0 | 0 | 0 | 0 | 0 | 0 | 0 | 0 | 0 | 0 | 0 | 0 | 0 | 0 | 0 | 0 | 0 | 0 | 0 | 0 | 0 | 0 | 0 | 0 | 0 | 0
F2_Commercial_Office_New_Food Preparation_Natural Gas_Conveyor Oven_E6 | F2 | Commercial | Office | New | Food Preparation | Natural Gas | Conveyor Oven | E6 | TRC BC Ratio | 0 | 0 | 0 | 0 | 0 | 0 | 0 | 0 | 0 | 0 | 0 | 0 | 0 | 0 | 0 | 0 | 0 | 0 | 0 | 0 | 0 | 0 | 0 | 0 | 0 | 0 | 0 | 0 | 0 | 0 | 0
F2_Commercial_Office_New_Food Preparation_Natural Gas_Conveyor Oven_E7 | F2 | Commercial | Office | New | Food Preparation | Natural Gas | Conveyor Oven | E7 | TRC BC Ratio | 0 | 0 | 0 | 0 | 0 | 0 | 0 | 0 | 0 | 0 | 0 | 0 | 0 | 0 | 0 | 0 | 0 | 0 | 0 | 0 | 0 | 0 | 0 | 0 | 0 | 0 | 0 | 0 | 0 | 0 | 0
F2_Commercial_Office_New_Food Preparation_Natural Gas_Conveyor Oven_E8 | F2 | Commercial | Office | New | Food Preparation | Natural Gas | Conveyor Oven | E8 | TRC BC Ratio | 0 | 0 | 0 | 0 | 0 | 0 | 0 | 0 | 0 | 0 | 0 | 0 | 0 | 0 | 0 | 0 | 0 | 0 | 0 | 0 | 0 | 0 | 0 | 0 | 0 | 0 | 0 | 0 | 0 | 0 | 0
F2_Commercial_Office_New_Food Preparation_Natural Gas_Conveyor Oven_E9 | F2 | Commercial | Office | New | Food Preparation | Natural Gas | Conveyor Oven | E9 | TRC BC Ratio | 0 | 0 | 0 | 0 | 0 | 0 | 0 | 0 | 0 | 0 | 0 | 0 | 0 | 0 | 0 | 0 | 0 | 0 | 0 | 0 | 0 | 0 | 0 | 0 | 0 | 0 | 0 | 0 | 0 | 0 | 0
F2_Commercial_Office_New_Food Preparation_Natural Gas_Conveyor Oven_E10 | F2 | Commercial | Office | New | Food Preparation | Natural Gas | Conveyor Oven | E10 | TRC BC Ratio | 0 | 0 | 0 | 0 | 0 | 0 | 0 | 0 | 0 | 0 | 0 | 0 | 0 | 0 | 0 | 0 | 0 | 0 | 0 | 0 | 0 | 0 | 0 | 0 | 0 | 0 | 0 | 0 | 0 | 0 | 0
F3_Commercial_Office_New_Food Preparation_Natural Gas_Conveyor Oven_E1 | F3 | Commercial | Office | New | Food Preparation | Natural Gas | Conveyor Oven | E1 | PACT BC Ratio | 0.9 | 0.9 | 0.9 | 0.9 | 0.9 | 0.9 | 0.9 | 0.9 | 0.9 | 0.9 | 0.9 | 0.9 | 0.9 | 0.9 | 0.9 | 0.9 | 0.9 | 0.9 | 0.9 | 0.9 | 0.9 | 0.9 | 0.9 | 0.9 | 0.9 | 0.9 | 0.9 | 0.9 | 0.9 | 0.9 | 0.9
F3_Commercial_Office_New_Food Preparation_Natural Gas_Conveyor Oven_E2 | F3 | Commercial | Office | New | Food Preparation | Natural Gas | Conveyor Oven | E2 | PACT BC Ratio | 7.5479 | 7.5277 | 7.476 | 7.4185 | 7.6214 | 7.4852 | 7.4407 | 7.5574 | 7.8046 | 7.7451 | 7.7184 | 7.6756 | 6.831 | 6.7818 | 6.7853 | 6.7399 | 6.7306 | 6.7348 | 6.6078 | 6.6635 | 6.6972 | 6.7501 | 6.8219 | 3.7704 | 3.6993 | 3.6321 | 3.5682 | 3.507 | 3.4482 | 3.3914 | 3.3167
F3_Commercial_Office_New_Food Preparation_Natural Gas_Conveyor Oven_E3 | F3 | Commercial | Office | New | Food Preparation | Natural Gas | Conveyor Oven | E3 | PACT BC Ratio | 0 | 0 | 0 | 0 | 0 | 0 | 0 | 0 | 0 | 0 | 0 | 0 | 0 | 0 | 0 | 0 | 0 | 0 | 0 | 0 | 0 | 0 | 0 | 0 | 0 | 0 | 0 | 0 | 0 | 0 | 0
F3_Commercial_Office_New_Food Preparation_Natural Gas_Conveyor Oven_E4 | F3 | Commercial | Office | New | Food Preparation | Natural Gas | Conveyor Oven | E4 | PACT BC Ratio | 0 | 0 | 0 | 0 | 0 | 0 | 0 | 0 | 0 | 0 | 0 | 0 | 0 | 0 | 0 | 0 | 0 | 0 | 0 | 0 | 0 | 0 | 0 | 0 | 0 | 0 | 0 | 0 | 0 | 0 | 0
F3_Commercial_Office_New_Food Preparation_Natural Gas_Conveyor Oven_E5 | F3 | Commercial | Office | New | Food Preparation | Natural Gas | Conveyor Oven | E5 | PACT BC Ratio | 0 | 0 | 0 | 0 | 0 | 0 | 0 | 0 | 0 | 0 | 0 | 0 | 0 | 0 | 0 | 0 | 0 | 0 | 0 | 0 | 0 | 0 | 0 | 0 | 0 | 0 | 0 | 0 | 0 | 0 | 0
F3_Commercial_Office_New_Food Preparation_Natural Gas_Conveyor Oven_E6 | F3 | Commercial | Office | New | Food Preparation | Natural Gas | Conveyor Oven | E6 | PACT BC Ratio | 0 | 0 | 0 | 0 | 0 | 0 | 0 | 0 | 0 | 0 | 0 | 0 | 0 | 0 | 0 | 0 | 0 | 0 | 0 | 0 | 0 | 0 | 0 | 0 | 0 | 0 | 0 | 0 | 0 | 0 | 0
F3_Commercial_Office_New_Food Preparation_Natural Gas_Conveyor Oven_E7 | F3 | Commercial | Office | New | Food Preparation | Natural Gas | Conveyor Oven | E7 | PACT BC Ratio | 0 | 0 | 0 | 0 | 0 | 0 | 0 | 0 | 0 | 0 | 0 | 0 | 0 | 0 | 0 | 0 | 0 | 0 | 0 | 0 | 0 | 0 | 0 | 0 | 0 | 0 | 0 | 0 | 0 | 0 | 0
F3_Commercial_Office_New_Food Preparation_Natural Gas_Conveyor Oven_E8 | F3 | Commercial | Office | New | Food Preparation | Natural Gas | Conveyor Oven | E8 | PACT BC Ratio | 0 | 0 | 0 | 0 | 0 | 0 | 0 | 0 | 0 | 0 | 0 | 0 | 0 | 0 | 0 | 0 | 0 | 0 | 0 | 0 | 0 | 0 | 0 | 0 | 0 | 0 | 0 | 0 | 0 | 0 | 0
F3_Commercial_Office_New_Food Preparation_Natural Gas_Conveyor Oven_E9 | F3 | Commercial | Office | New | Food Preparation | Natural Gas | Conveyor Oven | E9 | PACT BC Ratio | 0 | 0 | 0 | 0 | 0 | 0 | 0 | 0 | 0 | 0 | 0 | 0 | 0 | 0 | 0 | 0 | 0 | 0 | 0 | 0 | 0 | 0 | 0 | 0 | 0 | 0 | 0 | 0 | 0 | 0 | 0
F3_Commercial_Office_New_Food Preparation_Natural Gas_Conveyor Oven_E10 | F3 | Commercial | Office | New | Food Preparation | Natural Gas | Conveyor Oven | E10 | PACT BC Ratio | 0 | 0 | 0 | 0 | 0 | 0 | 0 | 0 | 0 | 0 | 0 | 0 | 0 | 0 | 0 | 0 | 0 | 0 | 0 | 0 | 0 | 0 | 0 | 0 | 0 | 0 | 0 | 0 | 0 | 0 | 0
F4_Commercial_Office_New_Food Preparation_Natural Gas_Conveyor Oven_E1 | F4 | Commercial | Office | New | Food Preparation | Natural Gas | Conveyor Oven | E1 | PCT BC Ratio | 0.9 | 0.9 | 0.9 | 0.9 | 0.9 | 0.9 | 0.9 | 0.9 | 0.9 | 0.9 | 0.9 | 0.9 | 0.9 | 0.9 | 0.9 | 0.9 | 0.9 | 0.9 | 0.9 | 0.9 | 0.9 | 0.9 | 0.9 | 0.9 | 0.9 | 0.9 | 0.9 | 0.9 | 0.9 | 0.9 | 0.9
F4_Commercial_Office_New_Food Preparation_Natural Gas_Conveyor Oven_E2 | F4 | Commercial | Office | New | Food Preparation | Natural Gas | Conveyor Oven | E2 | PCT BC Ratio | 4.0339 | 4.0236 | 3.9973 | 3.9682 | 4.0712 | 4.002 | 3.9794 | 4.0387 | 4.1642 | 4.134 | 4.1204 | 4.0987 | 3.6699 | 3.6449 | 3.6467 | 3.6237 | 3.6189 | 3.6211 | 3.5566 | 3.5848 | 3.602 | 3.6288 | 3.6653 | 2.116 | 2.0799 | 2.0458 | 2.0134 | 1.9823 | 1.9525 | 1.9236 | 1.8857
F4_Commercial_Office_New_Food Preparation_Natural Gas_Conveyor Oven_E3 | F4 | Commercial | Office | New | Food Preparation | Natural Gas | Conveyor Oven | E3 | PCT BC Ratio | 0 | 0 | 0 | 0 | 0 | 0 | 0 | 0 | 0 | 0 | 0 | 0 | 0 | 0 | 0 | 0 | 0 | 0 | 0 | 0 | 0 | 0 | 0 | 0 | 0 | 0 | 0 | 0 | 0 | 0 | 0
F4_Commercial_Office_New_Food Preparation_Natural Gas_Conveyor Oven_E4 | F4 | Commercial | Office | New | Food Preparation | Natural Gas | Conveyor Oven | E4 | PCT BC Ratio | 0 | 0 | 0 | 0 | 0 | 0 | 0 | 0 | 0 | 0 | 0 | 0 | 0 | 0 | 0 | 0 | 0 | 0 | 0 | 0 | 0 | 0 | 0 | 0 | 0 | 0 | 0 | 0 | 0 | 0 | 0
F4_Commercial_Office_New_Food Preparation_Natural Gas_Conveyor Oven_E5 | F4 | Commercial | Office | New | Food Preparation | Natural Gas | Conveyor Oven | E5 | PCT BC Ratio | 0 | 0 | 0 | 0 | 0 | 0 | 0 | 0 | 0 | 0 | 0 | 0 | 0 | 0 | 0 | 0 | 0 | 0 | 0 | 0 | 0 | 0 | 0 | 0 | 0 | 0 | 0 | 0 | 0 | 0 | 0
F4_Commercial_Office_New_Food Preparation_Natural Gas_Conveyor Oven_E6 | F4 | Commercial | Office | New | Food Preparation | Natural Gas | Conveyor Oven | E6 | PCT BC Ratio | 0 | 0 | 0 | 0 | 0 | 0 | 0 | 0 | 0 | 0 | 0 | 0 | 0 | 0 | 0 | 0 | 0 | 0 | 0 | 0 | 0 | 0 | 0 | 0 | 0 | 0 | 0 | 0 | 0 | 0 | 0
F4_Commercial_Office_New_Food Preparation_Natural Gas_Conveyor Oven_E7 | F4 | Commercial | Office | New | Food Preparation | Natural Gas | Conveyor Oven | E7 | PCT BC Ratio | 0 | 0 | 0 | 0 | 0 | 0 | 0 | 0 | 0 | 0 | 0 | 0 | 0 | 0 | 0 | 0 | 0 | 0 | 0 | 0 | 0 | 0 | 0 | 0 | 0 | 0 | 0 | 0 | 0 | 0 | 0
F4_Commercial_Office_New_Food Preparation_Natural Gas_Conveyor Oven_E8 | F4 | Commercial | Office | New | Food Preparation | Natural Gas | Conveyor Oven | E8 | PCT BC Ratio | 0 | 0 | 0 | 0 | 0 | 0 | 0 | 0 | 0 | 0 | 0 | 0 | 0 | 0 | 0 | 0 | 0 | 0 | 0 | 0 | 0 | 0 | 0 | 0 | 0 | 0 | 0 | 0 | 0 | 0 | 0
F4_Commercial_Office_New_Food Preparation_Natural Gas_Conveyor Oven_E9 | F4 | Commercial | Office | New | Food Preparation | Natural Gas | Conveyor Oven | E9 | PCT BC Ratio | 0 | 0 | 0 | 0 | 0 | 0 | 0 | 0 | 0 | 0 | 0 | 0 | 0 | 0 | 0 | 0 | 0 | 0 | 0 | 0 | 0 | 0 | 0 | 0 | 0 | 0 | 0 | 0 | 0 | 0 | 0
F4_Commercial_Office_New_Food Preparation_Natural Gas_Conveyor Oven_E10 | F4 | Commercial | Office | New | Food Preparation | Natural Gas | Conveyor Oven | E10 | PCT BC Ratio | 0 | 0 | 0 | 0 | 0 | 0 | 0 | 0 | 0 | 0 | 0 | 0 | 0 | 0 | 0 | 0 | 0 | 0 | 0 | 0 | 0 | 0 | 0 | 0 | 0 | 0 | 0 | 0 | 0 | 0 | 0
F5_Commercial_Office_New_Food Preparation_Natural Gas_Conveyor Oven_E1 | F5 | Commercial | Office | New | Food Preparation | Natural Gas | Conveyor Oven | E1 | RIM BC Ratio | 0.9 | 0.9 | 0.9 | 0.9 | 0.9 | 0.9 | 0.9 | 0.9 | 0.9 | 0.9 | 0.9 | 0.9 | 0.9 | 0.9 | 0.9 | 0.9 | 0.9 | 0.9 | 0.9 | 0.9 | 0.9 | 0.9 | 0.9 | 0.9 | 0.9 | 0.9 | 0.9 | 0.9 | 0.9 | 0.9 | 0.9
F5_Commercial_Office_New_Food Preparation_Natural Gas_Conveyor Oven_E2 | F5 | Commercial | Office | New | Food Preparation | Natural Gas | Conveyor Oven | E2 | RIM BC Ratio | 0.75157 | 0.75137 | 0.75085 | 0.75026 | 0.75229 | 0.75094 | 0.75049 | 0.75166 | 0.75404 | 0.75348 | 0.75322 | 0.75281 | 0.74379 | 0.74321 | 0.74325 | 0.7427 | 0.74259 | 0.74264 | 0.74107 | 0.74176 | 0.74218 | 0.74283 | 0.74369 | 0.68339 | 0.68102 | 0.67871 | 0.67644 | 0.67421 | 0.67201 | 0.66982 | 0.66686
F5_Commercial_Office_New_Food Preparation_Natural Gas_Conveyor Oven_E3 | F5 | Commercial | Office | New | Food Preparation | Natural Gas | Conveyor Oven | E3 | RIM BC Ratio | 0 | 0 | 0 | 0 | 0 | 0 | 0 | 0 | 0 | 0 | 0 | 0 | 0 | 0 | 0 | 0 | 0 | 0 | 0 | 0 | 0 | 0 | 0 | 0 | 0 | 0 | 0 | 0 | 0 | 0 | 0
F5_Commercial_Office_New_Food Preparation_Natural Gas_Conveyor Oven_E4 | F5 | Commercial | Office | New | Food Preparation | Natural Gas | Conveyor Oven | E4 | RIM BC Ratio | 0 | 0 | 0 | 0 | 0 | 0 | 0 | 0 | 0 | 0 | 0 | 0 | 0 | 0 | 0 | 0 | 0 | 0 | 0 | 0 | 0 | 0 | 0 | 0 | 0 | 0 | 0 | 0 | 0 | 0 | 0
F5_Commercial_Office_New_Food Preparation_Natural Gas_Conveyor Oven_E5 | F5 | Commercial | Office | New | Food Preparation | Natural Gas | Conveyor Oven | E5 | RIM BC Ratio | 0 | 0 | 0 | 0 | 0 | 0 | 0 | 0 | 0 | 0 | 0 | 0 | 0 | 0 | 0 | 0 | 0 | 0 | 0 | 0 | 0 | 0 | 0 | 0 | 0 | 0 | 0 | 0 | 0 | 0 | 0
F5_Commercial_Office_New_Food Preparation_Natural Gas_Conveyor Oven_E6 | F5 | Commercial | Office | New | Food Preparation | Natural Gas | Conveyor Oven | E6 | RIM BC Ratio | 0 | 0 | 0 | 0 | 0 | 0 | 0 | 0 | 0 | 0 | 0 | 0 | 0 | 0 | 0 | 0 | 0 | 0 | 0 | 0 | 0 | 0 | 0 | 0 | 0 | 0 | 0 | 0 | 0 | 0 | 0
F5_Commercial_Office_New_Food Preparation_Natural Gas_Conveyor Oven_E7 | F5 | Commercial | Office | New | Food Preparation | Natural Gas | Conveyor Oven | E7 | RIM BC Ratio | 0 | 0 | 0 | 0 | 0 | 0 | 0 | 0 | 0 | 0 | 0 | 0 | 0 | 0 | 0 | 0 | 0 | 0 | 0 | 0 | 0 | 0 | 0 | 0 | 0 | 0 | 0 | 0 | 0 | 0 | 0
F5_Commercial_Office_New_Food Preparation_Natural Gas_Conveyor Oven_E8 | F5 | Commercial | Office | New | Food Preparation | Natural Gas | Conveyor Oven | E8 | RIM BC Ratio | 0 | 0 | 0 | 0 | 0 | 0 | 0 | 0 | 0 | 0 | 0 | 0 | 0 | 0 | 0 | 0 | 0 | 0 | 0 | 0 | 0 | 0 | 0 | 0 | 0 | 0 | 0 | 0 | 0 | 0 | 0
F5_Commercial_Office_New_Food Preparation_Natural Gas_Conveyor Oven_E9 | F5 | Commercial | Office | New | Food Preparation | Natural Gas | Conveyor Oven | E9 | RIM BC Ratio | 0 | 0 | 0 | 0 | 0 | 0 | 0 | 0 | 0 | 0 | 0 | 0 | 0 | 0 | 0 | 0 | 0 | 0 | 0 | 0 | 0 | 0 | 0 | 0 | 0 | 0 | 0 | 0 | 0 | 0 | 0
F5_Commercial_Office_New_Food Preparation_Natural Gas_Conveyor Oven_E10 | F5 | Commercial | Office | New | Food Preparation | Natural Gas | Conveyor Oven | E10 | RIM BC Ratio | 0 | 0 | 0 | 0 | 0 | 0 | 0 | 0 | 0 | 0 | 0 | 0 | 0 | 0 | 0 | 0 | 0 | 0 | 0 | 0 | 0 | 0 | 0 | 0 | 0 | 0 | 0 | 0 | 0 | 0 | 0
F0_Commercial_Office_New_Food Preparation_Natural Gas_Double Rack Oven_E0 | F0 | Commercial | Office | New | Food Preparation | Natural Gas | Double Rack Oven | E0 | Economic Unit | FTSC Qualified (>50% Cooking Efficiency) | FTSC Qualified (>50% Cooking Efficiency) | FTSC Qualified (>50% Cooking Efficiency) | FTSC Qualified (>50% Cooking Efficiency) | FTSC Qualified (>50% Cooking Efficiency) | FTSC Qualified (>50% Cooking Efficiency) | FTSC Qualified (>50% Cooking Efficiency) | FTSC Qualified (>50% Cooking Efficiency) | FTSC Qualified (>50% Cooking Efficiency) | FTSC Qualified (>50% Cooking Efficiency) | FTSC Qualified (>50% Cooking Efficiency) | FTSC Qualified (>50% Cooking Efficiency) | FTSC Qualified (>50% Cooking Efficiency) | FTSC Qualified (>50% Cooking Efficiency) | FTSC Qualified (>50% Cooking Efficiency) | FTSC Qualified (>50% Cooking Efficiency) | FTSC Qualified (>50% Cooking Efficiency) | FTSC Qualified (>50% Cooking Efficiency) | FTSC Qualified (>50% Cooking Efficiency) | FTSC Qualified (>50% Cooking Efficiency) | FTSC Qualified (>50% Cooking Efficiency) | FTSC Qualified (>50% Cooking Efficiency) | FTSC Qualified (>50% Cooking Efficiency) | FTSC Qualified (>50% Cooking Efficiency) | FTSC Qualified (>50% Cooking Efficiency) | FTSC Qualified (>50% Cooking Efficiency) | FTSC Qualified (>50% Cooking Efficiency) | FTSC Qualified (>50% Cooking Efficiency) | FTSC Qualified (>50% Cooking Efficiency) | FTSC Qualified (>50% Cooking Efficiency) | FTSC Qualified (>50% Cooking Efficiency)
F1_Commercial_Office_New_Food Preparation_Natural Gas_Double Rack Oven_E1 | F1 | Commercial | Office | New | Food Preparation | Natural Gas | Double Rack Oven | E1 | CCE | 0 | 0 | 0 | 0 | 0 | 0 | 0 | 0 | 0 | 0 | 0 | 0 | 0 | 0 | 0 | 0 | 0 | 0 | 0 | 0 | 0 | 0 | 0 | 0 | 0 | 0 | 0 | 0 | 0 | 0 | 0
F1_Commercial_Office_New_Food Preparation_Natural Gas_Double Rack Oven_E2 | F1 | Commercial | Office | New | Food Preparation | Natural Gas | Double Rack Oven | E2 | CCE | 0.004326 | 0.0041588 | 0.0041786 | 0.0042223 | 0.0042223 | 0.0042223 | 0.0042223 | 0.0042223 | 0.0042223 | 0.0042223 | 0.0042223 | 0.0042223 | 0.0042223 | 0.0042223 | 0.0042223 | 0.0042223 | 0.0042223 | 0.0042223 | 0.0042223 | 0.0042223 | 0.0042223 | 0.0042223 | 0.0042223 | 0.0042223 | 0.0042223 | 0.0042223 | 0.0042223 | 0.0042223 | 0.0042223 | 0.0042223 | 0.0042223
F1_Commercial_Office_New_Food Preparation_Natural Gas_Double Rack Oven_E3 | F1 | Commercial | Office | New | Food Preparation | Natural Gas | Double Rack Oven | E3 | CCE | 0 | 0 | 0 | 0 | 0 | 0 | 0 | 0 | 0 | 0 | 0 | 0 | 0 | 0 | 0 | 0 | 0 | 0 | 0 | 0 | 0 | 0 | 0 | 0 | 0 | 0 | 0 | 0 | 0 | 0 | 0
F1_Commercial_Office_New_Food Preparation_Natural Gas_Double Rack Oven_E4 | F1 | Commercial | Office | New | Food Preparation | Natural Gas | Double Rack Oven | E4 | CCE | 0 | 0 | 0 | 0 | 0 | 0 | 0 | 0 | 0 | 0 | 0 | 0 | 0 | 0 | 0 | 0 | 0 | 0 | 0 | 0 | 0 | 0 | 0 | 0 | 0 | 0 | 0 | 0 | 0 | 0 | 0
F1_Commercial_Office_New_Food Preparation_Natural Gas_Double Rack Oven_E5 | F1 | Commercial | Office | New | Food Preparation | Natural Gas | Double Rack Oven | E5 | CCE | 0 | 0 | 0 | 0 | 0 | 0 | 0 | 0 | 0 | 0 | 0 | 0 | 0 | 0 | 0 | 0 | 0 | 0 | 0 | 0 | 0 | 0 | 0 | 0 | 0 | 0 | 0 | 0 | 0 | 0 | 0
F1_Commercial_Office_New_Food Preparation_Natural Gas_Double Rack Oven_E6 | F1 | Commercial | Office | New | Food Preparation | Natural Gas | Double Rack Oven | E6 | CCE | 0 | 0 | 0 | 0 | 0 | 0 | 0 | 0 | 0 | 0 | 0 | 0 | 0 | 0 | 0 | 0 | 0 | 0 | 0 | 0 | 0 | 0 | 0 | 0 | 0 | 0 | 0 | 0 | 0 | 0 | 0
F1_Commercial_Office_New_Food Preparation_Natural Gas_Double Rack Oven_E7 | F1 | Commercial | Office | New | Food Preparation | Natural Gas | Double Rack Oven | E7 | CCE | 0 | 0 | 0 | 0 | 0 | 0 | 0 | 0 | 0 | 0 | 0 | 0 | 0 | 0 | 0 | 0 | 0 | 0 | 0 | 0 | 0 | 0 | 0 | 0 | 0 | 0 | 0 | 0 | 0 | 0 | 0
F1_Commercial_Office_New_Food Preparation_Natural Gas_Double Rack Oven_E8 | F1 | Commercial | Office | New | Food Preparation | Natural Gas | Double Rack Oven | E8 | CCE | 0 | 0 | 0 | 0 | 0 | 0 | 0 | 0 | 0 | 0 | 0 | 0 | 0 | 0 | 0 | 0 | 0 | 0 | 0 | 0 | 0 | 0 | 0 | 0 | 0 | 0 | 0 | 0 | 0 | 0 | 0
F1_Commercial_Office_New_Food Preparation_Natural Gas_Double Rack Oven_E9 | F1 | Commercial | Office | New | Food Preparation | Natural Gas | Double Rack Oven | E9 | CCE | 0 | 0 | 0 | 0 | 0 | 0 | 0 | 0 | 0 | 0 | 0 | 0 | 0 | 0 | 0 | 0 | 0 | 0 | 0 | 0 | 0 | 0 | 0 | 0 | 0 | 0 | 0 | 0 | 0 | 0 | 0
F1_Commercial_Office_New_Food Preparation_Natural Gas_Double Rack Oven_E10 | F1 | Commercial | Office | New | Food Preparation | Natural Gas | Double Rack Oven | E10 | CCE | 0 | 0 | 0 | 0 | 0 | 0 | 0 | 0 | 0 | 0 | 0 | 0 | 0 | 0 | 0 | 0 | 0 | 0 | 0 | 0 | 0 | 0 | 0 | 0 | 0 | 0 | 0 | 0 | 0 | 0 | 0
F2_Commercial_Office_New_Food Preparation_Natural Gas_Double Rack Oven_E1 | F2 | Commercial | Office | New | Food Preparation | Natural Gas | Double Rack Oven | E1 | TRC BC Ratio | 0.9 | 0.9 | 0.9 | 0.9 | 0.9 | 0.9 | 0.9 | 0.9 | 0.9 | 0.9 | 0.9 | 0.9 | 0.9 | 0.9 | 0.9 | 0.9 | 0.9 | 0.9 | 0.9 | 0.9 | 0.9 | 0.9 | 0.9 | 0.9 | 0.9 | 0.9 | 0.9 | 0.9 | 0.9 | 0.9 | 0.9
F2_Commercial_Office_New_Food Preparation_Natural Gas_Double Rack Oven_E2 | F2 | Commercial | Office | New | Food Preparation | Natural Gas | Double Rack Oven | E2 | TRC BC Ratio | 2.3756 | 2.4122 | 2.4389 | 2.4253 | 2.4277 | 2.2883 | 2.173 | 2.1086 | 2.0819 | 2.1591 | 2.2604 | 2.3663 | 2.1732 | 2.3021 | 2.3099 | 2.2984 | 2.3005 | 2.3076 | 2.2635 | 2.2901 | 2.3081 | 2.3333 | 2.3658 | 1.1865 | 1.1634 | 1.1416 | 1.121 | 1.1014 | 1.0827 | 1.0646 | 1.0472
F2_Commercial_Office_New_Food Preparation_Natural Gas_Double Rack Oven_E3 | F2 | Commercial | Office | New | Food Preparation | Natural Gas | Double Rack Oven | E3 | TRC BC Ratio | 0 | 0 | 0 | 0 | 0 | 0 | 0 | 0 | 0 | 0 | 0 | 0 | 0 | 0 | 0 | 0 | 0 | 0 | 0 | 0 | 0 | 0 | 0 | 0 | 0 | 0 | 0 | 0 | 0 | 0 | 0
F2_Commercial_Office_New_Food Preparation_Natural Gas_Double Rack Oven_E4 | F2 | Commercial | Office | New | Food Preparation | Natural Gas | Double Rack Oven | E4 | TRC BC Ratio | 0 | 0 | 0 | 0 | 0 | 0 | 0 | 0 | 0 | 0 | 0 | 0 | 0 | 0 | 0 | 0 | 0 | 0 | 0 | 0 | 0 | 0 | 0 | 0 | 0 | 0 | 0 | 0 | 0 | 0 | 0
F2_Commercial_Office_New_Food Preparation_Natural Gas_Double Rack Oven_E5 | F2 | Commercial | Office | New | Food Preparation | Natural Gas | Double Rack Oven | E5 | TRC BC Ratio | 0 | 0 | 0 | 0 | 0 | 0 | 0 | 0 | 0 | 0 | 0 | 0 | 0 | 0 | 0 | 0 | 0 | 0 | 0 | 0 | 0 | 0 | 0 | 0 | 0 | 0 | 0 | 0 | 0 | 0 | 0
F2_Commercial_Office_New_Food Preparation_Natural Gas_Double Rack Oven_E6 | F2 | Commercial | Office | New | Food Preparation | Natural Gas | Double Rack Oven | E6 | TRC BC Ratio | 0 | 0 | 0 | 0 | 0 | 0 | 0 | 0 | 0 | 0 | 0 | 0 | 0 | 0 | 0 | 0 | 0 | 0 | 0 | 0 | 0 | 0 | 0 | 0 | 0 | 0 | 0 | 0 | 0 | 0 | 0
F2_Commercial_Office_New_Food Preparation_Natural Gas_Double Rack Oven_E7 | F2 | Commercial | Office | New | Food Preparation | Natural Gas | Double Rack Oven | E7 | TRC BC Ratio | 0 | 0 | 0 | 0 | 0 | 0 | 0 | 0 | 0 | 0 | 0 | 0 | 0 | 0 | 0 | 0 | 0 | 0 | 0 | 0 | 0 | 0 | 0 | 0 | 0 | 0 | 0 | 0 | 0 | 0 | 0
F2_Commercial_Office_New_Food Preparation_Natural Gas_Double Rack Oven_E8 | F2 | Commercial | Office | New | Food Preparation | Natural Gas | Double Rack Oven | E8 | TRC BC Ratio | 0 | 0 | 0 | 0 | 0 | 0 | 0 | 0 | 0 | 0 | 0 | 0 | 0 | 0 | 0 | 0 | 0 | 0 | 0 | 0 | 0 | 0 | 0 | 0 | 0 | 0 | 0 | 0 | 0 | 0 | 0
F2_Commercial_Office_New_Food Preparation_Natural Gas_Double Rack Oven_E9 | F2 | Commercial | Office | New | Food Preparation | Natural Gas | Double Rack Oven | E9 | TRC BC Ratio | 0 | 0 | 0 | 0 | 0 | 0 | 0 | 0 | 0 | 0 | 0 | 0 | 0 | 0 | 0 | 0 | 0 | 0 | 0 | 0 | 0 | 0 | 0 | 0 | 0 | 0 | 0 | 0 | 0 | 0 | 0
F2_Commercial_Office_New_Food Preparation_Natural Gas_Double Rack Oven_E10 | F2 | Commercial | Office | New | Food Preparation | Natural Gas | Double Rack Oven | E10 | TRC BC Ratio | 0 | 0 | 0 | 0 | 0 | 0 | 0 | 0 | 0 | 0 | 0 | 0 | 0 | 0 | 0 | 0 | 0 | 0 | 0 | 0 | 0 | 0 | 0 | 0 | 0 | 0 | 0 | 0 | 0 | 0 | 0
F3_Commercial_Office_New_Food Preparation_Natural Gas_Double Rack Oven_E1 | F3 | Commercial | Office | New | Food Preparation | Natural Gas | Double Rack Oven | E1 | PACT BC Ratio | 0.9 | 0.9 | 0.9 | 0.9 | 0.9 | 0.9 | 0.9 | 0.9 | 0.9 | 0.9 | 0.9 | 0.9 | 0.9 | 0.9 | 0.9 | 0.9 | 0.9 | 0.9 | 0.9 | 0.9 | 0.9 | 0.9 | 0.9 | 0.9 | 0.9 | 0.9 | 0.9 | 0.9 | 0.9 | 0.9 | 0.9
F3_Commercial_Office_New_Food Preparation_Natural Gas_Double Rack Oven_E2 | F3 | Commercial | Office | New | Food Preparation | Natural Gas | Double Rack Oven | E2 | PACT BC Ratio | 3.1122 | 3.1603 | 3.1951 | 3.1773 | 3.1806 | 2.9979 | 2.8468 | 2.7625 | 2.7275 | 2.8286 | 2.9613 | 3.1001 | 2.8471 | 3.016 | 3.0263 | 3.0112 | 3.0139 | 3.0232 | 2.9654 | 3.0003 | 3.0238 | 3.0569 | 3.0994 | 1.5545 | 1.5241 | 1.4956 | 1.4686 | 1.443 | 1.4184 | 1.3948 | 1.3719
F3_Commercial_Office_New_Food Preparation_Natural Gas_Double Rack Oven_E3 | F3 | Commercial | Office | New | Food Preparation | Natural Gas | Double Rack Oven | E3 | PACT BC Ratio | 0 | 0 | 0 | 0 | 0 | 0 | 0 | 0 | 0 | 0 | 0 | 0 | 0 | 0 | 0 | 0 | 0 | 0 | 0 | 0 | 0 | 0 | 0 | 0 | 0 | 0 | 0 | 0 | 0 | 0 | 0
F3_Commercial_Office_New_Food Preparation_Natural Gas_Double Rack Oven_E4 | F3 | Commercial | Office | New | Food Preparation | Natural Gas | Double Rack Oven | E4 | PACT BC Ratio | 0 | 0 | 0 | 0 | 0 | 0 | 0 | 0 | 0 | 0 | 0 | 0 | 0 | 0 | 0 | 0 | 0 | 0 | 0 | 0 | 0 | 0 | 0 | 0 | 0 | 0 | 0 | 0 | 0 | 0 | 0
F3_Commercial_Office_New_Food Preparation_Natural Gas_Double Rack Oven_E5 | F3 | Commercial | Office | New | Food Preparation | Natural Gas | Double Rack Oven | E5 | PACT BC Ratio | 0 | 0 | 0 | 0 | 0 | 0 | 0 | 0 | 0 | 0 | 0 | 0 | 0 | 0 | 0 | 0 | 0 | 0 | 0 | 0 | 0 | 0 | 0 | 0 | 0 | 0 | 0 | 0 | 0 | 0 | 0
F3_Commercial_Office_New_Food Preparation_Natural Gas_Double Rack Oven_E6 | F3 | Commercial | Office | New | Food Preparation | Natural Gas | Double Rack Oven | E6 | PACT BC Ratio | 0 | 0 | 0 | 0 | 0 | 0 | 0 | 0 | 0 | 0 | 0 | 0 | 0 | 0 | 0 | 0 | 0 | 0 | 0 | 0 | 0 | 0 | 0 | 0 | 0 | 0 | 0 | 0 | 0 | 0 | 0
F3_Commercial_Office_New_Food Preparation_Natural Gas_Double Rack Oven_E7 | F3 | Commercial | Office | New | Food Preparation | Natural Gas | Double Rack Oven | E7 | PACT BC Ratio | 0 | 0 | 0 | 0 | 0 | 0 | 0 | 0 | 0 | 0 | 0 | 0 | 0 | 0 | 0 | 0 | 0 | 0 | 0 | 0 | 0 | 0 | 0 | 0 | 0 | 0 | 0 | 0 | 0 | 0 | 0
F3_Commercial_Office_New_Food Preparation_Natural Gas_Double Rack Oven_E8 | F3 | Commercial | Office | New | Food Preparation | Natural Gas | Double Rack Oven | E8 | PACT BC Ratio | 0 | 0 | 0 | 0 | 0 | 0 | 0 | 0 | 0 | 0 | 0 | 0 | 0 | 0 | 0 | 0 | 0 | 0 | 0 | 0 | 0 | 0 | 0 | 0 | 0 | 0 | 0 | 0 | 0 | 0 | 0
F3_Commercial_Office_New_Food Preparation_Natural Gas_Double Rack Oven_E9 | F3 | Commercial | Office | New | Food Preparation | Natural Gas | Double Rack Oven | E9 | PACT BC Ratio | 0 | 0 | 0 | 0 | 0 | 0 | 0 | 0 | 0 | 0 | 0 | 0 | 0 | 0 | 0 | 0 | 0 | 0 | 0 | 0 | 0 | 0 | 0 | 0 | 0 | 0 | 0 | 0 | 0 | 0 | 0
F3_Commercial_Office_New_Food Preparation_Natural Gas_Double Rack Oven_E10 | F3 | Commercial | Office | New | Food Preparation | Natural Gas | Double Rack Oven | E10 | PACT BC Ratio | 0 | 0 | 0 | 0 | 0 | 0 | 0 | 0 | 0 | 0 | 0 | 0 | 0 | 0 | 0 | 0 | 0 | 0 | 0 | 0 | 0 | 0 | 0 | 0 | 0 | 0 | 0 | 0 | 0 | 0 | 0
F4_Commercial_Office_New_Food Preparation_Natural Gas_Double Rack Oven_E1 | F4 | Commercial | Office | New | Food Preparation | Natural Gas | Double Rack Oven | E1 | PCT BC Ratio | 0.9 | 0.9 | 0.9 | 0.9 | 0.9 | 0.9 | 0.9 | 0.9 | 0.9 | 0.9 | 0.9 | 0.9 | 0.9 | 0.9 | 0.9 | 0.9 | 0.9 | 0.9 | 0.9 | 0.9 | 0.9 | 0.9 | 0.9 | 0.9 | 0.9 | 0.9 | 0.9 | 0.9 | 0.9 | 0.9 | 0.9
F4_Commercial_Office_New_Food Preparation_Natural Gas_Double Rack Oven_E2 | F4 | Commercial | Office | New | Food Preparation | Natural Gas | Double Rack Oven | E2 | PCT BC Ratio | 5.3478 | 5.4209 | 5.4741 | 5.4469 | 5.4518 | 5.1735 | 4.9433 | 4.8148 | 4.7615 | 4.9155 | 5.1178 | 5.3292 | 4.9438 | 5.201 | 5.2167 | 5.1937 | 5.1979 | 5.2121 | 5.1241 | 5.1772 | 5.213 | 5.2634 | 5.3282 | 2.9741 | 2.9279 | 2.8844 | 2.8434 | 2.8043 | 2.7669 | 2.7308 | 2.6959
F4_Commercial_Office_New_Food Preparation_Natural Gas_Double Rack Oven_E3 | F4 | Commercial | Office | New | Food Preparation | Natural Gas | Double Rack Oven | E3 | PCT BC Ratio | 0 | 0 | 0 | 0 | 0 | 0 | 0 | 0 | 0 | 0 | 0 | 0 | 0 | 0 | 0 | 0 | 0 | 0 | 0 | 0 | 0 | 0 | 0 | 0 | 0 | 0 | 0 | 0 | 0 | 0 | 0
F4_Commercial_Office_New_Food Preparation_Natural Gas_Double Rack Oven_E4 | F4 | Commercial | Office | New | Food Preparation | Natural Gas | Double Rack Oven | E4 | PCT BC Ratio | 0 | 0 | 0 | 0 | 0 | 0 | 0 | 0 | 0 | 0 | 0 | 0 | 0 | 0 | 0 | 0 | 0 | 0 | 0 | 0 | 0 | 0 | 0 | 0 | 0 | 0 | 0 | 0 | 0 | 0 | 0
F4_Commercial_Office_New_Food Preparation_Natural Gas_Double Rack Oven_E5 | F4 | Commercial | Office | New | Food Preparation | Natural Gas | Double Rack Oven | E5 | PCT BC Ratio | 0 | 0 | 0 | 0 | 0 | 0 | 0 | 0 | 0 | 0 | 0 | 0 | 0 | 0 | 0 | 0 | 0 | 0 | 0 | 0 | 0 | 0 | 0 | 0 | 0 | 0 | 0 | 0 | 0 | 0 | 0
F4_Commercial_Office_New_Food Preparation_Natural Gas_Double Rack Oven_E6 | F4 | Commercial | Office | New | Food Preparation | Natural Gas | Double Rack Oven | E6 | PCT BC Ratio | 0 | 0 | 0 | 0 | 0 | 0 | 0 | 0 | 0 | 0 | 0 | 0 | 0 | 0 | 0 | 0 | 0 | 0 | 0 | 0 | 0 | 0 | 0 | 0 | 0 | 0 | 0 | 0 | 0 | 0 | 0
F4_Commercial_Office_New_Food Preparation_Natural Gas_Double Rack Oven_E7 | F4 | Commercial | Office | New | Food Preparation | Natural Gas | Double Rack Oven | E7 | PCT BC Ratio | 0 | 0 | 0 | 0 | 0 | 0 | 0 | 0 | 0 | 0 | 0 | 0 | 0 | 0 | 0 | 0 | 0 | 0 | 0 | 0 | 0 | 0 | 0 | 0 | 0 | 0 | 0 | 0 | 0 | 0 | 0
F4_Commercial_Office_New_Food Preparation_Natural Gas_Double Rack Oven_E8 | F4 | Commercial | Office | New | Food Preparation | Natural Gas | Double Rack Oven | E8 | PCT BC Ratio | 0 | 0 | 0 | 0 | 0 | 0 | 0 | 0 | 0 | 0 | 0 | 0 | 0 | 0 | 0 | 0 | 0 | 0 | 0 | 0 | 0 | 0 | 0 | 0 | 0 | 0 | 0 | 0 | 0 | 0 | 0
F4_Commercial_Office_New_Food Preparation_Natural Gas_Double Rack Oven_E9 | F4 | Commercial | Office | New | Food Preparation | Natural Gas | Double Rack Oven | E9 | PCT BC Ratio | 0 | 0 | 0 | 0 | 0 | 0 | 0 | 0 | 0 | 0 | 0 | 0 | 0 | 0 | 0 | 0 | 0 | 0 | 0 | 0 | 0 | 0 | 0 | 0 | 0 | 0 | 0 | 0 | 0 | 0 | 0
F4_Commercial_Office_New_Food Preparation_Natural Gas_Double Rack Oven_E10 | F4 | Commercial | Office | New | Food Preparation | Natural Gas | Double Rack Oven | E10 | PCT BC Ratio | 0 | 0 | 0 | 0 | 0 | 0 | 0 | 0 | 0 | 0 | 0 | 0 | 0 | 0 | 0 | 0 | 0 | 0 | 0 | 0 | 0 | 0 | 0 | 0 | 0 | 0 | 0 | 0 | 0 | 0 | 0
F5_Commercial_Office_New_Food Preparation_Natural Gas_Double Rack Oven_E1 | F5 | Commercial | Office | New | Food Preparation | Natural Gas | Double Rack Oven | E1 | RIM BC Ratio | 0.9 | 0.9 | 0.9 | 0.9 | 0.9 | 0.9 | 0.9 | 0.9 | 0.9 | 0.9 | 0.9 | 0.9 | 0.9 | 0.9 | 0.9 | 0.9 | 0.9 | 0.9 | 0.9 | 0.9 | 0.9 | 0.9 | 0.9 | 0.9 | 0.9 | 0.9 | 0.9 | 0.9 | 0.9 | 0.9 | 0.9
F5_Commercial_Office_New_Food Preparation_Natural Gas_Double Rack Oven_E2 | F5 | Commercial | Office | New | Food Preparation | Natural Gas | Double Rack Oven | E2 | RIM BC Ratio | 0.65816 | 0.66029 | 0.6618 | 0.66103 | 0.66117 | 0.6529 | 0.64544 | 0.641 | 0.6391 | 0.6445 | 0.65115 | 0.65762 | 0.64545 | 0.65375 | 0.65423 | 0.65352 | 0.65365 | 0.65409 | 0.65135 | 0.65301 | 0.65412 | 0.65565 | 0.65759 | 0.54307 | 0.53932 | 0.5357 | 0.53221 | 0.5288 | 0.52547 | 0.52219 | 0.51894
F5_Commercial_Office_New_Food Preparation_Natural Gas_Double Rack Oven_E3 | F5 | Commercial | Office | New | Food Preparation | Natural Gas | Double Rack Oven | E3 | RIM BC Ratio | 0 | 0 | 0 | 0 | 0 | 0 | 0 | 0 | 0 | 0 | 0 | 0 | 0 | 0 | 0 | 0 | 0 | 0 | 0 | 0 | 0 | 0 | 0 | 0 | 0 | 0 | 0 | 0 | 0 | 0 | 0
F5_Commercial_Office_New_Food Preparation_Natural Gas_Double Rack Oven_E4 | F5 | Commercial | Office | New | Food Preparation | Natural Gas | Double Rack Oven | E4 | RIM BC Ratio | 0 | 0 | 0 | 0 | 0 | 0 | 0 | 0 | 0 | 0 | 0 | 0 | 0 | 0 | 0 | 0 | 0 | 0 | 0 | 0 | 0 | 0 | 0 | 0 | 0 | 0 | 0 | 0 | 0 | 0 | 0
F5_Commercial_Office_New_Food Preparation_Natural Gas_Double Rack Oven_E5 | F5 | Commercial | Office | New | Food Preparation | Natural Gas | Double Rack Oven | E5 | RIM BC Ratio | 0 | 0 | 0 | 0 | 0 | 0 | 0 | 0 | 0 | 0 | 0 | 0 | 0 | 0 | 0 | 0 | 0 | 0 | 0 | 0 | 0 | 0 | 0 | 0 | 0 | 0 | 0 | 0 | 0 | 0 | 0
F5_Commercial_Office_New_Food Preparation_Natural Gas_Double Rack Oven_E6 | F5 | Commercial | Office | New | Food Preparation | Natural Gas | Double Rack Oven | E6 | RIM BC Ratio | 0 | 0 | 0 | 0 | 0 | 0 | 0 | 0 | 0 | 0 | 0 | 0 | 0 | 0 | 0 | 0 | 0 | 0 | 0 | 0 | 0 | 0 | 0 | 0 | 0 | 0 | 0 | 0 | 0 | 0 | 0
F5_Commercial_Office_New_Food Preparation_Natural Gas_Double Rack Oven_E7 | F5 | Commercial | Office | New | Food Preparation | Natural Gas | Double Rack Oven | E7 | RIM BC Ratio | 0 | 0 | 0 | 0 | 0 | 0 | 0 | 0 | 0 | 0 | 0 | 0 | 0 | 0 | 0 | 0 | 0 | 0 | 0 | 0 | 0 | 0 | 0 | 0 | 0 | 0 | 0 | 0 | 0 | 0 | 0
F5_Commercial_Office_New_Food Preparation_Natural Gas_Double Rack Oven_E8 | F5 | Commercial | Office | New | Food Preparation | Natural Gas | Double Rack Oven | E8 | RIM BC Ratio | 0 | 0 | 0 | 0 | 0 | 0 | 0 | 0 | 0 | 0 | 0 | 0 | 0 | 0 | 0 | 0 | 0 | 0 | 0 | 0 | 0 | 0 | 0 | 0 | 0 | 0 | 0 | 0 | 0 | 0 | 0
F5_Commercial_Office_New_Food Preparation_Natural Gas_Double Rack Oven_E9 | F5 | Commercial | Office | New | Food Preparation | Natural Gas | Double Rack Oven | E9 | RIM BC Ratio | 0 | 0 | 0 | 0 | 0 | 0 | 0 | 0 | 0 | 0 | 0 | 0 | 0 | 0 | 0 | 0 | 0 | 0 | 0 | 0 | 0 | 0 | 0 | 0 | 0 | 0 | 0 | 0 | 0 | 0 | 0
F5_Commercial_Office_New_Food Preparation_Natural Gas_Double Rack Oven_E10 | F5 | Commercial | Office | New | Food Preparation | Natural Gas | Double Rack Oven | E10 | RIM BC Ratio | 0 | 0 | 0 | 0 | 0 | 0 | 0 | 0 | 0 | 0 | 0 | 0 | 0 | 0 | 0 | 0 | 0 | 0 | 0 | 0 | 0 | 0 | 0 | 0 | 0 | 0 | 0 | 0 | 0 | 0 | 0
F0_Commercial_Office_New_Food Preparation_Natural Gas_Fryer_E0 | F0 | Commercial | Office | New | Food Preparation | Natural Gas | Fryer | E0 | Economic Unit | ENERGY STAR (3.0) | ENERGY STAR (3.0) | ENERGY STAR (3.0) | ENERGY STAR (3.0) | ENERGY STAR (3.0) | ENERGY STAR (3.0) | ENERGY STAR (3.0) | ENERGY STAR (3.0) | ENERGY STAR (3.0) | ENERGY STAR (3.0) | ENERGY STAR (3.0) | ENERGY STAR (3.0) | ENERGY STAR (3.0) | ENERGY STAR (3.0) | ENERGY STAR (3.0) | ENERGY STAR (3.0) | ENERGY STAR (3.0) | ENERGY STAR (3.0) | ENERGY STAR (3.0) | ENERGY STAR (3.0) | ENERGY STAR (3.0) | ENERGY STAR (3.0) | ENERGY STAR (3.0) | ENERGY STAR (3.0) | ENERGY STAR (3.0) | ENERGY STAR (3.0) | ENERGY STAR (3.0) | ENERGY STAR (3.0) | ENERGY STAR (3.0) | ENERGY STAR (3.0) | ENERGY STAR (3.0)
F1_Commercial_Office_New_Food Preparation_Natural Gas_Fryer_E1 | F1 | Commercial | Office | New | Food Preparation | Natural Gas | Fryer | E1 | CCE | 0 | 0 | 0 | 0 | 0 | 0 | 0 | 0 | 0 | 0 | 0 | 0 | 0 | 0 | 0 | 0 | 0 | 0 | 0 | 0 | 0 | 0 | 0 | 0 | 0 | 0 | 0 | 0 | 0 | 0 | 0
F1_Commercial_Office_New_Food Preparation_Natural Gas_Fryer_E2 | F1 | Commercial | Office | New | Food Preparation | Natural Gas | Fryer | E2 | CCE | 0.0069821 | 0.0067123 | 0.0067443 | 0 | 0 | 0 | 0 | 0 | 0 | 0 | 0 | 0 | 0 | 0 | 0 | 0 | 0 | 0 | 0 | 0 | 0 | 0 | 0 | 0 | 0 | 0 | 0 | 0 | 0 | 0 | 0
F1_Commercial_Office_New_Food Preparation_Natural Gas_Fryer_E3 | F1 | Commercial | Office | New | Food Preparation | Natural Gas | Fryer | E3 | CCE | 0 | 0 | 0 | 0 | 0 | 0 | 0 | 0 | 0 | 0 | 0 | 0 | 0 | 0 | 0 | 0 | 0 | 0 | 0 | 0 | 0 | 0 | 0 | 0 | 0 | 0 | 0 | 0 | 0 | 0 | 0
F1_Commercial_Office_New_Food Preparation_Natural Gas_Fryer_E4 | F1 | Commercial | Office | New | Food Preparation | Natural Gas | Fryer | E4 | CCE | 0 | 0 | 0 | 0 | 0 | 0 | 0 | 0 | 0 | 0 | 0 | 0 | 0 | 0 | 0 | 0 | 0 | 0 | 0 | 0 | 0 | 0 | 0 | 0 | 0 | 0 | 0 | 0 | 0 | 0 | 0
F1_Commercial_Office_New_Food Preparation_Natural Gas_Fryer_E5 | F1 | Commercial | Office | New | Food Preparation | Natural Gas | Fryer | E5 | CCE | 0 | 0 | 0 | 0 | 0 | 0 | 0 | 0 | 0 | 0 | 0 | 0 | 0 | 0 | 0 | 0 | 0 | 0 | 0 | 0 | 0 | 0 | 0 | 0 | 0 | 0 | 0 | 0 | 0 | 0 | 0
F1_Commercial_Office_New_Food Preparation_Natural Gas_Fryer_E6 | F1 | Commercial | Office | New | Food Preparation | Natural Gas | Fryer | E6 | CCE | 0 | 0 | 0 | 0 | 0 | 0 | 0 | 0 | 0 | 0 | 0 | 0 | 0 | 0 | 0 | 0 | 0 | 0 | 0 | 0 | 0 | 0 | 0 | 0 | 0 | 0 | 0 | 0 | 0 | 0 | 0
F1_Commercial_Office_New_Food Preparation_Natural Gas_Fryer_E7 | F1 | Commercial | Office | New | Food Preparation | Natural Gas | Fryer | E7 | CCE | 0 | 0 | 0 | 0 | 0 | 0 | 0 | 0 | 0 | 0 | 0 | 0 | 0 | 0 | 0 | 0 | 0 | 0 | 0 | 0 | 0 | 0 | 0 | 0 | 0 | 0 | 0 | 0 | 0 | 0 | 0
F1_Commercial_Office_New_Food Preparation_Natural Gas_Fryer_E8 | F1 | Commercial | Office | New | Food Preparation | Natural Gas | Fryer | E8 | CCE | 0 | 0 | 0 | 0 | 0 | 0 | 0 | 0 | 0 | 0 | 0 | 0 | 0 | 0 | 0 | 0 | 0 | 0 | 0 | 0 | 0 | 0 | 0 | 0 | 0 | 0 | 0 | 0 | 0 | 0 | 0
F1_Commercial_Office_New_Food Preparation_Natural Gas_Fryer_E9 | F1 | Commercial | Office | New | Food Preparation | Natural Gas | Fryer | E9 | CCE | 0 | 0 | 0 | 0 | 0 | 0 | 0 | 0 | 0 | 0 | 0 | 0 | 0 | 0 | 0 | 0 | 0 | 0 | 0 | 0 | 0 | 0 | 0 | 0 | 0 | 0 | 0 | 0 | 0 | 0 | 0
F1_Commercial_Office_New_Food Preparation_Natural Gas_Fryer_E10 | F1 | Commercial | Office | New | Food Preparation | Natural Gas | Fryer | E10 | CCE | 0 | 0 | 0 | 0 | 0 | 0 | 0 | 0 | 0 | 0 | 0 | 0 | 0 | 0 | 0 | 0 | 0 | 0 | 0 | 0 | 0 | 0 | 0 | 0 | 0 | 0 | 0 | 0 | 0 | 0 | 0
F2_Commercial_Office_New_Food Preparation_Natural Gas_Fryer_E1 | F2 | Commercial | Office | New | Food Preparation | Natural Gas | Fryer | E1 | TRC BC Ratio | 0.9 | 0.9 | 0.9 | 0 | 0 | 0 | 0 | 0 | 0 | 0 | 0 | 0 | 0 | 0 | 0 | 0 | 0 | 0 | 0 | 0 | 0 | 0 | 0 | 0 | 0 | 0 | 0 | 0 | 0 | 0 | 0
F2_Commercial_Office_New_Food Preparation_Natural Gas_Fryer_E2 | F2 | Commercial | Office | New | Food Preparation | Natural Gas | Fryer | E2 | TRC BC Ratio | 1.4526 | 1.4846 | 1.5103 | 0.9 | 0.9 | 0.9 | 0.9 | 0.9 | 0.9 | 0.9 | 0.9 | 0.9 | 0.9 | 0.9 | 0.9 | 0.9 | 0.9 | 0.9 | 0.9 | 0.9 | 0.9 | 0.9 | 0.9 | 0.9 | 0.9 | 0.9 | 0.9 | 0.9 | 0.9 | 0.9 | 0.9
F2_Commercial_Office_New_Food Preparation_Natural Gas_Fryer_E3 | F2 | Commercial | Office | New | Food Preparation | Natural Gas | Fryer | E3 | TRC BC Ratio | 0 | 0 | 0 | 0 | 0 | 0 | 0 | 0 | 0 | 0 | 0 | 0 | 0 | 0 | 0 | 0 | 0 | 0 | 0 | 0 | 0 | 0 | 0 | 0 | 0 | 0 | 0 | 0 | 0 | 0 | 0
F2_Commercial_Office_New_Food Preparation_Natural Gas_Fryer_E4 | F2 | Commercial | Office | New | Food Preparation | Natural Gas | Fryer | E4 | TRC BC Ratio | 0 | 0 | 0 | 0 | 0 | 0 | 0 | 0 | 0 | 0 | 0 | 0 | 0 | 0 | 0 | 0 | 0 | 0 | 0 | 0 | 0 | 0 | 0 | 0 | 0 | 0 | 0 | 0 | 0 | 0 | 0
F2_Commercial_Office_New_Food Preparation_Natural Gas_Fryer_E5 | F2 | Commercial | Office | New | Food Preparation | Natural Gas | Fryer | E5 | TRC BC Ratio | 0 | 0 | 0 | 0 | 0 | 0 | 0 | 0 | 0 | 0 | 0 | 0 | 0 | 0 | 0 | 0 | 0 | 0 | 0 | 0 | 0 | 0 | 0 | 0 | 0 | 0 | 0 | 0 | 0 | 0 | 0
F2_Commercial_Office_New_Food Preparation_Natural Gas_Fryer_E6 | F2 | Commercial | Office | New | Food Preparation | Natural Gas | Fryer | E6 | TRC BC Ratio | 0 | 0 | 0 | 0 | 0 | 0 | 0 | 0 | 0 | 0 | 0 | 0 | 0 | 0 | 0 | 0 | 0 | 0 | 0 | 0 | 0 | 0 | 0 | 0 | 0 | 0 | 0 | 0 | 0 | 0 | 0
F2_Commercial_Office_New_Food Preparation_Natural Gas_Fryer_E7 | F2 | Commercial | Office | New | Food Preparation | Natural Gas | Fryer | E7 | TRC BC Ratio | 0 | 0 | 0 | 0 | 0 | 0 | 0 | 0 | 0 | 0 | 0 | 0 | 0 | 0 | 0 | 0 | 0 | 0 | 0 | 0 | 0 | 0 | 0 | 0 | 0 | 0 | 0 | 0 | 0 | 0 | 0
F2_Commercial_Office_New_Food Preparation_Natural Gas_Fryer_E8 | F2 | Commercial | Office | New | Food Preparation | Natural Gas | Fryer | E8 | TRC BC Ratio | 0 | 0 | 0 | 0 | 0 | 0 | 0 | 0 | 0 | 0 | 0 | 0 | 0 | 0 | 0 | 0 | 0 | 0 | 0 | 0 | 0 | 0 | 0 | 0 | 0 | 0 | 0 | 0 | 0 | 0 | 0
F2_Commercial_Office_New_Food Preparation_Natural Gas_Fryer_E9 | F2 | Commercial | Office | New | Food Preparation | Natural Gas | Fryer | E9 | TRC BC Ratio | 0 | 0 | 0 | 0 | 0 | 0 | 0 | 0 | 0 | 0 | 0 | 0 | 0 | 0 | 0 | 0 | 0 | 0 | 0 | 0 | 0 | 0 | 0 | 0 | 0 | 0 | 0 | 0 | 0 | 0 | 0
F2_Commercial_Office_New_Food Preparation_Natural Gas_Fryer_E10 | F2 | Commercial | Office | New | Food Preparation | Natural Gas | Fryer | E10 | TRC BC Ratio | 0 | 0 | 0 | 0 | 0 | 0 | 0 | 0 | 0 | 0 | 0 | 0 | 0 | 0 | 0 | 0 | 0 | 0 | 0 | 0 | 0 | 0 | 0 | 0 | 0 | 0 | 0 | 0 | 0 | 0 | 0
F3_Commercial_Office_New_Food Preparation_Natural Gas_Fryer_E1 | F3 | Commercial | Office | New | Food Preparation | Natural Gas | Fryer | E1 | PACT BC Ratio | 0.9 | 0.9 | 0.9 | 0 | 0 | 0 | 0 | 0 | 0 | 0 | 0 | 0 | 0 | 0 | 0 | 0 | 0 | 0 | 0 | 0 | 0 | 0 | 0 | 0 | 0 | 0 | 0 | 0 | 0 | 0 | 0
F3_Commercial_Office_New_Food Preparation_Natural Gas_Fryer_E2 | F3 | Commercial | Office | New | Food Preparation | Natural Gas | Fryer | E2 | PACT BC Ratio | 1.4526 | 1.4846 | 1.5103 | 0.9 | 0.9 | 0.9 | 0.9 | 0.9 | 0.9 | 0.9 | 0.9 | 0.9 | 0.9 | 0.9 | 0.9 | 0.9 | 0.9 | 0.9 | 0.9 | 0.9 | 0.9 | 0.9 | 0.9 | 0.9 | 0.9 | 0.9 | 0.9 | 0.9 | 0.9 | 0.9 | 0.9
F3_Commercial_Office_New_Food Preparation_Natural Gas_Fryer_E3 | F3 | Commercial | Office | New | Food Preparation | Natural Gas | Fryer | E3 | PACT BC Ratio | 0 | 0 | 0 | 0 | 0 | 0 | 0 | 0 | 0 | 0 | 0 | 0 | 0 | 0 | 0 | 0 | 0 | 0 | 0 | 0 | 0 | 0 | 0 | 0 | 0 | 0 | 0 | 0 | 0 | 0 | 0
F3_Commercial_Office_New_Food Preparation_Natural Gas_Fryer_E4 | F3 | Commercial | Office | New | Food Preparation | Natural Gas | Fryer | E4 | PACT BC Ratio | 0 | 0 | 0 | 0 | 0 | 0 | 0 | 0 | 0 | 0 | 0 | 0 | 0 | 0 | 0 | 0 | 0 | 0 | 0 | 0 | 0 | 0 | 0 | 0 | 0 | 0 | 0 | 0 | 0 | 0 | 0
F3_Commercial_Office_New_Food Preparation_Natural Gas_Fryer_E5 | F3 | Commercial | Office | New | Food Preparation | Natural Gas | Fryer | E5 | PACT BC Ratio | 0 | 0 | 0 | 0 | 0 | 0 | 0 | 0 | 0 | 0 | 0 | 0 | 0 | 0 | 0 | 0 | 0 | 0 | 0 | 0 | 0 | 0 | 0 | 0 | 0 | 0 | 0 | 0 | 0 | 0 | 0
F3_Commercial_Office_New_Food Preparation_Natural Gas_Fryer_E6 | F3 | Commercial | Office | New | Food Preparation | Natural Gas | Fryer | E6 | PACT BC Ratio | 0 | 0 | 0 | 0 | 0 | 0 | 0 | 0 | 0 | 0 | 0 | 0 | 0 | 0 | 0 | 0 | 0 | 0 | 0 | 0 | 0 | 0 | 0 | 0 | 0 | 0 | 0 | 0 | 0 | 0 | 0
F3_Commercial_Office_New_Food Preparation_Natural Gas_Fryer_E7 | F3 | Commercial | Office | New | Food Preparation | Natural Gas | Fryer | E7 | PACT BC Ratio | 0 | 0 | 0 | 0 | 0 | 0 | 0 | 0 | 0 | 0 | 0 | 0 | 0 | 0 | 0 | 0 | 0 | 0 | 0 | 0 | 0 | 0 | 0 | 0 | 0 | 0 | 0 | 0 | 0 | 0 | 0
F3_Commercial_Office_New_Food Preparation_Natural Gas_Fryer_E8 | F3 | Commercial | Office | New | Food Preparation | Natural Gas | Fryer | E8 | PACT BC Ratio | 0 | 0 | 0 | 0 | 0 | 0 | 0 | 0 | 0 | 0 | 0 | 0 | 0 | 0 | 0 | 0 | 0 | 0 | 0 | 0 | 0 | 0 | 0 | 0 | 0 | 0 | 0 | 0 | 0 | 0 | 0
F3_Commercial_Office_New_Food Preparation_Natural Gas_Fryer_E9 | F3 | Commercial | Office | New | Food Preparation | Natural Gas | Fryer | E9 | PACT BC Ratio | 0 | 0 | 0 | 0 | 0 | 0 | 0 | 0 | 0 | 0 | 0 | 0 | 0 | 0 | 0 | 0 | 0 | 0 | 0 | 0 | 0 | 0 | 0 | 0 | 0 | 0 | 0 | 0 | 0 | 0 | 0
F3_Commercial_Office_New_Food Preparation_Natural Gas_Fryer_E10 | F3 | Commercial | Office | New | Food Preparation | Natural Gas | Fryer | E10 | PACT BC Ratio | 0 | 0 | 0 | 0 | 0 | 0 | 0 | 0 | 0 | 0 | 0 | 0 | 0 | 0 | 0 | 0 | 0 | 0 | 0 | 0 | 0 | 0 | 0 | 0 | 0 | 0 | 0 | 0 | 0 | 0 | 0
F4_Commercial_Office_New_Food Preparation_Natural Gas_Fryer_E1 | F4 | Commercial | Office | New | Food Preparation | Natural Gas | Fryer | E1 | PCT BC Ratio | 0.9 | 0.9 | 0.9 | 0 | 0 | 0 | 0 | 0 | 0 | 0 | 0 | 0 | 0 | 0 | 0 | 0 | 0 | 0 | 0 | 0 | 0 | 0 | 0 | 0 | 0 | 0 | 0 | 0 | 0 | 0 | 0
F4_Commercial_Office_New_Food Preparation_Natural Gas_Fryer_E2 | F4 | Commercial | Office | New | Food Preparation | Natural Gas | Fryer | E2 | PCT BC Ratio | 4.6546 | 4.7351 | 4.7997 | 0.9 | 0.9 | 0.9 | 0.9 | 0.9 | 0.9 | 0.9 | 0.9 | 0.9 | 0.9 | 0.9 | 0.9 | 0.9 | 0.9 | 0.9 | 0.9 | 0.9 | 0.9 | 0.9 | 0.9 | 0.9 | 0.9 | 0.9 | 0.9 | 0.9 | 0.9 | 0.9 | 0.9
F4_Commercial_Office_New_Food Preparation_Natural Gas_Fryer_E3 | F4 | Commercial | Office | New | Food Preparation | Natural Gas | Fryer | E3 | PCT BC Ratio | 0 | 0 | 0 | 0 | 0 | 0 | 0 | 0 | 0 | 0 | 0 | 0 | 0 | 0 | 0 | 0 | 0 | 0 | 0 | 0 | 0 | 0 | 0 | 0 | 0 | 0 | 0 | 0 | 0 | 0 | 0
F4_Commercial_Office_New_Food Preparation_Natural Gas_Fryer_E4 | F4 | Commercial | Office | New | Food Preparation | Natural Gas | Fryer | E4 | PCT BC Ratio | 0 | 0 | 0 | 0 | 0 | 0 | 0 | 0 | 0 | 0 | 0 | 0 | 0 | 0 | 0 | 0 | 0 | 0 | 0 | 0 | 0 | 0 | 0 | 0 | 0 | 0 | 0 | 0 | 0 | 0 | 0
F4_Commercial_Office_New_Food Preparation_Natural Gas_Fryer_E5 | F4 | Commercial | Office | New | Food Preparation | Natural Gas | Fryer | E5 | PCT BC Ratio | 0 | 0 | 0 | 0 | 0 | 0 | 0 | 0 | 0 | 0 | 0 | 0 | 0 | 0 | 0 | 0 | 0 | 0 | 0 | 0 | 0 | 0 | 0 | 0 | 0 | 0 | 0 | 0 | 0 | 0 | 0
F4_Commercial_Office_New_Food Preparation_Natural Gas_Fryer_E6 | F4 | Commercial | Office | New | Food Preparation | Natural Gas | Fryer | E6 | PCT BC Ratio | 0 | 0 | 0 | 0 | 0 | 0 | 0 | 0 | 0 | 0 | 0 | 0 | 0 | 0 | 0 | 0 | 0 | 0 | 0 | 0 | 0 | 0 | 0 | 0 | 0 | 0 | 0 | 0 | 0 | 0 | 0
F4_Commercial_Office_New_Food Preparation_Natural Gas_Fryer_E7 | F4 | Commercial | Office | New | Food Preparation | Natural Gas | Fryer | E7 | PCT BC Ratio | 0 | 0 | 0 | 0 | 0 | 0 | 0 | 0 | 0 | 0 | 0 | 0 | 0 | 0 | 0 | 0 | 0 | 0 | 0 | 0 | 0 | 0 | 0 | 0 | 0 | 0 | 0 | 0 | 0 | 0 | 0
F4_Commercial_Office_New_Food Preparation_Natural Gas_Fryer_E8 | F4 | Commercial | Office | New | Food Preparation | Natural Gas | Fryer | E8 | PCT BC Ratio | 0 | 0 | 0 | 0 | 0 | 0 | 0 | 0 | 0 | 0 | 0 | 0 | 0 | 0 | 0 | 0 | 0 | 0 | 0 | 0 | 0 | 0 | 0 | 0 | 0 | 0 | 0 | 0 | 0 | 0 | 0
F4_Commercial_Office_New_Food Preparation_Natural Gas_Fryer_E9 | F4 | Commercial | Office | New | Food Preparation | Natural Gas | Fryer | E9 | PCT BC Ratio | 0 | 0 | 0 | 0 | 0 | 0 | 0 | 0 | 0 | 0 | 0 | 0 | 0 | 0 | 0 | 0 | 0 | 0 | 0 | 0 | 0 | 0 | 0 | 0 | 0 | 0 | 0 | 0 | 0 | 0 | 0
F4_Commercial_Office_New_Food Preparation_Natural Gas_Fryer_E10 | F4 | Commercial | Office | New | Food Preparation | Natural Gas | Fryer | E10 | PCT BC Ratio | 0 | 0 | 0 | 0 | 0 | 0 | 0 | 0 | 0 | 0 | 0 | 0 | 0 | 0 | 0 | 0 | 0 | 0 | 0 | 0 | 0 | 0 | 0 | 0 | 0 | 0 | 0 | 0 | 0 | 0 | 0
F5_Commercial_Office_New_Food Preparation_Natural Gas_Fryer_E1 | F5 | Commercial | Office | New | Food Preparation | Natural Gas | Fryer | E1 | RIM BC Ratio | 0.9 | 0.9 | 0.9 | 0 | 0 | 0 | 0 | 0 | 0 | 0 | 0 | 0 | 0 | 0 | 0 | 0 | 0 | 0 | 0 | 0 | 0 | 0 | 0 | 0 | 0 | 0 | 0 | 0 | 0 | 0 | 0
F5_Commercial_Office_New_Food Preparation_Natural Gas_Fryer_E2 | F5 | Commercial | Office | New | Food Preparation | Natural Gas | Fryer | E2 | RIM BC Ratio | 0.53008 | 0.53428 | 0.53758 | 0.9 | 0.9 | 0.9 | 0.9 | 0.9 | 0.9 | 0.9 | 0.9 | 0.9 | 0.9 | 0.9 | 0.9 | 0.9 | 0.9 | 0.9 | 0.9 | 0.9 | 0.9 | 0.9 | 0.9 | 0.9 | 0.9 | 0.9 | 0.9 | 0.9 | 0.9 | 0.9 | 0.9
F5_Commercial_Office_New_Food Preparation_Natural Gas_Fryer_E3 | F5 | Commercial | Office | New | Food Preparation | Natural Gas | Fryer | E3 | RIM BC Ratio | 0 | 0 | 0 | 0 | 0 | 0 | 0 | 0 | 0 | 0 | 0 | 0 | 0 | 0 | 0 | 0 | 0 | 0 | 0 | 0 | 0 | 0 | 0 | 0 | 0 | 0 | 0 | 0 | 0 | 0 | 0
F5_Commercial_Office_New_Food Preparation_Natural Gas_Fryer_E4 | F5 | Commercial | Office | New | Food Preparation | Natural Gas | Fryer | E4 | RIM BC Ratio | 0 | 0 | 0 | 0 | 0 | 0 | 0 | 0 | 0 | 0 | 0 | 0 | 0 | 0 | 0 | 0 | 0 | 0 | 0 | 0 | 0 | 0 | 0 | 0 | 0 | 0 | 0 | 0 | 0 | 0 | 0
F5_Commercial_Office_New_Food Preparation_Natural Gas_Fryer_E5 | F5 | Commercial | Office | New | Food Preparation | Natural Gas | Fryer | E5 | RIM BC Ratio | 0 | 0 | 0 | 0 | 0 | 0 | 0 | 0 | 0 | 0 | 0 | 0 | 0 | 0 | 0 | 0 | 0 | 0 | 0 | 0 | 0 | 0 | 0 | 0 | 0 | 0 | 0 | 0 | 0 | 0 | 0
F5_Commercial_Office_New_Food Preparation_Natural Gas_Fryer_E6 | F5 | Commercial | Office | New | Food Preparation | Natural Gas | Fryer | E6 | RIM BC Ratio | 0 | 0 | 0 | 0 | 0 | 0 | 0 | 0 | 0 | 0 | 0 | 0 | 0 | 0 | 0 | 0 | 0 | 0 | 0 | 0 | 0 | 0 | 0 | 0 | 0 | 0 | 0 | 0 | 0 | 0 | 0
F5_Commercial_Office_New_Food Preparation_Natural Gas_Fryer_E7 | F5 | Commercial | Office | New | Food Preparation | Natural Gas | Fryer | E7 | RIM BC Ratio | 0 | 0 | 0 | 0 | 0 | 0 | 0 | 0 | 0 | 0 | 0 | 0 | 0 | 0 | 0 | 0 | 0 | 0 | 0 | 0 | 0 | 0 | 0 | 0 | 0 | 0 | 0 | 0 | 0 | 0 | 0
F5_Commercial_Office_New_Food Preparation_Natural Gas_Fryer_E8 | F5 | Commercial | Office | New | Food Preparation | Natural Gas | Fryer | E8 | RIM BC Ratio | 0 | 0 | 0 | 0 | 0 | 0 | 0 | 0 | 0 | 0 | 0 | 0 | 0 | 0 | 0 | 0 | 0 | 0 | 0 | 0 | 0 | 0 | 0 | 0 | 0 | 0 | 0 | 0 | 0 | 0 | 0
F5_Commercial_Office_New_Food Preparation_Natural Gas_Fryer_E9 | F5 | Commercial | Office | New | Food Preparation | Natural Gas | Fryer | E9 | RIM BC Ratio | 0 | 0 | 0 | 0 | 0 | 0 | 0 | 0 | 0 | 0 | 0 | 0 | 0 | 0 | 0 | 0 | 0 | 0 | 0 | 0 | 0 | 0 | 0 | 0 | 0 | 0 | 0 | 0 | 0 | 0 | 0
F5_Commercial_Office_New_Food Preparation_Natural Gas_Fryer_E10 | F5 | Commercial | Office | New | Food Preparation | Natural Gas | Fryer | E10 | RIM BC Ratio | 0 | 0 | 0 | 0 | 0 | 0 | 0 | 0 | 0 | 0 | 0 | 0 | 0 | 0 | 0 | 0 | 0 | 0 | 0 | 0 | 0 | 0 | 0 | 0 | 0 | 0 | 0 | 0 | 0 | 0 | 0
F0_Commercial_Office_New_Food Preparation_Natural Gas_Broiler_E0 | F0 | Commercial | Office | New | Food Preparation | Natural Gas | Broiler | E0 | Economic Unit | Infrared Burners | Infrared Burners | Infrared Burners | Infrared Burners | Infrared Burners | Infrared Burners | Infrared Burners | Infrared Burners | Infrared Burners | Infrared Burners | Infrared Burners | Infrared Burners | Infrared Burners | Infrared Burners | Infrared Burners | Infrared Burners | Infrared Burners | Infrared Burners | Infrared Burners | Infrared Burners | Infrared Burners | Infrared Burners | Infrared Burners | Standard | Standard | Standard | Standard | Standard | Standard | Standard | Standard
F1_Commercial_Office_New_Food Preparation_Natural Gas_Broiler_E1 | F1 | Commercial | Office | New | Food Preparation | Natural Gas | Broiler | E1 | CCE | 0 | 0 | 0 | 0 | 0 | 0 | 0 | 0 | 0 | 0 | 0 | 0 | 0 | 0 | 0 | 0 | 0 | 0 | 0 | 0 | 0 | 0 | 0 | 0 | 0 | 0 | 0 | 0 | 0 | 0 | 0
F1_Commercial_Office_New_Food Preparation_Natural Gas_Broiler_E2 | F1 | Commercial | Office | New | Food Preparation | Natural Gas | Broiler | E2 | CCE | 0.0095007 | 0.0091336 | 0.0091772 | 0.0092731 | 0.0092731 | 0.0092731 | 0.0092731 | 0.0092731 | 0.0092731 | 0.0092731 | 0.0092731 | 0.0092731 | 0.0092731 | 0.0092731 | 0.0092731 | 0.0092731 | 0.0092731 | 0.0092731 | 0.0092731 | 0.0092731 | 0.0092731 | 0.0092731 | 0.0092731 | 0.0092731 | 0.0092731 | 0.0092731 | 0.0092731 | 0.0092731 | 0.0092731 | 0.0092731 | 0.0092731
F1_Commercial_Office_New_Food Preparation_Natural Gas_Broiler_E3 | F1 | Commercial | Office | New | Food Preparation | Natural Gas | Broiler | E3 | CCE | 0 | 0 | 0 | 0 | 0 | 0 | 0 | 0 | 0 | 0 | 0 | 0 | 0 | 0 | 0 | 0 | 0 | 0 | 0 | 0 | 0 | 0 | 0 | 0 | 0 | 0 | 0 | 0 | 0 | 0 | 0
F1_Commercial_Office_New_Food Preparation_Natural Gas_Broiler_E4 | F1 | Commercial | Office | New | Food Preparation | Natural Gas | Broiler | E4 | CCE | 0 | 0 | 0 | 0 | 0 | 0 | 0 | 0 | 0 | 0 | 0 | 0 | 0 | 0 | 0 | 0 | 0 | 0 | 0 | 0 | 0 | 0 | 0 | 0 | 0 | 0 | 0 | 0 | 0 | 0 | 0
F1_Commercial_Office_New_Food Preparation_Natural Gas_Broiler_E5 | F1 | Commercial | Office | New | Food Preparation | Natural Gas | Broiler | E5 | CCE | 0 | 0 | 0 | 0 | 0 | 0 | 0 | 0 | 0 | 0 | 0 | 0 | 0 | 0 | 0 | 0 | 0 | 0 | 0 | 0 | 0 | 0 | 0 | 0 | 0 | 0 | 0 | 0 | 0 | 0 | 0
F1_Commercial_Office_New_Food Preparation_Natural Gas_Broiler_E6 | F1 | Commercial | Office | New | Food Preparation | Natural Gas | Broiler | E6 | CCE | 0 | 0 | 0 | 0 | 0 | 0 | 0 | 0 | 0 | 0 | 0 | 0 | 0 | 0 | 0 | 0 | 0 | 0 | 0 | 0 | 0 | 0 | 0 | 0 | 0 | 0 | 0 | 0 | 0 | 0 | 0
F1_Commercial_Office_New_Food Preparation_Natural Gas_Broiler_E7 | F1 | Commercial | Office | New | Food Preparation | Natural Gas | Broiler | E7 | CCE | 0 | 0 | 0 | 0 | 0 | 0 | 0 | 0 | 0 | 0 | 0 | 0 | 0 | 0 | 0 | 0 | 0 | 0 | 0 | 0 | 0 | 0 | 0 | 0 | 0 | 0 | 0 | 0 | 0 | 0 | 0
F1_Commercial_Office_New_Food Preparation_Natural Gas_Broiler_E8 | F1 | Commercial | Office | New | Food Preparation | Natural Gas | Broiler | E8 | CCE | 0 | 0 | 0 | 0 | 0 | 0 | 0 | 0 | 0 | 0 | 0 | 0 | 0 | 0 | 0 | 0 | 0 | 0 | 0 | 0 | 0 | 0 | 0 | 0 | 0 | 0 | 0 | 0 | 0 | 0 | 0
F1_Commercial_Office_New_Food Preparation_Natural Gas_Broiler_E9 | F1 | Commercial | Office | New | Food Preparation | Natural Gas | Broiler | E9 | CCE | 0 | 0 | 0 | 0 | 0 | 0 | 0 | 0 | 0 | 0 | 0 | 0 | 0 | 0 | 0 | 0 | 0 | 0 | 0 | 0 | 0 | 0 | 0 | 0 | 0 | 0 | 0 | 0 | 0 | 0 | 0
F1_Commercial_Office_New_Food Preparation_Natural Gas_Broiler_E10 | F1 | Commercial | Office | New | Food Preparation | Natural Gas | Broiler | E10 | CCE | 0 | 0 | 0 | 0 | 0 | 0 | 0 | 0 | 0 | 0 | 0 | 0 | 0 | 0 | 0 | 0 | 0 | 0 | 0 | 0 | 0 | 0 | 0 | 0 | 0 | 0 | 0 | 0 | 0 | 0 | 0
F2_Commercial_Office_New_Food Preparation_Natural Gas_Broiler_E1 | F2 | Commercial | Office | New | Food Preparation | Natural Gas | Broiler | E1 | TRC BC Ratio | 0.9 | 0.9 | 0.9 | 0.9 | 0.9 | 0.9 | 0.9 | 0.9 | 0.9 | 0.9 | 0.9 | 0.9 | 0.9 | 0.9 | 0.9 | 0.9 | 0.9 | 0.9 | 0.9 | 0.9 | 0.9 | 0.9 | 0.9 | 0.9 | 0.9 | 0.9 | 0.9 | 0.9 | 0.9 | 0.9 | 0.9
F2_Commercial_Office_New_Food Preparation_Natural Gas_Broiler_E2 | F2 | Commercial | Office | New | Food Preparation | Natural Gas | Broiler | E2 | TRC BC Ratio | 1.0817 | 1.0984 | 1.1105 | 1.1043 | 1.1054 | 1.0419 | 0.98943 | 0.96011 | 0.94795 | 0.98308 | 1.0292 | 1.0775 | 0.98953 | 1.0482 | 1.0518 | 1.0465 | 1.0475 | 1.0507 | 1.0307 | 1.0428 | 1.0509 | 1.0624 | 1.0772 | 0.54026 | 0.52971 | 0.5198 | 0.51043 | 0.50152 | 0.49298 | 0.48476 | 0.4768
F2_Commercial_Office_New_Food Preparation_Natural Gas_Broiler_E3 | F2 | Commercial | Office | New | Food Preparation | Natural Gas | Broiler | E3 | TRC BC Ratio | 0 | 0 | 0 | 0 | 0 | 0 | 0 | 0 | 0 | 0 | 0 | 0 | 0 | 0 | 0 | 0 | 0 | 0 | 0 | 0 | 0 | 0 | 0 | 0 | 0 | 0 | 0 | 0 | 0 | 0 | 0
F2_Commercial_Office_New_Food Preparation_Natural Gas_Broiler_E4 | F2 | Commercial | Office | New | Food Preparation | Natural Gas | Broiler | E4 | TRC BC Ratio | 0 | 0 | 0 | 0 | 0 | 0 | 0 | 0 | 0 | 0 | 0 | 0 | 0 | 0 | 0 | 0 | 0 | 0 | 0 | 0 | 0 | 0 | 0 | 0 | 0 | 0 | 0 | 0 | 0 | 0 | 0
F2_Commercial_Office_New_Food Preparation_Natural Gas_Broiler_E5 | F2 | Commercial | Office | New | Food Preparation | Natural Gas | Broiler | E5 | TRC BC Ratio | 0 | 0 | 0 | 0 | 0 | 0 | 0 | 0 | 0 | 0 | 0 | 0 | 0 | 0 | 0 | 0 | 0 | 0 | 0 | 0 | 0 | 0 | 0 | 0 | 0 | 0 | 0 | 0 | 0 | 0 | 0
F2_Commercial_Office_New_Food Preparation_Natural Gas_Broiler_E6 | F2 | Commercial | Office | New | Food Preparation | Natural Gas | Broiler | E6 | TRC BC Ratio | 0 | 0 | 0 | 0 | 0 | 0 | 0 | 0 | 0 | 0 | 0 | 0 | 0 | 0 | 0 | 0 | 0 | 0 | 0 | 0 | 0 | 0 | 0 | 0 | 0 | 0 | 0 | 0 | 0 | 0 | 0
F2_Commercial_Office_New_Food Preparation_Natural Gas_Broiler_E7 | F2 | Commercial | Office | New | Food Preparation | Natural Gas | Broiler | E7 | TRC BC Ratio | 0 | 0 | 0 | 0 | 0 | 0 | 0 | 0 | 0 | 0 | 0 | 0 | 0 | 0 | 0 | 0 | 0 | 0 | 0 | 0 | 0 | 0 | 0 | 0 | 0 | 0 | 0 | 0 | 0 | 0 | 0
F2_Commercial_Office_New_Food Preparation_Natural Gas_Broiler_E8 | F2 | Commercial | Office | New | Food Preparation | Natural Gas | Broiler | E8 | TRC BC Ratio | 0 | 0 | 0 | 0 | 0 | 0 | 0 | 0 | 0 | 0 | 0 | 0 | 0 | 0 | 0 | 0 | 0 | 0 | 0 | 0 | 0 | 0 | 0 | 0 | 0 | 0 | 0 | 0 | 0 | 0 | 0
F2_Commercial_Office_New_Food Preparation_Natural Gas_Broiler_E9 | F2 | Commercial | Office | New | Food Preparation | Natural Gas | Broiler | E9 | TRC BC Ratio | 0 | 0 | 0 | 0 | 0 | 0 | 0 | 0 | 0 | 0 | 0 | 0 | 0 | 0 | 0 | 0 | 0 | 0 | 0 | 0 | 0 | 0 | 0 | 0 | 0 | 0 | 0 | 0 | 0 | 0 | 0
F2_Commercial_Office_New_Food Preparation_Natural Gas_Broiler_E10 | F2 | Commercial | Office | New | Food Preparation | Natural Gas | Broiler | E10 | TRC BC Ratio | 0 | 0 | 0 | 0 | 0 | 0 | 0 | 0 | 0 | 0 | 0 | 0 | 0 | 0 | 0 | 0 | 0 | 0 | 0 | 0 | 0 | 0 | 0 | 0 | 0 | 0 | 0 | 0 | 0 | 0 | 0
F3_Commercial_Office_New_Food Preparation_Natural Gas_Broiler_E1 | F3 | Commercial | Office | New | Food Preparation | Natural Gas | Broiler | E1 | PACT BC Ratio | 0.9 | 0.9 | 0.9 | 0.9 | 0.9 | 0.9 | 0.9 | 0.9 | 0.9 | 0.9 | 0.9 | 0.9 | 0.9 | 0.9 | 0.9 | 0.9 | 0.9 | 0.9 | 0.9 | 0.9 | 0.9 | 0.9 | 0.9 | 0.9 | 0.9 | 0.9 | 0.9 | 0.9 | 0.9 | 0.9 | 0.9
F3_Commercial_Office_New_Food Preparation_Natural Gas_Broiler_E2 | F3 | Commercial | Office | New | Food Preparation | Natural Gas | Broiler | E2 | PACT BC Ratio | 1.3418 | 1.3625 | 1.3776 | 1.3699 | 1.3713 | 1.2925 | 1.2274 | 1.191 | 1.1759 | 1.2195 | 1.2768 | 1.3366 | 1.2275 | 1.3003 | 1.3048 | 1.2982 | 1.2994 | 1.3034 | 1.2785 | 1.2936 | 1.3037 | 1.318 | 1.3363 | 0.6702 | 0.65711 | 0.64482 | 0.6332 | 0.62214 | 0.61155 | 0.60135 | 0.59148
F3_Commercial_Office_New_Food Preparation_Natural Gas_Broiler_E3 | F3 | Commercial | Office | New | Food Preparation | Natural Gas | Broiler | E3 | PACT BC Ratio | 0 | 0 | 0 | 0 | 0 | 0 | 0 | 0 | 0 | 0 | 0 | 0 | 0 | 0 | 0 | 0 | 0 | 0 | 0 | 0 | 0 | 0 | 0 | 0 | 0 | 0 | 0 | 0 | 0 | 0 | 0
F3_Commercial_Office_New_Food Preparation_Natural Gas_Broiler_E4 | F3 | Commercial | Office | New | Food Preparation | Natural Gas | Broiler | E4 | PACT BC Ratio | 0 | 0 | 0 | 0 | 0 | 0 | 0 | 0 | 0 | 0 | 0 | 0 | 0 | 0 | 0 | 0 | 0 | 0 | 0 | 0 | 0 | 0 | 0 | 0 | 0 | 0 | 0 | 0 | 0 | 0 | 0
F3_Commercial_Office_New_Food Preparation_Natural Gas_Broiler_E5 | F3 | Commercial | Office | New | Food Preparation | Natural Gas | Broiler | E5 | PACT BC Ratio | 0 | 0 | 0 | 0 | 0 | 0 | 0 | 0 | 0 | 0 | 0 | 0 | 0 | 0 | 0 | 0 | 0 | 0 | 0 | 0 | 0 | 0 | 0 | 0 | 0 | 0 | 0 | 0 | 0 | 0 | 0
F3_Commercial_Office_New_Food Preparation_Natural Gas_Broiler_E6 | F3 | Commercial | Office | New | Food Preparation | Natural Gas | Broiler | E6 | PACT BC Ratio | 0 | 0 | 0 | 0 | 0 | 0 | 0 | 0 | 0 | 0 | 0 | 0 | 0 | 0 | 0 | 0 | 0 | 0 | 0 | 0 | 0 | 0 | 0 | 0 | 0 | 0 | 0 | 0 | 0 | 0 | 0
F3_Commercial_Office_New_Food Preparation_Natural Gas_Broiler_E7 | F3 | Commercial | Office | New | Food Preparation | Natural Gas | Broiler | E7 | PACT BC Ratio | 0 | 0 | 0 | 0 | 0 | 0 | 0 | 0 | 0 | 0 | 0 | 0 | 0 | 0 | 0 | 0 | 0 | 0 | 0 | 0 | 0 | 0 | 0 | 0 | 0 | 0 | 0 | 0 | 0 | 0 | 0
F3_Commercial_Office_New_Food Preparation_Natural Gas_Broiler_E8 | F3 | Commercial | Office | New | Food Preparation | Natural Gas | Broiler | E8 | PACT BC Ratio | 0 | 0 | 0 | 0 | 0 | 0 | 0 | 0 | 0 | 0 | 0 | 0 | 0 | 0 | 0 | 0 | 0 | 0 | 0 | 0 | 0 | 0 | 0 | 0 | 0 | 0 | 0 | 0 | 0 | 0 | 0
F3_Commercial_Office_New_Food Preparation_Natural Gas_Broiler_E9 | F3 | Commercial | Office | New | Food Preparation | Natural Gas | Broiler | E9 | PACT BC Ratio | 0 | 0 | 0 | 0 | 0 | 0 | 0 | 0 | 0 | 0 | 0 | 0 | 0 | 0 | 0 | 0 | 0 | 0 | 0 | 0 | 0 | 0 | 0 | 0 | 0 | 0 | 0 | 0 | 0 | 0 | 0
F3_Commercial_Office_New_Food Preparation_Natural Gas_Broiler_E10 | F3 | Commercial | Office | New | Food Preparation | Natural Gas | Broiler | E10 | PACT BC Ratio | 0 | 0 | 0 | 0 | 0 | 0 | 0 | 0 | 0 | 0 | 0 | 0 | 0 | 0 | 0 | 0 | 0 | 0 | 0 | 0 | 0 | 0 | 0 | 0 | 0 | 0 | 0 | 0 | 0 | 0 | 0
F4_Commercial_Office_New_Food Preparation_Natural Gas_Broiler_E1 | F4 | Commercial | Office | New | Food Preparation | Natural Gas | Broiler | E1 | PCT BC Ratio | 0.9 | 0.9 | 0.9 | 0.9 | 0.9 | 0.9 | 0.9 | 0.9 | 0.9 | 0.9 | 0.9 | 0.9 | 0.9 | 0.9 | 0.9 | 0.9 | 0.9 | 0.9 | 0.9 | 0.9 | 0.9 | 0.9 | 0.9 | 0.9 | 0.9 | 0.9 | 0.9 | 0.9 | 0.9 | 0.9 | 0.9
F4_Commercial_Office_New_Food Preparation_Natural Gas_Broiler_E2 | F4 | Commercial | Office | New | Food Preparation | Natural Gas | Broiler | E2 | PCT BC Ratio | 2.9075 | 2.9421 | 2.9672 | 2.9544 | 2.9567 | 2.8251 | 2.7162 | 2.6554 | 2.6302 | 2.703 | 2.7987 | 2.8987 | 2.7164 | 2.8381 | 2.8455 | 2.8346 | 2.8366 | 2.8433 | 2.8017 | 2.8268 | 2.8437 | 2.8676 | 2.8982 | 1.7847 | 1.7629 | 1.7423 | 1.7229 | 1.7044 | 1.6867 | 1.6697 | 1.6532
F4_Commercial_Office_New_Food Preparation_Natural Gas_Broiler_E3 | F4 | Commercial | Office | New | Food Preparation | Natural Gas | Broiler | E3 | PCT BC Ratio | 0 | 0 | 0 | 0 | 0 | 0 | 0 | 0 | 0 | 0 | 0 | 0 | 0 | 0 | 0 | 0 | 0 | 0 | 0 | 0 | 0 | 0 | 0 | 0 | 0 | 0 | 0 | 0 | 0 | 0 | 0
F4_Commercial_Office_New_Food Preparation_Natural Gas_Broiler_E4 | F4 | Commercial | Office | New | Food Preparation | Natural Gas | Broiler | E4 | PCT BC Ratio | 0 | 0 | 0 | 0 | 0 | 0 | 0 | 0 | 0 | 0 | 0 | 0 | 0 | 0 | 0 | 0 | 0 | 0 | 0 | 0 | 0 | 0 | 0 | 0 | 0 | 0 | 0 | 0 | 0 | 0 | 0
F4_Commercial_Office_New_Food Preparation_Natural Gas_Broiler_E5 | F4 | Commercial | Office | New | Food Preparation | Natural Gas | Broiler | E5 | PCT BC Ratio | 0 | 0 | 0 | 0 | 0 | 0 | 0 | 0 | 0 | 0 | 0 | 0 | 0 | 0 | 0 | 0 | 0 | 0 | 0 | 0 | 0 | 0 | 0 | 0 | 0 | 0 | 0 | 0 | 0 | 0 | 0
F4_Commercial_Office_New_Food Preparation_Natural Gas_Broiler_E6 | F4 | Commercial | Office | New | Food Preparation | Natural Gas | Broiler | E6 | PCT BC Ratio | 0 | 0 | 0 | 0 | 0 | 0 | 0 | 0 | 0 | 0 | 0 | 0 | 0 | 0 | 0 | 0 | 0 | 0 | 0 | 0 | 0 | 0 | 0 | 0 | 0 | 0 | 0 | 0 | 0 | 0 | 0
F4_Commercial_Office_New_Food Preparation_Natural Gas_Broiler_E7 | F4 | Commercial | Office | New | Food Preparation | Natural Gas | Broiler | E7 | PCT BC Ratio | 0 | 0 | 0 | 0 | 0 | 0 | 0 | 0 | 0 | 0 | 0 | 0 | 0 | 0 | 0 | 0 | 0 | 0 | 0 | 0 | 0 | 0 | 0 | 0 | 0 | 0 | 0 | 0 | 0 | 0 | 0
F4_Commercial_Office_New_Food Preparation_Natural Gas_Broiler_E8 | F4 | Commercial | Office | New | Food Preparation | Natural Gas | Broiler | E8 | PCT BC Ratio | 0 | 0 | 0 | 0 | 0 | 0 | 0 | 0 | 0 | 0 | 0 | 0 | 0 | 0 | 0 | 0 | 0 | 0 | 0 | 0 | 0 | 0 | 0 | 0 | 0 | 0 | 0 | 0 | 0 | 0 | 0
F4_Commercial_Office_New_Food Preparation_Natural Gas_Broiler_E9 | F4 | Commercial | Office | New | Food Preparation | Natural Gas | Broiler | E9 | PCT BC Ratio | 0 | 0 | 0 | 0 | 0 | 0 | 0 | 0 | 0 | 0 | 0 | 0 | 0 | 0 | 0 | 0 | 0 | 0 | 0 | 0 | 0 | 0 | 0 | 0 | 0 | 0 | 0 | 0 | 0 | 0 | 0
F4_Commercial_Office_New_Food Preparation_Natural Gas_Broiler_E10 | F4 | Commercial | Office | New | Food Preparation | Natural Gas | Broiler | E10 | PCT BC Ratio | 0 | 0 | 0 | 0 | 0 | 0 | 0 | 0 | 0 | 0 | 0 | 0 | 0 | 0 | 0 | 0 | 0 | 0 | 0 | 0 | 0 | 0 | 0 | 0 | 0 | 0 | 0 | 0 | 0 | 0 | 0
F5_Commercial_Office_New_Food Preparation_Natural Gas_Broiler_E1 | F5 | Commercial | Office | New | Food Preparation | Natural Gas | Broiler | E1 | RIM BC Ratio | 0.9 | 0.9 | 0.9 | 0.9 | 0.9 | 0.9 | 0.9 | 0.9 | 0.9 | 0.9 | 0.9 | 0.9 | 0.9 | 0.9 | 0.9 | 0.9 | 0.9 | 0.9 | 0.9 | 0.9 | 0.9 | 0.9 | 0.9 | 0.9 | 0.9 | 0.9 | 0.9 | 0.9 | 0.9 | 0.9 | 0.9
F5_Commercial_Office_New_Food Preparation_Natural Gas_Broiler_E2 | F5 | Commercial | Office | New | Food Preparation | Natural Gas | Broiler | E2 | RIM BC Ratio | 0.51458 | 0.5176 | 0.51976 | 0.51866 | 0.51886 | 0.50717 | 0.49682 | 0.49075 | 0.48817 | 0.49553 | 0.50472 | 0.51381 | 0.49684 | 0.50836 | 0.50904 | 0.50804 | 0.50823 | 0.50884 | 0.505 | 0.50733 | 0.50888 | 0.51103 | 0.51377 | 0.37172 | 0.36766 | 0.36378 | 0.36005 | 0.35645 | 0.35295 | 0.34953 | 0.34617
F5_Commercial_Office_New_Food Preparation_Natural Gas_Broiler_E3 | F5 | Commercial | Office | New | Food Preparation | Natural Gas | Broiler | E3 | RIM BC Ratio | 0 | 0 | 0 | 0 | 0 | 0 | 0 | 0 | 0 | 0 | 0 | 0 | 0 | 0 | 0 | 0 | 0 | 0 | 0 | 0 | 0 | 0 | 0 | 0 | 0 | 0 | 0 | 0 | 0 | 0 | 0
F5_Commercial_Office_New_Food Preparation_Natural Gas_Broiler_E4 | F5 | Commercial | Office | New | Food Preparation | Natural Gas | Broiler | E4 | RIM BC Ratio | 0 | 0 | 0 | 0 | 0 | 0 | 0 | 0 | 0 | 0 | 0 | 0 | 0 | 0 | 0 | 0 | 0 | 0 | 0 | 0 | 0 | 0 | 0 | 0 | 0 | 0 | 0 | 0 | 0 | 0 | 0
F5_Commercial_Office_New_Food Preparation_Natural Gas_Broiler_E5 | F5 | Commercial | Office | New | Food Preparation | Natural Gas | Broiler | E5 | RIM BC Ratio | 0 | 0 | 0 | 0 | 0 | 0 | 0 | 0 | 0 | 0 | 0 | 0 | 0 | 0 | 0 | 0 | 0 | 0 | 0 | 0 | 0 | 0 | 0 | 0 | 0 | 0 | 0 | 0 | 0 | 0 | 0
F5_Commercial_Office_New_Food Preparation_Natural Gas_Broiler_E6 | F5 | Commercial | Office | New | Food Preparation | Natural Gas | Broiler | E6 | RIM BC Ratio | 0 | 0 | 0 | 0 | 0 | 0 | 0 | 0 | 0 | 0 | 0 | 0 | 0 | 0 | 0 | 0 | 0 | 0 | 0 | 0 | 0 | 0 | 0 | 0 | 0 | 0 | 0 | 0 | 0 | 0 | 0
F5_Commercial_Office_New_Food Preparation_Natural Gas_Broiler_E7 | F5 | Commercial | Office | New | Food Preparation | Natural Gas | Broiler | E7 | RIM BC Ratio | 0 | 0 | 0 | 0 | 0 | 0 | 0 | 0 | 0 | 0 | 0 | 0 | 0 | 0 | 0 | 0 | 0 | 0 | 0 | 0 | 0 | 0 | 0 | 0 | 0 | 0 | 0 | 0 | 0 | 0 | 0
F5_Commercial_Office_New_Food Preparation_Natural Gas_Broiler_E8 | F5 | Commercial | Office | New | Food Preparation | Natural Gas | Broiler | E8 | RIM BC Ratio | 0 | 0 | 0 | 0 | 0 | 0 | 0 | 0 | 0 | 0 | 0 | 0 | 0 | 0 | 0 | 0 | 0 | 0 | 0 | 0 | 0 | 0 | 0 | 0 | 0 | 0 | 0 | 0 | 0 | 0 | 0
F5_Commercial_Office_New_Food Preparation_Natural Gas_Broiler_E9 | F5 | Commercial | Office | New | Food Preparation | Natural Gas | Broiler | E9 | RIM BC Ratio | 0 | 0 | 0 | 0 | 0 | 0 | 0 | 0 | 0 | 0 | 0 | 0 | 0 | 0 | 0 | 0 | 0 | 0 | 0 | 0 | 0 | 0 | 0 | 0 | 0 | 0 | 0 | 0 | 0 | 0 | 0
F5_Commercial_Office_New_Food Preparation_Natural Gas_Broiler_E10 | F5 | Commercial | Office | New | Food Preparation | Natural Gas | Broiler | E10 | RIM BC Ratio | 0 | 0 | 0 | 0 | 0 | 0 | 0 | 0 | 0 | 0 | 0 | 0 | 0 | 0 | 0 | 0 | 0 | 0 | 0 | 0 | 0 | 0 | 0 | 0 | 0 | 0 | 0 | 0 | 0 | 0 | 0
F0_Commercial_Office_New_Food Preparation_Natural Gas_Griddle_E0 | F0 | Commercial | Office | New | Food Preparation | Natural Gas | Griddle | E0 | Economic Unit | ENERGY STAR | ENERGY STAR | ENERGY STAR | ENERGY STAR | ENERGY STAR | ENERGY STAR | ENERGY STAR | ENERGY STAR | ENERGY STAR | ENERGY STAR | ENERGY STAR | ENERGY STAR | ENERGY STAR | ENERGY STAR | ENERGY STAR | ENERGY STAR | ENERGY STAR | ENERGY STAR | ENERGY STAR | ENERGY STAR | ENERGY STAR | ENERGY STAR | ENERGY STAR | Standard | Standard | Standard | Standard | Standard | Standard | Standard | Standard
F1_Commercial_Office_New_Food Preparation_Natural Gas_Griddle_E1 | F1 | Commercial | Office | New | Food Preparation | Natural Gas | Griddle | E1 | CCE | 0 | 0 | 0 | 0 | 0 | 0 | 0 | 0 | 0 | 0 | 0 | 0 | 0 | 0 | 0 | 0 | 0 | 0 | 0 | 0 | 0 | 0 | 0 | 0 | 0 | 0 | 0 | 0 | 0 | 0 | 0
F1_Commercial_Office_New_Food Preparation_Natural Gas_Griddle_E2 | F1 | Commercial | Office | New | Food Preparation | Natural Gas | Griddle | E2 | CCE | 0.005722 | 0.0055009 | 0.0055271 | 0.0055849 | 0.0055849 | 0.0055849 | 0.0055849 | 0.0055849 | 0.0055849 | 0.0055849 | 0.0055849 | 0.0055849 | 0.0055849 | 0.0055849 | 0.0055849 | 0.0055849 | 0.0055849 | 0.0055849 | 0.0055849 | 0.0055849 | 0.0055849 | 0.0055849 | 0.0055849 | 0.0055849 | 0.0055849 | 0.0055849 | 0.0055849 | 0.0055849 | 0.0055849 | 0.0055849 | 0.0055849
F1_Commercial_Office_New_Food Preparation_Natural Gas_Griddle_E3 | F1 | Commercial | Office | New | Food Preparation | Natural Gas | Griddle | E3 | CCE | 0 | 0 | 0 | 0 | 0 | 0 | 0 | 0 | 0 | 0 | 0 | 0 | 0 | 0 | 0 | 0 | 0 | 0 | 0 | 0 | 0 | 0 | 0 | 0 | 0 | 0 | 0 | 0 | 0 | 0 | 0
F1_Commercial_Office_New_Food Preparation_Natural Gas_Griddle_E4 | F1 | Commercial | Office | New | Food Preparation | Natural Gas | Griddle | E4 | CCE | 0 | 0 | 0 | 0 | 0 | 0 | 0 | 0 | 0 | 0 | 0 | 0 | 0 | 0 | 0 | 0 | 0 | 0 | 0 | 0 | 0 | 0 | 0 | 0 | 0 | 0 | 0 | 0 | 0 | 0 | 0
F1_Commercial_Office_New_Food Preparation_Natural Gas_Griddle_E5 | F1 | Commercial | Office | New | Food Preparation | Natural Gas | Griddle | E5 | CCE | 0 | 0 | 0 | 0 | 0 | 0 | 0 | 0 | 0 | 0 | 0 | 0 | 0 | 0 | 0 | 0 | 0 | 0 | 0 | 0 | 0 | 0 | 0 | 0 | 0 | 0 | 0 | 0 | 0 | 0 | 0
F1_Commercial_Office_New_Food Preparation_Natural Gas_Griddle_E6 | F1 | Commercial | Office | New | Food Preparation | Natural Gas | Griddle | E6 | CCE | 0 | 0 | 0 | 0 | 0 | 0 | 0 | 0 | 0 | 0 | 0 | 0 | 0 | 0 | 0 | 0 | 0 | 0 | 0 | 0 | 0 | 0 | 0 | 0 | 0 | 0 | 0 | 0 | 0 | 0 | 0
F1_Commercial_Office_New_Food Preparation_Natural Gas_Griddle_E7 | F1 | Commercial | Office | New | Food Preparation | Natural Gas | Griddle | E7 | CCE | 0 | 0 | 0 | 0 | 0 | 0 | 0 | 0 | 0 | 0 | 0 | 0 | 0 | 0 | 0 | 0 | 0 | 0 | 0 | 0 | 0 | 0 | 0 | 0 | 0 | 0 | 0 | 0 | 0 | 0 | 0
F1_Commercial_Office_New_Food Preparation_Natural Gas_Griddle_E8 | F1 | Commercial | Office | New | Food Preparation | Natural Gas | Griddle | E8 | CCE | 0 | 0 | 0 | 0 | 0 | 0 | 0 | 0 | 0 | 0 | 0 | 0 | 0 | 0 | 0 | 0 | 0 | 0 | 0 | 0 | 0 | 0 | 0 | 0 | 0 | 0 | 0 | 0 | 0 | 0 | 0
F1_Commercial_Office_New_Food Preparation_Natural Gas_Griddle_E9 | F1 | Commercial | Office | New | Food Preparation | Natural Gas | Griddle | E9 | CCE | 0 | 0 | 0 | 0 | 0 | 0 | 0 | 0 | 0 | 0 | 0 | 0 | 0 | 0 | 0 | 0 | 0 | 0 | 0 | 0 | 0 | 0 | 0 | 0 | 0 | 0 | 0 | 0 | 0 | 0 | 0
F1_Commercial_Office_New_Food Preparation_Natural Gas_Griddle_E10 | F1 | Commercial | Office | New | Food Preparation | Natural Gas | Griddle | E10 | CCE | 0 | 0 | 0 | 0 | 0 | 0 | 0 | 0 | 0 | 0 | 0 | 0 | 0 | 0 | 0 | 0 | 0 | 0 | 0 | 0 | 0 | 0 | 0 | 0 | 0 | 0 | 0 | 0 | 0 | 0 | 0
F2_Commercial_Office_New_Food Preparation_Natural Gas_Griddle_E1 | F2 | Commercial | Office | New | Food Preparation | Natural Gas | Griddle | E1 | TRC BC Ratio | 0.9 | 0.9 | 0.9 | 0.9 | 0.9 | 0.9 | 0.9 | 0.9 | 0.9 | 0.9 | 0.9 | 0.9 | 0.9 | 0.9 | 0.9 | 0.9 | 0.9 | 0.9 | 0.9 | 0.9 | 0.9 | 0.9 | 0.9 | 0.9 | 0.9 | 0.9 | 0.9 | 0.9 | 0.9 | 0.9 | 0.9
F2_Commercial_Office_New_Food Preparation_Natural Gas_Griddle_E2 | F2 | Commercial | Office | New | Food Preparation | Natural Gas | Griddle | E2 | TRC BC Ratio | 1.796 | 1.8237 | 1.8438 | 1.8336 | 1.8354 | 1.73 | 1.6428 | 1.5942 | 1.574 | 1.6323 | 1.7089 | 1.789 | 1.643 | 1.7404 | 1.7464 | 1.7377 | 1.7393 | 1.7446 | 1.7113 | 1.7314 | 1.745 | 1.764 | 1.7886 | 0.89704 | 0.87953 | 0.86307 | 0.84752 | 0.83272 | 0.81854 | 0.80489 | 0.79167
F2_Commercial_Office_New_Food Preparation_Natural Gas_Griddle_E3 | F2 | Commercial | Office | New | Food Preparation | Natural Gas | Griddle | E3 | TRC BC Ratio | 0 | 0 | 0 | 0 | 0 | 0 | 0 | 0 | 0 | 0 | 0 | 0 | 0 | 0 | 0 | 0 | 0 | 0 | 0 | 0 | 0 | 0 | 0 | 0 | 0 | 0 | 0 | 0 | 0 | 0 | 0
F2_Commercial_Office_New_Food Preparation_Natural Gas_Griddle_E4 | F2 | Commercial | Office | New | Food Preparation | Natural Gas | Griddle | E4 | TRC BC Ratio | 0 | 0 | 0 | 0 | 0 | 0 | 0 | 0 | 0 | 0 | 0 | 0 | 0 | 0 | 0 | 0 | 0 | 0 | 0 | 0 | 0 | 0 | 0 | 0 | 0 | 0 | 0 | 0 | 0 | 0 | 0
F2_Commercial_Office_New_Food Preparation_Natural Gas_Griddle_E5 | F2 | Commercial | Office | New | Food Preparation | Natural Gas | Griddle | E5 | TRC BC Ratio | 0 | 0 | 0 | 0 | 0 | 0 | 0 | 0 | 0 | 0 | 0 | 0 | 0 | 0 | 0 | 0 | 0 | 0 | 0 | 0 | 0 | 0 | 0 | 0 | 0 | 0 | 0 | 0 | 0 | 0 | 0
F2_Commercial_Office_New_Food Preparation_Natural Gas_Griddle_E6 | F2 | Commercial | Office | New | Food Preparation | Natural Gas | Griddle | E6 | TRC BC Ratio | 0 | 0 | 0 | 0 | 0 | 0 | 0 | 0 | 0 | 0 | 0 | 0 | 0 | 0 | 0 | 0 | 0 | 0 | 0 | 0 | 0 | 0 | 0 | 0 | 0 | 0 | 0 | 0 | 0 | 0 | 0
F2_Commercial_Office_New_Food Preparation_Natural Gas_Griddle_E7 | F2 | Commercial | Office | New | Food Preparation | Natural Gas | Griddle | E7 | TRC BC Ratio | 0 | 0 | 0 | 0 | 0 | 0 | 0 | 0 | 0 | 0 | 0 | 0 | 0 | 0 | 0 | 0 | 0 | 0 | 0 | 0 | 0 | 0 | 0 | 0 | 0 | 0 | 0 | 0 | 0 | 0 | 0
F2_Commercial_Office_New_Food Preparation_Natural Gas_Griddle_E8 | F2 | Commercial | Office | New | Food Preparation | Natural Gas | Griddle | E8 | TRC BC Ratio | 0 | 0 | 0 | 0 | 0 | 0 | 0 | 0 | 0 | 0 | 0 | 0 | 0 | 0 | 0 | 0 | 0 | 0 | 0 | 0 | 0 | 0 | 0 | 0 | 0 | 0 | 0 | 0 | 0 | 0 | 0
F2_Commercial_Office_New_Food Preparation_Natural Gas_Griddle_E9 | F2 | Commercial | Office | New | Food Preparation | Natural Gas | Griddle | E9 | TRC BC Ratio | 0 | 0 | 0 | 0 | 0 | 0 | 0 | 0 | 0 | 0 | 0 | 0 | 0 | 0 | 0 | 0 | 0 | 0 | 0 | 0 | 0 | 0 | 0 | 0 | 0 | 0 | 0 | 0 | 0 | 0 | 0
F2_Commercial_Office_New_Food Preparation_Natural Gas_Griddle_E10 | F2 | Commercial | Office | New | Food Preparation | Natural Gas | Griddle | E10 | TRC BC Ratio | 0 | 0 | 0 | 0 | 0 | 0 | 0 | 0 | 0 | 0 | 0 | 0 | 0 | 0 | 0 | 0 | 0 | 0 | 0 | 0 | 0 | 0 | 0 | 0 | 0 | 0 | 0 | 0 | 0 | 0 | 0
F3_Commercial_Office_New_Food Preparation_Natural Gas_Griddle_E1 | F3 | Commercial | Office | New | Food Preparation | Natural Gas | Griddle | E1 | PACT BC Ratio | 0.9 | 0.9 | 0.9 | 0.9 | 0.9 | 0.9 | 0.9 | 0.9 | 0.9 | 0.9 | 0.9 | 0.9 | 0.9 | 0.9 | 0.9 | 0.9 | 0.9 | 0.9 | 0.9 | 0.9 | 0.9 | 0.9 | 0.9 | 0.9 | 0.9 | 0.9 | 0.9 | 0.9 | 0.9 | 0.9 | 0.9
F3_Commercial_Office_New_Food Preparation_Natural Gas_Griddle_E2 | F3 | Commercial | Office | New | Food Preparation | Natural Gas | Griddle | E2 | PACT BC Ratio | 1.796 | 1.8237 | 1.8438 | 1.8336 | 1.8354 | 1.73 | 1.6428 | 1.5942 | 1.574 | 1.6323 | 1.7089 | 1.789 | 1.643 | 1.7404 | 1.7464 | 1.7377 | 1.7393 | 1.7446 | 1.7113 | 1.7314 | 1.745 | 1.764 | 1.7886 | 0.89704 | 0.87953 | 0.86307 | 0.84752 | 0.83272 | 0.81854 | 0.80489 | 0.79167
F3_Commercial_Office_New_Food Preparation_Natural Gas_Griddle_E3 | F3 | Commercial | Office | New | Food Preparation | Natural Gas | Griddle | E3 | PACT BC Ratio | 0 | 0 | 0 | 0 | 0 | 0 | 0 | 0 | 0 | 0 | 0 | 0 | 0 | 0 | 0 | 0 | 0 | 0 | 0 | 0 | 0 | 0 | 0 | 0 | 0 | 0 | 0 | 0 | 0 | 0 | 0
F3_Commercial_Office_New_Food Preparation_Natural Gas_Griddle_E4 | F3 | Commercial | Office | New | Food Preparation | Natural Gas | Griddle | E4 | PACT BC Ratio | 0 | 0 | 0 | 0 | 0 | 0 | 0 | 0 | 0 | 0 | 0 | 0 | 0 | 0 | 0 | 0 | 0 | 0 | 0 | 0 | 0 | 0 | 0 | 0 | 0 | 0 | 0 | 0 | 0 | 0 | 0
F3_Commercial_Office_New_Food Preparation_Natural Gas_Griddle_E5 | F3 | Commercial | Office | New | Food Preparation | Natural Gas | Griddle | E5 | PACT BC Ratio | 0 | 0 | 0 | 0 | 0 | 0 | 0 | 0 | 0 | 0 | 0 | 0 | 0 | 0 | 0 | 0 | 0 | 0 | 0 | 0 | 0 | 0 | 0 | 0 | 0 | 0 | 0 | 0 | 0 | 0 | 0
F3_Commercial_Office_New_Food Preparation_Natural Gas_Griddle_E6 | F3 | Commercial | Office | New | Food Preparation | Natural Gas | Griddle | E6 | PACT BC Ratio | 0 | 0 | 0 | 0 | 0 | 0 | 0 | 0 | 0 | 0 | 0 | 0 | 0 | 0 | 0 | 0 | 0 | 0 | 0 | 0 | 0 | 0 | 0 | 0 | 0 | 0 | 0 | 0 | 0 | 0 | 0
F3_Commercial_Office_New_Food Preparation_Natural Gas_Griddle_E7 | F3 | Commercial | Office | New | Food Preparation | Natural Gas | Griddle | E7 | PACT BC Ratio | 0 | 0 | 0 | 0 | 0 | 0 | 0 | 0 | 0 | 0 | 0 | 0 | 0 | 0 | 0 | 0 | 0 | 0 | 0 | 0 | 0 | 0 | 0 | 0 | 0 | 0 | 0 | 0 | 0 | 0 | 0
F3_Commercial_Office_New_Food Preparation_Natural Gas_Griddle_E8 | F3 | Commercial | Office | New | Food Preparation | Natural Gas | Griddle | E8 | PACT BC Ratio | 0 | 0 | 0 | 0 | 0 | 0 | 0 | 0 | 0 | 0 | 0 | 0 | 0 | 0 | 0 | 0 | 0 | 0 | 0 | 0 | 0 | 0 | 0 | 0 | 0 | 0 | 0 | 0 | 0 | 0 | 0
F3_Commercial_Office_New_Food Preparation_Natural Gas_Griddle_E9 | F3 | Commercial | Office | New | Food Preparation | Natural Gas | Griddle | E9 | PACT BC Ratio | 0 | 0 | 0 | 0 | 0 | 0 | 0 | 0 | 0 | 0 | 0 | 0 | 0 | 0 | 0 | 0 | 0 | 0 | 0 | 0 | 0 | 0 | 0 | 0 | 0 | 0 | 0 | 0 | 0 | 0 | 0
F3_Commercial_Office_New_Food Preparation_Natural Gas_Griddle_E10 | F3 | Commercial | Office | New | Food Preparation | Natural Gas | Griddle | E10 | PACT BC Ratio | 0 | 0 | 0 | 0 | 0 | 0 | 0 | 0 | 0 | 0 | 0 | 0 | 0 | 0 | 0 | 0 | 0 | 0 | 0 | 0 | 0 | 0 | 0 | 0 | 0 | 0 | 0 | 0 | 0 | 0 | 0
F4_Commercial_Office_New_Food Preparation_Natural Gas_Griddle_E1 | F4 | Commercial | Office | New | Food Preparation | Natural Gas | Griddle | E1 | PCT BC Ratio | 0.9 | 0.9 | 0.9 | 0.9 | 0.9 | 0.9 | 0.9 | 0.9 | 0.9 | 0.9 | 0.9 | 0.9 | 0.9 | 0.9 | 0.9 | 0.9 | 0.9 | 0.9 | 0.9 | 0.9 | 0.9 | 0.9 | 0.9 | 0.9 | 0.9 | 0.9 | 0.9 | 0.9 | 0.9 | 0.9 | 0.9
F4_Commercial_Office_New_Food Preparation_Natural Gas_Griddle_E2 | F4 | Commercial | Office | New | Food Preparation | Natural Gas | Griddle | E2 | PCT BC Ratio | 5.5186 | 5.5883 | 5.639 | 5.6131 | 5.6178 | 5.3526 | 5.1333 | 5.0108 | 4.96 | 5.1068 | 5.2995 | 5.501 | 5.1337 | 5.3789 | 5.3938 | 5.3719 | 5.3759 | 5.3893 | 5.3055 | 5.3561 | 5.3902 | 5.4382 | 5.5 | 3.2569 | 3.2128 | 3.1714 | 3.1323 | 3.0951 | 3.0594 | 3.0251 | 2.9918
F4_Commercial_Office_New_Food Preparation_Natural Gas_Griddle_E3 | F4 | Commercial | Office | New | Food Preparation | Natural Gas | Griddle | E3 | PCT BC Ratio | 0 | 0 | 0 | 0 | 0 | 0 | 0 | 0 | 0 | 0 | 0 | 0 | 0 | 0 | 0 | 0 | 0 | 0 | 0 | 0 | 0 | 0 | 0 | 0 | 0 | 0 | 0 | 0 | 0 | 0 | 0
F4_Commercial_Office_New_Food Preparation_Natural Gas_Griddle_E4 | F4 | Commercial | Office | New | Food Preparation | Natural Gas | Griddle | E4 | PCT BC Ratio | 0 | 0 | 0 | 0 | 0 | 0 | 0 | 0 | 0 | 0 | 0 | 0 | 0 | 0 | 0 | 0 | 0 | 0 | 0 | 0 | 0 | 0 | 0 | 0 | 0 | 0 | 0 | 0 | 0 | 0 | 0
F4_Commercial_Office_New_Food Preparation_Natural Gas_Griddle_E5 | F4 | Commercial | Office | New | Food Preparation | Natural Gas | Griddle | E5 | PCT BC Ratio | 0 | 0 | 0 | 0 | 0 | 0 | 0 | 0 | 0 | 0 | 0 | 0 | 0 | 0 | 0 | 0 | 0 | 0 | 0 | 0 | 0 | 0 | 0 | 0 | 0 | 0 | 0 | 0 | 0 | 0 | 0
F4_Commercial_Office_New_Food Preparation_Natural Gas_Griddle_E6 | F4 | Commercial | Office | New | Food Preparation | Natural Gas | Griddle | E6 | PCT BC Ratio | 0 | 0 | 0 | 0 | 0 | 0 | 0 | 0 | 0 | 0 | 0 | 0 | 0 | 0 | 0 | 0 | 0 | 0 | 0 | 0 | 0 | 0 | 0 | 0 | 0 | 0 | 0 | 0 | 0 | 0 | 0
F4_Commercial_Office_New_Food Preparation_Natural Gas_Griddle_E7 | F4 | Commercial | Office | New | Food Preparation | Natural Gas | Griddle | E7 | PCT BC Ratio | 0 | 0 | 0 | 0 | 0 | 0 | 0 | 0 | 0 | 0 | 0 | 0 | 0 | 0 | 0 | 0 | 0 | 0 | 0 | 0 | 0 | 0 | 0 | 0 | 0 | 0 | 0 | 0 | 0 | 0 | 0
F4_Commercial_Office_New_Food Preparation_Natural Gas_Griddle_E8 | F4 | Commercial | Office | New | Food Preparation | Natural Gas | Griddle | E8 | PCT BC Ratio | 0 | 0 | 0 | 0 | 0 | 0 | 0 | 0 | 0 | 0 | 0 | 0 | 0 | 0 | 0 | 0 | 0 | 0 | 0 | 0 | 0 | 0 | 0 | 0 | 0 | 0 | 0 | 0 | 0 | 0 | 0
F4_Commercial_Office_New_Food Preparation_Natural Gas_Griddle_E9 | F4 | Commercial | Office | New | Food Preparation | Natural Gas | Griddle | E9 | PCT BC Ratio | 0 | 0 | 0 | 0 | 0 | 0 | 0 | 0 | 0 | 0 | 0 | 0 | 0 | 0 | 0 | 0 | 0 | 0 | 0 | 0 | 0 | 0 | 0 | 0 | 0 | 0 | 0 | 0 | 0 | 0 | 0
F4_Commercial_Office_New_Food Preparation_Natural Gas_Griddle_E10 | F4 | Commercial | Office | New | Food Preparation | Natural Gas | Griddle | E10 | PCT BC Ratio | 0 | 0 | 0 | 0 | 0 | 0 | 0 | 0 | 0 | 0 | 0 | 0 | 0 | 0 | 0 | 0 | 0 | 0 | 0 | 0 | 0 | 0 | 0 | 0 | 0 | 0 | 0 | 0 | 0 | 0 | 0
F5_Commercial_Office_New_Food Preparation_Natural Gas_Griddle_E1 | F5 | Commercial | Office | New | Food Preparation | Natural Gas | Griddle | E1 | RIM BC Ratio | 0.9 | 0.9 | 0.9 | 0.9 | 0.9 | 0.9 | 0.9 | 0.9 | 0.9 | 0.9 | 0.9 | 0.9 | 0.9 | 0.9 | 0.9 | 0.9 | 0.9 | 0.9 | 0.9 | 0.9 | 0.9 | 0.9 | 0.9 | 0.9 | 0.9 | 0.9 | 0.9 | 0.9 | 0.9 | 0.9 | 0.9
F5_Commercial_Office_New_Food Preparation_Natural Gas_Griddle_E2 | F5 | Commercial | Office | New | Food Preparation | Natural Gas | Griddle | E2 | RIM BC Ratio | 0.56985 | 0.57261 | 0.57458 | 0.57358 | 0.57376 | 0.56303 | 0.55347 | 0.54784 | 0.54543 | 0.55227 | 0.56078 | 0.56914 | 0.55349 | 0.56413 | 0.56476 | 0.56384 | 0.56401 | 0.56457 | 0.56103 | 0.56318 | 0.56461 | 0.56659 | 0.5691 | 0.43237 | 0.42826 | 0.42432 | 0.42052 | 0.41685 | 0.41327 | 0.40976 | 0.4063
F5_Commercial_Office_New_Food Preparation_Natural Gas_Griddle_E3 | F5 | Commercial | Office | New | Food Preparation | Natural Gas | Griddle | E3 | RIM BC Ratio | 0 | 0 | 0 | 0 | 0 | 0 | 0 | 0 | 0 | 0 | 0 | 0 | 0 | 0 | 0 | 0 | 0 | 0 | 0 | 0 | 0 | 0 | 0 | 0 | 0 | 0 | 0 | 0 | 0 | 0 | 0
F5_Commercial_Office_New_Food Preparation_Natural Gas_Griddle_E4 | F5 | Commercial | Office | New | Food Preparation | Natural Gas | Griddle | E4 | RIM BC Ratio | 0 | 0 | 0 | 0 | 0 | 0 | 0 | 0 | 0 | 0 | 0 | 0 | 0 | 0 | 0 | 0 | 0 | 0 | 0 | 0 | 0 | 0 | 0 | 0 | 0 | 0 | 0 | 0 | 0 | 0 | 0
F5_Commercial_Office_New_Food Preparation_Natural Gas_Griddle_E5 | F5 | Commercial | Office | New | Food Preparation | Natural Gas | Griddle | E5 | RIM BC Ratio | 0 | 0 | 0 | 0 | 0 | 0 | 0 | 0 | 0 | 0 | 0 | 0 | 0 | 0 | 0 | 0 | 0 | 0 | 0 | 0 | 0 | 0 | 0 | 0 | 0 | 0 | 0 | 0 | 0 | 0 | 0
F5_Commercial_Office_New_Food Preparation_Natural Gas_Griddle_E6 | F5 | Commercial | Office | New | Food Preparation | Natural Gas | Griddle | E6 | RIM BC Ratio | 0 | 0 | 0 | 0 | 0 | 0 | 0 | 0 | 0 | 0 | 0 | 0 | 0 | 0 | 0 | 0 | 0 | 0 | 0 | 0 | 0 | 0 | 0 | 0 | 0 | 0 | 0 | 0 | 0 | 0 | 0
F5_Commercial_Office_New_Food Preparation_Natural Gas_Griddle_E7 | F5 | Commercial | Office | New | Food Preparation | Natural Gas | Griddle | E7 | RIM BC Ratio | 0 | 0 | 0 | 0 | 0 | 0 | 0 | 0 | 0 | 0 | 0 | 0 | 0 | 0 | 0 | 0 | 0 | 0 | 0 | 0 | 0 | 0 | 0 | 0 | 0 | 0 | 0 | 0 | 0 | 0 | 0
F5_Commercial_Office_New_Food Preparation_Natural Gas_Griddle_E8 | F5 | Commercial | Office | New | Food Preparation | Natural Gas | Griddle | E8 | RIM BC Ratio | 0 | 0 | 0 | 0 | 0 | 0 | 0 | 0 | 0 | 0 | 0 | 0 | 0 | 0 | 0 | 0 | 0 | 0 | 0 | 0 | 0 | 0 | 0 | 0 | 0 | 0 | 0 | 0 | 0 | 0 | 0
F5_Commercial_Office_New_Food Preparation_Natural Gas_Griddle_E9 | F5 | Commercial | Office | New | Food Preparation | Natural Gas | Griddle | E9 | RIM BC Ratio | 0 | 0 | 0 | 0 | 0 | 0 | 0 | 0 | 0 | 0 | 0 | 0 | 0 | 0 | 0 | 0 | 0 | 0 | 0 | 0 | 0 | 0 | 0 | 0 | 0 | 0 | 0 | 0 | 0 | 0 | 0
F5_Commercial_Office_New_Food Preparation_Natural Gas_Griddle_E10 | F5 | Commercial | Office | New | Food Preparation | Natural Gas | Griddle | E10 | RIM BC Ratio | 0 | 0 | 0 | 0 | 0 | 0 | 0 | 0 | 0 | 0 | 0 | 0 | 0 | 0 | 0 | 0 | 0 | 0 | 0 | 0 | 0 | 0 | 0 | 0 | 0 | 0 | 0 | 0 | 0 | 0 | 0
F0_Commercial_Office_New_Food Preparation_Natural Gas_Range_E0 | F0 | Commercial | Office | New | Food Preparation | Natural Gas | Range | E0 | Economic Unit | High Efficiency | High Efficiency | High Efficiency | High Efficiency | High Efficiency | High Efficiency | High Efficiency | High Efficiency | High Efficiency | High Efficiency | High Efficiency | High Efficiency | High Efficiency | High Efficiency | High Efficiency | High Efficiency | High Efficiency | High Efficiency | High Efficiency | High Efficiency | High Efficiency | High Efficiency | High Efficiency | High Efficiency | High Efficiency | High Efficiency | High Efficiency | High Efficiency | High Efficiency | High Efficiency | High Efficiency
F1_Commercial_Office_New_Food Preparation_Natural Gas_Range_E1 | F1 | Commercial | Office | New | Food Preparation | Natural Gas | Range | E1 | CCE | 0 | 0 | 0 | 0 | 0 | 0 | 0 | 0 | 0 | 0 | 0 | 0 | 0 | 0 | 0 | 0 | 0 | 0 | 0 | 0 | 0 | 0 | 0 | 0 | 0 | 0 | 0 | 0 | 0 | 0 | 0
F1_Commercial_Office_New_Food Preparation_Natural Gas_Range_E2 | F1 | Commercial | Office | New | Food Preparation | Natural Gas | Range | E2 | CCE | 9.6499e-06 | 9.277e-06 | 9.3212e-06 | 9.4186e-06 | 9.4186e-06 | 9.4186e-06 | 9.4186e-06 | 9.4186e-06 | 9.4186e-06 | 9.4186e-06 | 9.4186e-06 | 9.4186e-06 | 9.4186e-06 | 9.4186e-06 | 9.4186e-06 | 9.4186e-06 | 9.4186e-06 | 9.4186e-06 | 9.4186e-06 | 9.4186e-06 | 9.4186e-06 | 9.4186e-06 | 9.4186e-06 | 9.4186e-06 | 9.4186e-06 | 9.4186e-06 | 9.4186e-06 | 9.4186e-06 | 9.4186e-06 | 9.4186e-06 | 9.4186e-06
F1_Commercial_Office_New_Food Preparation_Natural Gas_Range_E3 | F1 | Commercial | Office | New | Food Preparation | Natural Gas | Range | E3 | CCE | 0 | 0 | 0 | 0 | 0 | 0 | 0 | 0 | 0 | 0 | 0 | 0 | 0 | 0 | 0 | 0 | 0 | 0 | 0 | 0 | 0 | 0 | 0 | 0 | 0 | 0 | 0 | 0 | 0 | 0 | 0
F1_Commercial_Office_New_Food Preparation_Natural Gas_Range_E4 | F1 | Commercial | Office | New | Food Preparation | Natural Gas | Range | E4 | CCE | 0 | 0 | 0 | 0 | 0 | 0 | 0 | 0 | 0 | 0 | 0 | 0 | 0 | 0 | 0 | 0 | 0 | 0 | 0 | 0 | 0 | 0 | 0 | 0 | 0 | 0 | 0 | 0 | 0 | 0 | 0
F1_Commercial_Office_New_Food Preparation_Natural Gas_Range_E5 | F1 | Commercial | Office | New | Food Preparation | Natural Gas | Range | E5 | CCE | 0 | 0 | 0 | 0 | 0 | 0 | 0 | 0 | 0 | 0 | 0 | 0 | 0 | 0 | 0 | 0 | 0 | 0 | 0 | 0 | 0 | 0 | 0 | 0 | 0 | 0 | 0 | 0 | 0 | 0 | 0
F1_Commercial_Office_New_Food Preparation_Natural Gas_Range_E6 | F1 | Commercial | Office | New | Food Preparation | Natural Gas | Range | E6 | CCE | 0 | 0 | 0 | 0 | 0 | 0 | 0 | 0 | 0 | 0 | 0 | 0 | 0 | 0 | 0 | 0 | 0 | 0 | 0 | 0 | 0 | 0 | 0 | 0 | 0 | 0 | 0 | 0 | 0 | 0 | 0
F1_Commercial_Office_New_Food Preparation_Natural Gas_Range_E7 | F1 | Commercial | Office | New | Food Preparation | Natural Gas | Range | E7 | CCE | 0 | 0 | 0 | 0 | 0 | 0 | 0 | 0 | 0 | 0 | 0 | 0 | 0 | 0 | 0 | 0 | 0 | 0 | 0 | 0 | 0 | 0 | 0 | 0 | 0 | 0 | 0 | 0 | 0 | 0 | 0
F1_Commercial_Office_New_Food Preparation_Natural Gas_Range_E8 | F1 | Commercial | Office | New | Food Preparation | Natural Gas | Range | E8 | CCE | 0 | 0 | 0 | 0 | 0 | 0 | 0 | 0 | 0 | 0 | 0 | 0 | 0 | 0 | 0 | 0 | 0 | 0 | 0 | 0 | 0 | 0 | 0 | 0 | 0 | 0 | 0 | 0 | 0 | 0 | 0
F1_Commercial_Office_New_Food Preparation_Natural Gas_Range_E9 | F1 | Commercial | Office | New | Food Preparation | Natural Gas | Range | E9 | CCE | 0 | 0 | 0 | 0 | 0 | 0 | 0 | 0 | 0 | 0 | 0 | 0 | 0 | 0 | 0 | 0 | 0 | 0 | 0 | 0 | 0 | 0 | 0 | 0 | 0 | 0 | 0 | 0 | 0 | 0 | 0
F1_Commercial_Office_New_Food Preparation_Natural Gas_Range_E10 | F1 | Commercial | Office | New | Food Preparation | Natural Gas | Range | E10 | CCE | 0 | 0 | 0 | 0 | 0 | 0 | 0 | 0 | 0 | 0 | 0 | 0 | 0 | 0 | 0 | 0 | 0 | 0 | 0 | 0 | 0 | 0 | 0 | 0 | 0 | 0 | 0 | 0 | 0 | 0 | 0
F2_Commercial_Office_New_Food Preparation_Natural Gas_Range_E1 | F2 | Commercial | Office | New | Food Preparation | Natural Gas | Range | E1 | TRC BC Ratio | 0.9 | 0.9 | 0.9 | 0.9 | 0.9 | 0.9 | 0.9 | 0.9 | 0.9 | 0.9 | 0.9 | 0.9 | 0.9 | 0.9 | 0.9 | 0.9 | 0.9 | 0.9 | 0.9 | 0.9 | 0.9 | 0.9 | 0.9 | 0.9 | 0.9 | 0.9 | 0.9 | 0.9 | 0.9 | 0.9 | 0.9
F2_Commercial_Office_New_Food Preparation_Natural Gas_Range_E2 | F2 | Commercial | Office | New | Food Preparation | Natural Gas | Range | E2 | TRC BC Ratio | 1057.5122 | 1078.4736 | 1093.4653 | 1109.7176 | 1133.061 | 1061.5651 | 1005.6887 | 976.305 | 965.7499 | 949.553 | 938.6219 | 988.3561 | 884.5366 | 945.4449 | 1023.6163 | 1099.6016 | 1102.4375 | 1107.7013 | 1086.5344 | 1101.6349 | 1112.2016 | 1126.4659 | 1144.3937 | 539.0652 | 528.311 | 518.2462 | 508.7709 | 499.7846 | 491.2032 | 482.9519 | 474.9797
F2_Commercial_Office_New_Food Preparation_Natural Gas_Range_E3 | F2 | Commercial | Office | New | Food Preparation | Natural Gas | Range | E3 | TRC BC Ratio | 0 | 0 | 0 | 0 | 0 | 0 | 0 | 0 | 0 | 0 | 0 | 0 | 0 | 0 | 0 | 0 | 0 | 0 | 0 | 0 | 0 | 0 | 0 | 0 | 0 | 0 | 0 | 0 | 0 | 0 | 0
F2_Commercial_Office_New_Food Preparation_Natural Gas_Range_E4 | F2 | Commercial | Office | New | Food Preparation | Natural Gas | Range | E4 | TRC BC Ratio | 0 | 0 | 0 | 0 | 0 | 0 | 0 | 0 | 0 | 0 | 0 | 0 | 0 | 0 | 0 | 0 | 0 | 0 | 0 | 0 | 0 | 0 | 0 | 0 | 0 | 0 | 0 | 0 | 0 | 0 | 0
F2_Commercial_Office_New_Food Preparation_Natural Gas_Range_E5 | F2 | Commercial | Office | New | Food Preparation | Natural Gas | Range | E5 | TRC BC Ratio | 0 | 0 | 0 | 0 | 0 | 0 | 0 | 0 | 0 | 0 | 0 | 0 | 0 | 0 | 0 | 0 | 0 | 0 | 0 | 0 | 0 | 0 | 0 | 0 | 0 | 0 | 0 | 0 | 0 | 0 | 0
F2_Commercial_Office_New_Food Preparation_Natural Gas_Range_E6 | F2 | Commercial | Office | New | Food Preparation | Natural Gas | Range | E6 | TRC BC Ratio | 0 | 0 | 0 | 0 | 0 | 0 | 0 | 0 | 0 | 0 | 0 | 0 | 0 | 0 | 0 | 0 | 0 | 0 | 0 | 0 | 0 | 0 | 0 | 0 | 0 | 0 | 0 | 0 | 0 | 0 | 0
F2_Commercial_Office_New_Food Preparation_Natural Gas_Range_E7 | F2 | Commercial | Office | New | Food Preparation | Natural Gas | Range | E7 | TRC BC Ratio | 0 | 0 | 0 | 0 | 0 | 0 | 0 | 0 | 0 | 0 | 0 | 0 | 0 | 0 | 0 | 0 | 0 | 0 | 0 | 0 | 0 | 0 | 0 | 0 | 0 | 0 | 0 | 0 | 0 | 0 | 0
F2_Commercial_Office_New_Food Preparation_Natural Gas_Range_E8 | F2 | Commercial | Office | New | Food Preparation | Natural Gas | Range | E8 | TRC BC Ratio | 0 | 0 | 0 | 0 | 0 | 0 | 0 | 0 | 0 | 0 | 0 | 0 | 0 | 0 | 0 | 0 | 0 | 0 | 0 | 0 | 0 | 0 | 0 | 0 | 0 | 0 | 0 | 0 | 0 | 0 | 0
F2_Commercial_Office_New_Food Preparation_Natural Gas_Range_E9 | F2 | Commercial | Office | New | Food Preparation | Natural Gas | Range | E9 | TRC BC Ratio | 0 | 0 | 0 | 0 | 0 | 0 | 0 | 0 | 0 | 0 | 0 | 0 | 0 | 0 | 0 | 0 | 0 | 0 | 0 | 0 | 0 | 0 | 0 | 0 | 0 | 0 | 0 | 0 | 0 | 0 | 0
F2_Commercial_Office_New_Food Preparation_Natural Gas_Range_E10 | F2 | Commercial | Office | New | Food Preparation | Natural Gas | Range | E10 | TRC BC Ratio | 0 | 0 | 0 | 0 | 0 | 0 | 0 | 0 | 0 | 0 | 0 | 0 | 0 | 0 | 0 | 0 | 0 | 0 | 0 | 0 | 0 | 0 | 0 | 0 | 0 | 0 | 0 | 0 | 0 | 0 | 0
F3_Commercial_Office_New_Food Preparation_Natural Gas_Range_E1 | F3 | Commercial | Office | New | Food Preparation | Natural Gas | Range | E1 | PACT BC Ratio | 0.9 | 0.9 | 0.9 | 0.9 | 0.9 | 0.9 | 0.9 | 0.9 | 0.9 | 0.9 | 0.9 | 0.9 | 0.9 | 0.9 | 0.9 | 0.9 | 0.9 | 0.9 | 0.9 | 0.9 | 0.9 | 0.9 | 0.9 | 0.9 | 0.9 | 0.9 | 0.9 | 0.9 | 0.9 | 0.9 | 0.9
F3_Commercial_Office_New_Food Preparation_Natural Gas_Range_E2 | F3 | Commercial | Office | New | Food Preparation | Natural Gas | Range | E2 | PACT BC Ratio | 1057.5122 | 1078.4736 | 1093.4653 | 1109.7176 | 1133.061 | 1061.5651 | 1005.6887 | 976.305 | 965.7499 | 949.553 | 938.6219 | 988.3561 | 884.5366 | 945.4449 | 1023.6163 | 1099.6016 | 1102.4375 | 1107.7013 | 1086.5344 | 1101.6349 | 1112.2016 | 1126.4659 | 1144.3937 | 539.0652 | 528.311 | 518.2462 | 508.7709 | 499.7846 | 491.2032 | 482.9519 | 474.9797
F3_Commercial_Office_New_Food Preparation_Natural Gas_Range_E3 | F3 | Commercial | Office | New | Food Preparation | Natural Gas | Range | E3 | PACT BC Ratio | 0 | 0 | 0 | 0 | 0 | 0 | 0 | 0 | 0 | 0 | 0 | 0 | 0 | 0 | 0 | 0 | 0 | 0 | 0 | 0 | 0 | 0 | 0 | 0 | 0 | 0 | 0 | 0 | 0 | 0 | 0
F3_Commercial_Office_New_Food Preparation_Natural Gas_Range_E4 | F3 | Commercial | Office | New | Food Preparation | Natural Gas | Range | E4 | PACT BC Ratio | 0 | 0 | 0 | 0 | 0 | 0 | 0 | 0 | 0 | 0 | 0 | 0 | 0 | 0 | 0 | 0 | 0 | 0 | 0 | 0 | 0 | 0 | 0 | 0 | 0 | 0 | 0 | 0 | 0 | 0 | 0
F3_Commercial_Office_New_Food Preparation_Natural Gas_Range_E5 | F3 | Commercial | Office | New | Food Preparation | Natural Gas | Range | E5 | PACT BC Ratio | 0 | 0 | 0 | 0 | 0 | 0 | 0 | 0 | 0 | 0 | 0 | 0 | 0 | 0 | 0 | 0 | 0 | 0 | 0 | 0 | 0 | 0 | 0 | 0 | 0 | 0 | 0 | 0 | 0 | 0 | 0
F3_Commercial_Office_New_Food Preparation_Natural Gas_Range_E6 | F3 | Commercial | Office | New | Food Preparation | Natural Gas | Range | E6 | PACT BC Ratio | 0 | 0 | 0 | 0 | 0 | 0 | 0 | 0 | 0 | 0 | 0 | 0 | 0 | 0 | 0 | 0 | 0 | 0 | 0 | 0 | 0 | 0 | 0 | 0 | 0 | 0 | 0 | 0 | 0 | 0 | 0
F3_Commercial_Office_New_Food Preparation_Natural Gas_Range_E7 | F3 | Commercial | Office | New | Food Preparation | Natural Gas | Range | E7 | PACT BC Ratio | 0 | 0 | 0 | 0 | 0 | 0 | 0 | 0 | 0 | 0 | 0 | 0 | 0 | 0 | 0 | 0 | 0 | 0 | 0 | 0 | 0 | 0 | 0 | 0 | 0 | 0 | 0 | 0 | 0 | 0 | 0
F3_Commercial_Office_New_Food Preparation_Natural Gas_Range_E8 | F3 | Commercial | Office | New | Food Preparation | Natural Gas | Range | E8 | PACT BC Ratio | 0 | 0 | 0 | 0 | 0 | 0 | 0 | 0 | 0 | 0 | 0 | 0 | 0 | 0 | 0 | 0 | 0 | 0 | 0 | 0 | 0 | 0 | 0 | 0 | 0 | 0 | 0 | 0 | 0 | 0 | 0
F3_Commercial_Office_New_Food Preparation_Natural Gas_Range_E9 | F3 | Commercial | Office | New | Food Preparation | Natural Gas | Range | E9 | PACT BC Ratio | 0 | 0 | 0 | 0 | 0 | 0 | 0 | 0 | 0 | 0 | 0 | 0 | 0 | 0 | 0 | 0 | 0 | 0 | 0 | 0 | 0 | 0 | 0 | 0 | 0 | 0 | 0 | 0 | 0 | 0 | 0
F3_Commercial_Office_New_Food Preparation_Natural Gas_Range_E10 | F3 | Commercial | Office | New | Food Preparation | Natural Gas | Range | E10 | PACT BC Ratio | 0 | 0 | 0 | 0 | 0 | 0 | 0 | 0 | 0 | 0 | 0 | 0 | 0 | 0 | 0 | 0 | 0 | 0 | 0 | 0 | 0 | 0 | 0 | 0 | 0 | 0 | 0 | 0 | 0 | 0 | 0
F4_Commercial_Office_New_Food Preparation_Natural Gas_Range_E1 | F4 | Commercial | Office | New | Food Preparation | Natural Gas | Range | E1 | PCT BC Ratio | 0.9 | 0.9 | 0.9 | 0.9 | 0.9 | 0.9 | 0.9 | 0.9 | 0.9 | 0.9 | 0.9 | 0.9 | 0.9 | 0.9 | 0.9 | 0.9 | 0.9 | 0.9 | 0.9 | 0.9 | 0.9 | 0.9 | 0.9 | 0.9 | 0.9 | 0.9 | 0.9 | 0.9 | 0.9 | 0.9 | 0.9
F4_Commercial_Office_New_Food Preparation_Natural Gas_Range_E2 | F4 | Commercial | Office | New | Food Preparation | Natural Gas | Range | E2 | PCT BC Ratio | 2661.6339 | 2714.3714 | 2752.0895 | 2792.9794 | 2851.7097 | 2671.8307 | 2531.2492 | 2457.3217 | 2430.7657 | 2390.0152 | 2362.5134 | 2487.6415 | 2226.4381 | 2379.6796 | 2576.3539 | 2767.528 | 2774.663 | 2787.9063 | 2734.6519 | 2772.6439 | 2799.2289 | 2835.117 | 2880.2223 | 1357.254 | 1330.197 | 1304.8747 | 1281.0353 | 1258.4265 | 1236.8363 | 1216.0765 | 1196.0188
F4_Commercial_Office_New_Food Preparation_Natural Gas_Range_E3 | F4 | Commercial | Office | New | Food Preparation | Natural Gas | Range | E3 | PCT BC Ratio | 0 | 0 | 0 | 0 | 0 | 0 | 0 | 0 | 0 | 0 | 0 | 0 | 0 | 0 | 0 | 0 | 0 | 0 | 0 | 0 | 0 | 0 | 0 | 0 | 0 | 0 | 0 | 0 | 0 | 0 | 0
F4_Commercial_Office_New_Food Preparation_Natural Gas_Range_E4 | F4 | Commercial | Office | New | Food Preparation | Natural Gas | Range | E4 | PCT BC Ratio | 0 | 0 | 0 | 0 | 0 | 0 | 0 | 0 | 0 | 0 | 0 | 0 | 0 | 0 | 0 | 0 | 0 | 0 | 0 | 0 | 0 | 0 | 0 | 0 | 0 | 0 | 0 | 0 | 0 | 0 | 0
F4_Commercial_Office_New_Food Preparation_Natural Gas_Range_E5 | F4 | Commercial | Office | New | Food Preparation | Natural Gas | Range | E5 | PCT BC Ratio | 0 | 0 | 0 | 0 | 0 | 0 | 0 | 0 | 0 | 0 | 0 | 0 | 0 | 0 | 0 | 0 | 0 | 0 | 0 | 0 | 0 | 0 | 0 | 0 | 0 | 0 | 0 | 0 | 0 | 0 | 0
F4_Commercial_Office_New_Food Preparation_Natural Gas_Range_E6 | F4 | Commercial | Office | New | Food Preparation | Natural Gas | Range | E6 | PCT BC Ratio | 0 | 0 | 0 | 0 | 0 | 0 | 0 | 0 | 0 | 0 | 0 | 0 | 0 | 0 | 0 | 0 | 0 | 0 | 0 | 0 | 0 | 0 | 0 | 0 | 0 | 0 | 0 | 0 | 0 | 0 | 0
F4_Commercial_Office_New_Food Preparation_Natural Gas_Range_E7 | F4 | Commercial | Office | New | Food Preparation | Natural Gas | Range | E7 | PCT BC Ratio | 0 | 0 | 0 | 0 | 0 | 0 | 0 | 0 | 0 | 0 | 0 | 0 | 0 | 0 | 0 | 0 | 0 | 0 | 0 | 0 | 0 | 0 | 0 | 0 | 0 | 0 | 0 | 0 | 0 | 0 | 0
F4_Commercial_Office_New_Food Preparation_Natural Gas_Range_E8 | F4 | Commercial | Office | New | Food Preparation | Natural Gas | Range | E8 | PCT BC Ratio | 0 | 0 | 0 | 0 | 0 | 0 | 0 | 0 | 0 | 0 | 0 | 0 | 0 | 0 | 0 | 0 | 0 | 0 | 0 | 0 | 0 | 0 | 0 | 0 | 0 | 0 | 0 | 0 | 0 | 0 | 0
F4_Commercial_Office_New_Food Preparation_Natural Gas_Range_E9 | F4 | Commercial | Office | New | Food Preparation | Natural Gas | Range | E9 | PCT BC Ratio | 0 | 0 | 0 | 0 | 0 | 0 | 0 | 0 | 0 | 0 | 0 | 0 | 0 | 0 | 0 | 0 | 0 | 0 | 0 | 0 | 0 | 0 | 0 | 0 | 0 | 0 | 0 | 0 | 0 | 0 | 0
F4_Commercial_Office_New_Food Preparation_Natural Gas_Range_E10 | F4 | Commercial | Office | New | Food Preparation | Natural Gas | Range | E10 | PCT BC Ratio | 0 | 0 | 0 | 0 | 0 | 0 | 0 | 0 | 0 | 0 | 0 | 0 | 0 | 0 | 0 | 0 | 0 | 0 | 0 | 0 | 0 | 0 | 0 | 0 | 0 | 0 | 0 | 0 | 0 | 0 | 0
F5_Commercial_Office_New_Food Preparation_Natural Gas_Range_E1 | F5 | Commercial | Office | New | Food Preparation | Natural Gas | Range | E1 | RIM BC Ratio | 0.9 | 0.9 | 0.9 | 0.9 | 0.9 | 0.9 | 0.9 | 0.9 | 0.9 | 0.9 | 0.9 | 0.9 | 0.9 | 0.9 | 0.9 | 0.9 | 0.9 | 0.9 | 0.9 | 0.9 | 0.9 | 0.9 | 0.9 | 0.9 | 0.9 | 0.9 | 0.9 | 0.9 | 0.9 | 0.9 | 0.9
F5_Commercial_Office_New_Food Preparation_Natural Gas_Range_E2 | F5 | Commercial | Office | New | Food Preparation | Natural Gas | Range | E2 | RIM BC Ratio | 0.83402 | 0.83403 | 0.83404 | 0.83405 | 0.83406 | 0.83402 | 0.83399 | 0.83397 | 0.83396 | 0.83395 | 0.83394 | 0.83397 | 0.83389 | 0.83394 | 0.834 | 0.83405 | 0.83405 | 0.83405 | 0.83404 | 0.83405 | 0.83405 | 0.83406 | 0.83407 | 0.83339 | 0.83336 | 0.83334 | 0.83331 | 0.83329 | 0.83326 | 0.83324 | 0.83321
F5_Commercial_Office_New_Food Preparation_Natural Gas_Range_E3 | F5 | Commercial | Office | New | Food Preparation | Natural Gas | Range | E3 | RIM BC Ratio | 0 | 0 | 0 | 0 | 0 | 0 | 0 | 0 | 0 | 0 | 0 | 0 | 0 | 0 | 0 | 0 | 0 | 0 | 0 | 0 | 0 | 0 | 0 | 0 | 0 | 0 | 0 | 0 | 0 | 0 | 0
F5_Commercial_Office_New_Food Preparation_Natural Gas_Range_E4 | F5 | Commercial | Office | New | Food Preparation | Natural Gas | Range | E4 | RIM BC Ratio | 0 | 0 | 0 | 0 | 0 | 0 | 0 | 0 | 0 | 0 | 0 | 0 | 0 | 0 | 0 | 0 | 0 | 0 | 0 | 0 | 0 | 0 | 0 | 0 | 0 | 0 | 0 | 0 | 0 | 0 | 0
F5_Commercial_Office_New_Food Preparation_Natural Gas_Range_E5 | F5 | Commercial | Office | New | Food Preparation | Natural Gas | Range | E5 | RIM BC Ratio | 0 | 0 | 0 | 0 | 0 | 0 | 0 | 0 | 0 | 0 | 0 | 0 | 0 | 0 | 0 | 0 | 0 | 0 | 0 | 0 | 0 | 0 | 0 | 0 | 0 | 0 | 0 | 0 | 0 | 0 | 0
F5_Commercial_Office_New_Food Preparation_Natural Gas_Range_E6 | F5 | Commercial | Office | New | Food Preparation | Natural Gas | Range | E6 | RIM BC Ratio | 0 | 0 | 0 | 0 | 0 | 0 | 0 | 0 | 0 | 0 | 0 | 0 | 0 | 0 | 0 | 0 | 0 | 0 | 0 | 0 | 0 | 0 | 0 | 0 | 0 | 0 | 0 | 0 | 0 | 0 | 0
F5_Commercial_Office_New_Food Preparation_Natural Gas_Range_E7 | F5 | Commercial | Office | New | Food Preparation | Natural Gas | Range | E7 | RIM BC Ratio | 0 | 0 | 0 | 0 | 0 | 0 | 0 | 0 | 0 | 0 | 0 | 0 | 0 | 0 | 0 | 0 | 0 | 0 | 0 | 0 | 0 | 0 | 0 | 0 | 0 | 0 | 0 | 0 | 0 | 0 | 0
F5_Commercial_Office_New_Food Preparation_Natural Gas_Range_E8 | F5 | Commercial | Office | New | Food Preparation | Natural Gas | Range | E8 | RIM BC Ratio | 0 | 0 | 0 | 0 | 0 | 0 | 0 | 0 | 0 | 0 | 0 | 0 | 0 | 0 | 0 | 0 | 0 | 0 | 0 | 0 | 0 | 0 | 0 | 0 | 0 | 0 | 0 | 0 | 0 | 0 | 0
F5_Commercial_Office_New_Food Preparation_Natural Gas_Range_E9 | F5 | Commercial | Office | New | Food Preparation | Natural Gas | Range | E9 | RIM BC Ratio | 0 | 0 | 0 | 0 | 0 | 0 | 0 | 0 | 0 | 0 | 0 | 0 | 0 | 0 | 0 | 0 | 0 | 0 | 0 | 0 | 0 | 0 | 0 | 0 | 0 | 0 | 0 | 0 | 0 | 0 | 0
F5_Commercial_Office_New_Food Preparation_Natural Gas_Range_E10 | F5 | Commercial | Office | New | Food Preparation | Natural Gas | Range | E10 | RIM BC Ratio | 0 | 0 | 0 | 0 | 0 | 0 | 0 | 0 | 0 | 0 | 0 | 0 | 0 | 0 | 0 | 0 | 0 | 0 | 0 | 0 | 0 | 0 | 0 | 0 | 0 | 0 | 0 | 0 | 0 | 0 | 0
F0_Commercial_Office_New_Food Preparation_Natural Gas_Steamer_E0 | F0 | Commercial | Office | New | Food Preparation | Natural Gas | Steamer | E0 | Economic Unit | ENERGY STAR | ENERGY STAR | ENERGY STAR | ENERGY STAR | ENERGY STAR | ENERGY STAR | ENERGY STAR | ENERGY STAR | ENERGY STAR | ENERGY STAR | ENERGY STAR | ENERGY STAR | ENERGY STAR | ENERGY STAR | ENERGY STAR | ENERGY STAR | ENERGY STAR | ENERGY STAR | ENERGY STAR | ENERGY STAR | ENERGY STAR | ENERGY STAR | ENERGY STAR | ENERGY STAR | ENERGY STAR | ENERGY STAR | ENERGY STAR | ENERGY STAR | ENERGY STAR | ENERGY STAR | ENERGY STAR
F1_Commercial_Office_New_Food Preparation_Natural Gas_Steamer_E1 | F1 | Commercial | Office | New | Food Preparation | Natural Gas | Steamer | E1 | CCE | 0 | 0 | 0 | 0 | 0 | 0 | 0 | 0 | 0 | 0 | 0 | 0 | 0 | 0 | 0 | 0 | 0 | 0 | 0 | 0 | 0 | 0 | 0 | 0 | 0 | 0 | 0 | 0 | 0 | 0 | 0
F1_Commercial_Office_New_Food Preparation_Natural Gas_Steamer_E2 | F1 | Commercial | Office | New | Food Preparation | Natural Gas | Steamer | E2 | CCE | 0.0020223 | 0.0019441 | 0.0019534 | 0 | 0 | 0 | 0 | 0 | 0 | 0 | 0 | 0 | 0 | 0 | 0 | 0 | 0 | 0 | 0 | 0 | 0 | 0 | 0 | 0 | 0 | 0 | 0 | 0 | 0 | 0 | 0
F1_Commercial_Office_New_Food Preparation_Natural Gas_Steamer_E3 | F1 | Commercial | Office | New | Food Preparation | Natural Gas | Steamer | E3 | CCE | 0 | 0 | 0 | 0 | 0 | 0 | 0 | 0 | 0 | 0 | 0 | 0 | 0 | 0 | 0 | 0 | 0 | 0 | 0 | 0 | 0 | 0 | 0 | 0 | 0 | 0 | 0 | 0 | 0 | 0 | 0
F1_Commercial_Office_New_Food Preparation_Natural Gas_Steamer_E4 | F1 | Commercial | Office | New | Food Preparation | Natural Gas | Steamer | E4 | CCE | 0 | 0 | 0 | 0 | 0 | 0 | 0 | 0 | 0 | 0 | 0 | 0 | 0 | 0 | 0 | 0 | 0 | 0 | 0 | 0 | 0 | 0 | 0 | 0 | 0 | 0 | 0 | 0 | 0 | 0 | 0
F1_Commercial_Office_New_Food Preparation_Natural Gas_Steamer_E5 | F1 | Commercial | Office | New | Food Preparation | Natural Gas | Steamer | E5 | CCE | 0 | 0 | 0 | 0 | 0 | 0 | 0 | 0 | 0 | 0 | 0 | 0 | 0 | 0 | 0 | 0 | 0 | 0 | 0 | 0 | 0 | 0 | 0 | 0 | 0 | 0 | 0 | 0 | 0 | 0 | 0
F1_Commercial_Office_New_Food Preparation_Natural Gas_Steamer_E6 | F1 | Commercial | Office | New | Food Preparation | Natural Gas | Steamer | E6 | CCE | 0 | 0 | 0 | 0 | 0 | 0 | 0 | 0 | 0 | 0 | 0 | 0 | 0 | 0 | 0 | 0 | 0 | 0 | 0 | 0 | 0 | 0 | 0 | 0 | 0 | 0 | 0 | 0 | 0 | 0 | 0
F1_Commercial_Office_New_Food Preparation_Natural Gas_Steamer_E7 | F1 | Commercial | Office | New | Food Preparation | Natural Gas | Steamer | E7 | CCE | 0 | 0 | 0 | 0 | 0 | 0 | 0 | 0 | 0 | 0 | 0 | 0 | 0 | 0 | 0 | 0 | 0 | 0 | 0 | 0 | 0 | 0 | 0 | 0 | 0 | 0 | 0 | 0 | 0 | 0 | 0
F1_Commercial_Office_New_Food Preparation_Natural Gas_Steamer_E8 | F1 | Commercial | Office | New | Food Preparation | Natural Gas | Steamer | E8 | CCE | 0 | 0 | 0 | 0 | 0 | 0 | 0 | 0 | 0 | 0 | 0 | 0 | 0 | 0 | 0 | 0 | 0 | 0 | 0 | 0 | 0 | 0 | 0 | 0 | 0 | 0 | 0 | 0 | 0 | 0 | 0
F1_Commercial_Office_New_Food Preparation_Natural Gas_Steamer_E9 | F1 | Commercial | Office | New | Food Preparation | Natural Gas | Steamer | E9 | CCE | 0 | 0 | 0 | 0 | 0 | 0 | 0 | 0 | 0 | 0 | 0 | 0 | 0 | 0 | 0 | 0 | 0 | 0 | 0 | 0 | 0 | 0 | 0 | 0 | 0 | 0 | 0 | 0 | 0 | 0 | 0
F1_Commercial_Office_New_Food Preparation_Natural Gas_Steamer_E10 | F1 | Commercial | Office | New | Food Preparation | Natural Gas | Steamer | E10 | CCE | 0 | 0 | 0 | 0 | 0 | 0 | 0 | 0 | 0 | 0 | 0 | 0 | 0 | 0 | 0 | 0 | 0 | 0 | 0 | 0 | 0 | 0 | 0 | 0 | 0 | 0 | 0 | 0 | 0 | 0 | 0
F2_Commercial_Office_New_Food Preparation_Natural Gas_Steamer_E1 | F2 | Commercial | Office | New | Food Preparation | Natural Gas | Steamer | E1 | TRC BC Ratio | 0.9 | 0.9 | 0.9 | 0 | 0 | 0 | 0 | 0 | 0 | 0 | 0 | 0 | 0 | 0 | 0 | 0 | 0 | 0 | 0 | 0 | 0 | 0 | 0 | 0 | 0 | 0 | 0 | 0 | 0 | 0 | 0
F2_Commercial_Office_New_Food Preparation_Natural Gas_Steamer_E2 | F2 | Commercial | Office | New | Food Preparation | Natural Gas | Steamer | E2 | TRC BC Ratio | 5.0195 | 5.062 | 5.0865 | 0.9 | 0.9 | 0.9 | 0.9 | 0.9 | 0.9 | 0.9 | 0.9 | 0.9 | 0.9 | 0.9 | 0.9 | 0.9 | 0.9 | 0.9 | 0.9 | 0.9 | 0.9 | 0.9 | 0.9 | 0.9 | 0.9 | 0.9 | 0.9 | 0.9 | 0.9 | 0.9 | 0.9
F2_Commercial_Office_New_Food Preparation_Natural Gas_Steamer_E3 | F2 | Commercial | Office | New | Food Preparation | Natural Gas | Steamer | E3 | TRC BC Ratio | 0 | 0 | 0 | 0 | 0 | 0 | 0 | 0 | 0 | 0 | 0 | 0 | 0 | 0 | 0 | 0 | 0 | 0 | 0 | 0 | 0 | 0 | 0 | 0 | 0 | 0 | 0 | 0 | 0 | 0 | 0
F2_Commercial_Office_New_Food Preparation_Natural Gas_Steamer_E4 | F2 | Commercial | Office | New | Food Preparation | Natural Gas | Steamer | E4 | TRC BC Ratio | 0 | 0 | 0 | 0 | 0 | 0 | 0 | 0 | 0 | 0 | 0 | 0 | 0 | 0 | 0 | 0 | 0 | 0 | 0 | 0 | 0 | 0 | 0 | 0 | 0 | 0 | 0 | 0 | 0 | 0 | 0
F2_Commercial_Office_New_Food Preparation_Natural Gas_Steamer_E5 | F2 | Commercial | Office | New | Food Preparation | Natural Gas | Steamer | E5 | TRC BC Ratio | 0 | 0 | 0 | 0 | 0 | 0 | 0 | 0 | 0 | 0 | 0 | 0 | 0 | 0 | 0 | 0 | 0 | 0 | 0 | 0 | 0 | 0 | 0 | 0 | 0 | 0 | 0 | 0 | 0 | 0 | 0
F2_Commercial_Office_New_Food Preparation_Natural Gas_Steamer_E6 | F2 | Commercial | Office | New | Food Preparation | Natural Gas | Steamer | E6 | TRC BC Ratio | 0 | 0 | 0 | 0 | 0 | 0 | 0 | 0 | 0 | 0 | 0 | 0 | 0 | 0 | 0 | 0 | 0 | 0 | 0 | 0 | 0 | 0 | 0 | 0 | 0 | 0 | 0 | 0 | 0 | 0 | 0
F2_Commercial_Office_New_Food Preparation_Natural Gas_Steamer_E7 | F2 | Commercial | Office | New | Food Preparation | Natural Gas | Steamer | E7 | TRC BC Ratio | 0 | 0 | 0 | 0 | 0 | 0 | 0 | 0 | 0 | 0 | 0 | 0 | 0 | 0 | 0 | 0 | 0 | 0 | 0 | 0 | 0 | 0 | 0 | 0 | 0 | 0 | 0 | 0 | 0 | 0 | 0
F2_Commercial_Office_New_Food Preparation_Natural Gas_Steamer_E8 | F2 | Commercial | Office | New | Food Preparation | Natural Gas | Steamer | E8 | TRC BC Ratio | 0 | 0 | 0 | 0 | 0 | 0 | 0 | 0 | 0 | 0 | 0 | 0 | 0 | 0 | 0 | 0 | 0 | 0 | 0 | 0 | 0 | 0 | 0 | 0 | 0 | 0 | 0 | 0 | 0 | 0 | 0
F2_Commercial_Office_New_Food Preparation_Natural Gas_Steamer_E9 | F2 | Commercial | Office | New | Food Preparation | Natural Gas | Steamer | E9 | TRC BC Ratio | 0 | 0 | 0 | 0 | 0 | 0 | 0 | 0 | 0 | 0 | 0 | 0 | 0 | 0 | 0 | 0 | 0 | 0 | 0 | 0 | 0 | 0 | 0 | 0 | 0 | 0 | 0 | 0 | 0 | 0 | 0
F2_Commercial_Office_New_Food Preparation_Natural Gas_Steamer_E10 | F2 | Commercial | Office | New | Food Preparation | Natural Gas | Steamer | E10 | TRC BC Ratio | 0 | 0 | 0 | 0 | 0 | 0 | 0 | 0 | 0 | 0 | 0 | 0 | 0 | 0 | 0 | 0 | 0 | 0 | 0 | 0 | 0 | 0 | 0 | 0 | 0 | 0 | 0 | 0 | 0 | 0 | 0
F3_Commercial_Office_New_Food Preparation_Natural Gas_Steamer_E1 | F3 | Commercial | Office | New | Food Preparation | Natural Gas | Steamer | E1 | PACT BC Ratio | 0.9 | 0.9 | 0.9 | 0 | 0 | 0 | 0 | 0 | 0 | 0 | 0 | 0 | 0 | 0 | 0 | 0 | 0 | 0 | 0 | 0 | 0 | 0 | 0 | 0 | 0 | 0 | 0 | 0 | 0 | 0 | 0
F3_Commercial_Office_New_Food Preparation_Natural Gas_Steamer_E2 | F3 | Commercial | Office | New | Food Preparation | Natural Gas | Steamer | E2 | PACT BC Ratio | 5.4356 | 5.4817 | 5.5082 | 0.9 | 0.9 | 0.9 | 0.9 | 0.9 | 0.9 | 0.9 | 0.9 | 0.9 | 0.9 | 0.9 | 0.9 | 0.9 | 0.9 | 0.9 | 0.9 | 0.9 | 0.9 | 0.9 | 0.9 | 0.9 | 0.9 | 0.9 | 0.9 | 0.9 | 0.9 | 0.9 | 0.9
F3_Commercial_Office_New_Food Preparation_Natural Gas_Steamer_E3 | F3 | Commercial | Office | New | Food Preparation | Natural Gas | Steamer | E3 | PACT BC Ratio | 0 | 0 | 0 | 0 | 0 | 0 | 0 | 0 | 0 | 0 | 0 | 0 | 0 | 0 | 0 | 0 | 0 | 0 | 0 | 0 | 0 | 0 | 0 | 0 | 0 | 0 | 0 | 0 | 0 | 0 | 0
F3_Commercial_Office_New_Food Preparation_Natural Gas_Steamer_E4 | F3 | Commercial | Office | New | Food Preparation | Natural Gas | Steamer | E4 | PACT BC Ratio | 0 | 0 | 0 | 0 | 0 | 0 | 0 | 0 | 0 | 0 | 0 | 0 | 0 | 0 | 0 | 0 | 0 | 0 | 0 | 0 | 0 | 0 | 0 | 0 | 0 | 0 | 0 | 0 | 0 | 0 | 0
F3_Commercial_Office_New_Food Preparation_Natural Gas_Steamer_E5 | F3 | Commercial | Office | New | Food Preparation | Natural Gas | Steamer | E5 | PACT BC Ratio | 0 | 0 | 0 | 0 | 0 | 0 | 0 | 0 | 0 | 0 | 0 | 0 | 0 | 0 | 0 | 0 | 0 | 0 | 0 | 0 | 0 | 0 | 0 | 0 | 0 | 0 | 0 | 0 | 0 | 0 | 0
F3_Commercial_Office_New_Food Preparation_Natural Gas_Steamer_E6 | F3 | Commercial | Office | New | Food Preparation | Natural Gas | Steamer | E6 | PACT BC Ratio | 0 | 0 | 0 | 0 | 0 | 0 | 0 | 0 | 0 | 0 | 0 | 0 | 0 | 0 | 0 | 0 | 0 | 0 | 0 | 0 | 0 | 0 | 0 | 0 | 0 | 0 | 0 | 0 | 0 | 0 | 0
F3_Commercial_Office_New_Food Preparation_Natural Gas_Steamer_E7 | F3 | Commercial | Office | New | Food Preparation | Natural Gas | Steamer | E7 | PACT BC Ratio | 0 | 0 | 0 | 0 | 0 | 0 | 0 | 0 | 0 | 0 | 0 | 0 | 0 | 0 | 0 | 0 | 0 | 0 | 0 | 0 | 0 | 0 | 0 | 0 | 0 | 0 | 0 | 0 | 0 | 0 | 0
F3_Commercial_Office_New_Food Preparation_Natural Gas_Steamer_E8 | F3 | Commercial | Office | New | Food Preparation | Natural Gas | Steamer | E8 | PACT BC Ratio | 0 | 0 | 0 | 0 | 0 | 0 | 0 | 0 | 0 | 0 | 0 | 0 | 0 | 0 | 0 | 0 | 0 | 0 | 0 | 0 | 0 | 0 | 0 | 0 | 0 | 0 | 0 | 0 | 0 | 0 | 0
F3_Commercial_Office_New_Food Preparation_Natural Gas_Steamer_E9 | F3 | Commercial | Office | New | Food Preparation | Natural Gas | Steamer | E9 | PACT BC Ratio | 0 | 0 | 0 | 0 | 0 | 0 | 0 | 0 | 0 | 0 | 0 | 0 | 0 | 0 | 0 | 0 | 0 | 0 | 0 | 0 | 0 | 0 | 0 | 0 | 0 | 0 | 0 | 0 | 0 | 0 | 0
F3_Commercial_Office_New_Food Preparation_Natural Gas_Steamer_E10 | F3 | Commercial | Office | New | Food Preparation | Natural Gas | Steamer | E10 | PACT BC Ratio | 0 | 0 | 0 | 0 | 0 | 0 | 0 | 0 | 0 | 0 | 0 | 0 | 0 | 0 | 0 | 0 | 0 | 0 | 0 | 0 | 0 | 0 | 0 | 0 | 0 | 0 | 0 | 0 | 0 | 0 | 0
F4_Commercial_Office_New_Food Preparation_Natural Gas_Steamer_E1 | F4 | Commercial | Office | New | Food Preparation | Natural Gas | Steamer | E1 | PCT BC Ratio | 0.9 | 0.9 | 0.9 | 0 | 0 | 0 | 0 | 0 | 0 | 0 | 0 | 0 | 0 | 0 | 0 | 0 | 0 | 0 | 0 | 0 | 0 | 0 | 0 | 0 | 0 | 0 | 0 | 0 | 0 | 0 | 0
F4_Commercial_Office_New_Food Preparation_Natural Gas_Steamer_E2 | F4 | Commercial | Office | New | Food Preparation | Natural Gas | Steamer | E2 | PCT BC Ratio | 12.4994 | 12.5981 | 12.6548 | 0.9 | 0.9 | 0.9 | 0.9 | 0.9 | 0.9 | 0.9 | 0.9 | 0.9 | 0.9 | 0.9 | 0.9 | 0.9 | 0.9 | 0.9 | 0.9 | 0.9 | 0.9 | 0.9 | 0.9 | 0.9 | 0.9 | 0.9 | 0.9 | 0.9 | 0.9 | 0.9 | 0.9
F4_Commercial_Office_New_Food Preparation_Natural Gas_Steamer_E3 | F4 | Commercial | Office | New | Food Preparation | Natural Gas | Steamer | E3 | PCT BC Ratio | 0 | 0 | 0 | 0 | 0 | 0 | 0 | 0 | 0 | 0 | 0 | 0 | 0 | 0 | 0 | 0 | 0 | 0 | 0 | 0 | 0 | 0 | 0 | 0 | 0 | 0 | 0 | 0 | 0 | 0 | 0
F4_Commercial_Office_New_Food Preparation_Natural Gas_Steamer_E4 | F4 | Commercial | Office | New | Food Preparation | Natural Gas | Steamer | E4 | PCT BC Ratio | 0 | 0 | 0 | 0 | 0 | 0 | 0 | 0 | 0 | 0 | 0 | 0 | 0 | 0 | 0 | 0 | 0 | 0 | 0 | 0 | 0 | 0 | 0 | 0 | 0 | 0 | 0 | 0 | 0 | 0 | 0
F4_Commercial_Office_New_Food Preparation_Natural Gas_Steamer_E5 | F4 | Commercial | Office | New | Food Preparation | Natural Gas | Steamer | E5 | PCT BC Ratio | 0 | 0 | 0 | 0 | 0 | 0 | 0 | 0 | 0 | 0 | 0 | 0 | 0 | 0 | 0 | 0 | 0 | 0 | 0 | 0 | 0 | 0 | 0 | 0 | 0 | 0 | 0 | 0 | 0 | 0 | 0
F4_Commercial_Office_New_Food Preparation_Natural Gas_Steamer_E6 | F4 | Commercial | Office | New | Food Preparation | Natural Gas | Steamer | E6 | PCT BC Ratio | 0 | 0 | 0 | 0 | 0 | 0 | 0 | 0 | 0 | 0 | 0 | 0 | 0 | 0 | 0 | 0 | 0 | 0 | 0 | 0 | 0 | 0 | 0 | 0 | 0 | 0 | 0 | 0 | 0 | 0 | 0
F4_Commercial_Office_New_Food Preparation_Natural Gas_Steamer_E7 | F4 | Commercial | Office | New | Food Preparation | Natural Gas | Steamer | E7 | PCT BC Ratio | 0 | 0 | 0 | 0 | 0 | 0 | 0 | 0 | 0 | 0 | 0 | 0 | 0 | 0 | 0 | 0 | 0 | 0 | 0 | 0 | 0 | 0 | 0 | 0 | 0 | 0 | 0 | 0 | 0 | 0 | 0
F4_Commercial_Office_New_Food Preparation_Natural Gas_Steamer_E8 | F4 | Commercial | Office | New | Food Preparation | Natural Gas | Steamer | E8 | PCT BC Ratio | 0 | 0 | 0 | 0 | 0 | 0 | 0 | 0 | 0 | 0 | 0 | 0 | 0 | 0 | 0 | 0 | 0 | 0 | 0 | 0 | 0 | 0 | 0 | 0 | 0 | 0 | 0 | 0 | 0 | 0 | 0
F4_Commercial_Office_New_Food Preparation_Natural Gas_Steamer_E9 | F4 | Commercial | Office | New | Food Preparation | Natural Gas | Steamer | E9 | PCT BC Ratio | 0 | 0 | 0 | 0 | 0 | 0 | 0 | 0 | 0 | 0 | 0 | 0 | 0 | 0 | 0 | 0 | 0 | 0 | 0 | 0 | 0 | 0 | 0 | 0 | 0 | 0 | 0 | 0 | 0 | 0 | 0
F4_Commercial_Office_New_Food Preparation_Natural Gas_Steamer_E10 | F4 | Commercial | Office | New | Food Preparation | Natural Gas | Steamer | E10 | PCT BC Ratio | 0 | 0 | 0 | 0 | 0 | 0 | 0 | 0 | 0 | 0 | 0 | 0 | 0 | 0 | 0 | 0 | 0 | 0 | 0 | 0 | 0 | 0 | 0 | 0 | 0 | 0 | 0 | 0 | 0 | 0 | 0
F5_Commercial_Office_New_Food Preparation_Natural Gas_Steamer_E1 | F5 | Commercial | Office | New | Food Preparation | Natural Gas | Steamer | E1 | RIM BC Ratio | 0.9 | 0.9 | 0.9 | 0 | 0 | 0 | 0 | 0 | 0 | 0 | 0 | 0 | 0 | 0 | 0 | 0 | 0 | 0 | 0 | 0 | 0 | 0 | 0 | 0 | 0 | 0 | 0 | 0 | 0 | 0 | 0
F5_Commercial_Office_New_Food Preparation_Natural Gas_Steamer_E2 | F5 | Commercial | Office | New | Food Preparation | Natural Gas | Steamer | E2 | RIM BC Ratio | 0.72357 | 0.72438 | 0.72484 | 0.9 | 0.9 | 0.9 | 0.9 | 0.9 | 0.9 | 0.9 | 0.9 | 0.9 | 0.9 | 0.9 | 0.9 | 0.9 | 0.9 | 0.9 | 0.9 | 0.9 | 0.9 | 0.9 | 0.9 | 0.9 | 0.9 | 0.9 | 0.9 | 0.9 | 0.9 | 0.9 | 0.9
F5_Commercial_Office_New_Food Preparation_Natural Gas_Steamer_E3 | F5 | Commercial | Office | New | Food Preparation | Natural Gas | Steamer | E3 | RIM BC Ratio | 0 | 0 | 0 | 0 | 0 | 0 | 0 | 0 | 0 | 0 | 0 | 0 | 0 | 0 | 0 | 0 | 0 | 0 | 0 | 0 | 0 | 0 | 0 | 0 | 0 | 0 | 0 | 0 | 0 | 0 | 0
F5_Commercial_Office_New_Food Preparation_Natural Gas_Steamer_E4 | F5 | Commercial | Office | New | Food Preparation | Natural Gas | Steamer | E4 | RIM BC Ratio | 0 | 0 | 0 | 0 | 0 | 0 | 0 | 0 | 0 | 0 | 0 | 0 | 0 | 0 | 0 | 0 | 0 | 0 | 0 | 0 | 0 | 0 | 0 | 0 | 0 | 0 | 0 | 0 | 0 | 0 | 0
F5_Commercial_Office_New_Food Preparation_Natural Gas_Steamer_E5 | F5 | Commercial | Office | New | Food Preparation | Natural Gas | Steamer | E5 | RIM BC Ratio | 0 | 0 | 0 | 0 | 0 | 0 | 0 | 0 | 0 | 0 | 0 | 0 | 0 | 0 | 0 | 0 | 0 | 0 | 0 | 0 | 0 | 0 | 0 | 0 | 0 | 0 | 0 | 0 | 0 | 0 | 0
F5_Commercial_Office_New_Food Preparation_Natural Gas_Steamer_E6 | F5 | Commercial | Office | New | Food Preparation | Natural Gas | Steamer | E6 | RIM BC Ratio | 0 | 0 | 0 | 0 | 0 | 0 | 0 | 0 | 0 | 0 | 0 | 0 | 0 | 0 | 0 | 0 | 0 | 0 | 0 | 0 | 0 | 0 | 0 | 0 | 0 | 0 | 0 | 0 | 0 | 0 | 0
F5_Commercial_Office_New_Food Preparation_Natural Gas_Steamer_E7 | F5 | Commercial | Office | New | Food Preparation | Natural Gas | Steamer | E7 | RIM BC Ratio | 0 | 0 | 0 | 0 | 0 | 0 | 0 | 0 | 0 | 0 | 0 | 0 | 0 | 0 | 0 | 0 | 0 | 0 | 0 | 0 | 0 | 0 | 0 | 0 | 0 | 0 | 0 | 0 | 0 | 0 | 0
F5_Commercial_Office_New_Food Preparation_Natural Gas_Steamer_E8 | F5 | Commercial | Office | New | Food Preparation | Natural Gas | Steamer | E8 | RIM BC Ratio | 0 | 0 | 0 | 0 | 0 | 0 | 0 | 0 | 0 | 0 | 0 | 0 | 0 | 0 | 0 | 0 | 0 | 0 | 0 | 0 | 0 | 0 | 0 | 0 | 0 | 0 | 0 | 0 | 0 | 0 | 0
F5_Commercial_Office_New_Food Preparation_Natural Gas_Steamer_E9 | F5 | Commercial | Office | New | Food Preparation | Natural Gas | Steamer | E9 | RIM BC Ratio | 0 | 0 | 0 | 0 | 0 | 0 | 0 | 0 | 0 | 0 | 0 | 0 | 0 | 0 | 0 | 0 | 0 | 0 | 0 | 0 | 0 | 0 | 0 | 0 | 0 | 0 | 0 | 0 | 0 | 0 | 0
F5_Commercial_Office_New_Food Preparation_Natural Gas_Steamer_E10 | F5 | Commercial | Office | New | Food Preparation | Natural Gas | Steamer | E10 | RIM BC Ratio | 0 | 0 | 0 | 0 | 0 | 0 | 0 | 0 | 0 | 0 | 0 | 0 | 0 | 0 | 0 | 0 | 0 | 0 | 0 | 0 | 0 | 0 | 0 | 0 | 0 | 0 | 0 | 0 | 0 | 0 | 0
F0_Commercial_Office_New_Food Preparation_Natural Gas_Food Prep Other_E0 | F0 | Commercial | Office | New | Food Preparation | Natural Gas | Food Prep Other | E0 | Economic Unit | ENERGY STAR | ENERGY STAR | ENERGY STAR | ENERGY STAR | ENERGY STAR | ENERGY STAR | ENERGY STAR | ENERGY STAR | ENERGY STAR | ENERGY STAR | ENERGY STAR | ENERGY STAR | ENERGY STAR | ENERGY STAR | ENERGY STAR | ENERGY STAR | ENERGY STAR | ENERGY STAR | ENERGY STAR | ENERGY STAR | ENERGY STAR | ENERGY STAR | ENERGY STAR | Standard | Standard | Standard | Standard | Standard | Standard | Standard | Standard
F1_Commercial_Office_New_Food Preparation_Natural Gas_Food Prep Other_E1 | F1 | Commercial | Office | New | Food Preparation | Natural Gas | Food Prep Other | E1 | CCE | 0 | 0 | 0 | 0 | 0 | 0 | 0 | 0 | 0 | 0 | 0 | 0 | 0 | 0 | 0 | 0 | 0 | 0 | 0 | 0 | 0 | 0 | 0 | 0 | 0 | 0 | 0 | 0 | 0 | 0 | 0
F1_Commercial_Office_New_Food Preparation_Natural Gas_Food Prep Other_E2 | F1 | Commercial | Office | New | Food Preparation | Natural Gas | Food Prep Other | E2 | CCE | 0.15845 | 0.15233 | 0.15306 | 0.15466 | 0.15466 | 0.15466 | 0.15466 | 0.15466 | 0.15466 | 0.15466 | 0.15466 | 0.15466 | 0.15466 | 0.15466 | 0.15466 | 0.15466 | 0.15466 | 0.15466 | 0.15466 | 0.15466 | 0.15466 | 0.15466 | 0.15466 | 0.15466 | 0.15466 | 0.15466 | 0.15466 | 0.15466 | 0.15466 | 0.15466 | 0.15466
F1_Commercial_Office_New_Food Preparation_Natural Gas_Food Prep Other_E3 | F1 | Commercial | Office | New | Food Preparation | Natural Gas | Food Prep Other | E3 | CCE | 0 | 0 | 0 | 0 | 0 | 0 | 0 | 0 | 0 | 0 | 0 | 0 | 0 | 0 | 0 | 0 | 0 | 0 | 0 | 0 | 0 | 0 | 0 | 0 | 0 | 0 | 0 | 0 | 0 | 0 | 0
F1_Commercial_Office_New_Food Preparation_Natural Gas_Food Prep Other_E4 | F1 | Commercial | Office | New | Food Preparation | Natural Gas | Food Prep Other | E4 | CCE | 0 | 0 | 0 | 0 | 0 | 0 | 0 | 0 | 0 | 0 | 0 | 0 | 0 | 0 | 0 | 0 | 0 | 0 | 0 | 0 | 0 | 0 | 0 | 0 | 0 | 0 | 0 | 0 | 0 | 0 | 0
F1_Commercial_Office_New_Food Preparation_Natural Gas_Food Prep Other_E5 | F1 | Commercial | Office | New | Food Preparation | Natural Gas | Food Prep Other | E5 | CCE | 0 | 0 | 0 | 0 | 0 | 0 | 0 | 0 | 0 | 0 | 0 | 0 | 0 | 0 | 0 | 0 | 0 | 0 | 0 | 0 | 0 | 0 | 0 | 0 | 0 | 0 | 0 | 0 | 0 | 0 | 0
F1_Commercial_Office_New_Food Preparation_Natural Gas_Food Prep Other_E6 | F1 | Commercial | Office | New | Food Preparation | Natural Gas | Food Prep Other | E6 | CCE | 0 | 0 | 0 | 0 | 0 | 0 | 0 | 0 | 0 | 0 | 0 | 0 | 0 | 0 | 0 | 0 | 0 | 0 | 0 | 0 | 0 | 0 | 0 | 0 | 0 | 0 | 0 | 0 | 0 | 0 | 0
F1_Commercial_Office_New_Food Preparation_Natural Gas_Food Prep Other_E7 | F1 | Commercial | Office | New | Food Preparation | Natural Gas | Food Prep Other | E7 | CCE | 0 | 0 | 0 | 0 | 0 | 0 | 0 | 0 | 0 | 0 | 0 | 0 | 0 | 0 | 0 | 0 | 0 | 0 | 0 | 0 | 0 | 0 | 0 | 0 | 0 | 0 | 0 | 0 | 0 | 0 | 0
F1_Commercial_Office_New_Food Preparation_Natural Gas_Food Prep Other_E8 | F1 | Commercial | Office | New | Food Preparation | Natural Gas | Food Prep Other | E8 | CCE | 0 | 0 | 0 | 0 | 0 | 0 | 0 | 0 | 0 | 0 | 0 | 0 | 0 | 0 | 0 | 0 | 0 | 0 | 0 | 0 | 0 | 0 | 0 | 0 | 0 | 0 | 0 | 0 | 0 | 0 | 0
F1_Commercial_Office_New_Food Preparation_Natural Gas_Food Prep Other_E9 | F1 | Commercial | Office | New | Food Preparation | Natural Gas | Food Prep Other | E9 | CCE | 0 | 0 | 0 | 0 | 0 | 0 | 0 | 0 | 0 | 0 | 0 | 0 | 0 | 0 | 0 | 0 | 0 | 0 | 0 | 0 | 0 | 0 | 0 | 0 | 0 | 0 | 0 | 0 | 0 | 0 | 0
F1_Commercial_Office_New_Food Preparation_Natural Gas_Food Prep Other_E10 | F1 | Commercial | Office | New | Food Preparation | Natural Gas | Food Prep Other | E10 | CCE | 0 | 0 | 0 | 0 | 0 | 0 | 0 | 0 | 0 | 0 | 0 | 0 | 0 | 0 | 0 | 0 | 0 | 0 | 0 | 0 | 0 | 0 | 0 | 0 | 0 | 0 | 0 | 0 | 0 | 0 | 0
F2_Commercial_Office_New_Food Preparation_Natural Gas_Food Prep Other_E1 | F2 | Commercial | Office | New | Food Preparation | Natural Gas | Food Prep Other | E1 | TRC BC Ratio | 0.9 | 0.9 | 0.9 | 0.9 | 0.9 | 0.9 | 0.9 | 0.9 | 0.9 | 0.9 | 0.9 | 0.9 | 0.9 | 0.9 | 0.9 | 0.9 | 0.9 | 0.9 | 0.9 | 0.9 | 0.9 | 0.9 | 0.9 | 0.9 | 0.9 | 0.9 | 0.9 | 0.9 | 0.9 | 0.9 | 0.9
F2_Commercial_Office_New_Food Preparation_Natural Gas_Food Prep Other_E2 | F2 | Commercial | Office | New | Food Preparation | Natural Gas | Food Prep Other | E2 | TRC BC Ratio | 0.064402 | 0.065679 | 0.066592 | 0.067581 | 0.069003 | 0.064649 | 0.061246 | 0.059457 | 0.058814 | 0.057827 | 0.057162 | 0.060191 | 0.053868 | 0.057577 | 0.062338 | 0.066965 | 0.067138 | 0.067459 | 0.06617 | 0.067089 | 0.067733 | 0.068601 | 0.069693 | 0.032829 | 0.032174 | 0.031561 | 0.030984 | 0.030437 | 0.029914 | 0.029412 | 0.028926
F2_Commercial_Office_New_Food Preparation_Natural Gas_Food Prep Other_E3 | F2 | Commercial | Office | New | Food Preparation | Natural Gas | Food Prep Other | E3 | TRC BC Ratio | 0 | 0 | 0 | 0 | 0 | 0 | 0 | 0 | 0 | 0 | 0 | 0 | 0 | 0 | 0 | 0 | 0 | 0 | 0 | 0 | 0 | 0 | 0 | 0 | 0 | 0 | 0 | 0 | 0 | 0 | 0
F2_Commercial_Office_New_Food Preparation_Natural Gas_Food Prep Other_E4 | F2 | Commercial | Office | New | Food Preparation | Natural Gas | Food Prep Other | E4 | TRC BC Ratio | 0 | 0 | 0 | 0 | 0 | 0 | 0 | 0 | 0 | 0 | 0 | 0 | 0 | 0 | 0 | 0 | 0 | 0 | 0 | 0 | 0 | 0 | 0 | 0 | 0 | 0 | 0 | 0 | 0 | 0 | 0
F2_Commercial_Office_New_Food Preparation_Natural Gas_Food Prep Other_E5 | F2 | Commercial | Office | New | Food Preparation | Natural Gas | Food Prep Other | E5 | TRC BC Ratio | 0 | 0 | 0 | 0 | 0 | 0 | 0 | 0 | 0 | 0 | 0 | 0 | 0 | 0 | 0 | 0 | 0 | 0 | 0 | 0 | 0 | 0 | 0 | 0 | 0 | 0 | 0 | 0 | 0 | 0 | 0
F2_Commercial_Office_New_Food Preparation_Natural Gas_Food Prep Other_E6 | F2 | Commercial | Office | New | Food Preparation | Natural Gas | Food Prep Other | E6 | TRC BC Ratio | 0 | 0 | 0 | 0 | 0 | 0 | 0 | 0 | 0 | 0 | 0 | 0 | 0 | 0 | 0 | 0 | 0 | 0 | 0 | 0 | 0 | 0 | 0 | 0 | 0 | 0 | 0 | 0 | 0 | 0 | 0
F2_Commercial_Office_New_Food Preparation_Natural Gas_Food Prep Other_E7 | F2 | Commercial | Office | New | Food Preparation | Natural Gas | Food Prep Other | E7 | TRC BC Ratio | 0 | 0 | 0 | 0 | 0 | 0 | 0 | 0 | 0 | 0 | 0 | 0 | 0 | 0 | 0 | 0 | 0 | 0 | 0 | 0 | 0 | 0 | 0 | 0 | 0 | 0 | 0 | 0 | 0 | 0 | 0
F2_Commercial_Office_New_Food Preparation_Natural Gas_Food Prep Other_E8 | F2 | Commercial | Office | New | Food Preparation | Natural Gas | Food Prep Other | E8 | TRC BC Ratio | 0 | 0 | 0 | 0 | 0 | 0 | 0 | 0 | 0 | 0 | 0 | 0 | 0 | 0 | 0 | 0 | 0 | 0 | 0 | 0 | 0 | 0 | 0 | 0 | 0 | 0 | 0 | 0 | 0 | 0 | 0
F2_Commercial_Office_New_Food Preparation_Natural Gas_Food Prep Other_E9 | F2 | Commercial | Office | New | Food Preparation | Natural Gas | Food Prep Other | E9 | TRC BC Ratio | 0 | 0 | 0 | 0 | 0 | 0 | 0 | 0 | 0 | 0 | 0 | 0 | 0 | 0 | 0 | 0 | 0 | 0 | 0 | 0 | 0 | 0 | 0 | 0 | 0 | 0 | 0 | 0 | 0 | 0 | 0
F2_Commercial_Office_New_Food Preparation_Natural Gas_Food Prep Other_E10 | F2 | Commercial | Office | New | Food Preparation | Natural Gas | Food Prep Other | E10 | TRC BC Ratio | 0 | 0 | 0 | 0 | 0 | 0 | 0 | 0 | 0 | 0 | 0 | 0 | 0 | 0 | 0 | 0 | 0 | 0 | 0 | 0 | 0 | 0 | 0 | 0 | 0 | 0 | 0 | 0 | 0 | 0 | 0
F3_Commercial_Office_New_Food Preparation_Natural Gas_Food Prep Other_E1 | F3 | Commercial | Office | New | Food Preparation | Natural Gas | Food Prep Other | E1 | PACT BC Ratio | 0.9 | 0.9 | 0.9 | 0.9 | 0.9 | 0.9 | 0.9 | 0.9 | 0.9 | 0.9 | 0.9 | 0.9 | 0.9 | 0.9 | 0.9 | 0.9 | 0.9 | 0.9 | 0.9 | 0.9 | 0.9 | 0.9 | 0.9 | 0.9 | 0.9 | 0.9 | 0.9 | 0.9 | 0.9 | 0.9 | 0.9
F3_Commercial_Office_New_Food Preparation_Natural Gas_Food Prep Other_E2 | F3 | Commercial | Office | New | Food Preparation | Natural Gas | Food Prep Other | E2 | PACT BC Ratio | 1.1369 | 1.1594 | 1.1755 | 1.193 | 1.2181 | 1.1412 | 1.0812 | 1.0496 | 1.0382 | 1.0208 | 1.0091 | 1.0625 | 0.95093 | 1.0164 | 1.1004 | 1.1821 | 1.1852 | 1.1908 | 1.1681 | 1.1843 | 1.1957 | 1.211 | 1.2303 | 0.57953 | 0.56797 | 0.55715 | 0.54696 | 0.5373 | 0.52807 | 0.5192 | 0.51063
F3_Commercial_Office_New_Food Preparation_Natural Gas_Food Prep Other_E3 | F3 | Commercial | Office | New | Food Preparation | Natural Gas | Food Prep Other | E3 | PACT BC Ratio | 0 | 0 | 0 | 0 | 0 | 0 | 0 | 0 | 0 | 0 | 0 | 0 | 0 | 0 | 0 | 0 | 0 | 0 | 0 | 0 | 0 | 0 | 0 | 0 | 0 | 0 | 0 | 0 | 0 | 0 | 0
F3_Commercial_Office_New_Food Preparation_Natural Gas_Food Prep Other_E4 | F3 | Commercial | Office | New | Food Preparation | Natural Gas | Food Prep Other | E4 | PACT BC Ratio | 0 | 0 | 0 | 0 | 0 | 0 | 0 | 0 | 0 | 0 | 0 | 0 | 0 | 0 | 0 | 0 | 0 | 0 | 0 | 0 | 0 | 0 | 0 | 0 | 0 | 0 | 0 | 0 | 0 | 0 | 0
F3_Commercial_Office_New_Food Preparation_Natural Gas_Food Prep Other_E5 | F3 | Commercial | Office | New | Food Preparation | Natural Gas | Food Prep Other | E5 | PACT BC Ratio | 0 | 0 | 0 | 0 | 0 | 0 | 0 | 0 | 0 | 0 | 0 | 0 | 0 | 0 | 0 | 0 | 0 | 0 | 0 | 0 | 0 | 0 | 0 | 0 | 0 | 0 | 0 | 0 | 0 | 0 | 0
F3_Commercial_Office_New_Food Preparation_Natural Gas_Food Prep Other_E6 | F3 | Commercial | Office | New | Food Preparation | Natural Gas | Food Prep Other | E6 | PACT BC Ratio | 0 | 0 | 0 | 0 | 0 | 0 | 0 | 0 | 0 | 0 | 0 | 0 | 0 | 0 | 0 | 0 | 0 | 0 | 0 | 0 | 0 | 0 | 0 | 0 | 0 | 0 | 0 | 0 | 0 | 0 | 0
F3_Commercial_Office_New_Food Preparation_Natural Gas_Food Prep Other_E7 | F3 | Commercial | Office | New | Food Preparation | Natural Gas | Food Prep Other | E7 | PACT BC Ratio | 0 | 0 | 0 | 0 | 0 | 0 | 0 | 0 | 0 | 0 | 0 | 0 | 0 | 0 | 0 | 0 | 0 | 0 | 0 | 0 | 0 | 0 | 0 | 0 | 0 | 0 | 0 | 0 | 0 | 0 | 0
F3_Commercial_Office_New_Food Preparation_Natural Gas_Food Prep Other_E8 | F3 | Commercial | Office | New | Food Preparation | Natural Gas | Food Prep Other | E8 | PACT BC Ratio | 0 | 0 | 0 | 0 | 0 | 0 | 0 | 0 | 0 | 0 | 0 | 0 | 0 | 0 | 0 | 0 | 0 | 0 | 0 | 0 | 0 | 0 | 0 | 0 | 0 | 0 | 0 | 0 | 0 | 0 | 0
F3_Commercial_Office_New_Food Preparation_Natural Gas_Food Prep Other_E9 | F3 | Commercial | Office | New | Food Preparation | Natural Gas | Food Prep Other | E9 | PACT BC Ratio | 0 | 0 | 0 | 0 | 0 | 0 | 0 | 0 | 0 | 0 | 0 | 0 | 0 | 0 | 0 | 0 | 0 | 0 | 0 | 0 | 0 | 0 | 0 | 0 | 0 | 0 | 0 | 0 | 0 | 0 | 0
F3_Commercial_Office_New_Food Preparation_Natural Gas_Food Prep Other_E10 | F3 | Commercial | Office | New | Food Preparation | Natural Gas | Food Prep Other | E10 | PACT BC Ratio | 0 | 0 | 0 | 0 | 0 | 0 | 0 | 0 | 0 | 0 | 0 | 0 | 0 | 0 | 0 | 0 | 0 | 0 | 0 | 0 | 0 | 0 | 0 | 0 | 0 | 0 | 0 | 0 | 0 | 0 | 0
F4_Commercial_Office_New_Food Preparation_Natural Gas_Food Prep Other_E1 | F4 | Commercial | Office | New | Food Preparation | Natural Gas | Food Prep Other | E1 | PCT BC Ratio | 0.9 | 0.9 | 0.9 | 0.9 | 0.9 | 0.9 | 0.9 | 0.9 | 0.9 | 0.9 | 0.9 | 0.9 | 0.9 | 0.9 | 0.9 | 0.9 | 0.9 | 0.9 | 0.9 | 0.9 | 0.9 | 0.9 | 0.9 | 0.9 | 0.9 | 0.9 | 0.9 | 0.9 | 0.9 | 0.9 | 0.9
F4_Commercial_Office_New_Food Preparation_Natural Gas_Food Prep Other_E2 | F4 | Commercial | Office | New | Food Preparation | Natural Gas | Food Prep Other | E2 | PCT BC Ratio | 0.10732 | 0.10889 | 0.11002 | 0.11124 | 0.113 | 0.10762 | 0.10342 | 0.10121 | 0.10042 | 0.0992 | 0.098378 | 0.10212 | 0.094311 | 0.098891 | 0.10477 | 0.11048 | 0.1107 | 0.11109 | 0.1095 | 0.11064 | 0.11143 | 0.1125 | 0.11385 | 0.068334 | 0.067525 | 0.066768 | 0.066056 | 0.06538 | 0.064735 | 0.064115 | 0.063515
F4_Commercial_Office_New_Food Preparation_Natural Gas_Food Prep Other_E3 | F4 | Commercial | Office | New | Food Preparation | Natural Gas | Food Prep Other | E3 | PCT BC Ratio | 0 | 0 | 0 | 0 | 0 | 0 | 0 | 0 | 0 | 0 | 0 | 0 | 0 | 0 | 0 | 0 | 0 | 0 | 0 | 0 | 0 | 0 | 0 | 0 | 0 | 0 | 0 | 0 | 0 | 0 | 0
F4_Commercial_Office_New_Food Preparation_Natural Gas_Food Prep Other_E4 | F4 | Commercial | Office | New | Food Preparation | Natural Gas | Food Prep Other | E4 | PCT BC Ratio | 0 | 0 | 0 | 0 | 0 | 0 | 0 | 0 | 0 | 0 | 0 | 0 | 0 | 0 | 0 | 0 | 0 | 0 | 0 | 0 | 0 | 0 | 0 | 0 | 0 | 0 | 0 | 0 | 0 | 0 | 0
F4_Commercial_Office_New_Food Preparation_Natural Gas_Food Prep Other_E5 | F4 | Commercial | Office | New | Food Preparation | Natural Gas | Food Prep Other | E5 | PCT BC Ratio | 0 | 0 | 0 | 0 | 0 | 0 | 0 | 0 | 0 | 0 | 0 | 0 | 0 | 0 | 0 | 0 | 0 | 0 | 0 | 0 | 0 | 0 | 0 | 0 | 0 | 0 | 0 | 0 | 0 | 0 | 0
F4_Commercial_Office_New_Food Preparation_Natural Gas_Food Prep Other_E6 | F4 | Commercial | Office | New | Food Preparation | Natural Gas | Food Prep Other | E6 | PCT BC Ratio | 0 | 0 | 0 | 0 | 0 | 0 | 0 | 0 | 0 | 0 | 0 | 0 | 0 | 0 | 0 | 0 | 0 | 0 | 0 | 0 | 0 | 0 | 0 | 0 | 0 | 0 | 0 | 0 | 0 | 0 | 0
F4_Commercial_Office_New_Food Preparation_Natural Gas_Food Prep Other_E7 | F4 | Commercial | Office | New | Food Preparation | Natural Gas | Food Prep Other | E7 | PCT BC Ratio | 0 | 0 | 0 | 0 | 0 | 0 | 0 | 0 | 0 | 0 | 0 | 0 | 0 | 0 | 0 | 0 | 0 | 0 | 0 | 0 | 0 | 0 | 0 | 0 | 0 | 0 | 0 | 0 | 0 | 0 | 0
F4_Commercial_Office_New_Food Preparation_Natural Gas_Food Prep Other_E8 | F4 | Commercial | Office | New | Food Preparation | Natural Gas | Food Prep Other | E8 | PCT BC Ratio | 0 | 0 | 0 | 0 | 0 | 0 | 0 | 0 | 0 | 0 | 0 | 0 | 0 | 0 | 0 | 0 | 0 | 0 | 0 | 0 | 0 | 0 | 0 | 0 | 0 | 0 | 0 | 0 | 0 | 0 | 0
F4_Commercial_Office_New_Food Preparation_Natural Gas_Food Prep Other_E9 | F4 | Commercial | Office | New | Food Preparation | Natural Gas | Food Prep Other | E9 | PCT BC Ratio | 0 | 0 | 0 | 0 | 0 | 0 | 0 | 0 | 0 | 0 | 0 | 0 | 0 | 0 | 0 | 0 | 0 | 0 | 0 | 0 | 0 | 0 | 0 | 0 | 0 | 0 | 0 | 0 | 0 | 0 | 0
F4_Commercial_Office_New_Food Preparation_Natural Gas_Food Prep Other_E10 | F4 | Commercial | Office | New | Food Preparation | Natural Gas | Food Prep Other | E10 | PCT BC Ratio | 0 | 0 | 0 | 0 | 0 | 0 | 0 | 0 | 0 | 0 | 0 | 0 | 0 | 0 | 0 | 0 | 0 | 0 | 0 | 0 | 0 | 0 | 0 | 0 | 0 | 0 | 0 | 0 | 0 | 0 | 0
F5_Commercial_Office_New_Food Preparation_Natural Gas_Food Prep Other_E1 | F5 | Commercial | Office | New | Food Preparation | Natural Gas | Food Prep Other | E1 | RIM BC Ratio | 0.9 | 0.9 | 0.9 | 0.9 | 0.9 | 0.9 | 0.9 | 0.9 | 0.9 | 0.9 | 0.9 | 0.9 | 0.9 | 0.9 | 0.9 | 0.9 | 0.9 | 0.9 | 0.9 | 0.9 | 0.9 | 0.9 | 0.9 | 0.9 | 0.9 | 0.9 | 0.9 | 0.9 | 0.9 | 0.9 | 0.9
F5_Commercial_Office_New_Food Preparation_Natural Gas_Food Prep Other_E2 | F5 | Commercial | Office | New | Food Preparation | Natural Gas | Food Prep Other | E2 | RIM BC Ratio | 0.48131 | 0.4853 | 0.48811 | 0.49109 | 0.49529 | 0.48209 | 0.47104 | 0.46494 | 0.4627 | 0.45921 | 0.45681 | 0.46746 | 0.44451 | 0.45831 | 0.47466 | 0.48924 | 0.48976 | 0.49072 | 0.48682 | 0.48961 | 0.49154 | 0.49412 | 0.49729 | 0.34204 | 0.33798 | 0.33412 | 0.33043 | 0.32688 | 0.32344 | 0.32009 | 0.31681
F5_Commercial_Office_New_Food Preparation_Natural Gas_Food Prep Other_E3 | F5 | Commercial | Office | New | Food Preparation | Natural Gas | Food Prep Other | E3 | RIM BC Ratio | 0 | 0 | 0 | 0 | 0 | 0 | 0 | 0 | 0 | 0 | 0 | 0 | 0 | 0 | 0 | 0 | 0 | 0 | 0 | 0 | 0 | 0 | 0 | 0 | 0 | 0 | 0 | 0 | 0 | 0 | 0
F5_Commercial_Office_New_Food Preparation_Natural Gas_Food Prep Other_E4 | F5 | Commercial | Office | New | Food Preparation | Natural Gas | Food Prep Other | E4 | RIM BC Ratio | 0 | 0 | 0 | 0 | 0 | 0 | 0 | 0 | 0 | 0 | 0 | 0 | 0 | 0 | 0 | 0 | 0 | 0 | 0 | 0 | 0 | 0 | 0 | 0 | 0 | 0 | 0 | 0 | 0 | 0 | 0
F5_Commercial_Office_New_Food Preparation_Natural Gas_Food Prep Other_E5 | F5 | Commercial | Office | New | Food Preparation | Natural Gas | Food Prep Other | E5 | RIM BC Ratio | 0 | 0 | 0 | 0 | 0 | 0 | 0 | 0 | 0 | 0 | 0 | 0 | 0 | 0 | 0 | 0 | 0 | 0 | 0 | 0 | 0 | 0 | 0 | 0 | 0 | 0 | 0 | 0 | 0 | 0 | 0
F5_Commercial_Office_New_Food Preparation_Natural Gas_Food Prep Other_E6 | F5 | Commercial | Office | New | Food Preparation | Natural Gas | Food Prep Other | E6 | RIM BC Ratio | 0 | 0 | 0 | 0 | 0 | 0 | 0 | 0 | 0 | 0 | 0 | 0 | 0 | 0 | 0 | 0 | 0 | 0 | 0 | 0 | 0 | 0 | 0 | 0 | 0 | 0 | 0 | 0 | 0 | 0 | 0
F5_Commercial_Office_New_Food Preparation_Natural Gas_Food Prep Other_E7 | F5 | Commercial | Office | New | Food Preparation | Natural Gas | Food Prep Other | E7 | RIM BC Ratio | 0 | 0 | 0 | 0 | 0 | 0 | 0 | 0 | 0 | 0 | 0 | 0 | 0 | 0 | 0 | 0 | 0 | 0 | 0 | 0 | 0 | 0 | 0 | 0 | 0 | 0 | 0 | 0 | 0 | 0 | 0
F5_Commercial_Office_New_Food Preparation_Natural Gas_Food Prep Other_E8 | F5 | Commercial | Office | New | Food Preparation | Natural Gas | Food Prep Other | E8 | RIM BC Ratio | 0 | 0 | 0 | 0 | 0 | 0 | 0 | 0 | 0 | 0 | 0 | 0 | 0 | 0 | 0 | 0 | 0 | 0 | 0 | 0 | 0 | 0 | 0 | 0 | 0 | 0 | 0 | 0 | 0 | 0 | 0
F5_Commercial_Office_New_Food Preparation_Natural Gas_Food Prep Other_E9 | F5 | Commercial | Office | New | Food Preparation | Natural Gas | Food Prep Other | E9 | RIM BC Ratio | 0 | 0 | 0 | 0 | 0 | 0 | 0 | 0 | 0 | 0 | 0 | 0 | 0 | 0 | 0 | 0 | 0 | 0 | 0 | 0 | 0 | 0 | 0 | 0 | 0 | 0 | 0 | 0 | 0 | 0 | 0
F5_Commercial_Office_New_Food Preparation_Natural Gas_Food Prep Other_E10 | F5 | Commercial | Office | New | Food Preparation | Natural Gas | Food Prep Other | E10 | RIM BC Ratio | 0 | 0 | 0 | 0 | 0 | 0 | 0 | 0 | 0 | 0 | 0 | 0 | 0 | 0 | 0 | 0 | 0 | 0 | 0 | 0 | 0 | 0 | 0 | 0 | 0 | 0 | 0 | 0 | 0 | 0 | 0
F0_Commercial_Office_New_Miscellaneous_Natural Gas_Pool Heater_E0 | F0 | Commercial | Office | New | Miscellaneous | Natural Gas | Pool Heater | E0 | Economic Unit | Standard (EF .78) | Standard (EF .78) | Standard (EF .78) | Standard (EF .78) | Standard (EF .78) | Standard (EF .78) | Standard (EF .78) | Standard (EF .78) | Standard (EF .78) | Standard (EF .78) | Standard (EF .78) | Standard (EF .78) | Standard (EF .78) | Standard (EF .78) | Standard (EF .78) | Standard (EF .78) | Standard (EF .78) | Standard (EF .78) | Condensing (EF .90) | Condensing (EF .90) | Condensing (EF .90) | Condensing (EF .90) | Condensing (EF .90) | Standard (EF .78) | Standard (EF .78) | Standard (EF .78) | Standard (EF .78) | Standard (EF .78) | Standard (EF .78) | Standard (EF .78) | Standard (EF .78)
F1_Commercial_Office_New_Miscellaneous_Natural Gas_Pool Heater_E1 | F1 | Commercial | Office | New | Miscellaneous | Natural Gas | Pool Heater | E1 | CCE | 0 | 0 | 0 | 0 | 0 | 0 | 0 | 0 | 0 | 0 | 0 | 0 | 0 | 0 | 0 | 0 | 0 | 0 | 0 | 0 | 0 | 0 | 0 | 0 | 0 | 0 | 0 | 0 | 0 | 0 | 0
F1_Commercial_Office_New_Miscellaneous_Natural Gas_Pool Heater_E2 | F1 | Commercial | Office | New | Miscellaneous | Natural Gas | Pool Heater | E2 | CCE | 0.017772 | 0.017086 | 0.017167 | 0.017347 | 0.017347 | 0.017347 | 0.017347 | 0.017347 | 0.017347 | 0.017347 | 0.017347 | 0.017347 | 0.017347 | 0.017347 | 0.017347 | 0.017347 | 0.017347 | 0.017347 | 0.017347 | 0.017347 | 0.017347 | 0.017347 | 0.017347 | 0.017347 | 0.017347 | 0.017347 | 0.017347 | 0.017347 | 0.017347 | 0.017347 | 0.017347
F1_Commercial_Office_New_Miscellaneous_Natural Gas_Pool Heater_E3 | F1 | Commercial | Office | New | Miscellaneous | Natural Gas | Pool Heater | E3 | CCE | 0 | 0 | 0 | 0 | 0 | 0 | 0 | 0 | 0 | 0 | 0 | 0 | 0 | 0 | 0 | 0 | 0 | 0 | 0 | 0 | 0 | 0 | 0 | 0 | 0 | 0 | 0 | 0 | 0 | 0 | 0
F1_Commercial_Office_New_Miscellaneous_Natural Gas_Pool Heater_E4 | F1 | Commercial | Office | New | Miscellaneous | Natural Gas | Pool Heater | E4 | CCE | 0 | 0 | 0 | 0 | 0 | 0 | 0 | 0 | 0 | 0 | 0 | 0 | 0 | 0 | 0 | 0 | 0 | 0 | 0 | 0 | 0 | 0 | 0 | 0 | 0 | 0 | 0 | 0 | 0 | 0 | 0
F1_Commercial_Office_New_Miscellaneous_Natural Gas_Pool Heater_E5 | F1 | Commercial | Office | New | Miscellaneous | Natural Gas | Pool Heater | E5 | CCE | 0 | 0 | 0 | 0 | 0 | 0 | 0 | 0 | 0 | 0 | 0 | 0 | 0 | 0 | 0 | 0 | 0 | 0 | 0 | 0 | 0 | 0 | 0 | 0 | 0 | 0 | 0 | 0 | 0 | 0 | 0
F1_Commercial_Office_New_Miscellaneous_Natural Gas_Pool Heater_E6 | F1 | Commercial | Office | New | Miscellaneous | Natural Gas | Pool Heater | E6 | CCE | 0 | 0 | 0 | 0 | 0 | 0 | 0 | 0 | 0 | 0 | 0 | 0 | 0 | 0 | 0 | 0 | 0 | 0 | 0 | 0 | 0 | 0 | 0 | 0 | 0 | 0 | 0 | 0 | 0 | 0 | 0
F1_Commercial_Office_New_Miscellaneous_Natural Gas_Pool Heater_E7 | F1 | Commercial | Office | New | Miscellaneous | Natural Gas | Pool Heater | E7 | CCE | 0 | 0 | 0 | 0 | 0 | 0 | 0 | 0 | 0 | 0 | 0 | 0 | 0 | 0 | 0 | 0 | 0 | 0 | 0 | 0 | 0 | 0 | 0 | 0 | 0 | 0 | 0 | 0 | 0 | 0 | 0
F1_Commercial_Office_New_Miscellaneous_Natural Gas_Pool Heater_E8 | F1 | Commercial | Office | New | Miscellaneous | Natural Gas | Pool Heater | E8 | CCE | 0 | 0 | 0 | 0 | 0 | 0 | 0 | 0 | 0 | 0 | 0 | 0 | 0 | 0 | 0 | 0 | 0 | 0 | 0 | 0 | 0 | 0 | 0 | 0 | 0 | 0 | 0 | 0 | 0 | 0 | 0
F1_Commercial_Office_New_Miscellaneous_Natural Gas_Pool Heater_E9 | F1 | Commercial | Office | New | Miscellaneous | Natural Gas | Pool Heater | E9 | CCE | 0 | 0 | 0 | 0 | 0 | 0 | 0 | 0 | 0 | 0 | 0 | 0 | 0 | 0 | 0 | 0 | 0 | 0 | 0 | 0 | 0 | 0 | 0 | 0 | 0 | 0 | 0 | 0 | 0 | 0 | 0
F1_Commercial_Office_New_Miscellaneous_Natural Gas_Pool Heater_E10 | F1 | Commercial | Office | New | Miscellaneous | Natural Gas | Pool Heater | E10 | CCE | 0 | 0 | 0 | 0 | 0 | 0 | 0 | 0 | 0 | 0 | 0 | 0 | 0 | 0 | 0 | 0 | 0 | 0 | 0 | 0 | 0 | 0 | 0 | 0 | 0 | 0 | 0 | 0 | 0 | 0 | 0
F2_Commercial_Office_New_Miscellaneous_Natural Gas_Pool Heater_E1 | F2 | Commercial | Office | New | Miscellaneous | Natural Gas | Pool Heater | E1 | TRC BC Ratio | 0.9 | 0.9 | 0.9 | 0.9 | 0.9 | 0.9 | 0.9 | 0.9 | 0.9 | 0.9 | 0.9 | 0.9 | 0.9 | 0.9 | 0.9 | 0.9 | 0.9 | 0.9 | 0.9 | 0.9 | 0.9 | 0.9 | 0.9 | 0.9 | 0.9 | 0.9 | 0.9 | 0.9 | 0.9 | 0.9 | 0.9
F2_Commercial_Office_New_Miscellaneous_Natural Gas_Pool Heater_E2 | F2 | Commercial | Office | New | Miscellaneous | Natural Gas | Pool Heater | E2 | TRC BC Ratio | 0.56913 | 0.59017 | 0.59856 | 0.60055 | 0.62327 | 0.58756 | 0.56286 | 0.56218 | 0.57879 | 0.56904 | 0.56637 | 0.56026 | 0.42036 | 0.41012 | 0.40714 | 0.46017 | 0.52551 | 0.59905 | 0.65771 | 0.754 | 0.76585 | 0.78054 | 0.79807 | 0.30114 | 0.29474 | 0.28881 | 0.28328 | 0.2781 | 0.27319 | 0.2685 | 0.264
F2_Commercial_Office_New_Miscellaneous_Natural Gas_Pool Heater_E3 | F2 | Commercial | Office | New | Miscellaneous | Natural Gas | Pool Heater | E3 | TRC BC Ratio | 0 | 0 | 0 | 0 | 0 | 0 | 0 | 0 | 0 | 0 | 0 | 0 | 0 | 0 | 0 | 0 | 0 | 0 | 0 | 0 | 0 | 0 | 0 | 0 | 0 | 0 | 0 | 0 | 0 | 0 | 0
F2_Commercial_Office_New_Miscellaneous_Natural Gas_Pool Heater_E4 | F2 | Commercial | Office | New | Miscellaneous | Natural Gas | Pool Heater | E4 | TRC BC Ratio | 0 | 0 | 0 | 0 | 0 | 0 | 0 | 0 | 0 | 0 | 0 | 0 | 0 | 0 | 0 | 0 | 0 | 0 | 0 | 0 | 0 | 0 | 0 | 0 | 0 | 0 | 0 | 0 | 0 | 0 | 0
F2_Commercial_Office_New_Miscellaneous_Natural Gas_Pool Heater_E5 | F2 | Commercial | Office | New | Miscellaneous | Natural Gas | Pool Heater | E5 | TRC BC Ratio | 0 | 0 | 0 | 0 | 0 | 0 | 0 | 0 | 0 | 0 | 0 | 0 | 0 | 0 | 0 | 0 | 0 | 0 | 0 | 0 | 0 | 0 | 0 | 0 | 0 | 0 | 0 | 0 | 0 | 0 | 0
F2_Commercial_Office_New_Miscellaneous_Natural Gas_Pool Heater_E6 | F2 | Commercial | Office | New | Miscellaneous | Natural Gas | Pool Heater | E6 | TRC BC Ratio | 0 | 0 | 0 | 0 | 0 | 0 | 0 | 0 | 0 | 0 | 0 | 0 | 0 | 0 | 0 | 0 | 0 | 0 | 0 | 0 | 0 | 0 | 0 | 0 | 0 | 0 | 0 | 0 | 0 | 0 | 0
F2_Commercial_Office_New_Miscellaneous_Natural Gas_Pool Heater_E7 | F2 | Commercial | Office | New | Miscellaneous | Natural Gas | Pool Heater | E7 | TRC BC Ratio | 0 | 0 | 0 | 0 | 0 | 0 | 0 | 0 | 0 | 0 | 0 | 0 | 0 | 0 | 0 | 0 | 0 | 0 | 0 | 0 | 0 | 0 | 0 | 0 | 0 | 0 | 0 | 0 | 0 | 0 | 0
F2_Commercial_Office_New_Miscellaneous_Natural Gas_Pool Heater_E8 | F2 | Commercial | Office | New | Miscellaneous | Natural Gas | Pool Heater | E8 | TRC BC Ratio | 0 | 0 | 0 | 0 | 0 | 0 | 0 | 0 | 0 | 0 | 0 | 0 | 0 | 0 | 0 | 0 | 0 | 0 | 0 | 0 | 0 | 0 | 0 | 0 | 0 | 0 | 0 | 0 | 0 | 0 | 0
F2_Commercial_Office_New_Miscellaneous_Natural Gas_Pool Heater_E9 | F2 | Commercial | Office | New | Miscellaneous | Natural Gas | Pool Heater | E9 | TRC BC Ratio | 0 | 0 | 0 | 0 | 0 | 0 | 0 | 0 | 0 | 0 | 0 | 0 | 0 | 0 | 0 | 0 | 0 | 0 | 0 | 0 | 0 | 0 | 0 | 0 | 0 | 0 | 0 | 0 | 0 | 0 | 0
F2_Commercial_Office_New_Miscellaneous_Natural Gas_Pool Heater_E10 | F2 | Commercial | Office | New | Miscellaneous | Natural Gas | Pool Heater | E10 | TRC BC Ratio | 0 | 0 | 0 | 0 | 0 | 0 | 0 | 0 | 0 | 0 | 0 | 0 | 0 | 0 | 0 | 0 | 0 | 0 | 0 | 0 | 0 | 0 | 0 | 0 | 0 | 0 | 0 | 0 | 0 | 0 | 0
F3_Commercial_Office_New_Miscellaneous_Natural Gas_Pool Heater_E1 | F3 | Commercial | Office | New | Miscellaneous | Natural Gas | Pool Heater | E1 | PACT BC Ratio | 0.9 | 0.9 | 0.9 | 0.9 | 0.9 | 0.9 | 0.9 | 0.9 | 0.9 | 0.9 | 0.9 | 0.9 | 0.9 | 0.9 | 0.9 | 0.9 | 0.9 | 0.9 | 0.9 | 0.9 | 0.9 | 0.9 | 0.9 | 0.9 | 0.9 | 0.9 | 0.9 | 0.9 | 0.9 | 0.9 | 0.9
F3_Commercial_Office_New_Miscellaneous_Natural Gas_Pool Heater_E2 | F3 | Commercial | Office | New | Miscellaneous | Natural Gas | Pool Heater | E2 | PACT BC Ratio | 0.80033 | 0.82991 | 0.84171 | 0.84451 | 0.87645 | 0.82624 | 0.79152 | 0.79055 | 0.81391 | 0.8002 | 0.79645 | 0.78786 | 0.59112 | 0.57672 | 0.57253 | 0.64711 | 0.73899 | 0.8424 | 0.92489 | 1.0603 | 1.077 | 1.0976 | 1.1223 | 0.42347 | 0.41447 | 0.40613 | 0.39836 | 0.39107 | 0.38417 | 0.37758 | 0.37125
F3_Commercial_Office_New_Miscellaneous_Natural Gas_Pool Heater_E3 | F3 | Commercial | Office | New | Miscellaneous | Natural Gas | Pool Heater | E3 | PACT BC Ratio | 0 | 0 | 0 | 0 | 0 | 0 | 0 | 0 | 0 | 0 | 0 | 0 | 0 | 0 | 0 | 0 | 0 | 0 | 0 | 0 | 0 | 0 | 0 | 0 | 0 | 0 | 0 | 0 | 0 | 0 | 0
F3_Commercial_Office_New_Miscellaneous_Natural Gas_Pool Heater_E4 | F3 | Commercial | Office | New | Miscellaneous | Natural Gas | Pool Heater | E4 | PACT BC Ratio | 0 | 0 | 0 | 0 | 0 | 0 | 0 | 0 | 0 | 0 | 0 | 0 | 0 | 0 | 0 | 0 | 0 | 0 | 0 | 0 | 0 | 0 | 0 | 0 | 0 | 0 | 0 | 0 | 0 | 0 | 0
F3_Commercial_Office_New_Miscellaneous_Natural Gas_Pool Heater_E5 | F3 | Commercial | Office | New | Miscellaneous | Natural Gas | Pool Heater | E5 | PACT BC Ratio | 0 | 0 | 0 | 0 | 0 | 0 | 0 | 0 | 0 | 0 | 0 | 0 | 0 | 0 | 0 | 0 | 0 | 0 | 0 | 0 | 0 | 0 | 0 | 0 | 0 | 0 | 0 | 0 | 0 | 0 | 0
F3_Commercial_Office_New_Miscellaneous_Natural Gas_Pool Heater_E6 | F3 | Commercial | Office | New | Miscellaneous | Natural Gas | Pool Heater | E6 | PACT BC Ratio | 0 | 0 | 0 | 0 | 0 | 0 | 0 | 0 | 0 | 0 | 0 | 0 | 0 | 0 | 0 | 0 | 0 | 0 | 0 | 0 | 0 | 0 | 0 | 0 | 0 | 0 | 0 | 0 | 0 | 0 | 0
F3_Commercial_Office_New_Miscellaneous_Natural Gas_Pool Heater_E7 | F3 | Commercial | Office | New | Miscellaneous | Natural Gas | Pool Heater | E7 | PACT BC Ratio | 0 | 0 | 0 | 0 | 0 | 0 | 0 | 0 | 0 | 0 | 0 | 0 | 0 | 0 | 0 | 0 | 0 | 0 | 0 | 0 | 0 | 0 | 0 | 0 | 0 | 0 | 0 | 0 | 0 | 0 | 0
F3_Commercial_Office_New_Miscellaneous_Natural Gas_Pool Heater_E8 | F3 | Commercial | Office | New | Miscellaneous | Natural Gas | Pool Heater | E8 | PACT BC Ratio | 0 | 0 | 0 | 0 | 0 | 0 | 0 | 0 | 0 | 0 | 0 | 0 | 0 | 0 | 0 | 0 | 0 | 0 | 0 | 0 | 0 | 0 | 0 | 0 | 0 | 0 | 0 | 0 | 0 | 0 | 0
F3_Commercial_Office_New_Miscellaneous_Natural Gas_Pool Heater_E9 | F3 | Commercial | Office | New | Miscellaneous | Natural Gas | Pool Heater | E9 | PACT BC Ratio | 0 | 0 | 0 | 0 | 0 | 0 | 0 | 0 | 0 | 0 | 0 | 0 | 0 | 0 | 0 | 0 | 0 | 0 | 0 | 0 | 0 | 0 | 0 | 0 | 0 | 0 | 0 | 0 | 0 | 0 | 0
F3_Commercial_Office_New_Miscellaneous_Natural Gas_Pool Heater_E10 | F3 | Commercial | Office | New | Miscellaneous | Natural Gas | Pool Heater | E10 | PACT BC Ratio | 0 | 0 | 0 | 0 | 0 | 0 | 0 | 0 | 0 | 0 | 0 | 0 | 0 | 0 | 0 | 0 | 0 | 0 | 0 | 0 | 0 | 0 | 0 | 0 | 0 | 0 | 0 | 0 | 0 | 0 | 0
F4_Commercial_Office_New_Miscellaneous_Natural Gas_Pool Heater_E1 | F4 | Commercial | Office | New | Miscellaneous | Natural Gas | Pool Heater | E1 | PCT BC Ratio | 0.9 | 0.9 | 0.9 | 0.9 | 0.9 | 0.9 | 0.9 | 0.9 | 0.9 | 0.9 | 0.9 | 0.9 | 0.9 | 0.9 | 0.9 | 0.9 | 0.9 | 0.9 | 0.9 | 0.9 | 0.9 | 0.9 | 0.9 | 0.9 | 0.9 | 0.9 | 0.9 | 0.9 | 0.9 | 0.9 | 0.9
F4_Commercial_Office_New_Miscellaneous_Natural Gas_Pool Heater_E2 | F4 | Commercial | Office | New | Miscellaneous | Natural Gas | Pool Heater | E2 | PCT BC Ratio | 1.6263 | 1.6664 | 1.6824 | 1.6862 | 1.7296 | 1.6614 | 1.6143 | 1.613 | 1.6447 | 1.6261 | 1.621 | 1.6093 | 1.3422 | 1.3227 | 1.317 | 1.4182 | 1.543 | 1.6834 | 1.7954 | 1.9792 | 2.0018 | 2.0299 | 2.0634 | 1.1146 | 1.1024 | 1.091 | 1.0805 | 1.0706 | 1.0612 | 1.0523 | 1.0437
F4_Commercial_Office_New_Miscellaneous_Natural Gas_Pool Heater_E3 | F4 | Commercial | Office | New | Miscellaneous | Natural Gas | Pool Heater | E3 | PCT BC Ratio | 0 | 0 | 0 | 0 | 0 | 0 | 0 | 0 | 0 | 0 | 0 | 0 | 0 | 0 | 0 | 0 | 0 | 0 | 0 | 0 | 0 | 0 | 0 | 0 | 0 | 0 | 0 | 0 | 0 | 0 | 0
F4_Commercial_Office_New_Miscellaneous_Natural Gas_Pool Heater_E4 | F4 | Commercial | Office | New | Miscellaneous | Natural Gas | Pool Heater | E4 | PCT BC Ratio | 0 | 0 | 0 | 0 | 0 | 0 | 0 | 0 | 0 | 0 | 0 | 0 | 0 | 0 | 0 | 0 | 0 | 0 | 0 | 0 | 0 | 0 | 0 | 0 | 0 | 0 | 0 | 0 | 0 | 0 | 0
F4_Commercial_Office_New_Miscellaneous_Natural Gas_Pool Heater_E5 | F4 | Commercial | Office | New | Miscellaneous | Natural Gas | Pool Heater | E5 | PCT BC Ratio | 0 | 0 | 0 | 0 | 0 | 0 | 0 | 0 | 0 | 0 | 0 | 0 | 0 | 0 | 0 | 0 | 0 | 0 | 0 | 0 | 0 | 0 | 0 | 0 | 0 | 0 | 0 | 0 | 0 | 0 | 0
F4_Commercial_Office_New_Miscellaneous_Natural Gas_Pool Heater_E6 | F4 | Commercial | Office | New | Miscellaneous | Natural Gas | Pool Heater | E6 | PCT BC Ratio | 0 | 0 | 0 | 0 | 0 | 0 | 0 | 0 | 0 | 0 | 0 | 0 | 0 | 0 | 0 | 0 | 0 | 0 | 0 | 0 | 0 | 0 | 0 | 0 | 0 | 0 | 0 | 0 | 0 | 0 | 0
F4_Commercial_Office_New_Miscellaneous_Natural Gas_Pool Heater_E7 | F4 | Commercial | Office | New | Miscellaneous | Natural Gas | Pool Heater | E7 | PCT BC Ratio | 0 | 0 | 0 | 0 | 0 | 0 | 0 | 0 | 0 | 0 | 0 | 0 | 0 | 0 | 0 | 0 | 0 | 0 | 0 | 0 | 0 | 0 | 0 | 0 | 0 | 0 | 0 | 0 | 0 | 0 | 0
F4_Commercial_Office_New_Miscellaneous_Natural Gas_Pool Heater_E8 | F4 | Commercial | Office | New | Miscellaneous | Natural Gas | Pool Heater | E8 | PCT BC Ratio | 0 | 0 | 0 | 0 | 0 | 0 | 0 | 0 | 0 | 0 | 0 | 0 | 0 | 0 | 0 | 0 | 0 | 0 | 0 | 0 | 0 | 0 | 0 | 0 | 0 | 0 | 0 | 0 | 0 | 0 | 0
F4_Commercial_Office_New_Miscellaneous_Natural Gas_Pool Heater_E9 | F4 | Commercial | Office | New | Miscellaneous | Natural Gas | Pool Heater | E9 | PCT BC Ratio | 0 | 0 | 0 | 0 | 0 | 0 | 0 | 0 | 0 | 0 | 0 | 0 | 0 | 0 | 0 | 0 | 0 | 0 | 0 | 0 | 0 | 0 | 0 | 0 | 0 | 0 | 0 | 0 | 0 | 0 | 0
F4_Commercial_Office_New_Miscellaneous_Natural Gas_Pool Heater_E10 | F4 | Commercial | Office | New | Miscellaneous | Natural Gas | Pool Heater | E10 | PCT BC Ratio | 0 | 0 | 0 | 0 | 0 | 0 | 0 | 0 | 0 | 0 | 0 | 0 | 0 | 0 | 0 | 0 | 0 | 0 | 0 | 0 | 0 | 0 | 0 | 0 | 0 | 0 | 0 | 0 | 0 | 0 | 0
F5_Commercial_Office_New_Miscellaneous_Natural Gas_Pool Heater_E1 | F5 | Commercial | Office | New | Miscellaneous | Natural Gas | Pool Heater | E1 | RIM BC Ratio | 0.9 | 0.9 | 0.9 | 0.9 | 0.9 | 0.9 | 0.9 | 0.9 | 0.9 | 0.9 | 0.9 | 0.9 | 0.9 | 0.9 | 0.9 | 0.9 | 0.9 | 0.9 | 0.9 | 0.9 | 0.9 | 0.9 | 0.9 | 0.9 | 0.9 | 0.9 | 0.9 | 0.9 | 0.9 | 0.9 | 0.9
F5_Commercial_Office_New_Miscellaneous_Natural Gas_Pool Heater_E2 | F5 | Commercial | Office | New | Miscellaneous | Natural Gas | Pool Heater | E2 | RIM BC Ratio | 0.40857 | 0.41614 | 0.41909 | 0.41978 | 0.42753 | 0.41522 | 0.40626 | 0.40601 | 0.41208 | 0.40854 | 0.40756 | 0.4053 | 0.34605 | 0.34106 | 0.33959 | 0.36451 | 0.39196 | 0.41926 | 0.43874 | 0.46703 | 0.47023 | 0.47413 | 0.47867 | 0.28094 | 0.27695 | 0.2732 | 0.26966 | 0.2663 | 0.26308 | 0.25997 | 0.25696
F5_Commercial_Office_New_Miscellaneous_Natural Gas_Pool Heater_E3 | F5 | Commercial | Office | New | Miscellaneous | Natural Gas | Pool Heater | E3 | RIM BC Ratio | 0 | 0 | 0 | 0 | 0 | 0 | 0 | 0 | 0 | 0 | 0 | 0 | 0 | 0 | 0 | 0 | 0 | 0 | 0 | 0 | 0 | 0 | 0 | 0 | 0 | 0 | 0 | 0 | 0 | 0 | 0
F5_Commercial_Office_New_Miscellaneous_Natural Gas_Pool Heater_E4 | F5 | Commercial | Office | New | Miscellaneous | Natural Gas | Pool Heater | E4 | RIM BC Ratio | 0 | 0 | 0 | 0 | 0 | 0 | 0 | 0 | 0 | 0 | 0 | 0 | 0 | 0 | 0 | 0 | 0 | 0 | 0 | 0 | 0 | 0 | 0 | 0 | 0 | 0 | 0 | 0 | 0 | 0 | 0
F5_Commercial_Office_New_Miscellaneous_Natural Gas_Pool Heater_E5 | F5 | Commercial | Office | New | Miscellaneous | Natural Gas | Pool Heater | E5 | RIM BC Ratio | 0 | 0 | 0 | 0 | 0 | 0 | 0 | 0 | 0 | 0 | 0 | 0 | 0 | 0 | 0 | 0 | 0 | 0 | 0 | 0 | 0 | 0 | 0 | 0 | 0 | 0 | 0 | 0 | 0 | 0 | 0
F5_Commercial_Office_New_Miscellaneous_Natural Gas_Pool Heater_E6 | F5 | Commercial | Office | New | Miscellaneous | Natural Gas | Pool Heater | E6 | RIM BC Ratio | 0 | 0 | 0 | 0 | 0 | 0 | 0 | 0 | 0 | 0 | 0 | 0 | 0 | 0 | 0 | 0 | 0 | 0 | 0 | 0 | 0 | 0 | 0 | 0 | 0 | 0 | 0 | 0 | 0 | 0 | 0
F5_Commercial_Office_New_Miscellaneous_Natural Gas_Pool Heater_E7 | F5 | Commercial | Office | New | Miscellaneous | Natural Gas | Pool Heater | E7 | RIM BC Ratio | 0 | 0 | 0 | 0 | 0 | 0 | 0 | 0 | 0 | 0 | 0 | 0 | 0 | 0 | 0 | 0 | 0 | 0 | 0 | 0 | 0 | 0 | 0 | 0 | 0 | 0 | 0 | 0 | 0 | 0 | 0
F5_Commercial_Office_New_Miscellaneous_Natural Gas_Pool Heater_E8 | F5 | Commercial | Office | New | Miscellaneous | Natural Gas | Pool Heater | E8 | RIM BC Ratio | 0 | 0 | 0 | 0 | 0 | 0 | 0 | 0 | 0 | 0 | 0 | 0 | 0 | 0 | 0 | 0 | 0 | 0 | 0 | 0 | 0 | 0 | 0 | 0 | 0 | 0 | 0 | 0 | 0 | 0 | 0
F5_Commercial_Office_New_Miscellaneous_Natural Gas_Pool Heater_E9 | F5 | Commercial | Office | New | Miscellaneous | Natural Gas | Pool Heater | E9 | RIM BC Ratio | 0 | 0 | 0 | 0 | 0 | 0 | 0 | 0 | 0 | 0 | 0 | 0 | 0 | 0 | 0 | 0 | 0 | 0 | 0 | 0 | 0 | 0 | 0 | 0 | 0 | 0 | 0 | 0 | 0 | 0 | 0
F5_Commercial_Office_New_Miscellaneous_Natural Gas_Pool Heater_E10 | F5 | Commercial | Office | New | Miscellaneous | Natural Gas | Pool Heater | E10 | RIM BC Ratio | 0 | 0 | 0 | 0 | 0 | 0 | 0 | 0 | 0 | 0 | 0 | 0 | 0 | 0 | 0 | 0 | 0 | 0 | 0 | 0 | 0 | 0 | 0 | 0 | 0 | 0 | 0 | 0 | 0 | 0 | 0
F0_Commercial_Office_New_Miscellaneous_Natural Gas_Miscellaneous_E0 | F0 | Commercial | Office | New | Miscellaneous | Natural Gas | Miscellaneous | E0 | Economic Unit | Miscellaneous | Miscellaneous | Miscellaneous | Miscellaneous | Miscellaneous | Miscellaneous | Miscellaneous | Miscellaneous | Miscellaneous | Miscellaneous | Miscellaneous | Miscellaneous | Miscellaneous | Miscellaneous | Miscellaneous | Miscellaneous | Miscellaneous | Miscellaneous | Miscellaneous | Miscellaneous | Miscellaneous | Miscellaneous | Miscellaneous | Miscellaneous | Miscellaneous | Miscellaneous | Miscellaneous | Miscellaneous | Miscellaneous | Miscellaneous | Miscellaneous
F1_Commercial_Office_New_Miscellaneous_Natural Gas_Miscellaneous_E1 | F1 | Commercial | Office | New | Miscellaneous | Natural Gas | Miscellaneous | E1 | CCE | 0 | 0 | 0 | 0 | 0 | 0 | 0 | 0 | 0 | 0 | 0 | 0 | 0 | 0 | 0 | 0 | 0 | 0 | 0 | 0 | 0 | 0 | 0 | 0 | 0 | 0 | 0 | 0 | 0 | 0 | 0
F1_Commercial_Office_New_Miscellaneous_Natural Gas_Miscellaneous_E2 | F1 | Commercial | Office | New | Miscellaneous | Natural Gas | Miscellaneous | E2 | CCE | 0 | 0 | 0 | 0 | 0 | 0 | 0 | 0 | 0 | 0 | 0 | 0 | 0 | 0 | 0 | 0 | 0 | 0 | 0 | 0 | 0 | 0 | 0 | 0 | 0 | 0 | 0 | 0 | 0 | 0 | 0
F1_Commercial_Office_New_Miscellaneous_Natural Gas_Miscellaneous_E3 | F1 | Commercial | Office | New | Miscellaneous | Natural Gas | Miscellaneous | E3 | CCE | 0 | 0 | 0 | 0 | 0 | 0 | 0 | 0 | 0 | 0 | 0 | 0 | 0 | 0 | 0 | 0 | 0 | 0 | 0 | 0 | 0 | 0 | 0 | 0 | 0 | 0 | 0 | 0 | 0 | 0 | 0
F1_Commercial_Office_New_Miscellaneous_Natural Gas_Miscellaneous_E4 | F1 | Commercial | Office | New | Miscellaneous | Natural Gas | Miscellaneous | E4 | CCE | 0 | 0 | 0 | 0 | 0 | 0 | 0 | 0 | 0 | 0 | 0 | 0 | 0 | 0 | 0 | 0 | 0 | 0 | 0 | 0 | 0 | 0 | 0 | 0 | 0 | 0 | 0 | 0 | 0 | 0 | 0
F1_Commercial_Office_New_Miscellaneous_Natural Gas_Miscellaneous_E5 | F1 | Commercial | Office | New | Miscellaneous | Natural Gas | Miscellaneous | E5 | CCE | 0 | 0 | 0 | 0 | 0 | 0 | 0 | 0 | 0 | 0 | 0 | 0 | 0 | 0 | 0 | 0 | 0 | 0 | 0 | 0 | 0 | 0 | 0 | 0 | 0 | 0 | 0 | 0 | 0 | 0 | 0
F1_Commercial_Office_New_Miscellaneous_Natural Gas_Miscellaneous_E6 | F1 | Commercial | Office | New | Miscellaneous | Natural Gas | Miscellaneous | E6 | CCE | 0 | 0 | 0 | 0 | 0 | 0 | 0 | 0 | 0 | 0 | 0 | 0 | 0 | 0 | 0 | 0 | 0 | 0 | 0 | 0 | 0 | 0 | 0 | 0 | 0 | 0 | 0 | 0 | 0 | 0 | 0
F1_Commercial_Office_New_Miscellaneous_Natural Gas_Miscellaneous_E7 | F1 | Commercial | Office | New | Miscellaneous | Natural Gas | Miscellaneous | E7 | CCE | 0 | 0 | 0 | 0 | 0 | 0 | 0 | 0 | 0 | 0 | 0 | 0 | 0 | 0 | 0 | 0 | 0 | 0 | 0 | 0 | 0 | 0 | 0 | 0 | 0 | 0 | 0 | 0 | 0 | 0 | 0
F1_Commercial_Office_New_Miscellaneous_Natural Gas_Miscellaneous_E8 | F1 | Commercial | Office | New | Miscellaneous | Natural Gas | Miscellaneous | E8 | CCE | 0 | 0 | 0 | 0 | 0 | 0 | 0 | 0 | 0 | 0 | 0 | 0 | 0 | 0 | 0 | 0 | 0 | 0 | 0 | 0 | 0 | 0 | 0 | 0 | 0 | 0 | 0 | 0 | 0 | 0 | 0
F1_Commercial_Office_New_Miscellaneous_Natural Gas_Miscellaneous_E9 | F1 | Commercial | Office | New | Miscellaneous | Natural Gas | Miscellaneous | E9 | CCE | 0 | 0 | 0 | 0 | 0 | 0 | 0 | 0 | 0 | 0 | 0 | 0 | 0 | 0 | 0 | 0 | 0 | 0 | 0 | 0 | 0 | 0 | 0 | 0 | 0 | 0 | 0 | 0 | 0 | 0 | 0
F1_Commercial_Office_New_Miscellaneous_Natural Gas_Miscellaneous_E10 | F1 | Commercial | Office | New | Miscellaneous | Natural Gas | Miscellaneous | E10 | CCE | 0 | 0 | 0 | 0 | 0 | 0 | 0 | 0 | 0 | 0 | 0 | 0 | 0 | 0 | 0 | 0 | 0 | 0 | 0 | 0 | 0 | 0 | 0 | 0 | 0 | 0 | 0 | 0 | 0 | 0 | 0
F2_Commercial_Office_New_Miscellaneous_Natural Gas_Miscellaneous_E1 | F2 | Commercial | Office | New | Miscellaneous | Natural Gas | Miscellaneous | E1 | TRC BC Ratio | 0.9 | 0.9 | 0.9 | 0.9 | 0.9 | 0.9 | 0.9 | 0.9 | 0.9 | 0.9 | 0.9 | 0.9 | 0.9 | 0.9 | 0.9 | 0.9 | 0.9 | 0.9 | 0.9 | 0.9 | 0.9 | 0.9 | 0.9 | 0.9 | 0.9 | 0.9 | 0.9 | 0.9 | 0.9 | 0.9 | 0.9
F2_Commercial_Office_New_Miscellaneous_Natural Gas_Miscellaneous_E2 | F2 | Commercial | Office | New | Miscellaneous | Natural Gas | Miscellaneous | E2 | TRC BC Ratio | 0 | 0 | 0 | 0 | 0 | 0 | 0 | 0 | 0 | 0 | 0 | 0 | 0 | 0 | 0 | 0 | 0 | 0 | 0 | 0 | 0 | 0 | 0 | 0 | 0 | 0 | 0 | 0 | 0 | 0 | 0
F2_Commercial_Office_New_Miscellaneous_Natural Gas_Miscellaneous_E3 | F2 | Commercial | Office | New | Miscellaneous | Natural Gas | Miscellaneous | E3 | TRC BC Ratio | 0 | 0 | 0 | 0 | 0 | 0 | 0 | 0 | 0 | 0 | 0 | 0 | 0 | 0 | 0 | 0 | 0 | 0 | 0 | 0 | 0 | 0 | 0 | 0 | 0 | 0 | 0 | 0 | 0 | 0 | 0
F2_Commercial_Office_New_Miscellaneous_Natural Gas_Miscellaneous_E4 | F2 | Commercial | Office | New | Miscellaneous | Natural Gas | Miscellaneous | E4 | TRC BC Ratio | 0 | 0 | 0 | 0 | 0 | 0 | 0 | 0 | 0 | 0 | 0 | 0 | 0 | 0 | 0 | 0 | 0 | 0 | 0 | 0 | 0 | 0 | 0 | 0 | 0 | 0 | 0 | 0 | 0 | 0 | 0
F2_Commercial_Office_New_Miscellaneous_Natural Gas_Miscellaneous_E5 | F2 | Commercial | Office | New | Miscellaneous | Natural Gas | Miscellaneous | E5 | TRC BC Ratio | 0 | 0 | 0 | 0 | 0 | 0 | 0 | 0 | 0 | 0 | 0 | 0 | 0 | 0 | 0 | 0 | 0 | 0 | 0 | 0 | 0 | 0 | 0 | 0 | 0 | 0 | 0 | 0 | 0 | 0 | 0
F2_Commercial_Office_New_Miscellaneous_Natural Gas_Miscellaneous_E6 | F2 | Commercial | Office | New | Miscellaneous | Natural Gas | Miscellaneous | E6 | TRC BC Ratio | 0 | 0 | 0 | 0 | 0 | 0 | 0 | 0 | 0 | 0 | 0 | 0 | 0 | 0 | 0 | 0 | 0 | 0 | 0 | 0 | 0 | 0 | 0 | 0 | 0 | 0 | 0 | 0 | 0 | 0 | 0
F2_Commercial_Office_New_Miscellaneous_Natural Gas_Miscellaneous_E7 | F2 | Commercial | Office | New | Miscellaneous | Natural Gas | Miscellaneous | E7 | TRC BC Ratio | 0 | 0 | 0 | 0 | 0 | 0 | 0 | 0 | 0 | 0 | 0 | 0 | 0 | 0 | 0 | 0 | 0 | 0 | 0 | 0 | 0 | 0 | 0 | 0 | 0 | 0 | 0 | 0 | 0 | 0 | 0
F2_Commercial_Office_New_Miscellaneous_Natural Gas_Miscellaneous_E8 | F2 | Commercial | Office | New | Miscellaneous | Natural Gas | Miscellaneous | E8 | TRC BC Ratio | 0 | 0 | 0 | 0 | 0 | 0 | 0 | 0 | 0 | 0 | 0 | 0 | 0 | 0 | 0 | 0 | 0 | 0 | 0 | 0 | 0 | 0 | 0 | 0 | 0 | 0 | 0 | 0 | 0 | 0 | 0
F2_Commercial_Office_New_Miscellaneous_Natural Gas_Miscellaneous_E9 | F2 | Commercial | Office | New | Miscellaneous | Natural Gas | Miscellaneous | E9 | TRC BC Ratio | 0 | 0 | 0 | 0 | 0 | 0 | 0 | 0 | 0 | 0 | 0 | 0 | 0 | 0 | 0 | 0 | 0 | 0 | 0 | 0 | 0 | 0 | 0 | 0 | 0 | 0 | 0 | 0 | 0 | 0 | 0
F2_Commercial_Office_New_Miscellaneous_Natural Gas_Miscellaneous_E10 | F2 | Commercial | Office | New | Miscellaneous | Natural Gas | Miscellaneous | E10 | TRC BC Ratio | 0 | 0 | 0 | 0 | 0 | 0 | 0 | 0 | 0 | 0 | 0 | 0 | 0 | 0 | 0 | 0 | 0 | 0 | 0 | 0 | 0 | 0 | 0 | 0 | 0 | 0 | 0 | 0 | 0 | 0 | 0
F3_Commercial_Office_New_Miscellaneous_Natural Gas_Miscellaneous_E1 | F3 | Commercial | Office | New | Miscellaneous | Natural Gas | Miscellaneous | E1 | PACT BC Ratio | 0.9 | 0.9 | 0.9 | 0.9 | 0.9 | 0.9 | 0.9 | 0.9 | 0.9 | 0.9 | 0.9 | 0.9 | 0.9 | 0.9 | 0.9 | 0.9 | 0.9 | 0.9 | 0.9 | 0.9 | 0.9 | 0.9 | 0.9 | 0.9 | 0.9 | 0.9 | 0.9 | 0.9 | 0.9 | 0.9 | 0.9
F3_Commercial_Office_New_Miscellaneous_Natural Gas_Miscellaneous_E2 | F3 | Commercial | Office | New | Miscellaneous | Natural Gas | Miscellaneous | E2 | PACT BC Ratio | 0 | 0 | 0 | 0 | 0 | 0 | 0 | 0 | 0 | 0 | 0 | 0 | 0 | 0 | 0 | 0 | 0 | 0 | 0 | 0 | 0 | 0 | 0 | 0 | 0 | 0 | 0 | 0 | 0 | 0 | 0
F3_Commercial_Office_New_Miscellaneous_Natural Gas_Miscellaneous_E3 | F3 | Commercial | Office | New | Miscellaneous | Natural Gas | Miscellaneous | E3 | PACT BC Ratio | 0 | 0 | 0 | 0 | 0 | 0 | 0 | 0 | 0 | 0 | 0 | 0 | 0 | 0 | 0 | 0 | 0 | 0 | 0 | 0 | 0 | 0 | 0 | 0 | 0 | 0 | 0 | 0 | 0 | 0 | 0
F3_Commercial_Office_New_Miscellaneous_Natural Gas_Miscellaneous_E4 | F3 | Commercial | Office | New | Miscellaneous | Natural Gas | Miscellaneous | E4 | PACT BC Ratio | 0 | 0 | 0 | 0 | 0 | 0 | 0 | 0 | 0 | 0 | 0 | 0 | 0 | 0 | 0 | 0 | 0 | 0 | 0 | 0 | 0 | 0 | 0 | 0 | 0 | 0 | 0 | 0 | 0 | 0 | 0
F3_Commercial_Office_New_Miscellaneous_Natural Gas_Miscellaneous_E5 | F3 | Commercial | Office | New | Miscellaneous | Natural Gas | Miscellaneous | E5 | PACT BC Ratio | 0 | 0 | 0 | 0 | 0 | 0 | 0 | 0 | 0 | 0 | 0 | 0 | 0 | 0 | 0 | 0 | 0 | 0 | 0 | 0 | 0 | 0 | 0 | 0 | 0 | 0 | 0 | 0 | 0 | 0 | 0
F3_Commercial_Office_New_Miscellaneous_Natural Gas_Miscellaneous_E6 | F3 | Commercial | Office | New | Miscellaneous | Natural Gas | Miscellaneous | E6 | PACT BC Ratio | 0 | 0 | 0 | 0 | 0 | 0 | 0 | 0 | 0 | 0 | 0 | 0 | 0 | 0 | 0 | 0 | 0 | 0 | 0 | 0 | 0 | 0 | 0 | 0 | 0 | 0 | 0 | 0 | 0 | 0 | 0
F3_Commercial_Office_New_Miscellaneous_Natural Gas_Miscellaneous_E7 | F3 | Commercial | Office | New | Miscellaneous | Natural Gas | Miscellaneous | E7 | PACT BC Ratio | 0 | 0 | 0 | 0 | 0 | 0 | 0 | 0 | 0 | 0 | 0 | 0 | 0 | 0 | 0 | 0 | 0 | 0 | 0 | 0 | 0 | 0 | 0 | 0 | 0 | 0 | 0 | 0 | 0 | 0 | 0
F3_Commercial_Office_New_Miscellaneous_Natural Gas_Miscellaneous_E8 | F3 | Commercial | Office | New | Miscellaneous | Natural Gas | Miscellaneous | E8 | PACT BC Ratio | 0 | 0 | 0 | 0 | 0 | 0 | 0 | 0 | 0 | 0 | 0 | 0 | 0 | 0 | 0 | 0 | 0 | 0 | 0 | 0 | 0 | 0 | 0 | 0 | 0 | 0 | 0 | 0 | 0 | 0 | 0
F3_Commercial_Office_New_Miscellaneous_Natural Gas_Miscellaneous_E9 | F3 | Commercial | Office | New | Miscellaneous | Natural Gas | Miscellaneous | E9 | PACT BC Ratio | 0 | 0 | 0 | 0 | 0 | 0 | 0 | 0 | 0 | 0 | 0 | 0 | 0 | 0 | 0 | 0 | 0 | 0 | 0 | 0 | 0 | 0 | 0 | 0 | 0 | 0 | 0 | 0 | 0 | 0 | 0
F3_Commercial_Office_New_Miscellaneous_Natural Gas_Miscellaneous_E10 | F3 | Commercial | Office | New | Miscellaneous | Natural Gas | Miscellaneous | E10 | PACT BC Ratio | 0 | 0 | 0 | 0 | 0 | 0 | 0 | 0 | 0 | 0 | 0 | 0 | 0 | 0 | 0 | 0 | 0 | 0 | 0 | 0 | 0 | 0 | 0 | 0 | 0 | 0 | 0 | 0 | 0 | 0 | 0
F4_Commercial_Office_New_Miscellaneous_Natural Gas_Miscellaneous_E1 | F4 | Commercial | Office | New | Miscellaneous | Natural Gas | Miscellaneous | E1 | PCT BC Ratio | 0.9 | 0.9 | 0.9 | 0.9 | 0.9 | 0.9 | 0.9 | 0.9 | 0.9 | 0.9 | 0.9 | 0.9 | 0.9 | 0.9 | 0.9 | 0.9 | 0.9 | 0.9 | 0.9 | 0.9 | 0.9 | 0.9 | 0.9 | 0.9 | 0.9 | 0.9 | 0.9 | 0.9 | 0.9 | 0.9 | 0.9
F4_Commercial_Office_New_Miscellaneous_Natural Gas_Miscellaneous_E2 | F4 | Commercial | Office | New | Miscellaneous | Natural Gas | Miscellaneous | E2 | PCT BC Ratio | 0 | 0 | 0 | 0 | 0 | 0 | 0 | 0 | 0 | 0 | 0 | 0 | 0 | 0 | 0 | 0 | 0 | 0 | 0 | 0 | 0 | 0 | 0 | 0 | 0 | 0 | 0 | 0 | 0 | 0 | 0
F4_Commercial_Office_New_Miscellaneous_Natural Gas_Miscellaneous_E3 | F4 | Commercial | Office | New | Miscellaneous | Natural Gas | Miscellaneous | E3 | PCT BC Ratio | 0 | 0 | 0 | 0 | 0 | 0 | 0 | 0 | 0 | 0 | 0 | 0 | 0 | 0 | 0 | 0 | 0 | 0 | 0 | 0 | 0 | 0 | 0 | 0 | 0 | 0 | 0 | 0 | 0 | 0 | 0
F4_Commercial_Office_New_Miscellaneous_Natural Gas_Miscellaneous_E4 | F4 | Commercial | Office | New | Miscellaneous | Natural Gas | Miscellaneous | E4 | PCT BC Ratio | 0 | 0 | 0 | 0 | 0 | 0 | 0 | 0 | 0 | 0 | 0 | 0 | 0 | 0 | 0 | 0 | 0 | 0 | 0 | 0 | 0 | 0 | 0 | 0 | 0 | 0 | 0 | 0 | 0 | 0 | 0
F4_Commercial_Office_New_Miscellaneous_Natural Gas_Miscellaneous_E5 | F4 | Commercial | Office | New | Miscellaneous | Natural Gas | Miscellaneous | E5 | PCT BC Ratio | 0 | 0 | 0 | 0 | 0 | 0 | 0 | 0 | 0 | 0 | 0 | 0 | 0 | 0 | 0 | 0 | 0 | 0 | 0 | 0 | 0 | 0 | 0 | 0 | 0 | 0 | 0 | 0 | 0 | 0 | 0
F4_Commercial_Office_New_Miscellaneous_Natural Gas_Miscellaneous_E6 | F4 | Commercial | Office | New | Miscellaneous | Natural Gas | Miscellaneous | E6 | PCT BC Ratio | 0 | 0 | 0 | 0 | 0 | 0 | 0 | 0 | 0 | 0 | 0 | 0 | 0 | 0 | 0 | 0 | 0 | 0 | 0 | 0 | 0 | 0 | 0 | 0 | 0 | 0 | 0 | 0 | 0 | 0 | 0
F4_Commercial_Office_New_Miscellaneous_Natural Gas_Miscellaneous_E7 | F4 | Commercial | Office | New | Miscellaneous | Natural Gas | Miscellaneous | E7 | PCT BC Ratio | 0 | 0 | 0 | 0 | 0 | 0 | 0 | 0 | 0 | 0 | 0 | 0 | 0 | 0 | 0 | 0 | 0 | 0 | 0 | 0 | 0 | 0 | 0 | 0 | 0 | 0 | 0 | 0 | 0 | 0 | 0
F4_Commercial_Office_New_Miscellaneous_Natural Gas_Miscellaneous_E8 | F4 | Commercial | Office | New | Miscellaneous | Natural Gas | Miscellaneous | E8 | PCT BC Ratio | 0 | 0 | 0 | 0 | 0 | 0 | 0 | 0 | 0 | 0 | 0 | 0 | 0 | 0 | 0 | 0 | 0 | 0 | 0 | 0 | 0 | 0 | 0 | 0 | 0 | 0 | 0 | 0 | 0 | 0 | 0
F4_Commercial_Office_New_Miscellaneous_Natural Gas_Miscellaneous_E9 | F4 | Commercial | Office | New | Miscellaneous | Natural Gas | Miscellaneous | E9 | PCT BC Ratio | 0 | 0 | 0 | 0 | 0 | 0 | 0 | 0 | 0 | 0 | 0 | 0 | 0 | 0 | 0 | 0 | 0 | 0 | 0 | 0 | 0 | 0 | 0 | 0 | 0 | 0 | 0 | 0 | 0 | 0 | 0
F4_Commercial_Office_New_Miscellaneous_Natural Gas_Miscellaneous_E10 | F4 | Commercial | Office | New | Miscellaneous | Natural Gas | Miscellaneous | E10 | PCT BC Ratio | 0 | 0 | 0 | 0 | 0 | 0 | 0 | 0 | 0 | 0 | 0 | 0 | 0 | 0 | 0 | 0 | 0 | 0 | 0 | 0 | 0 | 0 | 0 | 0 | 0 | 0 | 0 | 0 | 0 | 0 | 0
F5_Commercial_Office_New_Miscellaneous_Natural Gas_Miscellaneous_E1 | F5 | Commercial | Office | New | Miscellaneous | Natural Gas | Miscellaneous | E1 | RIM BC Ratio | 0.9 | 0.9 | 0.9 | 0.9 | 0.9 | 0.9 | 0.9 | 0.9 | 0.9 | 0.9 | 0.9 | 0.9 | 0.9 | 0.9 | 0.9 | 0.9 | 0.9 | 0.9 | 0.9 | 0.9 | 0.9 | 0.9 | 0.9 | 0.9 | 0.9 | 0.9 | 0.9 | 0.9 | 0.9 | 0.9 | 0.9
F5_Commercial_Office_New_Miscellaneous_Natural Gas_Miscellaneous_E2 | F5 | Commercial | Office | New | Miscellaneous | Natural Gas | Miscellaneous | E2 | RIM BC Ratio | 0 | 0 | 0 | 0 | 0 | 0 | 0 | 0 | 0 | 0 | 0 | 0 | 0 | 0 | 0 | 0 | 0 | 0 | 0 | 0 | 0 | 0 | 0 | 0 | 0 | 0 | 0 | 0 | 0 | 0 | 0
F5_Commercial_Office_New_Miscellaneous_Natural Gas_Miscellaneous_E3 | F5 | Commercial | Office | New | Miscellaneous | Natural Gas | Miscellaneous | E3 | RIM BC Ratio | 0 | 0 | 0 | 0 | 0 | 0 | 0 | 0 | 0 | 0 | 0 | 0 | 0 | 0 | 0 | 0 | 0 | 0 | 0 | 0 | 0 | 0 | 0 | 0 | 0 | 0 | 0 | 0 | 0 | 0 | 0
F5_Commercial_Office_New_Miscellaneous_Natural Gas_Miscellaneous_E4 | F5 | Commercial | Office | New | Miscellaneous | Natural Gas | Miscellaneous | E4 | RIM BC Ratio | 0 | 0 | 0 | 0 | 0 | 0 | 0 | 0 | 0 | 0 | 0 | 0 | 0 | 0 | 0 | 0 | 0 | 0 | 0 | 0 | 0 | 0 | 0 | 0 | 0 | 0 | 0 | 0 | 0 | 0 | 0
F5_Commercial_Office_New_Miscellaneous_Natural Gas_Miscellaneous_E5 | F5 | Commercial | Office | New | Miscellaneous | Natural Gas | Miscellaneous | E5 | RIM BC Ratio | 0 | 0 | 0 | 0 | 0 | 0 | 0 | 0 | 0 | 0 | 0 | 0 | 0 | 0 | 0 | 0 | 0 | 0 | 0 | 0 | 0 | 0 | 0 | 0 | 0 | 0 | 0 | 0 | 0 | 0 | 0
F5_Commercial_Office_New_Miscellaneous_Natural Gas_Miscellaneous_E6 | F5 | Commercial | Office | New | Miscellaneous | Natural Gas | Miscellaneous | E6 | RIM BC Ratio | 0 | 0 | 0 | 0 | 0 | 0 | 0 | 0 | 0 | 0 | 0 | 0 | 0 | 0 | 0 | 0 | 0 | 0 | 0 | 0 | 0 | 0 | 0 | 0 | 0 | 0 | 0 | 0 | 0 | 0 | 0
F5_Commercial_Office_New_Miscellaneous_Natural Gas_Miscellaneous_E7 | F5 | Commercial | Office | New | Miscellaneous | Natural Gas | Miscellaneous | E7 | RIM BC Ratio | 0 | 0 | 0 | 0 | 0 | 0 | 0 | 0 | 0 | 0 | 0 | 0 | 0 | 0 | 0 | 0 | 0 | 0 | 0 | 0 | 0 | 0 | 0 | 0 | 0 | 0 | 0 | 0 | 0 | 0 | 0
F5_Commercial_Office_New_Miscellaneous_Natural Gas_Miscellaneous_E8 | F5 | Commercial | Office | New | Miscellaneous | Natural Gas | Miscellaneous | E8 | RIM BC Ratio | 0 | 0 | 0 | 0 | 0 | 0 | 0 | 0 | 0 | 0 | 0 | 0 | 0 | 0 | 0 | 0 | 0 | 0 | 0 | 0 | 0 | 0 | 0 | 0 | 0 | 0 | 0 | 0 | 0 | 0 | 0
F5_Commercial_Office_New_Miscellaneous_Natural Gas_Miscellaneous_E9 | F5 | Commercial | Office | New | Miscellaneous | Natural Gas | Miscellaneous | E9 | RIM BC Ratio | 0 | 0 | 0 | 0 | 0 | 0 | 0 | 0 | 0 | 0 | 0 | 0 | 0 | 0 | 0 | 0 | 0 | 0 | 0 | 0 | 0 | 0 | 0 | 0 | 0 | 0 | 0 | 0 | 0 | 0 | 0
F5_Commercial_Office_New_Miscellaneous_Natural Gas_Miscellaneous_E10 | F5 | Commercial | Office | New | Miscellaneous | Natural Gas | Miscellaneous | E10 | RIM BC Ratio | 0 | 0 | 0 | 0 | 0 | 0 | 0 | 0 | 0 | 0 | 0 | 0 | 0 | 0 | 0 | 0 | 0 | 0 | 0 | 0 | 0 | 0 | 0 | 0 | 0 | 0 | 0 | 0 | 0 | 0 | 0
F0_Commercial_Retail_Existing_Space Heating_Natural Gas_Furnace_E0 | F0 | Commercial | Retail | Existing | Space Heating | Natural Gas | Furnace | E0 | Economic Unit | AFUE 80% (Standard) | AFUE 80% (Standard) | AFUE 80% (Standard) | AFUE 80% (Standard) | AFUE 80% (Standard) | AFUE 96% | AFUE 96% | AFUE 96% | AFUE 96% | AFUE 96% | AFUE 96% | AFUE 96% | AFUE 96% | AFUE 96% | AFUE 96% | AFUE 96% | AFUE 96% | AFUE 96% | AFUE 96% | AFUE 96% | AFUE 96% | AFUE 96% | AFUE 96% | AFUE 96% | AFUE 96% | AFUE 96% | AFUE 96% | AFUE 96% | AFUE 96% | AFUE 96% | AFUE 96%
F1_Commercial_Retail_Existing_Space Heating_Natural Gas_Furnace_E1 | F1 | Commercial | Retail | Existing | Space Heating | Natural Gas | Furnace | E1 | CCE | 0 | 0 | 0 | 0 | 0 | 0 | 0 | 0 | 0 | 0 | 0 | 0 | 0 | 0 | 0 | 0 | 0 | 0 | 0 | 0 | 0 | 0 | 0 | 0 | 0 | 0 | 0 | 0 | 0 | 0 | 0
F1_Commercial_Retail_Existing_Space Heating_Natural Gas_Furnace_E2 | F1 | Commercial | Retail | Existing | Space Heating | Natural Gas | Furnace | E2 | CCE | 0.22674 | 0.21798 | 0.21902 | 0.22131 | 0.22131 | 0 | 0 | 0 | 0 | 0 | 0 | 0 | 0 | 0 | 0 | 0 | 0 | 0 | 0 | 0 | 0 | 0 | 0 | 0 | 0 | 0 | 0 | 0 | 0 | 0 | 0
F1_Commercial_Retail_Existing_Space Heating_Natural Gas_Furnace_E3 | F1 | Commercial | Retail | Existing | Space Heating | Natural Gas | Furnace | E3 | CCE | 0.048296 | 0.04643 | 0.046651 | 0.047138 | 0.047138 | 0 | 0 | 0 | 0 | 0 | 0 | 0 | 0 | 0 | 0 | 0 | 0 | 0 | 0 | 0 | 0 | 0 | 0 | 0 | 0 | 0 | 0 | 0 | 0 | 0 | 0
F1_Commercial_Retail_Existing_Space Heating_Natural Gas_Furnace_E4 | F1 | Commercial | Retail | Existing | Space Heating | Natural Gas | Furnace | E4 | CCE | 0.016624 | 0.015982 | 0.016058 | 0.016226 | 0.016226 | -0.065384 | -0.065384 | -0.065384 | -0.065384 | -0.065384 | -0.065384 | -0.065384 | -0.065384 | -0.065384 | -0.065384 | -0.065384 | -0.065384 | -0.065384 | -0.065384 | -0.065384 | -0.065384 | -0.065384 | -0.065384 | -0.065384 | -0.065384 | -0.065384 | -0.065384 | -0.065384 | -0.065384 | -0.065384 | -0.065384
F1_Commercial_Retail_Existing_Space Heating_Natural Gas_Furnace_E5 | F1 | Commercial | Retail | Existing | Space Heating | Natural Gas | Furnace | E5 | CCE | 0 | 0 | 0 | 0 | 0 | 0 | 0 | 0.38659 | 0.38659 | 0.38659 | 0.38659 | 0.38659 | 0.38659 | 0.38659 | 0.38659 | 0.38659 | 0.38659 | 0.38659 | 0.38659 | 0.38659 | 0.38659 | 0.38659 | 0.38659 | 0.38659 | 0.38659 | 0.38659 | 0.38659 | 0.38659 | 0.38659 | 0.38659 | 0.38659
F1_Commercial_Retail_Existing_Space Heating_Natural Gas_Furnace_E6 | F1 | Commercial | Retail | Existing | Space Heating | Natural Gas | Furnace | E6 | CCE | 0 | 0 | 0 | 0 | 0 | 0 | 0 | 0 | 0 | 0 | 0 | 0 | 0 | 0 | 0 | 0 | 0 | 0 | 0 | 0 | 0 | 0 | 0 | 0 | 0 | 0 | 0 | 0 | 0 | 0 | 0
F1_Commercial_Retail_Existing_Space Heating_Natural Gas_Furnace_E7 | F1 | Commercial | Retail | Existing | Space Heating | Natural Gas | Furnace | E7 | CCE | 0 | 0 | 0 | 0 | 0 | 0 | 0 | 0 | 0 | 0 | 0 | 0 | 0 | 0 | 0 | 0 | 0 | 0 | 0 | 0 | 0 | 0 | 0 | 0 | 0 | 0 | 0 | 0 | 0 | 0 | 0
F1_Commercial_Retail_Existing_Space Heating_Natural Gas_Furnace_E8 | F1 | Commercial | Retail | Existing | Space Heating | Natural Gas | Furnace | E8 | CCE | 0 | 0 | 0 | 0 | 0 | 0 | 0 | 0 | 0 | 0 | 0 | 0 | 0 | 0 | 0 | 0 | 0 | 0 | 0 | 0 | 0 | 0 | 0 | 0 | 0 | 0 | 0 | 0 | 0 | 0 | 0
F1_Commercial_Retail_Existing_Space Heating_Natural Gas_Furnace_E9 | F1 | Commercial | Retail | Existing | Space Heating | Natural Gas | Furnace | E9 | CCE | 0 | 0 | 0 | 0 | 0 | 0 | 0 | 0 | 0 | 0 | 0 | 0 | 0 | 0 | 0 | 0 | 0 | 0 | 0 | 0 | 0 | 0 | 0 | 0 | 0 | 0 | 0 | 0 | 0 | 0 | 0
F1_Commercial_Retail_Existing_Space Heating_Natural Gas_Furnace_E10 | F1 | Commercial | Retail | Existing | Space Heating | Natural Gas | Furnace | E10 | CCE | 0 | 0 | 0 | 0 | 0 | 0 | 0 | 0 | 0 | 0 | 0 | 0 | 0 | 0 | 0 | 0 | 0 | 0 | 0 | 0 | 0 | 0 | 0 | 0 | 0 | 0 | 0 | 0 | 0 | 0 | 0
F2_Commercial_Retail_Existing_Space Heating_Natural Gas_Furnace_E1 | F2 | Commercial | Retail | Existing | Space Heating | Natural Gas | Furnace | E1 | TRC BC Ratio | 0.9 | 0.9 | 0.9 | 0.9 | 0.9 | 0 | 0 | 0 | 0 | 0 | 0 | 0 | 0 | 0 | 0 | 0 | 0 | 0 | 0 | 0 | 0 | 0 | 0 | 0 | 0 | 0 | 0 | 0 | 0 | 0 | 0
F2_Commercial_Retail_Existing_Space Heating_Natural Gas_Furnace_E2 | F2 | Commercial | Retail | Existing | Space Heating | Natural Gas | Furnace | E2 | TRC BC Ratio | 0.043841 | 0.044123 | 0.044279 | 0.04447 | 0.044863 | 0 | 0 | 0 | 0 | 0 | 0 | 0 | 0 | 0 | 0 | 0 | 0 | 0 | 0 | 0 | 0 | 0 | 0 | 0 | 0 | 0 | 0 | 0 | 0 | 0 | 0
F2_Commercial_Retail_Existing_Space Heating_Natural Gas_Furnace_E3 | F2 | Commercial | Retail | Existing | Space Heating | Natural Gas | Furnace | E3 | TRC BC Ratio | 0.20583 | 0.20715 | 0.20789 | 0.20878 | 0.21063 | 0.9 | 0.9 | 0.9 | 0.9 | 0.9 | 0.9 | 0.9 | 0.9 | 0.9 | 0.9 | 0.9 | 0.9 | 0.9 | 0.9 | 0.9 | 0.9 | 0.9 | 0.9 | 0.9 | 0.9 | 0.9 | 0.9 | 0.9 | 0.9 | 0.9 | 0.9
F2_Commercial_Retail_Existing_Space Heating_Natural Gas_Furnace_E4 | F2 | Commercial | Retail | Existing | Space Heating | Natural Gas | Furnace | E4 | TRC BC Ratio | 0.59797 | 0.60181 | 0.60395 | 0.60655 | 0.6119 | 0.9 | 0.9 | 0.9 | 0.9 | 0.9 | 0.9 | 0.9 | 0.9 | 0.9 | 0.9 | 0.9 | 0.9 | 0.9 | 0.9 | 0.9 | 0.9 | 0.9 | 0.9 | 0.9 | 0.9 | 0.9 | 0.9 | 0.9 | 0.9 | 0.9 | 0.9
F2_Commercial_Retail_Existing_Space Heating_Natural Gas_Furnace_E5 | F2 | Commercial | Retail | Existing | Space Heating | Natural Gas | Furnace | E5 | TRC BC Ratio | 0 | 0 | 0 | 0 | 0 | 0 | 0 | 0.02395 | 0.023806 | 0.023602 | 0.02349 | 0.023336 | 0.020947 | 0.020778 | 0.020757 | 0.0206 | 0.020545 | 0.020529 | 0.020146 | 0.020275 | 0.020329 | 0.020424 | 0.020558 | 0.01196 | 0.011661 | 0.011355 | 0.011037 | 0.010706 | 0.010357 | 0.009988 | 0.0095961
F2_Commercial_Retail_Existing_Space Heating_Natural Gas_Furnace_E6 | F2 | Commercial | Retail | Existing | Space Heating | Natural Gas | Furnace | E6 | TRC BC Ratio | 0 | 0 | 0 | 0 | 0 | 0 | 0 | 0 | 0 | 0 | 0 | 0 | 0 | 0 | 0 | 0 | 0 | 0 | 0 | 0 | 0 | 0 | 0 | 0 | 0 | 0 | 0 | 0 | 0 | 0 | 0
F2_Commercial_Retail_Existing_Space Heating_Natural Gas_Furnace_E7 | F2 | Commercial | Retail | Existing | Space Heating | Natural Gas | Furnace | E7 | TRC BC Ratio | 0 | 0 | 0 | 0 | 0 | 0 | 0 | 0 | 0 | 0 | 0 | 0 | 0 | 0 | 0 | 0 | 0 | 0 | 0 | 0 | 0 | 0 | 0 | 0 | 0 | 0 | 0 | 0 | 0 | 0 | 0
F2_Commercial_Retail_Existing_Space Heating_Natural Gas_Furnace_E8 | F2 | Commercial | Retail | Existing | Space Heating | Natural Gas | Furnace | E8 | TRC BC Ratio | 0 | 0 | 0 | 0 | 0 | 0 | 0 | 0 | 0 | 0 | 0 | 0 | 0 | 0 | 0 | 0 | 0 | 0 | 0 | 0 | 0 | 0 | 0 | 0 | 0 | 0 | 0 | 0 | 0 | 0 | 0
F2_Commercial_Retail_Existing_Space Heating_Natural Gas_Furnace_E9 | F2 | Commercial | Retail | Existing | Space Heating | Natural Gas | Furnace | E9 | TRC BC Ratio | 0 | 0 | 0 | 0 | 0 | 0 | 0 | 0 | 0 | 0 | 0 | 0 | 0 | 0 | 0 | 0 | 0 | 0 | 0 | 0 | 0 | 0 | 0 | 0 | 0 | 0 | 0 | 0 | 0 | 0 | 0
F2_Commercial_Retail_Existing_Space Heating_Natural Gas_Furnace_E10 | F2 | Commercial | Retail | Existing | Space Heating | Natural Gas | Furnace | E10 | TRC BC Ratio | 0 | 0 | 0 | 0 | 0 | 0 | 0 | 0 | 0 | 0 | 0 | 0 | 0 | 0 | 0 | 0 | 0 | 0 | 0 | 0 | 0 | 0 | 0 | 0 | 0 | 0 | 0 | 0 | 0 | 0 | 0
F3_Commercial_Retail_Existing_Space Heating_Natural Gas_Furnace_E1 | F3 | Commercial | Retail | Existing | Space Heating | Natural Gas | Furnace | E1 | PACT BC Ratio | 0.9 | 0.9 | 0.9 | 0.9 | 0.9 | 0 | 0 | 0 | 0 | 0 | 0 | 0 | 0 | 0 | 0 | 0 | 0 | 0 | 0 | 0 | 0 | 0 | 0 | 0 | 0 | 0 | 0 | 0 | 0 | 0 | 0
F3_Commercial_Retail_Existing_Space Heating_Natural Gas_Furnace_E2 | F3 | Commercial | Retail | Existing | Space Heating | Natural Gas | Furnace | E2 | PACT BC Ratio | 0.043841 | 0.044123 | 0.044279 | 0.04447 | 0.044863 | 0 | 0 | 0 | 0 | 0 | 0 | 0 | 0 | 0 | 0 | 0 | 0 | 0 | 0 | 0 | 0 | 0 | 0 | 0 | 0 | 0 | 0 | 0 | 0 | 0 | 0
F3_Commercial_Retail_Existing_Space Heating_Natural Gas_Furnace_E3 | F3 | Commercial | Retail | Existing | Space Heating | Natural Gas | Furnace | E3 | PACT BC Ratio | 0.20583 | 0.20715 | 0.20789 | 0.20878 | 0.21063 | 0.9 | 0.9 | 0.9 | 0.9 | 0.9 | 0.9 | 0.9 | 0.9 | 0.9 | 0.9 | 0.9 | 0.9 | 0.9 | 0.9 | 0.9 | 0.9 | 0.9 | 0.9 | 0.9 | 0.9 | 0.9 | 0.9 | 0.9 | 0.9 | 0.9 | 0.9
F3_Commercial_Retail_Existing_Space Heating_Natural Gas_Furnace_E4 | F3 | Commercial | Retail | Existing | Space Heating | Natural Gas | Furnace | E4 | PACT BC Ratio | 0.59797 | 0.60181 | 0.60395 | 0.60655 | 0.6119 | 0.9 | 0.9 | 0.9 | 0.9 | 0.9 | 0.9 | 0.9 | 0.9 | 0.9 | 0.9 | 0.9 | 0.9 | 0.9 | 0.9 | 0.9 | 0.9 | 0.9 | 0.9 | 0.9 | 0.9 | 0.9 | 0.9 | 0.9 | 0.9 | 0.9 | 0.9
F3_Commercial_Retail_Existing_Space Heating_Natural Gas_Furnace_E5 | F3 | Commercial | Retail | Existing | Space Heating | Natural Gas | Furnace | E5 | PACT BC Ratio | 0 | 0 | 0 | 0 | 0 | 0 | 0 | 0.02395 | 0.023806 | 0.023602 | 0.02349 | 0.023336 | 0.020947 | 0.020778 | 0.020757 | 0.0206 | 0.020545 | 0.020529 | 0.020146 | 0.020275 | 0.020329 | 0.020424 | 0.020558 | 0.01196 | 0.011661 | 0.011355 | 0.011037 | 0.010706 | 0.010357 | 0.009988 | 0.0095961
F3_Commercial_Retail_Existing_Space Heating_Natural Gas_Furnace_E6 | F3 | Commercial | Retail | Existing | Space Heating | Natural Gas | Furnace | E6 | PACT BC Ratio | 0 | 0 | 0 | 0 | 0 | 0 | 0 | 0 | 0 | 0 | 0 | 0 | 0 | 0 | 0 | 0 | 0 | 0 | 0 | 0 | 0 | 0 | 0 | 0 | 0 | 0 | 0 | 0 | 0 | 0 | 0
F3_Commercial_Retail_Existing_Space Heating_Natural Gas_Furnace_E7 | F3 | Commercial | Retail | Existing | Space Heating | Natural Gas | Furnace | E7 | PACT BC Ratio | 0 | 0 | 0 | 0 | 0 | 0 | 0 | 0 | 0 | 0 | 0 | 0 | 0 | 0 | 0 | 0 | 0 | 0 | 0 | 0 | 0 | 0 | 0 | 0 | 0 | 0 | 0 | 0 | 0 | 0 | 0
F3_Commercial_Retail_Existing_Space Heating_Natural Gas_Furnace_E8 | F3 | Commercial | Retail | Existing | Space Heating | Natural Gas | Furnace | E8 | PACT BC Ratio | 0 | 0 | 0 | 0 | 0 | 0 | 0 | 0 | 0 | 0 | 0 | 0 | 0 | 0 | 0 | 0 | 0 | 0 | 0 | 0 | 0 | 0 | 0 | 0 | 0 | 0 | 0 | 0 | 0 | 0 | 0
F3_Commercial_Retail_Existing_Space Heating_Natural Gas_Furnace_E9 | F3 | Commercial | Retail | Existing | Space Heating | Natural Gas | Furnace | E9 | PACT BC Ratio | 0 | 0 | 0 | 0 | 0 | 0 | 0 | 0 | 0 | 0 | 0 | 0 | 0 | 0 | 0 | 0 | 0 | 0 | 0 | 0 | 0 | 0 | 0 | 0 | 0 | 0 | 0 | 0 | 0 | 0 | 0
F3_Commercial_Retail_Existing_Space Heating_Natural Gas_Furnace_E10 | F3 | Commercial | Retail | Existing | Space Heating | Natural Gas | Furnace | E10 | PACT BC Ratio | 0 | 0 | 0 | 0 | 0 | 0 | 0 | 0 | 0 | 0 | 0 | 0 | 0 | 0 | 0 | 0 | 0 | 0 | 0 | 0 | 0 | 0 | 0 | 0 | 0 | 0 | 0 | 0 | 0 | 0 | 0
F4_Commercial_Retail_Existing_Space Heating_Natural Gas_Furnace_E1 | F4 | Commercial | Retail | Existing | Space Heating | Natural Gas | Furnace | E1 | PCT BC Ratio | 0.9 | 0.9 | 0.9 | 0.9 | 0.9 | 0 | 0 | 0 | 0 | 0 | 0 | 0 | 0 | 0 | 0 | 0 | 0 | 0 | 0 | 0 | 0 | 0 | 0 | 0 | 0 | 0 | 0 | 0 | 0 | 0 | 0
F4_Commercial_Retail_Existing_Space Heating_Natural Gas_Furnace_E2 | F4 | Commercial | Retail | Existing | Space Heating | Natural Gas | Furnace | E2 | PCT BC Ratio | 1.1103 | 1.111 | 1.1114 | 1.1119 | 1.1129 | 0 | 0 | 0 | 0 | 0 | 0 | 0 | 0 | 0 | 0 | 0 | 0 | 0 | 0 | 0 | 0 | 0 | 0 | 0 | 0 | 0 | 0 | 0 | 0 | 0 | 0
F4_Commercial_Retail_Existing_Space Heating_Natural Gas_Furnace_E3 | F4 | Commercial | Retail | Existing | Space Heating | Natural Gas | Furnace | E3 | PCT BC Ratio | 1.5179 | 1.5212 | 1.523 | 1.5253 | 1.5299 | 0.9 | 0.9 | 0.9 | 0.9 | 0.9 | 0.9 | 0.9 | 0.9 | 0.9 | 0.9 | 0.9 | 0.9 | 0.9 | 0.9 | 0.9 | 0.9 | 0.9 | 0.9 | 0.9 | 0.9 | 0.9 | 0.9 | 0.9 | 0.9 | 0.9 | 0.9
F4_Commercial_Retail_Existing_Space Heating_Natural Gas_Furnace_E4 | F4 | Commercial | Retail | Existing | Space Heating | Natural Gas | Furnace | E4 | PCT BC Ratio | 2.5044 | 2.5141 | 2.5195 | 2.526 | 2.5395 | 0.9 | 0.9 | 0.9 | 0.9 | 0.9 | 0.9 | 0.9 | 0.9 | 0.9 | 0.9 | 0.9 | 0.9 | 0.9 | 0.9 | 0.9 | 0.9 | 0.9 | 0.9 | 0.9 | 0.9 | 0.9 | 0.9 | 0.9 | 0.9 | 0.9 | 0.9
F4_Commercial_Retail_Existing_Space Heating_Natural Gas_Furnace_E5 | F4 | Commercial | Retail | Existing | Space Heating | Natural Gas | Furnace | E5 | PCT BC Ratio | 0 | 0 | 0 | 0 | 0 | 0 | 0 | 1.0603 | 1.0599 | 1.0594 | 1.0591 | 1.0587 | 1.0527 | 1.0523 | 1.0522 | 1.0518 | 1.0517 | 1.0516 | 1.0507 | 1.051 | 1.0511 | 1.0514 | 1.0517 | 1.0301 | 1.0293 | 1.0286 | 1.0278 | 1.0269 | 1.0261 | 1.0251 | 1.0241
F4_Commercial_Retail_Existing_Space Heating_Natural Gas_Furnace_E6 | F4 | Commercial | Retail | Existing | Space Heating | Natural Gas | Furnace | E6 | PCT BC Ratio | 0 | 0 | 0 | 0 | 0 | 0 | 0 | 0 | 0 | 0 | 0 | 0 | 0 | 0 | 0 | 0 | 0 | 0 | 0 | 0 | 0 | 0 | 0 | 0 | 0 | 0 | 0 | 0 | 0 | 0 | 0
F4_Commercial_Retail_Existing_Space Heating_Natural Gas_Furnace_E7 | F4 | Commercial | Retail | Existing | Space Heating | Natural Gas | Furnace | E7 | PCT BC Ratio | 0 | 0 | 0 | 0 | 0 | 0 | 0 | 0 | 0 | 0 | 0 | 0 | 0 | 0 | 0 | 0 | 0 | 0 | 0 | 0 | 0 | 0 | 0 | 0 | 0 | 0 | 0 | 0 | 0 | 0 | 0
F4_Commercial_Retail_Existing_Space Heating_Natural Gas_Furnace_E8 | F4 | Commercial | Retail | Existing | Space Heating | Natural Gas | Furnace | E8 | PCT BC Ratio | 0 | 0 | 0 | 0 | 0 | 0 | 0 | 0 | 0 | 0 | 0 | 0 | 0 | 0 | 0 | 0 | 0 | 0 | 0 | 0 | 0 | 0 | 0 | 0 | 0 | 0 | 0 | 0 | 0 | 0 | 0
F4_Commercial_Retail_Existing_Space Heating_Natural Gas_Furnace_E9 | F4 | Commercial | Retail | Existing | Space Heating | Natural Gas | Furnace | E9 | PCT BC Ratio | 0 | 0 | 0 | 0 | 0 | 0 | 0 | 0 | 0 | 0 | 0 | 0 | 0 | 0 | 0 | 0 | 0 | 0 | 0 | 0 | 0 | 0 | 0 | 0 | 0 | 0 | 0 | 0 | 0 | 0 | 0
F4_Commercial_Retail_Existing_Space Heating_Natural Gas_Furnace_E10 | F4 | Commercial | Retail | Existing | Space Heating | Natural Gas | Furnace | E10 | PCT BC Ratio | 0 | 0 | 0 | 0 | 0 | 0 | 0 | 0 | 0 | 0 | 0 | 0 | 0 | 0 | 0 | 0 | 0 | 0 | 0 | 0 | 0 | 0 | 0 | 0 | 0 | 0 | 0 | 0 | 0 | 0 | 0
F5_Commercial_Retail_Existing_Space Heating_Natural Gas_Furnace_E1 | F5 | Commercial | Retail | Existing | Space Heating | Natural Gas | Furnace | E1 | RIM BC Ratio | 0.9 | 0.9 | 0.9 | 0.9 | 0.9 | 0 | 0 | 0 | 0 | 0 | 0 | 0 | 0 | 0 | 0 | 0 | 0 | 0 | 0 | 0 | 0 | 0 | 0 | 0 | 0 | 0 | 0 | 0 | 0 | 0 | 0
F5_Commercial_Retail_Existing_Space Heating_Natural Gas_Furnace_E2 | F5 | Commercial | Retail | Existing | Space Heating | Natural Gas | Furnace | E2 | RIM BC Ratio | 0.041653 | 0.041908 | 0.042049 | 0.04222 | 0.042574 | 0 | 0 | 0 | 0 | 0 | 0 | 0 | 0 | 0 | 0 | 0 | 0 | 0 | 0 | 0 | 0 | 0 | 0 | 0 | 0 | 0 | 0 | 0 | 0 | 0 | 0
F5_Commercial_Retail_Existing_Space Heating_Natural Gas_Furnace_E3 | F5 | Commercial | Retail | Existing | Space Heating | Natural Gas | Furnace | E3 | RIM BC Ratio | 0.16511 | 0.16596 | 0.16644 | 0.16701 | 0.16819 | 0.9 | 0.9 | 0.9 | 0.9 | 0.9 | 0.9 | 0.9 | 0.9 | 0.9 | 0.9 | 0.9 | 0.9 | 0.9 | 0.9 | 0.9 | 0.9 | 0.9 | 0.9 | 0.9 | 0.9 | 0.9 | 0.9 | 0.9 | 0.9 | 0.9 | 0.9
F5_Commercial_Retail_Existing_Space Heating_Natural Gas_Furnace_E4 | F5 | Commercial | Retail | Existing | Space Heating | Natural Gas | Furnace | E4 | RIM BC Ratio | 0.34838 | 0.34969 | 0.35041 | 0.35128 | 0.35307 | 0.9 | 0.9 | 0.9 | 0.9 | 0.9 | 0.9 | 0.9 | 0.9 | 0.9 | 0.9 | 0.9 | 0.9 | 0.9 | 0.9 | 0.9 | 0.9 | 0.9 | 0.9 | 0.9 | 0.9 | 0.9 | 0.9 | 0.9 | 0.9 | 0.9 | 0.9
F5_Commercial_Retail_Existing_Space Heating_Natural Gas_Furnace_E5 | F5 | Commercial | Retail | Existing | Space Heating | Natural Gas | Furnace | E5 | RIM BC Ratio | 0 | 0 | 0 | 0 | 0 | 0 | 0 | 0.023282 | 0.023146 | 0.022953 | 0.022847 | 0.022702 | 0.020434 | 0.020273 | 0.020253 | 0.020104 | 0.020052 | 0.020036 | 0.019672 | 0.019794 | 0.019846 | 0.019937 | 0.020063 | 0.011791 | 0.011501 | 0.011202 | 0.010893 | 0.01057 | 0.01023 | 0.0098699 | 0.009487
F5_Commercial_Retail_Existing_Space Heating_Natural Gas_Furnace_E6 | F5 | Commercial | Retail | Existing | Space Heating | Natural Gas | Furnace | E6 | RIM BC Ratio | 0 | 0 | 0 | 0 | 0 | 0 | 0 | 0 | 0 | 0 | 0 | 0 | 0 | 0 | 0 | 0 | 0 | 0 | 0 | 0 | 0 | 0 | 0 | 0 | 0 | 0 | 0 | 0 | 0 | 0 | 0
F5_Commercial_Retail_Existing_Space Heating_Natural Gas_Furnace_E7 | F5 | Commercial | Retail | Existing | Space Heating | Natural Gas | Furnace | E7 | RIM BC Ratio | 0 | 0 | 0 | 0 | 0 | 0 | 0 | 0 | 0 | 0 | 0 | 0 | 0 | 0 | 0 | 0 | 0 | 0 | 0 | 0 | 0 | 0 | 0 | 0 | 0 | 0 | 0 | 0 | 0 | 0 | 0
F5_Commercial_Retail_Existing_Space Heating_Natural Gas_Furnace_E8 | F5 | Commercial | Retail | Existing | Space Heating | Natural Gas | Furnace | E8 | RIM BC Ratio | 0 | 0 | 0 | 0 | 0 | 0 | 0 | 0 | 0 | 0 | 0 | 0 | 0 | 0 | 0 | 0 | 0 | 0 | 0 | 0 | 0 | 0 | 0 | 0 | 0 | 0 | 0 | 0 | 0 | 0 | 0
F5_Commercial_Retail_Existing_Space Heating_Natural Gas_Furnace_E9 | F5 | Commercial | Retail | Existing | Space Heating | Natural Gas | Furnace | E9 | RIM BC Ratio | 0 | 0 | 0 | 0 | 0 | 0 | 0 | 0 | 0 | 0 | 0 | 0 | 0 | 0 | 0 | 0 | 0 | 0 | 0 | 0 | 0 | 0 | 0 | 0 | 0 | 0 | 0 | 0 | 0 | 0 | 0
F5_Commercial_Retail_Existing_Space Heating_Natural Gas_Furnace_E10 | F5 | Commercial | Retail | Existing | Space Heating | Natural Gas | Furnace | E10 | RIM BC Ratio | 0 | 0 | 0 | 0 | 0 | 0 | 0 | 0 | 0 | 0 | 0 | 0 | 0 | 0 | 0 | 0 | 0 | 0 | 0 | 0 | 0 | 0 | 0 | 0 | 0 | 0 | 0 | 0 | 0 | 0 | 0
F0_Commercial_Retail_Existing_Space Heating_Natural Gas_Boiler_E0 | F0 | Commercial | Retail | Existing | Space Heating | Natural Gas | Boiler | E0 | Economic Unit | TE 98% | TE 98% | TE 98% | TE 98% | TE 98% | TE 98% | TE 98% | TE 98% | TE 98% | TE 98% | TE 98% | TE 98% | TE 98% | TE 98% | TE 98% | TE 98% | TE 98% | TE 98% | TE 98% | TE 98% | TE 98% | TE 98% | TE 98% | TE 94% (ENERGY STAR 1.0) | TE 94% (ENERGY STAR 1.0) | TE 94% (ENERGY STAR 1.0) | TE 94% (ENERGY STAR 1.0) | TE 94% (ENERGY STAR 1.0) | TE 94% (ENERGY STAR 1.0) | TE 94% (ENERGY STAR 1.0) | TE 94% (ENERGY STAR 1.0)
F1_Commercial_Retail_Existing_Space Heating_Natural Gas_Boiler_E1 | F1 | Commercial | Retail | Existing | Space Heating | Natural Gas | Boiler | E1 | CCE | 0 | 0 | 0 | 0 | 0 | 0 | 0 | 0 | 0 | 0 | 0 | 0 | 0 | 0 | 0 | 0 | 0 | 0 | 0 | 0 | 0 | 0 | 0 | 0 | 0 | 0 | 0 | 0 | 0 | 0 | 0
F1_Commercial_Retail_Existing_Space Heating_Natural Gas_Boiler_E2 | F1 | Commercial | Retail | Existing | Space Heating | Natural Gas | Boiler | E2 | CCE | 0.0022851 | 0.0021968 | 0.0022073 | 0.0022304 | 0.0022304 | 0 | 0 | 0 | 0 | 0 | 0 | 0 | 0 | 0 | 0 | 0 | 0 | 0 | 0 | 0 | 0 | 0 | 0 | 0 | 0 | 0 | 0 | 0 | 0 | 0 | 0
F1_Commercial_Retail_Existing_Space Heating_Natural Gas_Boiler_E3 | F1 | Commercial | Retail | Existing | Space Heating | Natural Gas | Boiler | E3 | CCE | 0.013538 | 0.013015 | 0.013077 | 0.013214 | 0.013214 | 0 | 0 | 0 | 0 | 0 | 0 | 0 | 0 | 0 | 0 | 0 | 0 | 0 | 0 | 0 | 0 | 0 | 0 | 0 | 0 | 0 | 0 | 0 | 0 | 0 | 0
F1_Commercial_Retail_Existing_Space Heating_Natural Gas_Boiler_E4 | F1 | Commercial | Retail | Existing | Space Heating | Natural Gas | Boiler | E4 | CCE | 0.013651 | 0.013123 | 0.013186 | 0.013324 | 0.013324 | 0.013796 | 0.013796 | 0.013796 | 0.013796 | 0.013796 | 0.013796 | 0.013796 | 0.013796 | 0.013796 | 0.013796 | 0.013796 | 0.013796 | 0.013796 | 0.013796 | 0.013796 | 0.013796 | 0.013796 | 0.013796 | 0.013796 | 0.013796 | 0.013796 | 0.013796 | 0.013796 | 0.013796 | 0.013796 | 0.013796
F1_Commercial_Retail_Existing_Space Heating_Natural Gas_Boiler_E5 | F1 | Commercial | Retail | Existing | Space Heating | Natural Gas | Boiler | E5 | CCE | 0.040686 | 0.039114 | 0.0393 | 0.039711 | 0.039711 | 0.056456 | 0.056456 | 0.056456 | 0.056456 | 0.056456 | 0.056456 | 0.056456 | 0.056456 | 0.056456 | 0.056456 | 0.056456 | 0.056456 | 0.056456 | 0.056456 | 0.056456 | 0.056456 | 0.056456 | 0.056456 | 0.056456 | 0.056456 | 0.056456 | 0.056456 | 0.056456 | 0.056456 | 0.056456 | 0.056456
F1_Commercial_Retail_Existing_Space Heating_Natural Gas_Boiler_E6 | F1 | Commercial | Retail | Existing | Space Heating | Natural Gas | Boiler | E6 | CCE | 0 | 0 | 0 | 0 | 0 | 0 | 0 | 0 | 0 | 0 | 0 | 0 | 0 | 0 | 0 | 0 | 0 | 0 | 0 | 0 | 0 | 0 | 0 | 0 | 0 | 0 | 0 | 0 | 0 | 0 | 0
F1_Commercial_Retail_Existing_Space Heating_Natural Gas_Boiler_E7 | F1 | Commercial | Retail | Existing | Space Heating | Natural Gas | Boiler | E7 | CCE | 0 | 0 | 0 | 0 | 0 | 0 | 0 | 0 | 0 | 0 | 0 | 0 | 0 | 0 | 0 | 0 | 0 | 0 | 0 | 0 | 0 | 0 | 0 | 0 | 0 | 0 | 0 | 0 | 0 | 0 | 0
F1_Commercial_Retail_Existing_Space Heating_Natural Gas_Boiler_E8 | F1 | Commercial | Retail | Existing | Space Heating | Natural Gas | Boiler | E8 | CCE | 0 | 0 | 0 | 0 | 0 | 0 | 0 | 0 | 0 | 0 | 0 | 0 | 0 | 0 | 0 | 0 | 0 | 0 | 0 | 0 | 0 | 0 | 0 | 0 | 0 | 0 | 0 | 0 | 0 | 0 | 0
F1_Commercial_Retail_Existing_Space Heating_Natural Gas_Boiler_E9 | F1 | Commercial | Retail | Existing | Space Heating | Natural Gas | Boiler | E9 | CCE | 0 | 0 | 0 | 0 | 0 | 0 | 0 | 0 | 0 | 0 | 0 | 0 | 0 | 0 | 0 | 0 | 0 | 0 | 0 | 0 | 0 | 0 | 0 | 0 | 0 | 0 | 0 | 0 | 0 | 0 | 0
F1_Commercial_Retail_Existing_Space Heating_Natural Gas_Boiler_E10 | F1 | Commercial | Retail | Existing | Space Heating | Natural Gas | Boiler | E10 | CCE | 0 | 0 | 0 | 0 | 0 | 0 | 0 | 0 | 0 | 0 | 0 | 0 | 0 | 0 | 0 | 0 | 0 | 0 | 0 | 0 | 0 | 0 | 0 | 0 | 0 | 0 | 0 | 0 | 0 | 0 | 0
F2_Commercial_Retail_Existing_Space Heating_Natural Gas_Boiler_E1 | F2 | Commercial | Retail | Existing | Space Heating | Natural Gas | Boiler | E1 | TRC BC Ratio | 0.9 | 0.9 | 0.9 | 0.9 | 0.9 | 0 | 0 | 0 | 0 | 0 | 0 | 0 | 0 | 0 | 0 | 0 | 0 | 0 | 0 | 0 | 0 | 0 | 0 | 0 | 0 | 0 | 0 | 0 | 0 | 0 | 0
F2_Commercial_Retail_Existing_Space Heating_Natural Gas_Boiler_E2 | F2 | Commercial | Retail | Existing | Space Heating | Natural Gas | Boiler | E2 | TRC BC Ratio | 4.3475 | 4.3735 | 4.39 | 4.4096 | 4.4491 | 0 | 0 | 0 | 0 | 0 | 0 | 0 | 0 | 0 | 0 | 0 | 0 | 0 | 0 | 0 | 0 | 0 | 0 | 0 | 0 | 0 | 0 | 0 | 0 | 0 | 0
F2_Commercial_Retail_Existing_Space Heating_Natural Gas_Boiler_E3 | F2 | Commercial | Retail | Existing | Space Heating | Natural Gas | Boiler | E3 | TRC BC Ratio | 0.73383 | 0.73821 | 0.741 | 0.74432 | 0.75098 | 0.9 | 0.9 | 0.9 | 0.9 | 0.9 | 0.9 | 0.9 | 0.9 | 0.9 | 0.9 | 0.9 | 0.9 | 0.9 | 0.9 | 0.9 | 0.9 | 0.9 | 0.9 | 0.9 | 0.9 | 0.9 | 0.9 | 0.9 | 0.9 | 0.9 | 0.9
F2_Commercial_Retail_Existing_Space Heating_Natural Gas_Boiler_E4 | F2 | Commercial | Retail | Existing | Space Heating | Natural Gas | Boiler | E4 | TRC BC Ratio | 0.72776 | 0.73211 | 0.73487 | 0.73816 | 0.74477 | 0.69184 | 0.66967 | 0.65778 | 0.65363 | 0.64788 | 0.64464 | 0.64027 | 0.57592 | 0.57116 | 0.57037 | 0.56596 | 0.56427 | 0.56362 | 0.55285 | 0.55545 | 0.55605 | 0.55771 | 0.56038 | 0.32879 | 0.31982 | 0.31062 | 0.30109 | 0.29114 | 0.28071 | 0.2697 | 0.25804
F2_Commercial_Retail_Existing_Space Heating_Natural Gas_Boiler_E5 | F2 | Commercial | Retail | Existing | Space Heating | Natural Gas | Boiler | E5 | TRC BC Ratio | 0.24418 | 0.24563 | 0.24656 | 0.24767 | 0.24988 | 0.16906 | 0.16365 | 0.16074 | 0.15973 | 0.15832 | 0.15753 | 0.15646 | 0.14074 | 0.13957 | 0.13938 | 0.1383 | 0.13789 | 0.13773 | 0.1351 | 0.13573 | 0.13588 | 0.13629 | 0.13694 | 0.080346 | 0.078155 | 0.075905 | 0.073576 | 0.071147 | 0.068597 | 0.065907 | 0.063056
F2_Commercial_Retail_Existing_Space Heating_Natural Gas_Boiler_E6 | F2 | Commercial | Retail | Existing | Space Heating | Natural Gas | Boiler | E6 | TRC BC Ratio | 0 | 0 | 0 | 0 | 0 | 0 | 0 | 0 | 0 | 0 | 0 | 0 | 0 | 0 | 0 | 0 | 0 | 0 | 0 | 0 | 0 | 0 | 0 | 0 | 0 | 0 | 0 | 0 | 0 | 0 | 0
F2_Commercial_Retail_Existing_Space Heating_Natural Gas_Boiler_E7 | F2 | Commercial | Retail | Existing | Space Heating | Natural Gas | Boiler | E7 | TRC BC Ratio | 0 | 0 | 0 | 0 | 0 | 0 | 0 | 0 | 0 | 0 | 0 | 0 | 0 | 0 | 0 | 0 | 0 | 0 | 0 | 0 | 0 | 0 | 0 | 0 | 0 | 0 | 0 | 0 | 0 | 0 | 0
F2_Commercial_Retail_Existing_Space Heating_Natural Gas_Boiler_E8 | F2 | Commercial | Retail | Existing | Space Heating | Natural Gas | Boiler | E8 | TRC BC Ratio | 0 | 0 | 0 | 0 | 0 | 0 | 0 | 0 | 0 | 0 | 0 | 0 | 0 | 0 | 0 | 0 | 0 | 0 | 0 | 0 | 0 | 0 | 0 | 0 | 0 | 0 | 0 | 0 | 0 | 0 | 0
F2_Commercial_Retail_Existing_Space Heating_Natural Gas_Boiler_E9 | F2 | Commercial | Retail | Existing | Space Heating | Natural Gas | Boiler | E9 | TRC BC Ratio | 0 | 0 | 0 | 0 | 0 | 0 | 0 | 0 | 0 | 0 | 0 | 0 | 0 | 0 | 0 | 0 | 0 | 0 | 0 | 0 | 0 | 0 | 0 | 0 | 0 | 0 | 0 | 0 | 0 | 0 | 0
F2_Commercial_Retail_Existing_Space Heating_Natural Gas_Boiler_E10 | F2 | Commercial | Retail | Existing | Space Heating | Natural Gas | Boiler | E10 | TRC BC Ratio | 0 | 0 | 0 | 0 | 0 | 0 | 0 | 0 | 0 | 0 | 0 | 0 | 0 | 0 | 0 | 0 | 0 | 0 | 0 | 0 | 0 | 0 | 0 | 0 | 0 | 0 | 0 | 0 | 0 | 0 | 0
F3_Commercial_Retail_Existing_Space Heating_Natural Gas_Boiler_E1 | F3 | Commercial | Retail | Existing | Space Heating | Natural Gas | Boiler | E1 | PACT BC Ratio | 0.9 | 0.9 | 0.9 | 0.9 | 0.9 | 0 | 0 | 0 | 0 | 0 | 0 | 0 | 0 | 0 | 0 | 0 | 0 | 0 | 0 | 0 | 0 | 0 | 0 | 0 | 0 | 0 | 0 | 0 | 0 | 0 | 0
F3_Commercial_Retail_Existing_Space Heating_Natural Gas_Boiler_E2 | F3 | Commercial | Retail | Existing | Space Heating | Natural Gas | Boiler | E2 | PACT BC Ratio | 11.0936 | 11.1598 | 11.2019 | 11.2521 | 11.3528 | 0 | 0 | 0 | 0 | 0 | 0 | 0 | 0 | 0 | 0 | 0 | 0 | 0 | 0 | 0 | 0 | 0 | 0 | 0 | 0 | 0 | 0 | 0 | 0 | 0 | 0
F3_Commercial_Retail_Existing_Space Heating_Natural Gas_Boiler_E3 | F3 | Commercial | Retail | Existing | Space Heating | Natural Gas | Boiler | E3 | PACT BC Ratio | 1.8725 | 1.8837 | 1.8908 | 1.8993 | 1.9163 | 0.9 | 0.9 | 0.9 | 0.9 | 0.9 | 0.9 | 0.9 | 0.9 | 0.9 | 0.9 | 0.9 | 0.9 | 0.9 | 0.9 | 0.9 | 0.9 | 0.9 | 0.9 | 0.9 | 0.9 | 0.9 | 0.9 | 0.9 | 0.9 | 0.9 | 0.9
F3_Commercial_Retail_Existing_Space Heating_Natural Gas_Boiler_E4 | F3 | Commercial | Retail | Existing | Space Heating | Natural Gas | Boiler | E4 | PACT BC Ratio | 1.857 | 1.8681 | 1.8752 | 1.8836 | 1.9004 | 1.7654 | 1.7088 | 1.6785 | 1.6679 | 1.6532 | 1.6449 | 1.6338 | 1.4696 | 1.4574 | 1.4554 | 1.4442 | 1.4399 | 1.4382 | 1.4107 | 1.4173 | 1.4189 | 1.4231 | 1.4299 | 0.83897 | 0.81609 | 0.7926 | 0.76828 | 0.74292 | 0.71629 | 0.6882 | 0.65844
F3_Commercial_Retail_Existing_Space Heating_Natural Gas_Boiler_E5 | F3 | Commercial | Retail | Existing | Space Heating | Natural Gas | Boiler | E5 | PACT BC Ratio | 0.62307 | 0.62679 | 0.62916 | 0.63197 | 0.63763 | 0.4314 | 0.41758 | 0.41016 | 0.40758 | 0.40399 | 0.40197 | 0.39925 | 0.35912 | 0.35615 | 0.35566 | 0.35291 | 0.35186 | 0.35145 | 0.34474 | 0.34636 | 0.34673 | 0.34777 | 0.34943 | 0.20502 | 0.19943 | 0.19369 | 0.18774 | 0.18155 | 0.17504 | 0.16817 | 0.1609
F3_Commercial_Retail_Existing_Space Heating_Natural Gas_Boiler_E6 | F3 | Commercial | Retail | Existing | Space Heating | Natural Gas | Boiler | E6 | PACT BC Ratio | 0 | 0 | 0 | 0 | 0 | 0 | 0 | 0 | 0 | 0 | 0 | 0 | 0 | 0 | 0 | 0 | 0 | 0 | 0 | 0 | 0 | 0 | 0 | 0 | 0 | 0 | 0 | 0 | 0 | 0 | 0
F3_Commercial_Retail_Existing_Space Heating_Natural Gas_Boiler_E7 | F3 | Commercial | Retail | Existing | Space Heating | Natural Gas | Boiler | E7 | PACT BC Ratio | 0 | 0 | 0 | 0 | 0 | 0 | 0 | 0 | 0 | 0 | 0 | 0 | 0 | 0 | 0 | 0 | 0 | 0 | 0 | 0 | 0 | 0 | 0 | 0 | 0 | 0 | 0 | 0 | 0 | 0 | 0
F3_Commercial_Retail_Existing_Space Heating_Natural Gas_Boiler_E8 | F3 | Commercial | Retail | Existing | Space Heating | Natural Gas | Boiler | E8 | PACT BC Ratio | 0 | 0 | 0 | 0 | 0 | 0 | 0 | 0 | 0 | 0 | 0 | 0 | 0 | 0 | 0 | 0 | 0 | 0 | 0 | 0 | 0 | 0 | 0 | 0 | 0 | 0 | 0 | 0 | 0 | 0 | 0
F3_Commercial_Retail_Existing_Space Heating_Natural Gas_Boiler_E9 | F3 | Commercial | Retail | Existing | Space Heating | Natural Gas | Boiler | E9 | PACT BC Ratio | 0 | 0 | 0 | 0 | 0 | 0 | 0 | 0 | 0 | 0 | 0 | 0 | 0 | 0 | 0 | 0 | 0 | 0 | 0 | 0 | 0 | 0 | 0 | 0 | 0 | 0 | 0 | 0 | 0 | 0 | 0
F3_Commercial_Retail_Existing_Space Heating_Natural Gas_Boiler_E10 | F3 | Commercial | Retail | Existing | Space Heating | Natural Gas | Boiler | E10 | PACT BC Ratio | 0 | 0 | 0 | 0 | 0 | 0 | 0 | 0 | 0 | 0 | 0 | 0 | 0 | 0 | 0 | 0 | 0 | 0 | 0 | 0 | 0 | 0 | 0 | 0 | 0 | 0 | 0 | 0 | 0 | 0 | 0
F4_Commercial_Retail_Existing_Space Heating_Natural Gas_Boiler_E1 | F4 | Commercial | Retail | Existing | Space Heating | Natural Gas | Boiler | E1 | PCT BC Ratio | 0.9 | 0.9 | 0.9 | 0.9 | 0.9 | 0 | 0 | 0 | 0 | 0 | 0 | 0 | 0 | 0 | 0 | 0 | 0 | 0 | 0 | 0 | 0 | 0 | 0 | 0 | 0 | 0 | 0 | 0 | 0 | 0 | 0
F4_Commercial_Retail_Existing_Space Heating_Natural Gas_Boiler_E2 | F4 | Commercial | Retail | Existing | Space Heating | Natural Gas | Boiler | E2 | PCT BC Ratio | 6.7888 | 6.8279 | 6.8528 | 6.8825 | 6.9419 | 0 | 0 | 0 | 0 | 0 | 0 | 0 | 0 | 0 | 0 | 0 | 0 | 0 | 0 | 0 | 0 | 0 | 0 | 0 | 0 | 0 | 0 | 0 | 0 | 0 | 0
F4_Commercial_Retail_Existing_Space Heating_Natural Gas_Boiler_E3 | F4 | Commercial | Retail | Existing | Space Heating | Natural Gas | Boiler | E3 | PCT BC Ratio | 1.3411 | 1.3477 | 1.3519 | 1.3569 | 1.3669 | 0.9 | 0.9 | 0.9 | 0.9 | 0.9 | 0.9 | 0.9 | 0.9 | 0.9 | 0.9 | 0.9 | 0.9 | 0.9 | 0.9 | 0.9 | 0.9 | 0.9 | 0.9 | 0.9 | 0.9 | 0.9 | 0.9 | 0.9 | 0.9 | 0.9 | 0.9
F4_Commercial_Retail_Existing_Space Heating_Natural Gas_Boiler_E4 | F4 | Commercial | Retail | Existing | Space Heating | Natural Gas | Boiler | E4 | PCT BC Ratio | 1.3319 | 1.3385 | 1.3427 | 1.3476 | 1.3576 | 1.2778 | 1.2444 | 1.2264 | 1.2202 | 1.2115 | 1.2066 | 1.2 | 1.103 | 1.0959 | 1.0947 | 1.088 | 1.0855 | 1.0845 | 1.0683 | 1.0722 | 1.0731 | 1.0756 | 1.0796 | 0.73048 | 0.71696 | 0.70308 | 0.68871 | 0.67373 | 0.658 | 0.6414 | 0.62382
F4_Commercial_Retail_Existing_Space Heating_Natural Gas_Boiler_E5 | F4 | Commercial | Retail | Existing | Space Heating | Natural Gas | Boiler | E5 | PCT BC Ratio | 0.60292 | 0.60512 | 0.60652 | 0.60818 | 0.61152 | 0.48969 | 0.48152 | 0.47714 | 0.47561 | 0.47349 | 0.4723 | 0.47069 | 0.44698 | 0.44523 | 0.44494 | 0.44332 | 0.44269 | 0.44245 | 0.43849 | 0.43944 | 0.43967 | 0.44028 | 0.44126 | 0.35594 | 0.35264 | 0.34925 | 0.34574 | 0.34208 | 0.33823 | 0.33418 | 0.32988
F4_Commercial_Retail_Existing_Space Heating_Natural Gas_Boiler_E6 | F4 | Commercial | Retail | Existing | Space Heating | Natural Gas | Boiler | E6 | PCT BC Ratio | 0 | 0 | 0 | 0 | 0 | 0 | 0 | 0 | 0 | 0 | 0 | 0 | 0 | 0 | 0 | 0 | 0 | 0 | 0 | 0 | 0 | 0 | 0 | 0 | 0 | 0 | 0 | 0 | 0 | 0 | 0
F4_Commercial_Retail_Existing_Space Heating_Natural Gas_Boiler_E7 | F4 | Commercial | Retail | Existing | Space Heating | Natural Gas | Boiler | E7 | PCT BC Ratio | 0 | 0 | 0 | 0 | 0 | 0 | 0 | 0 | 0 | 0 | 0 | 0 | 0 | 0 | 0 | 0 | 0 | 0 | 0 | 0 | 0 | 0 | 0 | 0 | 0 | 0 | 0 | 0 | 0 | 0 | 0
F4_Commercial_Retail_Existing_Space Heating_Natural Gas_Boiler_E8 | F4 | Commercial | Retail | Existing | Space Heating | Natural Gas | Boiler | E8 | PCT BC Ratio | 0 | 0 | 0 | 0 | 0 | 0 | 0 | 0 | 0 | 0 | 0 | 0 | 0 | 0 | 0 | 0 | 0 | 0 | 0 | 0 | 0 | 0 | 0 | 0 | 0 | 0 | 0 | 0 | 0 | 0 | 0
F4_Commercial_Retail_Existing_Space Heating_Natural Gas_Boiler_E9 | F4 | Commercial | Retail | Existing | Space Heating | Natural Gas | Boiler | E9 | PCT BC Ratio | 0 | 0 | 0 | 0 | 0 | 0 | 0 | 0 | 0 | 0 | 0 | 0 | 0 | 0 | 0 | 0 | 0 | 0 | 0 | 0 | 0 | 0 | 0 | 0 | 0 | 0 | 0 | 0 | 0 | 0 | 0
F4_Commercial_Retail_Existing_Space Heating_Natural Gas_Boiler_E10 | F4 | Commercial | Retail | Existing | Space Heating | Natural Gas | Boiler | E10 | PCT BC Ratio | 0 | 0 | 0 | 0 | 0 | 0 | 0 | 0 | 0 | 0 | 0 | 0 | 0 | 0 | 0 | 0 | 0 | 0 | 0 | 0 | 0 | 0 | 0 | 0 | 0 | 0 | 0 | 0 | 0 | 0 | 0
F5_Commercial_Retail_Existing_Space Heating_Natural Gas_Boiler_E1 | F5 | Commercial | Retail | Existing | Space Heating | Natural Gas | Boiler | E1 | RIM BC Ratio | 0.9 | 0.9 | 0.9 | 0.9 | 0.9 | 0 | 0 | 0 | 0 | 0 | 0 | 0 | 0 | 0 | 0 | 0 | 0 | 0 | 0 | 0 | 0 | 0 | 0 | 0 | 0 | 0 | 0 | 0 | 0 | 0 | 0
F5_Commercial_Retail_Existing_Space Heating_Natural Gas_Boiler_E2 | F5 | Commercial | Retail | Existing | Space Heating | Natural Gas | Boiler | E2 | RIM BC Ratio | 0.77627 | 0.7766 | 0.7768 | 0.77704 | 0.77751 | 0 | 0 | 0 | 0 | 0 | 0 | 0 | 0 | 0 | 0 | 0 | 0 | 0 | 0 | 0 | 0 | 0 | 0 | 0 | 0 | 0 | 0 | 0 | 0 | 0 | 0
F5_Commercial_Retail_Existing_Space Heating_Natural Gas_Boiler_E3 | F5 | Commercial | Retail | Existing | Space Heating | Natural Gas | Boiler | E3 | RIM BC Ratio | 0.57733 | 0.57839 | 0.57906 | 0.57985 | 0.58143 | 0.9 | 0.9 | 0.9 | 0.9 | 0.9 | 0.9 | 0.9 | 0.9 | 0.9 | 0.9 | 0.9 | 0.9 | 0.9 | 0.9 | 0.9 | 0.9 | 0.9 | 0.9 | 0.9 | 0.9 | 0.9 | 0.9 | 0.9 | 0.9 | 0.9 | 0.9
F5_Commercial_Retail_Existing_Space Heating_Natural Gas_Boiler_E4 | F5 | Commercial | Retail | Existing | Space Heating | Natural Gas | Boiler | E4 | RIM BC Ratio | 0.57585 | 0.57691 | 0.57758 | 0.57838 | 0.57996 | 0.56673 | 0.56077 | 0.55746 | 0.55629 | 0.55465 | 0.55371 | 0.55244 | 0.53233 | 0.53073 | 0.53046 | 0.52896 | 0.52838 | 0.52816 | 0.52441 | 0.52532 | 0.52553 | 0.52611 | 0.52704 | 0.41841 | 0.41264 | 0.40655 | 0.40005 | 0.39306 | 0.38548 | 0.3772 | 0.36808
F5_Commercial_Retail_Existing_Space Heating_Natural Gas_Boiler_E5 | F5 | Commercial | Retail | Existing | Space Heating | Natural Gas | Boiler | E5 | RIM BC Ratio | 0.35676 | 0.35797 | 0.35874 | 0.35966 | 0.36148 | 0.28441 | 0.27833 | 0.27502 | 0.27385 | 0.27223 | 0.27131 | 0.27007 | 0.25109 | 0.24963 | 0.24939 | 0.24804 | 0.24752 | 0.24732 | 0.24397 | 0.24478 | 0.24497 | 0.24549 | 0.24631 | 0.16459 | 0.16097 | 0.15721 | 0.15327 | 0.14911 | 0.1447 | 0.13997 | 0.1349
F5_Commercial_Retail_Existing_Space Heating_Natural Gas_Boiler_E6 | F5 | Commercial | Retail | Existing | Space Heating | Natural Gas | Boiler | E6 | RIM BC Ratio | 0 | 0 | 0 | 0 | 0 | 0 | 0 | 0 | 0 | 0 | 0 | 0 | 0 | 0 | 0 | 0 | 0 | 0 | 0 | 0 | 0 | 0 | 0 | 0 | 0 | 0 | 0 | 0 | 0 | 0 | 0
F5_Commercial_Retail_Existing_Space Heating_Natural Gas_Boiler_E7 | F5 | Commercial | Retail | Existing | Space Heating | Natural Gas | Boiler | E7 | RIM BC Ratio | 0 | 0 | 0 | 0 | 0 | 0 | 0 | 0 | 0 | 0 | 0 | 0 | 0 | 0 | 0 | 0 | 0 | 0 | 0 | 0 | 0 | 0 | 0 | 0 | 0 | 0 | 0 | 0 | 0 | 0 | 0
F5_Commercial_Retail_Existing_Space Heating_Natural Gas_Boiler_E8 | F5 | Commercial | Retail | Existing | Space Heating | Natural Gas | Boiler | E8 | RIM BC Ratio | 0 | 0 | 0 | 0 | 0 | 0 | 0 | 0 | 0 | 0 | 0 | 0 | 0 | 0 | 0 | 0 | 0 | 0 | 0 | 0 | 0 | 0 | 0 | 0 | 0 | 0 | 0 | 0 | 0 | 0 | 0
F5_Commercial_Retail_Existing_Space Heating_Natural Gas_Boiler_E9 | F5 | Commercial | Retail | Existing | Space Heating | Natural Gas | Boiler | E9 | RIM BC Ratio | 0 | 0 | 0 | 0 | 0 | 0 | 0 | 0 | 0 | 0 | 0 | 0 | 0 | 0 | 0 | 0 | 0 | 0 | 0 | 0 | 0 | 0 | 0 | 0 | 0 | 0 | 0 | 0 | 0 | 0 | 0
F5_Commercial_Retail_Existing_Space Heating_Natural Gas_Boiler_E10 | F5 | Commercial | Retail | Existing | Space Heating | Natural Gas | Boiler | E10 | RIM BC Ratio | 0 | 0 | 0 | 0 | 0 | 0 | 0 | 0 | 0 | 0 | 0 | 0 | 0 | 0 | 0 | 0 | 0 | 0 | 0 | 0 | 0 | 0 | 0 | 0 | 0 | 0 | 0 | 0 | 0 | 0 | 0
F0_Commercial_Retail_Existing_Space Heating_Natural Gas_Unit Heater_E0 | F0 | Commercial | Retail | Existing | Space Heating | Natural Gas | Unit Heater | E0 | Economic Unit | Infrared Radiant | Infrared Radiant | Infrared Radiant | Infrared Radiant | Infrared Radiant | Infrared Radiant | Infrared Radiant | Infrared Radiant | Infrared Radiant | Infrared Radiant | Infrared Radiant | Infrared Radiant | Infrared Radiant | Infrared Radiant | Infrared Radiant | Infrared Radiant | Infrared Radiant | Infrared Radiant | Infrared Radiant | Infrared Radiant | Infrared Radiant | Infrared Radiant | Infrared Radiant | Infrared Radiant | Infrared Radiant | Infrared Radiant | Infrared Radiant | Infrared Radiant | Infrared Radiant | Infrared Radiant | Infrared Radiant
F1_Commercial_Retail_Existing_Space Heating_Natural Gas_Unit Heater_E1 | F1 | Commercial | Retail | Existing | Space Heating | Natural Gas | Unit Heater | E1 | CCE | 0 | 0 | 0 | 0 | 0 | 0 | 0 | 0 | 0 | 0 | 0 | 0 | 0 | 0 | 0 | 0 | 0 | 0 | 0 | 0 | 0 | 0 | 0 | 0 | 0 | 0 | 0 | 0 | 0 | 0 | 0
F1_Commercial_Retail_Existing_Space Heating_Natural Gas_Unit Heater_E2 | F1 | Commercial | Retail | Existing | Space Heating | Natural Gas | Unit Heater | E2 | CCE | 0.046799 | 0.044991 | 0.045205 | 0.045678 | 0.045678 | 0 | 0 | 0 | 0 | 0 | 0 | 0 | 0 | 0 | 0 | 0 | 0 | 0 | 0 | 0 | 0 | 0 | 0 | 0 | 0 | 0 | 0 | 0 | 0 | 0 | 0
F1_Commercial_Retail_Existing_Space Heating_Natural Gas_Unit Heater_E3 | F1 | Commercial | Retail | Existing | Space Heating | Natural Gas | Unit Heater | E3 | CCE | 0.0036487 | 0.0035077 | 0.0035244 | 0.0035613 | 0.0035613 | -0.030802 | -0.030802 | -0.030802 | -0.030802 | -0.030802 | -0.030802 | -0.030802 | -0.030802 | -0.030802 | -0.030802 | -0.030802 | -0.030802 | -0.030802 | -0.030802 | -0.030802 | -0.030802 | -0.030802 | -0.030802 | -0.030802 | -0.030802 | -0.030802 | -0.030802 | -0.030802 | -0.030802 | -0.030802 | -0.030802
F1_Commercial_Retail_Existing_Space Heating_Natural Gas_Unit Heater_E4 | F1 | Commercial | Retail | Existing | Space Heating | Natural Gas | Unit Heater | E4 | CCE | 0 | 0 | 0 | 0 | 0 | 0 | 0 | 0 | 0 | 0 | 0 | 0 | 0 | 0 | 0 | 0 | 0 | 0 | 0 | 0 | 0 | 0 | 0 | 0 | 0 | 0 | 0 | 0 | 0 | 0 | 0
F1_Commercial_Retail_Existing_Space Heating_Natural Gas_Unit Heater_E5 | F1 | Commercial | Retail | Existing | Space Heating | Natural Gas | Unit Heater | E5 | CCE | 0 | 0 | 0 | 0 | 0 | 0 | 0 | 0 | 0 | 0 | 0 | 0 | 0 | 0 | 0 | 0 | 0 | 0 | 0 | 0 | 0 | 0 | 0 | 0 | 0 | 0 | 0 | 0 | 0 | 0 | 0
F1_Commercial_Retail_Existing_Space Heating_Natural Gas_Unit Heater_E6 | F1 | Commercial | Retail | Existing | Space Heating | Natural Gas | Unit Heater | E6 | CCE | 0 | 0 | 0 | 0 | 0 | 0 | 0 | 0 | 0 | 0 | 0 | 0 | 0 | 0 | 0 | 0 | 0 | 0 | 0 | 0 | 0 | 0 | 0 | 0 | 0 | 0 | 0 | 0 | 0 | 0 | 0
F1_Commercial_Retail_Existing_Space Heating_Natural Gas_Unit Heater_E7 | F1 | Commercial | Retail | Existing | Space Heating | Natural Gas | Unit Heater | E7 | CCE | 0 | 0 | 0 | 0 | 0 | 0 | 0 | 0 | 0 | 0 | 0 | 0 | 0 | 0 | 0 | 0 | 0 | 0 | 0 | 0 | 0 | 0 | 0 | 0 | 0 | 0 | 0 | 0 | 0 | 0 | 0
F1_Commercial_Retail_Existing_Space Heating_Natural Gas_Unit Heater_E8 | F1 | Commercial | Retail | Existing | Space Heating | Natural Gas | Unit Heater | E8 | CCE | 0 | 0 | 0 | 0 | 0 | 0 | 0 | 0 | 0 | 0 | 0 | 0 | 0 | 0 | 0 | 0 | 0 | 0 | 0 | 0 | 0 | 0 | 0 | 0 | 0 | 0 | 0 | 0 | 0 | 0 | 0
F1_Commercial_Retail_Existing_Space Heating_Natural Gas_Unit Heater_E9 | F1 | Commercial | Retail | Existing | Space Heating | Natural Gas | Unit Heater | E9 | CCE | 0 | 0 | 0 | 0 | 0 | 0 | 0 | 0 | 0 | 0 | 0 | 0 | 0 | 0 | 0 | 0 | 0 | 0 | 0 | 0 | 0 | 0 | 0 | 0 | 0 | 0 | 0 | 0 | 0 | 0 | 0
F1_Commercial_Retail_Existing_Space Heating_Natural Gas_Unit Heater_E10 | F1 | Commercial | Retail | Existing | Space Heating | Natural Gas | Unit Heater | E10 | CCE | 0 | 0 | 0 | 0 | 0 | 0 | 0 | 0 | 0 | 0 | 0 | 0 | 0 | 0 | 0 | 0 | 0 | 0 | 0 | 0 | 0 | 0 | 0 | 0 | 0 | 0 | 0 | 0 | 0 | 0 | 0
F2_Commercial_Retail_Existing_Space Heating_Natural Gas_Unit Heater_E1 | F2 | Commercial | Retail | Existing | Space Heating | Natural Gas | Unit Heater | E1 | TRC BC Ratio | 0.9 | 0.9 | 0.9 | 0.9 | 0.9 | 0 | 0 | 0 | 0 | 0 | 0 | 0 | 0 | 0 | 0 | 0 | 0 | 0 | 0 | 0 | 0 | 0 | 0 | 0 | 0 | 0 | 0 | 0 | 0 | 0 | 0
F2_Commercial_Retail_Existing_Space Heating_Natural Gas_Unit Heater_E2 | F2 | Commercial | Retail | Existing | Space Heating | Natural Gas | Unit Heater | E2 | TRC BC Ratio | 0.2183 | 0.22065 | 0.22207 | 0.22379 | 0.22386 | 0.9 | 0.9 | 0.9 | 0.9 | 0.9 | 0.9 | 0.9 | 0.9 | 0.9 | 0.9 | 0.9 | 0.9 | 0.9 | 0.9 | 0.9 | 0.9 | 0.9 | 0.9 | 0.9 | 0.9 | 0.9 | 0.9 | 0.9 | 0.9 | 0.9 | 0.9
F2_Commercial_Retail_Existing_Space Heating_Natural Gas_Unit Heater_E3 | F2 | Commercial | Retail | Existing | Space Heating | Natural Gas | Unit Heater | E3 | TRC BC Ratio | 2.8 | 2.8301 | 2.8484 | 2.8704 | 2.8713 | 0.9 | 0.9 | 0.9 | 0.9 | 0.9 | 0.9 | 0.9 | 0.9 | 0.9 | 0.9 | 0.9 | 0.9 | 0.9 | 0.9 | 0.9 | 0.9 | 0.9 | 0.9 | 0.9 | 0.9 | 0.9 | 0.9 | 0.9 | 0.9 | 0.9 | 0.9
F2_Commercial_Retail_Existing_Space Heating_Natural Gas_Unit Heater_E4 | F2 | Commercial | Retail | Existing | Space Heating | Natural Gas | Unit Heater | E4 | TRC BC Ratio | 0 | 0 | 0 | 0 | 0 | 0 | 0 | 0 | 0 | 0 | 0 | 0 | 0 | 0 | 0 | 0 | 0 | 0 | 0 | 0 | 0 | 0 | 0 | 0 | 0 | 0 | 0 | 0 | 0 | 0 | 0
F2_Commercial_Retail_Existing_Space Heating_Natural Gas_Unit Heater_E5 | F2 | Commercial | Retail | Existing | Space Heating | Natural Gas | Unit Heater | E5 | TRC BC Ratio | 0 | 0 | 0 | 0 | 0 | 0 | 0 | 0 | 0 | 0 | 0 | 0 | 0 | 0 | 0 | 0 | 0 | 0 | 0 | 0 | 0 | 0 | 0 | 0 | 0 | 0 | 0 | 0 | 0 | 0 | 0
F2_Commercial_Retail_Existing_Space Heating_Natural Gas_Unit Heater_E6 | F2 | Commercial | Retail | Existing | Space Heating | Natural Gas | Unit Heater | E6 | TRC BC Ratio | 0 | 0 | 0 | 0 | 0 | 0 | 0 | 0 | 0 | 0 | 0 | 0 | 0 | 0 | 0 | 0 | 0 | 0 | 0 | 0 | 0 | 0 | 0 | 0 | 0 | 0 | 0 | 0 | 0 | 0 | 0
F2_Commercial_Retail_Existing_Space Heating_Natural Gas_Unit Heater_E7 | F2 | Commercial | Retail | Existing | Space Heating | Natural Gas | Unit Heater | E7 | TRC BC Ratio | 0 | 0 | 0 | 0 | 0 | 0 | 0 | 0 | 0 | 0 | 0 | 0 | 0 | 0 | 0 | 0 | 0 | 0 | 0 | 0 | 0 | 0 | 0 | 0 | 0 | 0 | 0 | 0 | 0 | 0 | 0
F2_Commercial_Retail_Existing_Space Heating_Natural Gas_Unit Heater_E8 | F2 | Commercial | Retail | Existing | Space Heating | Natural Gas | Unit Heater | E8 | TRC BC Ratio | 0 | 0 | 0 | 0 | 0 | 0 | 0 | 0 | 0 | 0 | 0 | 0 | 0 | 0 | 0 | 0 | 0 | 0 | 0 | 0 | 0 | 0 | 0 | 0 | 0 | 0 | 0 | 0 | 0 | 0 | 0
F2_Commercial_Retail_Existing_Space Heating_Natural Gas_Unit Heater_E9 | F2 | Commercial | Retail | Existing | Space Heating | Natural Gas | Unit Heater | E9 | TRC BC Ratio | 0 | 0 | 0 | 0 | 0 | 0 | 0 | 0 | 0 | 0 | 0 | 0 | 0 | 0 | 0 | 0 | 0 | 0 | 0 | 0 | 0 | 0 | 0 | 0 | 0 | 0 | 0 | 0 | 0 | 0 | 0
F2_Commercial_Retail_Existing_Space Heating_Natural Gas_Unit Heater_E10 | F2 | Commercial | Retail | Existing | Space Heating | Natural Gas | Unit Heater | E10 | TRC BC Ratio | 0 | 0 | 0 | 0 | 0 | 0 | 0 | 0 | 0 | 0 | 0 | 0 | 0 | 0 | 0 | 0 | 0 | 0 | 0 | 0 | 0 | 0 | 0 | 0 | 0 | 0 | 0 | 0 | 0 | 0 | 0
F3_Commercial_Retail_Existing_Space Heating_Natural Gas_Unit Heater_E1 | F3 | Commercial | Retail | Existing | Space Heating | Natural Gas | Unit Heater | E1 | PACT BC Ratio | 0.9 | 0.9 | 0.9 | 0.9 | 0.9 | 0 | 0 | 0 | 0 | 0 | 0 | 0 | 0 | 0 | 0 | 0 | 0 | 0 | 0 | 0 | 0 | 0 | 0 | 0 | 0 | 0 | 0 | 0 | 0 | 0 | 0
F3_Commercial_Retail_Existing_Space Heating_Natural Gas_Unit Heater_E2 | F3 | Commercial | Retail | Existing | Space Heating | Natural Gas | Unit Heater | E2 | PACT BC Ratio | 0.2183 | 0.22065 | 0.22207 | 0.22379 | 0.22386 | 0.9 | 0.9 | 0.9 | 0.9 | 0.9 | 0.9 | 0.9 | 0.9 | 0.9 | 0.9 | 0.9 | 0.9 | 0.9 | 0.9 | 0.9 | 0.9 | 0.9 | 0.9 | 0.9 | 0.9 | 0.9 | 0.9 | 0.9 | 0.9 | 0.9 | 0.9
F3_Commercial_Retail_Existing_Space Heating_Natural Gas_Unit Heater_E3 | F3 | Commercial | Retail | Existing | Space Heating | Natural Gas | Unit Heater | E3 | PACT BC Ratio | 2.8 | 2.8301 | 2.8484 | 2.8704 | 2.8713 | 0.9 | 0.9 | 0.9 | 0.9 | 0.9 | 0.9 | 0.9 | 0.9 | 0.9 | 0.9 | 0.9 | 0.9 | 0.9 | 0.9 | 0.9 | 0.9 | 0.9 | 0.9 | 0.9 | 0.9 | 0.9 | 0.9 | 0.9 | 0.9 | 0.9 | 0.9
F3_Commercial_Retail_Existing_Space Heating_Natural Gas_Unit Heater_E4 | F3 | Commercial | Retail | Existing | Space Heating | Natural Gas | Unit Heater | E4 | PACT BC Ratio | 0 | 0 | 0 | 0 | 0 | 0 | 0 | 0 | 0 | 0 | 0 | 0 | 0 | 0 | 0 | 0 | 0 | 0 | 0 | 0 | 0 | 0 | 0 | 0 | 0 | 0 | 0 | 0 | 0 | 0 | 0
F3_Commercial_Retail_Existing_Space Heating_Natural Gas_Unit Heater_E5 | F3 | Commercial | Retail | Existing | Space Heating | Natural Gas | Unit Heater | E5 | PACT BC Ratio | 0 | 0 | 0 | 0 | 0 | 0 | 0 | 0 | 0 | 0 | 0 | 0 | 0 | 0 | 0 | 0 | 0 | 0 | 0 | 0 | 0 | 0 | 0 | 0 | 0 | 0 | 0 | 0 | 0 | 0 | 0
F3_Commercial_Retail_Existing_Space Heating_Natural Gas_Unit Heater_E6 | F3 | Commercial | Retail | Existing | Space Heating | Natural Gas | Unit Heater | E6 | PACT BC Ratio | 0 | 0 | 0 | 0 | 0 | 0 | 0 | 0 | 0 | 0 | 0 | 0 | 0 | 0 | 0 | 0 | 0 | 0 | 0 | 0 | 0 | 0 | 0 | 0 | 0 | 0 | 0 | 0 | 0 | 0 | 0
F3_Commercial_Retail_Existing_Space Heating_Natural Gas_Unit Heater_E7 | F3 | Commercial | Retail | Existing | Space Heating | Natural Gas | Unit Heater | E7 | PACT BC Ratio | 0 | 0 | 0 | 0 | 0 | 0 | 0 | 0 | 0 | 0 | 0 | 0 | 0 | 0 | 0 | 0 | 0 | 0 | 0 | 0 | 0 | 0 | 0 | 0 | 0 | 0 | 0 | 0 | 0 | 0 | 0
F3_Commercial_Retail_Existing_Space Heating_Natural Gas_Unit Heater_E8 | F3 | Commercial | Retail | Existing | Space Heating | Natural Gas | Unit Heater | E8 | PACT BC Ratio | 0 | 0 | 0 | 0 | 0 | 0 | 0 | 0 | 0 | 0 | 0 | 0 | 0 | 0 | 0 | 0 | 0 | 0 | 0 | 0 | 0 | 0 | 0 | 0 | 0 | 0 | 0 | 0 | 0 | 0 | 0
F3_Commercial_Retail_Existing_Space Heating_Natural Gas_Unit Heater_E9 | F3 | Commercial | Retail | Existing | Space Heating | Natural Gas | Unit Heater | E9 | PACT BC Ratio | 0 | 0 | 0 | 0 | 0 | 0 | 0 | 0 | 0 | 0 | 0 | 0 | 0 | 0 | 0 | 0 | 0 | 0 | 0 | 0 | 0 | 0 | 0 | 0 | 0 | 0 | 0 | 0 | 0 | 0 | 0
F3_Commercial_Retail_Existing_Space Heating_Natural Gas_Unit Heater_E10 | F3 | Commercial | Retail | Existing | Space Heating | Natural Gas | Unit Heater | E10 | PACT BC Ratio | 0 | 0 | 0 | 0 | 0 | 0 | 0 | 0 | 0 | 0 | 0 | 0 | 0 | 0 | 0 | 0 | 0 | 0 | 0 | 0 | 0 | 0 | 0 | 0 | 0 | 0 | 0 | 0 | 0 | 0 | 0
F4_Commercial_Retail_Existing_Space Heating_Natural Gas_Unit Heater_E1 | F4 | Commercial | Retail | Existing | Space Heating | Natural Gas | Unit Heater | E1 | PCT BC Ratio | 0.9 | 0.9 | 0.9 | 0.9 | 0.9 | 0 | 0 | 0 | 0 | 0 | 0 | 0 | 0 | 0 | 0 | 0 | 0 | 0 | 0 | 0 | 0 | 0 | 0 | 0 | 0 | 0 | 0 | 0 | 0 | 0 | 0
F4_Commercial_Retail_Existing_Space Heating_Natural Gas_Unit Heater_E2 | F4 | Commercial | Retail | Existing | Space Heating | Natural Gas | Unit Heater | E2 | PCT BC Ratio | 1.5492 | 1.5551 | 1.5587 | 1.563 | 1.5632 | 0.9 | 0.9 | 0.9 | 0.9 | 0.9 | 0.9 | 0.9 | 0.9 | 0.9 | 0.9 | 0.9 | 0.9 | 0.9 | 0.9 | 0.9 | 0.9 | 0.9 | 0.9 | 0.9 | 0.9 | 0.9 | 0.9 | 0.9 | 0.9 | 0.9 | 0.9
F4_Commercial_Retail_Existing_Space Heating_Natural Gas_Unit Heater_E3 | F4 | Commercial | Retail | Existing | Space Heating | Natural Gas | Unit Heater | E3 | PCT BC Ratio | 8.0446 | 8.1203 | 8.1663 | 8.2218 | 8.2241 | 0.9 | 0.9 | 0.9 | 0.9 | 0.9 | 0.9 | 0.9 | 0.9 | 0.9 | 0.9 | 0.9 | 0.9 | 0.9 | 0.9 | 0.9 | 0.9 | 0.9 | 0.9 | 0.9 | 0.9 | 0.9 | 0.9 | 0.9 | 0.9 | 0.9 | 0.9
F4_Commercial_Retail_Existing_Space Heating_Natural Gas_Unit Heater_E4 | F4 | Commercial | Retail | Existing | Space Heating | Natural Gas | Unit Heater | E4 | PCT BC Ratio | 0 | 0 | 0 | 0 | 0 | 0 | 0 | 0 | 0 | 0 | 0 | 0 | 0 | 0 | 0 | 0 | 0 | 0 | 0 | 0 | 0 | 0 | 0 | 0 | 0 | 0 | 0 | 0 | 0 | 0 | 0
F4_Commercial_Retail_Existing_Space Heating_Natural Gas_Unit Heater_E5 | F4 | Commercial | Retail | Existing | Space Heating | Natural Gas | Unit Heater | E5 | PCT BC Ratio | 0 | 0 | 0 | 0 | 0 | 0 | 0 | 0 | 0 | 0 | 0 | 0 | 0 | 0 | 0 | 0 | 0 | 0 | 0 | 0 | 0 | 0 | 0 | 0 | 0 | 0 | 0 | 0 | 0 | 0 | 0
F4_Commercial_Retail_Existing_Space Heating_Natural Gas_Unit Heater_E6 | F4 | Commercial | Retail | Existing | Space Heating | Natural Gas | Unit Heater | E6 | PCT BC Ratio | 0 | 0 | 0 | 0 | 0 | 0 | 0 | 0 | 0 | 0 | 0 | 0 | 0 | 0 | 0 | 0 | 0 | 0 | 0 | 0 | 0 | 0 | 0 | 0 | 0 | 0 | 0 | 0 | 0 | 0 | 0
F4_Commercial_Retail_Existing_Space Heating_Natural Gas_Unit Heater_E7 | F4 | Commercial | Retail | Existing | Space Heating | Natural Gas | Unit Heater | E7 | PCT BC Ratio | 0 | 0 | 0 | 0 | 0 | 0 | 0 | 0 | 0 | 0 | 0 | 0 | 0 | 0 | 0 | 0 | 0 | 0 | 0 | 0 | 0 | 0 | 0 | 0 | 0 | 0 | 0 | 0 | 0 | 0 | 0
F4_Commercial_Retail_Existing_Space Heating_Natural Gas_Unit Heater_E8 | F4 | Commercial | Retail | Existing | Space Heating | Natural Gas | Unit Heater | E8 | PCT BC Ratio | 0 | 0 | 0 | 0 | 0 | 0 | 0 | 0 | 0 | 0 | 0 | 0 | 0 | 0 | 0 | 0 | 0 | 0 | 0 | 0 | 0 | 0 | 0 | 0 | 0 | 0 | 0 | 0 | 0 | 0 | 0
F4_Commercial_Retail_Existing_Space Heating_Natural Gas_Unit Heater_E9 | F4 | Commercial | Retail | Existing | Space Heating | Natural Gas | Unit Heater | E9 | PCT BC Ratio | 0 | 0 | 0 | 0 | 0 | 0 | 0 | 0 | 0 | 0 | 0 | 0 | 0 | 0 | 0 | 0 | 0 | 0 | 0 | 0 | 0 | 0 | 0 | 0 | 0 | 0 | 0 | 0 | 0 | 0 | 0
F4_Commercial_Retail_Existing_Space Heating_Natural Gas_Unit Heater_E10 | F4 | Commercial | Retail | Existing | Space Heating | Natural Gas | Unit Heater | E10 | PCT BC Ratio | 0 | 0 | 0 | 0 | 0 | 0 | 0 | 0 | 0 | 0 | 0 | 0 | 0 | 0 | 0 | 0 | 0 | 0 | 0 | 0 | 0 | 0 | 0 | 0 | 0 | 0 | 0 | 0 | 0 | 0 | 0
F5_Commercial_Retail_Existing_Space Heating_Natural Gas_Unit Heater_E1 | F5 | Commercial | Retail | Existing | Space Heating | Natural Gas | Unit Heater | E1 | RIM BC Ratio | 0.9 | 0.9 | 0.9 | 0.9 | 0.9 | 0 | 0 | 0 | 0 | 0 | 0 | 0 | 0 | 0 | 0 | 0 | 0 | 0 | 0 | 0 | 0 | 0 | 0 | 0 | 0 | 0 | 0 | 0 | 0 | 0 | 0
F5_Commercial_Retail_Existing_Space Heating_Natural Gas_Unit Heater_E2 | F5 | Commercial | Retail | Existing | Space Heating | Natural Gas | Unit Heater | E2 | RIM BC Ratio | 0.17304 | 0.17451 | 0.1754 | 0.17648 | 0.17652 | 0.9 | 0.9 | 0.9 | 0.9 | 0.9 | 0.9 | 0.9 | 0.9 | 0.9 | 0.9 | 0.9 | 0.9 | 0.9 | 0.9 | 0.9 | 0.9 | 0.9 | 0.9 | 0.9 | 0.9 | 0.9 | 0.9 | 0.9 | 0.9 | 0.9 | 0.9
F5_Commercial_Retail_Existing_Space Heating_Natural Gas_Unit Heater_E3 | F5 | Commercial | Retail | Existing | Space Heating | Natural Gas | Unit Heater | E3 | RIM BC Ratio | 0.643 | 0.64457 | 0.64552 | 0.64664 | 0.64669 | 0.9 | 0.9 | 0.9 | 0.9 | 0.9 | 0.9 | 0.9 | 0.9 | 0.9 | 0.9 | 0.9 | 0.9 | 0.9 | 0.9 | 0.9 | 0.9 | 0.9 | 0.9 | 0.9 | 0.9 | 0.9 | 0.9 | 0.9 | 0.9 | 0.9 | 0.9
F5_Commercial_Retail_Existing_Space Heating_Natural Gas_Unit Heater_E4 | F5 | Commercial | Retail | Existing | Space Heating | Natural Gas | Unit Heater | E4 | RIM BC Ratio | 0 | 0 | 0 | 0 | 0 | 0 | 0 | 0 | 0 | 0 | 0 | 0 | 0 | 0 | 0 | 0 | 0 | 0 | 0 | 0 | 0 | 0 | 0 | 0 | 0 | 0 | 0 | 0 | 0 | 0 | 0
F5_Commercial_Retail_Existing_Space Heating_Natural Gas_Unit Heater_E5 | F5 | Commercial | Retail | Existing | Space Heating | Natural Gas | Unit Heater | E5 | RIM BC Ratio | 0 | 0 | 0 | 0 | 0 | 0 | 0 | 0 | 0 | 0 | 0 | 0 | 0 | 0 | 0 | 0 | 0 | 0 | 0 | 0 | 0 | 0 | 0 | 0 | 0 | 0 | 0 | 0 | 0 | 0 | 0
F5_Commercial_Retail_Existing_Space Heating_Natural Gas_Unit Heater_E6 | F5 | Commercial | Retail | Existing | Space Heating | Natural Gas | Unit Heater | E6 | RIM BC Ratio | 0 | 0 | 0 | 0 | 0 | 0 | 0 | 0 | 0 | 0 | 0 | 0 | 0 | 0 | 0 | 0 | 0 | 0 | 0 | 0 | 0 | 0 | 0 | 0 | 0 | 0 | 0 | 0 | 0 | 0 | 0
F5_Commercial_Retail_Existing_Space Heating_Natural Gas_Unit Heater_E7 | F5 | Commercial | Retail | Existing | Space Heating | Natural Gas | Unit Heater | E7 | RIM BC Ratio | 0 | 0 | 0 | 0 | 0 | 0 | 0 | 0 | 0 | 0 | 0 | 0 | 0 | 0 | 0 | 0 | 0 | 0 | 0 | 0 | 0 | 0 | 0 | 0 | 0 | 0 | 0 | 0 | 0 | 0 | 0
F5_Commercial_Retail_Existing_Space Heating_Natural Gas_Unit Heater_E8 | F5 | Commercial | Retail | Existing | Space Heating | Natural Gas | Unit Heater | E8 | RIM BC Ratio | 0 | 0 | 0 | 0 | 0 | 0 | 0 | 0 | 0 | 0 | 0 | 0 | 0 | 0 | 0 | 0 | 0 | 0 | 0 | 0 | 0 | 0 | 0 | 0 | 0 | 0 | 0 | 0 | 0 | 0 | 0
F5_Commercial_Retail_Existing_Space Heating_Natural Gas_Unit Heater_E9 | F5 | Commercial | Retail | Existing | Space Heating | Natural Gas | Unit Heater | E9 | RIM BC Ratio | 0 | 0 | 0 | 0 | 0 | 0 | 0 | 0 | 0 | 0 | 0 | 0 | 0 | 0 | 0 | 0 | 0 | 0 | 0 | 0 | 0 | 0 | 0 | 0 | 0 | 0 | 0 | 0 | 0 | 0 | 0
F5_Commercial_Retail_Existing_Space Heating_Natural Gas_Unit Heater_E10 | F5 | Commercial | Retail | Existing | Space Heating | Natural Gas | Unit Heater | E10 | RIM BC Ratio | 0 | 0 | 0 | 0 | 0 | 0 | 0 | 0 | 0 | 0 | 0 | 0 | 0 | 0 | 0 | 0 | 0 | 0 | 0 | 0 | 0 | 0 | 0 | 0 | 0 | 0 | 0 | 0 | 0 | 0 | 0
F0_Commercial_Retail_Existing_Water Heating_Natural Gas_Water Heater_E0 | F0 | Commercial | Retail | Existing | Water Heating | Natural Gas | Water Heater | E0 | Economic Unit | TE 96% (Instantaneous) | TE 96% (Instantaneous) | TE 96% (Instantaneous) | TE 96% (Instantaneous) | TE 96% (Instantaneous) | TE 96% (Instantaneous) | TE 96% (Instantaneous) | UEF 1.0+ (Gas-Fired HPWH) | UEF 1.0+ (Gas-Fired HPWH) | UEF 1.0+ (Gas-Fired HPWH) | UEF 1.0+ (Gas-Fired HPWH) | UEF 1.0+ (Gas-Fired HPWH) | UEF 1.0+ (Gas-Fired HPWH) | UEF 1.0+ (Gas-Fired HPWH) | UEF 1.0+ (Gas-Fired HPWH) | UEF 1.0+ (Gas-Fired HPWH) | UEF 1.0+ (Gas-Fired HPWH) | UEF 1.0+ (Gas-Fired HPWH) | UEF 1.0+ (Gas-Fired HPWH) | UEF 1.0+ (Gas-Fired HPWH) | UEF 1.0+ (Gas-Fired HPWH) | UEF 1.0+ (Gas-Fired HPWH) | UEF 1.0+ (Gas-Fired HPWH) | UEF 1.0+ (Gas-Fired HPWH) | UEF 1.0+ (Gas-Fired HPWH) | UEF 1.0+ (Gas-Fired HPWH) | UEF 1.0+ (Gas-Fired HPWH) | UEF 1.0+ (Gas-Fired HPWH) | UEF 1.0+ (Gas-Fired HPWH) | UEF 1.0+ (Gas-Fired HPWH) | UEF 1.0+ (Gas-Fired HPWH)
F1_Commercial_Retail_Existing_Water Heating_Natural Gas_Water Heater_E1 | F1 | Commercial | Retail | Existing | Water Heating | Natural Gas | Water Heater | E1 | CCE | 0 | 0 | 0 | 0 | 0 | 0 | 0 | 0 | 0 | 0 | 0 | 0 | 0 | 0 | 0 | 0 | 0 | 0 | 0 | 0 | 0 | 0 | 0 | 0 | 0 | 0 | 0 | 0 | 0 | 0 | 0
F1_Commercial_Retail_Existing_Water Heating_Natural Gas_Water Heater_E2 | F1 | Commercial | Retail | Existing | Water Heating | Natural Gas | Water Heater | E2 | CCE | 0.00098186 | 0.00094392 | 0.00094842 | 0.00095833 | 0.00095833 | 0.00095833 | 0.00095833 | 0.00095833 | 0.00095833 | 0.00095833 | 0.00095833 | 0.00095833 | 0.00095833 | 0.00095833 | 0.00095833 | 0.00095833 | 0.00095833 | 0.00095833 | 0.00095833 | 0.00095833 | 0.00095833 | 0.00095833 | 0.00095833 | 0.00095833 | 0.00095833 | 0.00095833 | 0.00095833 | 0.00095833 | 0.00095833 | 0.00095833 | 0.00095833
F1_Commercial_Retail_Existing_Water Heating_Natural Gas_Water Heater_E3 | F1 | Commercial | Retail | Existing | Water Heating | Natural Gas | Water Heater | E3 | CCE | 0.00071969 | 0.00069188 | 0.00069518 | 0.00070245 | 0.00070245 | 0.00070245 | 0.00070245 | 0.00070245 | 0.00070245 | 0.00070245 | 0.00070245 | 0.00070245 | 0.00070245 | 0.00070245 | 0.00070245 | 0.00070245 | 0.00070245 | 0.00070245 | 0.00070245 | 0.00070245 | 0.00070245 | 0.00070245 | 0.00070245 | 0.00070245 | 0.00070245 | 0.00070245 | 0.00070245 | 0.00070245 | 0.00070245 | 0.00070245 | 0.00070245
F1_Commercial_Retail_Existing_Water Heating_Natural Gas_Water Heater_E4 | F1 | Commercial | Retail | Existing | Water Heating | Natural Gas | Water Heater | E4 | CCE | 0 | 0 | 0 | 0 | 0 | 0 | 0 | 0.0015731 | 0.0015731 | 0.0015731 | 0.0015731 | 0.0015731 | 0.0015731 | 0.0015731 | 0.0015731 | 0.0015731 | 0.0015731 | 0.0015731 | 0.0015731 | 0.0015731 | 0.0015731 | 0.0015731 | 0.0015731 | 0.0015731 | 0.0015731 | 0.0015731 | 0.0015731 | 0.0015731 | 0.0015731 | 0.0015731 | 0.0015731
F1_Commercial_Retail_Existing_Water Heating_Natural Gas_Water Heater_E5 | F1 | Commercial | Retail | Existing | Water Heating | Natural Gas | Water Heater | E5 | CCE | 0 | 0 | 0 | 0 | 0 | 0 | 0 | 0 | 0 | 0 | 0 | 0 | 0 | 0 | 0 | 0 | 0 | 0 | 0 | 0 | 0 | 0 | 0 | 0 | 0 | 0 | 0 | 0 | 0 | 0 | 0
F1_Commercial_Retail_Existing_Water Heating_Natural Gas_Water Heater_E6 | F1 | Commercial | Retail | Existing | Water Heating | Natural Gas | Water Heater | E6 | CCE | 0 | 0 | 0 | 0 | 0 | 0 | 0 | 0 | 0 | 0 | 0 | 0 | 0 | 0 | 0 | 0 | 0 | 0 | 0 | 0 | 0 | 0 | 0 | 0 | 0 | 0 | 0 | 0 | 0 | 0 | 0
F1_Commercial_Retail_Existing_Water Heating_Natural Gas_Water Heater_E7 | F1 | Commercial | Retail | Existing | Water Heating | Natural Gas | Water Heater | E7 | CCE | 0 | 0 | 0 | 0 | 0 | 0 | 0 | 0 | 0 | 0 | 0 | 0 | 0 | 0 | 0 | 0 | 0 | 0 | 0 | 0 | 0 | 0 | 0 | 0 | 0 | 0 | 0 | 0 | 0 | 0 | 0
F1_Commercial_Retail_Existing_Water Heating_Natural Gas_Water Heater_E8 | F1 | Commercial | Retail | Existing | Water Heating | Natural Gas | Water Heater | E8 | CCE | 0 | 0 | 0 | 0 | 0 | 0 | 0 | 0 | 0 | 0 | 0 | 0 | 0 | 0 | 0 | 0 | 0 | 0 | 0 | 0 | 0 | 0 | 0 | 0 | 0 | 0 | 0 | 0 | 0 | 0 | 0
F1_Commercial_Retail_Existing_Water Heating_Natural Gas_Water Heater_E9 | F1 | Commercial | Retail | Existing | Water Heating | Natural Gas | Water Heater | E9 | CCE | 0 | 0 | 0 | 0 | 0 | 0 | 0 | 0 | 0 | 0 | 0 | 0 | 0 | 0 | 0 | 0 | 0 | 0 | 0 | 0 | 0 | 0 | 0 | 0 | 0 | 0 | 0 | 0 | 0 | 0 | 0
F1_Commercial_Retail_Existing_Water Heating_Natural Gas_Water Heater_E10 | F1 | Commercial | Retail | Existing | Water Heating | Natural Gas | Water Heater | E10 | CCE | 0 | 0 | 0 | 0 | 0 | 0 | 0 | 0 | 0 | 0 | 0 | 0 | 0 | 0 | 0 | 0 | 0 | 0 | 0 | 0 | 0 | 0 | 0 | 0 | 0 | 0 | 0 | 0 | 0 | 0 | 0
F2_Commercial_Retail_Existing_Water Heating_Natural Gas_Water Heater_E1 | F2 | Commercial | Retail | Existing | Water Heating | Natural Gas | Water Heater | E1 | TRC BC Ratio | 0.9 | 0.9 | 0.9 | 0.9 | 0.9 | 0.9 | 0.9 | 0.9 | 0.9 | 0.9 | 0.9 | 0.9 | 0.9 | 0.9 | 0.9 | 0.9 | 0.9 | 0.9 | 0.9 | 0.9 | 0.9 | 0.9 | 0.9 | 0.9 | 0.9 | 0.9 | 0.9 | 0.9 | 0.9 | 0.9 | 0.9
F2_Commercial_Retail_Existing_Water Heating_Natural Gas_Water Heater_E2 | F2 | Commercial | Retail | Existing | Water Heating | Natural Gas | Water Heater | E2 | TRC BC Ratio | 10.3934 | 10.5994 | 10.7467 | 10.9065 | 11.1359 | 10.4332 | 9.884 | 9.5953 | 9.4915 | 9.3323 | 9.2249 | 9.7137 | 8.6933 | 9.292 | 10.0602 | 10.807 | 10.8349 | 10.8866 | 10.6786 | 10.827 | 10.9309 | 11.0711 | 11.2473 | 5.298 | 5.1923 | 5.0934 | 5.0003 | 4.912 | 4.8276 | 4.7465 | 4.6682
F2_Commercial_Retail_Existing_Water Heating_Natural Gas_Water Heater_E3 | F2 | Commercial | Retail | Existing | Water Heating | Natural Gas | Water Heater | E3 | TRC BC Ratio | 14.1794 | 14.4605 | 14.6615 | 14.8794 | 15.1924 | 14.2338 | 13.4846 | 13.0906 | 12.949 | 12.7319 | 12.5853 | 13.2522 | 11.8601 | 12.6768 | 13.7249 | 14.7438 | 14.7818 | 14.8524 | 14.5686 | 14.771 | 14.9127 | 15.104 | 15.3443 | 7.2279 | 7.0837 | 6.9488 | 6.8217 | 6.7012 | 6.5862 | 6.4756 | 6.3687
F2_Commercial_Retail_Existing_Water Heating_Natural Gas_Water Heater_E4 | F2 | Commercial | Retail | Existing | Water Heating | Natural Gas | Water Heater | E4 | TRC BC Ratio | 0 | 0 | 0 | 0 | 0 | 0 | 0 | 5.7375 | 5.5021 | 5.201 | 4.9191 | 5.418 | 4.7415 | 5.5694 | 6.5664 | 7.5857 | 7.626 | 7.6839 | 7.5361 | 7.6685 | 7.7651 | 7.8898 | 8.0424 | 3.3662 | 3.296 | 3.2308 | 3.1698 | 3.1124 | 3.058 | 3.0058 | 2.9667
F2_Commercial_Retail_Existing_Water Heating_Natural Gas_Water Heater_E5 | F2 | Commercial | Retail | Existing | Water Heating | Natural Gas | Water Heater | E5 | TRC BC Ratio | 0 | 0 | 0 | 0 | 0 | 0 | 0 | 0 | 0 | 0 | 0 | 0 | 0 | 0 | 0 | 0 | 0 | 0 | 0 | 0 | 0 | 0 | 0 | 0 | 0 | 0 | 0 | 0 | 0 | 0 | 0
F2_Commercial_Retail_Existing_Water Heating_Natural Gas_Water Heater_E6 | F2 | Commercial | Retail | Existing | Water Heating | Natural Gas | Water Heater | E6 | TRC BC Ratio | 0 | 0 | 0 | 0 | 0 | 0 | 0 | 0 | 0 | 0 | 0 | 0 | 0 | 0 | 0 | 0 | 0 | 0 | 0 | 0 | 0 | 0 | 0 | 0 | 0 | 0 | 0 | 0 | 0 | 0 | 0
F2_Commercial_Retail_Existing_Water Heating_Natural Gas_Water Heater_E7 | F2 | Commercial | Retail | Existing | Water Heating | Natural Gas | Water Heater | E7 | TRC BC Ratio | 0 | 0 | 0 | 0 | 0 | 0 | 0 | 0 | 0 | 0 | 0 | 0 | 0 | 0 | 0 | 0 | 0 | 0 | 0 | 0 | 0 | 0 | 0 | 0 | 0 | 0 | 0 | 0 | 0 | 0 | 0
F2_Commercial_Retail_Existing_Water Heating_Natural Gas_Water Heater_E8 | F2 | Commercial | Retail | Existing | Water Heating | Natural Gas | Water Heater | E8 | TRC BC Ratio | 0 | 0 | 0 | 0 | 0 | 0 | 0 | 0 | 0 | 0 | 0 | 0 | 0 | 0 | 0 | 0 | 0 | 0 | 0 | 0 | 0 | 0 | 0 | 0 | 0 | 0 | 0 | 0 | 0 | 0 | 0
F2_Commercial_Retail_Existing_Water Heating_Natural Gas_Water Heater_E9 | F2 | Commercial | Retail | Existing | Water Heating | Natural Gas | Water Heater | E9 | TRC BC Ratio | 0 | 0 | 0 | 0 | 0 | 0 | 0 | 0 | 0 | 0 | 0 | 0 | 0 | 0 | 0 | 0 | 0 | 0 | 0 | 0 | 0 | 0 | 0 | 0 | 0 | 0 | 0 | 0 | 0 | 0 | 0
F2_Commercial_Retail_Existing_Water Heating_Natural Gas_Water Heater_E10 | F2 | Commercial | Retail | Existing | Water Heating | Natural Gas | Water Heater | E10 | TRC BC Ratio | 0 | 0 | 0 | 0 | 0 | 0 | 0 | 0 | 0 | 0 | 0 | 0 | 0 | 0 | 0 | 0 | 0 | 0 | 0 | 0 | 0 | 0 | 0 | 0 | 0 | 0 | 0 | 0 | 0 | 0 | 0
F3_Commercial_Retail_Existing_Water Heating_Natural Gas_Water Heater_E1 | F3 | Commercial | Retail | Existing | Water Heating | Natural Gas | Water Heater | E1 | PACT BC Ratio | 0.9 | 0.9 | 0.9 | 0.9 | 0.9 | 0.9 | 0.9 | 0.9 | 0.9 | 0.9 | 0.9 | 0.9 | 0.9 | 0.9 | 0.9 | 0.9 | 0.9 | 0.9 | 0.9 | 0.9 | 0.9 | 0.9 | 0.9 | 0.9 | 0.9 | 0.9 | 0.9 | 0.9 | 0.9 | 0.9 | 0.9
F3_Commercial_Retail_Existing_Water Heating_Natural Gas_Water Heater_E2 | F3 | Commercial | Retail | Existing | Water Heating | Natural Gas | Water Heater | E2 | PACT BC Ratio | 16.9958 | 17.3327 | 17.5737 | 17.8349 | 18.21 | 17.061 | 16.1629 | 15.6907 | 15.5211 | 15.2608 | 15.0851 | 15.8844 | 14.2158 | 15.1947 | 16.4511 | 17.6723 | 17.7178 | 17.8024 | 17.4623 | 17.705 | 17.8748 | 18.104 | 18.3922 | 8.6636 | 8.4908 | 8.329 | 8.1767 | 8.0323 | 7.8944 | 7.7618 | 7.6336
F3_Commercial_Retail_Existing_Water Heating_Natural Gas_Water Heater_E3 | F3 | Commercial | Retail | Existing | Water Heating | Natural Gas | Water Heater | E3 | PACT BC Ratio | 23.187 | 23.6466 | 23.9753 | 24.3316 | 24.8435 | 23.2758 | 22.0507 | 21.4064 | 21.175 | 20.8199 | 20.5802 | 21.6707 | 19.3943 | 20.7298 | 22.4438 | 24.1098 | 24.172 | 24.2874 | 23.8233 | 24.1544 | 24.3861 | 24.6989 | 25.0919 | 11.8195 | 11.5837 | 11.3631 | 11.1553 | 10.9583 | 10.7701 | 10.5892 | 10.4144
F3_Commercial_Retail_Existing_Water Heating_Natural Gas_Water Heater_E4 | F3 | Commercial | Retail | Existing | Water Heating | Natural Gas | Water Heater | E4 | PACT BC Ratio | 0 | 0 | 0 | 0 | 0 | 0 | 0 | 9.3823 | 8.9974 | 8.505 | 8.0439 | 8.8598 | 7.7535 | 9.1075 | 10.7378 | 12.4046 | 12.4704 | 12.5652 | 12.3235 | 12.5399 | 12.6979 | 12.9018 | 13.1514 | 5.5047 | 5.3898 | 5.2831 | 5.1835 | 5.0897 | 5.0005 | 4.9153 | 4.8513
F3_Commercial_Retail_Existing_Water Heating_Natural Gas_Water Heater_E5 | F3 | Commercial | Retail | Existing | Water Heating | Natural Gas | Water Heater | E5 | PACT BC Ratio | 0 | 0 | 0 | 0 | 0 | 0 | 0 | 0 | 0 | 0 | 0 | 0 | 0 | 0 | 0 | 0 | 0 | 0 | 0 | 0 | 0 | 0 | 0 | 0 | 0 | 0 | 0 | 0 | 0 | 0 | 0
F3_Commercial_Retail_Existing_Water Heating_Natural Gas_Water Heater_E6 | F3 | Commercial | Retail | Existing | Water Heating | Natural Gas | Water Heater | E6 | PACT BC Ratio | 0 | 0 | 0 | 0 | 0 | 0 | 0 | 0 | 0 | 0 | 0 | 0 | 0 | 0 | 0 | 0 | 0 | 0 | 0 | 0 | 0 | 0 | 0 | 0 | 0 | 0 | 0 | 0 | 0 | 0 | 0
F3_Commercial_Retail_Existing_Water Heating_Natural Gas_Water Heater_E7 | F3 | Commercial | Retail | Existing | Water Heating | Natural Gas | Water Heater | E7 | PACT BC Ratio | 0 | 0 | 0 | 0 | 0 | 0 | 0 | 0 | 0 | 0 | 0 | 0 | 0 | 0 | 0 | 0 | 0 | 0 | 0 | 0 | 0 | 0 | 0 | 0 | 0 | 0 | 0 | 0 | 0 | 0 | 0
F3_Commercial_Retail_Existing_Water Heating_Natural Gas_Water Heater_E8 | F3 | Commercial | Retail | Existing | Water Heating | Natural Gas | Water Heater | E8 | PACT BC Ratio | 0 | 0 | 0 | 0 | 0 | 0 | 0 | 0 | 0 | 0 | 0 | 0 | 0 | 0 | 0 | 0 | 0 | 0 | 0 | 0 | 0 | 0 | 0 | 0 | 0 | 0 | 0 | 0 | 0 | 0 | 0
F3_Commercial_Retail_Existing_Water Heating_Natural Gas_Water Heater_E9 | F3 | Commercial | Retail | Existing | Water Heating | Natural Gas | Water Heater | E9 | PACT BC Ratio | 0 | 0 | 0 | 0 | 0 | 0 | 0 | 0 | 0 | 0 | 0 | 0 | 0 | 0 | 0 | 0 | 0 | 0 | 0 | 0 | 0 | 0 | 0 | 0 | 0 | 0 | 0 | 0 | 0 | 0 | 0
F3_Commercial_Retail_Existing_Water Heating_Natural Gas_Water Heater_E10 | F3 | Commercial | Retail | Existing | Water Heating | Natural Gas | Water Heater | E10 | PACT BC Ratio | 0 | 0 | 0 | 0 | 0 | 0 | 0 | 0 | 0 | 0 | 0 | 0 | 0 | 0 | 0 | 0 | 0 | 0 | 0 | 0 | 0 | 0 | 0 | 0 | 0 | 0 | 0 | 0 | 0 | 0 | 0
F4_Commercial_Retail_Existing_Water Heating_Natural Gas_Water Heater_E1 | F4 | Commercial | Retail | Existing | Water Heating | Natural Gas | Water Heater | E1 | PCT BC Ratio | 0.9 | 0.9 | 0.9 | 0.9 | 0.9 | 0.9 | 0.9 | 0.9 | 0.9 | 0.9 | 0.9 | 0.9 | 0.9 | 0.9 | 0.9 | 0.9 | 0.9 | 0.9 | 0.9 | 0.9 | 0.9 | 0.9 | 0.9 | 0.9 | 0.9 | 0.9 | 0.9 | 0.9 | 0.9 | 0.9 | 0.9
F4_Commercial_Retail_Existing_Water Heating_Natural Gas_Water Heater_E2 | F4 | Commercial | Retail | Existing | Water Heating | Natural Gas | Water Heater | E2 | PCT BC Ratio | 18.7488 | 19.1119 | 19.3717 | 19.6532 | 20.0576 | 18.819 | 17.851 | 17.342 | 17.1591 | 16.8785 | 16.6891 | 17.5507 | 15.7522 | 16.8073 | 18.1616 | 19.478 | 19.5271 | 19.6183 | 19.2516 | 19.5132 | 19.6962 | 19.9434 | 20.2539 | 9.7672 | 9.5809 | 9.4065 | 9.2424 | 9.0867 | 8.9381 | 8.7951 | 8.657
F4_Commercial_Retail_Existing_Water Heating_Natural Gas_Water Heater_E3 | F4 | Commercial | Retail | Existing | Water Heating | Natural Gas | Water Heater | E3 | PCT BC Ratio | 25.4224 | 25.9179 | 26.2722 | 26.6563 | 27.208 | 25.5182 | 24.1976 | 23.5031 | 23.2537 | 22.8709 | 22.6125 | 23.788 | 21.3342 | 22.7738 | 24.6213 | 26.4172 | 26.4842 | 26.6086 | 26.1084 | 26.4653 | 26.715 | 27.0521 | 27.4759 | 13.1691 | 12.9149 | 12.677 | 12.4531 | 12.2407 | 12.0379 | 11.8429 | 11.6545
F4_Commercial_Retail_Existing_Water Heating_Natural Gas_Water Heater_E4 | F4 | Commercial | Retail | Existing | Water Heating | Natural Gas | Water Heater | E4 | PCT BC Ratio | 0 | 0 | 0 | 0 | 0 | 0 | 0 | 10.5419 | 10.127 | 9.5963 | 9.0992 | 9.9787 | 8.7862 | 10.2457 | 12.003 | 13.7997 | 13.8707 | 13.9729 | 13.7123 | 13.9456 | 14.1159 | 14.3357 | 14.6047 | 6.3621 | 6.2382 | 6.1233 | 6.0159 | 5.9147 | 5.8187 | 5.7267 | 5.6578
F4_Commercial_Retail_Existing_Water Heating_Natural Gas_Water Heater_E5 | F4 | Commercial | Retail | Existing | Water Heating | Natural Gas | Water Heater | E5 | PCT BC Ratio | 0 | 0 | 0 | 0 | 0 | 0 | 0 | 0 | 0 | 0 | 0 | 0 | 0 | 0 | 0 | 0 | 0 | 0 | 0 | 0 | 0 | 0 | 0 | 0 | 0 | 0 | 0 | 0 | 0 | 0 | 0
F4_Commercial_Retail_Existing_Water Heating_Natural Gas_Water Heater_E6 | F4 | Commercial | Retail | Existing | Water Heating | Natural Gas | Water Heater | E6 | PCT BC Ratio | 0 | 0 | 0 | 0 | 0 | 0 | 0 | 0 | 0 | 0 | 0 | 0 | 0 | 0 | 0 | 0 | 0 | 0 | 0 | 0 | 0 | 0 | 0 | 0 | 0 | 0 | 0 | 0 | 0 | 0 | 0
F4_Commercial_Retail_Existing_Water Heating_Natural Gas_Water Heater_E7 | F4 | Commercial | Retail | Existing | Water Heating | Natural Gas | Water Heater | E7 | PCT BC Ratio | 0 | 0 | 0 | 0 | 0 | 0 | 0 | 0 | 0 | 0 | 0 | 0 | 0 | 0 | 0 | 0 | 0 | 0 | 0 | 0 | 0 | 0 | 0 | 0 | 0 | 0 | 0 | 0 | 0 | 0 | 0
F4_Commercial_Retail_Existing_Water Heating_Natural Gas_Water Heater_E8 | F4 | Commercial | Retail | Existing | Water Heating | Natural Gas | Water Heater | E8 | PCT BC Ratio | 0 | 0 | 0 | 0 | 0 | 0 | 0 | 0 | 0 | 0 | 0 | 0 | 0 | 0 | 0 | 0 | 0 | 0 | 0 | 0 | 0 | 0 | 0 | 0 | 0 | 0 | 0 | 0 | 0 | 0 | 0
F4_Commercial_Retail_Existing_Water Heating_Natural Gas_Water Heater_E9 | F4 | Commercial | Retail | Existing | Water Heating | Natural Gas | Water Heater | E9 | PCT BC Ratio | 0 | 0 | 0 | 0 | 0 | 0 | 0 | 0 | 0 | 0 | 0 | 0 | 0 | 0 | 0 | 0 | 0 | 0 | 0 | 0 | 0 | 0 | 0 | 0 | 0 | 0 | 0 | 0 | 0 | 0 | 0
F4_Commercial_Retail_Existing_Water Heating_Natural Gas_Water Heater_E10 | F4 | Commercial | Retail | Existing | Water Heating | Natural Gas | Water Heater | E10 | PCT BC Ratio | 0 | 0 | 0 | 0 | 0 | 0 | 0 | 0 | 0 | 0 | 0 | 0 | 0 | 0 | 0 | 0 | 0 | 0 | 0 | 0 | 0 | 0 | 0 | 0 | 0 | 0 | 0 | 0 | 0 | 0 | 0
F5_Commercial_Retail_Existing_Water Heating_Natural Gas_Water Heater_E1 | F5 | Commercial | Retail | Existing | Water Heating | Natural Gas | Water Heater | E1 | RIM BC Ratio | 0.9 | 0.9 | 0.9 | 0.9 | 0.9 | 0.9 | 0.9 | 0.9 | 0.9 | 0.9 | 0.9 | 0.9 | 0.9 | 0.9 | 0.9 | 0.9 | 0.9 | 0.9 | 0.9 | 0.9 | 0.9 | 0.9 | 0.9 | 0.9 | 0.9 | 0.9 | 0.9 | 0.9 | 0.9 | 0.9 | 0.9
F5_Commercial_Retail_Existing_Water Heating_Natural Gas_Water Heater_E2 | F5 | Commercial | Retail | Existing | Water Heating | Natural Gas | Water Heater | E2 | RIM BC Ratio | 0.79561 | 0.79633 | 0.79683 | 0.79736 | 0.7981 | 0.79575 | 0.79369 | 0.79252 | 0.79208 | 0.79139 | 0.79092 | 0.79301 | 0.78839 | 0.79122 | 0.79437 | 0.79703 | 0.79713 | 0.7973 | 0.7966 | 0.7971 | 0.79744 | 0.79789 | 0.79844 | 0.76133 | 0.75997 | 0.75865 | 0.75737 | 0.75611 | 0.75487 | 0.75364 | 0.75241
F5_Commercial_Retail_Existing_Water Heating_Natural Gas_Water Heater_E3 | F5 | Commercial | Retail | Existing | Water Heating | Natural Gas | Water Heater | E3 | RIM BC Ratio | 0.80568 | 0.80622 | 0.8066 | 0.807 | 0.80755 | 0.80578 | 0.80424 | 0.80335 | 0.80303 | 0.80251 | 0.80215 | 0.80372 | 0.80024 | 0.80237 | 0.80475 | 0.80675 | 0.80682 | 0.80695 | 0.80643 | 0.8068 | 0.80706 | 0.80739 | 0.80781 | 0.77962 | 0.77858 | 0.77756 | 0.77657 | 0.7756 | 0.77464 | 0.77369 | 0.77275
F5_Commercial_Retail_Existing_Water Heating_Natural Gas_Water Heater_E4 | F5 | Commercial | Retail | Existing | Water Heating | Natural Gas | Water Heater | E4 | RIM BC Ratio | 0 | 0 | 0 | 0 | 0 | 0 | 0 | 0.76649 | 0.76382 | 0.76008 | 0.75621 | 0.76281 | 0.75356 | 0.7646 | 0.77448 | 0.78206 | 0.78232 | 0.78269 | 0.78173 | 0.78259 | 0.7832 | 0.78396 | 0.78487 | 0.72478 | 0.72275 | 0.7208 | 0.71891 | 0.71708 | 0.71529 | 0.71351 | 0.71215
F5_Commercial_Retail_Existing_Water Heating_Natural Gas_Water Heater_E5 | F5 | Commercial | Retail | Existing | Water Heating | Natural Gas | Water Heater | E5 | RIM BC Ratio | 0 | 0 | 0 | 0 | 0 | 0 | 0 | 0 | 0 | 0 | 0 | 0 | 0 | 0 | 0 | 0 | 0 | 0 | 0 | 0 | 0 | 0 | 0 | 0 | 0 | 0 | 0 | 0 | 0 | 0 | 0
F5_Commercial_Retail_Existing_Water Heating_Natural Gas_Water Heater_E6 | F5 | Commercial | Retail | Existing | Water Heating | Natural Gas | Water Heater | E6 | RIM BC Ratio | 0 | 0 | 0 | 0 | 0 | 0 | 0 | 0 | 0 | 0 | 0 | 0 | 0 | 0 | 0 | 0 | 0 | 0 | 0 | 0 | 0 | 0 | 0 | 0 | 0 | 0 | 0 | 0 | 0 | 0 | 0
F5_Commercial_Retail_Existing_Water Heating_Natural Gas_Water Heater_E7 | F5 | Commercial | Retail | Existing | Water Heating | Natural Gas | Water Heater | E7 | RIM BC Ratio | 0 | 0 | 0 | 0 | 0 | 0 | 0 | 0 | 0 | 0 | 0 | 0 | 0 | 0 | 0 | 0 | 0 | 0 | 0 | 0 | 0 | 0 | 0 | 0 | 0 | 0 | 0 | 0 | 0 | 0 | 0
F5_Commercial_Retail_Existing_Water Heating_Natural Gas_Water Heater_E8 | F5 | Commercial | Retail | Existing | Water Heating | Natural Gas | Water Heater | E8 | RIM BC Ratio | 0 | 0 | 0 | 0 | 0 | 0 | 0 | 0 | 0 | 0 | 0 | 0 | 0 | 0 | 0 | 0 | 0 | 0 | 0 | 0 | 0 | 0 | 0 | 0 | 0 | 0 | 0 | 0 | 0 | 0 | 0
F5_Commercial_Retail_Existing_Water Heating_Natural Gas_Water Heater_E9 | F5 | Commercial | Retail | Existing | Water Heating | Natural Gas | Water Heater | E9 | RIM BC Ratio | 0 | 0 | 0 | 0 | 0 | 0 | 0 | 0 | 0 | 0 | 0 | 0 | 0 | 0 | 0 | 0 | 0 | 0 | 0 | 0 | 0 | 0 | 0 | 0 | 0 | 0 | 0 | 0 | 0 | 0 | 0
F5_Commercial_Retail_Existing_Water Heating_Natural Gas_Water Heater_E10 | F5 | Commercial | Retail | Existing | Water Heating | Natural Gas | Water Heater | E10 | RIM BC Ratio | 0 | 0 | 0 | 0 | 0 | 0 | 0 | 0 | 0 | 0 | 0 | 0 | 0 | 0 | 0 | 0 | 0 | 0 | 0 | 0 | 0 | 0 | 0 | 0 | 0 | 0 | 0 | 0 | 0 | 0 | 0
F0_Commercial_Retail_Existing_Food Preparation_Natural Gas_Oven_E0 | F0 | Commercial | Retail | Existing | Food Preparation | Natural Gas | Oven | E0 | Economic Unit | ENERGY STAR (3.0) | ENERGY STAR (3.0) | ENERGY STAR (3.0) | ENERGY STAR (3.0) | ENERGY STAR (3.0) | ENERGY STAR (3.0) | ENERGY STAR (3.0) | ENERGY STAR (3.0) | ENERGY STAR (3.0) | ENERGY STAR (3.0) | ENERGY STAR (3.0) | ENERGY STAR (3.0) | ENERGY STAR (3.0) | ENERGY STAR (3.0) | ENERGY STAR (3.0) | ENERGY STAR (3.0) | ENERGY STAR (3.0) | ENERGY STAR (3.0) | ENERGY STAR (3.0) | ENERGY STAR (3.0) | ENERGY STAR (3.0) | ENERGY STAR (3.0) | ENERGY STAR (3.0) | Standard | Standard | Standard | Standard | Standard | Standard | Standard | Standard
F1_Commercial_Retail_Existing_Food Preparation_Natural Gas_Oven_E1 | F1 | Commercial | Retail | Existing | Food Preparation | Natural Gas | Oven | E1 | CCE | 0 | 0 | 0 | 0 | 0 | 0 | 0 | 0 | 0 | 0 | 0 | 0 | 0 | 0 | 0 | 0 | 0 | 0 | 0 | 0 | 0 | 0 | 0 | 0 | 0 | 0 | 0 | 0 | 0 | 0 | 0
F1_Commercial_Retail_Existing_Food Preparation_Natural Gas_Oven_E2 | F1 | Commercial | Retail | Existing | Food Preparation | Natural Gas | Oven | E2 | CCE | 0.0062008 | 0.0059612 | 0.0059896 | 0.0060522 | 0.0060522 | 0.0060522 | 0.0060522 | 0.0060522 | 0.0060522 | 0.0060522 | 0.0060522 | 0.0060522 | 0.0060522 | 0.0060522 | 0.0060522 | 0.0060522 | 0.0060522 | 0.0060522 | 0.0060522 | 0.0060522 | 0.0060522 | 0.0060522 | 0.0060522 | 0.0060522 | 0.0060522 | 0.0060522 | 0.0060522 | 0.0060522 | 0.0060522 | 0.0060522 | 0.0060522
F1_Commercial_Retail_Existing_Food Preparation_Natural Gas_Oven_E3 | F1 | Commercial | Retail | Existing | Food Preparation | Natural Gas | Oven | E3 | CCE | 0 | 0 | 0 | 0 | 0 | 0 | 0 | 0 | 0 | 0 | 0 | 0 | 0 | 0 | 0 | 0 | 0 | 0 | 0 | 0 | 0 | 0 | 0 | 0 | 0 | 0 | 0 | 0 | 0 | 0 | 0
F1_Commercial_Retail_Existing_Food Preparation_Natural Gas_Oven_E4 | F1 | Commercial | Retail | Existing | Food Preparation | Natural Gas | Oven | E4 | CCE | 0 | 0 | 0 | 0 | 0 | 0 | 0 | 0 | 0 | 0 | 0 | 0 | 0 | 0 | 0 | 0 | 0 | 0 | 0 | 0 | 0 | 0 | 0 | 0 | 0 | 0 | 0 | 0 | 0 | 0 | 0
F1_Commercial_Retail_Existing_Food Preparation_Natural Gas_Oven_E5 | F1 | Commercial | Retail | Existing | Food Preparation | Natural Gas | Oven | E5 | CCE | 0 | 0 | 0 | 0 | 0 | 0 | 0 | 0 | 0 | 0 | 0 | 0 | 0 | 0 | 0 | 0 | 0 | 0 | 0 | 0 | 0 | 0 | 0 | 0 | 0 | 0 | 0 | 0 | 0 | 0 | 0
F1_Commercial_Retail_Existing_Food Preparation_Natural Gas_Oven_E6 | F1 | Commercial | Retail | Existing | Food Preparation | Natural Gas | Oven | E6 | CCE | 0 | 0 | 0 | 0 | 0 | 0 | 0 | 0 | 0 | 0 | 0 | 0 | 0 | 0 | 0 | 0 | 0 | 0 | 0 | 0 | 0 | 0 | 0 | 0 | 0 | 0 | 0 | 0 | 0 | 0 | 0
F1_Commercial_Retail_Existing_Food Preparation_Natural Gas_Oven_E7 | F1 | Commercial | Retail | Existing | Food Preparation | Natural Gas | Oven | E7 | CCE | 0 | 0 | 0 | 0 | 0 | 0 | 0 | 0 | 0 | 0 | 0 | 0 | 0 | 0 | 0 | 0 | 0 | 0 | 0 | 0 | 0 | 0 | 0 | 0 | 0 | 0 | 0 | 0 | 0 | 0 | 0
F1_Commercial_Retail_Existing_Food Preparation_Natural Gas_Oven_E8 | F1 | Commercial | Retail | Existing | Food Preparation | Natural Gas | Oven | E8 | CCE | 0 | 0 | 0 | 0 | 0 | 0 | 0 | 0 | 0 | 0 | 0 | 0 | 0 | 0 | 0 | 0 | 0 | 0 | 0 | 0 | 0 | 0 | 0 | 0 | 0 | 0 | 0 | 0 | 0 | 0 | 0
F1_Commercial_Retail_Existing_Food Preparation_Natural Gas_Oven_E9 | F1 | Commercial | Retail | Existing | Food Preparation | Natural Gas | Oven | E9 | CCE | 0 | 0 | 0 | 0 | 0 | 0 | 0 | 0 | 0 | 0 | 0 | 0 | 0 | 0 | 0 | 0 | 0 | 0 | 0 | 0 | 0 | 0 | 0 | 0 | 0 | 0 | 0 | 0 | 0 | 0 | 0
F1_Commercial_Retail_Existing_Food Preparation_Natural Gas_Oven_E10 | F1 | Commercial | Retail | Existing | Food Preparation | Natural Gas | Oven | E10 | CCE | 0 | 0 | 0 | 0 | 0 | 0 | 0 | 0 | 0 | 0 | 0 | 0 | 0 | 0 | 0 | 0 | 0 | 0 | 0 | 0 | 0 | 0 | 0 | 0 | 0 | 0 | 0 | 0 | 0 | 0 | 0
F2_Commercial_Retail_Existing_Food Preparation_Natural Gas_Oven_E1 | F2 | Commercial | Retail | Existing | Food Preparation | Natural Gas | Oven | E1 | TRC BC Ratio | 0.9 | 0.9 | 0.9 | 0.9 | 0.9 | 0.9 | 0.9 | 0.9 | 0.9 | 0.9 | 0.9 | 0.9 | 0.9 | 0.9 | 0.9 | 0.9 | 0.9 | 0.9 | 0.9 | 0.9 | 0.9 | 0.9 | 0.9 | 0.9 | 0.9 | 0.9 | 0.9 | 0.9 | 0.9 | 0.9 | 0.9
F2_Commercial_Retail_Existing_Food Preparation_Natural Gas_Oven_E2 | F2 | Commercial | Retail | Existing | Food Preparation | Natural Gas | Oven | E2 | TRC BC Ratio | 1.651 | 1.6761 | 1.6937 | 1.7118 | 1.7402 | 1.6356 | 1.5492 | 1.5033 | 1.4856 | 1.4593 | 1.5232 | 1.584 | 1.4129 | 1.4871 | 1.5856 | 1.6788 | 1.6824 | 1.6897 | 1.6574 | 1.6795 | 1.6949 | 1.7158 | 1.7422 | 0.83439 | 0.81785 | 0.80234 | 0.78773 | 0.77386 | 0.7606 | 0.74785 | 0.73552
F2_Commercial_Retail_Existing_Food Preparation_Natural Gas_Oven_E3 | F2 | Commercial | Retail | Existing | Food Preparation | Natural Gas | Oven | E3 | TRC BC Ratio | 0 | 0 | 0 | 0 | 0 | 0 | 0 | 0 | 0 | 0 | 0 | 0 | 0 | 0 | 0 | 0 | 0 | 0 | 0 | 0 | 0 | 0 | 0 | 0 | 0 | 0 | 0 | 0 | 0 | 0 | 0
F2_Commercial_Retail_Existing_Food Preparation_Natural Gas_Oven_E4 | F2 | Commercial | Retail | Existing | Food Preparation | Natural Gas | Oven | E4 | TRC BC Ratio | 0 | 0 | 0 | 0 | 0 | 0 | 0 | 0 | 0 | 0 | 0 | 0 | 0 | 0 | 0 | 0 | 0 | 0 | 0 | 0 | 0 | 0 | 0 | 0 | 0 | 0 | 0 | 0 | 0 | 0 | 0
F2_Commercial_Retail_Existing_Food Preparation_Natural Gas_Oven_E5 | F2 | Commercial | Retail | Existing | Food Preparation | Natural Gas | Oven | E5 | TRC BC Ratio | 0 | 0 | 0 | 0 | 0 | 0 | 0 | 0 | 0 | 0 | 0 | 0 | 0 | 0 | 0 | 0 | 0 | 0 | 0 | 0 | 0 | 0 | 0 | 0 | 0 | 0 | 0 | 0 | 0 | 0 | 0
F2_Commercial_Retail_Existing_Food Preparation_Natural Gas_Oven_E6 | F2 | Commercial | Retail | Existing | Food Preparation | Natural Gas | Oven | E6 | TRC BC Ratio | 0 | 0 | 0 | 0 | 0 | 0 | 0 | 0 | 0 | 0 | 0 | 0 | 0 | 0 | 0 | 0 | 0 | 0 | 0 | 0 | 0 | 0 | 0 | 0 | 0 | 0 | 0 | 0 | 0 | 0 | 0
F2_Commercial_Retail_Existing_Food Preparation_Natural Gas_Oven_E7 | F2 | Commercial | Retail | Existing | Food Preparation | Natural Gas | Oven | E7 | TRC BC Ratio | 0 | 0 | 0 | 0 | 0 | 0 | 0 | 0 | 0 | 0 | 0 | 0 | 0 | 0 | 0 | 0 | 0 | 0 | 0 | 0 | 0 | 0 | 0 | 0 | 0 | 0 | 0 | 0 | 0 | 0 | 0
F2_Commercial_Retail_Existing_Food Preparation_Natural Gas_Oven_E8 | F2 | Commercial | Retail | Existing | Food Preparation | Natural Gas | Oven | E8 | TRC BC Ratio | 0 | 0 | 0 | 0 | 0 | 0 | 0 | 0 | 0 | 0 | 0 | 0 | 0 | 0 | 0 | 0 | 0 | 0 | 0 | 0 | 0 | 0 | 0 | 0 | 0 | 0 | 0 | 0 | 0 | 0 | 0
F2_Commercial_Retail_Existing_Food Preparation_Natural Gas_Oven_E9 | F2 | Commercial | Retail | Existing | Food Preparation | Natural Gas | Oven | E9 | TRC BC Ratio | 0 | 0 | 0 | 0 | 0 | 0 | 0 | 0 | 0 | 0 | 0 | 0 | 0 | 0 | 0 | 0 | 0 | 0 | 0 | 0 | 0 | 0 | 0 | 0 | 0 | 0 | 0 | 0 | 0 | 0 | 0
F2_Commercial_Retail_Existing_Food Preparation_Natural Gas_Oven_E10 | F2 | Commercial | Retail | Existing | Food Preparation | Natural Gas | Oven | E10 | TRC BC Ratio | 0 | 0 | 0 | 0 | 0 | 0 | 0 | 0 | 0 | 0 | 0 | 0 | 0 | 0 | 0 | 0 | 0 | 0 | 0 | 0 | 0 | 0 | 0 | 0 | 0 | 0 | 0 | 0 | 0 | 0 | 0
F3_Commercial_Retail_Existing_Food Preparation_Natural Gas_Oven_E1 | F3 | Commercial | Retail | Existing | Food Preparation | Natural Gas | Oven | E1 | PACT BC Ratio | 0.9 | 0.9 | 0.9 | 0.9 | 0.9 | 0.9 | 0.9 | 0.9 | 0.9 | 0.9 | 0.9 | 0.9 | 0.9 | 0.9 | 0.9 | 0.9 | 0.9 | 0.9 | 0.9 | 0.9 | 0.9 | 0.9 | 0.9 | 0.9 | 0.9 | 0.9 | 0.9 | 0.9 | 0.9 | 0.9 | 0.9
F3_Commercial_Retail_Existing_Food Preparation_Natural Gas_Oven_E2 | F3 | Commercial | Retail | Existing | Food Preparation | Natural Gas | Oven | E2 | PACT BC Ratio | 1.651 | 1.6761 | 1.6937 | 1.7118 | 1.7402 | 1.6356 | 1.5492 | 1.5033 | 1.4856 | 1.4593 | 1.5232 | 1.584 | 1.4129 | 1.4871 | 1.5856 | 1.6788 | 1.6824 | 1.6897 | 1.6574 | 1.6795 | 1.6949 | 1.7158 | 1.7422 | 0.83439 | 0.81785 | 0.80234 | 0.78773 | 0.77386 | 0.7606 | 0.74785 | 0.73552
F3_Commercial_Retail_Existing_Food Preparation_Natural Gas_Oven_E3 | F3 | Commercial | Retail | Existing | Food Preparation | Natural Gas | Oven | E3 | PACT BC Ratio | 0 | 0 | 0 | 0 | 0 | 0 | 0 | 0 | 0 | 0 | 0 | 0 | 0 | 0 | 0 | 0 | 0 | 0 | 0 | 0 | 0 | 0 | 0 | 0 | 0 | 0 | 0 | 0 | 0 | 0 | 0
F3_Commercial_Retail_Existing_Food Preparation_Natural Gas_Oven_E4 | F3 | Commercial | Retail | Existing | Food Preparation | Natural Gas | Oven | E4 | PACT BC Ratio | 0 | 0 | 0 | 0 | 0 | 0 | 0 | 0 | 0 | 0 | 0 | 0 | 0 | 0 | 0 | 0 | 0 | 0 | 0 | 0 | 0 | 0 | 0 | 0 | 0 | 0 | 0 | 0 | 0 | 0 | 0
F3_Commercial_Retail_Existing_Food Preparation_Natural Gas_Oven_E5 | F3 | Commercial | Retail | Existing | Food Preparation | Natural Gas | Oven | E5 | PACT BC Ratio | 0 | 0 | 0 | 0 | 0 | 0 | 0 | 0 | 0 | 0 | 0 | 0 | 0 | 0 | 0 | 0 | 0 | 0 | 0 | 0 | 0 | 0 | 0 | 0 | 0 | 0 | 0 | 0 | 0 | 0 | 0
F3_Commercial_Retail_Existing_Food Preparation_Natural Gas_Oven_E6 | F3 | Commercial | Retail | Existing | Food Preparation | Natural Gas | Oven | E6 | PACT BC Ratio | 0 | 0 | 0 | 0 | 0 | 0 | 0 | 0 | 0 | 0 | 0 | 0 | 0 | 0 | 0 | 0 | 0 | 0 | 0 | 0 | 0 | 0 | 0 | 0 | 0 | 0 | 0 | 0 | 0 | 0 | 0
F3_Commercial_Retail_Existing_Food Preparation_Natural Gas_Oven_E7 | F3 | Commercial | Retail | Existing | Food Preparation | Natural Gas | Oven | E7 | PACT BC Ratio | 0 | 0 | 0 | 0 | 0 | 0 | 0 | 0 | 0 | 0 | 0 | 0 | 0 | 0 | 0 | 0 | 0 | 0 | 0 | 0 | 0 | 0 | 0 | 0 | 0 | 0 | 0 | 0 | 0 | 0 | 0
F3_Commercial_Retail_Existing_Food Preparation_Natural Gas_Oven_E8 | F3 | Commercial | Retail | Existing | Food Preparation | Natural Gas | Oven | E8 | PACT BC Ratio | 0 | 0 | 0 | 0 | 0 | 0 | 0 | 0 | 0 | 0 | 0 | 0 | 0 | 0 | 0 | 0 | 0 | 0 | 0 | 0 | 0 | 0 | 0 | 0 | 0 | 0 | 0 | 0 | 0 | 0 | 0
F3_Commercial_Retail_Existing_Food Preparation_Natural Gas_Oven_E9 | F3 | Commercial | Retail | Existing | Food Preparation | Natural Gas | Oven | E9 | PACT BC Ratio | 0 | 0 | 0 | 0 | 0 | 0 | 0 | 0 | 0 | 0 | 0 | 0 | 0 | 0 | 0 | 0 | 0 | 0 | 0 | 0 | 0 | 0 | 0 | 0 | 0 | 0 | 0 | 0 | 0 | 0 | 0
F3_Commercial_Retail_Existing_Food Preparation_Natural Gas_Oven_E10 | F3 | Commercial | Retail | Existing | Food Preparation | Natural Gas | Oven | E10 | PACT BC Ratio | 0 | 0 | 0 | 0 | 0 | 0 | 0 | 0 | 0 | 0 | 0 | 0 | 0 | 0 | 0 | 0 | 0 | 0 | 0 | 0 | 0 | 0 | 0 | 0 | 0 | 0 | 0 | 0 | 0 | 0 | 0
F4_Commercial_Retail_Existing_Food Preparation_Natural Gas_Oven_E1 | F4 | Commercial | Retail | Existing | Food Preparation | Natural Gas | Oven | E1 | PCT BC Ratio | 0.9 | 0.9 | 0.9 | 0.9 | 0.9 | 0.9 | 0.9 | 0.9 | 0.9 | 0.9 | 0.9 | 0.9 | 0.9 | 0.9 | 0.9 | 0.9 | 0.9 | 0.9 | 0.9 | 0.9 | 0.9 | 0.9 | 0.9 | 0.9 | 0.9 | 0.9 | 0.9 | 0.9 | 0.9 | 0.9 | 0.9
F4_Commercial_Retail_Existing_Food Preparation_Natural Gas_Oven_E2 | F4 | Commercial | Retail | Existing | Food Preparation | Natural Gas | Oven | E2 | PCT BC Ratio | 5.1538 | 5.2169 | 5.2611 | 5.3069 | 5.3783 | 5.115 | 4.8976 | 4.7822 | 4.7376 | 4.6715 | 4.8323 | 4.9851 | 4.5547 | 4.7415 | 4.9892 | 5.2237 | 5.2328 | 5.2512 | 5.1699 | 5.2256 | 5.2642 | 5.3168 | 5.3833 | 3.0993 | 3.0576 | 3.0186 | 2.9819 | 2.947 | 2.9136 | 2.8815 | 2.8505
F4_Commercial_Retail_Existing_Food Preparation_Natural Gas_Oven_E3 | F4 | Commercial | Retail | Existing | Food Preparation | Natural Gas | Oven | E3 | PCT BC Ratio | 0 | 0 | 0 | 0 | 0 | 0 | 0 | 0 | 0 | 0 | 0 | 0 | 0 | 0 | 0 | 0 | 0 | 0 | 0 | 0 | 0 | 0 | 0 | 0 | 0 | 0 | 0 | 0 | 0 | 0 | 0
F4_Commercial_Retail_Existing_Food Preparation_Natural Gas_Oven_E4 | F4 | Commercial | Retail | Existing | Food Preparation | Natural Gas | Oven | E4 | PCT BC Ratio | 0 | 0 | 0 | 0 | 0 | 0 | 0 | 0 | 0 | 0 | 0 | 0 | 0 | 0 | 0 | 0 | 0 | 0 | 0 | 0 | 0 | 0 | 0 | 0 | 0 | 0 | 0 | 0 | 0 | 0 | 0
F4_Commercial_Retail_Existing_Food Preparation_Natural Gas_Oven_E5 | F4 | Commercial | Retail | Existing | Food Preparation | Natural Gas | Oven | E5 | PCT BC Ratio | 0 | 0 | 0 | 0 | 0 | 0 | 0 | 0 | 0 | 0 | 0 | 0 | 0 | 0 | 0 | 0 | 0 | 0 | 0 | 0 | 0 | 0 | 0 | 0 | 0 | 0 | 0 | 0 | 0 | 0 | 0
F4_Commercial_Retail_Existing_Food Preparation_Natural Gas_Oven_E6 | F4 | Commercial | Retail | Existing | Food Preparation | Natural Gas | Oven | E6 | PCT BC Ratio | 0 | 0 | 0 | 0 | 0 | 0 | 0 | 0 | 0 | 0 | 0 | 0 | 0 | 0 | 0 | 0 | 0 | 0 | 0 | 0 | 0 | 0 | 0 | 0 | 0 | 0 | 0 | 0 | 0 | 0 | 0
F4_Commercial_Retail_Existing_Food Preparation_Natural Gas_Oven_E7 | F4 | Commercial | Retail | Existing | Food Preparation | Natural Gas | Oven | E7 | PCT BC Ratio | 0 | 0 | 0 | 0 | 0 | 0 | 0 | 0 | 0 | 0 | 0 | 0 | 0 | 0 | 0 | 0 | 0 | 0 | 0 | 0 | 0 | 0 | 0 | 0 | 0 | 0 | 0 | 0 | 0 | 0 | 0
F4_Commercial_Retail_Existing_Food Preparation_Natural Gas_Oven_E8 | F4 | Commercial | Retail | Existing | Food Preparation | Natural Gas | Oven | E8 | PCT BC Ratio | 0 | 0 | 0 | 0 | 0 | 0 | 0 | 0 | 0 | 0 | 0 | 0 | 0 | 0 | 0 | 0 | 0 | 0 | 0 | 0 | 0 | 0 | 0 | 0 | 0 | 0 | 0 | 0 | 0 | 0 | 0
F4_Commercial_Retail_Existing_Food Preparation_Natural Gas_Oven_E9 | F4 | Commercial | Retail | Existing | Food Preparation | Natural Gas | Oven | E9 | PCT BC Ratio | 0 | 0 | 0 | 0 | 0 | 0 | 0 | 0 | 0 | 0 | 0 | 0 | 0 | 0 | 0 | 0 | 0 | 0 | 0 | 0 | 0 | 0 | 0 | 0 | 0 | 0 | 0 | 0 | 0 | 0 | 0
F4_Commercial_Retail_Existing_Food Preparation_Natural Gas_Oven_E10 | F4 | Commercial | Retail | Existing | Food Preparation | Natural Gas | Oven | E10 | PCT BC Ratio | 0 | 0 | 0 | 0 | 0 | 0 | 0 | 0 | 0 | 0 | 0 | 0 | 0 | 0 | 0 | 0 | 0 | 0 | 0 | 0 | 0 | 0 | 0 | 0 | 0 | 0 | 0 | 0 | 0 | 0 | 0
F5_Commercial_Retail_Existing_Food Preparation_Natural Gas_Oven_E1 | F5 | Commercial | Retail | Existing | Food Preparation | Natural Gas | Oven | E1 | RIM BC Ratio | 0.9 | 0.9 | 0.9 | 0.9 | 0.9 | 0.9 | 0.9 | 0.9 | 0.9 | 0.9 | 0.9 | 0.9 | 0.9 | 0.9 | 0.9 | 0.9 | 0.9 | 0.9 | 0.9 | 0.9 | 0.9 | 0.9 | 0.9 | 0.9 | 0.9 | 0.9 | 0.9 | 0.9 | 0.9 | 0.9 | 0.9
F5_Commercial_Retail_Existing_Food Preparation_Natural Gas_Oven_E2 | F5 | Commercial | Retail | Existing | Food Preparation | Natural Gas | Oven | E2 | RIM BC Ratio | 0.5544 | 0.5572 | 0.55913 | 0.56109 | 0.56411 | 0.55265 | 0.54242 | 0.53669 | 0.53442 | 0.53097 | 0.53921 | 0.54663 | 0.5247 | 0.53462 | 0.54682 | 0.5575 | 0.55789 | 0.55869 | 0.55512 | 0.55758 | 0.55926 | 0.56152 | 0.56432 | 0.41727 | 0.41309 | 0.4091 | 0.40526 | 0.40156 | 0.39796 | 0.39444 | 0.39099
F5_Commercial_Retail_Existing_Food Preparation_Natural Gas_Oven_E3 | F5 | Commercial | Retail | Existing | Food Preparation | Natural Gas | Oven | E3 | RIM BC Ratio | 0 | 0 | 0 | 0 | 0 | 0 | 0 | 0 | 0 | 0 | 0 | 0 | 0 | 0 | 0 | 0 | 0 | 0 | 0 | 0 | 0 | 0 | 0 | 0 | 0 | 0 | 0 | 0 | 0 | 0 | 0
F5_Commercial_Retail_Existing_Food Preparation_Natural Gas_Oven_E4 | F5 | Commercial | Retail | Existing | Food Preparation | Natural Gas | Oven | E4 | RIM BC Ratio | 0 | 0 | 0 | 0 | 0 | 0 | 0 | 0 | 0 | 0 | 0 | 0 | 0 | 0 | 0 | 0 | 0 | 0 | 0 | 0 | 0 | 0 | 0 | 0 | 0 | 0 | 0 | 0 | 0 | 0 | 0
F5_Commercial_Retail_Existing_Food Preparation_Natural Gas_Oven_E5 | F5 | Commercial | Retail | Existing | Food Preparation | Natural Gas | Oven | E5 | RIM BC Ratio | 0 | 0 | 0 | 0 | 0 | 0 | 0 | 0 | 0 | 0 | 0 | 0 | 0 | 0 | 0 | 0 | 0 | 0 | 0 | 0 | 0 | 0 | 0 | 0 | 0 | 0 | 0 | 0 | 0 | 0 | 0
F5_Commercial_Retail_Existing_Food Preparation_Natural Gas_Oven_E6 | F5 | Commercial | Retail | Existing | Food Preparation | Natural Gas | Oven | E6 | RIM BC Ratio | 0 | 0 | 0 | 0 | 0 | 0 | 0 | 0 | 0 | 0 | 0 | 0 | 0 | 0 | 0 | 0 | 0 | 0 | 0 | 0 | 0 | 0 | 0 | 0 | 0 | 0 | 0 | 0 | 0 | 0 | 0
F5_Commercial_Retail_Existing_Food Preparation_Natural Gas_Oven_E7 | F5 | Commercial | Retail | Existing | Food Preparation | Natural Gas | Oven | E7 | RIM BC Ratio | 0 | 0 | 0 | 0 | 0 | 0 | 0 | 0 | 0 | 0 | 0 | 0 | 0 | 0 | 0 | 0 | 0 | 0 | 0 | 0 | 0 | 0 | 0 | 0 | 0 | 0 | 0 | 0 | 0 | 0 | 0
F5_Commercial_Retail_Existing_Food Preparation_Natural Gas_Oven_E8 | F5 | Commercial | Retail | Existing | Food Preparation | Natural Gas | Oven | E8 | RIM BC Ratio | 0 | 0 | 0 | 0 | 0 | 0 | 0 | 0 | 0 | 0 | 0 | 0 | 0 | 0 | 0 | 0 | 0 | 0 | 0 | 0 | 0 | 0 | 0 | 0 | 0 | 0 | 0 | 0 | 0 | 0 | 0
F5_Commercial_Retail_Existing_Food Preparation_Natural Gas_Oven_E9 | F5 | Commercial | Retail | Existing | Food Preparation | Natural Gas | Oven | E9 | RIM BC Ratio | 0 | 0 | 0 | 0 | 0 | 0 | 0 | 0 | 0 | 0 | 0 | 0 | 0 | 0 | 0 | 0 | 0 | 0 | 0 | 0 | 0 | 0 | 0 | 0 | 0 | 0 | 0 | 0 | 0 | 0 | 0
F5_Commercial_Retail_Existing_Food Preparation_Natural Gas_Oven_E10 | F5 | Commercial | Retail | Existing | Food Preparation | Natural Gas | Oven | E10 | RIM BC Ratio | 0 | 0 | 0 | 0 | 0 | 0 | 0 | 0 | 0 | 0 | 0 | 0 | 0 | 0 | 0 | 0 | 0 | 0 | 0 | 0 | 0 | 0 | 0 | 0 | 0 | 0 | 0 | 0 | 0 | 0 | 0
F0_Commercial_Retail_Existing_Food Preparation_Natural Gas_Conveyor Oven_E0 | F0 | Commercial | Retail | Existing | Food Preparation | Natural Gas | Conveyor Oven | E0 | Economic Unit | Efficient (>44% Baking Efficiency) | Efficient (>44% Baking Efficiency) | Efficient (>44% Baking Efficiency) | Efficient (>44% Baking Efficiency) | Efficient (>44% Baking Efficiency) | Efficient (>44% Baking Efficiency) | Efficient (>44% Baking Efficiency) | Efficient (>44% Baking Efficiency) | Efficient (>44% Baking Efficiency) | Efficient (>44% Baking Efficiency) | Efficient (>44% Baking Efficiency) | Efficient (>44% Baking Efficiency) | Efficient (>44% Baking Efficiency) | Efficient (>44% Baking Efficiency) | Efficient (>44% Baking Efficiency) | Efficient (>44% Baking Efficiency) | Efficient (>44% Baking Efficiency) | Efficient (>44% Baking Efficiency) | Efficient (>44% Baking Efficiency) | Efficient (>44% Baking Efficiency) | Efficient (>44% Baking Efficiency) | Efficient (>44% Baking Efficiency) | Efficient (>44% Baking Efficiency) | Efficient (>44% Baking Efficiency) | Efficient (>44% Baking Efficiency) | Efficient (>44% Baking Efficiency) | Efficient (>44% Baking Efficiency) | Efficient (>44% Baking Efficiency) | Efficient (>44% Baking Efficiency) | Efficient (>44% Baking Efficiency) | Efficient (>44% Baking Efficiency)
F1_Commercial_Retail_Existing_Food Preparation_Natural Gas_Conveyor Oven_E1 | F1 | Commercial | Retail | Existing | Food Preparation | Natural Gas | Conveyor Oven | E1 | CCE | 0 | 0 | 0 | 0 | 0 | 0 | 0 | 0 | 0 | 0 | 0 | 0 | 0 | 0 | 0 | 0 | 0 | 0 | 0 | 0 | 0 | 0 | 0 | 0 | 0 | 0 | 0 | 0 | 0 | 0 | 0
F1_Commercial_Retail_Existing_Food Preparation_Natural Gas_Conveyor Oven_E2 | F1 | Commercial | Retail | Existing | Food Preparation | Natural Gas | Conveyor Oven | E2 | CCE | 0.0038084 | 0.0036613 | 0.0036787 | 0.0037172 | 0.0037172 | 0.0037172 | 0.0037172 | 0.0037172 | 0.0037172 | 0.0037172 | 0.0037172 | 0.0037172 | 0.0037172 | 0.0037172 | 0.0037172 | 0.0037172 | 0.0037172 | 0.0037172 | 0.0037172 | 0.0037172 | 0.0037172 | 0.0037172 | 0.0037172 | 0.0037172 | 0.0037172 | 0.0037172 | 0.0037172 | 0.0037172 | 0.0037172 | 0.0037172 | 0.0037172
F1_Commercial_Retail_Existing_Food Preparation_Natural Gas_Conveyor Oven_E3 | F1 | Commercial | Retail | Existing | Food Preparation | Natural Gas | Conveyor Oven | E3 | CCE | 0 | 0 | 0 | 0 | 0 | 0 | 0 | 0 | 0 | 0 | 0 | 0 | 0 | 0 | 0 | 0 | 0 | 0 | 0 | 0 | 0 | 0 | 0 | 0 | 0 | 0 | 0 | 0 | 0 | 0 | 0
F1_Commercial_Retail_Existing_Food Preparation_Natural Gas_Conveyor Oven_E4 | F1 | Commercial | Retail | Existing | Food Preparation | Natural Gas | Conveyor Oven | E4 | CCE | 0 | 0 | 0 | 0 | 0 | 0 | 0 | 0 | 0 | 0 | 0 | 0 | 0 | 0 | 0 | 0 | 0 | 0 | 0 | 0 | 0 | 0 | 0 | 0 | 0 | 0 | 0 | 0 | 0 | 0 | 0
F1_Commercial_Retail_Existing_Food Preparation_Natural Gas_Conveyor Oven_E5 | F1 | Commercial | Retail | Existing | Food Preparation | Natural Gas | Conveyor Oven | E5 | CCE | 0 | 0 | 0 | 0 | 0 | 0 | 0 | 0 | 0 | 0 | 0 | 0 | 0 | 0 | 0 | 0 | 0 | 0 | 0 | 0 | 0 | 0 | 0 | 0 | 0 | 0 | 0 | 0 | 0 | 0 | 0
F1_Commercial_Retail_Existing_Food Preparation_Natural Gas_Conveyor Oven_E6 | F1 | Commercial | Retail | Existing | Food Preparation | Natural Gas | Conveyor Oven | E6 | CCE | 0 | 0 | 0 | 0 | 0 | 0 | 0 | 0 | 0 | 0 | 0 | 0 | 0 | 0 | 0 | 0 | 0 | 0 | 0 | 0 | 0 | 0 | 0 | 0 | 0 | 0 | 0 | 0 | 0 | 0 | 0
F1_Commercial_Retail_Existing_Food Preparation_Natural Gas_Conveyor Oven_E7 | F1 | Commercial | Retail | Existing | Food Preparation | Natural Gas | Conveyor Oven | E7 | CCE | 0 | 0 | 0 | 0 | 0 | 0 | 0 | 0 | 0 | 0 | 0 | 0 | 0 | 0 | 0 | 0 | 0 | 0 | 0 | 0 | 0 | 0 | 0 | 0 | 0 | 0 | 0 | 0 | 0 | 0 | 0
F1_Commercial_Retail_Existing_Food Preparation_Natural Gas_Conveyor Oven_E8 | F1 | Commercial | Retail | Existing | Food Preparation | Natural Gas | Conveyor Oven | E8 | CCE | 0 | 0 | 0 | 0 | 0 | 0 | 0 | 0 | 0 | 0 | 0 | 0 | 0 | 0 | 0 | 0 | 0 | 0 | 0 | 0 | 0 | 0 | 0 | 0 | 0 | 0 | 0 | 0 | 0 | 0 | 0
F1_Commercial_Retail_Existing_Food Preparation_Natural Gas_Conveyor Oven_E9 | F1 | Commercial | Retail | Existing | Food Preparation | Natural Gas | Conveyor Oven | E9 | CCE | 0 | 0 | 0 | 0 | 0 | 0 | 0 | 0 | 0 | 0 | 0 | 0 | 0 | 0 | 0 | 0 | 0 | 0 | 0 | 0 | 0 | 0 | 0 | 0 | 0 | 0 | 0 | 0 | 0 | 0 | 0
F1_Commercial_Retail_Existing_Food Preparation_Natural Gas_Conveyor Oven_E10 | F1 | Commercial | Retail | Existing | Food Preparation | Natural Gas | Conveyor Oven | E10 | CCE | 0 | 0 | 0 | 0 | 0 | 0 | 0 | 0 | 0 | 0 | 0 | 0 | 0 | 0 | 0 | 0 | 0 | 0 | 0 | 0 | 0 | 0 | 0 | 0 | 0 | 0 | 0 | 0 | 0 | 0 | 0
F2_Commercial_Retail_Existing_Food Preparation_Natural Gas_Conveyor Oven_E1 | F2 | Commercial | Retail | Existing | Food Preparation | Natural Gas | Conveyor Oven | E1 | TRC BC Ratio | 0.9 | 0.9 | 0.9 | 0.9 | 0.9 | 0.9 | 0.9 | 0.9 | 0.9 | 0.9 | 0.9 | 0.9 | 0.9 | 0.9 | 0.9 | 0.9 | 0.9 | 0.9 | 0.9 | 0.9 | 0.9 | 0.9 | 0.9 | 0.9 | 0.9 | 0.9 | 0.9 | 0.9 | 0.9 | 0.9 | 0.9
F2_Commercial_Retail_Existing_Food Preparation_Natural Gas_Conveyor Oven_E2 | F2 | Commercial | Retail | Existing | Food Preparation | Natural Gas | Conveyor Oven | E2 | TRC BC Ratio | 2.6175 | 2.6105 | 2.5926 | 2.5726 | 2.643 | 2.5958 | 2.5803 | 2.6208 | 2.7065 | 2.6859 | 2.6766 | 2.6618 | 2.3689 | 2.3519 | 2.3531 | 2.3373 | 2.3341 | 2.3356 | 2.2915 | 2.3108 | 2.3225 | 2.3409 | 2.3658 | 1.3075 | 1.2829 | 1.2596 | 1.2374 | 1.2162 | 1.1958 | 1.1761 | 1.1502
F2_Commercial_Retail_Existing_Food Preparation_Natural Gas_Conveyor Oven_E3 | F2 | Commercial | Retail | Existing | Food Preparation | Natural Gas | Conveyor Oven | E3 | TRC BC Ratio | 0 | 0 | 0 | 0 | 0 | 0 | 0 | 0 | 0 | 0 | 0 | 0 | 0 | 0 | 0 | 0 | 0 | 0 | 0 | 0 | 0 | 0 | 0 | 0 | 0 | 0 | 0 | 0 | 0 | 0 | 0
F2_Commercial_Retail_Existing_Food Preparation_Natural Gas_Conveyor Oven_E4 | F2 | Commercial | Retail | Existing | Food Preparation | Natural Gas | Conveyor Oven | E4 | TRC BC Ratio | 0 | 0 | 0 | 0 | 0 | 0 | 0 | 0 | 0 | 0 | 0 | 0 | 0 | 0 | 0 | 0 | 0 | 0 | 0 | 0 | 0 | 0 | 0 | 0 | 0 | 0 | 0 | 0 | 0 | 0 | 0
F2_Commercial_Retail_Existing_Food Preparation_Natural Gas_Conveyor Oven_E5 | F2 | Commercial | Retail | Existing | Food Preparation | Natural Gas | Conveyor Oven | E5 | TRC BC Ratio | 0 | 0 | 0 | 0 | 0 | 0 | 0 | 0 | 0 | 0 | 0 | 0 | 0 | 0 | 0 | 0 | 0 | 0 | 0 | 0 | 0 | 0 | 0 | 0 | 0 | 0 | 0 | 0 | 0 | 0 | 0
F2_Commercial_Retail_Existing_Food Preparation_Natural Gas_Conveyor Oven_E6 | F2 | Commercial | Retail | Existing | Food Preparation | Natural Gas | Conveyor Oven | E6 | TRC BC Ratio | 0 | 0 | 0 | 0 | 0 | 0 | 0 | 0 | 0 | 0 | 0 | 0 | 0 | 0 | 0 | 0 | 0 | 0 | 0 | 0 | 0 | 0 | 0 | 0 | 0 | 0 | 0 | 0 | 0 | 0 | 0
F2_Commercial_Retail_Existing_Food Preparation_Natural Gas_Conveyor Oven_E7 | F2 | Commercial | Retail | Existing | Food Preparation | Natural Gas | Conveyor Oven | E7 | TRC BC Ratio | 0 | 0 | 0 | 0 | 0 | 0 | 0 | 0 | 0 | 0 | 0 | 0 | 0 | 0 | 0 | 0 | 0 | 0 | 0 | 0 | 0 | 0 | 0 | 0 | 0 | 0 | 0 | 0 | 0 | 0 | 0
F2_Commercial_Retail_Existing_Food Preparation_Natural Gas_Conveyor Oven_E8 | F2 | Commercial | Retail | Existing | Food Preparation | Natural Gas | Conveyor Oven | E8 | TRC BC Ratio | 0 | 0 | 0 | 0 | 0 | 0 | 0 | 0 | 0 | 0 | 0 | 0 | 0 | 0 | 0 | 0 | 0 | 0 | 0 | 0 | 0 | 0 | 0 | 0 | 0 | 0 | 0 | 0 | 0 | 0 | 0
F2_Commercial_Retail_Existing_Food Preparation_Natural Gas_Conveyor Oven_E9 | F2 | Commercial | Retail | Existing | Food Preparation | Natural Gas | Conveyor Oven | E9 | TRC BC Ratio | 0 | 0 | 0 | 0 | 0 | 0 | 0 | 0 | 0 | 0 | 0 | 0 | 0 | 0 | 0 | 0 | 0 | 0 | 0 | 0 | 0 | 0 | 0 | 0 | 0 | 0 | 0 | 0 | 0 | 0 | 0
F2_Commercial_Retail_Existing_Food Preparation_Natural Gas_Conveyor Oven_E10 | F2 | Commercial | Retail | Existing | Food Preparation | Natural Gas | Conveyor Oven | E10 | TRC BC Ratio | 0 | 0 | 0 | 0 | 0 | 0 | 0 | 0 | 0 | 0 | 0 | 0 | 0 | 0 | 0 | 0 | 0 | 0 | 0 | 0 | 0 | 0 | 0 | 0 | 0 | 0 | 0 | 0 | 0 | 0 | 0
F3_Commercial_Retail_Existing_Food Preparation_Natural Gas_Conveyor Oven_E1 | F3 | Commercial | Retail | Existing | Food Preparation | Natural Gas | Conveyor Oven | E1 | PACT BC Ratio | 0.9 | 0.9 | 0.9 | 0.9 | 0.9 | 0.9 | 0.9 | 0.9 | 0.9 | 0.9 | 0.9 | 0.9 | 0.9 | 0.9 | 0.9 | 0.9 | 0.9 | 0.9 | 0.9 | 0.9 | 0.9 | 0.9 | 0.9 | 0.9 | 0.9 | 0.9 | 0.9 | 0.9 | 0.9 | 0.9 | 0.9
F3_Commercial_Retail_Existing_Food Preparation_Natural Gas_Conveyor Oven_E2 | F3 | Commercial | Retail | Existing | Food Preparation | Natural Gas | Conveyor Oven | E2 | PACT BC Ratio | 7.5479 | 7.5277 | 7.476 | 7.4185 | 7.6214 | 7.4852 | 7.4407 | 7.5574 | 7.8046 | 7.7451 | 7.7184 | 7.6756 | 6.831 | 6.7818 | 6.7853 | 6.7399 | 6.7306 | 6.7348 | 6.6078 | 6.6635 | 6.6972 | 6.7501 | 6.8219 | 3.7704 | 3.6993 | 3.6321 | 3.5682 | 3.507 | 3.4482 | 3.3914 | 3.3167
F3_Commercial_Retail_Existing_Food Preparation_Natural Gas_Conveyor Oven_E3 | F3 | Commercial | Retail | Existing | Food Preparation | Natural Gas | Conveyor Oven | E3 | PACT BC Ratio | 0 | 0 | 0 | 0 | 0 | 0 | 0 | 0 | 0 | 0 | 0 | 0 | 0 | 0 | 0 | 0 | 0 | 0 | 0 | 0 | 0 | 0 | 0 | 0 | 0 | 0 | 0 | 0 | 0 | 0 | 0
F3_Commercial_Retail_Existing_Food Preparation_Natural Gas_Conveyor Oven_E4 | F3 | Commercial | Retail | Existing | Food Preparation | Natural Gas | Conveyor Oven | E4 | PACT BC Ratio | 0 | 0 | 0 | 0 | 0 | 0 | 0 | 0 | 0 | 0 | 0 | 0 | 0 | 0 | 0 | 0 | 0 | 0 | 0 | 0 | 0 | 0 | 0 | 0 | 0 | 0 | 0 | 0 | 0 | 0 | 0
F3_Commercial_Retail_Existing_Food Preparation_Natural Gas_Conveyor Oven_E5 | F3 | Commercial | Retail | Existing | Food Preparation | Natural Gas | Conveyor Oven | E5 | PACT BC Ratio | 0 | 0 | 0 | 0 | 0 | 0 | 0 | 0 | 0 | 0 | 0 | 0 | 0 | 0 | 0 | 0 | 0 | 0 | 0 | 0 | 0 | 0 | 0 | 0 | 0 | 0 | 0 | 0 | 0 | 0 | 0
F3_Commercial_Retail_Existing_Food Preparation_Natural Gas_Conveyor Oven_E6 | F3 | Commercial | Retail | Existing | Food Preparation | Natural Gas | Conveyor Oven | E6 | PACT BC Ratio | 0 | 0 | 0 | 0 | 0 | 0 | 0 | 0 | 0 | 0 | 0 | 0 | 0 | 0 | 0 | 0 | 0 | 0 | 0 | 0 | 0 | 0 | 0 | 0 | 0 | 0 | 0 | 0 | 0 | 0 | 0
F3_Commercial_Retail_Existing_Food Preparation_Natural Gas_Conveyor Oven_E7 | F3 | Commercial | Retail | Existing | Food Preparation | Natural Gas | Conveyor Oven | E7 | PACT BC Ratio | 0 | 0 | 0 | 0 | 0 | 0 | 0 | 0 | 0 | 0 | 0 | 0 | 0 | 0 | 0 | 0 | 0 | 0 | 0 | 0 | 0 | 0 | 0 | 0 | 0 | 0 | 0 | 0 | 0 | 0 | 0
F3_Commercial_Retail_Existing_Food Preparation_Natural Gas_Conveyor Oven_E8 | F3 | Commercial | Retail | Existing | Food Preparation | Natural Gas | Conveyor Oven | E8 | PACT BC Ratio | 0 | 0 | 0 | 0 | 0 | 0 | 0 | 0 | 0 | 0 | 0 | 0 | 0 | 0 | 0 | 0 | 0 | 0 | 0 | 0 | 0 | 0 | 0 | 0 | 0 | 0 | 0 | 0 | 0 | 0 | 0
F3_Commercial_Retail_Existing_Food Preparation_Natural Gas_Conveyor Oven_E9 | F3 | Commercial | Retail | Existing | Food Preparation | Natural Gas | Conveyor Oven | E9 | PACT BC Ratio | 0 | 0 | 0 | 0 | 0 | 0 | 0 | 0 | 0 | 0 | 0 | 0 | 0 | 0 | 0 | 0 | 0 | 0 | 0 | 0 | 0 | 0 | 0 | 0 | 0 | 0 | 0 | 0 | 0 | 0 | 0
F3_Commercial_Retail_Existing_Food Preparation_Natural Gas_Conveyor Oven_E10 | F3 | Commercial | Retail | Existing | Food Preparation | Natural Gas | Conveyor Oven | E10 | PACT BC Ratio | 0 | 0 | 0 | 0 | 0 | 0 | 0 | 0 | 0 | 0 | 0 | 0 | 0 | 0 | 0 | 0 | 0 | 0 | 0 | 0 | 0 | 0 | 0 | 0 | 0 | 0 | 0 | 0 | 0 | 0 | 0
F4_Commercial_Retail_Existing_Food Preparation_Natural Gas_Conveyor Oven_E1 | F4 | Commercial | Retail | Existing | Food Preparation | Natural Gas | Conveyor Oven | E1 | PCT BC Ratio | 0.9 | 0.9 | 0.9 | 0.9 | 0.9 | 0.9 | 0.9 | 0.9 | 0.9 | 0.9 | 0.9 | 0.9 | 0.9 | 0.9 | 0.9 | 0.9 | 0.9 | 0.9 | 0.9 | 0.9 | 0.9 | 0.9 | 0.9 | 0.9 | 0.9 | 0.9 | 0.9 | 0.9 | 0.9 | 0.9 | 0.9
F4_Commercial_Retail_Existing_Food Preparation_Natural Gas_Conveyor Oven_E2 | F4 | Commercial | Retail | Existing | Food Preparation | Natural Gas | Conveyor Oven | E2 | PCT BC Ratio | 4.0339 | 4.0236 | 3.9973 | 3.9682 | 4.0712 | 4.002 | 3.9794 | 4.0387 | 4.1642 | 4.134 | 4.1204 | 4.0987 | 3.6699 | 3.6449 | 3.6467 | 3.6237 | 3.6189 | 3.6211 | 3.5566 | 3.5848 | 3.602 | 3.6288 | 3.6653 | 2.116 | 2.0799 | 2.0458 | 2.0134 | 1.9823 | 1.9525 | 1.9236 | 1.8857
F4_Commercial_Retail_Existing_Food Preparation_Natural Gas_Conveyor Oven_E3 | F4 | Commercial | Retail | Existing | Food Preparation | Natural Gas | Conveyor Oven | E3 | PCT BC Ratio | 0 | 0 | 0 | 0 | 0 | 0 | 0 | 0 | 0 | 0 | 0 | 0 | 0 | 0 | 0 | 0 | 0 | 0 | 0 | 0 | 0 | 0 | 0 | 0 | 0 | 0 | 0 | 0 | 0 | 0 | 0
F4_Commercial_Retail_Existing_Food Preparation_Natural Gas_Conveyor Oven_E4 | F4 | Commercial | Retail | Existing | Food Preparation | Natural Gas | Conveyor Oven | E4 | PCT BC Ratio | 0 | 0 | 0 | 0 | 0 | 0 | 0 | 0 | 0 | 0 | 0 | 0 | 0 | 0 | 0 | 0 | 0 | 0 | 0 | 0 | 0 | 0 | 0 | 0 | 0 | 0 | 0 | 0 | 0 | 0 | 0
F4_Commercial_Retail_Existing_Food Preparation_Natural Gas_Conveyor Oven_E5 | F4 | Commercial | Retail | Existing | Food Preparation | Natural Gas | Conveyor Oven | E5 | PCT BC Ratio | 0 | 0 | 0 | 0 | 0 | 0 | 0 | 0 | 0 | 0 | 0 | 0 | 0 | 0 | 0 | 0 | 0 | 0 | 0 | 0 | 0 | 0 | 0 | 0 | 0 | 0 | 0 | 0 | 0 | 0 | 0
F4_Commercial_Retail_Existing_Food Preparation_Natural Gas_Conveyor Oven_E6 | F4 | Commercial | Retail | Existing | Food Preparation | Natural Gas | Conveyor Oven | E6 | PCT BC Ratio | 0 | 0 | 0 | 0 | 0 | 0 | 0 | 0 | 0 | 0 | 0 | 0 | 0 | 0 | 0 | 0 | 0 | 0 | 0 | 0 | 0 | 0 | 0 | 0 | 0 | 0 | 0 | 0 | 0 | 0 | 0
F4_Commercial_Retail_Existing_Food Preparation_Natural Gas_Conveyor Oven_E7 | F4 | Commercial | Retail | Existing | Food Preparation | Natural Gas | Conveyor Oven | E7 | PCT BC Ratio | 0 | 0 | 0 | 0 | 0 | 0 | 0 | 0 | 0 | 0 | 0 | 0 | 0 | 0 | 0 | 0 | 0 | 0 | 0 | 0 | 0 | 0 | 0 | 0 | 0 | 0 | 0 | 0 | 0 | 0 | 0
F4_Commercial_Retail_Existing_Food Preparation_Natural Gas_Conveyor Oven_E8 | F4 | Commercial | Retail | Existing | Food Preparation | Natural Gas | Conveyor Oven | E8 | PCT BC Ratio | 0 | 0 | 0 | 0 | 0 | 0 | 0 | 0 | 0 | 0 | 0 | 0 | 0 | 0 | 0 | 0 | 0 | 0 | 0 | 0 | 0 | 0 | 0 | 0 | 0 | 0 | 0 | 0 | 0 | 0 | 0
F4_Commercial_Retail_Existing_Food Preparation_Natural Gas_Conveyor Oven_E9 | F4 | Commercial | Retail | Existing | Food Preparation | Natural Gas | Conveyor Oven | E9 | PCT BC Ratio | 0 | 0 | 0 | 0 | 0 | 0 | 0 | 0 | 0 | 0 | 0 | 0 | 0 | 0 | 0 | 0 | 0 | 0 | 0 | 0 | 0 | 0 | 0 | 0 | 0 | 0 | 0 | 0 | 0 | 0 | 0
F4_Commercial_Retail_Existing_Food Preparation_Natural Gas_Conveyor Oven_E10 | F4 | Commercial | Retail | Existing | Food Preparation | Natural Gas | Conveyor Oven | E10 | PCT BC Ratio | 0 | 0 | 0 | 0 | 0 | 0 | 0 | 0 | 0 | 0 | 0 | 0 | 0 | 0 | 0 | 0 | 0 | 0 | 0 | 0 | 0 | 0 | 0 | 0 | 0 | 0 | 0 | 0 | 0 | 0 | 0
F5_Commercial_Retail_Existing_Food Preparation_Natural Gas_Conveyor Oven_E1 | F5 | Commercial | Retail | Existing | Food Preparation | Natural Gas | Conveyor Oven | E1 | RIM BC Ratio | 0.9 | 0.9 | 0.9 | 0.9 | 0.9 | 0.9 | 0.9 | 0.9 | 0.9 | 0.9 | 0.9 | 0.9 | 0.9 | 0.9 | 0.9 | 0.9 | 0.9 | 0.9 | 0.9 | 0.9 | 0.9 | 0.9 | 0.9 | 0.9 | 0.9 | 0.9 | 0.9 | 0.9 | 0.9 | 0.9 | 0.9
F5_Commercial_Retail_Existing_Food Preparation_Natural Gas_Conveyor Oven_E2 | F5 | Commercial | Retail | Existing | Food Preparation | Natural Gas | Conveyor Oven | E2 | RIM BC Ratio | 0.75157 | 0.75137 | 0.75085 | 0.75026 | 0.75229 | 0.75094 | 0.75049 | 0.75166 | 0.75404 | 0.75348 | 0.75322 | 0.75281 | 0.74379 | 0.74321 | 0.74325 | 0.7427 | 0.74259 | 0.74264 | 0.74107 | 0.74176 | 0.74218 | 0.74283 | 0.74369 | 0.68339 | 0.68102 | 0.67871 | 0.67644 | 0.67421 | 0.67201 | 0.66982 | 0.66686
F5_Commercial_Retail_Existing_Food Preparation_Natural Gas_Conveyor Oven_E3 | F5 | Commercial | Retail | Existing | Food Preparation | Natural Gas | Conveyor Oven | E3 | RIM BC Ratio | 0 | 0 | 0 | 0 | 0 | 0 | 0 | 0 | 0 | 0 | 0 | 0 | 0 | 0 | 0 | 0 | 0 | 0 | 0 | 0 | 0 | 0 | 0 | 0 | 0 | 0 | 0 | 0 | 0 | 0 | 0
F5_Commercial_Retail_Existing_Food Preparation_Natural Gas_Conveyor Oven_E4 | F5 | Commercial | Retail | Existing | Food Preparation | Natural Gas | Conveyor Oven | E4 | RIM BC Ratio | 0 | 0 | 0 | 0 | 0 | 0 | 0 | 0 | 0 | 0 | 0 | 0 | 0 | 0 | 0 | 0 | 0 | 0 | 0 | 0 | 0 | 0 | 0 | 0 | 0 | 0 | 0 | 0 | 0 | 0 | 0
F5_Commercial_Retail_Existing_Food Preparation_Natural Gas_Conveyor Oven_E5 | F5 | Commercial | Retail | Existing | Food Preparation | Natural Gas | Conveyor Oven | E5 | RIM BC Ratio | 0 | 0 | 0 | 0 | 0 | 0 | 0 | 0 | 0 | 0 | 0 | 0 | 0 | 0 | 0 | 0 | 0 | 0 | 0 | 0 | 0 | 0 | 0 | 0 | 0 | 0 | 0 | 0 | 0 | 0 | 0
F5_Commercial_Retail_Existing_Food Preparation_Natural Gas_Conveyor Oven_E6 | F5 | Commercial | Retail | Existing | Food Preparation | Natural Gas | Conveyor Oven | E6 | RIM BC Ratio | 0 | 0 | 0 | 0 | 0 | 0 | 0 | 0 | 0 | 0 | 0 | 0 | 0 | 0 | 0 | 0 | 0 | 0 | 0 | 0 | 0 | 0 | 0 | 0 | 0 | 0 | 0 | 0 | 0 | 0 | 0
F5_Commercial_Retail_Existing_Food Preparation_Natural Gas_Conveyor Oven_E7 | F5 | Commercial | Retail | Existing | Food Preparation | Natural Gas | Conveyor Oven | E7 | RIM BC Ratio | 0 | 0 | 0 | 0 | 0 | 0 | 0 | 0 | 0 | 0 | 0 | 0 | 0 | 0 | 0 | 0 | 0 | 0 | 0 | 0 | 0 | 0 | 0 | 0 | 0 | 0 | 0 | 0 | 0 | 0 | 0
F5_Commercial_Retail_Existing_Food Preparation_Natural Gas_Conveyor Oven_E8 | F5 | Commercial | Retail | Existing | Food Preparation | Natural Gas | Conveyor Oven | E8 | RIM BC Ratio | 0 | 0 | 0 | 0 | 0 | 0 | 0 | 0 | 0 | 0 | 0 | 0 | 0 | 0 | 0 | 0 | 0 | 0 | 0 | 0 | 0 | 0 | 0 | 0 | 0 | 0 | 0 | 0 | 0 | 0 | 0
F5_Commercial_Retail_Existing_Food Preparation_Natural Gas_Conveyor Oven_E9 | F5 | Commercial | Retail | Existing | Food Preparation | Natural Gas | Conveyor Oven | E9 | RIM BC Ratio | 0 | 0 | 0 | 0 | 0 | 0 | 0 | 0 | 0 | 0 | 0 | 0 | 0 | 0 | 0 | 0 | 0 | 0 | 0 | 0 | 0 | 0 | 0 | 0 | 0 | 0 | 0 | 0 | 0 | 0 | 0
F5_Commercial_Retail_Existing_Food Preparation_Natural Gas_Conveyor Oven_E10 | F5 | Commercial | Retail | Existing | Food Preparation | Natural Gas | Conveyor Oven | E10 | RIM BC Ratio | 0 | 0 | 0 | 0 | 0 | 0 | 0 | 0 | 0 | 0 | 0 | 0 | 0 | 0 | 0 | 0 | 0 | 0 | 0 | 0 | 0 | 0 | 0 | 0 | 0 | 0 | 0 | 0 | 0 | 0 | 0
F0_Commercial_Retail_Existing_Food Preparation_Natural Gas_Double Rack Oven_E0 | F0 | Commercial | Retail | Existing | Food Preparation | Natural Gas | Double Rack Oven | E0 | Economic Unit | FTSC Qualified (>50% Cooking Efficiency) | FTSC Qualified (>50% Cooking Efficiency) | FTSC Qualified (>50% Cooking Efficiency) | FTSC Qualified (>50% Cooking Efficiency) | FTSC Qualified (>50% Cooking Efficiency) | FTSC Qualified (>50% Cooking Efficiency) | FTSC Qualified (>50% Cooking Efficiency) | FTSC Qualified (>50% Cooking Efficiency) | FTSC Qualified (>50% Cooking Efficiency) | FTSC Qualified (>50% Cooking Efficiency) | FTSC Qualified (>50% Cooking Efficiency) | FTSC Qualified (>50% Cooking Efficiency) | FTSC Qualified (>50% Cooking Efficiency) | FTSC Qualified (>50% Cooking Efficiency) | FTSC Qualified (>50% Cooking Efficiency) | FTSC Qualified (>50% Cooking Efficiency) | FTSC Qualified (>50% Cooking Efficiency) | FTSC Qualified (>50% Cooking Efficiency) | FTSC Qualified (>50% Cooking Efficiency) | FTSC Qualified (>50% Cooking Efficiency) | FTSC Qualified (>50% Cooking Efficiency) | FTSC Qualified (>50% Cooking Efficiency) | FTSC Qualified (>50% Cooking Efficiency) | FTSC Qualified (>50% Cooking Efficiency) | FTSC Qualified (>50% Cooking Efficiency) | FTSC Qualified (>50% Cooking Efficiency) | FTSC Qualified (>50% Cooking Efficiency) | FTSC Qualified (>50% Cooking Efficiency) | FTSC Qualified (>50% Cooking Efficiency) | FTSC Qualified (>50% Cooking Efficiency) | FTSC Qualified (>50% Cooking Efficiency)
F1_Commercial_Retail_Existing_Food Preparation_Natural Gas_Double Rack Oven_E1 | F1 | Commercial | Retail | Existing | Food Preparation | Natural Gas | Double Rack Oven | E1 | CCE | 0 | 0 | 0 | 0 | 0 | 0 | 0 | 0 | 0 | 0 | 0 | 0 | 0 | 0 | 0 | 0 | 0 | 0 | 0 | 0 | 0 | 0 | 0 | 0 | 0 | 0 | 0 | 0 | 0 | 0 | 0
F1_Commercial_Retail_Existing_Food Preparation_Natural Gas_Double Rack Oven_E2 | F1 | Commercial | Retail | Existing | Food Preparation | Natural Gas | Double Rack Oven | E2 | CCE | 0.004326 | 0.0041588 | 0.0041786 | 0.0042223 | 0.0042223 | 0.0042223 | 0.0042223 | 0.0042223 | 0.0042223 | 0.0042223 | 0.0042223 | 0.0042223 | 0.0042223 | 0.0042223 | 0.0042223 | 0.0042223 | 0.0042223 | 0.0042223 | 0.0042223 | 0.0042223 | 0.0042223 | 0.0042223 | 0.0042223 | 0.0042223 | 0.0042223 | 0.0042223 | 0.0042223 | 0.0042223 | 0.0042223 | 0.0042223 | 0.0042223
F1_Commercial_Retail_Existing_Food Preparation_Natural Gas_Double Rack Oven_E3 | F1 | Commercial | Retail | Existing | Food Preparation | Natural Gas | Double Rack Oven | E3 | CCE | 0 | 0 | 0 | 0 | 0 | 0 | 0 | 0 | 0 | 0 | 0 | 0 | 0 | 0 | 0 | 0 | 0 | 0 | 0 | 0 | 0 | 0 | 0 | 0 | 0 | 0 | 0 | 0 | 0 | 0 | 0
F1_Commercial_Retail_Existing_Food Preparation_Natural Gas_Double Rack Oven_E4 | F1 | Commercial | Retail | Existing | Food Preparation | Natural Gas | Double Rack Oven | E4 | CCE | 0 | 0 | 0 | 0 | 0 | 0 | 0 | 0 | 0 | 0 | 0 | 0 | 0 | 0 | 0 | 0 | 0 | 0 | 0 | 0 | 0 | 0 | 0 | 0 | 0 | 0 | 0 | 0 | 0 | 0 | 0
F1_Commercial_Retail_Existing_Food Preparation_Natural Gas_Double Rack Oven_E5 | F1 | Commercial | Retail | Existing | Food Preparation | Natural Gas | Double Rack Oven | E5 | CCE | 0 | 0 | 0 | 0 | 0 | 0 | 0 | 0 | 0 | 0 | 0 | 0 | 0 | 0 | 0 | 0 | 0 | 0 | 0 | 0 | 0 | 0 | 0 | 0 | 0 | 0 | 0 | 0 | 0 | 0 | 0
F1_Commercial_Retail_Existing_Food Preparation_Natural Gas_Double Rack Oven_E6 | F1 | Commercial | Retail | Existing | Food Preparation | Natural Gas | Double Rack Oven | E6 | CCE | 0 | 0 | 0 | 0 | 0 | 0 | 0 | 0 | 0 | 0 | 0 | 0 | 0 | 0 | 0 | 0 | 0 | 0 | 0 | 0 | 0 | 0 | 0 | 0 | 0 | 0 | 0 | 0 | 0 | 0 | 0
F1_Commercial_Retail_Existing_Food Preparation_Natural Gas_Double Rack Oven_E7 | F1 | Commercial | Retail | Existing | Food Preparation | Natural Gas | Double Rack Oven | E7 | CCE | 0 | 0 | 0 | 0 | 0 | 0 | 0 | 0 | 0 | 0 | 0 | 0 | 0 | 0 | 0 | 0 | 0 | 0 | 0 | 0 | 0 | 0 | 0 | 0 | 0 | 0 | 0 | 0 | 0 | 0 | 0
F1_Commercial_Retail_Existing_Food Preparation_Natural Gas_Double Rack Oven_E8 | F1 | Commercial | Retail | Existing | Food Preparation | Natural Gas | Double Rack Oven | E8 | CCE | 0 | 0 | 0 | 0 | 0 | 0 | 0 | 0 | 0 | 0 | 0 | 0 | 0 | 0 | 0 | 0 | 0 | 0 | 0 | 0 | 0 | 0 | 0 | 0 | 0 | 0 | 0 | 0 | 0 | 0 | 0
F1_Commercial_Retail_Existing_Food Preparation_Natural Gas_Double Rack Oven_E9 | F1 | Commercial | Retail | Existing | Food Preparation | Natural Gas | Double Rack Oven | E9 | CCE | 0 | 0 | 0 | 0 | 0 | 0 | 0 | 0 | 0 | 0 | 0 | 0 | 0 | 0 | 0 | 0 | 0 | 0 | 0 | 0 | 0 | 0 | 0 | 0 | 0 | 0 | 0 | 0 | 0 | 0 | 0
F1_Commercial_Retail_Existing_Food Preparation_Natural Gas_Double Rack Oven_E10 | F1 | Commercial | Retail | Existing | Food Preparation | Natural Gas | Double Rack Oven | E10 | CCE | 0 | 0 | 0 | 0 | 0 | 0 | 0 | 0 | 0 | 0 | 0 | 0 | 0 | 0 | 0 | 0 | 0 | 0 | 0 | 0 | 0 | 0 | 0 | 0 | 0 | 0 | 0 | 0 | 0 | 0 | 0
F2_Commercial_Retail_Existing_Food Preparation_Natural Gas_Double Rack Oven_E1 | F2 | Commercial | Retail | Existing | Food Preparation | Natural Gas | Double Rack Oven | E1 | TRC BC Ratio | 0.9 | 0.9 | 0.9 | 0.9 | 0.9 | 0.9 | 0.9 | 0.9 | 0.9 | 0.9 | 0.9 | 0.9 | 0.9 | 0.9 | 0.9 | 0.9 | 0.9 | 0.9 | 0.9 | 0.9 | 0.9 | 0.9 | 0.9 | 0.9 | 0.9 | 0.9 | 0.9 | 0.9 | 0.9 | 0.9 | 0.9
F2_Commercial_Retail_Existing_Food Preparation_Natural Gas_Double Rack Oven_E2 | F2 | Commercial | Retail | Existing | Food Preparation | Natural Gas | Double Rack Oven | E2 | TRC BC Ratio | 2.3756 | 2.4122 | 2.4389 | 2.4253 | 2.4277 | 2.2883 | 2.173 | 2.1086 | 2.0819 | 2.1591 | 2.2604 | 2.3663 | 2.1732 | 2.3021 | 2.3099 | 2.2984 | 2.3005 | 2.3076 | 2.2635 | 2.2901 | 2.3081 | 2.3333 | 2.3658 | 1.1865 | 1.1634 | 1.1416 | 1.121 | 1.1014 | 1.0827 | 1.0646 | 1.0472
F2_Commercial_Retail_Existing_Food Preparation_Natural Gas_Double Rack Oven_E3 | F2 | Commercial | Retail | Existing | Food Preparation | Natural Gas | Double Rack Oven | E3 | TRC BC Ratio | 0 | 0 | 0 | 0 | 0 | 0 | 0 | 0 | 0 | 0 | 0 | 0 | 0 | 0 | 0 | 0 | 0 | 0 | 0 | 0 | 0 | 0 | 0 | 0 | 0 | 0 | 0 | 0 | 0 | 0 | 0
F2_Commercial_Retail_Existing_Food Preparation_Natural Gas_Double Rack Oven_E4 | F2 | Commercial | Retail | Existing | Food Preparation | Natural Gas | Double Rack Oven | E4 | TRC BC Ratio | 0 | 0 | 0 | 0 | 0 | 0 | 0 | 0 | 0 | 0 | 0 | 0 | 0 | 0 | 0 | 0 | 0 | 0 | 0 | 0 | 0 | 0 | 0 | 0 | 0 | 0 | 0 | 0 | 0 | 0 | 0
F2_Commercial_Retail_Existing_Food Preparation_Natural Gas_Double Rack Oven_E5 | F2 | Commercial | Retail | Existing | Food Preparation | Natural Gas | Double Rack Oven | E5 | TRC BC Ratio | 0 | 0 | 0 | 0 | 0 | 0 | 0 | 0 | 0 | 0 | 0 | 0 | 0 | 0 | 0 | 0 | 0 | 0 | 0 | 0 | 0 | 0 | 0 | 0 | 0 | 0 | 0 | 0 | 0 | 0 | 0
F2_Commercial_Retail_Existing_Food Preparation_Natural Gas_Double Rack Oven_E6 | F2 | Commercial | Retail | Existing | Food Preparation | Natural Gas | Double Rack Oven | E6 | TRC BC Ratio | 0 | 0 | 0 | 0 | 0 | 0 | 0 | 0 | 0 | 0 | 0 | 0 | 0 | 0 | 0 | 0 | 0 | 0 | 0 | 0 | 0 | 0 | 0 | 0 | 0 | 0 | 0 | 0 | 0 | 0 | 0
F2_Commercial_Retail_Existing_Food Preparation_Natural Gas_Double Rack Oven_E7 | F2 | Commercial | Retail | Existing | Food Preparation | Natural Gas | Double Rack Oven | E7 | TRC BC Ratio | 0 | 0 | 0 | 0 | 0 | 0 | 0 | 0 | 0 | 0 | 0 | 0 | 0 | 0 | 0 | 0 | 0 | 0 | 0 | 0 | 0 | 0 | 0 | 0 | 0 | 0 | 0 | 0 | 0 | 0 | 0
F2_Commercial_Retail_Existing_Food Preparation_Natural Gas_Double Rack Oven_E8 | F2 | Commercial | Retail | Existing | Food Preparation | Natural Gas | Double Rack Oven | E8 | TRC BC Ratio | 0 | 0 | 0 | 0 | 0 | 0 | 0 | 0 | 0 | 0 | 0 | 0 | 0 | 0 | 0 | 0 | 0 | 0 | 0 | 0 | 0 | 0 | 0 | 0 | 0 | 0 | 0 | 0 | 0 | 0 | 0
F2_Commercial_Retail_Existing_Food Preparation_Natural Gas_Double Rack Oven_E9 | F2 | Commercial | Retail | Existing | Food Preparation | Natural Gas | Double Rack Oven | E9 | TRC BC Ratio | 0 | 0 | 0 | 0 | 0 | 0 | 0 | 0 | 0 | 0 | 0 | 0 | 0 | 0 | 0 | 0 | 0 | 0 | 0 | 0 | 0 | 0 | 0 | 0 | 0 | 0 | 0 | 0 | 0 | 0 | 0
F2_Commercial_Retail_Existing_Food Preparation_Natural Gas_Double Rack Oven_E10 | F2 | Commercial | Retail | Existing | Food Preparation | Natural Gas | Double Rack Oven | E10 | TRC BC Ratio | 0 | 0 | 0 | 0 | 0 | 0 | 0 | 0 | 0 | 0 | 0 | 0 | 0 | 0 | 0 | 0 | 0 | 0 | 0 | 0 | 0 | 0 | 0 | 0 | 0 | 0 | 0 | 0 | 0 | 0 | 0
F3_Commercial_Retail_Existing_Food Preparation_Natural Gas_Double Rack Oven_E1 | F3 | Commercial | Retail | Existing | Food Preparation | Natural Gas | Double Rack Oven | E1 | PACT BC Ratio | 0.9 | 0.9 | 0.9 | 0.9 | 0.9 | 0.9 | 0.9 | 0.9 | 0.9 | 0.9 | 0.9 | 0.9 | 0.9 | 0.9 | 0.9 | 0.9 | 0.9 | 0.9 | 0.9 | 0.9 | 0.9 | 0.9 | 0.9 | 0.9 | 0.9 | 0.9 | 0.9 | 0.9 | 0.9 | 0.9 | 0.9
F3_Commercial_Retail_Existing_Food Preparation_Natural Gas_Double Rack Oven_E2 | F3 | Commercial | Retail | Existing | Food Preparation | Natural Gas | Double Rack Oven | E2 | PACT BC Ratio | 3.1122 | 3.1603 | 3.1951 | 3.1773 | 3.1806 | 2.9979 | 2.8468 | 2.7625 | 2.7275 | 2.8286 | 2.9613 | 3.1001 | 2.8471 | 3.016 | 3.0263 | 3.0112 | 3.0139 | 3.0232 | 2.9654 | 3.0003 | 3.0238 | 3.0569 | 3.0994 | 1.5545 | 1.5241 | 1.4956 | 1.4686 | 1.443 | 1.4184 | 1.3948 | 1.3719
F3_Commercial_Retail_Existing_Food Preparation_Natural Gas_Double Rack Oven_E3 | F3 | Commercial | Retail | Existing | Food Preparation | Natural Gas | Double Rack Oven | E3 | PACT BC Ratio | 0 | 0 | 0 | 0 | 0 | 0 | 0 | 0 | 0 | 0 | 0 | 0 | 0 | 0 | 0 | 0 | 0 | 0 | 0 | 0 | 0 | 0 | 0 | 0 | 0 | 0 | 0 | 0 | 0 | 0 | 0
F3_Commercial_Retail_Existing_Food Preparation_Natural Gas_Double Rack Oven_E4 | F3 | Commercial | Retail | Existing | Food Preparation | Natural Gas | Double Rack Oven | E4 | PACT BC Ratio | 0 | 0 | 0 | 0 | 0 | 0 | 0 | 0 | 0 | 0 | 0 | 0 | 0 | 0 | 0 | 0 | 0 | 0 | 0 | 0 | 0 | 0 | 0 | 0 | 0 | 0 | 0 | 0 | 0 | 0 | 0
F3_Commercial_Retail_Existing_Food Preparation_Natural Gas_Double Rack Oven_E5 | F3 | Commercial | Retail | Existing | Food Preparation | Natural Gas | Double Rack Oven | E5 | PACT BC Ratio | 0 | 0 | 0 | 0 | 0 | 0 | 0 | 0 | 0 | 0 | 0 | 0 | 0 | 0 | 0 | 0 | 0 | 0 | 0 | 0 | 0 | 0 | 0 | 0 | 0 | 0 | 0 | 0 | 0 | 0 | 0
F3_Commercial_Retail_Existing_Food Preparation_Natural Gas_Double Rack Oven_E6 | F3 | Commercial | Retail | Existing | Food Preparation | Natural Gas | Double Rack Oven | E6 | PACT BC Ratio | 0 | 0 | 0 | 0 | 0 | 0 | 0 | 0 | 0 | 0 | 0 | 0 | 0 | 0 | 0 | 0 | 0 | 0 | 0 | 0 | 0 | 0 | 0 | 0 | 0 | 0 | 0 | 0 | 0 | 0 | 0
F3_Commercial_Retail_Existing_Food Preparation_Natural Gas_Double Rack Oven_E7 | F3 | Commercial | Retail | Existing | Food Preparation | Natural Gas | Double Rack Oven | E7 | PACT BC Ratio | 0 | 0 | 0 | 0 | 0 | 0 | 0 | 0 | 0 | 0 | 0 | 0 | 0 | 0 | 0 | 0 | 0 | 0 | 0 | 0 | 0 | 0 | 0 | 0 | 0 | 0 | 0 | 0 | 0 | 0 | 0
F3_Commercial_Retail_Existing_Food Preparation_Natural Gas_Double Rack Oven_E8 | F3 | Commercial | Retail | Existing | Food Preparation | Natural Gas | Double Rack Oven | E8 | PACT BC Ratio | 0 | 0 | 0 | 0 | 0 | 0 | 0 | 0 | 0 | 0 | 0 | 0 | 0 | 0 | 0 | 0 | 0 | 0 | 0 | 0 | 0 | 0 | 0 | 0 | 0 | 0 | 0 | 0 | 0 | 0 | 0
F3_Commercial_Retail_Existing_Food Preparation_Natural Gas_Double Rack Oven_E9 | F3 | Commercial | Retail | Existing | Food Preparation | Natural Gas | Double Rack Oven | E9 | PACT BC Ratio | 0 | 0 | 0 | 0 | 0 | 0 | 0 | 0 | 0 | 0 | 0 | 0 | 0 | 0 | 0 | 0 | 0 | 0 | 0 | 0 | 0 | 0 | 0 | 0 | 0 | 0 | 0 | 0 | 0 | 0 | 0
F3_Commercial_Retail_Existing_Food Preparation_Natural Gas_Double Rack Oven_E10 | F3 | Commercial | Retail | Existing | Food Preparation | Natural Gas | Double Rack Oven | E10 | PACT BC Ratio | 0 | 0 | 0 | 0 | 0 | 0 | 0 | 0 | 0 | 0 | 0 | 0 | 0 | 0 | 0 | 0 | 0 | 0 | 0 | 0 | 0 | 0 | 0 | 0 | 0 | 0 | 0 | 0 | 0 | 0 | 0
F4_Commercial_Retail_Existing_Food Preparation_Natural Gas_Double Rack Oven_E1 | F4 | Commercial | Retail | Existing | Food Preparation | Natural Gas | Double Rack Oven | E1 | PCT BC Ratio | 0.9 | 0.9 | 0.9 | 0.9 | 0.9 | 0.9 | 0.9 | 0.9 | 0.9 | 0.9 | 0.9 | 0.9 | 0.9 | 0.9 | 0.9 | 0.9 | 0.9 | 0.9 | 0.9 | 0.9 | 0.9 | 0.9 | 0.9 | 0.9 | 0.9 | 0.9 | 0.9 | 0.9 | 0.9 | 0.9 | 0.9
F4_Commercial_Retail_Existing_Food Preparation_Natural Gas_Double Rack Oven_E2 | F4 | Commercial | Retail | Existing | Food Preparation | Natural Gas | Double Rack Oven | E2 | PCT BC Ratio | 5.3478 | 5.4209 | 5.4741 | 5.4469 | 5.4518 | 5.1735 | 4.9433 | 4.8148 | 4.7615 | 4.9155 | 5.1178 | 5.3292 | 4.9438 | 5.201 | 5.2167 | 5.1937 | 5.1979 | 5.2121 | 5.1241 | 5.1772 | 5.213 | 5.2634 | 5.3282 | 2.9741 | 2.9279 | 2.8844 | 2.8434 | 2.8043 | 2.7669 | 2.7308 | 2.6959
F4_Commercial_Retail_Existing_Food Preparation_Natural Gas_Double Rack Oven_E3 | F4 | Commercial | Retail | Existing | Food Preparation | Natural Gas | Double Rack Oven | E3 | PCT BC Ratio | 0 | 0 | 0 | 0 | 0 | 0 | 0 | 0 | 0 | 0 | 0 | 0 | 0 | 0 | 0 | 0 | 0 | 0 | 0 | 0 | 0 | 0 | 0 | 0 | 0 | 0 | 0 | 0 | 0 | 0 | 0
F4_Commercial_Retail_Existing_Food Preparation_Natural Gas_Double Rack Oven_E4 | F4 | Commercial | Retail | Existing | Food Preparation | Natural Gas | Double Rack Oven | E4 | PCT BC Ratio | 0 | 0 | 0 | 0 | 0 | 0 | 0 | 0 | 0 | 0 | 0 | 0 | 0 | 0 | 0 | 0 | 0 | 0 | 0 | 0 | 0 | 0 | 0 | 0 | 0 | 0 | 0 | 0 | 0 | 0 | 0
F4_Commercial_Retail_Existing_Food Preparation_Natural Gas_Double Rack Oven_E5 | F4 | Commercial | Retail | Existing | Food Preparation | Natural Gas | Double Rack Oven | E5 | PCT BC Ratio | 0 | 0 | 0 | 0 | 0 | 0 | 0 | 0 | 0 | 0 | 0 | 0 | 0 | 0 | 0 | 0 | 0 | 0 | 0 | 0 | 0 | 0 | 0 | 0 | 0 | 0 | 0 | 0 | 0 | 0 | 0
F4_Commercial_Retail_Existing_Food Preparation_Natural Gas_Double Rack Oven_E6 | F4 | Commercial | Retail | Existing | Food Preparation | Natural Gas | Double Rack Oven | E6 | PCT BC Ratio | 0 | 0 | 0 | 0 | 0 | 0 | 0 | 0 | 0 | 0 | 0 | 0 | 0 | 0 | 0 | 0 | 0 | 0 | 0 | 0 | 0 | 0 | 0 | 0 | 0 | 0 | 0 | 0 | 0 | 0 | 0
F4_Commercial_Retail_Existing_Food Preparation_Natural Gas_Double Rack Oven_E7 | F4 | Commercial | Retail | Existing | Food Preparation | Natural Gas | Double Rack Oven | E7 | PCT BC Ratio | 0 | 0 | 0 | 0 | 0 | 0 | 0 | 0 | 0 | 0 | 0 | 0 | 0 | 0 | 0 | 0 | 0 | 0 | 0 | 0 | 0 | 0 | 0 | 0 | 0 | 0 | 0 | 0 | 0 | 0 | 0
F4_Commercial_Retail_Existing_Food Preparation_Natural Gas_Double Rack Oven_E8 | F4 | Commercial | Retail | Existing | Food Preparation | Natural Gas | Double Rack Oven | E8 | PCT BC Ratio | 0 | 0 | 0 | 0 | 0 | 0 | 0 | 0 | 0 | 0 | 0 | 0 | 0 | 0 | 0 | 0 | 0 | 0 | 0 | 0 | 0 | 0 | 0 | 0 | 0 | 0 | 0 | 0 | 0 | 0 | 0
F4_Commercial_Retail_Existing_Food Preparation_Natural Gas_Double Rack Oven_E9 | F4 | Commercial | Retail | Existing | Food Preparation | Natural Gas | Double Rack Oven | E9 | PCT BC Ratio | 0 | 0 | 0 | 0 | 0 | 0 | 0 | 0 | 0 | 0 | 0 | 0 | 0 | 0 | 0 | 0 | 0 | 0 | 0 | 0 | 0 | 0 | 0 | 0 | 0 | 0 | 0 | 0 | 0 | 0 | 0
F4_Commercial_Retail_Existing_Food Preparation_Natural Gas_Double Rack Oven_E10 | F4 | Commercial | Retail | Existing | Food Preparation | Natural Gas | Double Rack Oven | E10 | PCT BC Ratio | 0 | 0 | 0 | 0 | 0 | 0 | 0 | 0 | 0 | 0 | 0 | 0 | 0 | 0 | 0 | 0 | 0 | 0 | 0 | 0 | 0 | 0 | 0 | 0 | 0 | 0 | 0 | 0 | 0 | 0 | 0
F5_Commercial_Retail_Existing_Food Preparation_Natural Gas_Double Rack Oven_E1 | F5 | Commercial | Retail | Existing | Food Preparation | Natural Gas | Double Rack Oven | E1 | RIM BC Ratio | 0.9 | 0.9 | 0.9 | 0.9 | 0.9 | 0.9 | 0.9 | 0.9 | 0.9 | 0.9 | 0.9 | 0.9 | 0.9 | 0.9 | 0.9 | 0.9 | 0.9 | 0.9 | 0.9 | 0.9 | 0.9 | 0.9 | 0.9 | 0.9 | 0.9 | 0.9 | 0.9 | 0.9 | 0.9 | 0.9 | 0.9
F5_Commercial_Retail_Existing_Food Preparation_Natural Gas_Double Rack Oven_E2 | F5 | Commercial | Retail | Existing | Food Preparation | Natural Gas | Double Rack Oven | E2 | RIM BC Ratio | 0.65816 | 0.66029 | 0.6618 | 0.66103 | 0.66117 | 0.6529 | 0.64544 | 0.641 | 0.6391 | 0.6445 | 0.65115 | 0.65762 | 0.64545 | 0.65375 | 0.65423 | 0.65352 | 0.65365 | 0.65409 | 0.65135 | 0.65301 | 0.65412 | 0.65565 | 0.65759 | 0.54307 | 0.53932 | 0.5357 | 0.53221 | 0.5288 | 0.52547 | 0.52219 | 0.51894
F5_Commercial_Retail_Existing_Food Preparation_Natural Gas_Double Rack Oven_E3 | F5 | Commercial | Retail | Existing | Food Preparation | Natural Gas | Double Rack Oven | E3 | RIM BC Ratio | 0 | 0 | 0 | 0 | 0 | 0 | 0 | 0 | 0 | 0 | 0 | 0 | 0 | 0 | 0 | 0 | 0 | 0 | 0 | 0 | 0 | 0 | 0 | 0 | 0 | 0 | 0 | 0 | 0 | 0 | 0
F5_Commercial_Retail_Existing_Food Preparation_Natural Gas_Double Rack Oven_E4 | F5 | Commercial | Retail | Existing | Food Preparation | Natural Gas | Double Rack Oven | E4 | RIM BC Ratio | 0 | 0 | 0 | 0 | 0 | 0 | 0 | 0 | 0 | 0 | 0 | 0 | 0 | 0 | 0 | 0 | 0 | 0 | 0 | 0 | 0 | 0 | 0 | 0 | 0 | 0 | 0 | 0 | 0 | 0 | 0
F5_Commercial_Retail_Existing_Food Preparation_Natural Gas_Double Rack Oven_E5 | F5 | Commercial | Retail | Existing | Food Preparation | Natural Gas | Double Rack Oven | E5 | RIM BC Ratio | 0 | 0 | 0 | 0 | 0 | 0 | 0 | 0 | 0 | 0 | 0 | 0 | 0 | 0 | 0 | 0 | 0 | 0 | 0 | 0 | 0 | 0 | 0 | 0 | 0 | 0 | 0 | 0 | 0 | 0 | 0
F5_Commercial_Retail_Existing_Food Preparation_Natural Gas_Double Rack Oven_E6 | F5 | Commercial | Retail | Existing | Food Preparation | Natural Gas | Double Rack Oven | E6 | RIM BC Ratio | 0 | 0 | 0 | 0 | 0 | 0 | 0 | 0 | 0 | 0 | 0 | 0 | 0 | 0 | 0 | 0 | 0 | 0 | 0 | 0 | 0 | 0 | 0 | 0 | 0 | 0 | 0 | 0 | 0 | 0 | 0
F5_Commercial_Retail_Existing_Food Preparation_Natural Gas_Double Rack Oven_E7 | F5 | Commercial | Retail | Existing | Food Preparation | Natural Gas | Double Rack Oven | E7 | RIM BC Ratio | 0 | 0 | 0 | 0 | 0 | 0 | 0 | 0 | 0 | 0 | 0 | 0 | 0 | 0 | 0 | 0 | 0 | 0 | 0 | 0 | 0 | 0 | 0 | 0 | 0 | 0 | 0 | 0 | 0 | 0 | 0
F5_Commercial_Retail_Existing_Food Preparation_Natural Gas_Double Rack Oven_E8 | F5 | Commercial | Retail | Existing | Food Preparation | Natural Gas | Double Rack Oven | E8 | RIM BC Ratio | 0 | 0 | 0 | 0 | 0 | 0 | 0 | 0 | 0 | 0 | 0 | 0 | 0 | 0 | 0 | 0 | 0 | 0 | 0 | 0 | 0 | 0 | 0 | 0 | 0 | 0 | 0 | 0 | 0 | 0 | 0
F5_Commercial_Retail_Existing_Food Preparation_Natural Gas_Double Rack Oven_E9 | F5 | Commercial | Retail | Existing | Food Preparation | Natural Gas | Double Rack Oven | E9 | RIM BC Ratio | 0 | 0 | 0 | 0 | 0 | 0 | 0 | 0 | 0 | 0 | 0 | 0 | 0 | 0 | 0 | 0 | 0 | 0 | 0 | 0 | 0 | 0 | 0 | 0 | 0 | 0 | 0 | 0 | 0 | 0 | 0
F5_Commercial_Retail_Existing_Food Preparation_Natural Gas_Double Rack Oven_E10 | F5 | Commercial | Retail | Existing | Food Preparation | Natural Gas | Double Rack Oven | E10 | RIM BC Ratio | 0 | 0 | 0 | 0 | 0 | 0 | 0 | 0 | 0 | 0 | 0 | 0 | 0 | 0 | 0 | 0 | 0 | 0 | 0 | 0 | 0 | 0 | 0 | 0 | 0 | 0 | 0 | 0 | 0 | 0 | 0
F0_Commercial_Retail_Existing_Food Preparation_Natural Gas_Fryer_E0 | F0 | Commercial | Retail | Existing | Food Preparation | Natural Gas | Fryer | E0 | Economic Unit | ENERGY STAR (3.0) | ENERGY STAR (3.0) | ENERGY STAR (3.0) | ENERGY STAR (3.0) | ENERGY STAR (3.0) | ENERGY STAR (3.0) | ENERGY STAR (3.0) | ENERGY STAR (3.0) | ENERGY STAR (3.0) | ENERGY STAR (3.0) | ENERGY STAR (3.0) | ENERGY STAR (3.0) | ENERGY STAR (3.0) | ENERGY STAR (3.0) | ENERGY STAR (3.0) | ENERGY STAR (3.0) | ENERGY STAR (3.0) | ENERGY STAR (3.0) | ENERGY STAR (3.0) | ENERGY STAR (3.0) | ENERGY STAR (3.0) | ENERGY STAR (3.0) | ENERGY STAR (3.0) | ENERGY STAR (3.0) | ENERGY STAR (3.0) | ENERGY STAR (3.0) | ENERGY STAR (3.0) | ENERGY STAR (3.0) | ENERGY STAR (3.0) | ENERGY STAR (3.0) | ENERGY STAR (3.0)
F1_Commercial_Retail_Existing_Food Preparation_Natural Gas_Fryer_E1 | F1 | Commercial | Retail | Existing | Food Preparation | Natural Gas | Fryer | E1 | CCE | 0 | 0 | 0 | 0 | 0 | 0 | 0 | 0 | 0 | 0 | 0 | 0 | 0 | 0 | 0 | 0 | 0 | 0 | 0 | 0 | 0 | 0 | 0 | 0 | 0 | 0 | 0 | 0 | 0 | 0 | 0
F1_Commercial_Retail_Existing_Food Preparation_Natural Gas_Fryer_E2 | F1 | Commercial | Retail | Existing | Food Preparation | Natural Gas | Fryer | E2 | CCE | 0.0069821 | 0.0067123 | 0.0067443 | 0 | 0 | 0 | 0 | 0 | 0 | 0 | 0 | 0 | 0 | 0 | 0 | 0 | 0 | 0 | 0 | 0 | 0 | 0 | 0 | 0 | 0 | 0 | 0 | 0 | 0 | 0 | 0
F1_Commercial_Retail_Existing_Food Preparation_Natural Gas_Fryer_E3 | F1 | Commercial | Retail | Existing | Food Preparation | Natural Gas | Fryer | E3 | CCE | 0 | 0 | 0 | 0 | 0 | 0 | 0 | 0 | 0 | 0 | 0 | 0 | 0 | 0 | 0 | 0 | 0 | 0 | 0 | 0 | 0 | 0 | 0 | 0 | 0 | 0 | 0 | 0 | 0 | 0 | 0
F1_Commercial_Retail_Existing_Food Preparation_Natural Gas_Fryer_E4 | F1 | Commercial | Retail | Existing | Food Preparation | Natural Gas | Fryer | E4 | CCE | 0 | 0 | 0 | 0 | 0 | 0 | 0 | 0 | 0 | 0 | 0 | 0 | 0 | 0 | 0 | 0 | 0 | 0 | 0 | 0 | 0 | 0 | 0 | 0 | 0 | 0 | 0 | 0 | 0 | 0 | 0
F1_Commercial_Retail_Existing_Food Preparation_Natural Gas_Fryer_E5 | F1 | Commercial | Retail | Existing | Food Preparation | Natural Gas | Fryer | E5 | CCE | 0 | 0 | 0 | 0 | 0 | 0 | 0 | 0 | 0 | 0 | 0 | 0 | 0 | 0 | 0 | 0 | 0 | 0 | 0 | 0 | 0 | 0 | 0 | 0 | 0 | 0 | 0 | 0 | 0 | 0 | 0
F1_Commercial_Retail_Existing_Food Preparation_Natural Gas_Fryer_E6 | F1 | Commercial | Retail | Existing | Food Preparation | Natural Gas | Fryer | E6 | CCE | 0 | 0 | 0 | 0 | 0 | 0 | 0 | 0 | 0 | 0 | 0 | 0 | 0 | 0 | 0 | 0 | 0 | 0 | 0 | 0 | 0 | 0 | 0 | 0 | 0 | 0 | 0 | 0 | 0 | 0 | 0
F1_Commercial_Retail_Existing_Food Preparation_Natural Gas_Fryer_E7 | F1 | Commercial | Retail | Existing | Food Preparation | Natural Gas | Fryer | E7 | CCE | 0 | 0 | 0 | 0 | 0 | 0 | 0 | 0 | 0 | 0 | 0 | 0 | 0 | 0 | 0 | 0 | 0 | 0 | 0 | 0 | 0 | 0 | 0 | 0 | 0 | 0 | 0 | 0 | 0 | 0 | 0
F1_Commercial_Retail_Existing_Food Preparation_Natural Gas_Fryer_E8 | F1 | Commercial | Retail | Existing | Food Preparation | Natural Gas | Fryer | E8 | CCE | 0 | 0 | 0 | 0 | 0 | 0 | 0 | 0 | 0 | 0 | 0 | 0 | 0 | 0 | 0 | 0 | 0 | 0 | 0 | 0 | 0 | 0 | 0 | 0 | 0 | 0 | 0 | 0 | 0 | 0 | 0
F1_Commercial_Retail_Existing_Food Preparation_Natural Gas_Fryer_E9 | F1 | Commercial | Retail | Existing | Food Preparation | Natural Gas | Fryer | E9 | CCE | 0 | 0 | 0 | 0 | 0 | 0 | 0 | 0 | 0 | 0 | 0 | 0 | 0 | 0 | 0 | 0 | 0 | 0 | 0 | 0 | 0 | 0 | 0 | 0 | 0 | 0 | 0 | 0 | 0 | 0 | 0
F1_Commercial_Retail_Existing_Food Preparation_Natural Gas_Fryer_E10 | F1 | Commercial | Retail | Existing | Food Preparation | Natural Gas | Fryer | E10 | CCE | 0 | 0 | 0 | 0 | 0 | 0 | 0 | 0 | 0 | 0 | 0 | 0 | 0 | 0 | 0 | 0 | 0 | 0 | 0 | 0 | 0 | 0 | 0 | 0 | 0 | 0 | 0 | 0 | 0 | 0 | 0
F2_Commercial_Retail_Existing_Food Preparation_Natural Gas_Fryer_E1 | F2 | Commercial | Retail | Existing | Food Preparation | Natural Gas | Fryer | E1 | TRC BC Ratio | 0.9 | 0.9 | 0.9 | 0 | 0 | 0 | 0 | 0 | 0 | 0 | 0 | 0 | 0 | 0 | 0 | 0 | 0 | 0 | 0 | 0 | 0 | 0 | 0 | 0 | 0 | 0 | 0 | 0 | 0 | 0 | 0
F2_Commercial_Retail_Existing_Food Preparation_Natural Gas_Fryer_E2 | F2 | Commercial | Retail | Existing | Food Preparation | Natural Gas | Fryer | E2 | TRC BC Ratio | 1.4526 | 1.4846 | 1.5103 | 0.9 | 0.9 | 0.9 | 0.9 | 0.9 | 0.9 | 0.9 | 0.9 | 0.9 | 0.9 | 0.9 | 0.9 | 0.9 | 0.9 | 0.9 | 0.9 | 0.9 | 0.9 | 0.9 | 0.9 | 0.9 | 0.9 | 0.9 | 0.9 | 0.9 | 0.9 | 0.9 | 0.9
F2_Commercial_Retail_Existing_Food Preparation_Natural Gas_Fryer_E3 | F2 | Commercial | Retail | Existing | Food Preparation | Natural Gas | Fryer | E3 | TRC BC Ratio | 0 | 0 | 0 | 0 | 0 | 0 | 0 | 0 | 0 | 0 | 0 | 0 | 0 | 0 | 0 | 0 | 0 | 0 | 0 | 0 | 0 | 0 | 0 | 0 | 0 | 0 | 0 | 0 | 0 | 0 | 0
F2_Commercial_Retail_Existing_Food Preparation_Natural Gas_Fryer_E4 | F2 | Commercial | Retail | Existing | Food Preparation | Natural Gas | Fryer | E4 | TRC BC Ratio | 0 | 0 | 0 | 0 | 0 | 0 | 0 | 0 | 0 | 0 | 0 | 0 | 0 | 0 | 0 | 0 | 0 | 0 | 0 | 0 | 0 | 0 | 0 | 0 | 0 | 0 | 0 | 0 | 0 | 0 | 0
F2_Commercial_Retail_Existing_Food Preparation_Natural Gas_Fryer_E5 | F2 | Commercial | Retail | Existing | Food Preparation | Natural Gas | Fryer | E5 | TRC BC Ratio | 0 | 0 | 0 | 0 | 0 | 0 | 0 | 0 | 0 | 0 | 0 | 0 | 0 | 0 | 0 | 0 | 0 | 0 | 0 | 0 | 0 | 0 | 0 | 0 | 0 | 0 | 0 | 0 | 0 | 0 | 0
F2_Commercial_Retail_Existing_Food Preparation_Natural Gas_Fryer_E6 | F2 | Commercial | Retail | Existing | Food Preparation | Natural Gas | Fryer | E6 | TRC BC Ratio | 0 | 0 | 0 | 0 | 0 | 0 | 0 | 0 | 0 | 0 | 0 | 0 | 0 | 0 | 0 | 0 | 0 | 0 | 0 | 0 | 0 | 0 | 0 | 0 | 0 | 0 | 0 | 0 | 0 | 0 | 0
F2_Commercial_Retail_Existing_Food Preparation_Natural Gas_Fryer_E7 | F2 | Commercial | Retail | Existing | Food Preparation | Natural Gas | Fryer | E7 | TRC BC Ratio | 0 | 0 | 0 | 0 | 0 | 0 | 0 | 0 | 0 | 0 | 0 | 0 | 0 | 0 | 0 | 0 | 0 | 0 | 0 | 0 | 0 | 0 | 0 | 0 | 0 | 0 | 0 | 0 | 0 | 0 | 0
F2_Commercial_Retail_Existing_Food Preparation_Natural Gas_Fryer_E8 | F2 | Commercial | Retail | Existing | Food Preparation | Natural Gas | Fryer | E8 | TRC BC Ratio | 0 | 0 | 0 | 0 | 0 | 0 | 0 | 0 | 0 | 0 | 0 | 0 | 0 | 0 | 0 | 0 | 0 | 0 | 0 | 0 | 0 | 0 | 0 | 0 | 0 | 0 | 0 | 0 | 0 | 0 | 0
F2_Commercial_Retail_Existing_Food Preparation_Natural Gas_Fryer_E9 | F2 | Commercial | Retail | Existing | Food Preparation | Natural Gas | Fryer | E9 | TRC BC Ratio | 0 | 0 | 0 | 0 | 0 | 0 | 0 | 0 | 0 | 0 | 0 | 0 | 0 | 0 | 0 | 0 | 0 | 0 | 0 | 0 | 0 | 0 | 0 | 0 | 0 | 0 | 0 | 0 | 0 | 0 | 0
F2_Commercial_Retail_Existing_Food Preparation_Natural Gas_Fryer_E10 | F2 | Commercial | Retail | Existing | Food Preparation | Natural Gas | Fryer | E10 | TRC BC Ratio | 0 | 0 | 0 | 0 | 0 | 0 | 0 | 0 | 0 | 0 | 0 | 0 | 0 | 0 | 0 | 0 | 0 | 0 | 0 | 0 | 0 | 0 | 0 | 0 | 0 | 0 | 0 | 0 | 0 | 0 | 0
F3_Commercial_Retail_Existing_Food Preparation_Natural Gas_Fryer_E1 | F3 | Commercial | Retail | Existing | Food Preparation | Natural Gas | Fryer | E1 | PACT BC Ratio | 0.9 | 0.9 | 0.9 | 0 | 0 | 0 | 0 | 0 | 0 | 0 | 0 | 0 | 0 | 0 | 0 | 0 | 0 | 0 | 0 | 0 | 0 | 0 | 0 | 0 | 0 | 0 | 0 | 0 | 0 | 0 | 0
F3_Commercial_Retail_Existing_Food Preparation_Natural Gas_Fryer_E2 | F3 | Commercial | Retail | Existing | Food Preparation | Natural Gas | Fryer | E2 | PACT BC Ratio | 1.4526 | 1.4846 | 1.5103 | 0.9 | 0.9 | 0.9 | 0.9 | 0.9 | 0.9 | 0.9 | 0.9 | 0.9 | 0.9 | 0.9 | 0.9 | 0.9 | 0.9 | 0.9 | 0.9 | 0.9 | 0.9 | 0.9 | 0.9 | 0.9 | 0.9 | 0.9 | 0.9 | 0.9 | 0.9 | 0.9 | 0.9
F3_Commercial_Retail_Existing_Food Preparation_Natural Gas_Fryer_E3 | F3 | Commercial | Retail | Existing | Food Preparation | Natural Gas | Fryer | E3 | PACT BC Ratio | 0 | 0 | 0 | 0 | 0 | 0 | 0 | 0 | 0 | 0 | 0 | 0 | 0 | 0 | 0 | 0 | 0 | 0 | 0 | 0 | 0 | 0 | 0 | 0 | 0 | 0 | 0 | 0 | 0 | 0 | 0
F3_Commercial_Retail_Existing_Food Preparation_Natural Gas_Fryer_E4 | F3 | Commercial | Retail | Existing | Food Preparation | Natural Gas | Fryer | E4 | PACT BC Ratio | 0 | 0 | 0 | 0 | 0 | 0 | 0 | 0 | 0 | 0 | 0 | 0 | 0 | 0 | 0 | 0 | 0 | 0 | 0 | 0 | 0 | 0 | 0 | 0 | 0 | 0 | 0 | 0 | 0 | 0 | 0
F3_Commercial_Retail_Existing_Food Preparation_Natural Gas_Fryer_E5 | F3 | Commercial | Retail | Existing | Food Preparation | Natural Gas | Fryer | E5 | PACT BC Ratio | 0 | 0 | 0 | 0 | 0 | 0 | 0 | 0 | 0 | 0 | 0 | 0 | 0 | 0 | 0 | 0 | 0 | 0 | 0 | 0 | 0 | 0 | 0 | 0 | 0 | 0 | 0 | 0 | 0 | 0 | 0
F3_Commercial_Retail_Existing_Food Preparation_Natural Gas_Fryer_E6 | F3 | Commercial | Retail | Existing | Food Preparation | Natural Gas | Fryer | E6 | PACT BC Ratio | 0 | 0 | 0 | 0 | 0 | 0 | 0 | 0 | 0 | 0 | 0 | 0 | 0 | 0 | 0 | 0 | 0 | 0 | 0 | 0 | 0 | 0 | 0 | 0 | 0 | 0 | 0 | 0 | 0 | 0 | 0
F3_Commercial_Retail_Existing_Food Preparation_Natural Gas_Fryer_E7 | F3 | Commercial | Retail | Existing | Food Preparation | Natural Gas | Fryer | E7 | PACT BC Ratio | 0 | 0 | 0 | 0 | 0 | 0 | 0 | 0 | 0 | 0 | 0 | 0 | 0 | 0 | 0 | 0 | 0 | 0 | 0 | 0 | 0 | 0 | 0 | 0 | 0 | 0 | 0 | 0 | 0 | 0 | 0
F3_Commercial_Retail_Existing_Food Preparation_Natural Gas_Fryer_E8 | F3 | Commercial | Retail | Existing | Food Preparation | Natural Gas | Fryer | E8 | PACT BC Ratio | 0 | 0 | 0 | 0 | 0 | 0 | 0 | 0 | 0 | 0 | 0 | 0 | 0 | 0 | 0 | 0 | 0 | 0 | 0 | 0 | 0 | 0 | 0 | 0 | 0 | 0 | 0 | 0 | 0 | 0 | 0
F3_Commercial_Retail_Existing_Food Preparation_Natural Gas_Fryer_E9 | F3 | Commercial | Retail | Existing | Food Preparation | Natural Gas | Fryer | E9 | PACT BC Ratio | 0 | 0 | 0 | 0 | 0 | 0 | 0 | 0 | 0 | 0 | 0 | 0 | 0 | 0 | 0 | 0 | 0 | 0 | 0 | 0 | 0 | 0 | 0 | 0 | 0 | 0 | 0 | 0 | 0 | 0 | 0
F3_Commercial_Retail_Existing_Food Preparation_Natural Gas_Fryer_E10 | F3 | Commercial | Retail | Existing | Food Preparation | Natural Gas | Fryer | E10 | PACT BC Ratio | 0 | 0 | 0 | 0 | 0 | 0 | 0 | 0 | 0 | 0 | 0 | 0 | 0 | 0 | 0 | 0 | 0 | 0 | 0 | 0 | 0 | 0 | 0 | 0 | 0 | 0 | 0 | 0 | 0 | 0 | 0
F4_Commercial_Retail_Existing_Food Preparation_Natural Gas_Fryer_E1 | F4 | Commercial | Retail | Existing | Food Preparation | Natural Gas | Fryer | E1 | PCT BC Ratio | 0.9 | 0.9 | 0.9 | 0 | 0 | 0 | 0 | 0 | 0 | 0 | 0 | 0 | 0 | 0 | 0 | 0 | 0 | 0 | 0 | 0 | 0 | 0 | 0 | 0 | 0 | 0 | 0 | 0 | 0 | 0 | 0
F4_Commercial_Retail_Existing_Food Preparation_Natural Gas_Fryer_E2 | F4 | Commercial | Retail | Existing | Food Preparation | Natural Gas | Fryer | E2 | PCT BC Ratio | 4.6546 | 4.7351 | 4.7997 | 0.9 | 0.9 | 0.9 | 0.9 | 0.9 | 0.9 | 0.9 | 0.9 | 0.9 | 0.9 | 0.9 | 0.9 | 0.9 | 0.9 | 0.9 | 0.9 | 0.9 | 0.9 | 0.9 | 0.9 | 0.9 | 0.9 | 0.9 | 0.9 | 0.9 | 0.9 | 0.9 | 0.9
F4_Commercial_Retail_Existing_Food Preparation_Natural Gas_Fryer_E3 | F4 | Commercial | Retail | Existing | Food Preparation | Natural Gas | Fryer | E3 | PCT BC Ratio | 0 | 0 | 0 | 0 | 0 | 0 | 0 | 0 | 0 | 0 | 0 | 0 | 0 | 0 | 0 | 0 | 0 | 0 | 0 | 0 | 0 | 0 | 0 | 0 | 0 | 0 | 0 | 0 | 0 | 0 | 0
F4_Commercial_Retail_Existing_Food Preparation_Natural Gas_Fryer_E4 | F4 | Commercial | Retail | Existing | Food Preparation | Natural Gas | Fryer | E4 | PCT BC Ratio | 0 | 0 | 0 | 0 | 0 | 0 | 0 | 0 | 0 | 0 | 0 | 0 | 0 | 0 | 0 | 0 | 0 | 0 | 0 | 0 | 0 | 0 | 0 | 0 | 0 | 0 | 0 | 0 | 0 | 0 | 0
F4_Commercial_Retail_Existing_Food Preparation_Natural Gas_Fryer_E5 | F4 | Commercial | Retail | Existing | Food Preparation | Natural Gas | Fryer | E5 | PCT BC Ratio | 0 | 0 | 0 | 0 | 0 | 0 | 0 | 0 | 0 | 0 | 0 | 0 | 0 | 0 | 0 | 0 | 0 | 0 | 0 | 0 | 0 | 0 | 0 | 0 | 0 | 0 | 0 | 0 | 0 | 0 | 0
F4_Commercial_Retail_Existing_Food Preparation_Natural Gas_Fryer_E6 | F4 | Commercial | Retail | Existing | Food Preparation | Natural Gas | Fryer | E6 | PCT BC Ratio | 0 | 0 | 0 | 0 | 0 | 0 | 0 | 0 | 0 | 0 | 0 | 0 | 0 | 0 | 0 | 0 | 0 | 0 | 0 | 0 | 0 | 0 | 0 | 0 | 0 | 0 | 0 | 0 | 0 | 0 | 0
F4_Commercial_Retail_Existing_Food Preparation_Natural Gas_Fryer_E7 | F4 | Commercial | Retail | Existing | Food Preparation | Natural Gas | Fryer | E7 | PCT BC Ratio | 0 | 0 | 0 | 0 | 0 | 0 | 0 | 0 | 0 | 0 | 0 | 0 | 0 | 0 | 0 | 0 | 0 | 0 | 0 | 0 | 0 | 0 | 0 | 0 | 0 | 0 | 0 | 0 | 0 | 0 | 0
F4_Commercial_Retail_Existing_Food Preparation_Natural Gas_Fryer_E8 | F4 | Commercial | Retail | Existing | Food Preparation | Natural Gas | Fryer | E8 | PCT BC Ratio | 0 | 0 | 0 | 0 | 0 | 0 | 0 | 0 | 0 | 0 | 0 | 0 | 0 | 0 | 0 | 0 | 0 | 0 | 0 | 0 | 0 | 0 | 0 | 0 | 0 | 0 | 0 | 0 | 0 | 0 | 0
F4_Commercial_Retail_Existing_Food Preparation_Natural Gas_Fryer_E9 | F4 | Commercial | Retail | Existing | Food Preparation | Natural Gas | Fryer | E9 | PCT BC Ratio | 0 | 0 | 0 | 0 | 0 | 0 | 0 | 0 | 0 | 0 | 0 | 0 | 0 | 0 | 0 | 0 | 0 | 0 | 0 | 0 | 0 | 0 | 0 | 0 | 0 | 0 | 0 | 0 | 0 | 0 | 0
F4_Commercial_Retail_Existing_Food Preparation_Natural Gas_Fryer_E10 | F4 | Commercial | Retail | Existing | Food Preparation | Natural Gas | Fryer | E10 | PCT BC Ratio | 0 | 0 | 0 | 0 | 0 | 0 | 0 | 0 | 0 | 0 | 0 | 0 | 0 | 0 | 0 | 0 | 0 | 0 | 0 | 0 | 0 | 0 | 0 | 0 | 0 | 0 | 0 | 0 | 0 | 0 | 0
F5_Commercial_Retail_Existing_Food Preparation_Natural Gas_Fryer_E1 | F5 | Commercial | Retail | Existing | Food Preparation | Natural Gas | Fryer | E1 | RIM BC Ratio | 0.9 | 0.9 | 0.9 | 0 | 0 | 0 | 0 | 0 | 0 | 0 | 0 | 0 | 0 | 0 | 0 | 0 | 0 | 0 | 0 | 0 | 0 | 0 | 0 | 0 | 0 | 0 | 0 | 0 | 0 | 0 | 0
F5_Commercial_Retail_Existing_Food Preparation_Natural Gas_Fryer_E2 | F5 | Commercial | Retail | Existing | Food Preparation | Natural Gas | Fryer | E2 | RIM BC Ratio | 0.53008 | 0.53428 | 0.53758 | 0.9 | 0.9 | 0.9 | 0.9 | 0.9 | 0.9 | 0.9 | 0.9 | 0.9 | 0.9 | 0.9 | 0.9 | 0.9 | 0.9 | 0.9 | 0.9 | 0.9 | 0.9 | 0.9 | 0.9 | 0.9 | 0.9 | 0.9 | 0.9 | 0.9 | 0.9 | 0.9 | 0.9
F5_Commercial_Retail_Existing_Food Preparation_Natural Gas_Fryer_E3 | F5 | Commercial | Retail | Existing | Food Preparation | Natural Gas | Fryer | E3 | RIM BC Ratio | 0 | 0 | 0 | 0 | 0 | 0 | 0 | 0 | 0 | 0 | 0 | 0 | 0 | 0 | 0 | 0 | 0 | 0 | 0 | 0 | 0 | 0 | 0 | 0 | 0 | 0 | 0 | 0 | 0 | 0 | 0
F5_Commercial_Retail_Existing_Food Preparation_Natural Gas_Fryer_E4 | F5 | Commercial | Retail | Existing | Food Preparation | Natural Gas | Fryer | E4 | RIM BC Ratio | 0 | 0 | 0 | 0 | 0 | 0 | 0 | 0 | 0 | 0 | 0 | 0 | 0 | 0 | 0 | 0 | 0 | 0 | 0 | 0 | 0 | 0 | 0 | 0 | 0 | 0 | 0 | 0 | 0 | 0 | 0
F5_Commercial_Retail_Existing_Food Preparation_Natural Gas_Fryer_E5 | F5 | Commercial | Retail | Existing | Food Preparation | Natural Gas | Fryer | E5 | RIM BC Ratio | 0 | 0 | 0 | 0 | 0 | 0 | 0 | 0 | 0 | 0 | 0 | 0 | 0 | 0 | 0 | 0 | 0 | 0 | 0 | 0 | 0 | 0 | 0 | 0 | 0 | 0 | 0 | 0 | 0 | 0 | 0
F5_Commercial_Retail_Existing_Food Preparation_Natural Gas_Fryer_E6 | F5 | Commercial | Retail | Existing | Food Preparation | Natural Gas | Fryer | E6 | RIM BC Ratio | 0 | 0 | 0 | 0 | 0 | 0 | 0 | 0 | 0 | 0 | 0 | 0 | 0 | 0 | 0 | 0 | 0 | 0 | 0 | 0 | 0 | 0 | 0 | 0 | 0 | 0 | 0 | 0 | 0 | 0 | 0
F5_Commercial_Retail_Existing_Food Preparation_Natural Gas_Fryer_E7 | F5 | Commercial | Retail | Existing | Food Preparation | Natural Gas | Fryer | E7 | RIM BC Ratio | 0 | 0 | 0 | 0 | 0 | 0 | 0 | 0 | 0 | 0 | 0 | 0 | 0 | 0 | 0 | 0 | 0 | 0 | 0 | 0 | 0 | 0 | 0 | 0 | 0 | 0 | 0 | 0 | 0 | 0 | 0
F5_Commercial_Retail_Existing_Food Preparation_Natural Gas_Fryer_E8 | F5 | Commercial | Retail | Existing | Food Preparation | Natural Gas | Fryer | E8 | RIM BC Ratio | 0 | 0 | 0 | 0 | 0 | 0 | 0 | 0 | 0 | 0 | 0 | 0 | 0 | 0 | 0 | 0 | 0 | 0 | 0 | 0 | 0 | 0 | 0 | 0 | 0 | 0 | 0 | 0 | 0 | 0 | 0
F5_Commercial_Retail_Existing_Food Preparation_Natural Gas_Fryer_E9 | F5 | Commercial | Retail | Existing | Food Preparation | Natural Gas | Fryer | E9 | RIM BC Ratio | 0 | 0 | 0 | 0 | 0 | 0 | 0 | 0 | 0 | 0 | 0 | 0 | 0 | 0 | 0 | 0 | 0 | 0 | 0 | 0 | 0 | 0 | 0 | 0 | 0 | 0 | 0 | 0 | 0 | 0 | 0
F5_Commercial_Retail_Existing_Food Preparation_Natural Gas_Fryer_E10 | F5 | Commercial | Retail | Existing | Food Preparation | Natural Gas | Fryer | E10 | RIM BC Ratio | 0 | 0 | 0 | 0 | 0 | 0 | 0 | 0 | 0 | 0 | 0 | 0 | 0 | 0 | 0 | 0 | 0 | 0 | 0 | 0 | 0 | 0 | 0 | 0 | 0 | 0 | 0 | 0 | 0 | 0 | 0
F0_Commercial_Retail_Existing_Food Preparation_Natural Gas_Broiler_E0 | F0 | Commercial | Retail | Existing | Food Preparation | Natural Gas | Broiler | E0 | Economic Unit | Infrared Burners | Infrared Burners | Infrared Burners | Infrared Burners | Infrared Burners | Infrared Burners | Infrared Burners | Infrared Burners | Infrared Burners | Infrared Burners | Infrared Burners | Infrared Burners | Infrared Burners | Infrared Burners | Infrared Burners | Infrared Burners | Infrared Burners | Infrared Burners | Infrared Burners | Infrared Burners | Infrared Burners | Infrared Burners | Infrared Burners | Standard | Standard | Standard | Standard | Standard | Standard | Standard | Standard
F1_Commercial_Retail_Existing_Food Preparation_Natural Gas_Broiler_E1 | F1 | Commercial | Retail | Existing | Food Preparation | Natural Gas | Broiler | E1 | CCE | 0 | 0 | 0 | 0 | 0 | 0 | 0 | 0 | 0 | 0 | 0 | 0 | 0 | 0 | 0 | 0 | 0 | 0 | 0 | 0 | 0 | 0 | 0 | 0 | 0 | 0 | 0 | 0 | 0 | 0 | 0
F1_Commercial_Retail_Existing_Food Preparation_Natural Gas_Broiler_E2 | F1 | Commercial | Retail | Existing | Food Preparation | Natural Gas | Broiler | E2 | CCE | 0.0095007 | 0.0091336 | 0.0091772 | 0.0092731 | 0.0092731 | 0.0092731 | 0.0092731 | 0.0092731 | 0.0092731 | 0.0092731 | 0.0092731 | 0.0092731 | 0.0092731 | 0.0092731 | 0.0092731 | 0.0092731 | 0.0092731 | 0.0092731 | 0.0092731 | 0.0092731 | 0.0092731 | 0.0092731 | 0.0092731 | 0.0092731 | 0.0092731 | 0.0092731 | 0.0092731 | 0.0092731 | 0.0092731 | 0.0092731 | 0.0092731
F1_Commercial_Retail_Existing_Food Preparation_Natural Gas_Broiler_E3 | F1 | Commercial | Retail | Existing | Food Preparation | Natural Gas | Broiler | E3 | CCE | 0 | 0 | 0 | 0 | 0 | 0 | 0 | 0 | 0 | 0 | 0 | 0 | 0 | 0 | 0 | 0 | 0 | 0 | 0 | 0 | 0 | 0 | 0 | 0 | 0 | 0 | 0 | 0 | 0 | 0 | 0
F1_Commercial_Retail_Existing_Food Preparation_Natural Gas_Broiler_E4 | F1 | Commercial | Retail | Existing | Food Preparation | Natural Gas | Broiler | E4 | CCE | 0 | 0 | 0 | 0 | 0 | 0 | 0 | 0 | 0 | 0 | 0 | 0 | 0 | 0 | 0 | 0 | 0 | 0 | 0 | 0 | 0 | 0 | 0 | 0 | 0 | 0 | 0 | 0 | 0 | 0 | 0
F1_Commercial_Retail_Existing_Food Preparation_Natural Gas_Broiler_E5 | F1 | Commercial | Retail | Existing | Food Preparation | Natural Gas | Broiler | E5 | CCE | 0 | 0 | 0 | 0 | 0 | 0 | 0 | 0 | 0 | 0 | 0 | 0 | 0 | 0 | 0 | 0 | 0 | 0 | 0 | 0 | 0 | 0 | 0 | 0 | 0 | 0 | 0 | 0 | 0 | 0 | 0
F1_Commercial_Retail_Existing_Food Preparation_Natural Gas_Broiler_E6 | F1 | Commercial | Retail | Existing | Food Preparation | Natural Gas | Broiler | E6 | CCE | 0 | 0 | 0 | 0 | 0 | 0 | 0 | 0 | 0 | 0 | 0 | 0 | 0 | 0 | 0 | 0 | 0 | 0 | 0 | 0 | 0 | 0 | 0 | 0 | 0 | 0 | 0 | 0 | 0 | 0 | 0
F1_Commercial_Retail_Existing_Food Preparation_Natural Gas_Broiler_E7 | F1 | Commercial | Retail | Existing | Food Preparation | Natural Gas | Broiler | E7 | CCE | 0 | 0 | 0 | 0 | 0 | 0 | 0 | 0 | 0 | 0 | 0 | 0 | 0 | 0 | 0 | 0 | 0 | 0 | 0 | 0 | 0 | 0 | 0 | 0 | 0 | 0 | 0 | 0 | 0 | 0 | 0
F1_Commercial_Retail_Existing_Food Preparation_Natural Gas_Broiler_E8 | F1 | Commercial | Retail | Existing | Food Preparation | Natural Gas | Broiler | E8 | CCE | 0 | 0 | 0 | 0 | 0 | 0 | 0 | 0 | 0 | 0 | 0 | 0 | 0 | 0 | 0 | 0 | 0 | 0 | 0 | 0 | 0 | 0 | 0 | 0 | 0 | 0 | 0 | 0 | 0 | 0 | 0
F1_Commercial_Retail_Existing_Food Preparation_Natural Gas_Broiler_E9 | F1 | Commercial | Retail | Existing | Food Preparation | Natural Gas | Broiler | E9 | CCE | 0 | 0 | 0 | 0 | 0 | 0 | 0 | 0 | 0 | 0 | 0 | 0 | 0 | 0 | 0 | 0 | 0 | 0 | 0 | 0 | 0 | 0 | 0 | 0 | 0 | 0 | 0 | 0 | 0 | 0 | 0
F1_Commercial_Retail_Existing_Food Preparation_Natural Gas_Broiler_E10 | F1 | Commercial | Retail | Existing | Food Preparation | Natural Gas | Broiler | E10 | CCE | 0 | 0 | 0 | 0 | 0 | 0 | 0 | 0 | 0 | 0 | 0 | 0 | 0 | 0 | 0 | 0 | 0 | 0 | 0 | 0 | 0 | 0 | 0 | 0 | 0 | 0 | 0 | 0 | 0 | 0 | 0
F2_Commercial_Retail_Existing_Food Preparation_Natural Gas_Broiler_E1 | F2 | Commercial | Retail | Existing | Food Preparation | Natural Gas | Broiler | E1 | TRC BC Ratio | 0.9 | 0.9 | 0.9 | 0.9 | 0.9 | 0.9 | 0.9 | 0.9 | 0.9 | 0.9 | 0.9 | 0.9 | 0.9 | 0.9 | 0.9 | 0.9 | 0.9 | 0.9 | 0.9 | 0.9 | 0.9 | 0.9 | 0.9 | 0.9 | 0.9 | 0.9 | 0.9 | 0.9 | 0.9 | 0.9 | 0.9
F2_Commercial_Retail_Existing_Food Preparation_Natural Gas_Broiler_E2 | F2 | Commercial | Retail | Existing | Food Preparation | Natural Gas | Broiler | E2 | TRC BC Ratio | 1.0817 | 1.0984 | 1.1105 | 1.1043 | 1.1054 | 1.0419 | 0.98943 | 0.96011 | 0.94795 | 0.98308 | 1.0292 | 1.0775 | 0.98953 | 1.0482 | 1.0518 | 1.0465 | 1.0475 | 1.0507 | 1.0307 | 1.0428 | 1.0509 | 1.0624 | 1.0772 | 0.54026 | 0.52971 | 0.5198 | 0.51043 | 0.50152 | 0.49298 | 0.48476 | 0.4768
F2_Commercial_Retail_Existing_Food Preparation_Natural Gas_Broiler_E3 | F2 | Commercial | Retail | Existing | Food Preparation | Natural Gas | Broiler | E3 | TRC BC Ratio | 0 | 0 | 0 | 0 | 0 | 0 | 0 | 0 | 0 | 0 | 0 | 0 | 0 | 0 | 0 | 0 | 0 | 0 | 0 | 0 | 0 | 0 | 0 | 0 | 0 | 0 | 0 | 0 | 0 | 0 | 0
F2_Commercial_Retail_Existing_Food Preparation_Natural Gas_Broiler_E4 | F2 | Commercial | Retail | Existing | Food Preparation | Natural Gas | Broiler | E4 | TRC BC Ratio | 0 | 0 | 0 | 0 | 0 | 0 | 0 | 0 | 0 | 0 | 0 | 0 | 0 | 0 | 0 | 0 | 0 | 0 | 0 | 0 | 0 | 0 | 0 | 0 | 0 | 0 | 0 | 0 | 0 | 0 | 0
F2_Commercial_Retail_Existing_Food Preparation_Natural Gas_Broiler_E5 | F2 | Commercial | Retail | Existing | Food Preparation | Natural Gas | Broiler | E5 | TRC BC Ratio | 0 | 0 | 0 | 0 | 0 | 0 | 0 | 0 | 0 | 0 | 0 | 0 | 0 | 0 | 0 | 0 | 0 | 0 | 0 | 0 | 0 | 0 | 0 | 0 | 0 | 0 | 0 | 0 | 0 | 0 | 0
F2_Commercial_Retail_Existing_Food Preparation_Natural Gas_Broiler_E6 | F2 | Commercial | Retail | Existing | Food Preparation | Natural Gas | Broiler | E6 | TRC BC Ratio | 0 | 0 | 0 | 0 | 0 | 0 | 0 | 0 | 0 | 0 | 0 | 0 | 0 | 0 | 0 | 0 | 0 | 0 | 0 | 0 | 0 | 0 | 0 | 0 | 0 | 0 | 0 | 0 | 0 | 0 | 0
F2_Commercial_Retail_Existing_Food Preparation_Natural Gas_Broiler_E7 | F2 | Commercial | Retail | Existing | Food Preparation | Natural Gas | Broiler | E7 | TRC BC Ratio | 0 | 0 | 0 | 0 | 0 | 0 | 0 | 0 | 0 | 0 | 0 | 0 | 0 | 0 | 0 | 0 | 0 | 0 | 0 | 0 | 0 | 0 | 0 | 0 | 0 | 0 | 0 | 0 | 0 | 0 | 0
F2_Commercial_Retail_Existing_Food Preparation_Natural Gas_Broiler_E8 | F2 | Commercial | Retail | Existing | Food Preparation | Natural Gas | Broiler | E8 | TRC BC Ratio | 0 | 0 | 0 | 0 | 0 | 0 | 0 | 0 | 0 | 0 | 0 | 0 | 0 | 0 | 0 | 0 | 0 | 0 | 0 | 0 | 0 | 0 | 0 | 0 | 0 | 0 | 0 | 0 | 0 | 0 | 0
F2_Commercial_Retail_Existing_Food Preparation_Natural Gas_Broiler_E9 | F2 | Commercial | Retail | Existing | Food Preparation | Natural Gas | Broiler | E9 | TRC BC Ratio | 0 | 0 | 0 | 0 | 0 | 0 | 0 | 0 | 0 | 0 | 0 | 0 | 0 | 0 | 0 | 0 | 0 | 0 | 0 | 0 | 0 | 0 | 0 | 0 | 0 | 0 | 0 | 0 | 0 | 0 | 0
F2_Commercial_Retail_Existing_Food Preparation_Natural Gas_Broiler_E10 | F2 | Commercial | Retail | Existing | Food Preparation | Natural Gas | Broiler | E10 | TRC BC Ratio | 0 | 0 | 0 | 0 | 0 | 0 | 0 | 0 | 0 | 0 | 0 | 0 | 0 | 0 | 0 | 0 | 0 | 0 | 0 | 0 | 0 | 0 | 0 | 0 | 0 | 0 | 0 | 0 | 0 | 0 | 0
F3_Commercial_Retail_Existing_Food Preparation_Natural Gas_Broiler_E1 | F3 | Commercial | Retail | Existing | Food Preparation | Natural Gas | Broiler | E1 | PACT BC Ratio | 0.9 | 0.9 | 0.9 | 0.9 | 0.9 | 0.9 | 0.9 | 0.9 | 0.9 | 0.9 | 0.9 | 0.9 | 0.9 | 0.9 | 0.9 | 0.9 | 0.9 | 0.9 | 0.9 | 0.9 | 0.9 | 0.9 | 0.9 | 0.9 | 0.9 | 0.9 | 0.9 | 0.9 | 0.9 | 0.9 | 0.9
F3_Commercial_Retail_Existing_Food Preparation_Natural Gas_Broiler_E2 | F3 | Commercial | Retail | Existing | Food Preparation | Natural Gas | Broiler | E2 | PACT BC Ratio | 1.3418 | 1.3625 | 1.3776 | 1.3699 | 1.3713 | 1.2925 | 1.2274 | 1.191 | 1.1759 | 1.2195 | 1.2768 | 1.3366 | 1.2275 | 1.3003 | 1.3048 | 1.2982 | 1.2994 | 1.3034 | 1.2785 | 1.2936 | 1.3037 | 1.318 | 1.3363 | 0.6702 | 0.65711 | 0.64482 | 0.6332 | 0.62214 | 0.61155 | 0.60135 | 0.59148
F3_Commercial_Retail_Existing_Food Preparation_Natural Gas_Broiler_E3 | F3 | Commercial | Retail | Existing | Food Preparation | Natural Gas | Broiler | E3 | PACT BC Ratio | 0 | 0 | 0 | 0 | 0 | 0 | 0 | 0 | 0 | 0 | 0 | 0 | 0 | 0 | 0 | 0 | 0 | 0 | 0 | 0 | 0 | 0 | 0 | 0 | 0 | 0 | 0 | 0 | 0 | 0 | 0
F3_Commercial_Retail_Existing_Food Preparation_Natural Gas_Broiler_E4 | F3 | Commercial | Retail | Existing | Food Preparation | Natural Gas | Broiler | E4 | PACT BC Ratio | 0 | 0 | 0 | 0 | 0 | 0 | 0 | 0 | 0 | 0 | 0 | 0 | 0 | 0 | 0 | 0 | 0 | 0 | 0 | 0 | 0 | 0 | 0 | 0 | 0 | 0 | 0 | 0 | 0 | 0 | 0
F3_Commercial_Retail_Existing_Food Preparation_Natural Gas_Broiler_E5 | F3 | Commercial | Retail | Existing | Food Preparation | Natural Gas | Broiler | E5 | PACT BC Ratio | 0 | 0 | 0 | 0 | 0 | 0 | 0 | 0 | 0 | 0 | 0 | 0 | 0 | 0 | 0 | 0 | 0 | 0 | 0 | 0 | 0 | 0 | 0 | 0 | 0 | 0 | 0 | 0 | 0 | 0 | 0
F3_Commercial_Retail_Existing_Food Preparation_Natural Gas_Broiler_E6 | F3 | Commercial | Retail | Existing | Food Preparation | Natural Gas | Broiler | E6 | PACT BC Ratio | 0 | 0 | 0 | 0 | 0 | 0 | 0 | 0 | 0 | 0 | 0 | 0 | 0 | 0 | 0 | 0 | 0 | 0 | 0 | 0 | 0 | 0 | 0 | 0 | 0 | 0 | 0 | 0 | 0 | 0 | 0
F3_Commercial_Retail_Existing_Food Preparation_Natural Gas_Broiler_E7 | F3 | Commercial | Retail | Existing | Food Preparation | Natural Gas | Broiler | E7 | PACT BC Ratio | 0 | 0 | 0 | 0 | 0 | 0 | 0 | 0 | 0 | 0 | 0 | 0 | 0 | 0 | 0 | 0 | 0 | 0 | 0 | 0 | 0 | 0 | 0 | 0 | 0 | 0 | 0 | 0 | 0 | 0 | 0
F3_Commercial_Retail_Existing_Food Preparation_Natural Gas_Broiler_E8 | F3 | Commercial | Retail | Existing | Food Preparation | Natural Gas | Broiler | E8 | PACT BC Ratio | 0 | 0 | 0 | 0 | 0 | 0 | 0 | 0 | 0 | 0 | 0 | 0 | 0 | 0 | 0 | 0 | 0 | 0 | 0 | 0 | 0 | 0 | 0 | 0 | 0 | 0 | 0 | 0 | 0 | 0 | 0
F3_Commercial_Retail_Existing_Food Preparation_Natural Gas_Broiler_E9 | F3 | Commercial | Retail | Existing | Food Preparation | Natural Gas | Broiler | E9 | PACT BC Ratio | 0 | 0 | 0 | 0 | 0 | 0 | 0 | 0 | 0 | 0 | 0 | 0 | 0 | 0 | 0 | 0 | 0 | 0 | 0 | 0 | 0 | 0 | 0 | 0 | 0 | 0 | 0 | 0 | 0 | 0 | 0
F3_Commercial_Retail_Existing_Food Preparation_Natural Gas_Broiler_E10 | F3 | Commercial | Retail | Existing | Food Preparation | Natural Gas | Broiler | E10 | PACT BC Ratio | 0 | 0 | 0 | 0 | 0 | 0 | 0 | 0 | 0 | 0 | 0 | 0 | 0 | 0 | 0 | 0 | 0 | 0 | 0 | 0 | 0 | 0 | 0 | 0 | 0 | 0 | 0 | 0 | 0 | 0 | 0
F4_Commercial_Retail_Existing_Food Preparation_Natural Gas_Broiler_E1 | F4 | Commercial | Retail | Existing | Food Preparation | Natural Gas | Broiler | E1 | PCT BC Ratio | 0.9 | 0.9 | 0.9 | 0.9 | 0.9 | 0.9 | 0.9 | 0.9 | 0.9 | 0.9 | 0.9 | 0.9 | 0.9 | 0.9 | 0.9 | 0.9 | 0.9 | 0.9 | 0.9 | 0.9 | 0.9 | 0.9 | 0.9 | 0.9 | 0.9 | 0.9 | 0.9 | 0.9 | 0.9 | 0.9 | 0.9
F4_Commercial_Retail_Existing_Food Preparation_Natural Gas_Broiler_E2 | F4 | Commercial | Retail | Existing | Food Preparation | Natural Gas | Broiler | E2 | PCT BC Ratio | 2.9075 | 2.9421 | 2.9672 | 2.9544 | 2.9567 | 2.8251 | 2.7162 | 2.6554 | 2.6302 | 2.703 | 2.7987 | 2.8987 | 2.7164 | 2.8381 | 2.8455 | 2.8346 | 2.8366 | 2.8433 | 2.8017 | 2.8268 | 2.8437 | 2.8676 | 2.8982 | 1.7847 | 1.7629 | 1.7423 | 1.7229 | 1.7044 | 1.6867 | 1.6697 | 1.6532
F4_Commercial_Retail_Existing_Food Preparation_Natural Gas_Broiler_E3 | F4 | Commercial | Retail | Existing | Food Preparation | Natural Gas | Broiler | E3 | PCT BC Ratio | 0 | 0 | 0 | 0 | 0 | 0 | 0 | 0 | 0 | 0 | 0 | 0 | 0 | 0 | 0 | 0 | 0 | 0 | 0 | 0 | 0 | 0 | 0 | 0 | 0 | 0 | 0 | 0 | 0 | 0 | 0
F4_Commercial_Retail_Existing_Food Preparation_Natural Gas_Broiler_E4 | F4 | Commercial | Retail | Existing | Food Preparation | Natural Gas | Broiler | E4 | PCT BC Ratio | 0 | 0 | 0 | 0 | 0 | 0 | 0 | 0 | 0 | 0 | 0 | 0 | 0 | 0 | 0 | 0 | 0 | 0 | 0 | 0 | 0 | 0 | 0 | 0 | 0 | 0 | 0 | 0 | 0 | 0 | 0
F4_Commercial_Retail_Existing_Food Preparation_Natural Gas_Broiler_E5 | F4 | Commercial | Retail | Existing | Food Preparation | Natural Gas | Broiler | E5 | PCT BC Ratio | 0 | 0 | 0 | 0 | 0 | 0 | 0 | 0 | 0 | 0 | 0 | 0 | 0 | 0 | 0 | 0 | 0 | 0 | 0 | 0 | 0 | 0 | 0 | 0 | 0 | 0 | 0 | 0 | 0 | 0 | 0
F4_Commercial_Retail_Existing_Food Preparation_Natural Gas_Broiler_E6 | F4 | Commercial | Retail | Existing | Food Preparation | Natural Gas | Broiler | E6 | PCT BC Ratio | 0 | 0 | 0 | 0 | 0 | 0 | 0 | 0 | 0 | 0 | 0 | 0 | 0 | 0 | 0 | 0 | 0 | 0 | 0 | 0 | 0 | 0 | 0 | 0 | 0 | 0 | 0 | 0 | 0 | 0 | 0
F4_Commercial_Retail_Existing_Food Preparation_Natural Gas_Broiler_E7 | F4 | Commercial | Retail | Existing | Food Preparation | Natural Gas | Broiler | E7 | PCT BC Ratio | 0 | 0 | 0 | 0 | 0 | 0 | 0 | 0 | 0 | 0 | 0 | 0 | 0 | 0 | 0 | 0 | 0 | 0 | 0 | 0 | 0 | 0 | 0 | 0 | 0 | 0 | 0 | 0 | 0 | 0 | 0
F4_Commercial_Retail_Existing_Food Preparation_Natural Gas_Broiler_E8 | F4 | Commercial | Retail | Existing | Food Preparation | Natural Gas | Broiler | E8 | PCT BC Ratio | 0 | 0 | 0 | 0 | 0 | 0 | 0 | 0 | 0 | 0 | 0 | 0 | 0 | 0 | 0 | 0 | 0 | 0 | 0 | 0 | 0 | 0 | 0 | 0 | 0 | 0 | 0 | 0 | 0 | 0 | 0
F4_Commercial_Retail_Existing_Food Preparation_Natural Gas_Broiler_E9 | F4 | Commercial | Retail | Existing | Food Preparation | Natural Gas | Broiler | E9 | PCT BC Ratio | 0 | 0 | 0 | 0 | 0 | 0 | 0 | 0 | 0 | 0 | 0 | 0 | 0 | 0 | 0 | 0 | 0 | 0 | 0 | 0 | 0 | 0 | 0 | 0 | 0 | 0 | 0 | 0 | 0 | 0 | 0
F4_Commercial_Retail_Existing_Food Preparation_Natural Gas_Broiler_E10 | F4 | Commercial | Retail | Existing | Food Preparation | Natural Gas | Broiler | E10 | PCT BC Ratio | 0 | 0 | 0 | 0 | 0 | 0 | 0 | 0 | 0 | 0 | 0 | 0 | 0 | 0 | 0 | 0 | 0 | 0 | 0 | 0 | 0 | 0 | 0 | 0 | 0 | 0 | 0 | 0 | 0 | 0 | 0
F5_Commercial_Retail_Existing_Food Preparation_Natural Gas_Broiler_E1 | F5 | Commercial | Retail | Existing | Food Preparation | Natural Gas | Broiler | E1 | RIM BC Ratio | 0.9 | 0.9 | 0.9 | 0.9 | 0.9 | 0.9 | 0.9 | 0.9 | 0.9 | 0.9 | 0.9 | 0.9 | 0.9 | 0.9 | 0.9 | 0.9 | 0.9 | 0.9 | 0.9 | 0.9 | 0.9 | 0.9 | 0.9 | 0.9 | 0.9 | 0.9 | 0.9 | 0.9 | 0.9 | 0.9 | 0.9
F5_Commercial_Retail_Existing_Food Preparation_Natural Gas_Broiler_E2 | F5 | Commercial | Retail | Existing | Food Preparation | Natural Gas | Broiler | E2 | RIM BC Ratio | 0.51458 | 0.5176 | 0.51976 | 0.51866 | 0.51886 | 0.50717 | 0.49682 | 0.49075 | 0.48817 | 0.49553 | 0.50472 | 0.51381 | 0.49684 | 0.50836 | 0.50904 | 0.50804 | 0.50823 | 0.50884 | 0.505 | 0.50733 | 0.50888 | 0.51103 | 0.51377 | 0.37172 | 0.36766 | 0.36378 | 0.36005 | 0.35645 | 0.35295 | 0.34953 | 0.34617
F5_Commercial_Retail_Existing_Food Preparation_Natural Gas_Broiler_E3 | F5 | Commercial | Retail | Existing | Food Preparation | Natural Gas | Broiler | E3 | RIM BC Ratio | 0 | 0 | 0 | 0 | 0 | 0 | 0 | 0 | 0 | 0 | 0 | 0 | 0 | 0 | 0 | 0 | 0 | 0 | 0 | 0 | 0 | 0 | 0 | 0 | 0 | 0 | 0 | 0 | 0 | 0 | 0
F5_Commercial_Retail_Existing_Food Preparation_Natural Gas_Broiler_E4 | F5 | Commercial | Retail | Existing | Food Preparation | Natural Gas | Broiler | E4 | RIM BC Ratio | 0 | 0 | 0 | 0 | 0 | 0 | 0 | 0 | 0 | 0 | 0 | 0 | 0 | 0 | 0 | 0 | 0 | 0 | 0 | 0 | 0 | 0 | 0 | 0 | 0 | 0 | 0 | 0 | 0 | 0 | 0
F5_Commercial_Retail_Existing_Food Preparation_Natural Gas_Broiler_E5 | F5 | Commercial | Retail | Existing | Food Preparation | Natural Gas | Broiler | E5 | RIM BC Ratio | 0 | 0 | 0 | 0 | 0 | 0 | 0 | 0 | 0 | 0 | 0 | 0 | 0 | 0 | 0 | 0 | 0 | 0 | 0 | 0 | 0 | 0 | 0 | 0 | 0 | 0 | 0 | 0 | 0 | 0 | 0
F5_Commercial_Retail_Existing_Food Preparation_Natural Gas_Broiler_E6 | F5 | Commercial | Retail | Existing | Food Preparation | Natural Gas | Broiler | E6 | RIM BC Ratio | 0 | 0 | 0 | 0 | 0 | 0 | 0 | 0 | 0 | 0 | 0 | 0 | 0 | 0 | 0 | 0 | 0 | 0 | 0 | 0 | 0 | 0 | 0 | 0 | 0 | 0 | 0 | 0 | 0 | 0 | 0
F5_Commercial_Retail_Existing_Food Preparation_Natural Gas_Broiler_E7 | F5 | Commercial | Retail | Existing | Food Preparation | Natural Gas | Broiler | E7 | RIM BC Ratio | 0 | 0 | 0 | 0 | 0 | 0 | 0 | 0 | 0 | 0 | 0 | 0 | 0 | 0 | 0 | 0 | 0 | 0 | 0 | 0 | 0 | 0 | 0 | 0 | 0 | 0 | 0 | 0 | 0 | 0 | 0
F5_Commercial_Retail_Existing_Food Preparation_Natural Gas_Broiler_E8 | F5 | Commercial | Retail | Existing | Food Preparation | Natural Gas | Broiler | E8 | RIM BC Ratio | 0 | 0 | 0 | 0 | 0 | 0 | 0 | 0 | 0 | 0 | 0 | 0 | 0 | 0 | 0 | 0 | 0 | 0 | 0 | 0 | 0 | 0 | 0 | 0 | 0 | 0 | 0 | 0 | 0 | 0 | 0
F5_Commercial_Retail_Existing_Food Preparation_Natural Gas_Broiler_E9 | F5 | Commercial | Retail | Existing | Food Preparation | Natural Gas | Broiler | E9 | RIM BC Ratio | 0 | 0 | 0 | 0 | 0 | 0 | 0 | 0 | 0 | 0 | 0 | 0 | 0 | 0 | 0 | 0 | 0 | 0 | 0 | 0 | 0 | 0 | 0 | 0 | 0 | 0 | 0 | 0 | 0 | 0 | 0
F5_Commercial_Retail_Existing_Food Preparation_Natural Gas_Broiler_E10 | F5 | Commercial | Retail | Existing | Food Preparation | Natural Gas | Broiler | E10 | RIM BC Ratio | 0 | 0 | 0 | 0 | 0 | 0 | 0 | 0 | 0 | 0 | 0 | 0 | 0 | 0 | 0 | 0 | 0 | 0 | 0 | 0 | 0 | 0 | 0 | 0 | 0 | 0 | 0 | 0 | 0 | 0 | 0
F0_Commercial_Retail_Existing_Food Preparation_Natural Gas_Griddle_E0 | F0 | Commercial | Retail | Existing | Food Preparation | Natural Gas | Griddle | E0 | Economic Unit | ENERGY STAR | ENERGY STAR | ENERGY STAR | ENERGY STAR | ENERGY STAR | ENERGY STAR | ENERGY STAR | ENERGY STAR | ENERGY STAR | ENERGY STAR | ENERGY STAR | ENERGY STAR | ENERGY STAR | ENERGY STAR | ENERGY STAR | ENERGY STAR | ENERGY STAR | ENERGY STAR | ENERGY STAR | ENERGY STAR | ENERGY STAR | ENERGY STAR | ENERGY STAR | Standard | Standard | Standard | Standard | Standard | Standard | Standard | Standard
F1_Commercial_Retail_Existing_Food Preparation_Natural Gas_Griddle_E1 | F1 | Commercial | Retail | Existing | Food Preparation | Natural Gas | Griddle | E1 | CCE | 0 | 0 | 0 | 0 | 0 | 0 | 0 | 0 | 0 | 0 | 0 | 0 | 0 | 0 | 0 | 0 | 0 | 0 | 0 | 0 | 0 | 0 | 0 | 0 | 0 | 0 | 0 | 0 | 0 | 0 | 0
F1_Commercial_Retail_Existing_Food Preparation_Natural Gas_Griddle_E2 | F1 | Commercial | Retail | Existing | Food Preparation | Natural Gas | Griddle | E2 | CCE | 0.005722 | 0.0055009 | 0.0055271 | 0.0055849 | 0.0055849 | 0.0055849 | 0.0055849 | 0.0055849 | 0.0055849 | 0.0055849 | 0.0055849 | 0.0055849 | 0.0055849 | 0.0055849 | 0.0055849 | 0.0055849 | 0.0055849 | 0.0055849 | 0.0055849 | 0.0055849 | 0.0055849 | 0.0055849 | 0.0055849 | 0.0055849 | 0.0055849 | 0.0055849 | 0.0055849 | 0.0055849 | 0.0055849 | 0.0055849 | 0.0055849
F1_Commercial_Retail_Existing_Food Preparation_Natural Gas_Griddle_E3 | F1 | Commercial | Retail | Existing | Food Preparation | Natural Gas | Griddle | E3 | CCE | 0 | 0 | 0 | 0 | 0 | 0 | 0 | 0 | 0 | 0 | 0 | 0 | 0 | 0 | 0 | 0 | 0 | 0 | 0 | 0 | 0 | 0 | 0 | 0 | 0 | 0 | 0 | 0 | 0 | 0 | 0
F1_Commercial_Retail_Existing_Food Preparation_Natural Gas_Griddle_E4 | F1 | Commercial | Retail | Existing | Food Preparation | Natural Gas | Griddle | E4 | CCE | 0 | 0 | 0 | 0 | 0 | 0 | 0 | 0 | 0 | 0 | 0 | 0 | 0 | 0 | 0 | 0 | 0 | 0 | 0 | 0 | 0 | 0 | 0 | 0 | 0 | 0 | 0 | 0 | 0 | 0 | 0
F1_Commercial_Retail_Existing_Food Preparation_Natural Gas_Griddle_E5 | F1 | Commercial | Retail | Existing | Food Preparation | Natural Gas | Griddle | E5 | CCE | 0 | 0 | 0 | 0 | 0 | 0 | 0 | 0 | 0 | 0 | 0 | 0 | 0 | 0 | 0 | 0 | 0 | 0 | 0 | 0 | 0 | 0 | 0 | 0 | 0 | 0 | 0 | 0 | 0 | 0 | 0
F1_Commercial_Retail_Existing_Food Preparation_Natural Gas_Griddle_E6 | F1 | Commercial | Retail | Existing | Food Preparation | Natural Gas | Griddle | E6 | CCE | 0 | 0 | 0 | 0 | 0 | 0 | 0 | 0 | 0 | 0 | 0 | 0 | 0 | 0 | 0 | 0 | 0 | 0 | 0 | 0 | 0 | 0 | 0 | 0 | 0 | 0 | 0 | 0 | 0 | 0 | 0
F1_Commercial_Retail_Existing_Food Preparation_Natural Gas_Griddle_E7 | F1 | Commercial | Retail | Existing | Food Preparation | Natural Gas | Griddle | E7 | CCE | 0 | 0 | 0 | 0 | 0 | 0 | 0 | 0 | 0 | 0 | 0 | 0 | 0 | 0 | 0 | 0 | 0 | 0 | 0 | 0 | 0 | 0 | 0 | 0 | 0 | 0 | 0 | 0 | 0 | 0 | 0
F1_Commercial_Retail_Existing_Food Preparation_Natural Gas_Griddle_E8 | F1 | Commercial | Retail | Existing | Food Preparation | Natural Gas | Griddle | E8 | CCE | 0 | 0 | 0 | 0 | 0 | 0 | 0 | 0 | 0 | 0 | 0 | 0 | 0 | 0 | 0 | 0 | 0 | 0 | 0 | 0 | 0 | 0 | 0 | 0 | 0 | 0 | 0 | 0 | 0 | 0 | 0
F1_Commercial_Retail_Existing_Food Preparation_Natural Gas_Griddle_E9 | F1 | Commercial | Retail | Existing | Food Preparation | Natural Gas | Griddle | E9 | CCE | 0 | 0 | 0 | 0 | 0 | 0 | 0 | 0 | 0 | 0 | 0 | 0 | 0 | 0 | 0 | 0 | 0 | 0 | 0 | 0 | 0 | 0 | 0 | 0 | 0 | 0 | 0 | 0 | 0 | 0 | 0
F1_Commercial_Retail_Existing_Food Preparation_Natural Gas_Griddle_E10 | F1 | Commercial | Retail | Existing | Food Preparation | Natural Gas | Griddle | E10 | CCE | 0 | 0 | 0 | 0 | 0 | 0 | 0 | 0 | 0 | 0 | 0 | 0 | 0 | 0 | 0 | 0 | 0 | 0 | 0 | 0 | 0 | 0 | 0 | 0 | 0 | 0 | 0 | 0 | 0 | 0 | 0
F2_Commercial_Retail_Existing_Food Preparation_Natural Gas_Griddle_E1 | F2 | Commercial | Retail | Existing | Food Preparation | Natural Gas | Griddle | E1 | TRC BC Ratio | 0.9 | 0.9 | 0.9 | 0.9 | 0.9 | 0.9 | 0.9 | 0.9 | 0.9 | 0.9 | 0.9 | 0.9 | 0.9 | 0.9 | 0.9 | 0.9 | 0.9 | 0.9 | 0.9 | 0.9 | 0.9 | 0.9 | 0.9 | 0.9 | 0.9 | 0.9 | 0.9 | 0.9 | 0.9 | 0.9 | 0.9
F2_Commercial_Retail_Existing_Food Preparation_Natural Gas_Griddle_E2 | F2 | Commercial | Retail | Existing | Food Preparation | Natural Gas | Griddle | E2 | TRC BC Ratio | 1.796 | 1.8237 | 1.8438 | 1.8336 | 1.8354 | 1.73 | 1.6428 | 1.5942 | 1.574 | 1.6323 | 1.7089 | 1.789 | 1.643 | 1.7404 | 1.7464 | 1.7377 | 1.7393 | 1.7446 | 1.7113 | 1.7314 | 1.745 | 1.764 | 1.7886 | 0.89704 | 0.87953 | 0.86307 | 0.84752 | 0.83272 | 0.81854 | 0.80489 | 0.79167
F2_Commercial_Retail_Existing_Food Preparation_Natural Gas_Griddle_E3 | F2 | Commercial | Retail | Existing | Food Preparation | Natural Gas | Griddle | E3 | TRC BC Ratio | 0 | 0 | 0 | 0 | 0 | 0 | 0 | 0 | 0 | 0 | 0 | 0 | 0 | 0 | 0 | 0 | 0 | 0 | 0 | 0 | 0 | 0 | 0 | 0 | 0 | 0 | 0 | 0 | 0 | 0 | 0
F2_Commercial_Retail_Existing_Food Preparation_Natural Gas_Griddle_E4 | F2 | Commercial | Retail | Existing | Food Preparation | Natural Gas | Griddle | E4 | TRC BC Ratio | 0 | 0 | 0 | 0 | 0 | 0 | 0 | 0 | 0 | 0 | 0 | 0 | 0 | 0 | 0 | 0 | 0 | 0 | 0 | 0 | 0 | 0 | 0 | 0 | 0 | 0 | 0 | 0 | 0 | 0 | 0
F2_Commercial_Retail_Existing_Food Preparation_Natural Gas_Griddle_E5 | F2 | Commercial | Retail | Existing | Food Preparation | Natural Gas | Griddle | E5 | TRC BC Ratio | 0 | 0 | 0 | 0 | 0 | 0 | 0 | 0 | 0 | 0 | 0 | 0 | 0 | 0 | 0 | 0 | 0 | 0 | 0 | 0 | 0 | 0 | 0 | 0 | 0 | 0 | 0 | 0 | 0 | 0 | 0
F2_Commercial_Retail_Existing_Food Preparation_Natural Gas_Griddle_E6 | F2 | Commercial | Retail | Existing | Food Preparation | Natural Gas | Griddle | E6 | TRC BC Ratio | 0 | 0 | 0 | 0 | 0 | 0 | 0 | 0 | 0 | 0 | 0 | 0 | 0 | 0 | 0 | 0 | 0 | 0 | 0 | 0 | 0 | 0 | 0 | 0 | 0 | 0 | 0 | 0 | 0 | 0 | 0
F2_Commercial_Retail_Existing_Food Preparation_Natural Gas_Griddle_E7 | F2 | Commercial | Retail | Existing | Food Preparation | Natural Gas | Griddle | E7 | TRC BC Ratio | 0 | 0 | 0 | 0 | 0 | 0 | 0 | 0 | 0 | 0 | 0 | 0 | 0 | 0 | 0 | 0 | 0 | 0 | 0 | 0 | 0 | 0 | 0 | 0 | 0 | 0 | 0 | 0 | 0 | 0 | 0
F2_Commercial_Retail_Existing_Food Preparation_Natural Gas_Griddle_E8 | F2 | Commercial | Retail | Existing | Food Preparation | Natural Gas | Griddle | E8 | TRC BC Ratio | 0 | 0 | 0 | 0 | 0 | 0 | 0 | 0 | 0 | 0 | 0 | 0 | 0 | 0 | 0 | 0 | 0 | 0 | 0 | 0 | 0 | 0 | 0 | 0 | 0 | 0 | 0 | 0 | 0 | 0 | 0
F2_Commercial_Retail_Existing_Food Preparation_Natural Gas_Griddle_E9 | F2 | Commercial | Retail | Existing | Food Preparation | Natural Gas | Griddle | E9 | TRC BC Ratio | 0 | 0 | 0 | 0 | 0 | 0 | 0 | 0 | 0 | 0 | 0 | 0 | 0 | 0 | 0 | 0 | 0 | 0 | 0 | 0 | 0 | 0 | 0 | 0 | 0 | 0 | 0 | 0 | 0 | 0 | 0
F2_Commercial_Retail_Existing_Food Preparation_Natural Gas_Griddle_E10 | F2 | Commercial | Retail | Existing | Food Preparation | Natural Gas | Griddle | E10 | TRC BC Ratio | 0 | 0 | 0 | 0 | 0 | 0 | 0 | 0 | 0 | 0 | 0 | 0 | 0 | 0 | 0 | 0 | 0 | 0 | 0 | 0 | 0 | 0 | 0 | 0 | 0 | 0 | 0 | 0 | 0 | 0 | 0
F3_Commercial_Retail_Existing_Food Preparation_Natural Gas_Griddle_E1 | F3 | Commercial | Retail | Existing | Food Preparation | Natural Gas | Griddle | E1 | PACT BC Ratio | 0.9 | 0.9 | 0.9 | 0.9 | 0.9 | 0.9 | 0.9 | 0.9 | 0.9 | 0.9 | 0.9 | 0.9 | 0.9 | 0.9 | 0.9 | 0.9 | 0.9 | 0.9 | 0.9 | 0.9 | 0.9 | 0.9 | 0.9 | 0.9 | 0.9 | 0.9 | 0.9 | 0.9 | 0.9 | 0.9 | 0.9
F3_Commercial_Retail_Existing_Food Preparation_Natural Gas_Griddle_E2 | F3 | Commercial | Retail | Existing | Food Preparation | Natural Gas | Griddle | E2 | PACT BC Ratio | 1.796 | 1.8237 | 1.8438 | 1.8336 | 1.8354 | 1.73 | 1.6428 | 1.5942 | 1.574 | 1.6323 | 1.7089 | 1.789 | 1.643 | 1.7404 | 1.7464 | 1.7377 | 1.7393 | 1.7446 | 1.7113 | 1.7314 | 1.745 | 1.764 | 1.7886 | 0.89704 | 0.87953 | 0.86307 | 0.84752 | 0.83272 | 0.81854 | 0.80489 | 0.79167
F3_Commercial_Retail_Existing_Food Preparation_Natural Gas_Griddle_E3 | F3 | Commercial | Retail | Existing | Food Preparation | Natural Gas | Griddle | E3 | PACT BC Ratio | 0 | 0 | 0 | 0 | 0 | 0 | 0 | 0 | 0 | 0 | 0 | 0 | 0 | 0 | 0 | 0 | 0 | 0 | 0 | 0 | 0 | 0 | 0 | 0 | 0 | 0 | 0 | 0 | 0 | 0 | 0
F3_Commercial_Retail_Existing_Food Preparation_Natural Gas_Griddle_E4 | F3 | Commercial | Retail | Existing | Food Preparation | Natural Gas | Griddle | E4 | PACT BC Ratio | 0 | 0 | 0 | 0 | 0 | 0 | 0 | 0 | 0 | 0 | 0 | 0 | 0 | 0 | 0 | 0 | 0 | 0 | 0 | 0 | 0 | 0 | 0 | 0 | 0 | 0 | 0 | 0 | 0 | 0 | 0
F3_Commercial_Retail_Existing_Food Preparation_Natural Gas_Griddle_E5 | F3 | Commercial | Retail | Existing | Food Preparation | Natural Gas | Griddle | E5 | PACT BC Ratio | 0 | 0 | 0 | 0 | 0 | 0 | 0 | 0 | 0 | 0 | 0 | 0 | 0 | 0 | 0 | 0 | 0 | 0 | 0 | 0 | 0 | 0 | 0 | 0 | 0 | 0 | 0 | 0 | 0 | 0 | 0
F3_Commercial_Retail_Existing_Food Preparation_Natural Gas_Griddle_E6 | F3 | Commercial | Retail | Existing | Food Preparation | Natural Gas | Griddle | E6 | PACT BC Ratio | 0 | 0 | 0 | 0 | 0 | 0 | 0 | 0 | 0 | 0 | 0 | 0 | 0 | 0 | 0 | 0 | 0 | 0 | 0 | 0 | 0 | 0 | 0 | 0 | 0 | 0 | 0 | 0 | 0 | 0 | 0
F3_Commercial_Retail_Existing_Food Preparation_Natural Gas_Griddle_E7 | F3 | Commercial | Retail | Existing | Food Preparation | Natural Gas | Griddle | E7 | PACT BC Ratio | 0 | 0 | 0 | 0 | 0 | 0 | 0 | 0 | 0 | 0 | 0 | 0 | 0 | 0 | 0 | 0 | 0 | 0 | 0 | 0 | 0 | 0 | 0 | 0 | 0 | 0 | 0 | 0 | 0 | 0 | 0
F3_Commercial_Retail_Existing_Food Preparation_Natural Gas_Griddle_E8 | F3 | Commercial | Retail | Existing | Food Preparation | Natural Gas | Griddle | E8 | PACT BC Ratio | 0 | 0 | 0 | 0 | 0 | 0 | 0 | 0 | 0 | 0 | 0 | 0 | 0 | 0 | 0 | 0 | 0 | 0 | 0 | 0 | 0 | 0 | 0 | 0 | 0 | 0 | 0 | 0 | 0 | 0 | 0
F3_Commercial_Retail_Existing_Food Preparation_Natural Gas_Griddle_E9 | F3 | Commercial | Retail | Existing | Food Preparation | Natural Gas | Griddle | E9 | PACT BC Ratio | 0 | 0 | 0 | 0 | 0 | 0 | 0 | 0 | 0 | 0 | 0 | 0 | 0 | 0 | 0 | 0 | 0 | 0 | 0 | 0 | 0 | 0 | 0 | 0 | 0 | 0 | 0 | 0 | 0 | 0 | 0
F3_Commercial_Retail_Existing_Food Preparation_Natural Gas_Griddle_E10 | F3 | Commercial | Retail | Existing | Food Preparation | Natural Gas | Griddle | E10 | PACT BC Ratio | 0 | 0 | 0 | 0 | 0 | 0 | 0 | 0 | 0 | 0 | 0 | 0 | 0 | 0 | 0 | 0 | 0 | 0 | 0 | 0 | 0 | 0 | 0 | 0 | 0 | 0 | 0 | 0 | 0 | 0 | 0
F4_Commercial_Retail_Existing_Food Preparation_Natural Gas_Griddle_E1 | F4 | Commercial | Retail | Existing | Food Preparation | Natural Gas | Griddle | E1 | PCT BC Ratio | 0.9 | 0.9 | 0.9 | 0.9 | 0.9 | 0.9 | 0.9 | 0.9 | 0.9 | 0.9 | 0.9 | 0.9 | 0.9 | 0.9 | 0.9 | 0.9 | 0.9 | 0.9 | 0.9 | 0.9 | 0.9 | 0.9 | 0.9 | 0.9 | 0.9 | 0.9 | 0.9 | 0.9 | 0.9 | 0.9 | 0.9
F4_Commercial_Retail_Existing_Food Preparation_Natural Gas_Griddle_E2 | F4 | Commercial | Retail | Existing | Food Preparation | Natural Gas | Griddle | E2 | PCT BC Ratio | 5.5186 | 5.5883 | 5.639 | 5.6131 | 5.6178 | 5.3526 | 5.1333 | 5.0108 | 4.96 | 5.1068 | 5.2995 | 5.501 | 5.1337 | 5.3789 | 5.3938 | 5.3719 | 5.3759 | 5.3893 | 5.3055 | 5.3561 | 5.3902 | 5.4382 | 5.5 | 3.2569 | 3.2128 | 3.1714 | 3.1323 | 3.0951 | 3.0594 | 3.0251 | 2.9918
F4_Commercial_Retail_Existing_Food Preparation_Natural Gas_Griddle_E3 | F4 | Commercial | Retail | Existing | Food Preparation | Natural Gas | Griddle | E3 | PCT BC Ratio | 0 | 0 | 0 | 0 | 0 | 0 | 0 | 0 | 0 | 0 | 0 | 0 | 0 | 0 | 0 | 0 | 0 | 0 | 0 | 0 | 0 | 0 | 0 | 0 | 0 | 0 | 0 | 0 | 0 | 0 | 0
F4_Commercial_Retail_Existing_Food Preparation_Natural Gas_Griddle_E4 | F4 | Commercial | Retail | Existing | Food Preparation | Natural Gas | Griddle | E4 | PCT BC Ratio | 0 | 0 | 0 | 0 | 0 | 0 | 0 | 0 | 0 | 0 | 0 | 0 | 0 | 0 | 0 | 0 | 0 | 0 | 0 | 0 | 0 | 0 | 0 | 0 | 0 | 0 | 0 | 0 | 0 | 0 | 0
F4_Commercial_Retail_Existing_Food Preparation_Natural Gas_Griddle_E5 | F4 | Commercial | Retail | Existing | Food Preparation | Natural Gas | Griddle | E5 | PCT BC Ratio | 0 | 0 | 0 | 0 | 0 | 0 | 0 | 0 | 0 | 0 | 0 | 0 | 0 | 0 | 0 | 0 | 0 | 0 | 0 | 0 | 0 | 0 | 0 | 0 | 0 | 0 | 0 | 0 | 0 | 0 | 0
F4_Commercial_Retail_Existing_Food Preparation_Natural Gas_Griddle_E6 | F4 | Commercial | Retail | Existing | Food Preparation | Natural Gas | Griddle | E6 | PCT BC Ratio | 0 | 0 | 0 | 0 | 0 | 0 | 0 | 0 | 0 | 0 | 0 | 0 | 0 | 0 | 0 | 0 | 0 | 0 | 0 | 0 | 0 | 0 | 0 | 0 | 0 | 0 | 0 | 0 | 0 | 0 | 0
F4_Commercial_Retail_Existing_Food Preparation_Natural Gas_Griddle_E7 | F4 | Commercial | Retail | Existing | Food Preparation | Natural Gas | Griddle | E7 | PCT BC Ratio | 0 | 0 | 0 | 0 | 0 | 0 | 0 | 0 | 0 | 0 | 0 | 0 | 0 | 0 | 0 | 0 | 0 | 0 | 0 | 0 | 0 | 0 | 0 | 0 | 0 | 0 | 0 | 0 | 0 | 0 | 0
F4_Commercial_Retail_Existing_Food Preparation_Natural Gas_Griddle_E8 | F4 | Commercial | Retail | Existing | Food Preparation | Natural Gas | Griddle | E8 | PCT BC Ratio | 0 | 0 | 0 | 0 | 0 | 0 | 0 | 0 | 0 | 0 | 0 | 0 | 0 | 0 | 0 | 0 | 0 | 0 | 0 | 0 | 0 | 0 | 0 | 0 | 0 | 0 | 0 | 0 | 0 | 0 | 0
F4_Commercial_Retail_Existing_Food Preparation_Natural Gas_Griddle_E9 | F4 | Commercial | Retail | Existing | Food Preparation | Natural Gas | Griddle | E9 | PCT BC Ratio | 0 | 0 | 0 | 0 | 0 | 0 | 0 | 0 | 0 | 0 | 0 | 0 | 0 | 0 | 0 | 0 | 0 | 0 | 0 | 0 | 0 | 0 | 0 | 0 | 0 | 0 | 0 | 0 | 0 | 0 | 0
F4_Commercial_Retail_Existing_Food Preparation_Natural Gas_Griddle_E10 | F4 | Commercial | Retail | Existing | Food Preparation | Natural Gas | Griddle | E10 | PCT BC Ratio | 0 | 0 | 0 | 0 | 0 | 0 | 0 | 0 | 0 | 0 | 0 | 0 | 0 | 0 | 0 | 0 | 0 | 0 | 0 | 0 | 0 | 0 | 0 | 0 | 0 | 0 | 0 | 0 | 0 | 0 | 0
F5_Commercial_Retail_Existing_Food Preparation_Natural Gas_Griddle_E1 | F5 | Commercial | Retail | Existing | Food Preparation | Natural Gas | Griddle | E1 | RIM BC Ratio | 0.9 | 0.9 | 0.9 | 0.9 | 0.9 | 0.9 | 0.9 | 0.9 | 0.9 | 0.9 | 0.9 | 0.9 | 0.9 | 0.9 | 0.9 | 0.9 | 0.9 | 0.9 | 0.9 | 0.9 | 0.9 | 0.9 | 0.9 | 0.9 | 0.9 | 0.9 | 0.9 | 0.9 | 0.9 | 0.9 | 0.9
F5_Commercial_Retail_Existing_Food Preparation_Natural Gas_Griddle_E2 | F5 | Commercial | Retail | Existing | Food Preparation | Natural Gas | Griddle | E2 | RIM BC Ratio | 0.56985 | 0.57261 | 0.57458 | 0.57358 | 0.57376 | 0.56303 | 0.55347 | 0.54784 | 0.54543 | 0.55227 | 0.56078 | 0.56914 | 0.55349 | 0.56413 | 0.56476 | 0.56384 | 0.56401 | 0.56457 | 0.56103 | 0.56318 | 0.56461 | 0.56659 | 0.5691 | 0.43237 | 0.42826 | 0.42432 | 0.42052 | 0.41685 | 0.41327 | 0.40976 | 0.4063
F5_Commercial_Retail_Existing_Food Preparation_Natural Gas_Griddle_E3 | F5 | Commercial | Retail | Existing | Food Preparation | Natural Gas | Griddle | E3 | RIM BC Ratio | 0 | 0 | 0 | 0 | 0 | 0 | 0 | 0 | 0 | 0 | 0 | 0 | 0 | 0 | 0 | 0 | 0 | 0 | 0 | 0 | 0 | 0 | 0 | 0 | 0 | 0 | 0 | 0 | 0 | 0 | 0
F5_Commercial_Retail_Existing_Food Preparation_Natural Gas_Griddle_E4 | F5 | Commercial | Retail | Existing | Food Preparation | Natural Gas | Griddle | E4 | RIM BC Ratio | 0 | 0 | 0 | 0 | 0 | 0 | 0 | 0 | 0 | 0 | 0 | 0 | 0 | 0 | 0 | 0 | 0 | 0 | 0 | 0 | 0 | 0 | 0 | 0 | 0 | 0 | 0 | 0 | 0 | 0 | 0
F5_Commercial_Retail_Existing_Food Preparation_Natural Gas_Griddle_E5 | F5 | Commercial | Retail | Existing | Food Preparation | Natural Gas | Griddle | E5 | RIM BC Ratio | 0 | 0 | 0 | 0 | 0 | 0 | 0 | 0 | 0 | 0 | 0 | 0 | 0 | 0 | 0 | 0 | 0 | 0 | 0 | 0 | 0 | 0 | 0 | 0 | 0 | 0 | 0 | 0 | 0 | 0 | 0
F5_Commercial_Retail_Existing_Food Preparation_Natural Gas_Griddle_E6 | F5 | Commercial | Retail | Existing | Food Preparation | Natural Gas | Griddle | E6 | RIM BC Ratio | 0 | 0 | 0 | 0 | 0 | 0 | 0 | 0 | 0 | 0 | 0 | 0 | 0 | 0 | 0 | 0 | 0 | 0 | 0 | 0 | 0 | 0 | 0 | 0 | 0 | 0 | 0 | 0 | 0 | 0 | 0
F5_Commercial_Retail_Existing_Food Preparation_Natural Gas_Griddle_E7 | F5 | Commercial | Retail | Existing | Food Preparation | Natural Gas | Griddle | E7 | RIM BC Ratio | 0 | 0 | 0 | 0 | 0 | 0 | 0 | 0 | 0 | 0 | 0 | 0 | 0 | 0 | 0 | 0 | 0 | 0 | 0 | 0 | 0 | 0 | 0 | 0 | 0 | 0 | 0 | 0 | 0 | 0 | 0
F5_Commercial_Retail_Existing_Food Preparation_Natural Gas_Griddle_E8 | F5 | Commercial | Retail | Existing | Food Preparation | Natural Gas | Griddle | E8 | RIM BC Ratio | 0 | 0 | 0 | 0 | 0 | 0 | 0 | 0 | 0 | 0 | 0 | 0 | 0 | 0 | 0 | 0 | 0 | 0 | 0 | 0 | 0 | 0 | 0 | 0 | 0 | 0 | 0 | 0 | 0 | 0 | 0
F5_Commercial_Retail_Existing_Food Preparation_Natural Gas_Griddle_E9 | F5 | Commercial | Retail | Existing | Food Preparation | Natural Gas | Griddle | E9 | RIM BC Ratio | 0 | 0 | 0 | 0 | 0 | 0 | 0 | 0 | 0 | 0 | 0 | 0 | 0 | 0 | 0 | 0 | 0 | 0 | 0 | 0 | 0 | 0 | 0 | 0 | 0 | 0 | 0 | 0 | 0 | 0 | 0
F5_Commercial_Retail_Existing_Food Preparation_Natural Gas_Griddle_E10 | F5 | Commercial | Retail | Existing | Food Preparation | Natural Gas | Griddle | E10 | RIM BC Ratio | 0 | 0 | 0 | 0 | 0 | 0 | 0 | 0 | 0 | 0 | 0 | 0 | 0 | 0 | 0 | 0 | 0 | 0 | 0 | 0 | 0 | 0 | 0 | 0 | 0 | 0 | 0 | 0 | 0 | 0 | 0
F0_Commercial_Retail_Existing_Food Preparation_Natural Gas_Range_E0 | F0 | Commercial | Retail | Existing | Food Preparation | Natural Gas | Range | E0 | Economic Unit | High Efficiency | High Efficiency | High Efficiency | High Efficiency | High Efficiency | High Efficiency | High Efficiency | High Efficiency | High Efficiency | High Efficiency | High Efficiency | High Efficiency | High Efficiency | High Efficiency | High Efficiency | High Efficiency | High Efficiency | High Efficiency | High Efficiency | High Efficiency | High Efficiency | High Efficiency | High Efficiency | High Efficiency | High Efficiency | High Efficiency | High Efficiency | High Efficiency | High Efficiency | High Efficiency | High Efficiency
F1_Commercial_Retail_Existing_Food Preparation_Natural Gas_Range_E1 | F1 | Commercial | Retail | Existing | Food Preparation | Natural Gas | Range | E1 | CCE | 0 | 0 | 0 | 0 | 0 | 0 | 0 | 0 | 0 | 0 | 0 | 0 | 0 | 0 | 0 | 0 | 0 | 0 | 0 | 0 | 0 | 0 | 0 | 0 | 0 | 0 | 0 | 0 | 0 | 0 | 0
F1_Commercial_Retail_Existing_Food Preparation_Natural Gas_Range_E2 | F1 | Commercial | Retail | Existing | Food Preparation | Natural Gas | Range | E2 | CCE | 9.6499e-06 | 9.277e-06 | 9.3212e-06 | 9.4186e-06 | 9.4186e-06 | 9.4186e-06 | 9.4186e-06 | 9.4186e-06 | 9.4186e-06 | 9.4186e-06 | 9.4186e-06 | 9.4186e-06 | 9.4186e-06 | 9.4186e-06 | 9.4186e-06 | 9.4186e-06 | 9.4186e-06 | 9.4186e-06 | 9.4186e-06 | 9.4186e-06 | 9.4186e-06 | 9.4186e-06 | 9.4186e-06 | 9.4186e-06 | 9.4186e-06 | 9.4186e-06 | 9.4186e-06 | 9.4186e-06 | 9.4186e-06 | 9.4186e-06 | 9.4186e-06
F1_Commercial_Retail_Existing_Food Preparation_Natural Gas_Range_E3 | F1 | Commercial | Retail | Existing | Food Preparation | Natural Gas | Range | E3 | CCE | 0 | 0 | 0 | 0 | 0 | 0 | 0 | 0 | 0 | 0 | 0 | 0 | 0 | 0 | 0 | 0 | 0 | 0 | 0 | 0 | 0 | 0 | 0 | 0 | 0 | 0 | 0 | 0 | 0 | 0 | 0
F1_Commercial_Retail_Existing_Food Preparation_Natural Gas_Range_E4 | F1 | Commercial | Retail | Existing | Food Preparation | Natural Gas | Range | E4 | CCE | 0 | 0 | 0 | 0 | 0 | 0 | 0 | 0 | 0 | 0 | 0 | 0 | 0 | 0 | 0 | 0 | 0 | 0 | 0 | 0 | 0 | 0 | 0 | 0 | 0 | 0 | 0 | 0 | 0 | 0 | 0
F1_Commercial_Retail_Existing_Food Preparation_Natural Gas_Range_E5 | F1 | Commercial | Retail | Existing | Food Preparation | Natural Gas | Range | E5 | CCE | 0 | 0 | 0 | 0 | 0 | 0 | 0 | 0 | 0 | 0 | 0 | 0 | 0 | 0 | 0 | 0 | 0 | 0 | 0 | 0 | 0 | 0 | 0 | 0 | 0 | 0 | 0 | 0 | 0 | 0 | 0
F1_Commercial_Retail_Existing_Food Preparation_Natural Gas_Range_E6 | F1 | Commercial | Retail | Existing | Food Preparation | Natural Gas | Range | E6 | CCE | 0 | 0 | 0 | 0 | 0 | 0 | 0 | 0 | 0 | 0 | 0 | 0 | 0 | 0 | 0 | 0 | 0 | 0 | 0 | 0 | 0 | 0 | 0 | 0 | 0 | 0 | 0 | 0 | 0 | 0 | 0
F1_Commercial_Retail_Existing_Food Preparation_Natural Gas_Range_E7 | F1 | Commercial | Retail | Existing | Food Preparation | Natural Gas | Range | E7 | CCE | 0 | 0 | 0 | 0 | 0 | 0 | 0 | 0 | 0 | 0 | 0 | 0 | 0 | 0 | 0 | 0 | 0 | 0 | 0 | 0 | 0 | 0 | 0 | 0 | 0 | 0 | 0 | 0 | 0 | 0 | 0
F1_Commercial_Retail_Existing_Food Preparation_Natural Gas_Range_E8 | F1 | Commercial | Retail | Existing | Food Preparation | Natural Gas | Range | E8 | CCE | 0 | 0 | 0 | 0 | 0 | 0 | 0 | 0 | 0 | 0 | 0 | 0 | 0 | 0 | 0 | 0 | 0 | 0 | 0 | 0 | 0 | 0 | 0 | 0 | 0 | 0 | 0 | 0 | 0 | 0 | 0
F1_Commercial_Retail_Existing_Food Preparation_Natural Gas_Range_E9 | F1 | Commercial | Retail | Existing | Food Preparation | Natural Gas | Range | E9 | CCE | 0 | 0 | 0 | 0 | 0 | 0 | 0 | 0 | 0 | 0 | 0 | 0 | 0 | 0 | 0 | 0 | 0 | 0 | 0 | 0 | 0 | 0 | 0 | 0 | 0 | 0 | 0 | 0 | 0 | 0 | 0
F1_Commercial_Retail_Existing_Food Preparation_Natural Gas_Range_E10 | F1 | Commercial | Retail | Existing | Food Preparation | Natural Gas | Range | E10 | CCE | 0 | 0 | 0 | 0 | 0 | 0 | 0 | 0 | 0 | 0 | 0 | 0 | 0 | 0 | 0 | 0 | 0 | 0 | 0 | 0 | 0 | 0 | 0 | 0 | 0 | 0 | 0 | 0 | 0 | 0 | 0
F2_Commercial_Retail_Existing_Food Preparation_Natural Gas_Range_E1 | F2 | Commercial | Retail | Existing | Food Preparation | Natural Gas | Range | E1 | TRC BC Ratio | 0.9 | 0.9 | 0.9 | 0.9 | 0.9 | 0.9 | 0.9 | 0.9 | 0.9 | 0.9 | 0.9 | 0.9 | 0.9 | 0.9 | 0.9 | 0.9 | 0.9 | 0.9 | 0.9 | 0.9 | 0.9 | 0.9 | 0.9 | 0.9 | 0.9 | 0.9 | 0.9 | 0.9 | 0.9 | 0.9 | 0.9
F2_Commercial_Retail_Existing_Food Preparation_Natural Gas_Range_E2 | F2 | Commercial | Retail | Existing | Food Preparation | Natural Gas | Range | E2 | TRC BC Ratio | 1057.5122 | 1078.4736 | 1093.4653 | 1109.7176 | 1133.061 | 1061.5651 | 1005.6887 | 976.305 | 965.7499 | 949.553 | 938.6219 | 988.3561 | 884.5366 | 945.4449 | 1023.6163 | 1099.6016 | 1102.4375 | 1107.7013 | 1086.5344 | 1101.6349 | 1112.2016 | 1126.4659 | 1144.3937 | 539.0652 | 528.311 | 518.2462 | 508.7709 | 499.7846 | 491.2032 | 482.9519 | 474.9797
F2_Commercial_Retail_Existing_Food Preparation_Natural Gas_Range_E3 | F2 | Commercial | Retail | Existing | Food Preparation | Natural Gas | Range | E3 | TRC BC Ratio | 0 | 0 | 0 | 0 | 0 | 0 | 0 | 0 | 0 | 0 | 0 | 0 | 0 | 0 | 0 | 0 | 0 | 0 | 0 | 0 | 0 | 0 | 0 | 0 | 0 | 0 | 0 | 0 | 0 | 0 | 0
F2_Commercial_Retail_Existing_Food Preparation_Natural Gas_Range_E4 | F2 | Commercial | Retail | Existing | Food Preparation | Natural Gas | Range | E4 | TRC BC Ratio | 0 | 0 | 0 | 0 | 0 | 0 | 0 | 0 | 0 | 0 | 0 | 0 | 0 | 0 | 0 | 0 | 0 | 0 | 0 | 0 | 0 | 0 | 0 | 0 | 0 | 0 | 0 | 0 | 0 | 0 | 0
F2_Commercial_Retail_Existing_Food Preparation_Natural Gas_Range_E5 | F2 | Commercial | Retail | Existing | Food Preparation | Natural Gas | Range | E5 | TRC BC Ratio | 0 | 0 | 0 | 0 | 0 | 0 | 0 | 0 | 0 | 0 | 0 | 0 | 0 | 0 | 0 | 0 | 0 | 0 | 0 | 0 | 0 | 0 | 0 | 0 | 0 | 0 | 0 | 0 | 0 | 0 | 0
F2_Commercial_Retail_Existing_Food Preparation_Natural Gas_Range_E6 | F2 | Commercial | Retail | Existing | Food Preparation | Natural Gas | Range | E6 | TRC BC Ratio | 0 | 0 | 0 | 0 | 0 | 0 | 0 | 0 | 0 | 0 | 0 | 0 | 0 | 0 | 0 | 0 | 0 | 0 | 0 | 0 | 0 | 0 | 0 | 0 | 0 | 0 | 0 | 0 | 0 | 0 | 0
F2_Commercial_Retail_Existing_Food Preparation_Natural Gas_Range_E7 | F2 | Commercial | Retail | Existing | Food Preparation | Natural Gas | Range | E7 | TRC BC Ratio | 0 | 0 | 0 | 0 | 0 | 0 | 0 | 0 | 0 | 0 | 0 | 0 | 0 | 0 | 0 | 0 | 0 | 0 | 0 | 0 | 0 | 0 | 0 | 0 | 0 | 0 | 0 | 0 | 0 | 0 | 0
F2_Commercial_Retail_Existing_Food Preparation_Natural Gas_Range_E8 | F2 | Commercial | Retail | Existing | Food Preparation | Natural Gas | Range | E8 | TRC BC Ratio | 0 | 0 | 0 | 0 | 0 | 0 | 0 | 0 | 0 | 0 | 0 | 0 | 0 | 0 | 0 | 0 | 0 | 0 | 0 | 0 | 0 | 0 | 0 | 0 | 0 | 0 | 0 | 0 | 0 | 0 | 0
F2_Commercial_Retail_Existing_Food Preparation_Natural Gas_Range_E9 | F2 | Commercial | Retail | Existing | Food Preparation | Natural Gas | Range | E9 | TRC BC Ratio | 0 | 0 | 0 | 0 | 0 | 0 | 0 | 0 | 0 | 0 | 0 | 0 | 0 | 0 | 0 | 0 | 0 | 0 | 0 | 0 | 0 | 0 | 0 | 0 | 0 | 0 | 0 | 0 | 0 | 0 | 0
F2_Commercial_Retail_Existing_Food Preparation_Natural Gas_Range_E10 | F2 | Commercial | Retail | Existing | Food Preparation | Natural Gas | Range | E10 | TRC BC Ratio | 0 | 0 | 0 | 0 | 0 | 0 | 0 | 0 | 0 | 0 | 0 | 0 | 0 | 0 | 0 | 0 | 0 | 0 | 0 | 0 | 0 | 0 | 0 | 0 | 0 | 0 | 0 | 0 | 0 | 0 | 0
F3_Commercial_Retail_Existing_Food Preparation_Natural Gas_Range_E1 | F3 | Commercial | Retail | Existing | Food Preparation | Natural Gas | Range | E1 | PACT BC Ratio | 0.9 | 0.9 | 0.9 | 0.9 | 0.9 | 0.9 | 0.9 | 0.9 | 0.9 | 0.9 | 0.9 | 0.9 | 0.9 | 0.9 | 0.9 | 0.9 | 0.9 | 0.9 | 0.9 | 0.9 | 0.9 | 0.9 | 0.9 | 0.9 | 0.9 | 0.9 | 0.9 | 0.9 | 0.9 | 0.9 | 0.9
F3_Commercial_Retail_Existing_Food Preparation_Natural Gas_Range_E2 | F3 | Commercial | Retail | Existing | Food Preparation | Natural Gas | Range | E2 | PACT BC Ratio | 1057.5122 | 1078.4736 | 1093.4653 | 1109.7176 | 1133.061 | 1061.5651 | 1005.6887 | 976.305 | 965.7499 | 949.553 | 938.6219 | 988.3561 | 884.5366 | 945.4449 | 1023.6163 | 1099.6016 | 1102.4375 | 1107.7013 | 1086.5344 | 1101.6349 | 1112.2016 | 1126.4659 | 1144.3937 | 539.0652 | 528.311 | 518.2462 | 508.7709 | 499.7846 | 491.2032 | 482.9519 | 474.9797
F3_Commercial_Retail_Existing_Food Preparation_Natural Gas_Range_E3 | F3 | Commercial | Retail | Existing | Food Preparation | Natural Gas | Range | E3 | PACT BC Ratio | 0 | 0 | 0 | 0 | 0 | 0 | 0 | 0 | 0 | 0 | 0 | 0 | 0 | 0 | 0 | 0 | 0 | 0 | 0 | 0 | 0 | 0 | 0 | 0 | 0 | 0 | 0 | 0 | 0 | 0 | 0
F3_Commercial_Retail_Existing_Food Preparation_Natural Gas_Range_E4 | F3 | Commercial | Retail | Existing | Food Preparation | Natural Gas | Range | E4 | PACT BC Ratio | 0 | 0 | 0 | 0 | 0 | 0 | 0 | 0 | 0 | 0 | 0 | 0 | 0 | 0 | 0 | 0 | 0 | 0 | 0 | 0 | 0 | 0 | 0 | 0 | 0 | 0 | 0 | 0 | 0 | 0 | 0
F3_Commercial_Retail_Existing_Food Preparation_Natural Gas_Range_E5 | F3 | Commercial | Retail | Existing | Food Preparation | Natural Gas | Range | E5 | PACT BC Ratio | 0 | 0 | 0 | 0 | 0 | 0 | 0 | 0 | 0 | 0 | 0 | 0 | 0 | 0 | 0 | 0 | 0 | 0 | 0 | 0 | 0 | 0 | 0 | 0 | 0 | 0 | 0 | 0 | 0 | 0 | 0
F3_Commercial_Retail_Existing_Food Preparation_Natural Gas_Range_E6 | F3 | Commercial | Retail | Existing | Food Preparation | Natural Gas | Range | E6 | PACT BC Ratio | 0 | 0 | 0 | 0 | 0 | 0 | 0 | 0 | 0 | 0 | 0 | 0 | 0 | 0 | 0 | 0 | 0 | 0 | 0 | 0 | 0 | 0 | 0 | 0 | 0 | 0 | 0 | 0 | 0 | 0 | 0
F3_Commercial_Retail_Existing_Food Preparation_Natural Gas_Range_E7 | F3 | Commercial | Retail | Existing | Food Preparation | Natural Gas | Range | E7 | PACT BC Ratio | 0 | 0 | 0 | 0 | 0 | 0 | 0 | 0 | 0 | 0 | 0 | 0 | 0 | 0 | 0 | 0 | 0 | 0 | 0 | 0 | 0 | 0 | 0 | 0 | 0 | 0 | 0 | 0 | 0 | 0 | 0
F3_Commercial_Retail_Existing_Food Preparation_Natural Gas_Range_E8 | F3 | Commercial | Retail | Existing | Food Preparation | Natural Gas | Range | E8 | PACT BC Ratio | 0 | 0 | 0 | 0 | 0 | 0 | 0 | 0 | 0 | 0 | 0 | 0 | 0 | 0 | 0 | 0 | 0 | 0 | 0 | 0 | 0 | 0 | 0 | 0 | 0 | 0 | 0 | 0 | 0 | 0 | 0
F3_Commercial_Retail_Existing_Food Preparation_Natural Gas_Range_E9 | F3 | Commercial | Retail | Existing | Food Preparation | Natural Gas | Range | E9 | PACT BC Ratio | 0 | 0 | 0 | 0 | 0 | 0 | 0 | 0 | 0 | 0 | 0 | 0 | 0 | 0 | 0 | 0 | 0 | 0 | 0 | 0 | 0 | 0 | 0 | 0 | 0 | 0 | 0 | 0 | 0 | 0 | 0
F3_Commercial_Retail_Existing_Food Preparation_Natural Gas_Range_E10 | F3 | Commercial | Retail | Existing | Food Preparation | Natural Gas | Range | E10 | PACT BC Ratio | 0 | 0 | 0 | 0 | 0 | 0 | 0 | 0 | 0 | 0 | 0 | 0 | 0 | 0 | 0 | 0 | 0 | 0 | 0 | 0 | 0 | 0 | 0 | 0 | 0 | 0 | 0 | 0 | 0 | 0 | 0
F4_Commercial_Retail_Existing_Food Preparation_Natural Gas_Range_E1 | F4 | Commercial | Retail | Existing | Food Preparation | Natural Gas | Range | E1 | PCT BC Ratio | 0.9 | 0.9 | 0.9 | 0.9 | 0.9 | 0.9 | 0.9 | 0.9 | 0.9 | 0.9 | 0.9 | 0.9 | 0.9 | 0.9 | 0.9 | 0.9 | 0.9 | 0.9 | 0.9 | 0.9 | 0.9 | 0.9 | 0.9 | 0.9 | 0.9 | 0.9 | 0.9 | 0.9 | 0.9 | 0.9 | 0.9
F4_Commercial_Retail_Existing_Food Preparation_Natural Gas_Range_E2 | F4 | Commercial | Retail | Existing | Food Preparation | Natural Gas | Range | E2 | PCT BC Ratio | 2661.6339 | 2714.3714 | 2752.0895 | 2792.9794 | 2851.7097 | 2671.8307 | 2531.2492 | 2457.3217 | 2430.7657 | 2390.0152 | 2362.5134 | 2487.6415 | 2226.4381 | 2379.6796 | 2576.3539 | 2767.528 | 2774.663 | 2787.9063 | 2734.6519 | 2772.6439 | 2799.2289 | 2835.117 | 2880.2223 | 1357.254 | 1330.197 | 1304.8747 | 1281.0353 | 1258.4265 | 1236.8363 | 1216.0765 | 1196.0188
F4_Commercial_Retail_Existing_Food Preparation_Natural Gas_Range_E3 | F4 | Commercial | Retail | Existing | Food Preparation | Natural Gas | Range | E3 | PCT BC Ratio | 0 | 0 | 0 | 0 | 0 | 0 | 0 | 0 | 0 | 0 | 0 | 0 | 0 | 0 | 0 | 0 | 0 | 0 | 0 | 0 | 0 | 0 | 0 | 0 | 0 | 0 | 0 | 0 | 0 | 0 | 0
F4_Commercial_Retail_Existing_Food Preparation_Natural Gas_Range_E4 | F4 | Commercial | Retail | Existing | Food Preparation | Natural Gas | Range | E4 | PCT BC Ratio | 0 | 0 | 0 | 0 | 0 | 0 | 0 | 0 | 0 | 0 | 0 | 0 | 0 | 0 | 0 | 0 | 0 | 0 | 0 | 0 | 0 | 0 | 0 | 0 | 0 | 0 | 0 | 0 | 0 | 0 | 0
F4_Commercial_Retail_Existing_Food Preparation_Natural Gas_Range_E5 | F4 | Commercial | Retail | Existing | Food Preparation | Natural Gas | Range | E5 | PCT BC Ratio | 0 | 0 | 0 | 0 | 0 | 0 | 0 | 0 | 0 | 0 | 0 | 0 | 0 | 0 | 0 | 0 | 0 | 0 | 0 | 0 | 0 | 0 | 0 | 0 | 0 | 0 | 0 | 0 | 0 | 0 | 0
F4_Commercial_Retail_Existing_Food Preparation_Natural Gas_Range_E6 | F4 | Commercial | Retail | Existing | Food Preparation | Natural Gas | Range | E6 | PCT BC Ratio | 0 | 0 | 0 | 0 | 0 | 0 | 0 | 0 | 0 | 0 | 0 | 0 | 0 | 0 | 0 | 0 | 0 | 0 | 0 | 0 | 0 | 0 | 0 | 0 | 0 | 0 | 0 | 0 | 0 | 0 | 0
F4_Commercial_Retail_Existing_Food Preparation_Natural Gas_Range_E7 | F4 | Commercial | Retail | Existing | Food Preparation | Natural Gas | Range | E7 | PCT BC Ratio | 0 | 0 | 0 | 0 | 0 | 0 | 0 | 0 | 0 | 0 | 0 | 0 | 0 | 0 | 0 | 0 | 0 | 0 | 0 | 0 | 0 | 0 | 0 | 0 | 0 | 0 | 0 | 0 | 0 | 0 | 0
F4_Commercial_Retail_Existing_Food Preparation_Natural Gas_Range_E8 | F4 | Commercial | Retail | Existing | Food Preparation | Natural Gas | Range | E8 | PCT BC Ratio | 0 | 0 | 0 | 0 | 0 | 0 | 0 | 0 | 0 | 0 | 0 | 0 | 0 | 0 | 0 | 0 | 0 | 0 | 0 | 0 | 0 | 0 | 0 | 0 | 0 | 0 | 0 | 0 | 0 | 0 | 0
F4_Commercial_Retail_Existing_Food Preparation_Natural Gas_Range_E9 | F4 | Commercial | Retail | Existing | Food Preparation | Natural Gas | Range | E9 | PCT BC Ratio | 0 | 0 | 0 | 0 | 0 | 0 | 0 | 0 | 0 | 0 | 0 | 0 | 0 | 0 | 0 | 0 | 0 | 0 | 0 | 0 | 0 | 0 | 0 | 0 | 0 | 0 | 0 | 0 | 0 | 0 | 0
F4_Commercial_Retail_Existing_Food Preparation_Natural Gas_Range_E10 | F4 | Commercial | Retail | Existing | Food Preparation | Natural Gas | Range | E10 | PCT BC Ratio | 0 | 0 | 0 | 0 | 0 | 0 | 0 | 0 | 0 | 0 | 0 | 0 | 0 | 0 | 0 | 0 | 0 | 0 | 0 | 0 | 0 | 0 | 0 | 0 | 0 | 0 | 0 | 0 | 0 | 0 | 0
F5_Commercial_Retail_Existing_Food Preparation_Natural Gas_Range_E1 | F5 | Commercial | Retail | Existing | Food Preparation | Natural Gas | Range | E1 | RIM BC Ratio | 0.9 | 0.9 | 0.9 | 0.9 | 0.9 | 0.9 | 0.9 | 0.9 | 0.9 | 0.9 | 0.9 | 0.9 | 0.9 | 0.9 | 0.9 | 0.9 | 0.9 | 0.9 | 0.9 | 0.9 | 0.9 | 0.9 | 0.9 | 0.9 | 0.9 | 0.9 | 0.9 | 0.9 | 0.9 | 0.9 | 0.9
F5_Commercial_Retail_Existing_Food Preparation_Natural Gas_Range_E2 | F5 | Commercial | Retail | Existing | Food Preparation | Natural Gas | Range | E2 | RIM BC Ratio | 0.83402 | 0.83403 | 0.83404 | 0.83405 | 0.83406 | 0.83402 | 0.83399 | 0.83397 | 0.83396 | 0.83395 | 0.83394 | 0.83397 | 0.83389 | 0.83394 | 0.834 | 0.83405 | 0.83405 | 0.83405 | 0.83404 | 0.83405 | 0.83405 | 0.83406 | 0.83407 | 0.83339 | 0.83336 | 0.83334 | 0.83331 | 0.83329 | 0.83326 | 0.83324 | 0.83321
F5_Commercial_Retail_Existing_Food Preparation_Natural Gas_Range_E3 | F5 | Commercial | Retail | Existing | Food Preparation | Natural Gas | Range | E3 | RIM BC Ratio | 0 | 0 | 0 | 0 | 0 | 0 | 0 | 0 | 0 | 0 | 0 | 0 | 0 | 0 | 0 | 0 | 0 | 0 | 0 | 0 | 0 | 0 | 0 | 0 | 0 | 0 | 0 | 0 | 0 | 0 | 0
F5_Commercial_Retail_Existing_Food Preparation_Natural Gas_Range_E4 | F5 | Commercial | Retail | Existing | Food Preparation | Natural Gas | Range | E4 | RIM BC Ratio | 0 | 0 | 0 | 0 | 0 | 0 | 0 | 0 | 0 | 0 | 0 | 0 | 0 | 0 | 0 | 0 | 0 | 0 | 0 | 0 | 0 | 0 | 0 | 0 | 0 | 0 | 0 | 0 | 0 | 0 | 0
F5_Commercial_Retail_Existing_Food Preparation_Natural Gas_Range_E5 | F5 | Commercial | Retail | Existing | Food Preparation | Natural Gas | Range | E5 | RIM BC Ratio | 0 | 0 | 0 | 0 | 0 | 0 | 0 | 0 | 0 | 0 | 0 | 0 | 0 | 0 | 0 | 0 | 0 | 0 | 0 | 0 | 0 | 0 | 0 | 0 | 0 | 0 | 0 | 0 | 0 | 0 | 0
F5_Commercial_Retail_Existing_Food Preparation_Natural Gas_Range_E6 | F5 | Commercial | Retail | Existing | Food Preparation | Natural Gas | Range | E6 | RIM BC Ratio | 0 | 0 | 0 | 0 | 0 | 0 | 0 | 0 | 0 | 0 | 0 | 0 | 0 | 0 | 0 | 0 | 0 | 0 | 0 | 0 | 0 | 0 | 0 | 0 | 0 | 0 | 0 | 0 | 0 | 0 | 0
F5_Commercial_Retail_Existing_Food Preparation_Natural Gas_Range_E7 | F5 | Commercial | Retail | Existing | Food Preparation | Natural Gas | Range | E7 | RIM BC Ratio | 0 | 0 | 0 | 0 | 0 | 0 | 0 | 0 | 0 | 0 | 0 | 0 | 0 | 0 | 0 | 0 | 0 | 0 | 0 | 0 | 0 | 0 | 0 | 0 | 0 | 0 | 0 | 0 | 0 | 0 | 0
F5_Commercial_Retail_Existing_Food Preparation_Natural Gas_Range_E8 | F5 | Commercial | Retail | Existing | Food Preparation | Natural Gas | Range | E8 | RIM BC Ratio | 0 | 0 | 0 | 0 | 0 | 0 | 0 | 0 | 0 | 0 | 0 | 0 | 0 | 0 | 0 | 0 | 0 | 0 | 0 | 0 | 0 | 0 | 0 | 0 | 0 | 0 | 0 | 0 | 0 | 0 | 0
F5_Commercial_Retail_Existing_Food Preparation_Natural Gas_Range_E9 | F5 | Commercial | Retail | Existing | Food Preparation | Natural Gas | Range | E9 | RIM BC Ratio | 0 | 0 | 0 | 0 | 0 | 0 | 0 | 0 | 0 | 0 | 0 | 0 | 0 | 0 | 0 | 0 | 0 | 0 | 0 | 0 | 0 | 0 | 0 | 0 | 0 | 0 | 0 | 0 | 0 | 0 | 0
F5_Commercial_Retail_Existing_Food Preparation_Natural Gas_Range_E10 | F5 | Commercial | Retail | Existing | Food Preparation | Natural Gas | Range | E10 | RIM BC Ratio | 0 | 0 | 0 | 0 | 0 | 0 | 0 | 0 | 0 | 0 | 0 | 0 | 0 | 0 | 0 | 0 | 0 | 0 | 0 | 0 | 0 | 0 | 0 | 0 | 0 | 0 | 0 | 0 | 0 | 0 | 0
F0_Commercial_Retail_Existing_Food Preparation_Natural Gas_Steamer_E0 | F0 | Commercial | Retail | Existing | Food Preparation | Natural Gas | Steamer | E0 | Economic Unit | ENERGY STAR | ENERGY STAR | ENERGY STAR | ENERGY STAR | ENERGY STAR | ENERGY STAR | ENERGY STAR | ENERGY STAR | ENERGY STAR | ENERGY STAR | ENERGY STAR | ENERGY STAR | ENERGY STAR | ENERGY STAR | ENERGY STAR | ENERGY STAR | ENERGY STAR | ENERGY STAR | ENERGY STAR | ENERGY STAR | ENERGY STAR | ENERGY STAR | ENERGY STAR | ENERGY STAR | ENERGY STAR | ENERGY STAR | ENERGY STAR | ENERGY STAR | ENERGY STAR | ENERGY STAR | ENERGY STAR
F1_Commercial_Retail_Existing_Food Preparation_Natural Gas_Steamer_E1 | F1 | Commercial | Retail | Existing | Food Preparation | Natural Gas | Steamer | E1 | CCE | 0 | 0 | 0 | 0 | 0 | 0 | 0 | 0 | 0 | 0 | 0 | 0 | 0 | 0 | 0 | 0 | 0 | 0 | 0 | 0 | 0 | 0 | 0 | 0 | 0 | 0 | 0 | 0 | 0 | 0 | 0
F1_Commercial_Retail_Existing_Food Preparation_Natural Gas_Steamer_E2 | F1 | Commercial | Retail | Existing | Food Preparation | Natural Gas | Steamer | E2 | CCE | 0.0020223 | 0.0019441 | 0.0019534 | 0 | 0 | 0 | 0 | 0 | 0 | 0 | 0 | 0 | 0 | 0 | 0 | 0 | 0 | 0 | 0 | 0 | 0 | 0 | 0 | 0 | 0 | 0 | 0 | 0 | 0 | 0 | 0
F1_Commercial_Retail_Existing_Food Preparation_Natural Gas_Steamer_E3 | F1 | Commercial | Retail | Existing | Food Preparation | Natural Gas | Steamer | E3 | CCE | 0 | 0 | 0 | 0 | 0 | 0 | 0 | 0 | 0 | 0 | 0 | 0 | 0 | 0 | 0 | 0 | 0 | 0 | 0 | 0 | 0 | 0 | 0 | 0 | 0 | 0 | 0 | 0 | 0 | 0 | 0
F1_Commercial_Retail_Existing_Food Preparation_Natural Gas_Steamer_E4 | F1 | Commercial | Retail | Existing | Food Preparation | Natural Gas | Steamer | E4 | CCE | 0 | 0 | 0 | 0 | 0 | 0 | 0 | 0 | 0 | 0 | 0 | 0 | 0 | 0 | 0 | 0 | 0 | 0 | 0 | 0 | 0 | 0 | 0 | 0 | 0 | 0 | 0 | 0 | 0 | 0 | 0
F1_Commercial_Retail_Existing_Food Preparation_Natural Gas_Steamer_E5 | F1 | Commercial | Retail | Existing | Food Preparation | Natural Gas | Steamer | E5 | CCE | 0 | 0 | 0 | 0 | 0 | 0 | 0 | 0 | 0 | 0 | 0 | 0 | 0 | 0 | 0 | 0 | 0 | 0 | 0 | 0 | 0 | 0 | 0 | 0 | 0 | 0 | 0 | 0 | 0 | 0 | 0
F1_Commercial_Retail_Existing_Food Preparation_Natural Gas_Steamer_E6 | F1 | Commercial | Retail | Existing | Food Preparation | Natural Gas | Steamer | E6 | CCE | 0 | 0 | 0 | 0 | 0 | 0 | 0 | 0 | 0 | 0 | 0 | 0 | 0 | 0 | 0 | 0 | 0 | 0 | 0 | 0 | 0 | 0 | 0 | 0 | 0 | 0 | 0 | 0 | 0 | 0 | 0
F1_Commercial_Retail_Existing_Food Preparation_Natural Gas_Steamer_E7 | F1 | Commercial | Retail | Existing | Food Preparation | Natural Gas | Steamer | E7 | CCE | 0 | 0 | 0 | 0 | 0 | 0 | 0 | 0 | 0 | 0 | 0 | 0 | 0 | 0 | 0 | 0 | 0 | 0 | 0 | 0 | 0 | 0 | 0 | 0 | 0 | 0 | 0 | 0 | 0 | 0 | 0
F1_Commercial_Retail_Existing_Food Preparation_Natural Gas_Steamer_E8 | F1 | Commercial | Retail | Existing | Food Preparation | Natural Gas | Steamer | E8 | CCE | 0 | 0 | 0 | 0 | 0 | 0 | 0 | 0 | 0 | 0 | 0 | 0 | 0 | 0 | 0 | 0 | 0 | 0 | 0 | 0 | 0 | 0 | 0 | 0 | 0 | 0 | 0 | 0 | 0 | 0 | 0
F1_Commercial_Retail_Existing_Food Preparation_Natural Gas_Steamer_E9 | F1 | Commercial | Retail | Existing | Food Preparation | Natural Gas | Steamer | E9 | CCE | 0 | 0 | 0 | 0 | 0 | 0 | 0 | 0 | 0 | 0 | 0 | 0 | 0 | 0 | 0 | 0 | 0 | 0 | 0 | 0 | 0 | 0 | 0 | 0 | 0 | 0 | 0 | 0 | 0 | 0 | 0
F1_Commercial_Retail_Existing_Food Preparation_Natural Gas_Steamer_E10 | F1 | Commercial | Retail | Existing | Food Preparation | Natural Gas | Steamer | E10 | CCE | 0 | 0 | 0 | 0 | 0 | 0 | 0 | 0 | 0 | 0 | 0 | 0 | 0 | 0 | 0 | 0 | 0 | 0 | 0 | 0 | 0 | 0 | 0 | 0 | 0 | 0 | 0 | 0 | 0 | 0 | 0
F2_Commercial_Retail_Existing_Food Preparation_Natural Gas_Steamer_E1 | F2 | Commercial | Retail | Existing | Food Preparation | Natural Gas | Steamer | E1 | TRC BC Ratio | 0.9 | 0.9 | 0.9 | 0 | 0 | 0 | 0 | 0 | 0 | 0 | 0 | 0 | 0 | 0 | 0 | 0 | 0 | 0 | 0 | 0 | 0 | 0 | 0 | 0 | 0 | 0 | 0 | 0 | 0 | 0 | 0
F2_Commercial_Retail_Existing_Food Preparation_Natural Gas_Steamer_E2 | F2 | Commercial | Retail | Existing | Food Preparation | Natural Gas | Steamer | E2 | TRC BC Ratio | 5.0195 | 5.062 | 5.0865 | 0.9 | 0.9 | 0.9 | 0.9 | 0.9 | 0.9 | 0.9 | 0.9 | 0.9 | 0.9 | 0.9 | 0.9 | 0.9 | 0.9 | 0.9 | 0.9 | 0.9 | 0.9 | 0.9 | 0.9 | 0.9 | 0.9 | 0.9 | 0.9 | 0.9 | 0.9 | 0.9 | 0.9
F2_Commercial_Retail_Existing_Food Preparation_Natural Gas_Steamer_E3 | F2 | Commercial | Retail | Existing | Food Preparation | Natural Gas | Steamer | E3 | TRC BC Ratio | 0 | 0 | 0 | 0 | 0 | 0 | 0 | 0 | 0 | 0 | 0 | 0 | 0 | 0 | 0 | 0 | 0 | 0 | 0 | 0 | 0 | 0 | 0 | 0 | 0 | 0 | 0 | 0 | 0 | 0 | 0
F2_Commercial_Retail_Existing_Food Preparation_Natural Gas_Steamer_E4 | F2 | Commercial | Retail | Existing | Food Preparation | Natural Gas | Steamer | E4 | TRC BC Ratio | 0 | 0 | 0 | 0 | 0 | 0 | 0 | 0 | 0 | 0 | 0 | 0 | 0 | 0 | 0 | 0 | 0 | 0 | 0 | 0 | 0 | 0 | 0 | 0 | 0 | 0 | 0 | 0 | 0 | 0 | 0
F2_Commercial_Retail_Existing_Food Preparation_Natural Gas_Steamer_E5 | F2 | Commercial | Retail | Existing | Food Preparation | Natural Gas | Steamer | E5 | TRC BC Ratio | 0 | 0 | 0 | 0 | 0 | 0 | 0 | 0 | 0 | 0 | 0 | 0 | 0 | 0 | 0 | 0 | 0 | 0 | 0 | 0 | 0 | 0 | 0 | 0 | 0 | 0 | 0 | 0 | 0 | 0 | 0
F2_Commercial_Retail_Existing_Food Preparation_Natural Gas_Steamer_E6 | F2 | Commercial | Retail | Existing | Food Preparation | Natural Gas | Steamer | E6 | TRC BC Ratio | 0 | 0 | 0 | 0 | 0 | 0 | 0 | 0 | 0 | 0 | 0 | 0 | 0 | 0 | 0 | 0 | 0 | 0 | 0 | 0 | 0 | 0 | 0 | 0 | 0 | 0 | 0 | 0 | 0 | 0 | 0
F2_Commercial_Retail_Existing_Food Preparation_Natural Gas_Steamer_E7 | F2 | Commercial | Retail | Existing | Food Preparation | Natural Gas | Steamer | E7 | TRC BC Ratio | 0 | 0 | 0 | 0 | 0 | 0 | 0 | 0 | 0 | 0 | 0 | 0 | 0 | 0 | 0 | 0 | 0 | 0 | 0 | 0 | 0 | 0 | 0 | 0 | 0 | 0 | 0 | 0 | 0 | 0 | 0
F2_Commercial_Retail_Existing_Food Preparation_Natural Gas_Steamer_E8 | F2 | Commercial | Retail | Existing | Food Preparation | Natural Gas | Steamer | E8 | TRC BC Ratio | 0 | 0 | 0 | 0 | 0 | 0 | 0 | 0 | 0 | 0 | 0 | 0 | 0 | 0 | 0 | 0 | 0 | 0 | 0 | 0 | 0 | 0 | 0 | 0 | 0 | 0 | 0 | 0 | 0 | 0 | 0
F2_Commercial_Retail_Existing_Food Preparation_Natural Gas_Steamer_E9 | F2 | Commercial | Retail | Existing | Food Preparation | Natural Gas | Steamer | E9 | TRC BC Ratio | 0 | 0 | 0 | 0 | 0 | 0 | 0 | 0 | 0 | 0 | 0 | 0 | 0 | 0 | 0 | 0 | 0 | 0 | 0 | 0 | 0 | 0 | 0 | 0 | 0 | 0 | 0 | 0 | 0 | 0 | 0
F2_Commercial_Retail_Existing_Food Preparation_Natural Gas_Steamer_E10 | F2 | Commercial | Retail | Existing | Food Preparation | Natural Gas | Steamer | E10 | TRC BC Ratio | 0 | 0 | 0 | 0 | 0 | 0 | 0 | 0 | 0 | 0 | 0 | 0 | 0 | 0 | 0 | 0 | 0 | 0 | 0 | 0 | 0 | 0 | 0 | 0 | 0 | 0 | 0 | 0 | 0 | 0 | 0
F3_Commercial_Retail_Existing_Food Preparation_Natural Gas_Steamer_E1 | F3 | Commercial | Retail | Existing | Food Preparation | Natural Gas | Steamer | E1 | PACT BC Ratio | 0.9 | 0.9 | 0.9 | 0 | 0 | 0 | 0 | 0 | 0 | 0 | 0 | 0 | 0 | 0 | 0 | 0 | 0 | 0 | 0 | 0 | 0 | 0 | 0 | 0 | 0 | 0 | 0 | 0 | 0 | 0 | 0
F3_Commercial_Retail_Existing_Food Preparation_Natural Gas_Steamer_E2 | F3 | Commercial | Retail | Existing | Food Preparation | Natural Gas | Steamer | E2 | PACT BC Ratio | 5.4356 | 5.4817 | 5.5082 | 0.9 | 0.9 | 0.9 | 0.9 | 0.9 | 0.9 | 0.9 | 0.9 | 0.9 | 0.9 | 0.9 | 0.9 | 0.9 | 0.9 | 0.9 | 0.9 | 0.9 | 0.9 | 0.9 | 0.9 | 0.9 | 0.9 | 0.9 | 0.9 | 0.9 | 0.9 | 0.9 | 0.9
F3_Commercial_Retail_Existing_Food Preparation_Natural Gas_Steamer_E3 | F3 | Commercial | Retail | Existing | Food Preparation | Natural Gas | Steamer | E3 | PACT BC Ratio | 0 | 0 | 0 | 0 | 0 | 0 | 0 | 0 | 0 | 0 | 0 | 0 | 0 | 0 | 0 | 0 | 0 | 0 | 0 | 0 | 0 | 0 | 0 | 0 | 0 | 0 | 0 | 0 | 0 | 0 | 0
F3_Commercial_Retail_Existing_Food Preparation_Natural Gas_Steamer_E4 | F3 | Commercial | Retail | Existing | Food Preparation | Natural Gas | Steamer | E4 | PACT BC Ratio | 0 | 0 | 0 | 0 | 0 | 0 | 0 | 0 | 0 | 0 | 0 | 0 | 0 | 0 | 0 | 0 | 0 | 0 | 0 | 0 | 0 | 0 | 0 | 0 | 0 | 0 | 0 | 0 | 0 | 0 | 0
F3_Commercial_Retail_Existing_Food Preparation_Natural Gas_Steamer_E5 | F3 | Commercial | Retail | Existing | Food Preparation | Natural Gas | Steamer | E5 | PACT BC Ratio | 0 | 0 | 0 | 0 | 0 | 0 | 0 | 0 | 0 | 0 | 0 | 0 | 0 | 0 | 0 | 0 | 0 | 0 | 0 | 0 | 0 | 0 | 0 | 0 | 0 | 0 | 0 | 0 | 0 | 0 | 0
F3_Commercial_Retail_Existing_Food Preparation_Natural Gas_Steamer_E6 | F3 | Commercial | Retail | Existing | Food Preparation | Natural Gas | Steamer | E6 | PACT BC Ratio | 0 | 0 | 0 | 0 | 0 | 0 | 0 | 0 | 0 | 0 | 0 | 0 | 0 | 0 | 0 | 0 | 0 | 0 | 0 | 0 | 0 | 0 | 0 | 0 | 0 | 0 | 0 | 0 | 0 | 0 | 0
F3_Commercial_Retail_Existing_Food Preparation_Natural Gas_Steamer_E7 | F3 | Commercial | Retail | Existing | Food Preparation | Natural Gas | Steamer | E7 | PACT BC Ratio | 0 | 0 | 0 | 0 | 0 | 0 | 0 | 0 | 0 | 0 | 0 | 0 | 0 | 0 | 0 | 0 | 0 | 0 | 0 | 0 | 0 | 0 | 0 | 0 | 0 | 0 | 0 | 0 | 0 | 0 | 0
F3_Commercial_Retail_Existing_Food Preparation_Natural Gas_Steamer_E8 | F3 | Commercial | Retail | Existing | Food Preparation | Natural Gas | Steamer | E8 | PACT BC Ratio | 0 | 0 | 0 | 0 | 0 | 0 | 0 | 0 | 0 | 0 | 0 | 0 | 0 | 0 | 0 | 0 | 0 | 0 | 0 | 0 | 0 | 0 | 0 | 0 | 0 | 0 | 0 | 0 | 0 | 0 | 0
F3_Commercial_Retail_Existing_Food Preparation_Natural Gas_Steamer_E9 | F3 | Commercial | Retail | Existing | Food Preparation | Natural Gas | Steamer | E9 | PACT BC Ratio | 0 | 0 | 0 | 0 | 0 | 0 | 0 | 0 | 0 | 0 | 0 | 0 | 0 | 0 | 0 | 0 | 0 | 0 | 0 | 0 | 0 | 0 | 0 | 0 | 0 | 0 | 0 | 0 | 0 | 0 | 0
F3_Commercial_Retail_Existing_Food Preparation_Natural Gas_Steamer_E10 | F3 | Commercial | Retail | Existing | Food Preparation | Natural Gas | Steamer | E10 | PACT BC Ratio | 0 | 0 | 0 | 0 | 0 | 0 | 0 | 0 | 0 | 0 | 0 | 0 | 0 | 0 | 0 | 0 | 0 | 0 | 0 | 0 | 0 | 0 | 0 | 0 | 0 | 0 | 0 | 0 | 0 | 0 | 0
F4_Commercial_Retail_Existing_Food Preparation_Natural Gas_Steamer_E1 | F4 | Commercial | Retail | Existing | Food Preparation | Natural Gas | Steamer | E1 | PCT BC Ratio | 0.9 | 0.9 | 0.9 | 0 | 0 | 0 | 0 | 0 | 0 | 0 | 0 | 0 | 0 | 0 | 0 | 0 | 0 | 0 | 0 | 0 | 0 | 0 | 0 | 0 | 0 | 0 | 0 | 0 | 0 | 0 | 0
F4_Commercial_Retail_Existing_Food Preparation_Natural Gas_Steamer_E2 | F4 | Commercial | Retail | Existing | Food Preparation | Natural Gas | Steamer | E2 | PCT BC Ratio | 12.4994 | 12.5981 | 12.6548 | 0.9 | 0.9 | 0.9 | 0.9 | 0.9 | 0.9 | 0.9 | 0.9 | 0.9 | 0.9 | 0.9 | 0.9 | 0.9 | 0.9 | 0.9 | 0.9 | 0.9 | 0.9 | 0.9 | 0.9 | 0.9 | 0.9 | 0.9 | 0.9 | 0.9 | 0.9 | 0.9 | 0.9
F4_Commercial_Retail_Existing_Food Preparation_Natural Gas_Steamer_E3 | F4 | Commercial | Retail | Existing | Food Preparation | Natural Gas | Steamer | E3 | PCT BC Ratio | 0 | 0 | 0 | 0 | 0 | 0 | 0 | 0 | 0 | 0 | 0 | 0 | 0 | 0 | 0 | 0 | 0 | 0 | 0 | 0 | 0 | 0 | 0 | 0 | 0 | 0 | 0 | 0 | 0 | 0 | 0
F4_Commercial_Retail_Existing_Food Preparation_Natural Gas_Steamer_E4 | F4 | Commercial | Retail | Existing | Food Preparation | Natural Gas | Steamer | E4 | PCT BC Ratio | 0 | 0 | 0 | 0 | 0 | 0 | 0 | 0 | 0 | 0 | 0 | 0 | 0 | 0 | 0 | 0 | 0 | 0 | 0 | 0 | 0 | 0 | 0 | 0 | 0 | 0 | 0 | 0 | 0 | 0 | 0
F4_Commercial_Retail_Existing_Food Preparation_Natural Gas_Steamer_E5 | F4 | Commercial | Retail | Existing | Food Preparation | Natural Gas | Steamer | E5 | PCT BC Ratio | 0 | 0 | 0 | 0 | 0 | 0 | 0 | 0 | 0 | 0 | 0 | 0 | 0 | 0 | 0 | 0 | 0 | 0 | 0 | 0 | 0 | 0 | 0 | 0 | 0 | 0 | 0 | 0 | 0 | 0 | 0
F4_Commercial_Retail_Existing_Food Preparation_Natural Gas_Steamer_E6 | F4 | Commercial | Retail | Existing | Food Preparation | Natural Gas | Steamer | E6 | PCT BC Ratio | 0 | 0 | 0 | 0 | 0 | 0 | 0 | 0 | 0 | 0 | 0 | 0 | 0 | 0 | 0 | 0 | 0 | 0 | 0 | 0 | 0 | 0 | 0 | 0 | 0 | 0 | 0 | 0 | 0 | 0 | 0
F4_Commercial_Retail_Existing_Food Preparation_Natural Gas_Steamer_E7 | F4 | Commercial | Retail | Existing | Food Preparation | Natural Gas | Steamer | E7 | PCT BC Ratio | 0 | 0 | 0 | 0 | 0 | 0 | 0 | 0 | 0 | 0 | 0 | 0 | 0 | 0 | 0 | 0 | 0 | 0 | 0 | 0 | 0 | 0 | 0 | 0 | 0 | 0 | 0 | 0 | 0 | 0 | 0
F4_Commercial_Retail_Existing_Food Preparation_Natural Gas_Steamer_E8 | F4 | Commercial | Retail | Existing | Food Preparation | Natural Gas | Steamer | E8 | PCT BC Ratio | 0 | 0 | 0 | 0 | 0 | 0 | 0 | 0 | 0 | 0 | 0 | 0 | 0 | 0 | 0 | 0 | 0 | 0 | 0 | 0 | 0 | 0 | 0 | 0 | 0 | 0 | 0 | 0 | 0 | 0 | 0
F4_Commercial_Retail_Existing_Food Preparation_Natural Gas_Steamer_E9 | F4 | Commercial | Retail | Existing | Food Preparation | Natural Gas | Steamer | E9 | PCT BC Ratio | 0 | 0 | 0 | 0 | 0 | 0 | 0 | 0 | 0 | 0 | 0 | 0 | 0 | 0 | 0 | 0 | 0 | 0 | 0 | 0 | 0 | 0 | 0 | 0 | 0 | 0 | 0 | 0 | 0 | 0 | 0
F4_Commercial_Retail_Existing_Food Preparation_Natural Gas_Steamer_E10 | F4 | Commercial | Retail | Existing | Food Preparation | Natural Gas | Steamer | E10 | PCT BC Ratio | 0 | 0 | 0 | 0 | 0 | 0 | 0 | 0 | 0 | 0 | 0 | 0 | 0 | 0 | 0 | 0 | 0 | 0 | 0 | 0 | 0 | 0 | 0 | 0 | 0 | 0 | 0 | 0 | 0 | 0 | 0
F5_Commercial_Retail_Existing_Food Preparation_Natural Gas_Steamer_E1 | F5 | Commercial | Retail | Existing | Food Preparation | Natural Gas | Steamer | E1 | RIM BC Ratio | 0.9 | 0.9 | 0.9 | 0 | 0 | 0 | 0 | 0 | 0 | 0 | 0 | 0 | 0 | 0 | 0 | 0 | 0 | 0 | 0 | 0 | 0 | 0 | 0 | 0 | 0 | 0 | 0 | 0 | 0 | 0 | 0
F5_Commercial_Retail_Existing_Food Preparation_Natural Gas_Steamer_E2 | F5 | Commercial | Retail | Existing | Food Preparation | Natural Gas | Steamer | E2 | RIM BC Ratio | 0.72357 | 0.72438 | 0.72484 | 0.9 | 0.9 | 0.9 | 0.9 | 0.9 | 0.9 | 0.9 | 0.9 | 0.9 | 0.9 | 0.9 | 0.9 | 0.9 | 0.9 | 0.9 | 0.9 | 0.9 | 0.9 | 0.9 | 0.9 | 0.9 | 0.9 | 0.9 | 0.9 | 0.9 | 0.9 | 0.9 | 0.9
F5_Commercial_Retail_Existing_Food Preparation_Natural Gas_Steamer_E3 | F5 | Commercial | Retail | Existing | Food Preparation | Natural Gas | Steamer | E3 | RIM BC Ratio | 0 | 0 | 0 | 0 | 0 | 0 | 0 | 0 | 0 | 0 | 0 | 0 | 0 | 0 | 0 | 0 | 0 | 0 | 0 | 0 | 0 | 0 | 0 | 0 | 0 | 0 | 0 | 0 | 0 | 0 | 0
F5_Commercial_Retail_Existing_Food Preparation_Natural Gas_Steamer_E4 | F5 | Commercial | Retail | Existing | Food Preparation | Natural Gas | Steamer | E4 | RIM BC Ratio | 0 | 0 | 0 | 0 | 0 | 0 | 0 | 0 | 0 | 0 | 0 | 0 | 0 | 0 | 0 | 0 | 0 | 0 | 0 | 0 | 0 | 0 | 0 | 0 | 0 | 0 | 0 | 0 | 0 | 0 | 0
F5_Commercial_Retail_Existing_Food Preparation_Natural Gas_Steamer_E5 | F5 | Commercial | Retail | Existing | Food Preparation | Natural Gas | Steamer | E5 | RIM BC Ratio | 0 | 0 | 0 | 0 | 0 | 0 | 0 | 0 | 0 | 0 | 0 | 0 | 0 | 0 | 0 | 0 | 0 | 0 | 0 | 0 | 0 | 0 | 0 | 0 | 0 | 0 | 0 | 0 | 0 | 0 | 0
F5_Commercial_Retail_Existing_Food Preparation_Natural Gas_Steamer_E6 | F5 | Commercial | Retail | Existing | Food Preparation | Natural Gas | Steamer | E6 | RIM BC Ratio | 0 | 0 | 0 | 0 | 0 | 0 | 0 | 0 | 0 | 0 | 0 | 0 | 0 | 0 | 0 | 0 | 0 | 0 | 0 | 0 | 0 | 0 | 0 | 0 | 0 | 0 | 0 | 0 | 0 | 0 | 0
F5_Commercial_Retail_Existing_Food Preparation_Natural Gas_Steamer_E7 | F5 | Commercial | Retail | Existing | Food Preparation | Natural Gas | Steamer | E7 | RIM BC Ratio | 0 | 0 | 0 | 0 | 0 | 0 | 0 | 0 | 0 | 0 | 0 | 0 | 0 | 0 | 0 | 0 | 0 | 0 | 0 | 0 | 0 | 0 | 0 | 0 | 0 | 0 | 0 | 0 | 0 | 0 | 0
F5_Commercial_Retail_Existing_Food Preparation_Natural Gas_Steamer_E8 | F5 | Commercial | Retail | Existing | Food Preparation | Natural Gas | Steamer | E8 | RIM BC Ratio | 0 | 0 | 0 | 0 | 0 | 0 | 0 | 0 | 0 | 0 | 0 | 0 | 0 | 0 | 0 | 0 | 0 | 0 | 0 | 0 | 0 | 0 | 0 | 0 | 0 | 0 | 0 | 0 | 0 | 0 | 0
F5_Commercial_Retail_Existing_Food Preparation_Natural Gas_Steamer_E9 | F5 | Commercial | Retail | Existing | Food Preparation | Natural Gas | Steamer | E9 | RIM BC Ratio | 0 | 0 | 0 | 0 | 0 | 0 | 0 | 0 | 0 | 0 | 0 | 0 | 0 | 0 | 0 | 0 | 0 | 0 | 0 | 0 | 0 | 0 | 0 | 0 | 0 | 0 | 0 | 0 | 0 | 0 | 0
F5_Commercial_Retail_Existing_Food Preparation_Natural Gas_Steamer_E10 | F5 | Commercial | Retail | Existing | Food Preparation | Natural Gas | Steamer | E10 | RIM BC Ratio | 0 | 0 | 0 | 0 | 0 | 0 | 0 | 0 | 0 | 0 | 0 | 0 | 0 | 0 | 0 | 0 | 0 | 0 | 0 | 0 | 0 | 0 | 0 | 0 | 0 | 0 | 0 | 0 | 0 | 0 | 0
F0_Commercial_Retail_Existing_Food Preparation_Natural Gas_Food Prep Other_E0 | F0 | Commercial | Retail | Existing | Food Preparation | Natural Gas | Food Prep Other | E0 | Economic Unit | ENERGY STAR | ENERGY STAR | ENERGY STAR | ENERGY STAR | ENERGY STAR | ENERGY STAR | ENERGY STAR | ENERGY STAR | ENERGY STAR | ENERGY STAR | ENERGY STAR | ENERGY STAR | ENERGY STAR | ENERGY STAR | ENERGY STAR | ENERGY STAR | ENERGY STAR | ENERGY STAR | ENERGY STAR | ENERGY STAR | ENERGY STAR | ENERGY STAR | ENERGY STAR | Standard | Standard | Standard | Standard | Standard | Standard | Standard | Standard
F1_Commercial_Retail_Existing_Food Preparation_Natural Gas_Food Prep Other_E1 | F1 | Commercial | Retail | Existing | Food Preparation | Natural Gas | Food Prep Other | E1 | CCE | 0 | 0 | 0 | 0 | 0 | 0 | 0 | 0 | 0 | 0 | 0 | 0 | 0 | 0 | 0 | 0 | 0 | 0 | 0 | 0 | 0 | 0 | 0 | 0 | 0 | 0 | 0 | 0 | 0 | 0 | 0
F1_Commercial_Retail_Existing_Food Preparation_Natural Gas_Food Prep Other_E2 | F1 | Commercial | Retail | Existing | Food Preparation | Natural Gas | Food Prep Other | E2 | CCE | 0.15845 | 0.15233 | 0.15306 | 0.15466 | 0.15466 | 0.15466 | 0.15466 | 0.15466 | 0.15466 | 0.15466 | 0.15466 | 0.15466 | 0.15466 | 0.15466 | 0.15466 | 0.15466 | 0.15466 | 0.15466 | 0.15466 | 0.15466 | 0.15466 | 0.15466 | 0.15466 | 0.15466 | 0.15466 | 0.15466 | 0.15466 | 0.15466 | 0.15466 | 0.15466 | 0.15466
F1_Commercial_Retail_Existing_Food Preparation_Natural Gas_Food Prep Other_E3 | F1 | Commercial | Retail | Existing | Food Preparation | Natural Gas | Food Prep Other | E3 | CCE | 0 | 0 | 0 | 0 | 0 | 0 | 0 | 0 | 0 | 0 | 0 | 0 | 0 | 0 | 0 | 0 | 0 | 0 | 0 | 0 | 0 | 0 | 0 | 0 | 0 | 0 | 0 | 0 | 0 | 0 | 0
F1_Commercial_Retail_Existing_Food Preparation_Natural Gas_Food Prep Other_E4 | F1 | Commercial | Retail | Existing | Food Preparation | Natural Gas | Food Prep Other | E4 | CCE | 0 | 0 | 0 | 0 | 0 | 0 | 0 | 0 | 0 | 0 | 0 | 0 | 0 | 0 | 0 | 0 | 0 | 0 | 0 | 0 | 0 | 0 | 0 | 0 | 0 | 0 | 0 | 0 | 0 | 0 | 0
F1_Commercial_Retail_Existing_Food Preparation_Natural Gas_Food Prep Other_E5 | F1 | Commercial | Retail | Existing | Food Preparation | Natural Gas | Food Prep Other | E5 | CCE | 0 | 0 | 0 | 0 | 0 | 0 | 0 | 0 | 0 | 0 | 0 | 0 | 0 | 0 | 0 | 0 | 0 | 0 | 0 | 0 | 0 | 0 | 0 | 0 | 0 | 0 | 0 | 0 | 0 | 0 | 0
F1_Commercial_Retail_Existing_Food Preparation_Natural Gas_Food Prep Other_E6 | F1 | Commercial | Retail | Existing | Food Preparation | Natural Gas | Food Prep Other | E6 | CCE | 0 | 0 | 0 | 0 | 0 | 0 | 0 | 0 | 0 | 0 | 0 | 0 | 0 | 0 | 0 | 0 | 0 | 0 | 0 | 0 | 0 | 0 | 0 | 0 | 0 | 0 | 0 | 0 | 0 | 0 | 0
F1_Commercial_Retail_Existing_Food Preparation_Natural Gas_Food Prep Other_E7 | F1 | Commercial | Retail | Existing | Food Preparation | Natural Gas | Food Prep Other | E7 | CCE | 0 | 0 | 0 | 0 | 0 | 0 | 0 | 0 | 0 | 0 | 0 | 0 | 0 | 0 | 0 | 0 | 0 | 0 | 0 | 0 | 0 | 0 | 0 | 0 | 0 | 0 | 0 | 0 | 0 | 0 | 0
F1_Commercial_Retail_Existing_Food Preparation_Natural Gas_Food Prep Other_E8 | F1 | Commercial | Retail | Existing | Food Preparation | Natural Gas | Food Prep Other | E8 | CCE | 0 | 0 | 0 | 0 | 0 | 0 | 0 | 0 | 0 | 0 | 0 | 0 | 0 | 0 | 0 | 0 | 0 | 0 | 0 | 0 | 0 | 0 | 0 | 0 | 0 | 0 | 0 | 0 | 0 | 0 | 0
F1_Commercial_Retail_Existing_Food Preparation_Natural Gas_Food Prep Other_E9 | F1 | Commercial | Retail | Existing | Food Preparation | Natural Gas | Food Prep Other | E9 | CCE | 0 | 0 | 0 | 0 | 0 | 0 | 0 | 0 | 0 | 0 | 0 | 0 | 0 | 0 | 0 | 0 | 0 | 0 | 0 | 0 | 0 | 0 | 0 | 0 | 0 | 0 | 0 | 0 | 0 | 0 | 0
F1_Commercial_Retail_Existing_Food Preparation_Natural Gas_Food Prep Other_E10 | F1 | Commercial | Retail | Existing | Food Preparation | Natural Gas | Food Prep Other | E10 | CCE | 0 | 0 | 0 | 0 | 0 | 0 | 0 | 0 | 0 | 0 | 0 | 0 | 0 | 0 | 0 | 0 | 0 | 0 | 0 | 0 | 0 | 0 | 0 | 0 | 0 | 0 | 0 | 0 | 0 | 0 | 0
F2_Commercial_Retail_Existing_Food Preparation_Natural Gas_Food Prep Other_E1 | F2 | Commercial | Retail | Existing | Food Preparation | Natural Gas | Food Prep Other | E1 | TRC BC Ratio | 0.9 | 0.9 | 0.9 | 0.9 | 0.9 | 0.9 | 0.9 | 0.9 | 0.9 | 0.9 | 0.9 | 0.9 | 0.9 | 0.9 | 0.9 | 0.9 | 0.9 | 0.9 | 0.9 | 0.9 | 0.9 | 0.9 | 0.9 | 0.9 | 0.9 | 0.9 | 0.9 | 0.9 | 0.9 | 0.9 | 0.9
F2_Commercial_Retail_Existing_Food Preparation_Natural Gas_Food Prep Other_E2 | F2 | Commercial | Retail | Existing | Food Preparation | Natural Gas | Food Prep Other | E2 | TRC BC Ratio | 0.064402 | 0.065679 | 0.066592 | 0.067581 | 0.069003 | 0.064649 | 0.061246 | 0.059457 | 0.058814 | 0.057827 | 0.057162 | 0.060191 | 0.053868 | 0.057577 | 0.062338 | 0.066965 | 0.067138 | 0.067459 | 0.06617 | 0.067089 | 0.067733 | 0.068601 | 0.069693 | 0.032829 | 0.032174 | 0.031561 | 0.030984 | 0.030437 | 0.029914 | 0.029412 | 0.028926
F2_Commercial_Retail_Existing_Food Preparation_Natural Gas_Food Prep Other_E3 | F2 | Commercial | Retail | Existing | Food Preparation | Natural Gas | Food Prep Other | E3 | TRC BC Ratio | 0 | 0 | 0 | 0 | 0 | 0 | 0 | 0 | 0 | 0 | 0 | 0 | 0 | 0 | 0 | 0 | 0 | 0 | 0 | 0 | 0 | 0 | 0 | 0 | 0 | 0 | 0 | 0 | 0 | 0 | 0
F2_Commercial_Retail_Existing_Food Preparation_Natural Gas_Food Prep Other_E4 | F2 | Commercial | Retail | Existing | Food Preparation | Natural Gas | Food Prep Other | E4 | TRC BC Ratio | 0 | 0 | 0 | 0 | 0 | 0 | 0 | 0 | 0 | 0 | 0 | 0 | 0 | 0 | 0 | 0 | 0 | 0 | 0 | 0 | 0 | 0 | 0 | 0 | 0 | 0 | 0 | 0 | 0 | 0 | 0
F2_Commercial_Retail_Existing_Food Preparation_Natural Gas_Food Prep Other_E5 | F2 | Commercial | Retail | Existing | Food Preparation | Natural Gas | Food Prep Other | E5 | TRC BC Ratio | 0 | 0 | 0 | 0 | 0 | 0 | 0 | 0 | 0 | 0 | 0 | 0 | 0 | 0 | 0 | 0 | 0 | 0 | 0 | 0 | 0 | 0 | 0 | 0 | 0 | 0 | 0 | 0 | 0 | 0 | 0
F2_Commercial_Retail_Existing_Food Preparation_Natural Gas_Food Prep Other_E6 | F2 | Commercial | Retail | Existing | Food Preparation | Natural Gas | Food Prep Other | E6 | TRC BC Ratio | 0 | 0 | 0 | 0 | 0 | 0 | 0 | 0 | 0 | 0 | 0 | 0 | 0 | 0 | 0 | 0 | 0 | 0 | 0 | 0 | 0 | 0 | 0 | 0 | 0 | 0 | 0 | 0 | 0 | 0 | 0
F2_Commercial_Retail_Existing_Food Preparation_Natural Gas_Food Prep Other_E7 | F2 | Commercial | Retail | Existing | Food Preparation | Natural Gas | Food Prep Other | E7 | TRC BC Ratio | 0 | 0 | 0 | 0 | 0 | 0 | 0 | 0 | 0 | 0 | 0 | 0 | 0 | 0 | 0 | 0 | 0 | 0 | 0 | 0 | 0 | 0 | 0 | 0 | 0 | 0 | 0 | 0 | 0 | 0 | 0
F2_Commercial_Retail_Existing_Food Preparation_Natural Gas_Food Prep Other_E8 | F2 | Commercial | Retail | Existing | Food Preparation | Natural Gas | Food Prep Other | E8 | TRC BC Ratio | 0 | 0 | 0 | 0 | 0 | 0 | 0 | 0 | 0 | 0 | 0 | 0 | 0 | 0 | 0 | 0 | 0 | 0 | 0 | 0 | 0 | 0 | 0 | 0 | 0 | 0 | 0 | 0 | 0 | 0 | 0
F2_Commercial_Retail_Existing_Food Preparation_Natural Gas_Food Prep Other_E9 | F2 | Commercial | Retail | Existing | Food Preparation | Natural Gas | Food Prep Other | E9 | TRC BC Ratio | 0 | 0 | 0 | 0 | 0 | 0 | 0 | 0 | 0 | 0 | 0 | 0 | 0 | 0 | 0 | 0 | 0 | 0 | 0 | 0 | 0 | 0 | 0 | 0 | 0 | 0 | 0 | 0 | 0 | 0 | 0
F2_Commercial_Retail_Existing_Food Preparation_Natural Gas_Food Prep Other_E10 | F2 | Commercial | Retail | Existing | Food Preparation | Natural Gas | Food Prep Other | E10 | TRC BC Ratio | 0 | 0 | 0 | 0 | 0 | 0 | 0 | 0 | 0 | 0 | 0 | 0 | 0 | 0 | 0 | 0 | 0 | 0 | 0 | 0 | 0 | 0 | 0 | 0 | 0 | 0 | 0 | 0 | 0 | 0 | 0
F3_Commercial_Retail_Existing_Food Preparation_Natural Gas_Food Prep Other_E1 | F3 | Commercial | Retail | Existing | Food Preparation | Natural Gas | Food Prep Other | E1 | PACT BC Ratio | 0.9 | 0.9 | 0.9 | 0.9 | 0.9 | 0.9 | 0.9 | 0.9 | 0.9 | 0.9 | 0.9 | 0.9 | 0.9 | 0.9 | 0.9 | 0.9 | 0.9 | 0.9 | 0.9 | 0.9 | 0.9 | 0.9 | 0.9 | 0.9 | 0.9 | 0.9 | 0.9 | 0.9 | 0.9 | 0.9 | 0.9
F3_Commercial_Retail_Existing_Food Preparation_Natural Gas_Food Prep Other_E2 | F3 | Commercial | Retail | Existing | Food Preparation | Natural Gas | Food Prep Other | E2 | PACT BC Ratio | 1.1369 | 1.1594 | 1.1755 | 1.193 | 1.2181 | 1.1412 | 1.0812 | 1.0496 | 1.0382 | 1.0208 | 1.0091 | 1.0625 | 0.95093 | 1.0164 | 1.1004 | 1.1821 | 1.1852 | 1.1908 | 1.1681 | 1.1843 | 1.1957 | 1.211 | 1.2303 | 0.57953 | 0.56797 | 0.55715 | 0.54696 | 0.5373 | 0.52807 | 0.5192 | 0.51063
F3_Commercial_Retail_Existing_Food Preparation_Natural Gas_Food Prep Other_E3 | F3 | Commercial | Retail | Existing | Food Preparation | Natural Gas | Food Prep Other | E3 | PACT BC Ratio | 0 | 0 | 0 | 0 | 0 | 0 | 0 | 0 | 0 | 0 | 0 | 0 | 0 | 0 | 0 | 0 | 0 | 0 | 0 | 0 | 0 | 0 | 0 | 0 | 0 | 0 | 0 | 0 | 0 | 0 | 0
F3_Commercial_Retail_Existing_Food Preparation_Natural Gas_Food Prep Other_E4 | F3 | Commercial | Retail | Existing | Food Preparation | Natural Gas | Food Prep Other | E4 | PACT BC Ratio | 0 | 0 | 0 | 0 | 0 | 0 | 0 | 0 | 0 | 0 | 0 | 0 | 0 | 0 | 0 | 0 | 0 | 0 | 0 | 0 | 0 | 0 | 0 | 0 | 0 | 0 | 0 | 0 | 0 | 0 | 0
F3_Commercial_Retail_Existing_Food Preparation_Natural Gas_Food Prep Other_E5 | F3 | Commercial | Retail | Existing | Food Preparation | Natural Gas | Food Prep Other | E5 | PACT BC Ratio | 0 | 0 | 0 | 0 | 0 | 0 | 0 | 0 | 0 | 0 | 0 | 0 | 0 | 0 | 0 | 0 | 0 | 0 | 0 | 0 | 0 | 0 | 0 | 0 | 0 | 0 | 0 | 0 | 0 | 0 | 0
F3_Commercial_Retail_Existing_Food Preparation_Natural Gas_Food Prep Other_E6 | F3 | Commercial | Retail | Existing | Food Preparation | Natural Gas | Food Prep Other | E6 | PACT BC Ratio | 0 | 0 | 0 | 0 | 0 | 0 | 0 | 0 | 0 | 0 | 0 | 0 | 0 | 0 | 0 | 0 | 0 | 0 | 0 | 0 | 0 | 0 | 0 | 0 | 0 | 0 | 0 | 0 | 0 | 0 | 0
F3_Commercial_Retail_Existing_Food Preparation_Natural Gas_Food Prep Other_E7 | F3 | Commercial | Retail | Existing | Food Preparation | Natural Gas | Food Prep Other | E7 | PACT BC Ratio | 0 | 0 | 0 | 0 | 0 | 0 | 0 | 0 | 0 | 0 | 0 | 0 | 0 | 0 | 0 | 0 | 0 | 0 | 0 | 0 | 0 | 0 | 0 | 0 | 0 | 0 | 0 | 0 | 0 | 0 | 0
F3_Commercial_Retail_Existing_Food Preparation_Natural Gas_Food Prep Other_E8 | F3 | Commercial | Retail | Existing | Food Preparation | Natural Gas | Food Prep Other | E8 | PACT BC Ratio | 0 | 0 | 0 | 0 | 0 | 0 | 0 | 0 | 0 | 0 | 0 | 0 | 0 | 0 | 0 | 0 | 0 | 0 | 0 | 0 | 0 | 0 | 0 | 0 | 0 | 0 | 0 | 0 | 0 | 0 | 0
F3_Commercial_Retail_Existing_Food Preparation_Natural Gas_Food Prep Other_E9 | F3 | Commercial | Retail | Existing | Food Preparation | Natural Gas | Food Prep Other | E9 | PACT BC Ratio | 0 | 0 | 0 | 0 | 0 | 0 | 0 | 0 | 0 | 0 | 0 | 0 | 0 | 0 | 0 | 0 | 0 | 0 | 0 | 0 | 0 | 0 | 0 | 0 | 0 | 0 | 0 | 0 | 0 | 0 | 0
F3_Commercial_Retail_Existing_Food Preparation_Natural Gas_Food Prep Other_E10 | F3 | Commercial | Retail | Existing | Food Preparation | Natural Gas | Food Prep Other | E10 | PACT BC Ratio | 0 | 0 | 0 | 0 | 0 | 0 | 0 | 0 | 0 | 0 | 0 | 0 | 0 | 0 | 0 | 0 | 0 | 0 | 0 | 0 | 0 | 0 | 0 | 0 | 0 | 0 | 0 | 0 | 0 | 0 | 0
F4_Commercial_Retail_Existing_Food Preparation_Natural Gas_Food Prep Other_E1 | F4 | Commercial | Retail | Existing | Food Preparation | Natural Gas | Food Prep Other | E1 | PCT BC Ratio | 0.9 | 0.9 | 0.9 | 0.9 | 0.9 | 0.9 | 0.9 | 0.9 | 0.9 | 0.9 | 0.9 | 0.9 | 0.9 | 0.9 | 0.9 | 0.9 | 0.9 | 0.9 | 0.9 | 0.9 | 0.9 | 0.9 | 0.9 | 0.9 | 0.9 | 0.9 | 0.9 | 0.9 | 0.9 | 0.9 | 0.9
F4_Commercial_Retail_Existing_Food Preparation_Natural Gas_Food Prep Other_E2 | F4 | Commercial | Retail | Existing | Food Preparation | Natural Gas | Food Prep Other | E2 | PCT BC Ratio | 0.10732 | 0.10889 | 0.11002 | 0.11124 | 0.113 | 0.10762 | 0.10342 | 0.10121 | 0.10042 | 0.0992 | 0.098378 | 0.10212 | 0.094311 | 0.098891 | 0.10477 | 0.11048 | 0.1107 | 0.11109 | 0.1095 | 0.11064 | 0.11143 | 0.1125 | 0.11385 | 0.068334 | 0.067525 | 0.066768 | 0.066056 | 0.06538 | 0.064735 | 0.064115 | 0.063515
F4_Commercial_Retail_Existing_Food Preparation_Natural Gas_Food Prep Other_E3 | F4 | Commercial | Retail | Existing | Food Preparation | Natural Gas | Food Prep Other | E3 | PCT BC Ratio | 0 | 0 | 0 | 0 | 0 | 0 | 0 | 0 | 0 | 0 | 0 | 0 | 0 | 0 | 0 | 0 | 0 | 0 | 0 | 0 | 0 | 0 | 0 | 0 | 0 | 0 | 0 | 0 | 0 | 0 | 0
F4_Commercial_Retail_Existing_Food Preparation_Natural Gas_Food Prep Other_E4 | F4 | Commercial | Retail | Existing | Food Preparation | Natural Gas | Food Prep Other | E4 | PCT BC Ratio | 0 | 0 | 0 | 0 | 0 | 0 | 0 | 0 | 0 | 0 | 0 | 0 | 0 | 0 | 0 | 0 | 0 | 0 | 0 | 0 | 0 | 0 | 0 | 0 | 0 | 0 | 0 | 0 | 0 | 0 | 0
F4_Commercial_Retail_Existing_Food Preparation_Natural Gas_Food Prep Other_E5 | F4 | Commercial | Retail | Existing | Food Preparation | Natural Gas | Food Prep Other | E5 | PCT BC Ratio | 0 | 0 | 0 | 0 | 0 | 0 | 0 | 0 | 0 | 0 | 0 | 0 | 0 | 0 | 0 | 0 | 0 | 0 | 0 | 0 | 0 | 0 | 0 | 0 | 0 | 0 | 0 | 0 | 0 | 0 | 0
F4_Commercial_Retail_Existing_Food Preparation_Natural Gas_Food Prep Other_E6 | F4 | Commercial | Retail | Existing | Food Preparation | Natural Gas | Food Prep Other | E6 | PCT BC Ratio | 0 | 0 | 0 | 0 | 0 | 0 | 0 | 0 | 0 | 0 | 0 | 0 | 0 | 0 | 0 | 0 | 0 | 0 | 0 | 0 | 0 | 0 | 0 | 0 | 0 | 0 | 0 | 0 | 0 | 0 | 0
F4_Commercial_Retail_Existing_Food Preparation_Natural Gas_Food Prep Other_E7 | F4 | Commercial | Retail | Existing | Food Preparation | Natural Gas | Food Prep Other | E7 | PCT BC Ratio | 0 | 0 | 0 | 0 | 0 | 0 | 0 | 0 | 0 | 0 | 0 | 0 | 0 | 0 | 0 | 0 | 0 | 0 | 0 | 0 | 0 | 0 | 0 | 0 | 0 | 0 | 0 | 0 | 0 | 0 | 0
F4_Commercial_Retail_Existing_Food Preparation_Natural Gas_Food Prep Other_E8 | F4 | Commercial | Retail | Existing | Food Preparation | Natural Gas | Food Prep Other | E8 | PCT BC Ratio | 0 | 0 | 0 | 0 | 0 | 0 | 0 | 0 | 0 | 0 | 0 | 0 | 0 | 0 | 0 | 0 | 0 | 0 | 0 | 0 | 0 | 0 | 0 | 0 | 0 | 0 | 0 | 0 | 0 | 0 | 0
F4_Commercial_Retail_Existing_Food Preparation_Natural Gas_Food Prep Other_E9 | F4 | Commercial | Retail | Existing | Food Preparation | Natural Gas | Food Prep Other | E9 | PCT BC Ratio | 0 | 0 | 0 | 0 | 0 | 0 | 0 | 0 | 0 | 0 | 0 | 0 | 0 | 0 | 0 | 0 | 0 | 0 | 0 | 0 | 0 | 0 | 0 | 0 | 0 | 0 | 0 | 0 | 0 | 0 | 0
F4_Commercial_Retail_Existing_Food Preparation_Natural Gas_Food Prep Other_E10 | F4 | Commercial | Retail | Existing | Food Preparation | Natural Gas | Food Prep Other | E10 | PCT BC Ratio | 0 | 0 | 0 | 0 | 0 | 0 | 0 | 0 | 0 | 0 | 0 | 0 | 0 | 0 | 0 | 0 | 0 | 0 | 0 | 0 | 0 | 0 | 0 | 0 | 0 | 0 | 0 | 0 | 0 | 0 | 0
F5_Commercial_Retail_Existing_Food Preparation_Natural Gas_Food Prep Other_E1 | F5 | Commercial | Retail | Existing | Food Preparation | Natural Gas | Food Prep Other | E1 | RIM BC Ratio | 0.9 | 0.9 | 0.9 | 0.9 | 0.9 | 0.9 | 0.9 | 0.9 | 0.9 | 0.9 | 0.9 | 0.9 | 0.9 | 0.9 | 0.9 | 0.9 | 0.9 | 0.9 | 0.9 | 0.9 | 0.9 | 0.9 | 0.9 | 0.9 | 0.9 | 0.9 | 0.9 | 0.9 | 0.9 | 0.9 | 0.9
F5_Commercial_Retail_Existing_Food Preparation_Natural Gas_Food Prep Other_E2 | F5 | Commercial | Retail | Existing | Food Preparation | Natural Gas | Food Prep Other | E2 | RIM BC Ratio | 0.48131 | 0.4853 | 0.48811 | 0.49109 | 0.49529 | 0.48209 | 0.47104 | 0.46494 | 0.4627 | 0.45921 | 0.45681 | 0.46746 | 0.44451 | 0.45831 | 0.47466 | 0.48924 | 0.48976 | 0.49072 | 0.48682 | 0.48961 | 0.49154 | 0.49412 | 0.49729 | 0.34204 | 0.33798 | 0.33412 | 0.33043 | 0.32688 | 0.32344 | 0.32009 | 0.31681
F5_Commercial_Retail_Existing_Food Preparation_Natural Gas_Food Prep Other_E3 | F5 | Commercial | Retail | Existing | Food Preparation | Natural Gas | Food Prep Other | E3 | RIM BC Ratio | 0 | 0 | 0 | 0 | 0 | 0 | 0 | 0 | 0 | 0 | 0 | 0 | 0 | 0 | 0 | 0 | 0 | 0 | 0 | 0 | 0 | 0 | 0 | 0 | 0 | 0 | 0 | 0 | 0 | 0 | 0
F5_Commercial_Retail_Existing_Food Preparation_Natural Gas_Food Prep Other_E4 | F5 | Commercial | Retail | Existing | Food Preparation | Natural Gas | Food Prep Other | E4 | RIM BC Ratio | 0 | 0 | 0 | 0 | 0 | 0 | 0 | 0 | 0 | 0 | 0 | 0 | 0 | 0 | 0 | 0 | 0 | 0 | 0 | 0 | 0 | 0 | 0 | 0 | 0 | 0 | 0 | 0 | 0 | 0 | 0
F5_Commercial_Retail_Existing_Food Preparation_Natural Gas_Food Prep Other_E5 | F5 | Commercial | Retail | Existing | Food Preparation | Natural Gas | Food Prep Other | E5 | RIM BC Ratio | 0 | 0 | 0 | 0 | 0 | 0 | 0 | 0 | 0 | 0 | 0 | 0 | 0 | 0 | 0 | 0 | 0 | 0 | 0 | 0 | 0 | 0 | 0 | 0 | 0 | 0 | 0 | 0 | 0 | 0 | 0
F5_Commercial_Retail_Existing_Food Preparation_Natural Gas_Food Prep Other_E6 | F5 | Commercial | Retail | Existing | Food Preparation | Natural Gas | Food Prep Other | E6 | RIM BC Ratio | 0 | 0 | 0 | 0 | 0 | 0 | 0 | 0 | 0 | 0 | 0 | 0 | 0 | 0 | 0 | 0 | 0 | 0 | 0 | 0 | 0 | 0 | 0 | 0 | 0 | 0 | 0 | 0 | 0 | 0 | 0
F5_Commercial_Retail_Existing_Food Preparation_Natural Gas_Food Prep Other_E7 | F5 | Commercial | Retail | Existing | Food Preparation | Natural Gas | Food Prep Other | E7 | RIM BC Ratio | 0 | 0 | 0 | 0 | 0 | 0 | 0 | 0 | 0 | 0 | 0 | 0 | 0 | 0 | 0 | 0 | 0 | 0 | 0 | 0 | 0 | 0 | 0 | 0 | 0 | 0 | 0 | 0 | 0 | 0 | 0
F5_Commercial_Retail_Existing_Food Preparation_Natural Gas_Food Prep Other_E8 | F5 | Commercial | Retail | Existing | Food Preparation | Natural Gas | Food Prep Other | E8 | RIM BC Ratio | 0 | 0 | 0 | 0 | 0 | 0 | 0 | 0 | 0 | 0 | 0 | 0 | 0 | 0 | 0 | 0 | 0 | 0 | 0 | 0 | 0 | 0 | 0 | 0 | 0 | 0 | 0 | 0 | 0 | 0 | 0
F5_Commercial_Retail_Existing_Food Preparation_Natural Gas_Food Prep Other_E9 | F5 | Commercial | Retail | Existing | Food Preparation | Natural Gas | Food Prep Other | E9 | RIM BC Ratio | 0 | 0 | 0 | 0 | 0 | 0 | 0 | 0 | 0 | 0 | 0 | 0 | 0 | 0 | 0 | 0 | 0 | 0 | 0 | 0 | 0 | 0 | 0 | 0 | 0 | 0 | 0 | 0 | 0 | 0 | 0
F5_Commercial_Retail_Existing_Food Preparation_Natural Gas_Food Prep Other_E10 | F5 | Commercial | Retail | Existing | Food Preparation | Natural Gas | Food Prep Other | E10 | RIM BC Ratio | 0 | 0 | 0 | 0 | 0 | 0 | 0 | 0 | 0 | 0 | 0 | 0 | 0 | 0 | 0 | 0 | 0 | 0 | 0 | 0 | 0 | 0 | 0 | 0 | 0 | 0 | 0 | 0 | 0 | 0 | 0
F0_Commercial_Retail_Existing_Miscellaneous_Natural Gas_Pool Heater_E0 | F0 | Commercial | Retail | Existing | Miscellaneous | Natural Gas | Pool Heater | E0 | Economic Unit | Standard (EF .78) | Standard (EF .78) | Standard (EF .78) | Standard (EF .78) | Standard (EF .78) | Standard (EF .78) | Standard (EF .78) | Standard (EF .78) | Standard (EF .78) | Standard (EF .78) | Standard (EF .78) | Standard (EF .78) | Standard (EF .78) | Standard (EF .78) | Standard (EF .78) | Standard (EF .78) | Standard (EF .78) | Standard (EF .78) | Condensing (EF .90) | Condensing (EF .90) | Condensing (EF .90) | Condensing (EF .90) | Condensing (EF .90) | Standard (EF .78) | Standard (EF .78) | Standard (EF .78) | Standard (EF .78) | Standard (EF .78) | Standard (EF .78) | Standard (EF .78) | Standard (EF .78)
F1_Commercial_Retail_Existing_Miscellaneous_Natural Gas_Pool Heater_E1 | F1 | Commercial | Retail | Existing | Miscellaneous | Natural Gas | Pool Heater | E1 | CCE | 0 | 0 | 0 | 0 | 0 | 0 | 0 | 0 | 0 | 0 | 0 | 0 | 0 | 0 | 0 | 0 | 0 | 0 | 0 | 0 | 0 | 0 | 0 | 0 | 0 | 0 | 0 | 0 | 0 | 0 | 0
F1_Commercial_Retail_Existing_Miscellaneous_Natural Gas_Pool Heater_E2 | F1 | Commercial | Retail | Existing | Miscellaneous | Natural Gas | Pool Heater | E2 | CCE | 0.017772 | 0.017086 | 0.017167 | 0.017347 | 0.017347 | 0.017347 | 0.017347 | 0.017347 | 0.017347 | 0.017347 | 0.017347 | 0.017347 | 0.017347 | 0.017347 | 0.017347 | 0.017347 | 0.017347 | 0.017347 | 0.017347 | 0.017347 | 0.017347 | 0.017347 | 0.017347 | 0.017347 | 0.017347 | 0.017347 | 0.017347 | 0.017347 | 0.017347 | 0.017347 | 0.017347
F1_Commercial_Retail_Existing_Miscellaneous_Natural Gas_Pool Heater_E3 | F1 | Commercial | Retail | Existing | Miscellaneous | Natural Gas | Pool Heater | E3 | CCE | 0 | 0 | 0 | 0 | 0 | 0 | 0 | 0 | 0 | 0 | 0 | 0 | 0 | 0 | 0 | 0 | 0 | 0 | 0 | 0 | 0 | 0 | 0 | 0 | 0 | 0 | 0 | 0 | 0 | 0 | 0
F1_Commercial_Retail_Existing_Miscellaneous_Natural Gas_Pool Heater_E4 | F1 | Commercial | Retail | Existing | Miscellaneous | Natural Gas | Pool Heater | E4 | CCE | 0 | 0 | 0 | 0 | 0 | 0 | 0 | 0 | 0 | 0 | 0 | 0 | 0 | 0 | 0 | 0 | 0 | 0 | 0 | 0 | 0 | 0 | 0 | 0 | 0 | 0 | 0 | 0 | 0 | 0 | 0
F1_Commercial_Retail_Existing_Miscellaneous_Natural Gas_Pool Heater_E5 | F1 | Commercial | Retail | Existing | Miscellaneous | Natural Gas | Pool Heater | E5 | CCE | 0 | 0 | 0 | 0 | 0 | 0 | 0 | 0 | 0 | 0 | 0 | 0 | 0 | 0 | 0 | 0 | 0 | 0 | 0 | 0 | 0 | 0 | 0 | 0 | 0 | 0 | 0 | 0 | 0 | 0 | 0
F1_Commercial_Retail_Existing_Miscellaneous_Natural Gas_Pool Heater_E6 | F1 | Commercial | Retail | Existing | Miscellaneous | Natural Gas | Pool Heater | E6 | CCE | 0 | 0 | 0 | 0 | 0 | 0 | 0 | 0 | 0 | 0 | 0 | 0 | 0 | 0 | 0 | 0 | 0 | 0 | 0 | 0 | 0 | 0 | 0 | 0 | 0 | 0 | 0 | 0 | 0 | 0 | 0
F1_Commercial_Retail_Existing_Miscellaneous_Natural Gas_Pool Heater_E7 | F1 | Commercial | Retail | Existing | Miscellaneous | Natural Gas | Pool Heater | E7 | CCE | 0 | 0 | 0 | 0 | 0 | 0 | 0 | 0 | 0 | 0 | 0 | 0 | 0 | 0 | 0 | 0 | 0 | 0 | 0 | 0 | 0 | 0 | 0 | 0 | 0 | 0 | 0 | 0 | 0 | 0 | 0
F1_Commercial_Retail_Existing_Miscellaneous_Natural Gas_Pool Heater_E8 | F1 | Commercial | Retail | Existing | Miscellaneous | Natural Gas | Pool Heater | E8 | CCE | 0 | 0 | 0 | 0 | 0 | 0 | 0 | 0 | 0 | 0 | 0 | 0 | 0 | 0 | 0 | 0 | 0 | 0 | 0 | 0 | 0 | 0 | 0 | 0 | 0 | 0 | 0 | 0 | 0 | 0 | 0
F1_Commercial_Retail_Existing_Miscellaneous_Natural Gas_Pool Heater_E9 | F1 | Commercial | Retail | Existing | Miscellaneous | Natural Gas | Pool Heater | E9 | CCE | 0 | 0 | 0 | 0 | 0 | 0 | 0 | 0 | 0 | 0 | 0 | 0 | 0 | 0 | 0 | 0 | 0 | 0 | 0 | 0 | 0 | 0 | 0 | 0 | 0 | 0 | 0 | 0 | 0 | 0 | 0
F1_Commercial_Retail_Existing_Miscellaneous_Natural Gas_Pool Heater_E10 | F1 | Commercial | Retail | Existing | Miscellaneous | Natural Gas | Pool Heater | E10 | CCE | 0 | 0 | 0 | 0 | 0 | 0 | 0 | 0 | 0 | 0 | 0 | 0 | 0 | 0 | 0 | 0 | 0 | 0 | 0 | 0 | 0 | 0 | 0 | 0 | 0 | 0 | 0 | 0 | 0 | 0 | 0
F2_Commercial_Retail_Existing_Miscellaneous_Natural Gas_Pool Heater_E1 | F2 | Commercial | Retail | Existing | Miscellaneous | Natural Gas | Pool Heater | E1 | TRC BC Ratio | 0.9 | 0.9 | 0.9 | 0.9 | 0.9 | 0.9 | 0.9 | 0.9 | 0.9 | 0.9 | 0.9 | 0.9 | 0.9 | 0.9 | 0.9 | 0.9 | 0.9 | 0.9 | 0.9 | 0.9 | 0.9 | 0.9 | 0.9 | 0.9 | 0.9 | 0.9 | 0.9 | 0.9 | 0.9 | 0.9 | 0.9
F2_Commercial_Retail_Existing_Miscellaneous_Natural Gas_Pool Heater_E2 | F2 | Commercial | Retail | Existing | Miscellaneous | Natural Gas | Pool Heater | E2 | TRC BC Ratio | 0.56913 | 0.59017 | 0.59856 | 0.60055 | 0.62327 | 0.58756 | 0.56286 | 0.56218 | 0.57879 | 0.56904 | 0.56637 | 0.56026 | 0.42036 | 0.41012 | 0.40714 | 0.46017 | 0.52551 | 0.59905 | 0.65771 | 0.754 | 0.76585 | 0.78054 | 0.79807 | 0.30114 | 0.29474 | 0.28881 | 0.28328 | 0.2781 | 0.27319 | 0.2685 | 0.264
F2_Commercial_Retail_Existing_Miscellaneous_Natural Gas_Pool Heater_E3 | F2 | Commercial | Retail | Existing | Miscellaneous | Natural Gas | Pool Heater | E3 | TRC BC Ratio | 0 | 0 | 0 | 0 | 0 | 0 | 0 | 0 | 0 | 0 | 0 | 0 | 0 | 0 | 0 | 0 | 0 | 0 | 0 | 0 | 0 | 0 | 0 | 0 | 0 | 0 | 0 | 0 | 0 | 0 | 0
F2_Commercial_Retail_Existing_Miscellaneous_Natural Gas_Pool Heater_E4 | F2 | Commercial | Retail | Existing | Miscellaneous | Natural Gas | Pool Heater | E4 | TRC BC Ratio | 0 | 0 | 0 | 0 | 0 | 0 | 0 | 0 | 0 | 0 | 0 | 0 | 0 | 0 | 0 | 0 | 0 | 0 | 0 | 0 | 0 | 0 | 0 | 0 | 0 | 0 | 0 | 0 | 0 | 0 | 0
F2_Commercial_Retail_Existing_Miscellaneous_Natural Gas_Pool Heater_E5 | F2 | Commercial | Retail | Existing | Miscellaneous | Natural Gas | Pool Heater | E5 | TRC BC Ratio | 0 | 0 | 0 | 0 | 0 | 0 | 0 | 0 | 0 | 0 | 0 | 0 | 0 | 0 | 0 | 0 | 0 | 0 | 0 | 0 | 0 | 0 | 0 | 0 | 0 | 0 | 0 | 0 | 0 | 0 | 0
F2_Commercial_Retail_Existing_Miscellaneous_Natural Gas_Pool Heater_E6 | F2 | Commercial | Retail | Existing | Miscellaneous | Natural Gas | Pool Heater | E6 | TRC BC Ratio | 0 | 0 | 0 | 0 | 0 | 0 | 0 | 0 | 0 | 0 | 0 | 0 | 0 | 0 | 0 | 0 | 0 | 0 | 0 | 0 | 0 | 0 | 0 | 0 | 0 | 0 | 0 | 0 | 0 | 0 | 0
F2_Commercial_Retail_Existing_Miscellaneous_Natural Gas_Pool Heater_E7 | F2 | Commercial | Retail | Existing | Miscellaneous | Natural Gas | Pool Heater | E7 | TRC BC Ratio | 0 | 0 | 0 | 0 | 0 | 0 | 0 | 0 | 0 | 0 | 0 | 0 | 0 | 0 | 0 | 0 | 0 | 0 | 0 | 0 | 0 | 0 | 0 | 0 | 0 | 0 | 0 | 0 | 0 | 0 | 0
F2_Commercial_Retail_Existing_Miscellaneous_Natural Gas_Pool Heater_E8 | F2 | Commercial | Retail | Existing | Miscellaneous | Natural Gas | Pool Heater | E8 | TRC BC Ratio | 0 | 0 | 0 | 0 | 0 | 0 | 0 | 0 | 0 | 0 | 0 | 0 | 0 | 0 | 0 | 0 | 0 | 0 | 0 | 0 | 0 | 0 | 0 | 0 | 0 | 0 | 0 | 0 | 0 | 0 | 0
F2_Commercial_Retail_Existing_Miscellaneous_Natural Gas_Pool Heater_E9 | F2 | Commercial | Retail | Existing | Miscellaneous | Natural Gas | Pool Heater | E9 | TRC BC Ratio | 0 | 0 | 0 | 0 | 0 | 0 | 0 | 0 | 0 | 0 | 0 | 0 | 0 | 0 | 0 | 0 | 0 | 0 | 0 | 0 | 0 | 0 | 0 | 0 | 0 | 0 | 0 | 0 | 0 | 0 | 0
F2_Commercial_Retail_Existing_Miscellaneous_Natural Gas_Pool Heater_E10 | F2 | Commercial | Retail | Existing | Miscellaneous | Natural Gas | Pool Heater | E10 | TRC BC Ratio | 0 | 0 | 0 | 0 | 0 | 0 | 0 | 0 | 0 | 0 | 0 | 0 | 0 | 0 | 0 | 0 | 0 | 0 | 0 | 0 | 0 | 0 | 0 | 0 | 0 | 0 | 0 | 0 | 0 | 0 | 0
F3_Commercial_Retail_Existing_Miscellaneous_Natural Gas_Pool Heater_E1 | F3 | Commercial | Retail | Existing | Miscellaneous | Natural Gas | Pool Heater | E1 | PACT BC Ratio | 0.9 | 0.9 | 0.9 | 0.9 | 0.9 | 0.9 | 0.9 | 0.9 | 0.9 | 0.9 | 0.9 | 0.9 | 0.9 | 0.9 | 0.9 | 0.9 | 0.9 | 0.9 | 0.9 | 0.9 | 0.9 | 0.9 | 0.9 | 0.9 | 0.9 | 0.9 | 0.9 | 0.9 | 0.9 | 0.9 | 0.9
F3_Commercial_Retail_Existing_Miscellaneous_Natural Gas_Pool Heater_E2 | F3 | Commercial | Retail | Existing | Miscellaneous | Natural Gas | Pool Heater | E2 | PACT BC Ratio | 0.80033 | 0.82991 | 0.84171 | 0.84451 | 0.87645 | 0.82624 | 0.79152 | 0.79055 | 0.81391 | 0.8002 | 0.79645 | 0.78786 | 0.59112 | 0.57672 | 0.57253 | 0.64711 | 0.73899 | 0.8424 | 0.92489 | 1.0603 | 1.077 | 1.0976 | 1.1223 | 0.42347 | 0.41447 | 0.40613 | 0.39836 | 0.39107 | 0.38417 | 0.37758 | 0.37125
F3_Commercial_Retail_Existing_Miscellaneous_Natural Gas_Pool Heater_E3 | F3 | Commercial | Retail | Existing | Miscellaneous | Natural Gas | Pool Heater | E3 | PACT BC Ratio | 0 | 0 | 0 | 0 | 0 | 0 | 0 | 0 | 0 | 0 | 0 | 0 | 0 | 0 | 0 | 0 | 0 | 0 | 0 | 0 | 0 | 0 | 0 | 0 | 0 | 0 | 0 | 0 | 0 | 0 | 0
F3_Commercial_Retail_Existing_Miscellaneous_Natural Gas_Pool Heater_E4 | F3 | Commercial | Retail | Existing | Miscellaneous | Natural Gas | Pool Heater | E4 | PACT BC Ratio | 0 | 0 | 0 | 0 | 0 | 0 | 0 | 0 | 0 | 0 | 0 | 0 | 0 | 0 | 0 | 0 | 0 | 0 | 0 | 0 | 0 | 0 | 0 | 0 | 0 | 0 | 0 | 0 | 0 | 0 | 0
F3_Commercial_Retail_Existing_Miscellaneous_Natural Gas_Pool Heater_E5 | F3 | Commercial | Retail | Existing | Miscellaneous | Natural Gas | Pool Heater | E5 | PACT BC Ratio | 0 | 0 | 0 | 0 | 0 | 0 | 0 | 0 | 0 | 0 | 0 | 0 | 0 | 0 | 0 | 0 | 0 | 0 | 0 | 0 | 0 | 0 | 0 | 0 | 0 | 0 | 0 | 0 | 0 | 0 | 0
F3_Commercial_Retail_Existing_Miscellaneous_Natural Gas_Pool Heater_E6 | F3 | Commercial | Retail | Existing | Miscellaneous | Natural Gas | Pool Heater | E6 | PACT BC Ratio | 0 | 0 | 0 | 0 | 0 | 0 | 0 | 0 | 0 | 0 | 0 | 0 | 0 | 0 | 0 | 0 | 0 | 0 | 0 | 0 | 0 | 0 | 0 | 0 | 0 | 0 | 0 | 0 | 0 | 0 | 0
F3_Commercial_Retail_Existing_Miscellaneous_Natural Gas_Pool Heater_E7 | F3 | Commercial | Retail | Existing | Miscellaneous | Natural Gas | Pool Heater | E7 | PACT BC Ratio | 0 | 0 | 0 | 0 | 0 | 0 | 0 | 0 | 0 | 0 | 0 | 0 | 0 | 0 | 0 | 0 | 0 | 0 | 0 | 0 | 0 | 0 | 0 | 0 | 0 | 0 | 0 | 0 | 0 | 0 | 0
F3_Commercial_Retail_Existing_Miscellaneous_Natural Gas_Pool Heater_E8 | F3 | Commercial | Retail | Existing | Miscellaneous | Natural Gas | Pool Heater | E8 | PACT BC Ratio | 0 | 0 | 0 | 0 | 0 | 0 | 0 | 0 | 0 | 0 | 0 | 0 | 0 | 0 | 0 | 0 | 0 | 0 | 0 | 0 | 0 | 0 | 0 | 0 | 0 | 0 | 0 | 0 | 0 | 0 | 0
F3_Commercial_Retail_Existing_Miscellaneous_Natural Gas_Pool Heater_E9 | F3 | Commercial | Retail | Existing | Miscellaneous | Natural Gas | Pool Heater | E9 | PACT BC Ratio | 0 | 0 | 0 | 0 | 0 | 0 | 0 | 0 | 0 | 0 | 0 | 0 | 0 | 0 | 0 | 0 | 0 | 0 | 0 | 0 | 0 | 0 | 0 | 0 | 0 | 0 | 0 | 0 | 0 | 0 | 0
F3_Commercial_Retail_Existing_Miscellaneous_Natural Gas_Pool Heater_E10 | F3 | Commercial | Retail | Existing | Miscellaneous | Natural Gas | Pool Heater | E10 | PACT BC Ratio | 0 | 0 | 0 | 0 | 0 | 0 | 0 | 0 | 0 | 0 | 0 | 0 | 0 | 0 | 0 | 0 | 0 | 0 | 0 | 0 | 0 | 0 | 0 | 0 | 0 | 0 | 0 | 0 | 0 | 0 | 0
F4_Commercial_Retail_Existing_Miscellaneous_Natural Gas_Pool Heater_E1 | F4 | Commercial | Retail | Existing | Miscellaneous | Natural Gas | Pool Heater | E1 | PCT BC Ratio | 0.9 | 0.9 | 0.9 | 0.9 | 0.9 | 0.9 | 0.9 | 0.9 | 0.9 | 0.9 | 0.9 | 0.9 | 0.9 | 0.9 | 0.9 | 0.9 | 0.9 | 0.9 | 0.9 | 0.9 | 0.9 | 0.9 | 0.9 | 0.9 | 0.9 | 0.9 | 0.9 | 0.9 | 0.9 | 0.9 | 0.9
F4_Commercial_Retail_Existing_Miscellaneous_Natural Gas_Pool Heater_E2 | F4 | Commercial | Retail | Existing | Miscellaneous | Natural Gas | Pool Heater | E2 | PCT BC Ratio | 1.6263 | 1.6664 | 1.6824 | 1.6862 | 1.7296 | 1.6614 | 1.6143 | 1.613 | 1.6447 | 1.6261 | 1.621 | 1.6093 | 1.3422 | 1.3227 | 1.317 | 1.4182 | 1.543 | 1.6834 | 1.7954 | 1.9792 | 2.0018 | 2.0299 | 2.0634 | 1.1146 | 1.1024 | 1.091 | 1.0805 | 1.0706 | 1.0612 | 1.0523 | 1.0437
F4_Commercial_Retail_Existing_Miscellaneous_Natural Gas_Pool Heater_E3 | F4 | Commercial | Retail | Existing | Miscellaneous | Natural Gas | Pool Heater | E3 | PCT BC Ratio | 0 | 0 | 0 | 0 | 0 | 0 | 0 | 0 | 0 | 0 | 0 | 0 | 0 | 0 | 0 | 0 | 0 | 0 | 0 | 0 | 0 | 0 | 0 | 0 | 0 | 0 | 0 | 0 | 0 | 0 | 0
F4_Commercial_Retail_Existing_Miscellaneous_Natural Gas_Pool Heater_E4 | F4 | Commercial | Retail | Existing | Miscellaneous | Natural Gas | Pool Heater | E4 | PCT BC Ratio | 0 | 0 | 0 | 0 | 0 | 0 | 0 | 0 | 0 | 0 | 0 | 0 | 0 | 0 | 0 | 0 | 0 | 0 | 0 | 0 | 0 | 0 | 0 | 0 | 0 | 0 | 0 | 0 | 0 | 0 | 0
F4_Commercial_Retail_Existing_Miscellaneous_Natural Gas_Pool Heater_E5 | F4 | Commercial | Retail | Existing | Miscellaneous | Natural Gas | Pool Heater | E5 | PCT BC Ratio | 0 | 0 | 0 | 0 | 0 | 0 | 0 | 0 | 0 | 0 | 0 | 0 | 0 | 0 | 0 | 0 | 0 | 0 | 0 | 0 | 0 | 0 | 0 | 0 | 0 | 0 | 0 | 0 | 0 | 0 | 0
F4_Commercial_Retail_Existing_Miscellaneous_Natural Gas_Pool Heater_E6 | F4 | Commercial | Retail | Existing | Miscellaneous | Natural Gas | Pool Heater | E6 | PCT BC Ratio | 0 | 0 | 0 | 0 | 0 | 0 | 0 | 0 | 0 | 0 | 0 | 0 | 0 | 0 | 0 | 0 | 0 | 0 | 0 | 0 | 0 | 0 | 0 | 0 | 0 | 0 | 0 | 0 | 0 | 0 | 0
F4_Commercial_Retail_Existing_Miscellaneous_Natural Gas_Pool Heater_E7 | F4 | Commercial | Retail | Existing | Miscellaneous | Natural Gas | Pool Heater | E7 | PCT BC Ratio | 0 | 0 | 0 | 0 | 0 | 0 | 0 | 0 | 0 | 0 | 0 | 0 | 0 | 0 | 0 | 0 | 0 | 0 | 0 | 0 | 0 | 0 | 0 | 0 | 0 | 0 | 0 | 0 | 0 | 0 | 0
F4_Commercial_Retail_Existing_Miscellaneous_Natural Gas_Pool Heater_E8 | F4 | Commercial | Retail | Existing | Miscellaneous | Natural Gas | Pool Heater | E8 | PCT BC Ratio | 0 | 0 | 0 | 0 | 0 | 0 | 0 | 0 | 0 | 0 | 0 | 0 | 0 | 0 | 0 | 0 | 0 | 0 | 0 | 0 | 0 | 0 | 0 | 0 | 0 | 0 | 0 | 0 | 0 | 0 | 0
F4_Commercial_Retail_Existing_Miscellaneous_Natural Gas_Pool Heater_E9 | F4 | Commercial | Retail | Existing | Miscellaneous | Natural Gas | Pool Heater | E9 | PCT BC Ratio | 0 | 0 | 0 | 0 | 0 | 0 | 0 | 0 | 0 | 0 | 0 | 0 | 0 | 0 | 0 | 0 | 0 | 0 | 0 | 0 | 0 | 0 | 0 | 0 | 0 | 0 | 0 | 0 | 0 | 0 | 0
F4_Commercial_Retail_Existing_Miscellaneous_Natural Gas_Pool Heater_E10 | F4 | Commercial | Retail | Existing | Miscellaneous | Natural Gas | Pool Heater | E10 | PCT BC Ratio | 0 | 0 | 0 | 0 | 0 | 0 | 0 | 0 | 0 | 0 | 0 | 0 | 0 | 0 | 0 | 0 | 0 | 0 | 0 | 0 | 0 | 0 | 0 | 0 | 0 | 0 | 0 | 0 | 0 | 0 | 0
F5_Commercial_Retail_Existing_Miscellaneous_Natural Gas_Pool Heater_E1 | F5 | Commercial | Retail | Existing | Miscellaneous | Natural Gas | Pool Heater | E1 | RIM BC Ratio | 0.9 | 0.9 | 0.9 | 0.9 | 0.9 | 0.9 | 0.9 | 0.9 | 0.9 | 0.9 | 0.9 | 0.9 | 0.9 | 0.9 | 0.9 | 0.9 | 0.9 | 0.9 | 0.9 | 0.9 | 0.9 | 0.9 | 0.9 | 0.9 | 0.9 | 0.9 | 0.9 | 0.9 | 0.9 | 0.9 | 0.9
F5_Commercial_Retail_Existing_Miscellaneous_Natural Gas_Pool Heater_E2 | F5 | Commercial | Retail | Existing | Miscellaneous | Natural Gas | Pool Heater | E2 | RIM BC Ratio | 0.40857 | 0.41614 | 0.41909 | 0.41978 | 0.42753 | 0.41522 | 0.40626 | 0.40601 | 0.41208 | 0.40854 | 0.40756 | 0.4053 | 0.34605 | 0.34106 | 0.33959 | 0.36451 | 0.39196 | 0.41926 | 0.43874 | 0.46703 | 0.47023 | 0.47413 | 0.47867 | 0.28094 | 0.27695 | 0.2732 | 0.26966 | 0.2663 | 0.26308 | 0.25997 | 0.25696
F5_Commercial_Retail_Existing_Miscellaneous_Natural Gas_Pool Heater_E3 | F5 | Commercial | Retail | Existing | Miscellaneous | Natural Gas | Pool Heater | E3 | RIM BC Ratio | 0 | 0 | 0 | 0 | 0 | 0 | 0 | 0 | 0 | 0 | 0 | 0 | 0 | 0 | 0 | 0 | 0 | 0 | 0 | 0 | 0 | 0 | 0 | 0 | 0 | 0 | 0 | 0 | 0 | 0 | 0
F5_Commercial_Retail_Existing_Miscellaneous_Natural Gas_Pool Heater_E4 | F5 | Commercial | Retail | Existing | Miscellaneous | Natural Gas | Pool Heater | E4 | RIM BC Ratio | 0 | 0 | 0 | 0 | 0 | 0 | 0 | 0 | 0 | 0 | 0 | 0 | 0 | 0 | 0 | 0 | 0 | 0 | 0 | 0 | 0 | 0 | 0 | 0 | 0 | 0 | 0 | 0 | 0 | 0 | 0
F5_Commercial_Retail_Existing_Miscellaneous_Natural Gas_Pool Heater_E5 | F5 | Commercial | Retail | Existing | Miscellaneous | Natural Gas | Pool Heater | E5 | RIM BC Ratio | 0 | 0 | 0 | 0 | 0 | 0 | 0 | 0 | 0 | 0 | 0 | 0 | 0 | 0 | 0 | 0 | 0 | 0 | 0 | 0 | 0 | 0 | 0 | 0 | 0 | 0 | 0 | 0 | 0 | 0 | 0
F5_Commercial_Retail_Existing_Miscellaneous_Natural Gas_Pool Heater_E6 | F5 | Commercial | Retail | Existing | Miscellaneous | Natural Gas | Pool Heater | E6 | RIM BC Ratio | 0 | 0 | 0 | 0 | 0 | 0 | 0 | 0 | 0 | 0 | 0 | 0 | 0 | 0 | 0 | 0 | 0 | 0 | 0 | 0 | 0 | 0 | 0 | 0 | 0 | 0 | 0 | 0 | 0 | 0 | 0
F5_Commercial_Retail_Existing_Miscellaneous_Natural Gas_Pool Heater_E7 | F5 | Commercial | Retail | Existing | Miscellaneous | Natural Gas | Pool Heater | E7 | RIM BC Ratio | 0 | 0 | 0 | 0 | 0 | 0 | 0 | 0 | 0 | 0 | 0 | 0 | 0 | 0 | 0 | 0 | 0 | 0 | 0 | 0 | 0 | 0 | 0 | 0 | 0 | 0 | 0 | 0 | 0 | 0 | 0
F5_Commercial_Retail_Existing_Miscellaneous_Natural Gas_Pool Heater_E8 | F5 | Commercial | Retail | Existing | Miscellaneous | Natural Gas | Pool Heater | E8 | RIM BC Ratio | 0 | 0 | 0 | 0 | 0 | 0 | 0 | 0 | 0 | 0 | 0 | 0 | 0 | 0 | 0 | 0 | 0 | 0 | 0 | 0 | 0 | 0 | 0 | 0 | 0 | 0 | 0 | 0 | 0 | 0 | 0
F5_Commercial_Retail_Existing_Miscellaneous_Natural Gas_Pool Heater_E9 | F5 | Commercial | Retail | Existing | Miscellaneous | Natural Gas | Pool Heater | E9 | RIM BC Ratio | 0 | 0 | 0 | 0 | 0 | 0 | 0 | 0 | 0 | 0 | 0 | 0 | 0 | 0 | 0 | 0 | 0 | 0 | 0 | 0 | 0 | 0 | 0 | 0 | 0 | 0 | 0 | 0 | 0 | 0 | 0
F5_Commercial_Retail_Existing_Miscellaneous_Natural Gas_Pool Heater_E10 | F5 | Commercial | Retail | Existing | Miscellaneous | Natural Gas | Pool Heater | E10 | RIM BC Ratio | 0 | 0 | 0 | 0 | 0 | 0 | 0 | 0 | 0 | 0 | 0 | 0 | 0 | 0 | 0 | 0 | 0 | 0 | 0 | 0 | 0 | 0 | 0 | 0 | 0 | 0 | 0 | 0 | 0 | 0 | 0
F0_Commercial_Retail_Existing_Miscellaneous_Natural Gas_Miscellaneous_E0 | F0 | Commercial | Retail | Existing | Miscellaneous | Natural Gas | Miscellaneous | E0 | Economic Unit | Miscellaneous | Miscellaneous | Miscellaneous | Miscellaneous | Miscellaneous | Miscellaneous | Miscellaneous | Miscellaneous | Miscellaneous | Miscellaneous | Miscellaneous | Miscellaneous | Miscellaneous | Miscellaneous | Miscellaneous | Miscellaneous | Miscellaneous | Miscellaneous | Miscellaneous | Miscellaneous | Miscellaneous | Miscellaneous | Miscellaneous | Miscellaneous | Miscellaneous | Miscellaneous | Miscellaneous | Miscellaneous | Miscellaneous | Miscellaneous | Miscellaneous
F1_Commercial_Retail_Existing_Miscellaneous_Natural Gas_Miscellaneous_E1 | F1 | Commercial | Retail | Existing | Miscellaneous | Natural Gas | Miscellaneous | E1 | CCE | 0 | 0 | 0 | 0 | 0 | 0 | 0 | 0 | 0 | 0 | 0 | 0 | 0 | 0 | 0 | 0 | 0 | 0 | 0 | 0 | 0 | 0 | 0 | 0 | 0 | 0 | 0 | 0 | 0 | 0 | 0
F1_Commercial_Retail_Existing_Miscellaneous_Natural Gas_Miscellaneous_E2 | F1 | Commercial | Retail | Existing | Miscellaneous | Natural Gas | Miscellaneous | E2 | CCE | 0 | 0 | 0 | 0 | 0 | 0 | 0 | 0 | 0 | 0 | 0 | 0 | 0 | 0 | 0 | 0 | 0 | 0 | 0 | 0 | 0 | 0 | 0 | 0 | 0 | 0 | 0 | 0 | 0 | 0 | 0
F1_Commercial_Retail_Existing_Miscellaneous_Natural Gas_Miscellaneous_E3 | F1 | Commercial | Retail | Existing | Miscellaneous | Natural Gas | Miscellaneous | E3 | CCE | 0 | 0 | 0 | 0 | 0 | 0 | 0 | 0 | 0 | 0 | 0 | 0 | 0 | 0 | 0 | 0 | 0 | 0 | 0 | 0 | 0 | 0 | 0 | 0 | 0 | 0 | 0 | 0 | 0 | 0 | 0
F1_Commercial_Retail_Existing_Miscellaneous_Natural Gas_Miscellaneous_E4 | F1 | Commercial | Retail | Existing | Miscellaneous | Natural Gas | Miscellaneous | E4 | CCE | 0 | 0 | 0 | 0 | 0 | 0 | 0 | 0 | 0 | 0 | 0 | 0 | 0 | 0 | 0 | 0 | 0 | 0 | 0 | 0 | 0 | 0 | 0 | 0 | 0 | 0 | 0 | 0 | 0 | 0 | 0
F1_Commercial_Retail_Existing_Miscellaneous_Natural Gas_Miscellaneous_E5 | F1 | Commercial | Retail | Existing | Miscellaneous | Natural Gas | Miscellaneous | E5 | CCE | 0 | 0 | 0 | 0 | 0 | 0 | 0 | 0 | 0 | 0 | 0 | 0 | 0 | 0 | 0 | 0 | 0 | 0 | 0 | 0 | 0 | 0 | 0 | 0 | 0 | 0 | 0 | 0 | 0 | 0 | 0
F1_Commercial_Retail_Existing_Miscellaneous_Natural Gas_Miscellaneous_E6 | F1 | Commercial | Retail | Existing | Miscellaneous | Natural Gas | Miscellaneous | E6 | CCE | 0 | 0 | 0 | 0 | 0 | 0 | 0 | 0 | 0 | 0 | 0 | 0 | 0 | 0 | 0 | 0 | 0 | 0 | 0 | 0 | 0 | 0 | 0 | 0 | 0 | 0 | 0 | 0 | 0 | 0 | 0
F1_Commercial_Retail_Existing_Miscellaneous_Natural Gas_Miscellaneous_E7 | F1 | Commercial | Retail | Existing | Miscellaneous | Natural Gas | Miscellaneous | E7 | CCE | 0 | 0 | 0 | 0 | 0 | 0 | 0 | 0 | 0 | 0 | 0 | 0 | 0 | 0 | 0 | 0 | 0 | 0 | 0 | 0 | 0 | 0 | 0 | 0 | 0 | 0 | 0 | 0 | 0 | 0 | 0
F1_Commercial_Retail_Existing_Miscellaneous_Natural Gas_Miscellaneous_E8 | F1 | Commercial | Retail | Existing | Miscellaneous | Natural Gas | Miscellaneous | E8 | CCE | 0 | 0 | 0 | 0 | 0 | 0 | 0 | 0 | 0 | 0 | 0 | 0 | 0 | 0 | 0 | 0 | 0 | 0 | 0 | 0 | 0 | 0 | 0 | 0 | 0 | 0 | 0 | 0 | 0 | 0 | 0
F1_Commercial_Retail_Existing_Miscellaneous_Natural Gas_Miscellaneous_E9 | F1 | Commercial | Retail | Existing | Miscellaneous | Natural Gas | Miscellaneous | E9 | CCE | 0 | 0 | 0 | 0 | 0 | 0 | 0 | 0 | 0 | 0 | 0 | 0 | 0 | 0 | 0 | 0 | 0 | 0 | 0 | 0 | 0 | 0 | 0 | 0 | 0 | 0 | 0 | 0 | 0 | 0 | 0
F1_Commercial_Retail_Existing_Miscellaneous_Natural Gas_Miscellaneous_E10 | F1 | Commercial | Retail | Existing | Miscellaneous | Natural Gas | Miscellaneous | E10 | CCE | 0 | 0 | 0 | 0 | 0 | 0 | 0 | 0 | 0 | 0 | 0 | 0 | 0 | 0 | 0 | 0 | 0 | 0 | 0 | 0 | 0 | 0 | 0 | 0 | 0 | 0 | 0 | 0 | 0 | 0 | 0
F2_Commercial_Retail_Existing_Miscellaneous_Natural Gas_Miscellaneous_E1 | F2 | Commercial | Retail | Existing | Miscellaneous | Natural Gas | Miscellaneous | E1 | TRC BC Ratio | 0.9 | 0.9 | 0.9 | 0.9 | 0.9 | 0.9 | 0.9 | 0.9 | 0.9 | 0.9 | 0.9 | 0.9 | 0.9 | 0.9 | 0.9 | 0.9 | 0.9 | 0.9 | 0.9 | 0.9 | 0.9 | 0.9 | 0.9 | 0.9 | 0.9 | 0.9 | 0.9 | 0.9 | 0.9 | 0.9 | 0.9
F2_Commercial_Retail_Existing_Miscellaneous_Natural Gas_Miscellaneous_E2 | F2 | Commercial | Retail | Existing | Miscellaneous | Natural Gas | Miscellaneous | E2 | TRC BC Ratio | 0 | 0 | 0 | 0 | 0 | 0 | 0 | 0 | 0 | 0 | 0 | 0 | 0 | 0 | 0 | 0 | 0 | 0 | 0 | 0 | 0 | 0 | 0 | 0 | 0 | 0 | 0 | 0 | 0 | 0 | 0
F2_Commercial_Retail_Existing_Miscellaneous_Natural Gas_Miscellaneous_E3 | F2 | Commercial | Retail | Existing | Miscellaneous | Natural Gas | Miscellaneous | E3 | TRC BC Ratio | 0 | 0 | 0 | 0 | 0 | 0 | 0 | 0 | 0 | 0 | 0 | 0 | 0 | 0 | 0 | 0 | 0 | 0 | 0 | 0 | 0 | 0 | 0 | 0 | 0 | 0 | 0 | 0 | 0 | 0 | 0
F2_Commercial_Retail_Existing_Miscellaneous_Natural Gas_Miscellaneous_E4 | F2 | Commercial | Retail | Existing | Miscellaneous | Natural Gas | Miscellaneous | E4 | TRC BC Ratio | 0 | 0 | 0 | 0 | 0 | 0 | 0 | 0 | 0 | 0 | 0 | 0 | 0 | 0 | 0 | 0 | 0 | 0 | 0 | 0 | 0 | 0 | 0 | 0 | 0 | 0 | 0 | 0 | 0 | 0 | 0
F2_Commercial_Retail_Existing_Miscellaneous_Natural Gas_Miscellaneous_E5 | F2 | Commercial | Retail | Existing | Miscellaneous | Natural Gas | Miscellaneous | E5 | TRC BC Ratio | 0 | 0 | 0 | 0 | 0 | 0 | 0 | 0 | 0 | 0 | 0 | 0 | 0 | 0 | 0 | 0 | 0 | 0 | 0 | 0 | 0 | 0 | 0 | 0 | 0 | 0 | 0 | 0 | 0 | 0 | 0
F2_Commercial_Retail_Existing_Miscellaneous_Natural Gas_Miscellaneous_E6 | F2 | Commercial | Retail | Existing | Miscellaneous | Natural Gas | Miscellaneous | E6 | TRC BC Ratio | 0 | 0 | 0 | 0 | 0 | 0 | 0 | 0 | 0 | 0 | 0 | 0 | 0 | 0 | 0 | 0 | 0 | 0 | 0 | 0 | 0 | 0 | 0 | 0 | 0 | 0 | 0 | 0 | 0 | 0 | 0
F2_Commercial_Retail_Existing_Miscellaneous_Natural Gas_Miscellaneous_E7 | F2 | Commercial | Retail | Existing | Miscellaneous | Natural Gas | Miscellaneous | E7 | TRC BC Ratio | 0 | 0 | 0 | 0 | 0 | 0 | 0 | 0 | 0 | 0 | 0 | 0 | 0 | 0 | 0 | 0 | 0 | 0 | 0 | 0 | 0 | 0 | 0 | 0 | 0 | 0 | 0 | 0 | 0 | 0 | 0
F2_Commercial_Retail_Existing_Miscellaneous_Natural Gas_Miscellaneous_E8 | F2 | Commercial | Retail | Existing | Miscellaneous | Natural Gas | Miscellaneous | E8 | TRC BC Ratio | 0 | 0 | 0 | 0 | 0 | 0 | 0 | 0 | 0 | 0 | 0 | 0 | 0 | 0 | 0 | 0 | 0 | 0 | 0 | 0 | 0 | 0 | 0 | 0 | 0 | 0 | 0 | 0 | 0 | 0 | 0
F2_Commercial_Retail_Existing_Miscellaneous_Natural Gas_Miscellaneous_E9 | F2 | Commercial | Retail | Existing | Miscellaneous | Natural Gas | Miscellaneous | E9 | TRC BC Ratio | 0 | 0 | 0 | 0 | 0 | 0 | 0 | 0 | 0 | 0 | 0 | 0 | 0 | 0 | 0 | 0 | 0 | 0 | 0 | 0 | 0 | 0 | 0 | 0 | 0 | 0 | 0 | 0 | 0 | 0 | 0
F2_Commercial_Retail_Existing_Miscellaneous_Natural Gas_Miscellaneous_E10 | F2 | Commercial | Retail | Existing | Miscellaneous | Natural Gas | Miscellaneous | E10 | TRC BC Ratio | 0 | 0 | 0 | 0 | 0 | 0 | 0 | 0 | 0 | 0 | 0 | 0 | 0 | 0 | 0 | 0 | 0 | 0 | 0 | 0 | 0 | 0 | 0 | 0 | 0 | 0 | 0 | 0 | 0 | 0 | 0
F3_Commercial_Retail_Existing_Miscellaneous_Natural Gas_Miscellaneous_E1 | F3 | Commercial | Retail | Existing | Miscellaneous | Natural Gas | Miscellaneous | E1 | PACT BC Ratio | 0.9 | 0.9 | 0.9 | 0.9 | 0.9 | 0.9 | 0.9 | 0.9 | 0.9 | 0.9 | 0.9 | 0.9 | 0.9 | 0.9 | 0.9 | 0.9 | 0.9 | 0.9 | 0.9 | 0.9 | 0.9 | 0.9 | 0.9 | 0.9 | 0.9 | 0.9 | 0.9 | 0.9 | 0.9 | 0.9 | 0.9
F3_Commercial_Retail_Existing_Miscellaneous_Natural Gas_Miscellaneous_E2 | F3 | Commercial | Retail | Existing | Miscellaneous | Natural Gas | Miscellaneous | E2 | PACT BC Ratio | 0 | 0 | 0 | 0 | 0 | 0 | 0 | 0 | 0 | 0 | 0 | 0 | 0 | 0 | 0 | 0 | 0 | 0 | 0 | 0 | 0 | 0 | 0 | 0 | 0 | 0 | 0 | 0 | 0 | 0 | 0
F3_Commercial_Retail_Existing_Miscellaneous_Natural Gas_Miscellaneous_E3 | F3 | Commercial | Retail | Existing | Miscellaneous | Natural Gas | Miscellaneous | E3 | PACT BC Ratio | 0 | 0 | 0 | 0 | 0 | 0 | 0 | 0 | 0 | 0 | 0 | 0 | 0 | 0 | 0 | 0 | 0 | 0 | 0 | 0 | 0 | 0 | 0 | 0 | 0 | 0 | 0 | 0 | 0 | 0 | 0
F3_Commercial_Retail_Existing_Miscellaneous_Natural Gas_Miscellaneous_E4 | F3 | Commercial | Retail | Existing | Miscellaneous | Natural Gas | Miscellaneous | E4 | PACT BC Ratio | 0 | 0 | 0 | 0 | 0 | 0 | 0 | 0 | 0 | 0 | 0 | 0 | 0 | 0 | 0 | 0 | 0 | 0 | 0 | 0 | 0 | 0 | 0 | 0 | 0 | 0 | 0 | 0 | 0 | 0 | 0
F3_Commercial_Retail_Existing_Miscellaneous_Natural Gas_Miscellaneous_E5 | F3 | Commercial | Retail | Existing | Miscellaneous | Natural Gas | Miscellaneous | E5 | PACT BC Ratio | 0 | 0 | 0 | 0 | 0 | 0 | 0 | 0 | 0 | 0 | 0 | 0 | 0 | 0 | 0 | 0 | 0 | 0 | 0 | 0 | 0 | 0 | 0 | 0 | 0 | 0 | 0 | 0 | 0 | 0 | 0
F3_Commercial_Retail_Existing_Miscellaneous_Natural Gas_Miscellaneous_E6 | F3 | Commercial | Retail | Existing | Miscellaneous | Natural Gas | Miscellaneous | E6 | PACT BC Ratio | 0 | 0 | 0 | 0 | 0 | 0 | 0 | 0 | 0 | 0 | 0 | 0 | 0 | 0 | 0 | 0 | 0 | 0 | 0 | 0 | 0 | 0 | 0 | 0 | 0 | 0 | 0 | 0 | 0 | 0 | 0
F3_Commercial_Retail_Existing_Miscellaneous_Natural Gas_Miscellaneous_E7 | F3 | Commercial | Retail | Existing | Miscellaneous | Natural Gas | Miscellaneous | E7 | PACT BC Ratio | 0 | 0 | 0 | 0 | 0 | 0 | 0 | 0 | 0 | 0 | 0 | 0 | 0 | 0 | 0 | 0 | 0 | 0 | 0 | 0 | 0 | 0 | 0 | 0 | 0 | 0 | 0 | 0 | 0 | 0 | 0
F3_Commercial_Retail_Existing_Miscellaneous_Natural Gas_Miscellaneous_E8 | F3 | Commercial | Retail | Existing | Miscellaneous | Natural Gas | Miscellaneous | E8 | PACT BC Ratio | 0 | 0 | 0 | 0 | 0 | 0 | 0 | 0 | 0 | 0 | 0 | 0 | 0 | 0 | 0 | 0 | 0 | 0 | 0 | 0 | 0 | 0 | 0 | 0 | 0 | 0 | 0 | 0 | 0 | 0 | 0
F3_Commercial_Retail_Existing_Miscellaneous_Natural Gas_Miscellaneous_E9 | F3 | Commercial | Retail | Existing | Miscellaneous | Natural Gas | Miscellaneous | E9 | PACT BC Ratio | 0 | 0 | 0 | 0 | 0 | 0 | 0 | 0 | 0 | 0 | 0 | 0 | 0 | 0 | 0 | 0 | 0 | 0 | 0 | 0 | 0 | 0 | 0 | 0 | 0 | 0 | 0 | 0 | 0 | 0 | 0
F3_Commercial_Retail_Existing_Miscellaneous_Natural Gas_Miscellaneous_E10 | F3 | Commercial | Retail | Existing | Miscellaneous | Natural Gas | Miscellaneous | E10 | PACT BC Ratio | 0 | 0 | 0 | 0 | 0 | 0 | 0 | 0 | 0 | 0 | 0 | 0 | 0 | 0 | 0 | 0 | 0 | 0 | 0 | 0 | 0 | 0 | 0 | 0 | 0 | 0 | 0 | 0 | 0 | 0 | 0
F4_Commercial_Retail_Existing_Miscellaneous_Natural Gas_Miscellaneous_E1 | F4 | Commercial | Retail | Existing | Miscellaneous | Natural Gas | Miscellaneous | E1 | PCT BC Ratio | 0.9 | 0.9 | 0.9 | 0.9 | 0.9 | 0.9 | 0.9 | 0.9 | 0.9 | 0.9 | 0.9 | 0.9 | 0.9 | 0.9 | 0.9 | 0.9 | 0.9 | 0.9 | 0.9 | 0.9 | 0.9 | 0.9 | 0.9 | 0.9 | 0.9 | 0.9 | 0.9 | 0.9 | 0.9 | 0.9 | 0.9
F4_Commercial_Retail_Existing_Miscellaneous_Natural Gas_Miscellaneous_E2 | F4 | Commercial | Retail | Existing | Miscellaneous | Natural Gas | Miscellaneous | E2 | PCT BC Ratio | 0 | 0 | 0 | 0 | 0 | 0 | 0 | 0 | 0 | 0 | 0 | 0 | 0 | 0 | 0 | 0 | 0 | 0 | 0 | 0 | 0 | 0 | 0 | 0 | 0 | 0 | 0 | 0 | 0 | 0 | 0
F4_Commercial_Retail_Existing_Miscellaneous_Natural Gas_Miscellaneous_E3 | F4 | Commercial | Retail | Existing | Miscellaneous | Natural Gas | Miscellaneous | E3 | PCT BC Ratio | 0 | 0 | 0 | 0 | 0 | 0 | 0 | 0 | 0 | 0 | 0 | 0 | 0 | 0 | 0 | 0 | 0 | 0 | 0 | 0 | 0 | 0 | 0 | 0 | 0 | 0 | 0 | 0 | 0 | 0 | 0
F4_Commercial_Retail_Existing_Miscellaneous_Natural Gas_Miscellaneous_E4 | F4 | Commercial | Retail | Existing | Miscellaneous | Natural Gas | Miscellaneous | E4 | PCT BC Ratio | 0 | 0 | 0 | 0 | 0 | 0 | 0 | 0 | 0 | 0 | 0 | 0 | 0 | 0 | 0 | 0 | 0 | 0 | 0 | 0 | 0 | 0 | 0 | 0 | 0 | 0 | 0 | 0 | 0 | 0 | 0
F4_Commercial_Retail_Existing_Miscellaneous_Natural Gas_Miscellaneous_E5 | F4 | Commercial | Retail | Existing | Miscellaneous | Natural Gas | Miscellaneous | E5 | PCT BC Ratio | 0 | 0 | 0 | 0 | 0 | 0 | 0 | 0 | 0 | 0 | 0 | 0 | 0 | 0 | 0 | 0 | 0 | 0 | 0 | 0 | 0 | 0 | 0 | 0 | 0 | 0 | 0 | 0 | 0 | 0 | 0
F4_Commercial_Retail_Existing_Miscellaneous_Natural Gas_Miscellaneous_E6 | F4 | Commercial | Retail | Existing | Miscellaneous | Natural Gas | Miscellaneous | E6 | PCT BC Ratio | 0 | 0 | 0 | 0 | 0 | 0 | 0 | 0 | 0 | 0 | 0 | 0 | 0 | 0 | 0 | 0 | 0 | 0 | 0 | 0 | 0 | 0 | 0 | 0 | 0 | 0 | 0 | 0 | 0 | 0 | 0
F4_Commercial_Retail_Existing_Miscellaneous_Natural Gas_Miscellaneous_E7 | F4 | Commercial | Retail | Existing | Miscellaneous | Natural Gas | Miscellaneous | E7 | PCT BC Ratio | 0 | 0 | 0 | 0 | 0 | 0 | 0 | 0 | 0 | 0 | 0 | 0 | 0 | 0 | 0 | 0 | 0 | 0 | 0 | 0 | 0 | 0 | 0 | 0 | 0 | 0 | 0 | 0 | 0 | 0 | 0
F4_Commercial_Retail_Existing_Miscellaneous_Natural Gas_Miscellaneous_E8 | F4 | Commercial | Retail | Existing | Miscellaneous | Natural Gas | Miscellaneous | E8 | PCT BC Ratio | 0 | 0 | 0 | 0 | 0 | 0 | 0 | 0 | 0 | 0 | 0 | 0 | 0 | 0 | 0 | 0 | 0 | 0 | 0 | 0 | 0 | 0 | 0 | 0 | 0 | 0 | 0 | 0 | 0 | 0 | 0
F4_Commercial_Retail_Existing_Miscellaneous_Natural Gas_Miscellaneous_E9 | F4 | Commercial | Retail | Existing | Miscellaneous | Natural Gas | Miscellaneous | E9 | PCT BC Ratio | 0 | 0 | 0 | 0 | 0 | 0 | 0 | 0 | 0 | 0 | 0 | 0 | 0 | 0 | 0 | 0 | 0 | 0 | 0 | 0 | 0 | 0 | 0 | 0 | 0 | 0 | 0 | 0 | 0 | 0 | 0
F4_Commercial_Retail_Existing_Miscellaneous_Natural Gas_Miscellaneous_E10 | F4 | Commercial | Retail | Existing | Miscellaneous | Natural Gas | Miscellaneous | E10 | PCT BC Ratio | 0 | 0 | 0 | 0 | 0 | 0 | 0 | 0 | 0 | 0 | 0 | 0 | 0 | 0 | 0 | 0 | 0 | 0 | 0 | 0 | 0 | 0 | 0 | 0 | 0 | 0 | 0 | 0 | 0 | 0 | 0
F5_Commercial_Retail_Existing_Miscellaneous_Natural Gas_Miscellaneous_E1 | F5 | Commercial | Retail | Existing | Miscellaneous | Natural Gas | Miscellaneous | E1 | RIM BC Ratio | 0.9 | 0.9 | 0.9 | 0.9 | 0.9 | 0.9 | 0.9 | 0.9 | 0.9 | 0.9 | 0.9 | 0.9 | 0.9 | 0.9 | 0.9 | 0.9 | 0.9 | 0.9 | 0.9 | 0.9 | 0.9 | 0.9 | 0.9 | 0.9 | 0.9 | 0.9 | 0.9 | 0.9 | 0.9 | 0.9 | 0.9
F5_Commercial_Retail_Existing_Miscellaneous_Natural Gas_Miscellaneous_E2 | F5 | Commercial | Retail | Existing | Miscellaneous | Natural Gas | Miscellaneous | E2 | RIM BC Ratio | 0 | 0 | 0 | 0 | 0 | 0 | 0 | 0 | 0 | 0 | 0 | 0 | 0 | 0 | 0 | 0 | 0 | 0 | 0 | 0 | 0 | 0 | 0 | 0 | 0 | 0 | 0 | 0 | 0 | 0 | 0
F5_Commercial_Retail_Existing_Miscellaneous_Natural Gas_Miscellaneous_E3 | F5 | Commercial | Retail | Existing | Miscellaneous | Natural Gas | Miscellaneous | E3 | RIM BC Ratio | 0 | 0 | 0 | 0 | 0 | 0 | 0 | 0 | 0 | 0 | 0 | 0 | 0 | 0 | 0 | 0 | 0 | 0 | 0 | 0 | 0 | 0 | 0 | 0 | 0 | 0 | 0 | 0 | 0 | 0 | 0
F5_Commercial_Retail_Existing_Miscellaneous_Natural Gas_Miscellaneous_E4 | F5 | Commercial | Retail | Existing | Miscellaneous | Natural Gas | Miscellaneous | E4 | RIM BC Ratio | 0 | 0 | 0 | 0 | 0 | 0 | 0 | 0 | 0 | 0 | 0 | 0 | 0 | 0 | 0 | 0 | 0 | 0 | 0 | 0 | 0 | 0 | 0 | 0 | 0 | 0 | 0 | 0 | 0 | 0 | 0
F5_Commercial_Retail_Existing_Miscellaneous_Natural Gas_Miscellaneous_E5 | F5 | Commercial | Retail | Existing | Miscellaneous | Natural Gas | Miscellaneous | E5 | RIM BC Ratio | 0 | 0 | 0 | 0 | 0 | 0 | 0 | 0 | 0 | 0 | 0 | 0 | 0 | 0 | 0 | 0 | 0 | 0 | 0 | 0 | 0 | 0 | 0 | 0 | 0 | 0 | 0 | 0 | 0 | 0 | 0
F5_Commercial_Retail_Existing_Miscellaneous_Natural Gas_Miscellaneous_E6 | F5 | Commercial | Retail | Existing | Miscellaneous | Natural Gas | Miscellaneous | E6 | RIM BC Ratio | 0 | 0 | 0 | 0 | 0 | 0 | 0 | 0 | 0 | 0 | 0 | 0 | 0 | 0 | 0 | 0 | 0 | 0 | 0 | 0 | 0 | 0 | 0 | 0 | 0 | 0 | 0 | 0 | 0 | 0 | 0
F5_Commercial_Retail_Existing_Miscellaneous_Natural Gas_Miscellaneous_E7 | F5 | Commercial | Retail | Existing | Miscellaneous | Natural Gas | Miscellaneous | E7 | RIM BC Ratio | 0 | 0 | 0 | 0 | 0 | 0 | 0 | 0 | 0 | 0 | 0 | 0 | 0 | 0 | 0 | 0 | 0 | 0 | 0 | 0 | 0 | 0 | 0 | 0 | 0 | 0 | 0 | 0 | 0 | 0 | 0
F5_Commercial_Retail_Existing_Miscellaneous_Natural Gas_Miscellaneous_E8 | F5 | Commercial | Retail | Existing | Miscellaneous | Natural Gas | Miscellaneous | E8 | RIM BC Ratio | 0 | 0 | 0 | 0 | 0 | 0 | 0 | 0 | 0 | 0 | 0 | 0 | 0 | 0 | 0 | 0 | 0 | 0 | 0 | 0 | 0 | 0 | 0 | 0 | 0 | 0 | 0 | 0 | 0 | 0 | 0
F5_Commercial_Retail_Existing_Miscellaneous_Natural Gas_Miscellaneous_E9 | F5 | Commercial | Retail | Existing | Miscellaneous | Natural Gas | Miscellaneous | E9 | RIM BC Ratio | 0 | 0 | 0 | 0 | 0 | 0 | 0 | 0 | 0 | 0 | 0 | 0 | 0 | 0 | 0 | 0 | 0 | 0 | 0 | 0 | 0 | 0 | 0 | 0 | 0 | 0 | 0 | 0 | 0 | 0 | 0
F5_Commercial_Retail_Existing_Miscellaneous_Natural Gas_Miscellaneous_E10 | F5 | Commercial | Retail | Existing | Miscellaneous | Natural Gas | Miscellaneous | E10 | RIM BC Ratio | 0 | 0 | 0 | 0 | 0 | 0 | 0 | 0 | 0 | 0 | 0 | 0 | 0 | 0 | 0 | 0 | 0 | 0 | 0 | 0 | 0 | 0 | 0 | 0 | 0 | 0 | 0 | 0 | 0 | 0 | 0
F0_Commercial_Retail_New_Space Heating_Natural Gas_Furnace_E0 | F0 | Commercial | Retail | New | Space Heating | Natural Gas | Furnace | E0 | Economic Unit | AFUE 80% (Standard) | AFUE 80% (Standard) | AFUE 80% (Standard) | AFUE 80% (Standard) | AFUE 80% (Standard) | AFUE 96% | AFUE 96% | AFUE 96% | AFUE 96% | AFUE 96% | AFUE 96% | AFUE 96% | AFUE 96% | AFUE 96% | AFUE 96% | AFUE 96% | AFUE 96% | AFUE 96% | AFUE 96% | AFUE 96% | AFUE 96% | AFUE 96% | AFUE 96% | AFUE 96% | AFUE 96% | AFUE 96% | AFUE 96% | AFUE 96% | AFUE 96% | AFUE 96% | AFUE 96%
F1_Commercial_Retail_New_Space Heating_Natural Gas_Furnace_E1 | F1 | Commercial | Retail | New | Space Heating | Natural Gas | Furnace | E1 | CCE | 0 | 0 | 0 | 0 | 0 | 0 | 0 | 0 | 0 | 0 | 0 | 0 | 0 | 0 | 0 | 0 | 0 | 0 | 0 | 0 | 0 | 0 | 0 | 0 | 0 | 0 | 0 | 0 | 0 | 0 | 0
F1_Commercial_Retail_New_Space Heating_Natural Gas_Furnace_E2 | F1 | Commercial | Retail | New | Space Heating | Natural Gas | Furnace | E2 | CCE | 0.22675 | 0.21799 | 0.21903 | 0.22132 | 0.22132 | 0 | 0 | 0 | 0 | 0 | 0 | 0 | 0 | 0 | 0 | 0 | 0 | 0 | 0 | 0 | 0 | 0 | 0 | 0 | 0 | 0 | 0 | 0 | 0 | 0 | 0
F1_Commercial_Retail_New_Space Heating_Natural Gas_Furnace_E3 | F1 | Commercial | Retail | New | Space Heating | Natural Gas | Furnace | E3 | CCE | 0.048297 | 0.046431 | 0.046652 | 0.04714 | 0.04714 | 0 | 0 | 0 | 0 | 0 | 0 | 0 | 0 | 0 | 0 | 0 | 0 | 0 | 0 | 0 | 0 | 0 | 0 | 0 | 0 | 0 | 0 | 0 | 0 | 0 | 0
F1_Commercial_Retail_New_Space Heating_Natural Gas_Furnace_E4 | F1 | Commercial | Retail | New | Space Heating | Natural Gas | Furnace | E4 | CCE | 0.016624 | 0.015982 | 0.016058 | 0.016226 | 0.016226 | -0.065385 | -0.065385 | -0.065385 | -0.065385 | -0.065385 | -0.065385 | -0.065385 | -0.065385 | -0.065385 | -0.065385 | -0.065385 | -0.065385 | -0.065385 | -0.065385 | -0.065385 | -0.065385 | -0.065385 | -0.065385 | -0.065385 | -0.065385 | -0.065385 | -0.065385 | -0.065385 | -0.065385 | -0.065385 | -0.065385
F1_Commercial_Retail_New_Space Heating_Natural Gas_Furnace_E5 | F1 | Commercial | Retail | New | Space Heating | Natural Gas | Furnace | E5 | CCE | 0 | 0 | 0 | 0 | 0 | 0 | 0 | 0.3866 | 0.3866 | 0.3866 | 0.3866 | 0.3866 | 0.3866 | 0.3866 | 0.3866 | 0.3866 | 0.3866 | 0.3866 | 0.3866 | 0.3866 | 0.3866 | 0.3866 | 0.3866 | 0.3866 | 0.3866 | 0.3866 | 0.3866 | 0.3866 | 0.3866 | 0.3866 | 0.3866
F1_Commercial_Retail_New_Space Heating_Natural Gas_Furnace_E6 | F1 | Commercial | Retail | New | Space Heating | Natural Gas | Furnace | E6 | CCE | 0 | 0 | 0 | 0 | 0 | 0 | 0 | 0 | 0 | 0 | 0 | 0 | 0 | 0 | 0 | 0 | 0 | 0 | 0 | 0 | 0 | 0 | 0 | 0 | 0 | 0 | 0 | 0 | 0 | 0 | 0
F1_Commercial_Retail_New_Space Heating_Natural Gas_Furnace_E7 | F1 | Commercial | Retail | New | Space Heating | Natural Gas | Furnace | E7 | CCE | 0 | 0 | 0 | 0 | 0 | 0 | 0 | 0 | 0 | 0 | 0 | 0 | 0 | 0 | 0 | 0 | 0 | 0 | 0 | 0 | 0 | 0 | 0 | 0 | 0 | 0 | 0 | 0 | 0 | 0 | 0
F1_Commercial_Retail_New_Space Heating_Natural Gas_Furnace_E8 | F1 | Commercial | Retail | New | Space Heating | Natural Gas | Furnace | E8 | CCE | 0 | 0 | 0 | 0 | 0 | 0 | 0 | 0 | 0 | 0 | 0 | 0 | 0 | 0 | 0 | 0 | 0 | 0 | 0 | 0 | 0 | 0 | 0 | 0 | 0 | 0 | 0 | 0 | 0 | 0 | 0
F1_Commercial_Retail_New_Space Heating_Natural Gas_Furnace_E9 | F1 | Commercial | Retail | New | Space Heating | Natural Gas | Furnace | E9 | CCE | 0 | 0 | 0 | 0 | 0 | 0 | 0 | 0 | 0 | 0 | 0 | 0 | 0 | 0 | 0 | 0 | 0 | 0 | 0 | 0 | 0 | 0 | 0 | 0 | 0 | 0 | 0 | 0 | 0 | 0 | 0
F1_Commercial_Retail_New_Space Heating_Natural Gas_Furnace_E10 | F1 | Commercial | Retail | New | Space Heating | Natural Gas | Furnace | E10 | CCE | 0 | 0 | 0 | 0 | 0 | 0 | 0 | 0 | 0 | 0 | 0 | 0 | 0 | 0 | 0 | 0 | 0 | 0 | 0 | 0 | 0 | 0 | 0 | 0 | 0 | 0 | 0 | 0 | 0 | 0 | 0
F2_Commercial_Retail_New_Space Heating_Natural Gas_Furnace_E1 | F2 | Commercial | Retail | New | Space Heating | Natural Gas | Furnace | E1 | TRC BC Ratio | 0.9 | 0.9 | 0.9 | 0.9 | 0.9 | 0 | 0 | 0 | 0 | 0 | 0 | 0 | 0 | 0 | 0 | 0 | 0 | 0 | 0 | 0 | 0 | 0 | 0 | 0 | 0 | 0 | 0 | 0 | 0 | 0 | 0
F2_Commercial_Retail_New_Space Heating_Natural Gas_Furnace_E2 | F2 | Commercial | Retail | New | Space Heating | Natural Gas | Furnace | E2 | TRC BC Ratio | 0.04384 | 0.044122 | 0.044278 | 0.044469 | 0.044862 | 0 | 0 | 0 | 0 | 0 | 0 | 0 | 0 | 0 | 0 | 0 | 0 | 0 | 0 | 0 | 0 | 0 | 0 | 0 | 0 | 0 | 0 | 0 | 0 | 0 | 0
F2_Commercial_Retail_New_Space Heating_Natural Gas_Furnace_E3 | F2 | Commercial | Retail | New | Space Heating | Natural Gas | Furnace | E3 | TRC BC Ratio | 0.20582 | 0.20715 | 0.20788 | 0.20878 | 0.21062 | 0.9 | 0.9 | 0.9 | 0.9 | 0.9 | 0.9 | 0.9 | 0.9 | 0.9 | 0.9 | 0.9 | 0.9 | 0.9 | 0.9 | 0.9 | 0.9 | 0.9 | 0.9 | 0.9 | 0.9 | 0.9 | 0.9 | 0.9 | 0.9 | 0.9 | 0.9
F2_Commercial_Retail_New_Space Heating_Natural Gas_Furnace_E4 | F2 | Commercial | Retail | New | Space Heating | Natural Gas | Furnace | E4 | TRC BC Ratio | 0.59795 | 0.6018 | 0.60394 | 0.60653 | 0.61189 | 0.9 | 0.9 | 0.9 | 0.9 | 0.9 | 0.9 | 0.9 | 0.9 | 0.9 | 0.9 | 0.9 | 0.9 | 0.9 | 0.9 | 0.9 | 0.9 | 0.9 | 0.9 | 0.9 | 0.9 | 0.9 | 0.9 | 0.9 | 0.9 | 0.9 | 0.9
F2_Commercial_Retail_New_Space Heating_Natural Gas_Furnace_E5 | F2 | Commercial | Retail | New | Space Heating | Natural Gas | Furnace | E5 | TRC BC Ratio | 0 | 0 | 0 | 0 | 0 | 0 | 0 | 0.02395 | 0.023806 | 0.023601 | 0.02349 | 0.023336 | 0.020946 | 0.020777 | 0.020756 | 0.0206 | 0.020545 | 0.020528 | 0.020146 | 0.020274 | 0.020329 | 0.020424 | 0.020557 | 0.01196 | 0.011661 | 0.011355 | 0.011037 | 0.010706 | 0.010357 | 0.0099878 | 0.0095958
F2_Commercial_Retail_New_Space Heating_Natural Gas_Furnace_E6 | F2 | Commercial | Retail | New | Space Heating | Natural Gas | Furnace | E6 | TRC BC Ratio | 0 | 0 | 0 | 0 | 0 | 0 | 0 | 0 | 0 | 0 | 0 | 0 | 0 | 0 | 0 | 0 | 0 | 0 | 0 | 0 | 0 | 0 | 0 | 0 | 0 | 0 | 0 | 0 | 0 | 0 | 0
F2_Commercial_Retail_New_Space Heating_Natural Gas_Furnace_E7 | F2 | Commercial | Retail | New | Space Heating | Natural Gas | Furnace | E7 | TRC BC Ratio | 0 | 0 | 0 | 0 | 0 | 0 | 0 | 0 | 0 | 0 | 0 | 0 | 0 | 0 | 0 | 0 | 0 | 0 | 0 | 0 | 0 | 0 | 0 | 0 | 0 | 0 | 0 | 0 | 0 | 0 | 0
F2_Commercial_Retail_New_Space Heating_Natural Gas_Furnace_E8 | F2 | Commercial | Retail | New | Space Heating | Natural Gas | Furnace | E8 | TRC BC Ratio | 0 | 0 | 0 | 0 | 0 | 0 | 0 | 0 | 0 | 0 | 0 | 0 | 0 | 0 | 0 | 0 | 0 | 0 | 0 | 0 | 0 | 0 | 0 | 0 | 0 | 0 | 0 | 0 | 0 | 0 | 0
F2_Commercial_Retail_New_Space Heating_Natural Gas_Furnace_E9 | F2 | Commercial | Retail | New | Space Heating | Natural Gas | Furnace | E9 | TRC BC Ratio | 0 | 0 | 0 | 0 | 0 | 0 | 0 | 0 | 0 | 0 | 0 | 0 | 0 | 0 | 0 | 0 | 0 | 0 | 0 | 0 | 0 | 0 | 0 | 0 | 0 | 0 | 0 | 0 | 0 | 0 | 0
F2_Commercial_Retail_New_Space Heating_Natural Gas_Furnace_E10 | F2 | Commercial | Retail | New | Space Heating | Natural Gas | Furnace | E10 | TRC BC Ratio | 0 | 0 | 0 | 0 | 0 | 0 | 0 | 0 | 0 | 0 | 0 | 0 | 0 | 0 | 0 | 0 | 0 | 0 | 0 | 0 | 0 | 0 | 0 | 0 | 0 | 0 | 0 | 0 | 0 | 0 | 0
F3_Commercial_Retail_New_Space Heating_Natural Gas_Furnace_E1 | F3 | Commercial | Retail | New | Space Heating | Natural Gas | Furnace | E1 | PACT BC Ratio | 0.9 | 0.9 | 0.9 | 0.9 | 0.9 | 0 | 0 | 0 | 0 | 0 | 0 | 0 | 0 | 0 | 0 | 0 | 0 | 0 | 0 | 0 | 0 | 0 | 0 | 0 | 0 | 0 | 0 | 0 | 0 | 0 | 0
F3_Commercial_Retail_New_Space Heating_Natural Gas_Furnace_E2 | F3 | Commercial | Retail | New | Space Heating | Natural Gas | Furnace | E2 | PACT BC Ratio | 0.04384 | 0.044122 | 0.044278 | 0.044469 | 0.044862 | 0 | 0 | 0 | 0 | 0 | 0 | 0 | 0 | 0 | 0 | 0 | 0 | 0 | 0 | 0 | 0 | 0 | 0 | 0 | 0 | 0 | 0 | 0 | 0 | 0 | 0
F3_Commercial_Retail_New_Space Heating_Natural Gas_Furnace_E3 | F3 | Commercial | Retail | New | Space Heating | Natural Gas | Furnace | E3 | PACT BC Ratio | 0.20582 | 0.20715 | 0.20788 | 0.20878 | 0.21062 | 0.9 | 0.9 | 0.9 | 0.9 | 0.9 | 0.9 | 0.9 | 0.9 | 0.9 | 0.9 | 0.9 | 0.9 | 0.9 | 0.9 | 0.9 | 0.9 | 0.9 | 0.9 | 0.9 | 0.9 | 0.9 | 0.9 | 0.9 | 0.9 | 0.9 | 0.9
F3_Commercial_Retail_New_Space Heating_Natural Gas_Furnace_E4 | F3 | Commercial | Retail | New | Space Heating | Natural Gas | Furnace | E4 | PACT BC Ratio | 0.59795 | 0.6018 | 0.60394 | 0.60653 | 0.61189 | 0.9 | 0.9 | 0.9 | 0.9 | 0.9 | 0.9 | 0.9 | 0.9 | 0.9 | 0.9 | 0.9 | 0.9 | 0.9 | 0.9 | 0.9 | 0.9 | 0.9 | 0.9 | 0.9 | 0.9 | 0.9 | 0.9 | 0.9 | 0.9 | 0.9 | 0.9
F3_Commercial_Retail_New_Space Heating_Natural Gas_Furnace_E5 | F3 | Commercial | Retail | New | Space Heating | Natural Gas | Furnace | E5 | PACT BC Ratio | 0 | 0 | 0 | 0 | 0 | 0 | 0 | 0.02395 | 0.023806 | 0.023601 | 0.02349 | 0.023336 | 0.020946 | 0.020777 | 0.020756 | 0.0206 | 0.020545 | 0.020528 | 0.020146 | 0.020274 | 0.020329 | 0.020424 | 0.020557 | 0.01196 | 0.011661 | 0.011355 | 0.011037 | 0.010706 | 0.010357 | 0.0099878 | 0.0095958
F3_Commercial_Retail_New_Space Heating_Natural Gas_Furnace_E6 | F3 | Commercial | Retail | New | Space Heating | Natural Gas | Furnace | E6 | PACT BC Ratio | 0 | 0 | 0 | 0 | 0 | 0 | 0 | 0 | 0 | 0 | 0 | 0 | 0 | 0 | 0 | 0 | 0 | 0 | 0 | 0 | 0 | 0 | 0 | 0 | 0 | 0 | 0 | 0 | 0 | 0 | 0
F3_Commercial_Retail_New_Space Heating_Natural Gas_Furnace_E7 | F3 | Commercial | Retail | New | Space Heating | Natural Gas | Furnace | E7 | PACT BC Ratio | 0 | 0 | 0 | 0 | 0 | 0 | 0 | 0 | 0 | 0 | 0 | 0 | 0 | 0 | 0 | 0 | 0 | 0 | 0 | 0 | 0 | 0 | 0 | 0 | 0 | 0 | 0 | 0 | 0 | 0 | 0
F3_Commercial_Retail_New_Space Heating_Natural Gas_Furnace_E8 | F3 | Commercial | Retail | New | Space Heating | Natural Gas | Furnace | E8 | PACT BC Ratio | 0 | 0 | 0 | 0 | 0 | 0 | 0 | 0 | 0 | 0 | 0 | 0 | 0 | 0 | 0 | 0 | 0 | 0 | 0 | 0 | 0 | 0 | 0 | 0 | 0 | 0 | 0 | 0 | 0 | 0 | 0
F3_Commercial_Retail_New_Space Heating_Natural Gas_Furnace_E9 | F3 | Commercial | Retail | New | Space Heating | Natural Gas | Furnace | E9 | PACT BC Ratio | 0 | 0 | 0 | 0 | 0 | 0 | 0 | 0 | 0 | 0 | 0 | 0 | 0 | 0 | 0 | 0 | 0 | 0 | 0 | 0 | 0 | 0 | 0 | 0 | 0 | 0 | 0 | 0 | 0 | 0 | 0
F3_Commercial_Retail_New_Space Heating_Natural Gas_Furnace_E10 | F3 | Commercial | Retail | New | Space Heating | Natural Gas | Furnace | E10 | PACT BC Ratio | 0 | 0 | 0 | 0 | 0 | 0 | 0 | 0 | 0 | 0 | 0 | 0 | 0 | 0 | 0 | 0 | 0 | 0 | 0 | 0 | 0 | 0 | 0 | 0 | 0 | 0 | 0 | 0 | 0 | 0 | 0
F4_Commercial_Retail_New_Space Heating_Natural Gas_Furnace_E1 | F4 | Commercial | Retail | New | Space Heating | Natural Gas | Furnace | E1 | PCT BC Ratio | 0.9 | 0.9 | 0.9 | 0.9 | 0.9 | 0 | 0 | 0 | 0 | 0 | 0 | 0 | 0 | 0 | 0 | 0 | 0 | 0 | 0 | 0 | 0 | 0 | 0 | 0 | 0 | 0 | 0 | 0 | 0 | 0 | 0
F4_Commercial_Retail_New_Space Heating_Natural Gas_Furnace_E2 | F4 | Commercial | Retail | New | Space Heating | Natural Gas | Furnace | E2 | PCT BC Ratio | 1.1103 | 1.111 | 1.1114 | 1.1119 | 1.1129 | 0 | 0 | 0 | 0 | 0 | 0 | 0 | 0 | 0 | 0 | 0 | 0 | 0 | 0 | 0 | 0 | 0 | 0 | 0 | 0 | 0 | 0 | 0 | 0 | 0 | 0
F4_Commercial_Retail_New_Space Heating_Natural Gas_Furnace_E3 | F4 | Commercial | Retail | New | Space Heating | Natural Gas | Furnace | E3 | PCT BC Ratio | 1.5178 | 1.5212 | 1.523 | 1.5253 | 1.5299 | 0.9 | 0.9 | 0.9 | 0.9 | 0.9 | 0.9 | 0.9 | 0.9 | 0.9 | 0.9 | 0.9 | 0.9 | 0.9 | 0.9 | 0.9 | 0.9 | 0.9 | 0.9 | 0.9 | 0.9 | 0.9 | 0.9 | 0.9 | 0.9 | 0.9 | 0.9
F4_Commercial_Retail_New_Space Heating_Natural Gas_Furnace_E4 | F4 | Commercial | Retail | New | Space Heating | Natural Gas | Furnace | E4 | PCT BC Ratio | 2.5044 | 2.5141 | 2.5195 | 2.526 | 2.5395 | 0.9 | 0.9 | 0.9 | 0.9 | 0.9 | 0.9 | 0.9 | 0.9 | 0.9 | 0.9 | 0.9 | 0.9 | 0.9 | 0.9 | 0.9 | 0.9 | 0.9 | 0.9 | 0.9 | 0.9 | 0.9 | 0.9 | 0.9 | 0.9 | 0.9 | 0.9
F4_Commercial_Retail_New_Space Heating_Natural Gas_Furnace_E5 | F4 | Commercial | Retail | New | Space Heating | Natural Gas | Furnace | E5 | PCT BC Ratio | 0 | 0 | 0 | 0 | 0 | 0 | 0 | 1.0603 | 1.0599 | 1.0594 | 1.0591 | 1.0587 | 1.0527 | 1.0523 | 1.0522 | 1.0518 | 1.0517 | 1.0516 | 1.0507 | 1.051 | 1.0511 | 1.0514 | 1.0517 | 1.0301 | 1.0293 | 1.0286 | 1.0278 | 1.0269 | 1.0261 | 1.0251 | 1.0241
F4_Commercial_Retail_New_Space Heating_Natural Gas_Furnace_E6 | F4 | Commercial | Retail | New | Space Heating | Natural Gas | Furnace | E6 | PCT BC Ratio | 0 | 0 | 0 | 0 | 0 | 0 | 0 | 0 | 0 | 0 | 0 | 0 | 0 | 0 | 0 | 0 | 0 | 0 | 0 | 0 | 0 | 0 | 0 | 0 | 0 | 0 | 0 | 0 | 0 | 0 | 0
F4_Commercial_Retail_New_Space Heating_Natural Gas_Furnace_E7 | F4 | Commercial | Retail | New | Space Heating | Natural Gas | Furnace | E7 | PCT BC Ratio | 0 | 0 | 0 | 0 | 0 | 0 | 0 | 0 | 0 | 0 | 0 | 0 | 0 | 0 | 0 | 0 | 0 | 0 | 0 | 0 | 0 | 0 | 0 | 0 | 0 | 0 | 0 | 0 | 0 | 0 | 0
F4_Commercial_Retail_New_Space Heating_Natural Gas_Furnace_E8 | F4 | Commercial | Retail | New | Space Heating | Natural Gas | Furnace | E8 | PCT BC Ratio | 0 | 0 | 0 | 0 | 0 | 0 | 0 | 0 | 0 | 0 | 0 | 0 | 0 | 0 | 0 | 0 | 0 | 0 | 0 | 0 | 0 | 0 | 0 | 0 | 0 | 0 | 0 | 0 | 0 | 0 | 0
F4_Commercial_Retail_New_Space Heating_Natural Gas_Furnace_E9 | F4 | Commercial | Retail | New | Space Heating | Natural Gas | Furnace | E9 | PCT BC Ratio | 0 | 0 | 0 | 0 | 0 | 0 | 0 | 0 | 0 | 0 | 0 | 0 | 0 | 0 | 0 | 0 | 0 | 0 | 0 | 0 | 0 | 0 | 0 | 0 | 0 | 0 | 0 | 0 | 0 | 0 | 0
F4_Commercial_Retail_New_Space Heating_Natural Gas_Furnace_E10 | F4 | Commercial | Retail | New | Space Heating | Natural Gas | Furnace | E10 | PCT BC Ratio | 0 | 0 | 0 | 0 | 0 | 0 | 0 | 0 | 0 | 0 | 0 | 0 | 0 | 0 | 0 | 0 | 0 | 0 | 0 | 0 | 0 | 0 | 0 | 0 | 0 | 0 | 0 | 0 | 0 | 0 | 0
F5_Commercial_Retail_New_Space Heating_Natural Gas_Furnace_E1 | F5 | Commercial | Retail | New | Space Heating | Natural Gas | Furnace | E1 | RIM BC Ratio | 0.9 | 0.9 | 0.9 | 0.9 | 0.9 | 0 | 0 | 0 | 0 | 0 | 0 | 0 | 0 | 0 | 0 | 0 | 0 | 0 | 0 | 0 | 0 | 0 | 0 | 0 | 0 | 0 | 0 | 0 | 0 | 0 | 0
F5_Commercial_Retail_New_Space Heating_Natural Gas_Furnace_E2 | F5 | Commercial | Retail | New | Space Heating | Natural Gas | Furnace | E2 | RIM BC Ratio | 0.041652 | 0.041907 | 0.042048 | 0.04222 | 0.042574 | 0 | 0 | 0 | 0 | 0 | 0 | 0 | 0 | 0 | 0 | 0 | 0 | 0 | 0 | 0 | 0 | 0 | 0 | 0 | 0 | 0 | 0 | 0 | 0 | 0 | 0
F5_Commercial_Retail_New_Space Heating_Natural Gas_Furnace_E3 | F5 | Commercial | Retail | New | Space Heating | Natural Gas | Furnace | E3 | RIM BC Ratio | 0.16511 | 0.16596 | 0.16643 | 0.167 | 0.16818 | 0.9 | 0.9 | 0.9 | 0.9 | 0.9 | 0.9 | 0.9 | 0.9 | 0.9 | 0.9 | 0.9 | 0.9 | 0.9 | 0.9 | 0.9 | 0.9 | 0.9 | 0.9 | 0.9 | 0.9 | 0.9 | 0.9 | 0.9 | 0.9 | 0.9 | 0.9
F5_Commercial_Retail_New_Space Heating_Natural Gas_Furnace_E4 | F5 | Commercial | Retail | New | Space Heating | Natural Gas | Furnace | E4 | RIM BC Ratio | 0.34838 | 0.34968 | 0.3504 | 0.35127 | 0.35306 | 0.9 | 0.9 | 0.9 | 0.9 | 0.9 | 0.9 | 0.9 | 0.9 | 0.9 | 0.9 | 0.9 | 0.9 | 0.9 | 0.9 | 0.9 | 0.9 | 0.9 | 0.9 | 0.9 | 0.9 | 0.9 | 0.9 | 0.9 | 0.9 | 0.9 | 0.9
F5_Commercial_Retail_New_Space Heating_Natural Gas_Furnace_E5 | F5 | Commercial | Retail | New | Space Heating | Natural Gas | Furnace | E5 | RIM BC Ratio | 0 | 0 | 0 | 0 | 0 | 0 | 0 | 0.023282 | 0.023146 | 0.022952 | 0.022847 | 0.022701 | 0.020433 | 0.020273 | 0.020253 | 0.020104 | 0.020051 | 0.020035 | 0.019671 | 0.019793 | 0.019846 | 0.019936 | 0.020063 | 0.011791 | 0.0115 | 0.011202 | 0.010893 | 0.01057 | 0.01023 | 0.0098697 | 0.0094868
F5_Commercial_Retail_New_Space Heating_Natural Gas_Furnace_E6 | F5 | Commercial | Retail | New | Space Heating | Natural Gas | Furnace | E6 | RIM BC Ratio | 0 | 0 | 0 | 0 | 0 | 0 | 0 | 0 | 0 | 0 | 0 | 0 | 0 | 0 | 0 | 0 | 0 | 0 | 0 | 0 | 0 | 0 | 0 | 0 | 0 | 0 | 0 | 0 | 0 | 0 | 0
F5_Commercial_Retail_New_Space Heating_Natural Gas_Furnace_E7 | F5 | Commercial | Retail | New | Space Heating | Natural Gas | Furnace | E7 | RIM BC Ratio | 0 | 0 | 0 | 0 | 0 | 0 | 0 | 0 | 0 | 0 | 0 | 0 | 0 | 0 | 0 | 0 | 0 | 0 | 0 | 0 | 0 | 0 | 0 | 0 | 0 | 0 | 0 | 0 | 0 | 0 | 0
F5_Commercial_Retail_New_Space Heating_Natural Gas_Furnace_E8 | F5 | Commercial | Retail | New | Space Heating | Natural Gas | Furnace | E8 | RIM BC Ratio | 0 | 0 | 0 | 0 | 0 | 0 | 0 | 0 | 0 | 0 | 0 | 0 | 0 | 0 | 0 | 0 | 0 | 0 | 0 | 0 | 0 | 0 | 0 | 0 | 0 | 0 | 0 | 0 | 0 | 0 | 0
F5_Commercial_Retail_New_Space Heating_Natural Gas_Furnace_E9 | F5 | Commercial | Retail | New | Space Heating | Natural Gas | Furnace | E9 | RIM BC Ratio | 0 | 0 | 0 | 0 | 0 | 0 | 0 | 0 | 0 | 0 | 0 | 0 | 0 | 0 | 0 | 0 | 0 | 0 | 0 | 0 | 0 | 0 | 0 | 0 | 0 | 0 | 0 | 0 | 0 | 0 | 0
F5_Commercial_Retail_New_Space Heating_Natural Gas_Furnace_E10 | F5 | Commercial | Retail | New | Space Heating | Natural Gas | Furnace | E10 | RIM BC Ratio | 0 | 0 | 0 | 0 | 0 | 0 | 0 | 0 | 0 | 0 | 0 | 0 | 0 | 0 | 0 | 0 | 0 | 0 | 0 | 0 | 0 | 0 | 0 | 0 | 0 | 0 | 0 | 0 | 0 | 0 | 0
F0_Commercial_Retail_New_Space Heating_Natural Gas_Boiler_E0 | F0 | Commercial | Retail | New | Space Heating | Natural Gas | Boiler | E0 | Economic Unit | TE 98% | TE 98% | TE 98% | TE 98% | TE 98% | TE 98% | TE 98% | TE 98% | TE 98% | TE 98% | TE 98% | TE 98% | TE 98% | TE 98% | TE 98% | TE 98% | TE 98% | TE 98% | TE 98% | TE 98% | TE 98% | TE 98% | TE 98% | TE 94% (ENERGY STAR 1.0) | TE 94% (ENERGY STAR 1.0) | TE 94% (ENERGY STAR 1.0) | TE 94% (ENERGY STAR 1.0) | TE 94% (ENERGY STAR 1.0) | TE 94% (ENERGY STAR 1.0) | TE 94% (ENERGY STAR 1.0) | TE 94% (ENERGY STAR 1.0)
F1_Commercial_Retail_New_Space Heating_Natural Gas_Boiler_E1 | F1 | Commercial | Retail | New | Space Heating | Natural Gas | Boiler | E1 | CCE | 0 | 0 | 0 | 0 | 0 | 0 | 0 | 0 | 0 | 0 | 0 | 0 | 0 | 0 | 0 | 0 | 0 | 0 | 0 | 0 | 0 | 0 | 0 | 0 | 0 | 0 | 0 | 0 | 0 | 0 | 0
F1_Commercial_Retail_New_Space Heating_Natural Gas_Boiler_E2 | F1 | Commercial | Retail | New | Space Heating | Natural Gas | Boiler | E2 | CCE | 0.0022746 | 0.0021867 | 0.0021971 | 0.0022201 | 0.0022201 | 0 | 0 | 0 | 0 | 0 | 0 | 0 | 0 | 0 | 0 | 0 | 0 | 0 | 0 | 0 | 0 | 0 | 0 | 0 | 0 | 0 | 0 | 0 | 0 | 0 | 0
F1_Commercial_Retail_New_Space Heating_Natural Gas_Boiler_E3 | F1 | Commercial | Retail | New | Space Heating | Natural Gas | Boiler | E3 | CCE | 0.013476 | 0.012955 | 0.013017 | 0.013153 | 0.013153 | 0 | 0 | 0 | 0 | 0 | 0 | 0 | 0 | 0 | 0 | 0 | 0 | 0 | 0 | 0 | 0 | 0 | 0 | 0 | 0 | 0 | 0 | 0 | 0 | 0 | 0
F1_Commercial_Retail_New_Space Heating_Natural Gas_Boiler_E4 | F1 | Commercial | Retail | New | Space Heating | Natural Gas | Boiler | E4 | CCE | 0.013588 | 0.013063 | 0.013125 | 0.013262 | 0.013262 | 0.013733 | 0.013733 | 0.013733 | 0.013733 | 0.013733 | 0.013733 | 0.013733 | 0.013733 | 0.013733 | 0.013733 | 0.013733 | 0.013733 | 0.013733 | 0.013733 | 0.013733 | 0.013733 | 0.013733 | 0.013733 | 0.013733 | 0.013733 | 0.013733 | 0.013733 | 0.013733 | 0.013733 | 0.013733 | 0.013733
F1_Commercial_Retail_New_Space Heating_Natural Gas_Boiler_E5 | F1 | Commercial | Retail | New | Space Heating | Natural Gas | Boiler | E5 | CCE | 0.040499 | 0.038934 | 0.039119 | 0.039528 | 0.039528 | 0.056196 | 0.056196 | 0.056196 | 0.056196 | 0.056196 | 0.056196 | 0.056196 | 0.056196 | 0.056196 | 0.056196 | 0.056196 | 0.056196 | 0.056196 | 0.056196 | 0.056196 | 0.056196 | 0.056196 | 0.056196 | 0.056196 | 0.056196 | 0.056196 | 0.056196 | 0.056196 | 0.056196 | 0.056196 | 0.056196
F1_Commercial_Retail_New_Space Heating_Natural Gas_Boiler_E6 | F1 | Commercial | Retail | New | Space Heating | Natural Gas | Boiler | E6 | CCE | 0 | 0 | 0 | 0 | 0 | 0 | 0 | 0 | 0 | 0 | 0 | 0 | 0 | 0 | 0 | 0 | 0 | 0 | 0 | 0 | 0 | 0 | 0 | 0 | 0 | 0 | 0 | 0 | 0 | 0 | 0
F1_Commercial_Retail_New_Space Heating_Natural Gas_Boiler_E7 | F1 | Commercial | Retail | New | Space Heating | Natural Gas | Boiler | E7 | CCE | 0 | 0 | 0 | 0 | 0 | 0 | 0 | 0 | 0 | 0 | 0 | 0 | 0 | 0 | 0 | 0 | 0 | 0 | 0 | 0 | 0 | 0 | 0 | 0 | 0 | 0 | 0 | 0 | 0 | 0 | 0
F1_Commercial_Retail_New_Space Heating_Natural Gas_Boiler_E8 | F1 | Commercial | Retail | New | Space Heating | Natural Gas | Boiler | E8 | CCE | 0 | 0 | 0 | 0 | 0 | 0 | 0 | 0 | 0 | 0 | 0 | 0 | 0 | 0 | 0 | 0 | 0 | 0 | 0 | 0 | 0 | 0 | 0 | 0 | 0 | 0 | 0 | 0 | 0 | 0 | 0
F1_Commercial_Retail_New_Space Heating_Natural Gas_Boiler_E9 | F1 | Commercial | Retail | New | Space Heating | Natural Gas | Boiler | E9 | CCE | 0 | 0 | 0 | 0 | 0 | 0 | 0 | 0 | 0 | 0 | 0 | 0 | 0 | 0 | 0 | 0 | 0 | 0 | 0 | 0 | 0 | 0 | 0 | 0 | 0 | 0 | 0 | 0 | 0 | 0 | 0
F1_Commercial_Retail_New_Space Heating_Natural Gas_Boiler_E10 | F1 | Commercial | Retail | New | Space Heating | Natural Gas | Boiler | E10 | CCE | 0 | 0 | 0 | 0 | 0 | 0 | 0 | 0 | 0 | 0 | 0 | 0 | 0 | 0 | 0 | 0 | 0 | 0 | 0 | 0 | 0 | 0 | 0 | 0 | 0 | 0 | 0 | 0 | 0 | 0 | 0
F2_Commercial_Retail_New_Space Heating_Natural Gas_Boiler_E1 | F2 | Commercial | Retail | New | Space Heating | Natural Gas | Boiler | E1 | TRC BC Ratio | 0.9 | 0.9 | 0.9 | 0.9 | 0.9 | 0 | 0 | 0 | 0 | 0 | 0 | 0 | 0 | 0 | 0 | 0 | 0 | 0 | 0 | 0 | 0 | 0 | 0 | 0 | 0 | 0 | 0 | 0 | 0 | 0 | 0
F2_Commercial_Retail_New_Space Heating_Natural Gas_Boiler_E2 | F2 | Commercial | Retail | New | Space Heating | Natural Gas | Boiler | E2 | TRC BC Ratio | 4.3676 | 4.3937 | 4.4103 | 4.43 | 4.4697 | 0 | 0 | 0 | 0 | 0 | 0 | 0 | 0 | 0 | 0 | 0 | 0 | 0 | 0 | 0 | 0 | 0 | 0 | 0 | 0 | 0 | 0 | 0 | 0 | 0 | 0
F2_Commercial_Retail_New_Space Heating_Natural Gas_Boiler_E3 | F2 | Commercial | Retail | New | Space Heating | Natural Gas | Boiler | E3 | TRC BC Ratio | 0.73722 | 0.74163 | 0.74443 | 0.74776 | 0.75445 | 0.9 | 0.9 | 0.9 | 0.9 | 0.9 | 0.9 | 0.9 | 0.9 | 0.9 | 0.9 | 0.9 | 0.9 | 0.9 | 0.9 | 0.9 | 0.9 | 0.9 | 0.9 | 0.9 | 0.9 | 0.9 | 0.9 | 0.9 | 0.9 | 0.9 | 0.9
F2_Commercial_Retail_New_Space Heating_Natural Gas_Boiler_E4 | F2 | Commercial | Retail | New | Space Heating | Natural Gas | Boiler | E4 | TRC BC Ratio | 0.73113 | 0.73549 | 0.73827 | 0.74158 | 0.74821 | 0.69504 | 0.67277 | 0.66082 | 0.65666 | 0.65087 | 0.64762 | 0.64323 | 0.57858 | 0.5738 | 0.57301 | 0.56858 | 0.56688 | 0.56623 | 0.55541 | 0.55802 | 0.55862 | 0.56029 | 0.56297 | 0.33031 | 0.3213 | 0.31205 | 0.30248 | 0.29249 | 0.28201 | 0.27095 | 0.25923
F2_Commercial_Retail_New_Space Heating_Natural Gas_Boiler_E5 | F2 | Commercial | Retail | New | Space Heating | Natural Gas | Boiler | E5 | TRC BC Ratio | 0.24531 | 0.24677 | 0.2477 | 0.24881 | 0.25104 | 0.16985 | 0.1644 | 0.16148 | 0.16047 | 0.15905 | 0.15826 | 0.15719 | 0.14139 | 0.14022 | 0.14003 | 0.13894 | 0.13853 | 0.13837 | 0.13573 | 0.13636 | 0.13651 | 0.13692 | 0.13757 | 0.080717 | 0.078516 | 0.076256 | 0.073916 | 0.071476 | 0.068914 | 0.066211 | 0.063348
F2_Commercial_Retail_New_Space Heating_Natural Gas_Boiler_E6 | F2 | Commercial | Retail | New | Space Heating | Natural Gas | Boiler | E6 | TRC BC Ratio | 0 | 0 | 0 | 0 | 0 | 0 | 0 | 0 | 0 | 0 | 0 | 0 | 0 | 0 | 0 | 0 | 0 | 0 | 0 | 0 | 0 | 0 | 0 | 0 | 0 | 0 | 0 | 0 | 0 | 0 | 0
F2_Commercial_Retail_New_Space Heating_Natural Gas_Boiler_E7 | F2 | Commercial | Retail | New | Space Heating | Natural Gas | Boiler | E7 | TRC BC Ratio | 0 | 0 | 0 | 0 | 0 | 0 | 0 | 0 | 0 | 0 | 0 | 0 | 0 | 0 | 0 | 0 | 0 | 0 | 0 | 0 | 0 | 0 | 0 | 0 | 0 | 0 | 0 | 0 | 0 | 0 | 0
F2_Commercial_Retail_New_Space Heating_Natural Gas_Boiler_E8 | F2 | Commercial | Retail | New | Space Heating | Natural Gas | Boiler | E8 | TRC BC Ratio | 0 | 0 | 0 | 0 | 0 | 0 | 0 | 0 | 0 | 0 | 0 | 0 | 0 | 0 | 0 | 0 | 0 | 0 | 0 | 0 | 0 | 0 | 0 | 0 | 0 | 0 | 0 | 0 | 0 | 0 | 0
F2_Commercial_Retail_New_Space Heating_Natural Gas_Boiler_E9 | F2 | Commercial | Retail | New | Space Heating | Natural Gas | Boiler | E9 | TRC BC Ratio | 0 | 0 | 0 | 0 | 0 | 0 | 0 | 0 | 0 | 0 | 0 | 0 | 0 | 0 | 0 | 0 | 0 | 0 | 0 | 0 | 0 | 0 | 0 | 0 | 0 | 0 | 0 | 0 | 0 | 0 | 0
F2_Commercial_Retail_New_Space Heating_Natural Gas_Boiler_E10 | F2 | Commercial | Retail | New | Space Heating | Natural Gas | Boiler | E10 | TRC BC Ratio | 0 | 0 | 0 | 0 | 0 | 0 | 0 | 0 | 0 | 0 | 0 | 0 | 0 | 0 | 0 | 0 | 0 | 0 | 0 | 0 | 0 | 0 | 0 | 0 | 0 | 0 | 0 | 0 | 0 | 0 | 0
F3_Commercial_Retail_New_Space Heating_Natural Gas_Boiler_E1 | F3 | Commercial | Retail | New | Space Heating | Natural Gas | Boiler | E1 | PACT BC Ratio | 0.9 | 0.9 | 0.9 | 0.9 | 0.9 | 0 | 0 | 0 | 0 | 0 | 0 | 0 | 0 | 0 | 0 | 0 | 0 | 0 | 0 | 0 | 0 | 0 | 0 | 0 | 0 | 0 | 0 | 0 | 0 | 0 | 0
F3_Commercial_Retail_New_Space Heating_Natural Gas_Boiler_E2 | F3 | Commercial | Retail | New | Space Heating | Natural Gas | Boiler | E2 | PACT BC Ratio | 11.1449 | 11.2114 | 11.2537 | 11.3041 | 11.4053 | 0 | 0 | 0 | 0 | 0 | 0 | 0 | 0 | 0 | 0 | 0 | 0 | 0 | 0 | 0 | 0 | 0 | 0 | 0 | 0 | 0 | 0 | 0 | 0 | 0 | 0
F3_Commercial_Retail_New_Space Heating_Natural Gas_Boiler_E3 | F3 | Commercial | Retail | New | Space Heating | Natural Gas | Boiler | E3 | PACT BC Ratio | 1.8812 | 1.8924 | 1.8996 | 1.9081 | 1.9251 | 0.9 | 0.9 | 0.9 | 0.9 | 0.9 | 0.9 | 0.9 | 0.9 | 0.9 | 0.9 | 0.9 | 0.9 | 0.9 | 0.9 | 0.9 | 0.9 | 0.9 | 0.9 | 0.9 | 0.9 | 0.9 | 0.9 | 0.9 | 0.9 | 0.9 | 0.9
F3_Commercial_Retail_New_Space Heating_Natural Gas_Boiler_E4 | F3 | Commercial | Retail | New | Space Heating | Natural Gas | Boiler | E4 | PACT BC Ratio | 1.8656 | 1.8768 | 1.8839 | 1.8923 | 1.9092 | 1.7735 | 1.7167 | 1.6862 | 1.6756 | 1.6608 | 1.6525 | 1.6413 | 1.4764 | 1.4642 | 1.4622 | 1.4508 | 1.4465 | 1.4448 | 1.4172 | 1.4239 | 1.4254 | 1.4297 | 1.4365 | 0.84285 | 0.81987 | 0.79627 | 0.77183 | 0.74635 | 0.7196 | 0.69138 | 0.66148
F3_Commercial_Retail_New_Space Heating_Natural Gas_Boiler_E5 | F3 | Commercial | Retail | New | Space Heating | Natural Gas | Boiler | E5 | PACT BC Ratio | 0.62595 | 0.62969 | 0.63206 | 0.63489 | 0.64058 | 0.4334 | 0.41951 | 0.41206 | 0.40947 | 0.40586 | 0.40383 | 0.40109 | 0.36078 | 0.3578 | 0.35731 | 0.35454 | 0.35348 | 0.35308 | 0.34633 | 0.34796 | 0.34834 | 0.34938 | 0.35105 | 0.20597 | 0.20035 | 0.19458 | 0.18861 | 0.18239 | 0.17585 | 0.16895 | 0.16165
F3_Commercial_Retail_New_Space Heating_Natural Gas_Boiler_E6 | F3 | Commercial | Retail | New | Space Heating | Natural Gas | Boiler | E6 | PACT BC Ratio | 0 | 0 | 0 | 0 | 0 | 0 | 0 | 0 | 0 | 0 | 0 | 0 | 0 | 0 | 0 | 0 | 0 | 0 | 0 | 0 | 0 | 0 | 0 | 0 | 0 | 0 | 0 | 0 | 0 | 0 | 0
F3_Commercial_Retail_New_Space Heating_Natural Gas_Boiler_E7 | F3 | Commercial | Retail | New | Space Heating | Natural Gas | Boiler | E7 | PACT BC Ratio | 0 | 0 | 0 | 0 | 0 | 0 | 0 | 0 | 0 | 0 | 0 | 0 | 0 | 0 | 0 | 0 | 0 | 0 | 0 | 0 | 0 | 0 | 0 | 0 | 0 | 0 | 0 | 0 | 0 | 0 | 0
F3_Commercial_Retail_New_Space Heating_Natural Gas_Boiler_E8 | F3 | Commercial | Retail | New | Space Heating | Natural Gas | Boiler | E8 | PACT BC Ratio | 0 | 0 | 0 | 0 | 0 | 0 | 0 | 0 | 0 | 0 | 0 | 0 | 0 | 0 | 0 | 0 | 0 | 0 | 0 | 0 | 0 | 0 | 0 | 0 | 0 | 0 | 0 | 0 | 0 | 0 | 0
F3_Commercial_Retail_New_Space Heating_Natural Gas_Boiler_E9 | F3 | Commercial | Retail | New | Space Heating | Natural Gas | Boiler | E9 | PACT BC Ratio | 0 | 0 | 0 | 0 | 0 | 0 | 0 | 0 | 0 | 0 | 0 | 0 | 0 | 0 | 0 | 0 | 0 | 0 | 0 | 0 | 0 | 0 | 0 | 0 | 0 | 0 | 0 | 0 | 0 | 0 | 0
F3_Commercial_Retail_New_Space Heating_Natural Gas_Boiler_E10 | F3 | Commercial | Retail | New | Space Heating | Natural Gas | Boiler | E10 | PACT BC Ratio | 0 | 0 | 0 | 0 | 0 | 0 | 0 | 0 | 0 | 0 | 0 | 0 | 0 | 0 | 0 | 0 | 0 | 0 | 0 | 0 | 0 | 0 | 0 | 0 | 0 | 0 | 0 | 0 | 0 | 0 | 0
F4_Commercial_Retail_New_Space Heating_Natural Gas_Boiler_E1 | F4 | Commercial | Retail | New | Space Heating | Natural Gas | Boiler | E1 | PCT BC Ratio | 0.9 | 0.9 | 0.9 | 0.9 | 0.9 | 0 | 0 | 0 | 0 | 0 | 0 | 0 | 0 | 0 | 0 | 0 | 0 | 0 | 0 | 0 | 0 | 0 | 0 | 0 | 0 | 0 | 0 | 0 | 0 | 0 | 0
F4_Commercial_Retail_New_Space Heating_Natural Gas_Boiler_E2 | F4 | Commercial | Retail | New | Space Heating | Natural Gas | Boiler | E2 | PCT BC Ratio | 6.8191 | 6.8584 | 6.8834 | 6.9132 | 6.973 | 0 | 0 | 0 | 0 | 0 | 0 | 0 | 0 | 0 | 0 | 0 | 0 | 0 | 0 | 0 | 0 | 0 | 0 | 0 | 0 | 0 | 0 | 0 | 0 | 0 | 0
F4_Commercial_Retail_New_Space Heating_Natural Gas_Boiler_E3 | F4 | Commercial | Retail | New | Space Heating | Natural Gas | Boiler | E3 | PCT BC Ratio | 1.3462 | 1.3528 | 1.3571 | 1.3621 | 1.3722 | 0.9 | 0.9 | 0.9 | 0.9 | 0.9 | 0.9 | 0.9 | 0.9 | 0.9 | 0.9 | 0.9 | 0.9 | 0.9 | 0.9 | 0.9 | 0.9 | 0.9 | 0.9 | 0.9 | 0.9 | 0.9 | 0.9 | 0.9 | 0.9 | 0.9 | 0.9
F4_Commercial_Retail_New_Space Heating_Natural Gas_Boiler_E4 | F4 | Commercial | Retail | New | Space Heating | Natural Gas | Boiler | E4 | PCT BC Ratio | 1.337 | 1.3436 | 1.3478 | 1.3528 | 1.3628 | 1.2826 | 1.249 | 1.231 | 1.2247 | 1.216 | 1.2111 | 1.2045 | 1.107 | 1.0998 | 1.0986 | 1.092 | 1.0894 | 1.0884 | 1.0721 | 1.076 | 1.077 | 1.0795 | 1.0835 | 0.73277 | 0.71919 | 0.70525 | 0.69081 | 0.67576 | 0.65995 | 0.64328 | 0.62562
F4_Commercial_Retail_New_Space Heating_Natural Gas_Boiler_E5 | F4 | Commercial | Retail | New | Space Heating | Natural Gas | Boiler | E5 | PCT BC Ratio | 0.60463 | 0.60683 | 0.60824 | 0.60991 | 0.61327 | 0.49087 | 0.48266 | 0.47826 | 0.47673 | 0.4746 | 0.4734 | 0.47178 | 0.44797 | 0.4462 | 0.44591 | 0.44428 | 0.44365 | 0.44341 | 0.43943 | 0.44039 | 0.44061 | 0.44123 | 0.44221 | 0.3565 | 0.35318 | 0.34978 | 0.34625 | 0.34257 | 0.33871 | 0.33463 | 0.33032
F4_Commercial_Retail_New_Space Heating_Natural Gas_Boiler_E6 | F4 | Commercial | Retail | New | Space Heating | Natural Gas | Boiler | E6 | PCT BC Ratio | 0 | 0 | 0 | 0 | 0 | 0 | 0 | 0 | 0 | 0 | 0 | 0 | 0 | 0 | 0 | 0 | 0 | 0 | 0 | 0 | 0 | 0 | 0 | 0 | 0 | 0 | 0 | 0 | 0 | 0 | 0
F4_Commercial_Retail_New_Space Heating_Natural Gas_Boiler_E7 | F4 | Commercial | Retail | New | Space Heating | Natural Gas | Boiler | E7 | PCT BC Ratio | 0 | 0 | 0 | 0 | 0 | 0 | 0 | 0 | 0 | 0 | 0 | 0 | 0 | 0 | 0 | 0 | 0 | 0 | 0 | 0 | 0 | 0 | 0 | 0 | 0 | 0 | 0 | 0 | 0 | 0 | 0
F4_Commercial_Retail_New_Space Heating_Natural Gas_Boiler_E8 | F4 | Commercial | Retail | New | Space Heating | Natural Gas | Boiler | E8 | PCT BC Ratio | 0 | 0 | 0 | 0 | 0 | 0 | 0 | 0 | 0 | 0 | 0 | 0 | 0 | 0 | 0 | 0 | 0 | 0 | 0 | 0 | 0 | 0 | 0 | 0 | 0 | 0 | 0 | 0 | 0 | 0 | 0
F4_Commercial_Retail_New_Space Heating_Natural Gas_Boiler_E9 | F4 | Commercial | Retail | New | Space Heating | Natural Gas | Boiler | E9 | PCT BC Ratio | 0 | 0 | 0 | 0 | 0 | 0 | 0 | 0 | 0 | 0 | 0 | 0 | 0 | 0 | 0 | 0 | 0 | 0 | 0 | 0 | 0 | 0 | 0 | 0 | 0 | 0 | 0 | 0 | 0 | 0 | 0
F4_Commercial_Retail_New_Space Heating_Natural Gas_Boiler_E10 | F4 | Commercial | Retail | New | Space Heating | Natural Gas | Boiler | E10 | PCT BC Ratio | 0 | 0 | 0 | 0 | 0 | 0 | 0 | 0 | 0 | 0 | 0 | 0 | 0 | 0 | 0 | 0 | 0 | 0 | 0 | 0 | 0 | 0 | 0 | 0 | 0 | 0 | 0 | 0 | 0 | 0 | 0
F5_Commercial_Retail_New_Space Heating_Natural Gas_Boiler_E1 | F5 | Commercial | Retail | New | Space Heating | Natural Gas | Boiler | E1 | RIM BC Ratio | 0.9 | 0.9 | 0.9 | 0.9 | 0.9 | 0 | 0 | 0 | 0 | 0 | 0 | 0 | 0 | 0 | 0 | 0 | 0 | 0 | 0 | 0 | 0 | 0 | 0 | 0 | 0 | 0 | 0 | 0 | 0 | 0 | 0
F5_Commercial_Retail_New_Space Heating_Natural Gas_Boiler_E2 | F5 | Commercial | Retail | New | Space Heating | Natural Gas | Boiler | E2 | RIM BC Ratio | 0.77652 | 0.77684 | 0.77705 | 0.77729 | 0.77776 | 0 | 0 | 0 | 0 | 0 | 0 | 0 | 0 | 0 | 0 | 0 | 0 | 0 | 0 | 0 | 0 | 0 | 0 | 0 | 0 | 0 | 0 | 0 | 0 | 0 | 0
F5_Commercial_Retail_New_Space Heating_Natural Gas_Boiler_E3 | F5 | Commercial | Retail | New | Space Heating | Natural Gas | Boiler | E3 | RIM BC Ratio | 0.57815 | 0.57921 | 0.57988 | 0.58067 | 0.58224 | 0.9 | 0.9 | 0.9 | 0.9 | 0.9 | 0.9 | 0.9 | 0.9 | 0.9 | 0.9 | 0.9 | 0.9 | 0.9 | 0.9 | 0.9 | 0.9 | 0.9 | 0.9 | 0.9 | 0.9 | 0.9 | 0.9 | 0.9 | 0.9 | 0.9 | 0.9
F5_Commercial_Retail_New_Space Heating_Natural Gas_Boiler_E4 | F5 | Commercial | Retail | New | Space Heating | Natural Gas | Boiler | E4 | RIM BC Ratio | 0.57668 | 0.57774 | 0.5784 | 0.5792 | 0.58077 | 0.56757 | 0.56162 | 0.55831 | 0.55714 | 0.5555 | 0.55457 | 0.5533 | 0.53322 | 0.53162 | 0.53135 | 0.52985 | 0.52927 | 0.52905 | 0.5253 | 0.52622 | 0.52643 | 0.52701 | 0.52793 | 0.41937 | 0.4136 | 0.40751 | 0.40101 | 0.39402 | 0.38644 | 0.37815 | 0.36903
F5_Commercial_Retail_New_Space Heating_Natural Gas_Boiler_E5 | F5 | Commercial | Retail | New | Space Heating | Natural Gas | Boiler | E5 | RIM BC Ratio | 0.3577 | 0.35892 | 0.35969 | 0.3606 | 0.36243 | 0.28527 | 0.27919 | 0.27587 | 0.2747 | 0.27308 | 0.27216 | 0.27091 | 0.2519 | 0.25044 | 0.2502 | 0.24884 | 0.24832 | 0.24812 | 0.24477 | 0.24558 | 0.24577 | 0.24629 | 0.24712 | 0.1652 | 0.16157 | 0.1578 | 0.15385 | 0.14968 | 0.14525 | 0.14051 | 0.13542
F5_Commercial_Retail_New_Space Heating_Natural Gas_Boiler_E6 | F5 | Commercial | Retail | New | Space Heating | Natural Gas | Boiler | E6 | RIM BC Ratio | 0 | 0 | 0 | 0 | 0 | 0 | 0 | 0 | 0 | 0 | 0 | 0 | 0 | 0 | 0 | 0 | 0 | 0 | 0 | 0 | 0 | 0 | 0 | 0 | 0 | 0 | 0 | 0 | 0 | 0 | 0
F5_Commercial_Retail_New_Space Heating_Natural Gas_Boiler_E7 | F5 | Commercial | Retail | New | Space Heating | Natural Gas | Boiler | E7 | RIM BC Ratio | 0 | 0 | 0 | 0 | 0 | 0 | 0 | 0 | 0 | 0 | 0 | 0 | 0 | 0 | 0 | 0 | 0 | 0 | 0 | 0 | 0 | 0 | 0 | 0 | 0 | 0 | 0 | 0 | 0 | 0 | 0
F5_Commercial_Retail_New_Space Heating_Natural Gas_Boiler_E8 | F5 | Commercial | Retail | New | Space Heating | Natural Gas | Boiler | E8 | RIM BC Ratio | 0 | 0 | 0 | 0 | 0 | 0 | 0 | 0 | 0 | 0 | 0 | 0 | 0 | 0 | 0 | 0 | 0 | 0 | 0 | 0 | 0 | 0 | 0 | 0 | 0 | 0 | 0 | 0 | 0 | 0 | 0
F5_Commercial_Retail_New_Space Heating_Natural Gas_Boiler_E9 | F5 | Commercial | Retail | New | Space Heating | Natural Gas | Boiler | E9 | RIM BC Ratio | 0 | 0 | 0 | 0 | 0 | 0 | 0 | 0 | 0 | 0 | 0 | 0 | 0 | 0 | 0 | 0 | 0 | 0 | 0 | 0 | 0 | 0 | 0 | 0 | 0 | 0 | 0 | 0 | 0 | 0 | 0
F5_Commercial_Retail_New_Space Heating_Natural Gas_Boiler_E10 | F5 | Commercial | Retail | New | Space Heating | Natural Gas | Boiler | E10 | RIM BC Ratio | 0 | 0 | 0 | 0 | 0 | 0 | 0 | 0 | 0 | 0 | 0 | 0 | 0 | 0 | 0 | 0 | 0 | 0 | 0 | 0 | 0 | 0 | 0 | 0 | 0 | 0 | 0 | 0 | 0 | 0 | 0
F0_Commercial_Retail_New_Space Heating_Natural Gas_Unit Heater_E0 | F0 | Commercial | Retail | New | Space Heating | Natural Gas | Unit Heater | E0 | Economic Unit | Infrared Radiant | Infrared Radiant | Infrared Radiant | Infrared Radiant | Infrared Radiant | Infrared Radiant | Infrared Radiant | Infrared Radiant | Infrared Radiant | Infrared Radiant | Infrared Radiant | Infrared Radiant | Infrared Radiant | Infrared Radiant | Infrared Radiant | Infrared Radiant | Infrared Radiant | Infrared Radiant | Infrared Radiant | Infrared Radiant | Infrared Radiant | Infrared Radiant | Infrared Radiant | Infrared Radiant | Infrared Radiant | Infrared Radiant | Infrared Radiant | Infrared Radiant | Infrared Radiant | Infrared Radiant | Infrared Radiant
F1_Commercial_Retail_New_Space Heating_Natural Gas_Unit Heater_E1 | F1 | Commercial | Retail | New | Space Heating | Natural Gas | Unit Heater | E1 | CCE | 0 | 0 | 0 | 0 | 0 | 0 | 0 | 0 | 0 | 0 | 0 | 0 | 0 | 0 | 0 | 0 | 0 | 0 | 0 | 0 | 0 | 0 | 0 | 0 | 0 | 0 | 0 | 0 | 0 | 0 | 0
F1_Commercial_Retail_New_Space Heating_Natural Gas_Unit Heater_E2 | F1 | Commercial | Retail | New | Space Heating | Natural Gas | Unit Heater | E2 | CCE | 0.046799 | 0.044991 | 0.045205 | 0.045678 | 0.045678 | 0 | 0 | 0 | 0 | 0 | 0 | 0 | 0 | 0 | 0 | 0 | 0 | 0 | 0 | 0 | 0 | 0 | 0 | 0 | 0 | 0 | 0 | 0 | 0 | 0 | 0
F1_Commercial_Retail_New_Space Heating_Natural Gas_Unit Heater_E3 | F1 | Commercial | Retail | New | Space Heating | Natural Gas | Unit Heater | E3 | CCE | 0.0036487 | 0.0035077 | 0.0035244 | 0.0035613 | 0.0035613 | -0.030802 | -0.030802 | -0.030802 | -0.030802 | -0.030802 | -0.030802 | -0.030802 | -0.030802 | -0.030802 | -0.030802 | -0.030802 | -0.030802 | -0.030802 | -0.030802 | -0.030802 | -0.030802 | -0.030802 | -0.030802 | -0.030802 | -0.030802 | -0.030802 | -0.030802 | -0.030802 | -0.030802 | -0.030802 | -0.030802
F1_Commercial_Retail_New_Space Heating_Natural Gas_Unit Heater_E4 | F1 | Commercial | Retail | New | Space Heating | Natural Gas | Unit Heater | E4 | CCE | 0 | 0 | 0 | 0 | 0 | 0 | 0 | 0 | 0 | 0 | 0 | 0 | 0 | 0 | 0 | 0 | 0 | 0 | 0 | 0 | 0 | 0 | 0 | 0 | 0 | 0 | 0 | 0 | 0 | 0 | 0
F1_Commercial_Retail_New_Space Heating_Natural Gas_Unit Heater_E5 | F1 | Commercial | Retail | New | Space Heating | Natural Gas | Unit Heater | E5 | CCE | 0 | 0 | 0 | 0 | 0 | 0 | 0 | 0 | 0 | 0 | 0 | 0 | 0 | 0 | 0 | 0 | 0 | 0 | 0 | 0 | 0 | 0 | 0 | 0 | 0 | 0 | 0 | 0 | 0 | 0 | 0
F1_Commercial_Retail_New_Space Heating_Natural Gas_Unit Heater_E6 | F1 | Commercial | Retail | New | Space Heating | Natural Gas | Unit Heater | E6 | CCE | 0 | 0 | 0 | 0 | 0 | 0 | 0 | 0 | 0 | 0 | 0 | 0 | 0 | 0 | 0 | 0 | 0 | 0 | 0 | 0 | 0 | 0 | 0 | 0 | 0 | 0 | 0 | 0 | 0 | 0 | 0
F1_Commercial_Retail_New_Space Heating_Natural Gas_Unit Heater_E7 | F1 | Commercial | Retail | New | Space Heating | Natural Gas | Unit Heater | E7 | CCE | 0 | 0 | 0 | 0 | 0 | 0 | 0 | 0 | 0 | 0 | 0 | 0 | 0 | 0 | 0 | 0 | 0 | 0 | 0 | 0 | 0 | 0 | 0 | 0 | 0 | 0 | 0 | 0 | 0 | 0 | 0
F1_Commercial_Retail_New_Space Heating_Natural Gas_Unit Heater_E8 | F1 | Commercial | Retail | New | Space Heating | Natural Gas | Unit Heater | E8 | CCE | 0 | 0 | 0 | 0 | 0 | 0 | 0 | 0 | 0 | 0 | 0 | 0 | 0 | 0 | 0 | 0 | 0 | 0 | 0 | 0 | 0 | 0 | 0 | 0 | 0 | 0 | 0 | 0 | 0 | 0 | 0
F1_Commercial_Retail_New_Space Heating_Natural Gas_Unit Heater_E9 | F1 | Commercial | Retail | New | Space Heating | Natural Gas | Unit Heater | E9 | CCE | 0 | 0 | 0 | 0 | 0 | 0 | 0 | 0 | 0 | 0 | 0 | 0 | 0 | 0 | 0 | 0 | 0 | 0 | 0 | 0 | 0 | 0 | 0 | 0 | 0 | 0 | 0 | 0 | 0 | 0 | 0
F1_Commercial_Retail_New_Space Heating_Natural Gas_Unit Heater_E10 | F1 | Commercial | Retail | New | Space Heating | Natural Gas | Unit Heater | E10 | CCE | 0 | 0 | 0 | 0 | 0 | 0 | 0 | 0 | 0 | 0 | 0 | 0 | 0 | 0 | 0 | 0 | 0 | 0 | 0 | 0 | 0 | 0 | 0 | 0 | 0 | 0 | 0 | 0 | 0 | 0 | 0
F2_Commercial_Retail_New_Space Heating_Natural Gas_Unit Heater_E1 | F2 | Commercial | Retail | New | Space Heating | Natural Gas | Unit Heater | E1 | TRC BC Ratio | 0.9 | 0.9 | 0.9 | 0.9 | 0.9 | 0 | 0 | 0 | 0 | 0 | 0 | 0 | 0 | 0 | 0 | 0 | 0 | 0 | 0 | 0 | 0 | 0 | 0 | 0 | 0 | 0 | 0 | 0 | 0 | 0 | 0
F2_Commercial_Retail_New_Space Heating_Natural Gas_Unit Heater_E2 | F2 | Commercial | Retail | New | Space Heating | Natural Gas | Unit Heater | E2 | TRC BC Ratio | 0.2183 | 0.22065 | 0.22207 | 0.22379 | 0.22386 | 0.9 | 0.9 | 0.9 | 0.9 | 0.9 | 0.9 | 0.9 | 0.9 | 0.9 | 0.9 | 0.9 | 0.9 | 0.9 | 0.9 | 0.9 | 0.9 | 0.9 | 0.9 | 0.9 | 0.9 | 0.9 | 0.9 | 0.9 | 0.9 | 0.9 | 0.9
F2_Commercial_Retail_New_Space Heating_Natural Gas_Unit Heater_E3 | F2 | Commercial | Retail | New | Space Heating | Natural Gas | Unit Heater | E3 | TRC BC Ratio | 2.8 | 2.8301 | 2.8484 | 2.8704 | 2.8713 | 0.9 | 0.9 | 0.9 | 0.9 | 0.9 | 0.9 | 0.9 | 0.9 | 0.9 | 0.9 | 0.9 | 0.9 | 0.9 | 0.9 | 0.9 | 0.9 | 0.9 | 0.9 | 0.9 | 0.9 | 0.9 | 0.9 | 0.9 | 0.9 | 0.9 | 0.9
F2_Commercial_Retail_New_Space Heating_Natural Gas_Unit Heater_E4 | F2 | Commercial | Retail | New | Space Heating | Natural Gas | Unit Heater | E4 | TRC BC Ratio | 0 | 0 | 0 | 0 | 0 | 0 | 0 | 0 | 0 | 0 | 0 | 0 | 0 | 0 | 0 | 0 | 0 | 0 | 0 | 0 | 0 | 0 | 0 | 0 | 0 | 0 | 0 | 0 | 0 | 0 | 0
F2_Commercial_Retail_New_Space Heating_Natural Gas_Unit Heater_E5 | F2 | Commercial | Retail | New | Space Heating | Natural Gas | Unit Heater | E5 | TRC BC Ratio | 0 | 0 | 0 | 0 | 0 | 0 | 0 | 0 | 0 | 0 | 0 | 0 | 0 | 0 | 0 | 0 | 0 | 0 | 0 | 0 | 0 | 0 | 0 | 0 | 0 | 0 | 0 | 0 | 0 | 0 | 0
F2_Commercial_Retail_New_Space Heating_Natural Gas_Unit Heater_E6 | F2 | Commercial | Retail | New | Space Heating | Natural Gas | Unit Heater | E6 | TRC BC Ratio | 0 | 0 | 0 | 0 | 0 | 0 | 0 | 0 | 0 | 0 | 0 | 0 | 0 | 0 | 0 | 0 | 0 | 0 | 0 | 0 | 0 | 0 | 0 | 0 | 0 | 0 | 0 | 0 | 0 | 0 | 0
F2_Commercial_Retail_New_Space Heating_Natural Gas_Unit Heater_E7 | F2 | Commercial | Retail | New | Space Heating | Natural Gas | Unit Heater | E7 | TRC BC Ratio | 0 | 0 | 0 | 0 | 0 | 0 | 0 | 0 | 0 | 0 | 0 | 0 | 0 | 0 | 0 | 0 | 0 | 0 | 0 | 0 | 0 | 0 | 0 | 0 | 0 | 0 | 0 | 0 | 0 | 0 | 0
F2_Commercial_Retail_New_Space Heating_Natural Gas_Unit Heater_E8 | F2 | Commercial | Retail | New | Space Heating | Natural Gas | Unit Heater | E8 | TRC BC Ratio | 0 | 0 | 0 | 0 | 0 | 0 | 0 | 0 | 0 | 0 | 0 | 0 | 0 | 0 | 0 | 0 | 0 | 0 | 0 | 0 | 0 | 0 | 0 | 0 | 0 | 0 | 0 | 0 | 0 | 0 | 0
F2_Commercial_Retail_New_Space Heating_Natural Gas_Unit Heater_E9 | F2 | Commercial | Retail | New | Space Heating | Natural Gas | Unit Heater | E9 | TRC BC Ratio | 0 | 0 | 0 | 0 | 0 | 0 | 0 | 0 | 0 | 0 | 0 | 0 | 0 | 0 | 0 | 0 | 0 | 0 | 0 | 0 | 0 | 0 | 0 | 0 | 0 | 0 | 0 | 0 | 0 | 0 | 0
F2_Commercial_Retail_New_Space Heating_Natural Gas_Unit Heater_E10 | F2 | Commercial | Retail | New | Space Heating | Natural Gas | Unit Heater | E10 | TRC BC Ratio | 0 | 0 | 0 | 0 | 0 | 0 | 0 | 0 | 0 | 0 | 0 | 0 | 0 | 0 | 0 | 0 | 0 | 0 | 0 | 0 | 0 | 0 | 0 | 0 | 0 | 0 | 0 | 0 | 0 | 0 | 0
F3_Commercial_Retail_New_Space Heating_Natural Gas_Unit Heater_E1 | F3 | Commercial | Retail | New | Space Heating | Natural Gas | Unit Heater | E1 | PACT BC Ratio | 0.9 | 0.9 | 0.9 | 0.9 | 0.9 | 0 | 0 | 0 | 0 | 0 | 0 | 0 | 0 | 0 | 0 | 0 | 0 | 0 | 0 | 0 | 0 | 0 | 0 | 0 | 0 | 0 | 0 | 0 | 0 | 0 | 0
F3_Commercial_Retail_New_Space Heating_Natural Gas_Unit Heater_E2 | F3 | Commercial | Retail | New | Space Heating | Natural Gas | Unit Heater | E2 | PACT BC Ratio | 0.2183 | 0.22065 | 0.22207 | 0.22379 | 0.22386 | 0.9 | 0.9 | 0.9 | 0.9 | 0.9 | 0.9 | 0.9 | 0.9 | 0.9 | 0.9 | 0.9 | 0.9 | 0.9 | 0.9 | 0.9 | 0.9 | 0.9 | 0.9 | 0.9 | 0.9 | 0.9 | 0.9 | 0.9 | 0.9 | 0.9 | 0.9
F3_Commercial_Retail_New_Space Heating_Natural Gas_Unit Heater_E3 | F3 | Commercial | Retail | New | Space Heating | Natural Gas | Unit Heater | E3 | PACT BC Ratio | 2.8 | 2.8301 | 2.8484 | 2.8704 | 2.8713 | 0.9 | 0.9 | 0.9 | 0.9 | 0.9 | 0.9 | 0.9 | 0.9 | 0.9 | 0.9 | 0.9 | 0.9 | 0.9 | 0.9 | 0.9 | 0.9 | 0.9 | 0.9 | 0.9 | 0.9 | 0.9 | 0.9 | 0.9 | 0.9 | 0.9 | 0.9
F3_Commercial_Retail_New_Space Heating_Natural Gas_Unit Heater_E4 | F3 | Commercial | Retail | New | Space Heating | Natural Gas | Unit Heater | E4 | PACT BC Ratio | 0 | 0 | 0 | 0 | 0 | 0 | 0 | 0 | 0 | 0 | 0 | 0 | 0 | 0 | 0 | 0 | 0 | 0 | 0 | 0 | 0 | 0 | 0 | 0 | 0 | 0 | 0 | 0 | 0 | 0 | 0
F3_Commercial_Retail_New_Space Heating_Natural Gas_Unit Heater_E5 | F3 | Commercial | Retail | New | Space Heating | Natural Gas | Unit Heater | E5 | PACT BC Ratio | 0 | 0 | 0 | 0 | 0 | 0 | 0 | 0 | 0 | 0 | 0 | 0 | 0 | 0 | 0 | 0 | 0 | 0 | 0 | 0 | 0 | 0 | 0 | 0 | 0 | 0 | 0 | 0 | 0 | 0 | 0
F3_Commercial_Retail_New_Space Heating_Natural Gas_Unit Heater_E6 | F3 | Commercial | Retail | New | Space Heating | Natural Gas | Unit Heater | E6 | PACT BC Ratio | 0 | 0 | 0 | 0 | 0 | 0 | 0 | 0 | 0 | 0 | 0 | 0 | 0 | 0 | 0 | 0 | 0 | 0 | 0 | 0 | 0 | 0 | 0 | 0 | 0 | 0 | 0 | 0 | 0 | 0 | 0
F3_Commercial_Retail_New_Space Heating_Natural Gas_Unit Heater_E7 | F3 | Commercial | Retail | New | Space Heating | Natural Gas | Unit Heater | E7 | PACT BC Ratio | 0 | 0 | 0 | 0 | 0 | 0 | 0 | 0 | 0 | 0 | 0 | 0 | 0 | 0 | 0 | 0 | 0 | 0 | 0 | 0 | 0 | 0 | 0 | 0 | 0 | 0 | 0 | 0 | 0 | 0 | 0
F3_Commercial_Retail_New_Space Heating_Natural Gas_Unit Heater_E8 | F3 | Commercial | Retail | New | Space Heating | Natural Gas | Unit Heater | E8 | PACT BC Ratio | 0 | 0 | 0 | 0 | 0 | 0 | 0 | 0 | 0 | 0 | 0 | 0 | 0 | 0 | 0 | 0 | 0 | 0 | 0 | 0 | 0 | 0 | 0 | 0 | 0 | 0 | 0 | 0 | 0 | 0 | 0
F3_Commercial_Retail_New_Space Heating_Natural Gas_Unit Heater_E9 | F3 | Commercial | Retail | New | Space Heating | Natural Gas | Unit Heater | E9 | PACT BC Ratio | 0 | 0 | 0 | 0 | 0 | 0 | 0 | 0 | 0 | 0 | 0 | 0 | 0 | 0 | 0 | 0 | 0 | 0 | 0 | 0 | 0 | 0 | 0 | 0 | 0 | 0 | 0 | 0 | 0 | 0 | 0
F3_Commercial_Retail_New_Space Heating_Natural Gas_Unit Heater_E10 | F3 | Commercial | Retail | New | Space Heating | Natural Gas | Unit Heater | E10 | PACT BC Ratio | 0 | 0 | 0 | 0 | 0 | 0 | 0 | 0 | 0 | 0 | 0 | 0 | 0 | 0 | 0 | 0 | 0 | 0 | 0 | 0 | 0 | 0 | 0 | 0 | 0 | 0 | 0 | 0 | 0 | 0 | 0
F4_Commercial_Retail_New_Space Heating_Natural Gas_Unit Heater_E1 | F4 | Commercial | Retail | New | Space Heating | Natural Gas | Unit Heater | E1 | PCT BC Ratio | 0.9 | 0.9 | 0.9 | 0.9 | 0.9 | 0 | 0 | 0 | 0 | 0 | 0 | 0 | 0 | 0 | 0 | 0 | 0 | 0 | 0 | 0 | 0 | 0 | 0 | 0 | 0 | 0 | 0 | 0 | 0 | 0 | 0
F4_Commercial_Retail_New_Space Heating_Natural Gas_Unit Heater_E2 | F4 | Commercial | Retail | New | Space Heating | Natural Gas | Unit Heater | E2 | PCT BC Ratio | 1.5492 | 1.5551 | 1.5587 | 1.563 | 1.5632 | 0.9 | 0.9 | 0.9 | 0.9 | 0.9 | 0.9 | 0.9 | 0.9 | 0.9 | 0.9 | 0.9 | 0.9 | 0.9 | 0.9 | 0.9 | 0.9 | 0.9 | 0.9 | 0.9 | 0.9 | 0.9 | 0.9 | 0.9 | 0.9 | 0.9 | 0.9
F4_Commercial_Retail_New_Space Heating_Natural Gas_Unit Heater_E3 | F4 | Commercial | Retail | New | Space Heating | Natural Gas | Unit Heater | E3 | PCT BC Ratio | 8.0446 | 8.1203 | 8.1663 | 8.2218 | 8.2241 | 0.9 | 0.9 | 0.9 | 0.9 | 0.9 | 0.9 | 0.9 | 0.9 | 0.9 | 0.9 | 0.9 | 0.9 | 0.9 | 0.9 | 0.9 | 0.9 | 0.9 | 0.9 | 0.9 | 0.9 | 0.9 | 0.9 | 0.9 | 0.9 | 0.9 | 0.9
F4_Commercial_Retail_New_Space Heating_Natural Gas_Unit Heater_E4 | F4 | Commercial | Retail | New | Space Heating | Natural Gas | Unit Heater | E4 | PCT BC Ratio | 0 | 0 | 0 | 0 | 0 | 0 | 0 | 0 | 0 | 0 | 0 | 0 | 0 | 0 | 0 | 0 | 0 | 0 | 0 | 0 | 0 | 0 | 0 | 0 | 0 | 0 | 0 | 0 | 0 | 0 | 0
F4_Commercial_Retail_New_Space Heating_Natural Gas_Unit Heater_E5 | F4 | Commercial | Retail | New | Space Heating | Natural Gas | Unit Heater | E5 | PCT BC Ratio | 0 | 0 | 0 | 0 | 0 | 0 | 0 | 0 | 0 | 0 | 0 | 0 | 0 | 0 | 0 | 0 | 0 | 0 | 0 | 0 | 0 | 0 | 0 | 0 | 0 | 0 | 0 | 0 | 0 | 0 | 0
F4_Commercial_Retail_New_Space Heating_Natural Gas_Unit Heater_E6 | F4 | Commercial | Retail | New | Space Heating | Natural Gas | Unit Heater | E6 | PCT BC Ratio | 0 | 0 | 0 | 0 | 0 | 0 | 0 | 0 | 0 | 0 | 0 | 0 | 0 | 0 | 0 | 0 | 0 | 0 | 0 | 0 | 0 | 0 | 0 | 0 | 0 | 0 | 0 | 0 | 0 | 0 | 0
F4_Commercial_Retail_New_Space Heating_Natural Gas_Unit Heater_E7 | F4 | Commercial | Retail | New | Space Heating | Natural Gas | Unit Heater | E7 | PCT BC Ratio | 0 | 0 | 0 | 0 | 0 | 0 | 0 | 0 | 0 | 0 | 0 | 0 | 0 | 0 | 0 | 0 | 0 | 0 | 0 | 0 | 0 | 0 | 0 | 0 | 0 | 0 | 0 | 0 | 0 | 0 | 0
F4_Commercial_Retail_New_Space Heating_Natural Gas_Unit Heater_E8 | F4 | Commercial | Retail | New | Space Heating | Natural Gas | Unit Heater | E8 | PCT BC Ratio | 0 | 0 | 0 | 0 | 0 | 0 | 0 | 0 | 0 | 0 | 0 | 0 | 0 | 0 | 0 | 0 | 0 | 0 | 0 | 0 | 0 | 0 | 0 | 0 | 0 | 0 | 0 | 0 | 0 | 0 | 0
F4_Commercial_Retail_New_Space Heating_Natural Gas_Unit Heater_E9 | F4 | Commercial | Retail | New | Space Heating | Natural Gas | Unit Heater | E9 | PCT BC Ratio | 0 | 0 | 0 | 0 | 0 | 0 | 0 | 0 | 0 | 0 | 0 | 0 | 0 | 0 | 0 | 0 | 0 | 0 | 0 | 0 | 0 | 0 | 0 | 0 | 0 | 0 | 0 | 0 | 0 | 0 | 0
F4_Commercial_Retail_New_Space Heating_Natural Gas_Unit Heater_E10 | F4 | Commercial | Retail | New | Space Heating | Natural Gas | Unit Heater | E10 | PCT BC Ratio | 0 | 0 | 0 | 0 | 0 | 0 | 0 | 0 | 0 | 0 | 0 | 0 | 0 | 0 | 0 | 0 | 0 | 0 | 0 | 0 | 0 | 0 | 0 | 0 | 0 | 0 | 0 | 0 | 0 | 0 | 0
F5_Commercial_Retail_New_Space Heating_Natural Gas_Unit Heater_E1 | F5 | Commercial | Retail | New | Space Heating | Natural Gas | Unit Heater | E1 | RIM BC Ratio | 0.9 | 0.9 | 0.9 | 0.9 | 0.9 | 0 | 0 | 0 | 0 | 0 | 0 | 0 | 0 | 0 | 0 | 0 | 0 | 0 | 0 | 0 | 0 | 0 | 0 | 0 | 0 | 0 | 0 | 0 | 0 | 0 | 0
F5_Commercial_Retail_New_Space Heating_Natural Gas_Unit Heater_E2 | F5 | Commercial | Retail | New | Space Heating | Natural Gas | Unit Heater | E2 | RIM BC Ratio | 0.17304 | 0.17451 | 0.1754 | 0.17648 | 0.17652 | 0.9 | 0.9 | 0.9 | 0.9 | 0.9 | 0.9 | 0.9 | 0.9 | 0.9 | 0.9 | 0.9 | 0.9 | 0.9 | 0.9 | 0.9 | 0.9 | 0.9 | 0.9 | 0.9 | 0.9 | 0.9 | 0.9 | 0.9 | 0.9 | 0.9 | 0.9
F5_Commercial_Retail_New_Space Heating_Natural Gas_Unit Heater_E3 | F5 | Commercial | Retail | New | Space Heating | Natural Gas | Unit Heater | E3 | RIM BC Ratio | 0.643 | 0.64457 | 0.64552 | 0.64664 | 0.64669 | 0.9 | 0.9 | 0.9 | 0.9 | 0.9 | 0.9 | 0.9 | 0.9 | 0.9 | 0.9 | 0.9 | 0.9 | 0.9 | 0.9 | 0.9 | 0.9 | 0.9 | 0.9 | 0.9 | 0.9 | 0.9 | 0.9 | 0.9 | 0.9 | 0.9 | 0.9
F5_Commercial_Retail_New_Space Heating_Natural Gas_Unit Heater_E4 | F5 | Commercial | Retail | New | Space Heating | Natural Gas | Unit Heater | E4 | RIM BC Ratio | 0 | 0 | 0 | 0 | 0 | 0 | 0 | 0 | 0 | 0 | 0 | 0 | 0 | 0 | 0 | 0 | 0 | 0 | 0 | 0 | 0 | 0 | 0 | 0 | 0 | 0 | 0 | 0 | 0 | 0 | 0
F5_Commercial_Retail_New_Space Heating_Natural Gas_Unit Heater_E5 | F5 | Commercial | Retail | New | Space Heating | Natural Gas | Unit Heater | E5 | RIM BC Ratio | 0 | 0 | 0 | 0 | 0 | 0 | 0 | 0 | 0 | 0 | 0 | 0 | 0 | 0 | 0 | 0 | 0 | 0 | 0 | 0 | 0 | 0 | 0 | 0 | 0 | 0 | 0 | 0 | 0 | 0 | 0
F5_Commercial_Retail_New_Space Heating_Natural Gas_Unit Heater_E6 | F5 | Commercial | Retail | New | Space Heating | Natural Gas | Unit Heater | E6 | RIM BC Ratio | 0 | 0 | 0 | 0 | 0 | 0 | 0 | 0 | 0 | 0 | 0 | 0 | 0 | 0 | 0 | 0 | 0 | 0 | 0 | 0 | 0 | 0 | 0 | 0 | 0 | 0 | 0 | 0 | 0 | 0 | 0
F5_Commercial_Retail_New_Space Heating_Natural Gas_Unit Heater_E7 | F5 | Commercial | Retail | New | Space Heating | Natural Gas | Unit Heater | E7 | RIM BC Ratio | 0 | 0 | 0 | 0 | 0 | 0 | 0 | 0 | 0 | 0 | 0 | 0 | 0 | 0 | 0 | 0 | 0 | 0 | 0 | 0 | 0 | 0 | 0 | 0 | 0 | 0 | 0 | 0 | 0 | 0 | 0
F5_Commercial_Retail_New_Space Heating_Natural Gas_Unit Heater_E8 | F5 | Commercial | Retail | New | Space Heating | Natural Gas | Unit Heater | E8 | RIM BC Ratio | 0 | 0 | 0 | 0 | 0 | 0 | 0 | 0 | 0 | 0 | 0 | 0 | 0 | 0 | 0 | 0 | 0 | 0 | 0 | 0 | 0 | 0 | 0 | 0 | 0 | 0 | 0 | 0 | 0 | 0 | 0
F5_Commercial_Retail_New_Space Heating_Natural Gas_Unit Heater_E9 | F5 | Commercial | Retail | New | Space Heating | Natural Gas | Unit Heater | E9 | RIM BC Ratio | 0 | 0 | 0 | 0 | 0 | 0 | 0 | 0 | 0 | 0 | 0 | 0 | 0 | 0 | 0 | 0 | 0 | 0 | 0 | 0 | 0 | 0 | 0 | 0 | 0 | 0 | 0 | 0 | 0 | 0 | 0
F5_Commercial_Retail_New_Space Heating_Natural Gas_Unit Heater_E10 | F5 | Commercial | Retail | New | Space Heating | Natural Gas | Unit Heater | E10 | RIM BC Ratio | 0 | 0 | 0 | 0 | 0 | 0 | 0 | 0 | 0 | 0 | 0 | 0 | 0 | 0 | 0 | 0 | 0 | 0 | 0 | 0 | 0 | 0 | 0 | 0 | 0 | 0 | 0 | 0 | 0 | 0 | 0
F0_Commercial_Retail_New_Water Heating_Natural Gas_Water Heater_E0 | F0 | Commercial | Retail | New | Water Heating | Natural Gas | Water Heater | E0 | Economic Unit | TE 96% (Instantaneous) | TE 96% (Instantaneous) | TE 96% (Instantaneous) | TE 96% (Instantaneous) | TE 96% (Instantaneous) | TE 96% (Instantaneous) | TE 96% (Instantaneous) | UEF 1.0+ (Gas-Fired HPWH) | UEF 1.0+ (Gas-Fired HPWH) | UEF 1.0+ (Gas-Fired HPWH) | UEF 1.0+ (Gas-Fired HPWH) | UEF 1.0+ (Gas-Fired HPWH) | UEF 1.0+ (Gas-Fired HPWH) | UEF 1.0+ (Gas-Fired HPWH) | UEF 1.0+ (Gas-Fired HPWH) | UEF 1.0+ (Gas-Fired HPWH) | UEF 1.0+ (Gas-Fired HPWH) | UEF 1.0+ (Gas-Fired HPWH) | UEF 1.0+ (Gas-Fired HPWH) | UEF 1.0+ (Gas-Fired HPWH) | UEF 1.0+ (Gas-Fired HPWH) | UEF 1.0+ (Gas-Fired HPWH) | UEF 1.0+ (Gas-Fired HPWH) | UEF 1.0+ (Gas-Fired HPWH) | UEF 1.0+ (Gas-Fired HPWH) | UEF 1.0+ (Gas-Fired HPWH) | UEF 1.0+ (Gas-Fired HPWH) | UEF 1.0+ (Gas-Fired HPWH) | UEF 1.0+ (Gas-Fired HPWH) | UEF 1.0+ (Gas-Fired HPWH) | UEF 1.0+ (Gas-Fired HPWH)
F1_Commercial_Retail_New_Water Heating_Natural Gas_Water Heater_E1 | F1 | Commercial | Retail | New | Water Heating | Natural Gas | Water Heater | E1 | CCE | 0 | 0 | 0 | 0 | 0 | 0 | 0 | 0 | 0 | 0 | 0 | 0 | 0 | 0 | 0 | 0 | 0 | 0 | 0 | 0 | 0 | 0 | 0 | 0 | 0 | 0 | 0 | 0 | 0 | 0 | 0
F1_Commercial_Retail_New_Water Heating_Natural Gas_Water Heater_E2 | F1 | Commercial | Retail | New | Water Heating | Natural Gas | Water Heater | E2 | CCE | 0.00069986 | 0.00067282 | 0.00067602 | 0.00068309 | 0.00068309 | 0.00068309 | 0.00068309 | 0.00068309 | 0.00068309 | 0.00068309 | 0.00068309 | 0.00068309 | 0.00068309 | 0.00068309 | 0.00068309 | 0.00068309 | 0.00068309 | 0.00068309 | 0.00068309 | 0.00068309 | 0.00068309 | 0.00068309 | 0.00068309 | 0.00068309 | 0.00068309 | 0.00068309 | 0.00068309 | 0.00068309 | 0.00068309 | 0.00068309 | 0.00068309
F1_Commercial_Retail_New_Water Heating_Natural Gas_Water Heater_E3 | F1 | Commercial | Retail | New | Water Heating | Natural Gas | Water Heater | E3 | CCE | 0.00051299 | 0.00049317 | 0.00049552 | 0.0005007 | 0.0005007 | 0.0005007 | 0.0005007 | 0.0005007 | 0.0005007 | 0.0005007 | 0.0005007 | 0.0005007 | 0.0005007 | 0.0005007 | 0.0005007 | 0.0005007 | 0.0005007 | 0.0005007 | 0.0005007 | 0.0005007 | 0.0005007 | 0.0005007 | 0.0005007 | 0.0005007 | 0.0005007 | 0.0005007 | 0.0005007 | 0.0005007 | 0.0005007 | 0.0005007 | 0.0005007
F1_Commercial_Retail_New_Water Heating_Natural Gas_Water Heater_E4 | F1 | Commercial | Retail | New | Water Heating | Natural Gas | Water Heater | E4 | CCE | 0 | 0 | 0 | 0 | 0 | 0 | 0 | 0.0011213 | 0.0011213 | 0.0011213 | 0.0011213 | 0.0011213 | 0.0011213 | 0.0011213 | 0.0011213 | 0.0011213 | 0.0011213 | 0.0011213 | 0.0011213 | 0.0011213 | 0.0011213 | 0.0011213 | 0.0011213 | 0.0011213 | 0.0011213 | 0.0011213 | 0.0011213 | 0.0011213 | 0.0011213 | 0.0011213 | 0.0011213
F1_Commercial_Retail_New_Water Heating_Natural Gas_Water Heater_E5 | F1 | Commercial | Retail | New | Water Heating | Natural Gas | Water Heater | E5 | CCE | 0 | 0 | 0 | 0 | 0 | 0 | 0 | 0 | 0 | 0 | 0 | 0 | 0 | 0 | 0 | 0 | 0 | 0 | 0 | 0 | 0 | 0 | 0 | 0 | 0 | 0 | 0 | 0 | 0 | 0 | 0
F1_Commercial_Retail_New_Water Heating_Natural Gas_Water Heater_E6 | F1 | Commercial | Retail | New | Water Heating | Natural Gas | Water Heater | E6 | CCE | 0 | 0 | 0 | 0 | 0 | 0 | 0 | 0 | 0 | 0 | 0 | 0 | 0 | 0 | 0 | 0 | 0 | 0 | 0 | 0 | 0 | 0 | 0 | 0 | 0 | 0 | 0 | 0 | 0 | 0 | 0
F1_Commercial_Retail_New_Water Heating_Natural Gas_Water Heater_E7 | F1 | Commercial | Retail | New | Water Heating | Natural Gas | Water Heater | E7 | CCE | 0 | 0 | 0 | 0 | 0 | 0 | 0 | 0 | 0 | 0 | 0 | 0 | 0 | 0 | 0 | 0 | 0 | 0 | 0 | 0 | 0 | 0 | 0 | 0 | 0 | 0 | 0 | 0 | 0 | 0 | 0
F1_Commercial_Retail_New_Water Heating_Natural Gas_Water Heater_E8 | F1 | Commercial | Retail | New | Water Heating | Natural Gas | Water Heater | E8 | CCE | 0 | 0 | 0 | 0 | 0 | 0 | 0 | 0 | 0 | 0 | 0 | 0 | 0 | 0 | 0 | 0 | 0 | 0 | 0 | 0 | 0 | 0 | 0 | 0 | 0 | 0 | 0 | 0 | 0 | 0 | 0
F1_Commercial_Retail_New_Water Heating_Natural Gas_Water Heater_E9 | F1 | Commercial | Retail | New | Water Heating | Natural Gas | Water Heater | E9 | CCE | 0 | 0 | 0 | 0 | 0 | 0 | 0 | 0 | 0 | 0 | 0 | 0 | 0 | 0 | 0 | 0 | 0 | 0 | 0 | 0 | 0 | 0 | 0 | 0 | 0 | 0 | 0 | 0 | 0 | 0 | 0
F1_Commercial_Retail_New_Water Heating_Natural Gas_Water Heater_E10 | F1 | Commercial | Retail | New | Water Heating | Natural Gas | Water Heater | E10 | CCE | 0 | 0 | 0 | 0 | 0 | 0 | 0 | 0 | 0 | 0 | 0 | 0 | 0 | 0 | 0 | 0 | 0 | 0 | 0 | 0 | 0 | 0 | 0 | 0 | 0 | 0 | 0 | 0 | 0 | 0 | 0
F2_Commercial_Retail_New_Water Heating_Natural Gas_Water Heater_E1 | F2 | Commercial | Retail | New | Water Heating | Natural Gas | Water Heater | E1 | TRC BC Ratio | 0.9 | 0.9 | 0.9 | 0.9 | 0.9 | 0.9 | 0.9 | 0.9 | 0.9 | 0.9 | 0.9 | 0.9 | 0.9 | 0.9 | 0.9 | 0.9 | 0.9 | 0.9 | 0.9 | 0.9 | 0.9 | 0.9 | 0.9 | 0.9 | 0.9 | 0.9 | 0.9 | 0.9 | 0.9 | 0.9 | 0.9
F2_Commercial_Retail_New_Water Heating_Natural Gas_Water Heater_E2 | F2 | Commercial | Retail | New | Water Heating | Natural Gas | Water Heater | E2 | TRC BC Ratio | 14.5813 | 14.8703 | 15.077 | 15.3011 | 15.623 | 14.6372 | 13.8667 | 13.4616 | 13.316 | 13.0927 | 12.942 | 13.6277 | 12.1962 | 13.0361 | 14.1139 | 15.1616 | 15.2007 | 15.2733 | 14.9814 | 15.1897 | 15.3354 | 15.532 | 15.7792 | 7.4328 | 7.2845 | 7.1457 | 7.0151 | 6.8912 | 6.7728 | 6.6591 | 6.5492
F2_Commercial_Retail_New_Water Heating_Natural Gas_Water Heater_E3 | F2 | Commercial | Retail | New | Water Heating | Natural Gas | Water Heater | E3 | TRC BC Ratio | 19.8929 | 20.2872 | 20.5692 | 20.8749 | 21.314 | 19.9691 | 18.918 | 18.3653 | 18.1667 | 17.862 | 17.6564 | 18.592 | 16.639 | 17.7848 | 19.2553 | 20.6846 | 20.738 | 20.837 | 20.4388 | 20.7229 | 20.9216 | 21.19 | 21.5272 | 10.1404 | 9.9381 | 9.7487 | 9.5705 | 9.4015 | 9.24 | 9.0848 | 8.9348
F2_Commercial_Retail_New_Water Heating_Natural Gas_Water Heater_E4 | F2 | Commercial | Retail | New | Water Heating | Natural Gas | Water Heater | E4 | TRC BC Ratio | 0 | 0 | 0 | 0 | 0 | 0 | 0 | 8.0493 | 7.7191 | 7.2967 | 6.9011 | 7.6011 | 6.652 | 7.8136 | 9.2123 | 10.6423 | 10.6988 | 10.7801 | 10.5727 | 10.7584 | 10.8939 | 11.0689 | 11.283 | 4.7226 | 4.6241 | 4.5326 | 4.4471 | 4.3666 | 4.2901 | 4.217 | 4.1621
F2_Commercial_Retail_New_Water Heating_Natural Gas_Water Heater_E5 | F2 | Commercial | Retail | New | Water Heating | Natural Gas | Water Heater | E5 | TRC BC Ratio | 0 | 0 | 0 | 0 | 0 | 0 | 0 | 0 | 0 | 0 | 0 | 0 | 0 | 0 | 0 | 0 | 0 | 0 | 0 | 0 | 0 | 0 | 0 | 0 | 0 | 0 | 0 | 0 | 0 | 0 | 0
F2_Commercial_Retail_New_Water Heating_Natural Gas_Water Heater_E6 | F2 | Commercial | Retail | New | Water Heating | Natural Gas | Water Heater | E6 | TRC BC Ratio | 0 | 0 | 0 | 0 | 0 | 0 | 0 | 0 | 0 | 0 | 0 | 0 | 0 | 0 | 0 | 0 | 0 | 0 | 0 | 0 | 0 | 0 | 0 | 0 | 0 | 0 | 0 | 0 | 0 | 0 | 0
F2_Commercial_Retail_New_Water Heating_Natural Gas_Water Heater_E7 | F2 | Commercial | Retail | New | Water Heating | Natural Gas | Water Heater | E7 | TRC BC Ratio | 0 | 0 | 0 | 0 | 0 | 0 | 0 | 0 | 0 | 0 | 0 | 0 | 0 | 0 | 0 | 0 | 0 | 0 | 0 | 0 | 0 | 0 | 0 | 0 | 0 | 0 | 0 | 0 | 0 | 0 | 0
F2_Commercial_Retail_New_Water Heating_Natural Gas_Water Heater_E8 | F2 | Commercial | Retail | New | Water Heating | Natural Gas | Water Heater | E8 | TRC BC Ratio | 0 | 0 | 0 | 0 | 0 | 0 | 0 | 0 | 0 | 0 | 0 | 0 | 0 | 0 | 0 | 0 | 0 | 0 | 0 | 0 | 0 | 0 | 0 | 0 | 0 | 0 | 0 | 0 | 0 | 0 | 0
F2_Commercial_Retail_New_Water Heating_Natural Gas_Water Heater_E9 | F2 | Commercial | Retail | New | Water Heating | Natural Gas | Water Heater | E9 | TRC BC Ratio | 0 | 0 | 0 | 0 | 0 | 0 | 0 | 0 | 0 | 0 | 0 | 0 | 0 | 0 | 0 | 0 | 0 | 0 | 0 | 0 | 0 | 0 | 0 | 0 | 0 | 0 | 0 | 0 | 0 | 0 | 0
F2_Commercial_Retail_New_Water Heating_Natural Gas_Water Heater_E10 | F2 | Commercial | Retail | New | Water Heating | Natural Gas | Water Heater | E10 | TRC BC Ratio | 0 | 0 | 0 | 0 | 0 | 0 | 0 | 0 | 0 | 0 | 0 | 0 | 0 | 0 | 0 | 0 | 0 | 0 | 0 | 0 | 0 | 0 | 0 | 0 | 0 | 0 | 0 | 0 | 0 | 0 | 0
F3_Commercial_Retail_New_Water Heating_Natural Gas_Water Heater_E1 | F3 | Commercial | Retail | New | Water Heating | Natural Gas | Water Heater | E1 | PACT BC Ratio | 0.9 | 0.9 | 0.9 | 0.9 | 0.9 | 0.9 | 0.9 | 0.9 | 0.9 | 0.9 | 0.9 | 0.9 | 0.9 | 0.9 | 0.9 | 0.9 | 0.9 | 0.9 | 0.9 | 0.9 | 0.9 | 0.9 | 0.9 | 0.9 | 0.9 | 0.9 | 0.9 | 0.9 | 0.9 | 0.9 | 0.9
F3_Commercial_Retail_New_Water Heating_Natural Gas_Water Heater_E2 | F3 | Commercial | Retail | New | Water Heating | Natural Gas | Water Heater | E2 | PACT BC Ratio | 23.8441 | 24.3168 | 24.6548 | 25.0212 | 25.5476 | 23.9355 | 22.6757 | 22.0131 | 21.7751 | 21.4099 | 21.1635 | 22.2848 | 19.944 | 21.3173 | 23.0799 | 24.7931 | 24.8571 | 24.9758 | 24.4985 | 24.839 | 25.0772 | 25.3989 | 25.8031 | 12.1545 | 11.912 | 11.6851 | 11.4715 | 11.2688 | 11.0753 | 10.8893 | 10.7095
F3_Commercial_Retail_New_Water Heating_Natural Gas_Water Heater_E3 | F3 | Commercial | Retail | New | Water Heating | Natural Gas | Water Heater | E3 | PACT BC Ratio | 32.53 | 33.1747 | 33.6359 | 34.1358 | 34.8539 | 32.6546 | 30.9358 | 30.032 | 29.7073 | 29.209 | 28.8728 | 30.4027 | 27.2091 | 29.0827 | 31.4873 | 33.8247 | 33.9119 | 34.0738 | 33.4227 | 33.8872 | 34.2122 | 34.651 | 35.2025 | 16.5821 | 16.2513 | 15.9417 | 15.6502 | 15.3738 | 15.1098 | 14.856 | 14.6108
F3_Commercial_Retail_New_Water Heating_Natural Gas_Water Heater_E4 | F3 | Commercial | Retail | New | Water Heating | Natural Gas | Water Heater | E4 | PACT BC Ratio | 0 | 0 | 0 | 0 | 0 | 0 | 0 | 13.1627 | 12.6228 | 11.932 | 11.2851 | 12.4298 | 10.8777 | 12.7772 | 15.0645 | 17.4029 | 17.4953 | 17.6282 | 17.2891 | 17.5928 | 17.8143 | 18.1004 | 18.4506 | 7.7227 | 7.5615 | 7.4119 | 7.2721 | 7.1405 | 7.0155 | 6.8958 | 6.806
F3_Commercial_Retail_New_Water Heating_Natural Gas_Water Heater_E5 | F3 | Commercial | Retail | New | Water Heating | Natural Gas | Water Heater | E5 | PACT BC Ratio | 0 | 0 | 0 | 0 | 0 | 0 | 0 | 0 | 0 | 0 | 0 | 0 | 0 | 0 | 0 | 0 | 0 | 0 | 0 | 0 | 0 | 0 | 0 | 0 | 0 | 0 | 0 | 0 | 0 | 0 | 0
F3_Commercial_Retail_New_Water Heating_Natural Gas_Water Heater_E6 | F3 | Commercial | Retail | New | Water Heating | Natural Gas | Water Heater | E6 | PACT BC Ratio | 0 | 0 | 0 | 0 | 0 | 0 | 0 | 0 | 0 | 0 | 0 | 0 | 0 | 0 | 0 | 0 | 0 | 0 | 0 | 0 | 0 | 0 | 0 | 0 | 0 | 0 | 0 | 0 | 0 | 0 | 0
F3_Commercial_Retail_New_Water Heating_Natural Gas_Water Heater_E7 | F3 | Commercial | Retail | New | Water Heating | Natural Gas | Water Heater | E7 | PACT BC Ratio | 0 | 0 | 0 | 0 | 0 | 0 | 0 | 0 | 0 | 0 | 0 | 0 | 0 | 0 | 0 | 0 | 0 | 0 | 0 | 0 | 0 | 0 | 0 | 0 | 0 | 0 | 0 | 0 | 0 | 0 | 0
F3_Commercial_Retail_New_Water Heating_Natural Gas_Water Heater_E8 | F3 | Commercial | Retail | New | Water Heating | Natural Gas | Water Heater | E8 | PACT BC Ratio | 0 | 0 | 0 | 0 | 0 | 0 | 0 | 0 | 0 | 0 | 0 | 0 | 0 | 0 | 0 | 0 | 0 | 0 | 0 | 0 | 0 | 0 | 0 | 0 | 0 | 0 | 0 | 0 | 0 | 0 | 0
F3_Commercial_Retail_New_Water Heating_Natural Gas_Water Heater_E9 | F3 | Commercial | Retail | New | Water Heating | Natural Gas | Water Heater | E9 | PACT BC Ratio | 0 | 0 | 0 | 0 | 0 | 0 | 0 | 0 | 0 | 0 | 0 | 0 | 0 | 0 | 0 | 0 | 0 | 0 | 0 | 0 | 0 | 0 | 0 | 0 | 0 | 0 | 0 | 0 | 0 | 0 | 0
F3_Commercial_Retail_New_Water Heating_Natural Gas_Water Heater_E10 | F3 | Commercial | Retail | New | Water Heating | Natural Gas | Water Heater | E10 | PACT BC Ratio | 0 | 0 | 0 | 0 | 0 | 0 | 0 | 0 | 0 | 0 | 0 | 0 | 0 | 0 | 0 | 0 | 0 | 0 | 0 | 0 | 0 | 0 | 0 | 0 | 0 | 0 | 0 | 0 | 0 | 0 | 0
F4_Commercial_Retail_New_Water Heating_Natural Gas_Water Heater_E1 | F4 | Commercial | Retail | New | Water Heating | Natural Gas | Water Heater | E1 | PCT BC Ratio | 0.9 | 0.9 | 0.9 | 0.9 | 0.9 | 0.9 | 0.9 | 0.9 | 0.9 | 0.9 | 0.9 | 0.9 | 0.9 | 0.9 | 0.9 | 0.9 | 0.9 | 0.9 | 0.9 | 0.9 | 0.9 | 0.9 | 0.9 | 0.9 | 0.9 | 0.9 | 0.9 | 0.9 | 0.9 | 0.9 | 0.9
F4_Commercial_Retail_New_Water Heating_Natural Gas_Water Heater_E2 | F4 | Commercial | Retail | New | Water Heating | Natural Gas | Water Heater | E2 | PCT BC Ratio | 26.1308 | 26.6403 | 27.0046 | 27.3996 | 27.967 | 26.2293 | 24.8713 | 24.1571 | 23.9006 | 23.5069 | 23.2412 | 24.45 | 21.9267 | 23.4071 | 25.307 | 27.1538 | 27.2227 | 27.3506 | 26.8362 | 27.2032 | 27.46 | 27.8067 | 28.2424 | 13.5302 | 13.2688 | 13.0242 | 12.7939 | 12.5755 | 12.3669 | 12.1664 | 11.9726
F4_Commercial_Retail_New_Water Heating_Natural Gas_Water Heater_E3 | F4 | Commercial | Retail | New | Water Heating | Natural Gas | Water Heater | E3 | PCT BC Ratio | 35.4935 | 36.1886 | 36.6857 | 37.2246 | 37.9986 | 35.6279 | 33.7752 | 32.8009 | 32.4509 | 31.9138 | 31.5514 | 33.2004 | 29.758 | 31.7776 | 34.3696 | 36.8891 | 36.9832 | 37.1577 | 36.4559 | 36.9566 | 37.3069 | 37.7799 | 38.3744 | 18.3028 | 17.9462 | 17.6125 | 17.2983 | 17.0003 | 16.7158 | 16.4422 | 16.1779
F4_Commercial_Retail_New_Water Heating_Natural Gas_Water Heater_E4 | F4 | Commercial | Retail | New | Water Heating | Natural Gas | Water Heater | E4 | PCT BC Ratio | 0 | 0 | 0 | 0 | 0 | 0 | 0 | 14.617 | 14.0349 | 13.2903 | 12.593 | 13.8269 | 12.1539 | 14.2014 | 16.6669 | 19.1875 | 19.2872 | 19.4304 | 19.0649 | 19.3922 | 19.6311 | 19.9395 | 20.3169 | 8.753 | 8.5792 | 8.418 | 8.2673 | 8.1254 | 7.9906 | 7.8617 | 7.7649
F4_Commercial_Retail_New_Water Heating_Natural Gas_Water Heater_E5 | F4 | Commercial | Retail | New | Water Heating | Natural Gas | Water Heater | E5 | PCT BC Ratio | 0 | 0 | 0 | 0 | 0 | 0 | 0 | 0 | 0 | 0 | 0 | 0 | 0 | 0 | 0 | 0 | 0 | 0 | 0 | 0 | 0 | 0 | 0 | 0 | 0 | 0 | 0 | 0 | 0 | 0 | 0
F4_Commercial_Retail_New_Water Heating_Natural Gas_Water Heater_E6 | F4 | Commercial | Retail | New | Water Heating | Natural Gas | Water Heater | E6 | PCT BC Ratio | 0 | 0 | 0 | 0 | 0 | 0 | 0 | 0 | 0 | 0 | 0 | 0 | 0 | 0 | 0 | 0 | 0 | 0 | 0 | 0 | 0 | 0 | 0 | 0 | 0 | 0 | 0 | 0 | 0 | 0 | 0
F4_Commercial_Retail_New_Water Heating_Natural Gas_Water Heater_E7 | F4 | Commercial | Retail | New | Water Heating | Natural Gas | Water Heater | E7 | PCT BC Ratio | 0 | 0 | 0 | 0 | 0 | 0 | 0 | 0 | 0 | 0 | 0 | 0 | 0 | 0 | 0 | 0 | 0 | 0 | 0 | 0 | 0 | 0 | 0 | 0 | 0 | 0 | 0 | 0 | 0 | 0 | 0
F4_Commercial_Retail_New_Water Heating_Natural Gas_Water Heater_E8 | F4 | Commercial | Retail | New | Water Heating | Natural Gas | Water Heater | E8 | PCT BC Ratio | 0 | 0 | 0 | 0 | 0 | 0 | 0 | 0 | 0 | 0 | 0 | 0 | 0 | 0 | 0 | 0 | 0 | 0 | 0 | 0 | 0 | 0 | 0 | 0 | 0 | 0 | 0 | 0 | 0 | 0 | 0
F4_Commercial_Retail_New_Water Heating_Natural Gas_Water Heater_E9 | F4 | Commercial | Retail | New | Water Heating | Natural Gas | Water Heater | E9 | PCT BC Ratio | 0 | 0 | 0 | 0 | 0 | 0 | 0 | 0 | 0 | 0 | 0 | 0 | 0 | 0 | 0 | 0 | 0 | 0 | 0 | 0 | 0 | 0 | 0 | 0 | 0 | 0 | 0 | 0 | 0 | 0 | 0
F4_Commercial_Retail_New_Water Heating_Natural Gas_Water Heater_E10 | F4 | Commercial | Retail | New | Water Heating | Natural Gas | Water Heater | E10 | PCT BC Ratio | 0 | 0 | 0 | 0 | 0 | 0 | 0 | 0 | 0 | 0 | 0 | 0 | 0 | 0 | 0 | 0 | 0 | 0 | 0 | 0 | 0 | 0 | 0 | 0 | 0 | 0 | 0 | 0 | 0 | 0 | 0
F5_Commercial_Retail_New_Water Heating_Natural Gas_Water Heater_E1 | F5 | Commercial | Retail | New | Water Heating | Natural Gas | Water Heater | E1 | RIM BC Ratio | 0.9 | 0.9 | 0.9 | 0.9 | 0.9 | 0.9 | 0.9 | 0.9 | 0.9 | 0.9 | 0.9 | 0.9 | 0.9 | 0.9 | 0.9 | 0.9 | 0.9 | 0.9 | 0.9 | 0.9 | 0.9 | 0.9 | 0.9 | 0.9 | 0.9 | 0.9 | 0.9 | 0.9 | 0.9 | 0.9 | 0.9
F5_Commercial_Retail_New_Water Heating_Natural Gas_Water Heater_E2 | F5 | Commercial | Retail | New | Water Heating | Natural Gas | Water Heater | E2 | RIM BC Ratio | 0.80645 | 0.80698 | 0.80735 | 0.80773 | 0.80827 | 0.80655 | 0.80505 | 0.80419 | 0.80387 | 0.80336 | 0.80301 | 0.80454 | 0.80115 | 0.80323 | 0.80555 | 0.80749 | 0.80756 | 0.80769 | 0.80718 | 0.80754 | 0.80779 | 0.80812 | 0.80852 | 0.78104 | 0.78002 | 0.77903 | 0.77807 | 0.77712 | 0.77618 | 0.77525 | 0.77433
F5_Commercial_Retail_New_Water Heating_Natural Gas_Water Heater_E3 | F5 | Commercial | Retail | New | Water Heating | Natural Gas | Water Heater | E3 | RIM BC Ratio | 0.8138 | 0.81419 | 0.81447 | 0.81476 | 0.81516 | 0.81388 | 0.81275 | 0.81211 | 0.81187 | 0.81149 | 0.81123 | 0.81238 | 0.80984 | 0.81139 | 0.81312 | 0.81458 | 0.81463 | 0.81472 | 0.81434 | 0.81461 | 0.8148 | 0.81505 | 0.81535 | 0.79468 | 0.7939 | 0.79315 | 0.79242 | 0.7917 | 0.79098 | 0.79028 | 0.78957
F5_Commercial_Retail_New_Water Heating_Natural Gas_Water Heater_E4 | F5 | Commercial | Retail | New | Water Heating | Natural Gas | Water Heater | E4 | RIM BC Ratio | 0 | 0 | 0 | 0 | 0 | 0 | 0 | 0.78491 | 0.78291 | 0.78011 | 0.7772 | 0.78216 | 0.7752 | 0.7835 | 0.79086 | 0.79648 | 0.79667 | 0.79694 | 0.79624 | 0.79687 | 0.79732 | 0.79789 | 0.79855 | 0.75327 | 0.7517 | 0.7502 | 0.74874 | 0.74732 | 0.74593 | 0.74456 | 0.7435
F5_Commercial_Retail_New_Water Heating_Natural Gas_Water Heater_E5 | F5 | Commercial | Retail | New | Water Heating | Natural Gas | Water Heater | E5 | RIM BC Ratio | 0 | 0 | 0 | 0 | 0 | 0 | 0 | 0 | 0 | 0 | 0 | 0 | 0 | 0 | 0 | 0 | 0 | 0 | 0 | 0 | 0 | 0 | 0 | 0 | 0 | 0 | 0 | 0 | 0 | 0 | 0
F5_Commercial_Retail_New_Water Heating_Natural Gas_Water Heater_E6 | F5 | Commercial | Retail | New | Water Heating | Natural Gas | Water Heater | E6 | RIM BC Ratio | 0 | 0 | 0 | 0 | 0 | 0 | 0 | 0 | 0 | 0 | 0 | 0 | 0 | 0 | 0 | 0 | 0 | 0 | 0 | 0 | 0 | 0 | 0 | 0 | 0 | 0 | 0 | 0 | 0 | 0 | 0
F5_Commercial_Retail_New_Water Heating_Natural Gas_Water Heater_E7 | F5 | Commercial | Retail | New | Water Heating | Natural Gas | Water Heater | E7 | RIM BC Ratio | 0 | 0 | 0 | 0 | 0 | 0 | 0 | 0 | 0 | 0 | 0 | 0 | 0 | 0 | 0 | 0 | 0 | 0 | 0 | 0 | 0 | 0 | 0 | 0 | 0 | 0 | 0 | 0 | 0 | 0 | 0
F5_Commercial_Retail_New_Water Heating_Natural Gas_Water Heater_E8 | F5 | Commercial | Retail | New | Water Heating | Natural Gas | Water Heater | E8 | RIM BC Ratio | 0 | 0 | 0 | 0 | 0 | 0 | 0 | 0 | 0 | 0 | 0 | 0 | 0 | 0 | 0 | 0 | 0 | 0 | 0 | 0 | 0 | 0 | 0 | 0 | 0 | 0 | 0 | 0 | 0 | 0 | 0
F5_Commercial_Retail_New_Water Heating_Natural Gas_Water Heater_E9 | F5 | Commercial | Retail | New | Water Heating | Natural Gas | Water Heater | E9 | RIM BC Ratio | 0 | 0 | 0 | 0 | 0 | 0 | 0 | 0 | 0 | 0 | 0 | 0 | 0 | 0 | 0 | 0 | 0 | 0 | 0 | 0 | 0 | 0 | 0 | 0 | 0 | 0 | 0 | 0 | 0 | 0 | 0
F5_Commercial_Retail_New_Water Heating_Natural Gas_Water Heater_E10 | F5 | Commercial | Retail | New | Water Heating | Natural Gas | Water Heater | E10 | RIM BC Ratio | 0 | 0 | 0 | 0 | 0 | 0 | 0 | 0 | 0 | 0 | 0 | 0 | 0 | 0 | 0 | 0 | 0 | 0 | 0 | 0 | 0 | 0 | 0 | 0 | 0 | 0 | 0 | 0 | 0 | 0 | 0
F0_Commercial_Retail_New_Food Preparation_Natural Gas_Oven_E0 | F0 | Commercial | Retail | New | Food Preparation | Natural Gas | Oven | E0 | Economic Unit | ENERGY STAR (3.0) | ENERGY STAR (3.0) | ENERGY STAR (3.0) | ENERGY STAR (3.0) | ENERGY STAR (3.0) | ENERGY STAR (3.0) | ENERGY STAR (3.0) | ENERGY STAR (3.0) | ENERGY STAR (3.0) | ENERGY STAR (3.0) | ENERGY STAR (3.0) | ENERGY STAR (3.0) | ENERGY STAR (3.0) | ENERGY STAR (3.0) | ENERGY STAR (3.0) | ENERGY STAR (3.0) | ENERGY STAR (3.0) | ENERGY STAR (3.0) | ENERGY STAR (3.0) | ENERGY STAR (3.0) | ENERGY STAR (3.0) | ENERGY STAR (3.0) | ENERGY STAR (3.0) | Standard | Standard | Standard | Standard | Standard | Standard | Standard | Standard
F1_Commercial_Retail_New_Food Preparation_Natural Gas_Oven_E1 | F1 | Commercial | Retail | New | Food Preparation | Natural Gas | Oven | E1 | CCE | 0 | 0 | 0 | 0 | 0 | 0 | 0 | 0 | 0 | 0 | 0 | 0 | 0 | 0 | 0 | 0 | 0 | 0 | 0 | 0 | 0 | 0 | 0 | 0 | 0 | 0 | 0 | 0 | 0 | 0 | 0
F1_Commercial_Retail_New_Food Preparation_Natural Gas_Oven_E2 | F1 | Commercial | Retail | New | Food Preparation | Natural Gas | Oven | E2 | CCE | 0.0062008 | 0.0059612 | 0.0059896 | 0.0060522 | 0.0060522 | 0.0060522 | 0.0060522 | 0.0060522 | 0.0060522 | 0.0060522 | 0.0060522 | 0.0060522 | 0.0060522 | 0.0060522 | 0.0060522 | 0.0060522 | 0.0060522 | 0.0060522 | 0.0060522 | 0.0060522 | 0.0060522 | 0.0060522 | 0.0060522 | 0.0060522 | 0.0060522 | 0.0060522 | 0.0060522 | 0.0060522 | 0.0060522 | 0.0060522 | 0.0060522
F1_Commercial_Retail_New_Food Preparation_Natural Gas_Oven_E3 | F1 | Commercial | Retail | New | Food Preparation | Natural Gas | Oven | E3 | CCE | 0 | 0 | 0 | 0 | 0 | 0 | 0 | 0 | 0 | 0 | 0 | 0 | 0 | 0 | 0 | 0 | 0 | 0 | 0 | 0 | 0 | 0 | 0 | 0 | 0 | 0 | 0 | 0 | 0 | 0 | 0
F1_Commercial_Retail_New_Food Preparation_Natural Gas_Oven_E4 | F1 | Commercial | Retail | New | Food Preparation | Natural Gas | Oven | E4 | CCE | 0 | 0 | 0 | 0 | 0 | 0 | 0 | 0 | 0 | 0 | 0 | 0 | 0 | 0 | 0 | 0 | 0 | 0 | 0 | 0 | 0 | 0 | 0 | 0 | 0 | 0 | 0 | 0 | 0 | 0 | 0
F1_Commercial_Retail_New_Food Preparation_Natural Gas_Oven_E5 | F1 | Commercial | Retail | New | Food Preparation | Natural Gas | Oven | E5 | CCE | 0 | 0 | 0 | 0 | 0 | 0 | 0 | 0 | 0 | 0 | 0 | 0 | 0 | 0 | 0 | 0 | 0 | 0 | 0 | 0 | 0 | 0 | 0 | 0 | 0 | 0 | 0 | 0 | 0 | 0 | 0
F1_Commercial_Retail_New_Food Preparation_Natural Gas_Oven_E6 | F1 | Commercial | Retail | New | Food Preparation | Natural Gas | Oven | E6 | CCE | 0 | 0 | 0 | 0 | 0 | 0 | 0 | 0 | 0 | 0 | 0 | 0 | 0 | 0 | 0 | 0 | 0 | 0 | 0 | 0 | 0 | 0 | 0 | 0 | 0 | 0 | 0 | 0 | 0 | 0 | 0
F1_Commercial_Retail_New_Food Preparation_Natural Gas_Oven_E7 | F1 | Commercial | Retail | New | Food Preparation | Natural Gas | Oven | E7 | CCE | 0 | 0 | 0 | 0 | 0 | 0 | 0 | 0 | 0 | 0 | 0 | 0 | 0 | 0 | 0 | 0 | 0 | 0 | 0 | 0 | 0 | 0 | 0 | 0 | 0 | 0 | 0 | 0 | 0 | 0 | 0
F1_Commercial_Retail_New_Food Preparation_Natural Gas_Oven_E8 | F1 | Commercial | Retail | New | Food Preparation | Natural Gas | Oven | E8 | CCE | 0 | 0 | 0 | 0 | 0 | 0 | 0 | 0 | 0 | 0 | 0 | 0 | 0 | 0 | 0 | 0 | 0 | 0 | 0 | 0 | 0 | 0 | 0 | 0 | 0 | 0 | 0 | 0 | 0 | 0 | 0
F1_Commercial_Retail_New_Food Preparation_Natural Gas_Oven_E9 | F1 | Commercial | Retail | New | Food Preparation | Natural Gas | Oven | E9 | CCE | 0 | 0 | 0 | 0 | 0 | 0 | 0 | 0 | 0 | 0 | 0 | 0 | 0 | 0 | 0 | 0 | 0 | 0 | 0 | 0 | 0 | 0 | 0 | 0 | 0 | 0 | 0 | 0 | 0 | 0 | 0
F1_Commercial_Retail_New_Food Preparation_Natural Gas_Oven_E10 | F1 | Commercial | Retail | New | Food Preparation | Natural Gas | Oven | E10 | CCE | 0 | 0 | 0 | 0 | 0 | 0 | 0 | 0 | 0 | 0 | 0 | 0 | 0 | 0 | 0 | 0 | 0 | 0 | 0 | 0 | 0 | 0 | 0 | 0 | 0 | 0 | 0 | 0 | 0 | 0 | 0
F2_Commercial_Retail_New_Food Preparation_Natural Gas_Oven_E1 | F2 | Commercial | Retail | New | Food Preparation | Natural Gas | Oven | E1 | TRC BC Ratio | 0.9 | 0.9 | 0.9 | 0.9 | 0.9 | 0.9 | 0.9 | 0.9 | 0.9 | 0.9 | 0.9 | 0.9 | 0.9 | 0.9 | 0.9 | 0.9 | 0.9 | 0.9 | 0.9 | 0.9 | 0.9 | 0.9 | 0.9 | 0.9 | 0.9 | 0.9 | 0.9 | 0.9 | 0.9 | 0.9 | 0.9
F2_Commercial_Retail_New_Food Preparation_Natural Gas_Oven_E2 | F2 | Commercial | Retail | New | Food Preparation | Natural Gas | Oven | E2 | TRC BC Ratio | 1.651 | 1.6761 | 1.6937 | 1.7118 | 1.7402 | 1.6356 | 1.5492 | 1.5033 | 1.4856 | 1.4593 | 1.5232 | 1.584 | 1.4129 | 1.4871 | 1.5856 | 1.6788 | 1.6824 | 1.6897 | 1.6574 | 1.6795 | 1.6949 | 1.7158 | 1.7422 | 0.83439 | 0.81785 | 0.80234 | 0.78773 | 0.77386 | 0.7606 | 0.74785 | 0.73552
F2_Commercial_Retail_New_Food Preparation_Natural Gas_Oven_E3 | F2 | Commercial | Retail | New | Food Preparation | Natural Gas | Oven | E3 | TRC BC Ratio | 0 | 0 | 0 | 0 | 0 | 0 | 0 | 0 | 0 | 0 | 0 | 0 | 0 | 0 | 0 | 0 | 0 | 0 | 0 | 0 | 0 | 0 | 0 | 0 | 0 | 0 | 0 | 0 | 0 | 0 | 0
F2_Commercial_Retail_New_Food Preparation_Natural Gas_Oven_E4 | F2 | Commercial | Retail | New | Food Preparation | Natural Gas | Oven | E4 | TRC BC Ratio | 0 | 0 | 0 | 0 | 0 | 0 | 0 | 0 | 0 | 0 | 0 | 0 | 0 | 0 | 0 | 0 | 0 | 0 | 0 | 0 | 0 | 0 | 0 | 0 | 0 | 0 | 0 | 0 | 0 | 0 | 0
F2_Commercial_Retail_New_Food Preparation_Natural Gas_Oven_E5 | F2 | Commercial | Retail | New | Food Preparation | Natural Gas | Oven | E5 | TRC BC Ratio | 0 | 0 | 0 | 0 | 0 | 0 | 0 | 0 | 0 | 0 | 0 | 0 | 0 | 0 | 0 | 0 | 0 | 0 | 0 | 0 | 0 | 0 | 0 | 0 | 0 | 0 | 0 | 0 | 0 | 0 | 0
F2_Commercial_Retail_New_Food Preparation_Natural Gas_Oven_E6 | F2 | Commercial | Retail | New | Food Preparation | Natural Gas | Oven | E6 | TRC BC Ratio | 0 | 0 | 0 | 0 | 0 | 0 | 0 | 0 | 0 | 0 | 0 | 0 | 0 | 0 | 0 | 0 | 0 | 0 | 0 | 0 | 0 | 0 | 0 | 0 | 0 | 0 | 0 | 0 | 0 | 0 | 0
F2_Commercial_Retail_New_Food Preparation_Natural Gas_Oven_E7 | F2 | Commercial | Retail | New | Food Preparation | Natural Gas | Oven | E7 | TRC BC Ratio | 0 | 0 | 0 | 0 | 0 | 0 | 0 | 0 | 0 | 0 | 0 | 0 | 0 | 0 | 0 | 0 | 0 | 0 | 0 | 0 | 0 | 0 | 0 | 0 | 0 | 0 | 0 | 0 | 0 | 0 | 0
F2_Commercial_Retail_New_Food Preparation_Natural Gas_Oven_E8 | F2 | Commercial | Retail | New | Food Preparation | Natural Gas | Oven | E8 | TRC BC Ratio | 0 | 0 | 0 | 0 | 0 | 0 | 0 | 0 | 0 | 0 | 0 | 0 | 0 | 0 | 0 | 0 | 0 | 0 | 0 | 0 | 0 | 0 | 0 | 0 | 0 | 0 | 0 | 0 | 0 | 0 | 0
F2_Commercial_Retail_New_Food Preparation_Natural Gas_Oven_E9 | F2 | Commercial | Retail | New | Food Preparation | Natural Gas | Oven | E9 | TRC BC Ratio | 0 | 0 | 0 | 0 | 0 | 0 | 0 | 0 | 0 | 0 | 0 | 0 | 0 | 0 | 0 | 0 | 0 | 0 | 0 | 0 | 0 | 0 | 0 | 0 | 0 | 0 | 0 | 0 | 0 | 0 | 0
F2_Commercial_Retail_New_Food Preparation_Natural Gas_Oven_E10 | F2 | Commercial | Retail | New | Food Preparation | Natural Gas | Oven | E10 | TRC BC Ratio | 0 | 0 | 0 | 0 | 0 | 0 | 0 | 0 | 0 | 0 | 0 | 0 | 0 | 0 | 0 | 0 | 0 | 0 | 0 | 0 | 0 | 0 | 0 | 0 | 0 | 0 | 0 | 0 | 0 | 0 | 0
F3_Commercial_Retail_New_Food Preparation_Natural Gas_Oven_E1 | F3 | Commercial | Retail | New | Food Preparation | Natural Gas | Oven | E1 | PACT BC Ratio | 0.9 | 0.9 | 0.9 | 0.9 | 0.9 | 0.9 | 0.9 | 0.9 | 0.9 | 0.9 | 0.9 | 0.9 | 0.9 | 0.9 | 0.9 | 0.9 | 0.9 | 0.9 | 0.9 | 0.9 | 0.9 | 0.9 | 0.9 | 0.9 | 0.9 | 0.9 | 0.9 | 0.9 | 0.9 | 0.9 | 0.9
F3_Commercial_Retail_New_Food Preparation_Natural Gas_Oven_E2 | F3 | Commercial | Retail | New | Food Preparation | Natural Gas | Oven | E2 | PACT BC Ratio | 1.651 | 1.6761 | 1.6937 | 1.7118 | 1.7402 | 1.6356 | 1.5492 | 1.5033 | 1.4856 | 1.4593 | 1.5232 | 1.584 | 1.4129 | 1.4871 | 1.5856 | 1.6788 | 1.6824 | 1.6897 | 1.6574 | 1.6795 | 1.6949 | 1.7158 | 1.7422 | 0.83439 | 0.81785 | 0.80234 | 0.78773 | 0.77386 | 0.7606 | 0.74785 | 0.73552
F3_Commercial_Retail_New_Food Preparation_Natural Gas_Oven_E3 | F3 | Commercial | Retail | New | Food Preparation | Natural Gas | Oven | E3 | PACT BC Ratio | 0 | 0 | 0 | 0 | 0 | 0 | 0 | 0 | 0 | 0 | 0 | 0 | 0 | 0 | 0 | 0 | 0 | 0 | 0 | 0 | 0 | 0 | 0 | 0 | 0 | 0 | 0 | 0 | 0 | 0 | 0
F3_Commercial_Retail_New_Food Preparation_Natural Gas_Oven_E4 | F3 | Commercial | Retail | New | Food Preparation | Natural Gas | Oven | E4 | PACT BC Ratio | 0 | 0 | 0 | 0 | 0 | 0 | 0 | 0 | 0 | 0 | 0 | 0 | 0 | 0 | 0 | 0 | 0 | 0 | 0 | 0 | 0 | 0 | 0 | 0 | 0 | 0 | 0 | 0 | 0 | 0 | 0
F3_Commercial_Retail_New_Food Preparation_Natural Gas_Oven_E5 | F3 | Commercial | Retail | New | Food Preparation | Natural Gas | Oven | E5 | PACT BC Ratio | 0 | 0 | 0 | 0 | 0 | 0 | 0 | 0 | 0 | 0 | 0 | 0 | 0 | 0 | 0 | 0 | 0 | 0 | 0 | 0 | 0 | 0 | 0 | 0 | 0 | 0 | 0 | 0 | 0 | 0 | 0
F3_Commercial_Retail_New_Food Preparation_Natural Gas_Oven_E6 | F3 | Commercial | Retail | New | Food Preparation | Natural Gas | Oven | E6 | PACT BC Ratio | 0 | 0 | 0 | 0 | 0 | 0 | 0 | 0 | 0 | 0 | 0 | 0 | 0 | 0 | 0 | 0 | 0 | 0 | 0 | 0 | 0 | 0 | 0 | 0 | 0 | 0 | 0 | 0 | 0 | 0 | 0
F3_Commercial_Retail_New_Food Preparation_Natural Gas_Oven_E7 | F3 | Commercial | Retail | New | Food Preparation | Natural Gas | Oven | E7 | PACT BC Ratio | 0 | 0 | 0 | 0 | 0 | 0 | 0 | 0 | 0 | 0 | 0 | 0 | 0 | 0 | 0 | 0 | 0 | 0 | 0 | 0 | 0 | 0 | 0 | 0 | 0 | 0 | 0 | 0 | 0 | 0 | 0
F3_Commercial_Retail_New_Food Preparation_Natural Gas_Oven_E8 | F3 | Commercial | Retail | New | Food Preparation | Natural Gas | Oven | E8 | PACT BC Ratio | 0 | 0 | 0 | 0 | 0 | 0 | 0 | 0 | 0 | 0 | 0 | 0 | 0 | 0 | 0 | 0 | 0 | 0 | 0 | 0 | 0 | 0 | 0 | 0 | 0 | 0 | 0 | 0 | 0 | 0 | 0
F3_Commercial_Retail_New_Food Preparation_Natural Gas_Oven_E9 | F3 | Commercial | Retail | New | Food Preparation | Natural Gas | Oven | E9 | PACT BC Ratio | 0 | 0 | 0 | 0 | 0 | 0 | 0 | 0 | 0 | 0 | 0 | 0 | 0 | 0 | 0 | 0 | 0 | 0 | 0 | 0 | 0 | 0 | 0 | 0 | 0 | 0 | 0 | 0 | 0 | 0 | 0
F3_Commercial_Retail_New_Food Preparation_Natural Gas_Oven_E10 | F3 | Commercial | Retail | New | Food Preparation | Natural Gas | Oven | E10 | PACT BC Ratio | 0 | 0 | 0 | 0 | 0 | 0 | 0 | 0 | 0 | 0 | 0 | 0 | 0 | 0 | 0 | 0 | 0 | 0 | 0 | 0 | 0 | 0 | 0 | 0 | 0 | 0 | 0 | 0 | 0 | 0 | 0
F4_Commercial_Retail_New_Food Preparation_Natural Gas_Oven_E1 | F4 | Commercial | Retail | New | Food Preparation | Natural Gas | Oven | E1 | PCT BC Ratio | 0.9 | 0.9 | 0.9 | 0.9 | 0.9 | 0.9 | 0.9 | 0.9 | 0.9 | 0.9 | 0.9 | 0.9 | 0.9 | 0.9 | 0.9 | 0.9 | 0.9 | 0.9 | 0.9 | 0.9 | 0.9 | 0.9 | 0.9 | 0.9 | 0.9 | 0.9 | 0.9 | 0.9 | 0.9 | 0.9 | 0.9
F4_Commercial_Retail_New_Food Preparation_Natural Gas_Oven_E2 | F4 | Commercial | Retail | New | Food Preparation | Natural Gas | Oven | E2 | PCT BC Ratio | 5.1538 | 5.2169 | 5.2611 | 5.3069 | 5.3783 | 5.115 | 4.8976 | 4.7822 | 4.7376 | 4.6715 | 4.8323 | 4.9851 | 4.5547 | 4.7415 | 4.9892 | 5.2237 | 5.2328 | 5.2512 | 5.1699 | 5.2256 | 5.2642 | 5.3168 | 5.3833 | 3.0993 | 3.0576 | 3.0186 | 2.9819 | 2.947 | 2.9136 | 2.8815 | 2.8505
F4_Commercial_Retail_New_Food Preparation_Natural Gas_Oven_E3 | F4 | Commercial | Retail | New | Food Preparation | Natural Gas | Oven | E3 | PCT BC Ratio | 0 | 0 | 0 | 0 | 0 | 0 | 0 | 0 | 0 | 0 | 0 | 0 | 0 | 0 | 0 | 0 | 0 | 0 | 0 | 0 | 0 | 0 | 0 | 0 | 0 | 0 | 0 | 0 | 0 | 0 | 0
F4_Commercial_Retail_New_Food Preparation_Natural Gas_Oven_E4 | F4 | Commercial | Retail | New | Food Preparation | Natural Gas | Oven | E4 | PCT BC Ratio | 0 | 0 | 0 | 0 | 0 | 0 | 0 | 0 | 0 | 0 | 0 | 0 | 0 | 0 | 0 | 0 | 0 | 0 | 0 | 0 | 0 | 0 | 0 | 0 | 0 | 0 | 0 | 0 | 0 | 0 | 0
F4_Commercial_Retail_New_Food Preparation_Natural Gas_Oven_E5 | F4 | Commercial | Retail | New | Food Preparation | Natural Gas | Oven | E5 | PCT BC Ratio | 0 | 0 | 0 | 0 | 0 | 0 | 0 | 0 | 0 | 0 | 0 | 0 | 0 | 0 | 0 | 0 | 0 | 0 | 0 | 0 | 0 | 0 | 0 | 0 | 0 | 0 | 0 | 0 | 0 | 0 | 0
F4_Commercial_Retail_New_Food Preparation_Natural Gas_Oven_E6 | F4 | Commercial | Retail | New | Food Preparation | Natural Gas | Oven | E6 | PCT BC Ratio | 0 | 0 | 0 | 0 | 0 | 0 | 0 | 0 | 0 | 0 | 0 | 0 | 0 | 0 | 0 | 0 | 0 | 0 | 0 | 0 | 0 | 0 | 0 | 0 | 0 | 0 | 0 | 0 | 0 | 0 | 0
F4_Commercial_Retail_New_Food Preparation_Natural Gas_Oven_E7 | F4 | Commercial | Retail | New | Food Preparation | Natural Gas | Oven | E7 | PCT BC Ratio | 0 | 0 | 0 | 0 | 0 | 0 | 0 | 0 | 0 | 0 | 0 | 0 | 0 | 0 | 0 | 0 | 0 | 0 | 0 | 0 | 0 | 0 | 0 | 0 | 0 | 0 | 0 | 0 | 0 | 0 | 0
F4_Commercial_Retail_New_Food Preparation_Natural Gas_Oven_E8 | F4 | Commercial | Retail | New | Food Preparation | Natural Gas | Oven | E8 | PCT BC Ratio | 0 | 0 | 0 | 0 | 0 | 0 | 0 | 0 | 0 | 0 | 0 | 0 | 0 | 0 | 0 | 0 | 0 | 0 | 0 | 0 | 0 | 0 | 0 | 0 | 0 | 0 | 0 | 0 | 0 | 0 | 0
F4_Commercial_Retail_New_Food Preparation_Natural Gas_Oven_E9 | F4 | Commercial | Retail | New | Food Preparation | Natural Gas | Oven | E9 | PCT BC Ratio | 0 | 0 | 0 | 0 | 0 | 0 | 0 | 0 | 0 | 0 | 0 | 0 | 0 | 0 | 0 | 0 | 0 | 0 | 0 | 0 | 0 | 0 | 0 | 0 | 0 | 0 | 0 | 0 | 0 | 0 | 0
F4_Commercial_Retail_New_Food Preparation_Natural Gas_Oven_E10 | F4 | Commercial | Retail | New | Food Preparation | Natural Gas | Oven | E10 | PCT BC Ratio | 0 | 0 | 0 | 0 | 0 | 0 | 0 | 0 | 0 | 0 | 0 | 0 | 0 | 0 | 0 | 0 | 0 | 0 | 0 | 0 | 0 | 0 | 0 | 0 | 0 | 0 | 0 | 0 | 0 | 0 | 0
F5_Commercial_Retail_New_Food Preparation_Natural Gas_Oven_E1 | F5 | Commercial | Retail | New | Food Preparation | Natural Gas | Oven | E1 | RIM BC Ratio | 0.9 | 0.9 | 0.9 | 0.9 | 0.9 | 0.9 | 0.9 | 0.9 | 0.9 | 0.9 | 0.9 | 0.9 | 0.9 | 0.9 | 0.9 | 0.9 | 0.9 | 0.9 | 0.9 | 0.9 | 0.9 | 0.9 | 0.9 | 0.9 | 0.9 | 0.9 | 0.9 | 0.9 | 0.9 | 0.9 | 0.9
F5_Commercial_Retail_New_Food Preparation_Natural Gas_Oven_E2 | F5 | Commercial | Retail | New | Food Preparation | Natural Gas | Oven | E2 | RIM BC Ratio | 0.5544 | 0.5572 | 0.55913 | 0.56109 | 0.56411 | 0.55265 | 0.54242 | 0.53669 | 0.53442 | 0.53097 | 0.53921 | 0.54663 | 0.5247 | 0.53462 | 0.54682 | 0.5575 | 0.55789 | 0.55869 | 0.55512 | 0.55758 | 0.55926 | 0.56152 | 0.56432 | 0.41727 | 0.41309 | 0.4091 | 0.40526 | 0.40156 | 0.39796 | 0.39444 | 0.39099
F5_Commercial_Retail_New_Food Preparation_Natural Gas_Oven_E3 | F5 | Commercial | Retail | New | Food Preparation | Natural Gas | Oven | E3 | RIM BC Ratio | 0 | 0 | 0 | 0 | 0 | 0 | 0 | 0 | 0 | 0 | 0 | 0 | 0 | 0 | 0 | 0 | 0 | 0 | 0 | 0 | 0 | 0 | 0 | 0 | 0 | 0 | 0 | 0 | 0 | 0 | 0
F5_Commercial_Retail_New_Food Preparation_Natural Gas_Oven_E4 | F5 | Commercial | Retail | New | Food Preparation | Natural Gas | Oven | E4 | RIM BC Ratio | 0 | 0 | 0 | 0 | 0 | 0 | 0 | 0 | 0 | 0 | 0 | 0 | 0 | 0 | 0 | 0 | 0 | 0 | 0 | 0 | 0 | 0 | 0 | 0 | 0 | 0 | 0 | 0 | 0 | 0 | 0
F5_Commercial_Retail_New_Food Preparation_Natural Gas_Oven_E5 | F5 | Commercial | Retail | New | Food Preparation | Natural Gas | Oven | E5 | RIM BC Ratio | 0 | 0 | 0 | 0 | 0 | 0 | 0 | 0 | 0 | 0 | 0 | 0 | 0 | 0 | 0 | 0 | 0 | 0 | 0 | 0 | 0 | 0 | 0 | 0 | 0 | 0 | 0 | 0 | 0 | 0 | 0
F5_Commercial_Retail_New_Food Preparation_Natural Gas_Oven_E6 | F5 | Commercial | Retail | New | Food Preparation | Natural Gas | Oven | E6 | RIM BC Ratio | 0 | 0 | 0 | 0 | 0 | 0 | 0 | 0 | 0 | 0 | 0 | 0 | 0 | 0 | 0 | 0 | 0 | 0 | 0 | 0 | 0 | 0 | 0 | 0 | 0 | 0 | 0 | 0 | 0 | 0 | 0
F5_Commercial_Retail_New_Food Preparation_Natural Gas_Oven_E7 | F5 | Commercial | Retail | New | Food Preparation | Natural Gas | Oven | E7 | RIM BC Ratio | 0 | 0 | 0 | 0 | 0 | 0 | 0 | 0 | 0 | 0 | 0 | 0 | 0 | 0 | 0 | 0 | 0 | 0 | 0 | 0 | 0 | 0 | 0 | 0 | 0 | 0 | 0 | 0 | 0 | 0 | 0
F5_Commercial_Retail_New_Food Preparation_Natural Gas_Oven_E8 | F5 | Commercial | Retail | New | Food Preparation | Natural Gas | Oven | E8 | RIM BC Ratio | 0 | 0 | 0 | 0 | 0 | 0 | 0 | 0 | 0 | 0 | 0 | 0 | 0 | 0 | 0 | 0 | 0 | 0 | 0 | 0 | 0 | 0 | 0 | 0 | 0 | 0 | 0 | 0 | 0 | 0 | 0
F5_Commercial_Retail_New_Food Preparation_Natural Gas_Oven_E9 | F5 | Commercial | Retail | New | Food Preparation | Natural Gas | Oven | E9 | RIM BC Ratio | 0 | 0 | 0 | 0 | 0 | 0 | 0 | 0 | 0 | 0 | 0 | 0 | 0 | 0 | 0 | 0 | 0 | 0 | 0 | 0 | 0 | 0 | 0 | 0 | 0 | 0 | 0 | 0 | 0 | 0 | 0
F5_Commercial_Retail_New_Food Preparation_Natural Gas_Oven_E10 | F5 | Commercial | Retail | New | Food Preparation | Natural Gas | Oven | E10 | RIM BC Ratio | 0 | 0 | 0 | 0 | 0 | 0 | 0 | 0 | 0 | 0 | 0 | 0 | 0 | 0 | 0 | 0 | 0 | 0 | 0 | 0 | 0 | 0 | 0 | 0 | 0 | 0 | 0 | 0 | 0 | 0 | 0
F0_Commercial_Retail_New_Food Preparation_Natural Gas_Conveyor Oven_E0 | F0 | Commercial | Retail | New | Food Preparation | Natural Gas | Conveyor Oven | E0 | Economic Unit | Efficient (>44% Baking Efficiency) | Efficient (>44% Baking Efficiency) | Efficient (>44% Baking Efficiency) | Efficient (>44% Baking Efficiency) | Efficient (>44% Baking Efficiency) | Efficient (>44% Baking Efficiency) | Efficient (>44% Baking Efficiency) | Efficient (>44% Baking Efficiency) | Efficient (>44% Baking Efficiency) | Efficient (>44% Baking Efficiency) | Efficient (>44% Baking Efficiency) | Efficient (>44% Baking Efficiency) | Efficient (>44% Baking Efficiency) | Efficient (>44% Baking Efficiency) | Efficient (>44% Baking Efficiency) | Efficient (>44% Baking Efficiency) | Efficient (>44% Baking Efficiency) | Efficient (>44% Baking Efficiency) | Efficient (>44% Baking Efficiency) | Efficient (>44% Baking Efficiency) | Efficient (>44% Baking Efficiency) | Efficient (>44% Baking Efficiency) | Efficient (>44% Baking Efficiency) | Efficient (>44% Baking Efficiency) | Efficient (>44% Baking Efficiency) | Efficient (>44% Baking Efficiency) | Efficient (>44% Baking Efficiency) | Efficient (>44% Baking Efficiency) | Efficient (>44% Baking Efficiency) | Efficient (>44% Baking Efficiency) | Efficient (>44% Baking Efficiency)
F1_Commercial_Retail_New_Food Preparation_Natural Gas_Conveyor Oven_E1 | F1 | Commercial | Retail | New | Food Preparation | Natural Gas | Conveyor Oven | E1 | CCE | 0 | 0 | 0 | 0 | 0 | 0 | 0 | 0 | 0 | 0 | 0 | 0 | 0 | 0 | 0 | 0 | 0 | 0 | 0 | 0 | 0 | 0 | 0 | 0 | 0 | 0 | 0 | 0 | 0 | 0 | 0
F1_Commercial_Retail_New_Food Preparation_Natural Gas_Conveyor Oven_E2 | F1 | Commercial | Retail | New | Food Preparation | Natural Gas | Conveyor Oven | E2 | CCE | 0.0038084 | 0.0036613 | 0.0036787 | 0.0037172 | 0.0037172 | 0.0037172 | 0.0037172 | 0.0037172 | 0.0037172 | 0.0037172 | 0.0037172 | 0.0037172 | 0.0037172 | 0.0037172 | 0.0037172 | 0.0037172 | 0.0037172 | 0.0037172 | 0.0037172 | 0.0037172 | 0.0037172 | 0.0037172 | 0.0037172 | 0.0037172 | 0.0037172 | 0.0037172 | 0.0037172 | 0.0037172 | 0.0037172 | 0.0037172 | 0.0037172
F1_Commercial_Retail_New_Food Preparation_Natural Gas_Conveyor Oven_E3 | F1 | Commercial | Retail | New | Food Preparation | Natural Gas | Conveyor Oven | E3 | CCE | 0 | 0 | 0 | 0 | 0 | 0 | 0 | 0 | 0 | 0 | 0 | 0 | 0 | 0 | 0 | 0 | 0 | 0 | 0 | 0 | 0 | 0 | 0 | 0 | 0 | 0 | 0 | 0 | 0 | 0 | 0
F1_Commercial_Retail_New_Food Preparation_Natural Gas_Conveyor Oven_E4 | F1 | Commercial | Retail | New | Food Preparation | Natural Gas | Conveyor Oven | E4 | CCE | 0 | 0 | 0 | 0 | 0 | 0 | 0 | 0 | 0 | 0 | 0 | 0 | 0 | 0 | 0 | 0 | 0 | 0 | 0 | 0 | 0 | 0 | 0 | 0 | 0 | 0 | 0 | 0 | 0 | 0 | 0
F1_Commercial_Retail_New_Food Preparation_Natural Gas_Conveyor Oven_E5 | F1 | Commercial | Retail | New | Food Preparation | Natural Gas | Conveyor Oven | E5 | CCE | 0 | 0 | 0 | 0 | 0 | 0 | 0 | 0 | 0 | 0 | 0 | 0 | 0 | 0 | 0 | 0 | 0 | 0 | 0 | 0 | 0 | 0 | 0 | 0 | 0 | 0 | 0 | 0 | 0 | 0 | 0
F1_Commercial_Retail_New_Food Preparation_Natural Gas_Conveyor Oven_E6 | F1 | Commercial | Retail | New | Food Preparation | Natural Gas | Conveyor Oven | E6 | CCE | 0 | 0 | 0 | 0 | 0 | 0 | 0 | 0 | 0 | 0 | 0 | 0 | 0 | 0 | 0 | 0 | 0 | 0 | 0 | 0 | 0 | 0 | 0 | 0 | 0 | 0 | 0 | 0 | 0 | 0 | 0
F1_Commercial_Retail_New_Food Preparation_Natural Gas_Conveyor Oven_E7 | F1 | Commercial | Retail | New | Food Preparation | Natural Gas | Conveyor Oven | E7 | CCE | 0 | 0 | 0 | 0 | 0 | 0 | 0 | 0 | 0 | 0 | 0 | 0 | 0 | 0 | 0 | 0 | 0 | 0 | 0 | 0 | 0 | 0 | 0 | 0 | 0 | 0 | 0 | 0 | 0 | 0 | 0
F1_Commercial_Retail_New_Food Preparation_Natural Gas_Conveyor Oven_E8 | F1 | Commercial | Retail | New | Food Preparation | Natural Gas | Conveyor Oven | E8 | CCE | 0 | 0 | 0 | 0 | 0 | 0 | 0 | 0 | 0 | 0 | 0 | 0 | 0 | 0 | 0 | 0 | 0 | 0 | 0 | 0 | 0 | 0 | 0 | 0 | 0 | 0 | 0 | 0 | 0 | 0 | 0
F1_Commercial_Retail_New_Food Preparation_Natural Gas_Conveyor Oven_E9 | F1 | Commercial | Retail | New | Food Preparation | Natural Gas | Conveyor Oven | E9 | CCE | 0 | 0 | 0 | 0 | 0 | 0 | 0 | 0 | 0 | 0 | 0 | 0 | 0 | 0 | 0 | 0 | 0 | 0 | 0 | 0 | 0 | 0 | 0 | 0 | 0 | 0 | 0 | 0 | 0 | 0 | 0
F1_Commercial_Retail_New_Food Preparation_Natural Gas_Conveyor Oven_E10 | F1 | Commercial | Retail | New | Food Preparation | Natural Gas | Conveyor Oven | E10 | CCE | 0 | 0 | 0 | 0 | 0 | 0 | 0 | 0 | 0 | 0 | 0 | 0 | 0 | 0 | 0 | 0 | 0 | 0 | 0 | 0 | 0 | 0 | 0 | 0 | 0 | 0 | 0 | 0 | 0 | 0 | 0
F2_Commercial_Retail_New_Food Preparation_Natural Gas_Conveyor Oven_E1 | F2 | Commercial | Retail | New | Food Preparation | Natural Gas | Conveyor Oven | E1 | TRC BC Ratio | 0.9 | 0.9 | 0.9 | 0.9 | 0.9 | 0.9 | 0.9 | 0.9 | 0.9 | 0.9 | 0.9 | 0.9 | 0.9 | 0.9 | 0.9 | 0.9 | 0.9 | 0.9 | 0.9 | 0.9 | 0.9 | 0.9 | 0.9 | 0.9 | 0.9 | 0.9 | 0.9 | 0.9 | 0.9 | 0.9 | 0.9
F2_Commercial_Retail_New_Food Preparation_Natural Gas_Conveyor Oven_E2 | F2 | Commercial | Retail | New | Food Preparation | Natural Gas | Conveyor Oven | E2 | TRC BC Ratio | 2.6175 | 2.6105 | 2.5926 | 2.5726 | 2.643 | 2.5958 | 2.5803 | 2.6208 | 2.7065 | 2.6859 | 2.6766 | 2.6618 | 2.3689 | 2.3519 | 2.3531 | 2.3373 | 2.3341 | 2.3356 | 2.2915 | 2.3108 | 2.3225 | 2.3409 | 2.3658 | 1.3075 | 1.2829 | 1.2596 | 1.2374 | 1.2162 | 1.1958 | 1.1761 | 1.1502
F2_Commercial_Retail_New_Food Preparation_Natural Gas_Conveyor Oven_E3 | F2 | Commercial | Retail | New | Food Preparation | Natural Gas | Conveyor Oven | E3 | TRC BC Ratio | 0 | 0 | 0 | 0 | 0 | 0 | 0 | 0 | 0 | 0 | 0 | 0 | 0 | 0 | 0 | 0 | 0 | 0 | 0 | 0 | 0 | 0 | 0 | 0 | 0 | 0 | 0 | 0 | 0 | 0 | 0
F2_Commercial_Retail_New_Food Preparation_Natural Gas_Conveyor Oven_E4 | F2 | Commercial | Retail | New | Food Preparation | Natural Gas | Conveyor Oven | E4 | TRC BC Ratio | 0 | 0 | 0 | 0 | 0 | 0 | 0 | 0 | 0 | 0 | 0 | 0 | 0 | 0 | 0 | 0 | 0 | 0 | 0 | 0 | 0 | 0 | 0 | 0 | 0 | 0 | 0 | 0 | 0 | 0 | 0
F2_Commercial_Retail_New_Food Preparation_Natural Gas_Conveyor Oven_E5 | F2 | Commercial | Retail | New | Food Preparation | Natural Gas | Conveyor Oven | E5 | TRC BC Ratio | 0 | 0 | 0 | 0 | 0 | 0 | 0 | 0 | 0 | 0 | 0 | 0 | 0 | 0 | 0 | 0 | 0 | 0 | 0 | 0 | 0 | 0 | 0 | 0 | 0 | 0 | 0 | 0 | 0 | 0 | 0
F2_Commercial_Retail_New_Food Preparation_Natural Gas_Conveyor Oven_E6 | F2 | Commercial | Retail | New | Food Preparation | Natural Gas | Conveyor Oven | E6 | TRC BC Ratio | 0 | 0 | 0 | 0 | 0 | 0 | 0 | 0 | 0 | 0 | 0 | 0 | 0 | 0 | 0 | 0 | 0 | 0 | 0 | 0 | 0 | 0 | 0 | 0 | 0 | 0 | 0 | 0 | 0 | 0 | 0
F2_Commercial_Retail_New_Food Preparation_Natural Gas_Conveyor Oven_E7 | F2 | Commercial | Retail | New | Food Preparation | Natural Gas | Conveyor Oven | E7 | TRC BC Ratio | 0 | 0 | 0 | 0 | 0 | 0 | 0 | 0 | 0 | 0 | 0 | 0 | 0 | 0 | 0 | 0 | 0 | 0 | 0 | 0 | 0 | 0 | 0 | 0 | 0 | 0 | 0 | 0 | 0 | 0 | 0
F2_Commercial_Retail_New_Food Preparation_Natural Gas_Conveyor Oven_E8 | F2 | Commercial | Retail | New | Food Preparation | Natural Gas | Conveyor Oven | E8 | TRC BC Ratio | 0 | 0 | 0 | 0 | 0 | 0 | 0 | 0 | 0 | 0 | 0 | 0 | 0 | 0 | 0 | 0 | 0 | 0 | 0 | 0 | 0 | 0 | 0 | 0 | 0 | 0 | 0 | 0 | 0 | 0 | 0
F2_Commercial_Retail_New_Food Preparation_Natural Gas_Conveyor Oven_E9 | F2 | Commercial | Retail | New | Food Preparation | Natural Gas | Conveyor Oven | E9 | TRC BC Ratio | 0 | 0 | 0 | 0 | 0 | 0 | 0 | 0 | 0 | 0 | 0 | 0 | 0 | 0 | 0 | 0 | 0 | 0 | 0 | 0 | 0 | 0 | 0 | 0 | 0 | 0 | 0 | 0 | 0 | 0 | 0
F2_Commercial_Retail_New_Food Preparation_Natural Gas_Conveyor Oven_E10 | F2 | Commercial | Retail | New | Food Preparation | Natural Gas | Conveyor Oven | E10 | TRC BC Ratio | 0 | 0 | 0 | 0 | 0 | 0 | 0 | 0 | 0 | 0 | 0 | 0 | 0 | 0 | 0 | 0 | 0 | 0 | 0 | 0 | 0 | 0 | 0 | 0 | 0 | 0 | 0 | 0 | 0 | 0 | 0
F3_Commercial_Retail_New_Food Preparation_Natural Gas_Conveyor Oven_E1 | F3 | Commercial | Retail | New | Food Preparation | Natural Gas | Conveyor Oven | E1 | PACT BC Ratio | 0.9 | 0.9 | 0.9 | 0.9 | 0.9 | 0.9 | 0.9 | 0.9 | 0.9 | 0.9 | 0.9 | 0.9 | 0.9 | 0.9 | 0.9 | 0.9 | 0.9 | 0.9 | 0.9 | 0.9 | 0.9 | 0.9 | 0.9 | 0.9 | 0.9 | 0.9 | 0.9 | 0.9 | 0.9 | 0.9 | 0.9
F3_Commercial_Retail_New_Food Preparation_Natural Gas_Conveyor Oven_E2 | F3 | Commercial | Retail | New | Food Preparation | Natural Gas | Conveyor Oven | E2 | PACT BC Ratio | 7.5479 | 7.5277 | 7.476 | 7.4185 | 7.6214 | 7.4852 | 7.4407 | 7.5574 | 7.8046 | 7.7451 | 7.7184 | 7.6756 | 6.831 | 6.7818 | 6.7853 | 6.7399 | 6.7306 | 6.7348 | 6.6078 | 6.6635 | 6.6972 | 6.7501 | 6.8219 | 3.7704 | 3.6993 | 3.6321 | 3.5682 | 3.507 | 3.4482 | 3.3914 | 3.3167
F3_Commercial_Retail_New_Food Preparation_Natural Gas_Conveyor Oven_E3 | F3 | Commercial | Retail | New | Food Preparation | Natural Gas | Conveyor Oven | E3 | PACT BC Ratio | 0 | 0 | 0 | 0 | 0 | 0 | 0 | 0 | 0 | 0 | 0 | 0 | 0 | 0 | 0 | 0 | 0 | 0 | 0 | 0 | 0 | 0 | 0 | 0 | 0 | 0 | 0 | 0 | 0 | 0 | 0
F3_Commercial_Retail_New_Food Preparation_Natural Gas_Conveyor Oven_E4 | F3 | Commercial | Retail | New | Food Preparation | Natural Gas | Conveyor Oven | E4 | PACT BC Ratio | 0 | 0 | 0 | 0 | 0 | 0 | 0 | 0 | 0 | 0 | 0 | 0 | 0 | 0 | 0 | 0 | 0 | 0 | 0 | 0 | 0 | 0 | 0 | 0 | 0 | 0 | 0 | 0 | 0 | 0 | 0
F3_Commercial_Retail_New_Food Preparation_Natural Gas_Conveyor Oven_E5 | F3 | Commercial | Retail | New | Food Preparation | Natural Gas | Conveyor Oven | E5 | PACT BC Ratio | 0 | 0 | 0 | 0 | 0 | 0 | 0 | 0 | 0 | 0 | 0 | 0 | 0 | 0 | 0 | 0 | 0 | 0 | 0 | 0 | 0 | 0 | 0 | 0 | 0 | 0 | 0 | 0 | 0 | 0 | 0
F3_Commercial_Retail_New_Food Preparation_Natural Gas_Conveyor Oven_E6 | F3 | Commercial | Retail | New | Food Preparation | Natural Gas | Conveyor Oven | E6 | PACT BC Ratio | 0 | 0 | 0 | 0 | 0 | 0 | 0 | 0 | 0 | 0 | 0 | 0 | 0 | 0 | 0 | 0 | 0 | 0 | 0 | 0 | 0 | 0 | 0 | 0 | 0 | 0 | 0 | 0 | 0 | 0 | 0
F3_Commercial_Retail_New_Food Preparation_Natural Gas_Conveyor Oven_E7 | F3 | Commercial | Retail | New | Food Preparation | Natural Gas | Conveyor Oven | E7 | PACT BC Ratio | 0 | 0 | 0 | 0 | 0 | 0 | 0 | 0 | 0 | 0 | 0 | 0 | 0 | 0 | 0 | 0 | 0 | 0 | 0 | 0 | 0 | 0 | 0 | 0 | 0 | 0 | 0 | 0 | 0 | 0 | 0
F3_Commercial_Retail_New_Food Preparation_Natural Gas_Conveyor Oven_E8 | F3 | Commercial | Retail | New | Food Preparation | Natural Gas | Conveyor Oven | E8 | PACT BC Ratio | 0 | 0 | 0 | 0 | 0 | 0 | 0 | 0 | 0 | 0 | 0 | 0 | 0 | 0 | 0 | 0 | 0 | 0 | 0 | 0 | 0 | 0 | 0 | 0 | 0 | 0 | 0 | 0 | 0 | 0 | 0
F3_Commercial_Retail_New_Food Preparation_Natural Gas_Conveyor Oven_E9 | F3 | Commercial | Retail | New | Food Preparation | Natural Gas | Conveyor Oven | E9 | PACT BC Ratio | 0 | 0 | 0 | 0 | 0 | 0 | 0 | 0 | 0 | 0 | 0 | 0 | 0 | 0 | 0 | 0 | 0 | 0 | 0 | 0 | 0 | 0 | 0 | 0 | 0 | 0 | 0 | 0 | 0 | 0 | 0
F3_Commercial_Retail_New_Food Preparation_Natural Gas_Conveyor Oven_E10 | F3 | Commercial | Retail | New | Food Preparation | Natural Gas | Conveyor Oven | E10 | PACT BC Ratio | 0 | 0 | 0 | 0 | 0 | 0 | 0 | 0 | 0 | 0 | 0 | 0 | 0 | 0 | 0 | 0 | 0 | 0 | 0 | 0 | 0 | 0 | 0 | 0 | 0 | 0 | 0 | 0 | 0 | 0 | 0
F4_Commercial_Retail_New_Food Preparation_Natural Gas_Conveyor Oven_E1 | F4 | Commercial | Retail | New | Food Preparation | Natural Gas | Conveyor Oven | E1 | PCT BC Ratio | 0.9 | 0.9 | 0.9 | 0.9 | 0.9 | 0.9 | 0.9 | 0.9 | 0.9 | 0.9 | 0.9 | 0.9 | 0.9 | 0.9 | 0.9 | 0.9 | 0.9 | 0.9 | 0.9 | 0.9 | 0.9 | 0.9 | 0.9 | 0.9 | 0.9 | 0.9 | 0.9 | 0.9 | 0.9 | 0.9 | 0.9
F4_Commercial_Retail_New_Food Preparation_Natural Gas_Conveyor Oven_E2 | F4 | Commercial | Retail | New | Food Preparation | Natural Gas | Conveyor Oven | E2 | PCT BC Ratio | 4.0339 | 4.0236 | 3.9973 | 3.9682 | 4.0712 | 4.002 | 3.9794 | 4.0387 | 4.1642 | 4.134 | 4.1204 | 4.0987 | 3.6699 | 3.6449 | 3.6467 | 3.6237 | 3.6189 | 3.6211 | 3.5566 | 3.5848 | 3.602 | 3.6288 | 3.6653 | 2.116 | 2.0799 | 2.0458 | 2.0134 | 1.9823 | 1.9525 | 1.9236 | 1.8857
F4_Commercial_Retail_New_Food Preparation_Natural Gas_Conveyor Oven_E3 | F4 | Commercial | Retail | New | Food Preparation | Natural Gas | Conveyor Oven | E3 | PCT BC Ratio | 0 | 0 | 0 | 0 | 0 | 0 | 0 | 0 | 0 | 0 | 0 | 0 | 0 | 0 | 0 | 0 | 0 | 0 | 0 | 0 | 0 | 0 | 0 | 0 | 0 | 0 | 0 | 0 | 0 | 0 | 0
F4_Commercial_Retail_New_Food Preparation_Natural Gas_Conveyor Oven_E4 | F4 | Commercial | Retail | New | Food Preparation | Natural Gas | Conveyor Oven | E4 | PCT BC Ratio | 0 | 0 | 0 | 0 | 0 | 0 | 0 | 0 | 0 | 0 | 0 | 0 | 0 | 0 | 0 | 0 | 0 | 0 | 0 | 0 | 0 | 0 | 0 | 0 | 0 | 0 | 0 | 0 | 0 | 0 | 0
F4_Commercial_Retail_New_Food Preparation_Natural Gas_Conveyor Oven_E5 | F4 | Commercial | Retail | New | Food Preparation | Natural Gas | Conveyor Oven | E5 | PCT BC Ratio | 0 | 0 | 0 | 0 | 0 | 0 | 0 | 0 | 0 | 0 | 0 | 0 | 0 | 0 | 0 | 0 | 0 | 0 | 0 | 0 | 0 | 0 | 0 | 0 | 0 | 0 | 0 | 0 | 0 | 0 | 0
F4_Commercial_Retail_New_Food Preparation_Natural Gas_Conveyor Oven_E6 | F4 | Commercial | Retail | New | Food Preparation | Natural Gas | Conveyor Oven | E6 | PCT BC Ratio | 0 | 0 | 0 | 0 | 0 | 0 | 0 | 0 | 0 | 0 | 0 | 0 | 0 | 0 | 0 | 0 | 0 | 0 | 0 | 0 | 0 | 0 | 0 | 0 | 0 | 0 | 0 | 0 | 0 | 0 | 0
F4_Commercial_Retail_New_Food Preparation_Natural Gas_Conveyor Oven_E7 | F4 | Commercial | Retail | New | Food Preparation | Natural Gas | Conveyor Oven | E7 | PCT BC Ratio | 0 | 0 | 0 | 0 | 0 | 0 | 0 | 0 | 0 | 0 | 0 | 0 | 0 | 0 | 0 | 0 | 0 | 0 | 0 | 0 | 0 | 0 | 0 | 0 | 0 | 0 | 0 | 0 | 0 | 0 | 0
F4_Commercial_Retail_New_Food Preparation_Natural Gas_Conveyor Oven_E8 | F4 | Commercial | Retail | New | Food Preparation | Natural Gas | Conveyor Oven | E8 | PCT BC Ratio | 0 | 0 | 0 | 0 | 0 | 0 | 0 | 0 | 0 | 0 | 0 | 0 | 0 | 0 | 0 | 0 | 0 | 0 | 0 | 0 | 0 | 0 | 0 | 0 | 0 | 0 | 0 | 0 | 0 | 0 | 0
F4_Commercial_Retail_New_Food Preparation_Natural Gas_Conveyor Oven_E9 | F4 | Commercial | Retail | New | Food Preparation | Natural Gas | Conveyor Oven | E9 | PCT BC Ratio | 0 | 0 | 0 | 0 | 0 | 0 | 0 | 0 | 0 | 0 | 0 | 0 | 0 | 0 | 0 | 0 | 0 | 0 | 0 | 0 | 0 | 0 | 0 | 0 | 0 | 0 | 0 | 0 | 0 | 0 | 0
F4_Commercial_Retail_New_Food Preparation_Natural Gas_Conveyor Oven_E10 | F4 | Commercial | Retail | New | Food Preparation | Natural Gas | Conveyor Oven | E10 | PCT BC Ratio | 0 | 0 | 0 | 0 | 0 | 0 | 0 | 0 | 0 | 0 | 0 | 0 | 0 | 0 | 0 | 0 | 0 | 0 | 0 | 0 | 0 | 0 | 0 | 0 | 0 | 0 | 0 | 0 | 0 | 0 | 0
F5_Commercial_Retail_New_Food Preparation_Natural Gas_Conveyor Oven_E1 | F5 | Commercial | Retail | New | Food Preparation | Natural Gas | Conveyor Oven | E1 | RIM BC Ratio | 0.9 | 0.9 | 0.9 | 0.9 | 0.9 | 0.9 | 0.9 | 0.9 | 0.9 | 0.9 | 0.9 | 0.9 | 0.9 | 0.9 | 0.9 | 0.9 | 0.9 | 0.9 | 0.9 | 0.9 | 0.9 | 0.9 | 0.9 | 0.9 | 0.9 | 0.9 | 0.9 | 0.9 | 0.9 | 0.9 | 0.9
F5_Commercial_Retail_New_Food Preparation_Natural Gas_Conveyor Oven_E2 | F5 | Commercial | Retail | New | Food Preparation | Natural Gas | Conveyor Oven | E2 | RIM BC Ratio | 0.75157 | 0.75137 | 0.75085 | 0.75026 | 0.75229 | 0.75094 | 0.75049 | 0.75166 | 0.75404 | 0.75348 | 0.75322 | 0.75281 | 0.74379 | 0.74321 | 0.74325 | 0.7427 | 0.74259 | 0.74264 | 0.74107 | 0.74176 | 0.74218 | 0.74283 | 0.74369 | 0.68339 | 0.68102 | 0.67871 | 0.67644 | 0.67421 | 0.67201 | 0.66982 | 0.66686
F5_Commercial_Retail_New_Food Preparation_Natural Gas_Conveyor Oven_E3 | F5 | Commercial | Retail | New | Food Preparation | Natural Gas | Conveyor Oven | E3 | RIM BC Ratio | 0 | 0 | 0 | 0 | 0 | 0 | 0 | 0 | 0 | 0 | 0 | 0 | 0 | 0 | 0 | 0 | 0 | 0 | 0 | 0 | 0 | 0 | 0 | 0 | 0 | 0 | 0 | 0 | 0 | 0 | 0
F5_Commercial_Retail_New_Food Preparation_Natural Gas_Conveyor Oven_E4 | F5 | Commercial | Retail | New | Food Preparation | Natural Gas | Conveyor Oven | E4 | RIM BC Ratio | 0 | 0 | 0 | 0 | 0 | 0 | 0 | 0 | 0 | 0 | 0 | 0 | 0 | 0 | 0 | 0 | 0 | 0 | 0 | 0 | 0 | 0 | 0 | 0 | 0 | 0 | 0 | 0 | 0 | 0 | 0
F5_Commercial_Retail_New_Food Preparation_Natural Gas_Conveyor Oven_E5 | F5 | Commercial | Retail | New | Food Preparation | Natural Gas | Conveyor Oven | E5 | RIM BC Ratio | 0 | 0 | 0 | 0 | 0 | 0 | 0 | 0 | 0 | 0 | 0 | 0 | 0 | 0 | 0 | 0 | 0 | 0 | 0 | 0 | 0 | 0 | 0 | 0 | 0 | 0 | 0 | 0 | 0 | 0 | 0
F5_Commercial_Retail_New_Food Preparation_Natural Gas_Conveyor Oven_E6 | F5 | Commercial | Retail | New | Food Preparation | Natural Gas | Conveyor Oven | E6 | RIM BC Ratio | 0 | 0 | 0 | 0 | 0 | 0 | 0 | 0 | 0 | 0 | 0 | 0 | 0 | 0 | 0 | 0 | 0 | 0 | 0 | 0 | 0 | 0 | 0 | 0 | 0 | 0 | 0 | 0 | 0 | 0 | 0
F5_Commercial_Retail_New_Food Preparation_Natural Gas_Conveyor Oven_E7 | F5 | Commercial | Retail | New | Food Preparation | Natural Gas | Conveyor Oven | E7 | RIM BC Ratio | 0 | 0 | 0 | 0 | 0 | 0 | 0 | 0 | 0 | 0 | 0 | 0 | 0 | 0 | 0 | 0 | 0 | 0 | 0 | 0 | 0 | 0 | 0 | 0 | 0 | 0 | 0 | 0 | 0 | 0 | 0
F5_Commercial_Retail_New_Food Preparation_Natural Gas_Conveyor Oven_E8 | F5 | Commercial | Retail | New | Food Preparation | Natural Gas | Conveyor Oven | E8 | RIM BC Ratio | 0 | 0 | 0 | 0 | 0 | 0 | 0 | 0 | 0 | 0 | 0 | 0 | 0 | 0 | 0 | 0 | 0 | 0 | 0 | 0 | 0 | 0 | 0 | 0 | 0 | 0 | 0 | 0 | 0 | 0 | 0
F5_Commercial_Retail_New_Food Preparation_Natural Gas_Conveyor Oven_E9 | F5 | Commercial | Retail | New | Food Preparation | Natural Gas | Conveyor Oven | E9 | RIM BC Ratio | 0 | 0 | 0 | 0 | 0 | 0 | 0 | 0 | 0 | 0 | 0 | 0 | 0 | 0 | 0 | 0 | 0 | 0 | 0 | 0 | 0 | 0 | 0 | 0 | 0 | 0 | 0 | 0 | 0 | 0 | 0
F5_Commercial_Retail_New_Food Preparation_Natural Gas_Conveyor Oven_E10 | F5 | Commercial | Retail | New | Food Preparation | Natural Gas | Conveyor Oven | E10 | RIM BC Ratio | 0 | 0 | 0 | 0 | 0 | 0 | 0 | 0 | 0 | 0 | 0 | 0 | 0 | 0 | 0 | 0 | 0 | 0 | 0 | 0 | 0 | 0 | 0 | 0 | 0 | 0 | 0 | 0 | 0 | 0 | 0
F0_Commercial_Retail_New_Food Preparation_Natural Gas_Double Rack Oven_E0 | F0 | Commercial | Retail | New | Food Preparation | Natural Gas | Double Rack Oven | E0 | Economic Unit | FTSC Qualified (>50% Cooking Efficiency) | FTSC Qualified (>50% Cooking Efficiency) | FTSC Qualified (>50% Cooking Efficiency) | FTSC Qualified (>50% Cooking Efficiency) | FTSC Qualified (>50% Cooking Efficiency) | FTSC Qualified (>50% Cooking Efficiency) | FTSC Qualified (>50% Cooking Efficiency) | FTSC Qualified (>50% Cooking Efficiency) | FTSC Qualified (>50% Cooking Efficiency) | FTSC Qualified (>50% Cooking Efficiency) | FTSC Qualified (>50% Cooking Efficiency) | FTSC Qualified (>50% Cooking Efficiency) | FTSC Qualified (>50% Cooking Efficiency) | FTSC Qualified (>50% Cooking Efficiency) | FTSC Qualified (>50% Cooking Efficiency) | FTSC Qualified (>50% Cooking Efficiency) | FTSC Qualified (>50% Cooking Efficiency) | FTSC Qualified (>50% Cooking Efficiency) | FTSC Qualified (>50% Cooking Efficiency) | FTSC Qualified (>50% Cooking Efficiency) | FTSC Qualified (>50% Cooking Efficiency) | FTSC Qualified (>50% Cooking Efficiency) | FTSC Qualified (>50% Cooking Efficiency) | FTSC Qualified (>50% Cooking Efficiency) | FTSC Qualified (>50% Cooking Efficiency) | FTSC Qualified (>50% Cooking Efficiency) | FTSC Qualified (>50% Cooking Efficiency) | FTSC Qualified (>50% Cooking Efficiency) | FTSC Qualified (>50% Cooking Efficiency) | FTSC Qualified (>50% Cooking Efficiency) | FTSC Qualified (>50% Cooking Efficiency)
F1_Commercial_Retail_New_Food Preparation_Natural Gas_Double Rack Oven_E1 | F1 | Commercial | Retail | New | Food Preparation | Natural Gas | Double Rack Oven | E1 | CCE | 0 | 0 | 0 | 0 | 0 | 0 | 0 | 0 | 0 | 0 | 0 | 0 | 0 | 0 | 0 | 0 | 0 | 0 | 0 | 0 | 0 | 0 | 0 | 0 | 0 | 0 | 0 | 0 | 0 | 0 | 0
F1_Commercial_Retail_New_Food Preparation_Natural Gas_Double Rack Oven_E2 | F1 | Commercial | Retail | New | Food Preparation | Natural Gas | Double Rack Oven | E2 | CCE | 0.004326 | 0.0041588 | 0.0041786 | 0.0042223 | 0.0042223 | 0.0042223 | 0.0042223 | 0.0042223 | 0.0042223 | 0.0042223 | 0.0042223 | 0.0042223 | 0.0042223 | 0.0042223 | 0.0042223 | 0.0042223 | 0.0042223 | 0.0042223 | 0.0042223 | 0.0042223 | 0.0042223 | 0.0042223 | 0.0042223 | 0.0042223 | 0.0042223 | 0.0042223 | 0.0042223 | 0.0042223 | 0.0042223 | 0.0042223 | 0.0042223
F1_Commercial_Retail_New_Food Preparation_Natural Gas_Double Rack Oven_E3 | F1 | Commercial | Retail | New | Food Preparation | Natural Gas | Double Rack Oven | E3 | CCE | 0 | 0 | 0 | 0 | 0 | 0 | 0 | 0 | 0 | 0 | 0 | 0 | 0 | 0 | 0 | 0 | 0 | 0 | 0 | 0 | 0 | 0 | 0 | 0 | 0 | 0 | 0 | 0 | 0 | 0 | 0
F1_Commercial_Retail_New_Food Preparation_Natural Gas_Double Rack Oven_E4 | F1 | Commercial | Retail | New | Food Preparation | Natural Gas | Double Rack Oven | E4 | CCE | 0 | 0 | 0 | 0 | 0 | 0 | 0 | 0 | 0 | 0 | 0 | 0 | 0 | 0 | 0 | 0 | 0 | 0 | 0 | 0 | 0 | 0 | 0 | 0 | 0 | 0 | 0 | 0 | 0 | 0 | 0
F1_Commercial_Retail_New_Food Preparation_Natural Gas_Double Rack Oven_E5 | F1 | Commercial | Retail | New | Food Preparation | Natural Gas | Double Rack Oven | E5 | CCE | 0 | 0 | 0 | 0 | 0 | 0 | 0 | 0 | 0 | 0 | 0 | 0 | 0 | 0 | 0 | 0 | 0 | 0 | 0 | 0 | 0 | 0 | 0 | 0 | 0 | 0 | 0 | 0 | 0 | 0 | 0
F1_Commercial_Retail_New_Food Preparation_Natural Gas_Double Rack Oven_E6 | F1 | Commercial | Retail | New | Food Preparation | Natural Gas | Double Rack Oven | E6 | CCE | 0 | 0 | 0 | 0 | 0 | 0 | 0 | 0 | 0 | 0 | 0 | 0 | 0 | 0 | 0 | 0 | 0 | 0 | 0 | 0 | 0 | 0 | 0 | 0 | 0 | 0 | 0 | 0 | 0 | 0 | 0
F1_Commercial_Retail_New_Food Preparation_Natural Gas_Double Rack Oven_E7 | F1 | Commercial | Retail | New | Food Preparation | Natural Gas | Double Rack Oven | E7 | CCE | 0 | 0 | 0 | 0 | 0 | 0 | 0 | 0 | 0 | 0 | 0 | 0 | 0 | 0 | 0 | 0 | 0 | 0 | 0 | 0 | 0 | 0 | 0 | 0 | 0 | 0 | 0 | 0 | 0 | 0 | 0
F1_Commercial_Retail_New_Food Preparation_Natural Gas_Double Rack Oven_E8 | F1 | Commercial | Retail | New | Food Preparation | Natural Gas | Double Rack Oven | E8 | CCE | 0 | 0 | 0 | 0 | 0 | 0 | 0 | 0 | 0 | 0 | 0 | 0 | 0 | 0 | 0 | 0 | 0 | 0 | 0 | 0 | 0 | 0 | 0 | 0 | 0 | 0 | 0 | 0 | 0 | 0 | 0
F1_Commercial_Retail_New_Food Preparation_Natural Gas_Double Rack Oven_E9 | F1 | Commercial | Retail | New | Food Preparation | Natural Gas | Double Rack Oven | E9 | CCE | 0 | 0 | 0 | 0 | 0 | 0 | 0 | 0 | 0 | 0 | 0 | 0 | 0 | 0 | 0 | 0 | 0 | 0 | 0 | 0 | 0 | 0 | 0 | 0 | 0 | 0 | 0 | 0 | 0 | 0 | 0
F1_Commercial_Retail_New_Food Preparation_Natural Gas_Double Rack Oven_E10 | F1 | Commercial | Retail | New | Food Preparation | Natural Gas | Double Rack Oven | E10 | CCE | 0 | 0 | 0 | 0 | 0 | 0 | 0 | 0 | 0 | 0 | 0 | 0 | 0 | 0 | 0 | 0 | 0 | 0 | 0 | 0 | 0 | 0 | 0 | 0 | 0 | 0 | 0 | 0 | 0 | 0 | 0
F2_Commercial_Retail_New_Food Preparation_Natural Gas_Double Rack Oven_E1 | F2 | Commercial | Retail | New | Food Preparation | Natural Gas | Double Rack Oven | E1 | TRC BC Ratio | 0.9 | 0.9 | 0.9 | 0.9 | 0.9 | 0.9 | 0.9 | 0.9 | 0.9 | 0.9 | 0.9 | 0.9 | 0.9 | 0.9 | 0.9 | 0.9 | 0.9 | 0.9 | 0.9 | 0.9 | 0.9 | 0.9 | 0.9 | 0.9 | 0.9 | 0.9 | 0.9 | 0.9 | 0.9 | 0.9 | 0.9
F2_Commercial_Retail_New_Food Preparation_Natural Gas_Double Rack Oven_E2 | F2 | Commercial | Retail | New | Food Preparation | Natural Gas | Double Rack Oven | E2 | TRC BC Ratio | 2.3756 | 2.4122 | 2.4389 | 2.4253 | 2.4277 | 2.2883 | 2.173 | 2.1086 | 2.0819 | 2.1591 | 2.2604 | 2.3663 | 2.1732 | 2.3021 | 2.3099 | 2.2984 | 2.3005 | 2.3076 | 2.2635 | 2.2901 | 2.3081 | 2.3333 | 2.3658 | 1.1865 | 1.1634 | 1.1416 | 1.121 | 1.1014 | 1.0827 | 1.0646 | 1.0472
F2_Commercial_Retail_New_Food Preparation_Natural Gas_Double Rack Oven_E3 | F2 | Commercial | Retail | New | Food Preparation | Natural Gas | Double Rack Oven | E3 | TRC BC Ratio | 0 | 0 | 0 | 0 | 0 | 0 | 0 | 0 | 0 | 0 | 0 | 0 | 0 | 0 | 0 | 0 | 0 | 0 | 0 | 0 | 0 | 0 | 0 | 0 | 0 | 0 | 0 | 0 | 0 | 0 | 0
F2_Commercial_Retail_New_Food Preparation_Natural Gas_Double Rack Oven_E4 | F2 | Commercial | Retail | New | Food Preparation | Natural Gas | Double Rack Oven | E4 | TRC BC Ratio | 0 | 0 | 0 | 0 | 0 | 0 | 0 | 0 | 0 | 0 | 0 | 0 | 0 | 0 | 0 | 0 | 0 | 0 | 0 | 0 | 0 | 0 | 0 | 0 | 0 | 0 | 0 | 0 | 0 | 0 | 0
F2_Commercial_Retail_New_Food Preparation_Natural Gas_Double Rack Oven_E5 | F2 | Commercial | Retail | New | Food Preparation | Natural Gas | Double Rack Oven | E5 | TRC BC Ratio | 0 | 0 | 0 | 0 | 0 | 0 | 0 | 0 | 0 | 0 | 0 | 0 | 0 | 0 | 0 | 0 | 0 | 0 | 0 | 0 | 0 | 0 | 0 | 0 | 0 | 0 | 0 | 0 | 0 | 0 | 0
F2_Commercial_Retail_New_Food Preparation_Natural Gas_Double Rack Oven_E6 | F2 | Commercial | Retail | New | Food Preparation | Natural Gas | Double Rack Oven | E6 | TRC BC Ratio | 0 | 0 | 0 | 0 | 0 | 0 | 0 | 0 | 0 | 0 | 0 | 0 | 0 | 0 | 0 | 0 | 0 | 0 | 0 | 0 | 0 | 0 | 0 | 0 | 0 | 0 | 0 | 0 | 0 | 0 | 0
F2_Commercial_Retail_New_Food Preparation_Natural Gas_Double Rack Oven_E7 | F2 | Commercial | Retail | New | Food Preparation | Natural Gas | Double Rack Oven | E7 | TRC BC Ratio | 0 | 0 | 0 | 0 | 0 | 0 | 0 | 0 | 0 | 0 | 0 | 0 | 0 | 0 | 0 | 0 | 0 | 0 | 0 | 0 | 0 | 0 | 0 | 0 | 0 | 0 | 0 | 0 | 0 | 0 | 0
F2_Commercial_Retail_New_Food Preparation_Natural Gas_Double Rack Oven_E8 | F2 | Commercial | Retail | New | Food Preparation | Natural Gas | Double Rack Oven | E8 | TRC BC Ratio | 0 | 0 | 0 | 0 | 0 | 0 | 0 | 0 | 0 | 0 | 0 | 0 | 0 | 0 | 0 | 0 | 0 | 0 | 0 | 0 | 0 | 0 | 0 | 0 | 0 | 0 | 0 | 0 | 0 | 0 | 0
F2_Commercial_Retail_New_Food Preparation_Natural Gas_Double Rack Oven_E9 | F2 | Commercial | Retail | New | Food Preparation | Natural Gas | Double Rack Oven | E9 | TRC BC Ratio | 0 | 0 | 0 | 0 | 0 | 0 | 0 | 0 | 0 | 0 | 0 | 0 | 0 | 0 | 0 | 0 | 0 | 0 | 0 | 0 | 0 | 0 | 0 | 0 | 0 | 0 | 0 | 0 | 0 | 0 | 0
F2_Commercial_Retail_New_Food Preparation_Natural Gas_Double Rack Oven_E10 | F2 | Commercial | Retail | New | Food Preparation | Natural Gas | Double Rack Oven | E10 | TRC BC Ratio | 0 | 0 | 0 | 0 | 0 | 0 | 0 | 0 | 0 | 0 | 0 | 0 | 0 | 0 | 0 | 0 | 0 | 0 | 0 | 0 | 0 | 0 | 0 | 0 | 0 | 0 | 0 | 0 | 0 | 0 | 0
F3_Commercial_Retail_New_Food Preparation_Natural Gas_Double Rack Oven_E1 | F3 | Commercial | Retail | New | Food Preparation | Natural Gas | Double Rack Oven | E1 | PACT BC Ratio | 0.9 | 0.9 | 0.9 | 0.9 | 0.9 | 0.9 | 0.9 | 0.9 | 0.9 | 0.9 | 0.9 | 0.9 | 0.9 | 0.9 | 0.9 | 0.9 | 0.9 | 0.9 | 0.9 | 0.9 | 0.9 | 0.9 | 0.9 | 0.9 | 0.9 | 0.9 | 0.9 | 0.9 | 0.9 | 0.9 | 0.9
F3_Commercial_Retail_New_Food Preparation_Natural Gas_Double Rack Oven_E2 | F3 | Commercial | Retail | New | Food Preparation | Natural Gas | Double Rack Oven | E2 | PACT BC Ratio | 3.1122 | 3.1603 | 3.1951 | 3.1773 | 3.1806 | 2.9979 | 2.8468 | 2.7625 | 2.7275 | 2.8286 | 2.9613 | 3.1001 | 2.8471 | 3.016 | 3.0263 | 3.0112 | 3.0139 | 3.0232 | 2.9654 | 3.0003 | 3.0238 | 3.0569 | 3.0994 | 1.5545 | 1.5241 | 1.4956 | 1.4686 | 1.443 | 1.4184 | 1.3948 | 1.3719
F3_Commercial_Retail_New_Food Preparation_Natural Gas_Double Rack Oven_E3 | F3 | Commercial | Retail | New | Food Preparation | Natural Gas | Double Rack Oven | E3 | PACT BC Ratio | 0 | 0 | 0 | 0 | 0 | 0 | 0 | 0 | 0 | 0 | 0 | 0 | 0 | 0 | 0 | 0 | 0 | 0 | 0 | 0 | 0 | 0 | 0 | 0 | 0 | 0 | 0 | 0 | 0 | 0 | 0
F3_Commercial_Retail_New_Food Preparation_Natural Gas_Double Rack Oven_E4 | F3 | Commercial | Retail | New | Food Preparation | Natural Gas | Double Rack Oven | E4 | PACT BC Ratio | 0 | 0 | 0 | 0 | 0 | 0 | 0 | 0 | 0 | 0 | 0 | 0 | 0 | 0 | 0 | 0 | 0 | 0 | 0 | 0 | 0 | 0 | 0 | 0 | 0 | 0 | 0 | 0 | 0 | 0 | 0
F3_Commercial_Retail_New_Food Preparation_Natural Gas_Double Rack Oven_E5 | F3 | Commercial | Retail | New | Food Preparation | Natural Gas | Double Rack Oven | E5 | PACT BC Ratio | 0 | 0 | 0 | 0 | 0 | 0 | 0 | 0 | 0 | 0 | 0 | 0 | 0 | 0 | 0 | 0 | 0 | 0 | 0 | 0 | 0 | 0 | 0 | 0 | 0 | 0 | 0 | 0 | 0 | 0 | 0
F3_Commercial_Retail_New_Food Preparation_Natural Gas_Double Rack Oven_E6 | F3 | Commercial | Retail | New | Food Preparation | Natural Gas | Double Rack Oven | E6 | PACT BC Ratio | 0 | 0 | 0 | 0 | 0 | 0 | 0 | 0 | 0 | 0 | 0 | 0 | 0 | 0 | 0 | 0 | 0 | 0 | 0 | 0 | 0 | 0 | 0 | 0 | 0 | 0 | 0 | 0 | 0 | 0 | 0
F3_Commercial_Retail_New_Food Preparation_Natural Gas_Double Rack Oven_E7 | F3 | Commercial | Retail | New | Food Preparation | Natural Gas | Double Rack Oven | E7 | PACT BC Ratio | 0 | 0 | 0 | 0 | 0 | 0 | 0 | 0 | 0 | 0 | 0 | 0 | 0 | 0 | 0 | 0 | 0 | 0 | 0 | 0 | 0 | 0 | 0 | 0 | 0 | 0 | 0 | 0 | 0 | 0 | 0
F3_Commercial_Retail_New_Food Preparation_Natural Gas_Double Rack Oven_E8 | F3 | Commercial | Retail | New | Food Preparation | Natural Gas | Double Rack Oven | E8 | PACT BC Ratio | 0 | 0 | 0 | 0 | 0 | 0 | 0 | 0 | 0 | 0 | 0 | 0 | 0 | 0 | 0 | 0 | 0 | 0 | 0 | 0 | 0 | 0 | 0 | 0 | 0 | 0 | 0 | 0 | 0 | 0 | 0
F3_Commercial_Retail_New_Food Preparation_Natural Gas_Double Rack Oven_E9 | F3 | Commercial | Retail | New | Food Preparation | Natural Gas | Double Rack Oven | E9 | PACT BC Ratio | 0 | 0 | 0 | 0 | 0 | 0 | 0 | 0 | 0 | 0 | 0 | 0 | 0 | 0 | 0 | 0 | 0 | 0 | 0 | 0 | 0 | 0 | 0 | 0 | 0 | 0 | 0 | 0 | 0 | 0 | 0
F3_Commercial_Retail_New_Food Preparation_Natural Gas_Double Rack Oven_E10 | F3 | Commercial | Retail | New | Food Preparation | Natural Gas | Double Rack Oven | E10 | PACT BC Ratio | 0 | 0 | 0 | 0 | 0 | 0 | 0 | 0 | 0 | 0 | 0 | 0 | 0 | 0 | 0 | 0 | 0 | 0 | 0 | 0 | 0 | 0 | 0 | 0 | 0 | 0 | 0 | 0 | 0 | 0 | 0
F4_Commercial_Retail_New_Food Preparation_Natural Gas_Double Rack Oven_E1 | F4 | Commercial | Retail | New | Food Preparation | Natural Gas | Double Rack Oven | E1 | PCT BC Ratio | 0.9 | 0.9 | 0.9 | 0.9 | 0.9 | 0.9 | 0.9 | 0.9 | 0.9 | 0.9 | 0.9 | 0.9 | 0.9 | 0.9 | 0.9 | 0.9 | 0.9 | 0.9 | 0.9 | 0.9 | 0.9 | 0.9 | 0.9 | 0.9 | 0.9 | 0.9 | 0.9 | 0.9 | 0.9 | 0.9 | 0.9
F4_Commercial_Retail_New_Food Preparation_Natural Gas_Double Rack Oven_E2 | F4 | Commercial | Retail | New | Food Preparation | Natural Gas | Double Rack Oven | E2 | PCT BC Ratio | 5.3478 | 5.4209 | 5.4741 | 5.4469 | 5.4518 | 5.1735 | 4.9433 | 4.8148 | 4.7615 | 4.9155 | 5.1178 | 5.3292 | 4.9438 | 5.201 | 5.2167 | 5.1937 | 5.1979 | 5.2121 | 5.1241 | 5.1772 | 5.213 | 5.2634 | 5.3282 | 2.9741 | 2.9279 | 2.8844 | 2.8434 | 2.8043 | 2.7669 | 2.7308 | 2.6959
F4_Commercial_Retail_New_Food Preparation_Natural Gas_Double Rack Oven_E3 | F4 | Commercial | Retail | New | Food Preparation | Natural Gas | Double Rack Oven | E3 | PCT BC Ratio | 0 | 0 | 0 | 0 | 0 | 0 | 0 | 0 | 0 | 0 | 0 | 0 | 0 | 0 | 0 | 0 | 0 | 0 | 0 | 0 | 0 | 0 | 0 | 0 | 0 | 0 | 0 | 0 | 0 | 0 | 0
F4_Commercial_Retail_New_Food Preparation_Natural Gas_Double Rack Oven_E4 | F4 | Commercial | Retail | New | Food Preparation | Natural Gas | Double Rack Oven | E4 | PCT BC Ratio | 0 | 0 | 0 | 0 | 0 | 0 | 0 | 0 | 0 | 0 | 0 | 0 | 0 | 0 | 0 | 0 | 0 | 0 | 0 | 0 | 0 | 0 | 0 | 0 | 0 | 0 | 0 | 0 | 0 | 0 | 0
F4_Commercial_Retail_New_Food Preparation_Natural Gas_Double Rack Oven_E5 | F4 | Commercial | Retail | New | Food Preparation | Natural Gas | Double Rack Oven | E5 | PCT BC Ratio | 0 | 0 | 0 | 0 | 0 | 0 | 0 | 0 | 0 | 0 | 0 | 0 | 0 | 0 | 0 | 0 | 0 | 0 | 0 | 0 | 0 | 0 | 0 | 0 | 0 | 0 | 0 | 0 | 0 | 0 | 0
F4_Commercial_Retail_New_Food Preparation_Natural Gas_Double Rack Oven_E6 | F4 | Commercial | Retail | New | Food Preparation | Natural Gas | Double Rack Oven | E6 | PCT BC Ratio | 0 | 0 | 0 | 0 | 0 | 0 | 0 | 0 | 0 | 0 | 0 | 0 | 0 | 0 | 0 | 0 | 0 | 0 | 0 | 0 | 0 | 0 | 0 | 0 | 0 | 0 | 0 | 0 | 0 | 0 | 0
F4_Commercial_Retail_New_Food Preparation_Natural Gas_Double Rack Oven_E7 | F4 | Commercial | Retail | New | Food Preparation | Natural Gas | Double Rack Oven | E7 | PCT BC Ratio | 0 | 0 | 0 | 0 | 0 | 0 | 0 | 0 | 0 | 0 | 0 | 0 | 0 | 0 | 0 | 0 | 0 | 0 | 0 | 0 | 0 | 0 | 0 | 0 | 0 | 0 | 0 | 0 | 0 | 0 | 0
F4_Commercial_Retail_New_Food Preparation_Natural Gas_Double Rack Oven_E8 | F4 | Commercial | Retail | New | Food Preparation | Natural Gas | Double Rack Oven | E8 | PCT BC Ratio | 0 | 0 | 0 | 0 | 0 | 0 | 0 | 0 | 0 | 0 | 0 | 0 | 0 | 0 | 0 | 0 | 0 | 0 | 0 | 0 | 0 | 0 | 0 | 0 | 0 | 0 | 0 | 0 | 0 | 0 | 0
F4_Commercial_Retail_New_Food Preparation_Natural Gas_Double Rack Oven_E9 | F4 | Commercial | Retail | New | Food Preparation | Natural Gas | Double Rack Oven | E9 | PCT BC Ratio | 0 | 0 | 0 | 0 | 0 | 0 | 0 | 0 | 0 | 0 | 0 | 0 | 0 | 0 | 0 | 0 | 0 | 0 | 0 | 0 | 0 | 0 | 0 | 0 | 0 | 0 | 0 | 0 | 0 | 0 | 0
F4_Commercial_Retail_New_Food Preparation_Natural Gas_Double Rack Oven_E10 | F4 | Commercial | Retail | New | Food Preparation | Natural Gas | Double Rack Oven | E10 | PCT BC Ratio | 0 | 0 | 0 | 0 | 0 | 0 | 0 | 0 | 0 | 0 | 0 | 0 | 0 | 0 | 0 | 0 | 0 | 0 | 0 | 0 | 0 | 0 | 0 | 0 | 0 | 0 | 0 | 0 | 0 | 0 | 0
F5_Commercial_Retail_New_Food Preparation_Natural Gas_Double Rack Oven_E1 | F5 | Commercial | Retail | New | Food Preparation | Natural Gas | Double Rack Oven | E1 | RIM BC Ratio | 0.9 | 0.9 | 0.9 | 0.9 | 0.9 | 0.9 | 0.9 | 0.9 | 0.9 | 0.9 | 0.9 | 0.9 | 0.9 | 0.9 | 0.9 | 0.9 | 0.9 | 0.9 | 0.9 | 0.9 | 0.9 | 0.9 | 0.9 | 0.9 | 0.9 | 0.9 | 0.9 | 0.9 | 0.9 | 0.9 | 0.9
F5_Commercial_Retail_New_Food Preparation_Natural Gas_Double Rack Oven_E2 | F5 | Commercial | Retail | New | Food Preparation | Natural Gas | Double Rack Oven | E2 | RIM BC Ratio | 0.65816 | 0.66029 | 0.6618 | 0.66103 | 0.66117 | 0.6529 | 0.64544 | 0.641 | 0.6391 | 0.6445 | 0.65115 | 0.65762 | 0.64545 | 0.65375 | 0.65423 | 0.65352 | 0.65365 | 0.65409 | 0.65135 | 0.65301 | 0.65412 | 0.65565 | 0.65759 | 0.54307 | 0.53932 | 0.5357 | 0.53221 | 0.5288 | 0.52547 | 0.52219 | 0.51894
F5_Commercial_Retail_New_Food Preparation_Natural Gas_Double Rack Oven_E3 | F5 | Commercial | Retail | New | Food Preparation | Natural Gas | Double Rack Oven | E3 | RIM BC Ratio | 0 | 0 | 0 | 0 | 0 | 0 | 0 | 0 | 0 | 0 | 0 | 0 | 0 | 0 | 0 | 0 | 0 | 0 | 0 | 0 | 0 | 0 | 0 | 0 | 0 | 0 | 0 | 0 | 0 | 0 | 0
F5_Commercial_Retail_New_Food Preparation_Natural Gas_Double Rack Oven_E4 | F5 | Commercial | Retail | New | Food Preparation | Natural Gas | Double Rack Oven | E4 | RIM BC Ratio | 0 | 0 | 0 | 0 | 0 | 0 | 0 | 0 | 0 | 0 | 0 | 0 | 0 | 0 | 0 | 0 | 0 | 0 | 0 | 0 | 0 | 0 | 0 | 0 | 0 | 0 | 0 | 0 | 0 | 0 | 0
F5_Commercial_Retail_New_Food Preparation_Natural Gas_Double Rack Oven_E5 | F5 | Commercial | Retail | New | Food Preparation | Natural Gas | Double Rack Oven | E5 | RIM BC Ratio | 0 | 0 | 0 | 0 | 0 | 0 | 0 | 0 | 0 | 0 | 0 | 0 | 0 | 0 | 0 | 0 | 0 | 0 | 0 | 0 | 0 | 0 | 0 | 0 | 0 | 0 | 0 | 0 | 0 | 0 | 0
F5_Commercial_Retail_New_Food Preparation_Natural Gas_Double Rack Oven_E6 | F5 | Commercial | Retail | New | Food Preparation | Natural Gas | Double Rack Oven | E6 | RIM BC Ratio | 0 | 0 | 0 | 0 | 0 | 0 | 0 | 0 | 0 | 0 | 0 | 0 | 0 | 0 | 0 | 0 | 0 | 0 | 0 | 0 | 0 | 0 | 0 | 0 | 0 | 0 | 0 | 0 | 0 | 0 | 0
F5_Commercial_Retail_New_Food Preparation_Natural Gas_Double Rack Oven_E7 | F5 | Commercial | Retail | New | Food Preparation | Natural Gas | Double Rack Oven | E7 | RIM BC Ratio | 0 | 0 | 0 | 0 | 0 | 0 | 0 | 0 | 0 | 0 | 0 | 0 | 0 | 0 | 0 | 0 | 0 | 0 | 0 | 0 | 0 | 0 | 0 | 0 | 0 | 0 | 0 | 0 | 0 | 0 | 0
F5_Commercial_Retail_New_Food Preparation_Natural Gas_Double Rack Oven_E8 | F5 | Commercial | Retail | New | Food Preparation | Natural Gas | Double Rack Oven | E8 | RIM BC Ratio | 0 | 0 | 0 | 0 | 0 | 0 | 0 | 0 | 0 | 0 | 0 | 0 | 0 | 0 | 0 | 0 | 0 | 0 | 0 | 0 | 0 | 0 | 0 | 0 | 0 | 0 | 0 | 0 | 0 | 0 | 0
F5_Commercial_Retail_New_Food Preparation_Natural Gas_Double Rack Oven_E9 | F5 | Commercial | Retail | New | Food Preparation | Natural Gas | Double Rack Oven | E9 | RIM BC Ratio | 0 | 0 | 0 | 0 | 0 | 0 | 0 | 0 | 0 | 0 | 0 | 0 | 0 | 0 | 0 | 0 | 0 | 0 | 0 | 0 | 0 | 0 | 0 | 0 | 0 | 0 | 0 | 0 | 0 | 0 | 0
F5_Commercial_Retail_New_Food Preparation_Natural Gas_Double Rack Oven_E10 | F5 | Commercial | Retail | New | Food Preparation | Natural Gas | Double Rack Oven | E10 | RIM BC Ratio | 0 | 0 | 0 | 0 | 0 | 0 | 0 | 0 | 0 | 0 | 0 | 0 | 0 | 0 | 0 | 0 | 0 | 0 | 0 | 0 | 0 | 0 | 0 | 0 | 0 | 0 | 0 | 0 | 0 | 0 | 0
F0_Commercial_Retail_New_Food Preparation_Natural Gas_Fryer_E0 | F0 | Commercial | Retail | New | Food Preparation | Natural Gas | Fryer | E0 | Economic Unit | ENERGY STAR (3.0) | ENERGY STAR (3.0) | ENERGY STAR (3.0) | ENERGY STAR (3.0) | ENERGY STAR (3.0) | ENERGY STAR (3.0) | ENERGY STAR (3.0) | ENERGY STAR (3.0) | ENERGY STAR (3.0) | ENERGY STAR (3.0) | ENERGY STAR (3.0) | ENERGY STAR (3.0) | ENERGY STAR (3.0) | ENERGY STAR (3.0) | ENERGY STAR (3.0) | ENERGY STAR (3.0) | ENERGY STAR (3.0) | ENERGY STAR (3.0) | ENERGY STAR (3.0) | ENERGY STAR (3.0) | ENERGY STAR (3.0) | ENERGY STAR (3.0) | ENERGY STAR (3.0) | ENERGY STAR (3.0) | ENERGY STAR (3.0) | ENERGY STAR (3.0) | ENERGY STAR (3.0) | ENERGY STAR (3.0) | ENERGY STAR (3.0) | ENERGY STAR (3.0) | ENERGY STAR (3.0)
F1_Commercial_Retail_New_Food Preparation_Natural Gas_Fryer_E1 | F1 | Commercial | Retail | New | Food Preparation | Natural Gas | Fryer | E1 | CCE | 0 | 0 | 0 | 0 | 0 | 0 | 0 | 0 | 0 | 0 | 0 | 0 | 0 | 0 | 0 | 0 | 0 | 0 | 0 | 0 | 0 | 0 | 0 | 0 | 0 | 0 | 0 | 0 | 0 | 0 | 0
F1_Commercial_Retail_New_Food Preparation_Natural Gas_Fryer_E2 | F1 | Commercial | Retail | New | Food Preparation | Natural Gas | Fryer | E2 | CCE | 0.0069821 | 0.0067123 | 0.0067443 | 0 | 0 | 0 | 0 | 0 | 0 | 0 | 0 | 0 | 0 | 0 | 0 | 0 | 0 | 0 | 0 | 0 | 0 | 0 | 0 | 0 | 0 | 0 | 0 | 0 | 0 | 0 | 0
F1_Commercial_Retail_New_Food Preparation_Natural Gas_Fryer_E3 | F1 | Commercial | Retail | New | Food Preparation | Natural Gas | Fryer | E3 | CCE | 0 | 0 | 0 | 0 | 0 | 0 | 0 | 0 | 0 | 0 | 0 | 0 | 0 | 0 | 0 | 0 | 0 | 0 | 0 | 0 | 0 | 0 | 0 | 0 | 0 | 0 | 0 | 0 | 0 | 0 | 0
F1_Commercial_Retail_New_Food Preparation_Natural Gas_Fryer_E4 | F1 | Commercial | Retail | New | Food Preparation | Natural Gas | Fryer | E4 | CCE | 0 | 0 | 0 | 0 | 0 | 0 | 0 | 0 | 0 | 0 | 0 | 0 | 0 | 0 | 0 | 0 | 0 | 0 | 0 | 0 | 0 | 0 | 0 | 0 | 0 | 0 | 0 | 0 | 0 | 0 | 0
F1_Commercial_Retail_New_Food Preparation_Natural Gas_Fryer_E5 | F1 | Commercial | Retail | New | Food Preparation | Natural Gas | Fryer | E5 | CCE | 0 | 0 | 0 | 0 | 0 | 0 | 0 | 0 | 0 | 0 | 0 | 0 | 0 | 0 | 0 | 0 | 0 | 0 | 0 | 0 | 0 | 0 | 0 | 0 | 0 | 0 | 0 | 0 | 0 | 0 | 0
F1_Commercial_Retail_New_Food Preparation_Natural Gas_Fryer_E6 | F1 | Commercial | Retail | New | Food Preparation | Natural Gas | Fryer | E6 | CCE | 0 | 0 | 0 | 0 | 0 | 0 | 0 | 0 | 0 | 0 | 0 | 0 | 0 | 0 | 0 | 0 | 0 | 0 | 0 | 0 | 0 | 0 | 0 | 0 | 0 | 0 | 0 | 0 | 0 | 0 | 0
F1_Commercial_Retail_New_Food Preparation_Natural Gas_Fryer_E7 | F1 | Commercial | Retail | New | Food Preparation | Natural Gas | Fryer | E7 | CCE | 0 | 0 | 0 | 0 | 0 | 0 | 0 | 0 | 0 | 0 | 0 | 0 | 0 | 0 | 0 | 0 | 0 | 0 | 0 | 0 | 0 | 0 | 0 | 0 | 0 | 0 | 0 | 0 | 0 | 0 | 0
F1_Commercial_Retail_New_Food Preparation_Natural Gas_Fryer_E8 | F1 | Commercial | Retail | New | Food Preparation | Natural Gas | Fryer | E8 | CCE | 0 | 0 | 0 | 0 | 0 | 0 | 0 | 0 | 0 | 0 | 0 | 0 | 0 | 0 | 0 | 0 | 0 | 0 | 0 | 0 | 0 | 0 | 0 | 0 | 0 | 0 | 0 | 0 | 0 | 0 | 0
F1_Commercial_Retail_New_Food Preparation_Natural Gas_Fryer_E9 | F1 | Commercial | Retail | New | Food Preparation | Natural Gas | Fryer | E9 | CCE | 0 | 0 | 0 | 0 | 0 | 0 | 0 | 0 | 0 | 0 | 0 | 0 | 0 | 0 | 0 | 0 | 0 | 0 | 0 | 0 | 0 | 0 | 0 | 0 | 0 | 0 | 0 | 0 | 0 | 0 | 0
F1_Commercial_Retail_New_Food Preparation_Natural Gas_Fryer_E10 | F1 | Commercial | Retail | New | Food Preparation | Natural Gas | Fryer | E10 | CCE | 0 | 0 | 0 | 0 | 0 | 0 | 0 | 0 | 0 | 0 | 0 | 0 | 0 | 0 | 0 | 0 | 0 | 0 | 0 | 0 | 0 | 0 | 0 | 0 | 0 | 0 | 0 | 0 | 0 | 0 | 0
F2_Commercial_Retail_New_Food Preparation_Natural Gas_Fryer_E1 | F2 | Commercial | Retail | New | Food Preparation | Natural Gas | Fryer | E1 | TRC BC Ratio | 0.9 | 0.9 | 0.9 | 0 | 0 | 0 | 0 | 0 | 0 | 0 | 0 | 0 | 0 | 0 | 0 | 0 | 0 | 0 | 0 | 0 | 0 | 0 | 0 | 0 | 0 | 0 | 0 | 0 | 0 | 0 | 0
F2_Commercial_Retail_New_Food Preparation_Natural Gas_Fryer_E2 | F2 | Commercial | Retail | New | Food Preparation | Natural Gas | Fryer | E2 | TRC BC Ratio | 1.4526 | 1.4846 | 1.5103 | 0.9 | 0.9 | 0.9 | 0.9 | 0.9 | 0.9 | 0.9 | 0.9 | 0.9 | 0.9 | 0.9 | 0.9 | 0.9 | 0.9 | 0.9 | 0.9 | 0.9 | 0.9 | 0.9 | 0.9 | 0.9 | 0.9 | 0.9 | 0.9 | 0.9 | 0.9 | 0.9 | 0.9
F2_Commercial_Retail_New_Food Preparation_Natural Gas_Fryer_E3 | F2 | Commercial | Retail | New | Food Preparation | Natural Gas | Fryer | E3 | TRC BC Ratio | 0 | 0 | 0 | 0 | 0 | 0 | 0 | 0 | 0 | 0 | 0 | 0 | 0 | 0 | 0 | 0 | 0 | 0 | 0 | 0 | 0 | 0 | 0 | 0 | 0 | 0 | 0 | 0 | 0 | 0 | 0
F2_Commercial_Retail_New_Food Preparation_Natural Gas_Fryer_E4 | F2 | Commercial | Retail | New | Food Preparation | Natural Gas | Fryer | E4 | TRC BC Ratio | 0 | 0 | 0 | 0 | 0 | 0 | 0 | 0 | 0 | 0 | 0 | 0 | 0 | 0 | 0 | 0 | 0 | 0 | 0 | 0 | 0 | 0 | 0 | 0 | 0 | 0 | 0 | 0 | 0 | 0 | 0
F2_Commercial_Retail_New_Food Preparation_Natural Gas_Fryer_E5 | F2 | Commercial | Retail | New | Food Preparation | Natural Gas | Fryer | E5 | TRC BC Ratio | 0 | 0 | 0 | 0 | 0 | 0 | 0 | 0 | 0 | 0 | 0 | 0 | 0 | 0 | 0 | 0 | 0 | 0 | 0 | 0 | 0 | 0 | 0 | 0 | 0 | 0 | 0 | 0 | 0 | 0 | 0
F2_Commercial_Retail_New_Food Preparation_Natural Gas_Fryer_E6 | F2 | Commercial | Retail | New | Food Preparation | Natural Gas | Fryer | E6 | TRC BC Ratio | 0 | 0 | 0 | 0 | 0 | 0 | 0 | 0 | 0 | 0 | 0 | 0 | 0 | 0 | 0 | 0 | 0 | 0 | 0 | 0 | 0 | 0 | 0 | 0 | 0 | 0 | 0 | 0 | 0 | 0 | 0
F2_Commercial_Retail_New_Food Preparation_Natural Gas_Fryer_E7 | F2 | Commercial | Retail | New | Food Preparation | Natural Gas | Fryer | E7 | TRC BC Ratio | 0 | 0 | 0 | 0 | 0 | 0 | 0 | 0 | 0 | 0 | 0 | 0 | 0 | 0 | 0 | 0 | 0 | 0 | 0 | 0 | 0 | 0 | 0 | 0 | 0 | 0 | 0 | 0 | 0 | 0 | 0
F2_Commercial_Retail_New_Food Preparation_Natural Gas_Fryer_E8 | F2 | Commercial | Retail | New | Food Preparation | Natural Gas | Fryer | E8 | TRC BC Ratio | 0 | 0 | 0 | 0 | 0 | 0 | 0 | 0 | 0 | 0 | 0 | 0 | 0 | 0 | 0 | 0 | 0 | 0 | 0 | 0 | 0 | 0 | 0 | 0 | 0 | 0 | 0 | 0 | 0 | 0 | 0
F2_Commercial_Retail_New_Food Preparation_Natural Gas_Fryer_E9 | F2 | Commercial | Retail | New | Food Preparation | Natural Gas | Fryer | E9 | TRC BC Ratio | 0 | 0 | 0 | 0 | 0 | 0 | 0 | 0 | 0 | 0 | 0 | 0 | 0 | 0 | 0 | 0 | 0 | 0 | 0 | 0 | 0 | 0 | 0 | 0 | 0 | 0 | 0 | 0 | 0 | 0 | 0
F2_Commercial_Retail_New_Food Preparation_Natural Gas_Fryer_E10 | F2 | Commercial | Retail | New | Food Preparation | Natural Gas | Fryer | E10 | TRC BC Ratio | 0 | 0 | 0 | 0 | 0 | 0 | 0 | 0 | 0 | 0 | 0 | 0 | 0 | 0 | 0 | 0 | 0 | 0 | 0 | 0 | 0 | 0 | 0 | 0 | 0 | 0 | 0 | 0 | 0 | 0 | 0
F3_Commercial_Retail_New_Food Preparation_Natural Gas_Fryer_E1 | F3 | Commercial | Retail | New | Food Preparation | Natural Gas | Fryer | E1 | PACT BC Ratio | 0.9 | 0.9 | 0.9 | 0 | 0 | 0 | 0 | 0 | 0 | 0 | 0 | 0 | 0 | 0 | 0 | 0 | 0 | 0 | 0 | 0 | 0 | 0 | 0 | 0 | 0 | 0 | 0 | 0 | 0 | 0 | 0
F3_Commercial_Retail_New_Food Preparation_Natural Gas_Fryer_E2 | F3 | Commercial | Retail | New | Food Preparation | Natural Gas | Fryer | E2 | PACT BC Ratio | 1.4526 | 1.4846 | 1.5103 | 0.9 | 0.9 | 0.9 | 0.9 | 0.9 | 0.9 | 0.9 | 0.9 | 0.9 | 0.9 | 0.9 | 0.9 | 0.9 | 0.9 | 0.9 | 0.9 | 0.9 | 0.9 | 0.9 | 0.9 | 0.9 | 0.9 | 0.9 | 0.9 | 0.9 | 0.9 | 0.9 | 0.9
F3_Commercial_Retail_New_Food Preparation_Natural Gas_Fryer_E3 | F3 | Commercial | Retail | New | Food Preparation | Natural Gas | Fryer | E3 | PACT BC Ratio | 0 | 0 | 0 | 0 | 0 | 0 | 0 | 0 | 0 | 0 | 0 | 0 | 0 | 0 | 0 | 0 | 0 | 0 | 0 | 0 | 0 | 0 | 0 | 0 | 0 | 0 | 0 | 0 | 0 | 0 | 0
F3_Commercial_Retail_New_Food Preparation_Natural Gas_Fryer_E4 | F3 | Commercial | Retail | New | Food Preparation | Natural Gas | Fryer | E4 | PACT BC Ratio | 0 | 0 | 0 | 0 | 0 | 0 | 0 | 0 | 0 | 0 | 0 | 0 | 0 | 0 | 0 | 0 | 0 | 0 | 0 | 0 | 0 | 0 | 0 | 0 | 0 | 0 | 0 | 0 | 0 | 0 | 0
F3_Commercial_Retail_New_Food Preparation_Natural Gas_Fryer_E5 | F3 | Commercial | Retail | New | Food Preparation | Natural Gas | Fryer | E5 | PACT BC Ratio | 0 | 0 | 0 | 0 | 0 | 0 | 0 | 0 | 0 | 0 | 0 | 0 | 0 | 0 | 0 | 0 | 0 | 0 | 0 | 0 | 0 | 0 | 0 | 0 | 0 | 0 | 0 | 0 | 0 | 0 | 0
F3_Commercial_Retail_New_Food Preparation_Natural Gas_Fryer_E6 | F3 | Commercial | Retail | New | Food Preparation | Natural Gas | Fryer | E6 | PACT BC Ratio | 0 | 0 | 0 | 0 | 0 | 0 | 0 | 0 | 0 | 0 | 0 | 0 | 0 | 0 | 0 | 0 | 0 | 0 | 0 | 0 | 0 | 0 | 0 | 0 | 0 | 0 | 0 | 0 | 0 | 0 | 0
F3_Commercial_Retail_New_Food Preparation_Natural Gas_Fryer_E7 | F3 | Commercial | Retail | New | Food Preparation | Natural Gas | Fryer | E7 | PACT BC Ratio | 0 | 0 | 0 | 0 | 0 | 0 | 0 | 0 | 0 | 0 | 0 | 0 | 0 | 0 | 0 | 0 | 0 | 0 | 0 | 0 | 0 | 0 | 0 | 0 | 0 | 0 | 0 | 0 | 0 | 0 | 0
F3_Commercial_Retail_New_Food Preparation_Natural Gas_Fryer_E8 | F3 | Commercial | Retail | New | Food Preparation | Natural Gas | Fryer | E8 | PACT BC Ratio | 0 | 0 | 0 | 0 | 0 | 0 | 0 | 0 | 0 | 0 | 0 | 0 | 0 | 0 | 0 | 0 | 0 | 0 | 0 | 0 | 0 | 0 | 0 | 0 | 0 | 0 | 0 | 0 | 0 | 0 | 0
F3_Commercial_Retail_New_Food Preparation_Natural Gas_Fryer_E9 | F3 | Commercial | Retail | New | Food Preparation | Natural Gas | Fryer | E9 | PACT BC Ratio | 0 | 0 | 0 | 0 | 0 | 0 | 0 | 0 | 0 | 0 | 0 | 0 | 0 | 0 | 0 | 0 | 0 | 0 | 0 | 0 | 0 | 0 | 0 | 0 | 0 | 0 | 0 | 0 | 0 | 0 | 0
F3_Commercial_Retail_New_Food Preparation_Natural Gas_Fryer_E10 | F3 | Commercial | Retail | New | Food Preparation | Natural Gas | Fryer | E10 | PACT BC Ratio | 0 | 0 | 0 | 0 | 0 | 0 | 0 | 0 | 0 | 0 | 0 | 0 | 0 | 0 | 0 | 0 | 0 | 0 | 0 | 0 | 0 | 0 | 0 | 0 | 0 | 0 | 0 | 0 | 0 | 0 | 0
F4_Commercial_Retail_New_Food Preparation_Natural Gas_Fryer_E1 | F4 | Commercial | Retail | New | Food Preparation | Natural Gas | Fryer | E1 | PCT BC Ratio | 0.9 | 0.9 | 0.9 | 0 | 0 | 0 | 0 | 0 | 0 | 0 | 0 | 0 | 0 | 0 | 0 | 0 | 0 | 0 | 0 | 0 | 0 | 0 | 0 | 0 | 0 | 0 | 0 | 0 | 0 | 0 | 0
F4_Commercial_Retail_New_Food Preparation_Natural Gas_Fryer_E2 | F4 | Commercial | Retail | New | Food Preparation | Natural Gas | Fryer | E2 | PCT BC Ratio | 4.6546 | 4.7351 | 4.7997 | 0.9 | 0.9 | 0.9 | 0.9 | 0.9 | 0.9 | 0.9 | 0.9 | 0.9 | 0.9 | 0.9 | 0.9 | 0.9 | 0.9 | 0.9 | 0.9 | 0.9 | 0.9 | 0.9 | 0.9 | 0.9 | 0.9 | 0.9 | 0.9 | 0.9 | 0.9 | 0.9 | 0.9
F4_Commercial_Retail_New_Food Preparation_Natural Gas_Fryer_E3 | F4 | Commercial | Retail | New | Food Preparation | Natural Gas | Fryer | E3 | PCT BC Ratio | 0 | 0 | 0 | 0 | 0 | 0 | 0 | 0 | 0 | 0 | 0 | 0 | 0 | 0 | 0 | 0 | 0 | 0 | 0 | 0 | 0 | 0 | 0 | 0 | 0 | 0 | 0 | 0 | 0 | 0 | 0
F4_Commercial_Retail_New_Food Preparation_Natural Gas_Fryer_E4 | F4 | Commercial | Retail | New | Food Preparation | Natural Gas | Fryer | E4 | PCT BC Ratio | 0 | 0 | 0 | 0 | 0 | 0 | 0 | 0 | 0 | 0 | 0 | 0 | 0 | 0 | 0 | 0 | 0 | 0 | 0 | 0 | 0 | 0 | 0 | 0 | 0 | 0 | 0 | 0 | 0 | 0 | 0
F4_Commercial_Retail_New_Food Preparation_Natural Gas_Fryer_E5 | F4 | Commercial | Retail | New | Food Preparation | Natural Gas | Fryer | E5 | PCT BC Ratio | 0 | 0 | 0 | 0 | 0 | 0 | 0 | 0 | 0 | 0 | 0 | 0 | 0 | 0 | 0 | 0 | 0 | 0 | 0 | 0 | 0 | 0 | 0 | 0 | 0 | 0 | 0 | 0 | 0 | 0 | 0
F4_Commercial_Retail_New_Food Preparation_Natural Gas_Fryer_E6 | F4 | Commercial | Retail | New | Food Preparation | Natural Gas | Fryer | E6 | PCT BC Ratio | 0 | 0 | 0 | 0 | 0 | 0 | 0 | 0 | 0 | 0 | 0 | 0 | 0 | 0 | 0 | 0 | 0 | 0 | 0 | 0 | 0 | 0 | 0 | 0 | 0 | 0 | 0 | 0 | 0 | 0 | 0
F4_Commercial_Retail_New_Food Preparation_Natural Gas_Fryer_E7 | F4 | Commercial | Retail | New | Food Preparation | Natural Gas | Fryer | E7 | PCT BC Ratio | 0 | 0 | 0 | 0 | 0 | 0 | 0 | 0 | 0 | 0 | 0 | 0 | 0 | 0 | 0 | 0 | 0 | 0 | 0 | 0 | 0 | 0 | 0 | 0 | 0 | 0 | 0 | 0 | 0 | 0 | 0
F4_Commercial_Retail_New_Food Preparation_Natural Gas_Fryer_E8 | F4 | Commercial | Retail | New | Food Preparation | Natural Gas | Fryer | E8 | PCT BC Ratio | 0 | 0 | 0 | 0 | 0 | 0 | 0 | 0 | 0 | 0 | 0 | 0 | 0 | 0 | 0 | 0 | 0 | 0 | 0 | 0 | 0 | 0 | 0 | 0 | 0 | 0 | 0 | 0 | 0 | 0 | 0
F4_Commercial_Retail_New_Food Preparation_Natural Gas_Fryer_E9 | F4 | Commercial | Retail | New | Food Preparation | Natural Gas | Fryer | E9 | PCT BC Ratio | 0 | 0 | 0 | 0 | 0 | 0 | 0 | 0 | 0 | 0 | 0 | 0 | 0 | 0 | 0 | 0 | 0 | 0 | 0 | 0 | 0 | 0 | 0 | 0 | 0 | 0 | 0 | 0 | 0 | 0 | 0
F4_Commercial_Retail_New_Food Preparation_Natural Gas_Fryer_E10 | F4 | Commercial | Retail | New | Food Preparation | Natural Gas | Fryer | E10 | PCT BC Ratio | 0 | 0 | 0 | 0 | 0 | 0 | 0 | 0 | 0 | 0 | 0 | 0 | 0 | 0 | 0 | 0 | 0 | 0 | 0 | 0 | 0 | 0 | 0 | 0 | 0 | 0 | 0 | 0 | 0 | 0 | 0
F5_Commercial_Retail_New_Food Preparation_Natural Gas_Fryer_E1 | F5 | Commercial | Retail | New | Food Preparation | Natural Gas | Fryer | E1 | RIM BC Ratio | 0.9 | 0.9 | 0.9 | 0 | 0 | 0 | 0 | 0 | 0 | 0 | 0 | 0 | 0 | 0 | 0 | 0 | 0 | 0 | 0 | 0 | 0 | 0 | 0 | 0 | 0 | 0 | 0 | 0 | 0 | 0 | 0
F5_Commercial_Retail_New_Food Preparation_Natural Gas_Fryer_E2 | F5 | Commercial | Retail | New | Food Preparation | Natural Gas | Fryer | E2 | RIM BC Ratio | 0.53008 | 0.53428 | 0.53758 | 0.9 | 0.9 | 0.9 | 0.9 | 0.9 | 0.9 | 0.9 | 0.9 | 0.9 | 0.9 | 0.9 | 0.9 | 0.9 | 0.9 | 0.9 | 0.9 | 0.9 | 0.9 | 0.9 | 0.9 | 0.9 | 0.9 | 0.9 | 0.9 | 0.9 | 0.9 | 0.9 | 0.9
F5_Commercial_Retail_New_Food Preparation_Natural Gas_Fryer_E3 | F5 | Commercial | Retail | New | Food Preparation | Natural Gas | Fryer | E3 | RIM BC Ratio | 0 | 0 | 0 | 0 | 0 | 0 | 0 | 0 | 0 | 0 | 0 | 0 | 0 | 0 | 0 | 0 | 0 | 0 | 0 | 0 | 0 | 0 | 0 | 0 | 0 | 0 | 0 | 0 | 0 | 0 | 0
F5_Commercial_Retail_New_Food Preparation_Natural Gas_Fryer_E4 | F5 | Commercial | Retail | New | Food Preparation | Natural Gas | Fryer | E4 | RIM BC Ratio | 0 | 0 | 0 | 0 | 0 | 0 | 0 | 0 | 0 | 0 | 0 | 0 | 0 | 0 | 0 | 0 | 0 | 0 | 0 | 0 | 0 | 0 | 0 | 0 | 0 | 0 | 0 | 0 | 0 | 0 | 0
F5_Commercial_Retail_New_Food Preparation_Natural Gas_Fryer_E5 | F5 | Commercial | Retail | New | Food Preparation | Natural Gas | Fryer | E5 | RIM BC Ratio | 0 | 0 | 0 | 0 | 0 | 0 | 0 | 0 | 0 | 0 | 0 | 0 | 0 | 0 | 0 | 0 | 0 | 0 | 0 | 0 | 0 | 0 | 0 | 0 | 0 | 0 | 0 | 0 | 0 | 0 | 0
F5_Commercial_Retail_New_Food Preparation_Natural Gas_Fryer_E6 | F5 | Commercial | Retail | New | Food Preparation | Natural Gas | Fryer | E6 | RIM BC Ratio | 0 | 0 | 0 | 0 | 0 | 0 | 0 | 0 | 0 | 0 | 0 | 0 | 0 | 0 | 0 | 0 | 0 | 0 | 0 | 0 | 0 | 0 | 0 | 0 | 0 | 0 | 0 | 0 | 0 | 0 | 0
F5_Commercial_Retail_New_Food Preparation_Natural Gas_Fryer_E7 | F5 | Commercial | Retail | New | Food Preparation | Natural Gas | Fryer | E7 | RIM BC Ratio | 0 | 0 | 0 | 0 | 0 | 0 | 0 | 0 | 0 | 0 | 0 | 0 | 0 | 0 | 0 | 0 | 0 | 0 | 0 | 0 | 0 | 0 | 0 | 0 | 0 | 0 | 0 | 0 | 0 | 0 | 0
F5_Commercial_Retail_New_Food Preparation_Natural Gas_Fryer_E8 | F5 | Commercial | Retail | New | Food Preparation | Natural Gas | Fryer | E8 | RIM BC Ratio | 0 | 0 | 0 | 0 | 0 | 0 | 0 | 0 | 0 | 0 | 0 | 0 | 0 | 0 | 0 | 0 | 0 | 0 | 0 | 0 | 0 | 0 | 0 | 0 | 0 | 0 | 0 | 0 | 0 | 0 | 0
F5_Commercial_Retail_New_Food Preparation_Natural Gas_Fryer_E9 | F5 | Commercial | Retail | New | Food Preparation | Natural Gas | Fryer | E9 | RIM BC Ratio | 0 | 0 | 0 | 0 | 0 | 0 | 0 | 0 | 0 | 0 | 0 | 0 | 0 | 0 | 0 | 0 | 0 | 0 | 0 | 0 | 0 | 0 | 0 | 0 | 0 | 0 | 0 | 0 | 0 | 0 | 0
F5_Commercial_Retail_New_Food Preparation_Natural Gas_Fryer_E10 | F5 | Commercial | Retail | New | Food Preparation | Natural Gas | Fryer | E10 | RIM BC Ratio | 0 | 0 | 0 | 0 | 0 | 0 | 0 | 0 | 0 | 0 | 0 | 0 | 0 | 0 | 0 | 0 | 0 | 0 | 0 | 0 | 0 | 0 | 0 | 0 | 0 | 0 | 0 | 0 | 0 | 0 | 0
F0_Commercial_Retail_New_Food Preparation_Natural Gas_Broiler_E0 | F0 | Commercial | Retail | New | Food Preparation | Natural Gas | Broiler | E0 | Economic Unit | Infrared Burners | Infrared Burners | Infrared Burners | Infrared Burners | Infrared Burners | Infrared Burners | Infrared Burners | Infrared Burners | Infrared Burners | Infrared Burners | Infrared Burners | Infrared Burners | Infrared Burners | Infrared Burners | Infrared Burners | Infrared Burners | Infrared Burners | Infrared Burners | Infrared Burners | Infrared Burners | Infrared Burners | Infrared Burners | Infrared Burners | Standard | Standard | Standard | Standard | Standard | Standard | Standard | Standard
F1_Commercial_Retail_New_Food Preparation_Natural Gas_Broiler_E1 | F1 | Commercial | Retail | New | Food Preparation | Natural Gas | Broiler | E1 | CCE | 0 | 0 | 0 | 0 | 0 | 0 | 0 | 0 | 0 | 0 | 0 | 0 | 0 | 0 | 0 | 0 | 0 | 0 | 0 | 0 | 0 | 0 | 0 | 0 | 0 | 0 | 0 | 0 | 0 | 0 | 0
F1_Commercial_Retail_New_Food Preparation_Natural Gas_Broiler_E2 | F1 | Commercial | Retail | New | Food Preparation | Natural Gas | Broiler | E2 | CCE | 0.0095007 | 0.0091336 | 0.0091772 | 0.0092731 | 0.0092731 | 0.0092731 | 0.0092731 | 0.0092731 | 0.0092731 | 0.0092731 | 0.0092731 | 0.0092731 | 0.0092731 | 0.0092731 | 0.0092731 | 0.0092731 | 0.0092731 | 0.0092731 | 0.0092731 | 0.0092731 | 0.0092731 | 0.0092731 | 0.0092731 | 0.0092731 | 0.0092731 | 0.0092731 | 0.0092731 | 0.0092731 | 0.0092731 | 0.0092731 | 0.0092731
F1_Commercial_Retail_New_Food Preparation_Natural Gas_Broiler_E3 | F1 | Commercial | Retail | New | Food Preparation | Natural Gas | Broiler | E3 | CCE | 0 | 0 | 0 | 0 | 0 | 0 | 0 | 0 | 0 | 0 | 0 | 0 | 0 | 0 | 0 | 0 | 0 | 0 | 0 | 0 | 0 | 0 | 0 | 0 | 0 | 0 | 0 | 0 | 0 | 0 | 0
F1_Commercial_Retail_New_Food Preparation_Natural Gas_Broiler_E4 | F1 | Commercial | Retail | New | Food Preparation | Natural Gas | Broiler | E4 | CCE | 0 | 0 | 0 | 0 | 0 | 0 | 0 | 0 | 0 | 0 | 0 | 0 | 0 | 0 | 0 | 0 | 0 | 0 | 0 | 0 | 0 | 0 | 0 | 0 | 0 | 0 | 0 | 0 | 0 | 0 | 0
F1_Commercial_Retail_New_Food Preparation_Natural Gas_Broiler_E5 | F1 | Commercial | Retail | New | Food Preparation | Natural Gas | Broiler | E5 | CCE | 0 | 0 | 0 | 0 | 0 | 0 | 0 | 0 | 0 | 0 | 0 | 0 | 0 | 0 | 0 | 0 | 0 | 0 | 0 | 0 | 0 | 0 | 0 | 0 | 0 | 0 | 0 | 0 | 0 | 0 | 0
F1_Commercial_Retail_New_Food Preparation_Natural Gas_Broiler_E6 | F1 | Commercial | Retail | New | Food Preparation | Natural Gas | Broiler | E6 | CCE | 0 | 0 | 0 | 0 | 0 | 0 | 0 | 0 | 0 | 0 | 0 | 0 | 0 | 0 | 0 | 0 | 0 | 0 | 0 | 0 | 0 | 0 | 0 | 0 | 0 | 0 | 0 | 0 | 0 | 0 | 0
F1_Commercial_Retail_New_Food Preparation_Natural Gas_Broiler_E7 | F1 | Commercial | Retail | New | Food Preparation | Natural Gas | Broiler | E7 | CCE | 0 | 0 | 0 | 0 | 0 | 0 | 0 | 0 | 0 | 0 | 0 | 0 | 0 | 0 | 0 | 0 | 0 | 0 | 0 | 0 | 0 | 0 | 0 | 0 | 0 | 0 | 0 | 0 | 0 | 0 | 0
F1_Commercial_Retail_New_Food Preparation_Natural Gas_Broiler_E8 | F1 | Commercial | Retail | New | Food Preparation | Natural Gas | Broiler | E8 | CCE | 0 | 0 | 0 | 0 | 0 | 0 | 0 | 0 | 0 | 0 | 0 | 0 | 0 | 0 | 0 | 0 | 0 | 0 | 0 | 0 | 0 | 0 | 0 | 0 | 0 | 0 | 0 | 0 | 0 | 0 | 0
F1_Commercial_Retail_New_Food Preparation_Natural Gas_Broiler_E9 | F1 | Commercial | Retail | New | Food Preparation | Natural Gas | Broiler | E9 | CCE | 0 | 0 | 0 | 0 | 0 | 0 | 0 | 0 | 0 | 0 | 0 | 0 | 0 | 0 | 0 | 0 | 0 | 0 | 0 | 0 | 0 | 0 | 0 | 0 | 0 | 0 | 0 | 0 | 0 | 0 | 0
F1_Commercial_Retail_New_Food Preparation_Natural Gas_Broiler_E10 | F1 | Commercial | Retail | New | Food Preparation | Natural Gas | Broiler | E10 | CCE | 0 | 0 | 0 | 0 | 0 | 0 | 0 | 0 | 0 | 0 | 0 | 0 | 0 | 0 | 0 | 0 | 0 | 0 | 0 | 0 | 0 | 0 | 0 | 0 | 0 | 0 | 0 | 0 | 0 | 0 | 0
F2_Commercial_Retail_New_Food Preparation_Natural Gas_Broiler_E1 | F2 | Commercial | Retail | New | Food Preparation | Natural Gas | Broiler | E1 | TRC BC Ratio | 0.9 | 0.9 | 0.9 | 0.9 | 0.9 | 0.9 | 0.9 | 0.9 | 0.9 | 0.9 | 0.9 | 0.9 | 0.9 | 0.9 | 0.9 | 0.9 | 0.9 | 0.9 | 0.9 | 0.9 | 0.9 | 0.9 | 0.9 | 0.9 | 0.9 | 0.9 | 0.9 | 0.9 | 0.9 | 0.9 | 0.9
F2_Commercial_Retail_New_Food Preparation_Natural Gas_Broiler_E2 | F2 | Commercial | Retail | New | Food Preparation | Natural Gas | Broiler | E2 | TRC BC Ratio | 1.0817 | 1.0984 | 1.1105 | 1.1043 | 1.1054 | 1.0419 | 0.98943 | 0.96011 | 0.94795 | 0.98308 | 1.0292 | 1.0775 | 0.98953 | 1.0482 | 1.0518 | 1.0465 | 1.0475 | 1.0507 | 1.0307 | 1.0428 | 1.0509 | 1.0624 | 1.0772 | 0.54026 | 0.52971 | 0.5198 | 0.51043 | 0.50152 | 0.49298 | 0.48476 | 0.4768
F2_Commercial_Retail_New_Food Preparation_Natural Gas_Broiler_E3 | F2 | Commercial | Retail | New | Food Preparation | Natural Gas | Broiler | E3 | TRC BC Ratio | 0 | 0 | 0 | 0 | 0 | 0 | 0 | 0 | 0 | 0 | 0 | 0 | 0 | 0 | 0 | 0 | 0 | 0 | 0 | 0 | 0 | 0 | 0 | 0 | 0 | 0 | 0 | 0 | 0 | 0 | 0
F2_Commercial_Retail_New_Food Preparation_Natural Gas_Broiler_E4 | F2 | Commercial | Retail | New | Food Preparation | Natural Gas | Broiler | E4 | TRC BC Ratio | 0 | 0 | 0 | 0 | 0 | 0 | 0 | 0 | 0 | 0 | 0 | 0 | 0 | 0 | 0 | 0 | 0 | 0 | 0 | 0 | 0 | 0 | 0 | 0 | 0 | 0 | 0 | 0 | 0 | 0 | 0
F2_Commercial_Retail_New_Food Preparation_Natural Gas_Broiler_E5 | F2 | Commercial | Retail | New | Food Preparation | Natural Gas | Broiler | E5 | TRC BC Ratio | 0 | 0 | 0 | 0 | 0 | 0 | 0 | 0 | 0 | 0 | 0 | 0 | 0 | 0 | 0 | 0 | 0 | 0 | 0 | 0 | 0 | 0 | 0 | 0 | 0 | 0 | 0 | 0 | 0 | 0 | 0
F2_Commercial_Retail_New_Food Preparation_Natural Gas_Broiler_E6 | F2 | Commercial | Retail | New | Food Preparation | Natural Gas | Broiler | E6 | TRC BC Ratio | 0 | 0 | 0 | 0 | 0 | 0 | 0 | 0 | 0 | 0 | 0 | 0 | 0 | 0 | 0 | 0 | 0 | 0 | 0 | 0 | 0 | 0 | 0 | 0 | 0 | 0 | 0 | 0 | 0 | 0 | 0
F2_Commercial_Retail_New_Food Preparation_Natural Gas_Broiler_E7 | F2 | Commercial | Retail | New | Food Preparation | Natural Gas | Broiler | E7 | TRC BC Ratio | 0 | 0 | 0 | 0 | 0 | 0 | 0 | 0 | 0 | 0 | 0 | 0 | 0 | 0 | 0 | 0 | 0 | 0 | 0 | 0 | 0 | 0 | 0 | 0 | 0 | 0 | 0 | 0 | 0 | 0 | 0
F2_Commercial_Retail_New_Food Preparation_Natural Gas_Broiler_E8 | F2 | Commercial | Retail | New | Food Preparation | Natural Gas | Broiler | E8 | TRC BC Ratio | 0 | 0 | 0 | 0 | 0 | 0 | 0 | 0 | 0 | 0 | 0 | 0 | 0 | 0 | 0 | 0 | 0 | 0 | 0 | 0 | 0 | 0 | 0 | 0 | 0 | 0 | 0 | 0 | 0 | 0 | 0
F2_Commercial_Retail_New_Food Preparation_Natural Gas_Broiler_E9 | F2 | Commercial | Retail | New | Food Preparation | Natural Gas | Broiler | E9 | TRC BC Ratio | 0 | 0 | 0 | 0 | 0 | 0 | 0 | 0 | 0 | 0 | 0 | 0 | 0 | 0 | 0 | 0 | 0 | 0 | 0 | 0 | 0 | 0 | 0 | 0 | 0 | 0 | 0 | 0 | 0 | 0 | 0
F2_Commercial_Retail_New_Food Preparation_Natural Gas_Broiler_E10 | F2 | Commercial | Retail | New | Food Preparation | Natural Gas | Broiler | E10 | TRC BC Ratio | 0 | 0 | 0 | 0 | 0 | 0 | 0 | 0 | 0 | 0 | 0 | 0 | 0 | 0 | 0 | 0 | 0 | 0 | 0 | 0 | 0 | 0 | 0 | 0 | 0 | 0 | 0 | 0 | 0 | 0 | 0
F3_Commercial_Retail_New_Food Preparation_Natural Gas_Broiler_E1 | F3 | Commercial | Retail | New | Food Preparation | Natural Gas | Broiler | E1 | PACT BC Ratio | 0.9 | 0.9 | 0.9 | 0.9 | 0.9 | 0.9 | 0.9 | 0.9 | 0.9 | 0.9 | 0.9 | 0.9 | 0.9 | 0.9 | 0.9 | 0.9 | 0.9 | 0.9 | 0.9 | 0.9 | 0.9 | 0.9 | 0.9 | 0.9 | 0.9 | 0.9 | 0.9 | 0.9 | 0.9 | 0.9 | 0.9
F3_Commercial_Retail_New_Food Preparation_Natural Gas_Broiler_E2 | F3 | Commercial | Retail | New | Food Preparation | Natural Gas | Broiler | E2 | PACT BC Ratio | 1.3418 | 1.3625 | 1.3776 | 1.3699 | 1.3713 | 1.2925 | 1.2274 | 1.191 | 1.1759 | 1.2195 | 1.2768 | 1.3366 | 1.2275 | 1.3003 | 1.3048 | 1.2982 | 1.2994 | 1.3034 | 1.2785 | 1.2936 | 1.3037 | 1.318 | 1.3363 | 0.6702 | 0.65711 | 0.64482 | 0.6332 | 0.62214 | 0.61155 | 0.60135 | 0.59148
F3_Commercial_Retail_New_Food Preparation_Natural Gas_Broiler_E3 | F3 | Commercial | Retail | New | Food Preparation | Natural Gas | Broiler | E3 | PACT BC Ratio | 0 | 0 | 0 | 0 | 0 | 0 | 0 | 0 | 0 | 0 | 0 | 0 | 0 | 0 | 0 | 0 | 0 | 0 | 0 | 0 | 0 | 0 | 0 | 0 | 0 | 0 | 0 | 0 | 0 | 0 | 0
F3_Commercial_Retail_New_Food Preparation_Natural Gas_Broiler_E4 | F3 | Commercial | Retail | New | Food Preparation | Natural Gas | Broiler | E4 | PACT BC Ratio | 0 | 0 | 0 | 0 | 0 | 0 | 0 | 0 | 0 | 0 | 0 | 0 | 0 | 0 | 0 | 0 | 0 | 0 | 0 | 0 | 0 | 0 | 0 | 0 | 0 | 0 | 0 | 0 | 0 | 0 | 0
F3_Commercial_Retail_New_Food Preparation_Natural Gas_Broiler_E5 | F3 | Commercial | Retail | New | Food Preparation | Natural Gas | Broiler | E5 | PACT BC Ratio | 0 | 0 | 0 | 0 | 0 | 0 | 0 | 0 | 0 | 0 | 0 | 0 | 0 | 0 | 0 | 0 | 0 | 0 | 0 | 0 | 0 | 0 | 0 | 0 | 0 | 0 | 0 | 0 | 0 | 0 | 0
F3_Commercial_Retail_New_Food Preparation_Natural Gas_Broiler_E6 | F3 | Commercial | Retail | New | Food Preparation | Natural Gas | Broiler | E6 | PACT BC Ratio | 0 | 0 | 0 | 0 | 0 | 0 | 0 | 0 | 0 | 0 | 0 | 0 | 0 | 0 | 0 | 0 | 0 | 0 | 0 | 0 | 0 | 0 | 0 | 0 | 0 | 0 | 0 | 0 | 0 | 0 | 0
F3_Commercial_Retail_New_Food Preparation_Natural Gas_Broiler_E7 | F3 | Commercial | Retail | New | Food Preparation | Natural Gas | Broiler | E7 | PACT BC Ratio | 0 | 0 | 0 | 0 | 0 | 0 | 0 | 0 | 0 | 0 | 0 | 0 | 0 | 0 | 0 | 0 | 0 | 0 | 0 | 0 | 0 | 0 | 0 | 0 | 0 | 0 | 0 | 0 | 0 | 0 | 0
F3_Commercial_Retail_New_Food Preparation_Natural Gas_Broiler_E8 | F3 | Commercial | Retail | New | Food Preparation | Natural Gas | Broiler | E8 | PACT BC Ratio | 0 | 0 | 0 | 0 | 0 | 0 | 0 | 0 | 0 | 0 | 0 | 0 | 0 | 0 | 0 | 0 | 0 | 0 | 0 | 0 | 0 | 0 | 0 | 0 | 0 | 0 | 0 | 0 | 0 | 0 | 0
F3_Commercial_Retail_New_Food Preparation_Natural Gas_Broiler_E9 | F3 | Commercial | Retail | New | Food Preparation | Natural Gas | Broiler | E9 | PACT BC Ratio | 0 | 0 | 0 | 0 | 0 | 0 | 0 | 0 | 0 | 0 | 0 | 0 | 0 | 0 | 0 | 0 | 0 | 0 | 0 | 0 | 0 | 0 | 0 | 0 | 0 | 0 | 0 | 0 | 0 | 0 | 0
F3_Commercial_Retail_New_Food Preparation_Natural Gas_Broiler_E10 | F3 | Commercial | Retail | New | Food Preparation | Natural Gas | Broiler | E10 | PACT BC Ratio | 0 | 0 | 0 | 0 | 0 | 0 | 0 | 0 | 0 | 0 | 0 | 0 | 0 | 0 | 0 | 0 | 0 | 0 | 0 | 0 | 0 | 0 | 0 | 0 | 0 | 0 | 0 | 0 | 0 | 0 | 0
F4_Commercial_Retail_New_Food Preparation_Natural Gas_Broiler_E1 | F4 | Commercial | Retail | New | Food Preparation | Natural Gas | Broiler | E1 | PCT BC Ratio | 0.9 | 0.9 | 0.9 | 0.9 | 0.9 | 0.9 | 0.9 | 0.9 | 0.9 | 0.9 | 0.9 | 0.9 | 0.9 | 0.9 | 0.9 | 0.9 | 0.9 | 0.9 | 0.9 | 0.9 | 0.9 | 0.9 | 0.9 | 0.9 | 0.9 | 0.9 | 0.9 | 0.9 | 0.9 | 0.9 | 0.9
F4_Commercial_Retail_New_Food Preparation_Natural Gas_Broiler_E2 | F4 | Commercial | Retail | New | Food Preparation | Natural Gas | Broiler | E2 | PCT BC Ratio | 2.9075 | 2.9421 | 2.9672 | 2.9544 | 2.9567 | 2.8251 | 2.7162 | 2.6554 | 2.6302 | 2.703 | 2.7987 | 2.8987 | 2.7164 | 2.8381 | 2.8455 | 2.8346 | 2.8366 | 2.8433 | 2.8017 | 2.8268 | 2.8437 | 2.8676 | 2.8982 | 1.7847 | 1.7629 | 1.7423 | 1.7229 | 1.7044 | 1.6867 | 1.6697 | 1.6532
F4_Commercial_Retail_New_Food Preparation_Natural Gas_Broiler_E3 | F4 | Commercial | Retail | New | Food Preparation | Natural Gas | Broiler | E3 | PCT BC Ratio | 0 | 0 | 0 | 0 | 0 | 0 | 0 | 0 | 0 | 0 | 0 | 0 | 0 | 0 | 0 | 0 | 0 | 0 | 0 | 0 | 0 | 0 | 0 | 0 | 0 | 0 | 0 | 0 | 0 | 0 | 0
F4_Commercial_Retail_New_Food Preparation_Natural Gas_Broiler_E4 | F4 | Commercial | Retail | New | Food Preparation | Natural Gas | Broiler | E4 | PCT BC Ratio | 0 | 0 | 0 | 0 | 0 | 0 | 0 | 0 | 0 | 0 | 0 | 0 | 0 | 0 | 0 | 0 | 0 | 0 | 0 | 0 | 0 | 0 | 0 | 0 | 0 | 0 | 0 | 0 | 0 | 0 | 0
F4_Commercial_Retail_New_Food Preparation_Natural Gas_Broiler_E5 | F4 | Commercial | Retail | New | Food Preparation | Natural Gas | Broiler | E5 | PCT BC Ratio | 0 | 0 | 0 | 0 | 0 | 0 | 0 | 0 | 0 | 0 | 0 | 0 | 0 | 0 | 0 | 0 | 0 | 0 | 0 | 0 | 0 | 0 | 0 | 0 | 0 | 0 | 0 | 0 | 0 | 0 | 0
F4_Commercial_Retail_New_Food Preparation_Natural Gas_Broiler_E6 | F4 | Commercial | Retail | New | Food Preparation | Natural Gas | Broiler | E6 | PCT BC Ratio | 0 | 0 | 0 | 0 | 0 | 0 | 0 | 0 | 0 | 0 | 0 | 0 | 0 | 0 | 0 | 0 | 0 | 0 | 0 | 0 | 0 | 0 | 0 | 0 | 0 | 0 | 0 | 0 | 0 | 0 | 0
F4_Commercial_Retail_New_Food Preparation_Natural Gas_Broiler_E7 | F4 | Commercial | Retail | New | Food Preparation | Natural Gas | Broiler | E7 | PCT BC Ratio | 0 | 0 | 0 | 0 | 0 | 0 | 0 | 0 | 0 | 0 | 0 | 0 | 0 | 0 | 0 | 0 | 0 | 0 | 0 | 0 | 0 | 0 | 0 | 0 | 0 | 0 | 0 | 0 | 0 | 0 | 0
F4_Commercial_Retail_New_Food Preparation_Natural Gas_Broiler_E8 | F4 | Commercial | Retail | New | Food Preparation | Natural Gas | Broiler | E8 | PCT BC Ratio | 0 | 0 | 0 | 0 | 0 | 0 | 0 | 0 | 0 | 0 | 0 | 0 | 0 | 0 | 0 | 0 | 0 | 0 | 0 | 0 | 0 | 0 | 0 | 0 | 0 | 0 | 0 | 0 | 0 | 0 | 0
F4_Commercial_Retail_New_Food Preparation_Natural Gas_Broiler_E9 | F4 | Commercial | Retail | New | Food Preparation | Natural Gas | Broiler | E9 | PCT BC Ratio | 0 | 0 | 0 | 0 | 0 | 0 | 0 | 0 | 0 | 0 | 0 | 0 | 0 | 0 | 0 | 0 | 0 | 0 | 0 | 0 | 0 | 0 | 0 | 0 | 0 | 0 | 0 | 0 | 0 | 0 | 0
F4_Commercial_Retail_New_Food Preparation_Natural Gas_Broiler_E10 | F4 | Commercial | Retail | New | Food Preparation | Natural Gas | Broiler | E10 | PCT BC Ratio | 0 | 0 | 0 | 0 | 0 | 0 | 0 | 0 | 0 | 0 | 0 | 0 | 0 | 0 | 0 | 0 | 0 | 0 | 0 | 0 | 0 | 0 | 0 | 0 | 0 | 0 | 0 | 0 | 0 | 0 | 0
F5_Commercial_Retail_New_Food Preparation_Natural Gas_Broiler_E1 | F5 | Commercial | Retail | New | Food Preparation | Natural Gas | Broiler | E1 | RIM BC Ratio | 0.9 | 0.9 | 0.9 | 0.9 | 0.9 | 0.9 | 0.9 | 0.9 | 0.9 | 0.9 | 0.9 | 0.9 | 0.9 | 0.9 | 0.9 | 0.9 | 0.9 | 0.9 | 0.9 | 0.9 | 0.9 | 0.9 | 0.9 | 0.9 | 0.9 | 0.9 | 0.9 | 0.9 | 0.9 | 0.9 | 0.9
F5_Commercial_Retail_New_Food Preparation_Natural Gas_Broiler_E2 | F5 | Commercial | Retail | New | Food Preparation | Natural Gas | Broiler | E2 | RIM BC Ratio | 0.51458 | 0.5176 | 0.51976 | 0.51866 | 0.51886 | 0.50717 | 0.49682 | 0.49075 | 0.48817 | 0.49553 | 0.50472 | 0.51381 | 0.49684 | 0.50836 | 0.50904 | 0.50804 | 0.50823 | 0.50884 | 0.505 | 0.50733 | 0.50888 | 0.51103 | 0.51377 | 0.37172 | 0.36766 | 0.36378 | 0.36005 | 0.35645 | 0.35295 | 0.34953 | 0.34617
F5_Commercial_Retail_New_Food Preparation_Natural Gas_Broiler_E3 | F5 | Commercial | Retail | New | Food Preparation | Natural Gas | Broiler | E3 | RIM BC Ratio | 0 | 0 | 0 | 0 | 0 | 0 | 0 | 0 | 0 | 0 | 0 | 0 | 0 | 0 | 0 | 0 | 0 | 0 | 0 | 0 | 0 | 0 | 0 | 0 | 0 | 0 | 0 | 0 | 0 | 0 | 0
F5_Commercial_Retail_New_Food Preparation_Natural Gas_Broiler_E4 | F5 | Commercial | Retail | New | Food Preparation | Natural Gas | Broiler | E4 | RIM BC Ratio | 0 | 0 | 0 | 0 | 0 | 0 | 0 | 0 | 0 | 0 | 0 | 0 | 0 | 0 | 0 | 0 | 0 | 0 | 0 | 0 | 0 | 0 | 0 | 0 | 0 | 0 | 0 | 0 | 0 | 0 | 0
F5_Commercial_Retail_New_Food Preparation_Natural Gas_Broiler_E5 | F5 | Commercial | Retail | New | Food Preparation | Natural Gas | Broiler | E5 | RIM BC Ratio | 0 | 0 | 0 | 0 | 0 | 0 | 0 | 0 | 0 | 0 | 0 | 0 | 0 | 0 | 0 | 0 | 0 | 0 | 0 | 0 | 0 | 0 | 0 | 0 | 0 | 0 | 0 | 0 | 0 | 0 | 0
F5_Commercial_Retail_New_Food Preparation_Natural Gas_Broiler_E6 | F5 | Commercial | Retail | New | Food Preparation | Natural Gas | Broiler | E6 | RIM BC Ratio | 0 | 0 | 0 | 0 | 0 | 0 | 0 | 0 | 0 | 0 | 0 | 0 | 0 | 0 | 0 | 0 | 0 | 0 | 0 | 0 | 0 | 0 | 0 | 0 | 0 | 0 | 0 | 0 | 0 | 0 | 0
F5_Commercial_Retail_New_Food Preparation_Natural Gas_Broiler_E7 | F5 | Commercial | Retail | New | Food Preparation | Natural Gas | Broiler | E7 | RIM BC Ratio | 0 | 0 | 0 | 0 | 0 | 0 | 0 | 0 | 0 | 0 | 0 | 0 | 0 | 0 | 0 | 0 | 0 | 0 | 0 | 0 | 0 | 0 | 0 | 0 | 0 | 0 | 0 | 0 | 0 | 0 | 0
F5_Commercial_Retail_New_Food Preparation_Natural Gas_Broiler_E8 | F5 | Commercial | Retail | New | Food Preparation | Natural Gas | Broiler | E8 | RIM BC Ratio | 0 | 0 | 0 | 0 | 0 | 0 | 0 | 0 | 0 | 0 | 0 | 0 | 0 | 0 | 0 | 0 | 0 | 0 | 0 | 0 | 0 | 0 | 0 | 0 | 0 | 0 | 0 | 0 | 0 | 0 | 0
F5_Commercial_Retail_New_Food Preparation_Natural Gas_Broiler_E9 | F5 | Commercial | Retail | New | Food Preparation | Natural Gas | Broiler | E9 | RIM BC Ratio | 0 | 0 | 0 | 0 | 0 | 0 | 0 | 0 | 0 | 0 | 0 | 0 | 0 | 0 | 0 | 0 | 0 | 0 | 0 | 0 | 0 | 0 | 0 | 0 | 0 | 0 | 0 | 0 | 0 | 0 | 0
F5_Commercial_Retail_New_Food Preparation_Natural Gas_Broiler_E10 | F5 | Commercial | Retail | New | Food Preparation | Natural Gas | Broiler | E10 | RIM BC Ratio | 0 | 0 | 0 | 0 | 0 | 0 | 0 | 0 | 0 | 0 | 0 | 0 | 0 | 0 | 0 | 0 | 0 | 0 | 0 | 0 | 0 | 0 | 0 | 0 | 0 | 0 | 0 | 0 | 0 | 0 | 0
F0_Commercial_Retail_New_Food Preparation_Natural Gas_Griddle_E0 | F0 | Commercial | Retail | New | Food Preparation | Natural Gas | Griddle | E0 | Economic Unit | ENERGY STAR | ENERGY STAR | ENERGY STAR | ENERGY STAR | ENERGY STAR | ENERGY STAR | ENERGY STAR | ENERGY STAR | ENERGY STAR | ENERGY STAR | ENERGY STAR | ENERGY STAR | ENERGY STAR | ENERGY STAR | ENERGY STAR | ENERGY STAR | ENERGY STAR | ENERGY STAR | ENERGY STAR | ENERGY STAR | ENERGY STAR | ENERGY STAR | ENERGY STAR | Standard | Standard | Standard | Standard | Standard | Standard | Standard | Standard
F1_Commercial_Retail_New_Food Preparation_Natural Gas_Griddle_E1 | F1 | Commercial | Retail | New | Food Preparation | Natural Gas | Griddle | E1 | CCE | 0 | 0 | 0 | 0 | 0 | 0 | 0 | 0 | 0 | 0 | 0 | 0 | 0 | 0 | 0 | 0 | 0 | 0 | 0 | 0 | 0 | 0 | 0 | 0 | 0 | 0 | 0 | 0 | 0 | 0 | 0
F1_Commercial_Retail_New_Food Preparation_Natural Gas_Griddle_E2 | F1 | Commercial | Retail | New | Food Preparation | Natural Gas | Griddle | E2 | CCE | 0.005722 | 0.0055009 | 0.0055271 | 0.0055849 | 0.0055849 | 0.0055849 | 0.0055849 | 0.0055849 | 0.0055849 | 0.0055849 | 0.0055849 | 0.0055849 | 0.0055849 | 0.0055849 | 0.0055849 | 0.0055849 | 0.0055849 | 0.0055849 | 0.0055849 | 0.0055849 | 0.0055849 | 0.0055849 | 0.0055849 | 0.0055849 | 0.0055849 | 0.0055849 | 0.0055849 | 0.0055849 | 0.0055849 | 0.0055849 | 0.0055849
F1_Commercial_Retail_New_Food Preparation_Natural Gas_Griddle_E3 | F1 | Commercial | Retail | New | Food Preparation | Natural Gas | Griddle | E3 | CCE | 0 | 0 | 0 | 0 | 0 | 0 | 0 | 0 | 0 | 0 | 0 | 0 | 0 | 0 | 0 | 0 | 0 | 0 | 0 | 0 | 0 | 0 | 0 | 0 | 0 | 0 | 0 | 0 | 0 | 0 | 0
F1_Commercial_Retail_New_Food Preparation_Natural Gas_Griddle_E4 | F1 | Commercial | Retail | New | Food Preparation | Natural Gas | Griddle | E4 | CCE | 0 | 0 | 0 | 0 | 0 | 0 | 0 | 0 | 0 | 0 | 0 | 0 | 0 | 0 | 0 | 0 | 0 | 0 | 0 | 0 | 0 | 0 | 0 | 0 | 0 | 0 | 0 | 0 | 0 | 0 | 0
F1_Commercial_Retail_New_Food Preparation_Natural Gas_Griddle_E5 | F1 | Commercial | Retail | New | Food Preparation | Natural Gas | Griddle | E5 | CCE | 0 | 0 | 0 | 0 | 0 | 0 | 0 | 0 | 0 | 0 | 0 | 0 | 0 | 0 | 0 | 0 | 0 | 0 | 0 | 0 | 0 | 0 | 0 | 0 | 0 | 0 | 0 | 0 | 0 | 0 | 0
F1_Commercial_Retail_New_Food Preparation_Natural Gas_Griddle_E6 | F1 | Commercial | Retail | New | Food Preparation | Natural Gas | Griddle | E6 | CCE | 0 | 0 | 0 | 0 | 0 | 0 | 0 | 0 | 0 | 0 | 0 | 0 | 0 | 0 | 0 | 0 | 0 | 0 | 0 | 0 | 0 | 0 | 0 | 0 | 0 | 0 | 0 | 0 | 0 | 0 | 0
F1_Commercial_Retail_New_Food Preparation_Natural Gas_Griddle_E7 | F1 | Commercial | Retail | New | Food Preparation | Natural Gas | Griddle | E7 | CCE | 0 | 0 | 0 | 0 | 0 | 0 | 0 | 0 | 0 | 0 | 0 | 0 | 0 | 0 | 0 | 0 | 0 | 0 | 0 | 0 | 0 | 0 | 0 | 0 | 0 | 0 | 0 | 0 | 0 | 0 | 0
F1_Commercial_Retail_New_Food Preparation_Natural Gas_Griddle_E8 | F1 | Commercial | Retail | New | Food Preparation | Natural Gas | Griddle | E8 | CCE | 0 | 0 | 0 | 0 | 0 | 0 | 0 | 0 | 0 | 0 | 0 | 0 | 0 | 0 | 0 | 0 | 0 | 0 | 0 | 0 | 0 | 0 | 0 | 0 | 0 | 0 | 0 | 0 | 0 | 0 | 0
F1_Commercial_Retail_New_Food Preparation_Natural Gas_Griddle_E9 | F1 | Commercial | Retail | New | Food Preparation | Natural Gas | Griddle | E9 | CCE | 0 | 0 | 0 | 0 | 0 | 0 | 0 | 0 | 0 | 0 | 0 | 0 | 0 | 0 | 0 | 0 | 0 | 0 | 0 | 0 | 0 | 0 | 0 | 0 | 0 | 0 | 0 | 0 | 0 | 0 | 0
F1_Commercial_Retail_New_Food Preparation_Natural Gas_Griddle_E10 | F1 | Commercial | Retail | New | Food Preparation | Natural Gas | Griddle | E10 | CCE | 0 | 0 | 0 | 0 | 0 | 0 | 0 | 0 | 0 | 0 | 0 | 0 | 0 | 0 | 0 | 0 | 0 | 0 | 0 | 0 | 0 | 0 | 0 | 0 | 0 | 0 | 0 | 0 | 0 | 0 | 0
F2_Commercial_Retail_New_Food Preparation_Natural Gas_Griddle_E1 | F2 | Commercial | Retail | New | Food Preparation | Natural Gas | Griddle | E1 | TRC BC Ratio | 0.9 | 0.9 | 0.9 | 0.9 | 0.9 | 0.9 | 0.9 | 0.9 | 0.9 | 0.9 | 0.9 | 0.9 | 0.9 | 0.9 | 0.9 | 0.9 | 0.9 | 0.9 | 0.9 | 0.9 | 0.9 | 0.9 | 0.9 | 0.9 | 0.9 | 0.9 | 0.9 | 0.9 | 0.9 | 0.9 | 0.9
F2_Commercial_Retail_New_Food Preparation_Natural Gas_Griddle_E2 | F2 | Commercial | Retail | New | Food Preparation | Natural Gas | Griddle | E2 | TRC BC Ratio | 1.796 | 1.8237 | 1.8438 | 1.8336 | 1.8354 | 1.73 | 1.6428 | 1.5942 | 1.574 | 1.6323 | 1.7089 | 1.789 | 1.643 | 1.7404 | 1.7464 | 1.7377 | 1.7393 | 1.7446 | 1.7113 | 1.7314 | 1.745 | 1.764 | 1.7886 | 0.89704 | 0.87953 | 0.86307 | 0.84752 | 0.83272 | 0.81854 | 0.80489 | 0.79167
F2_Commercial_Retail_New_Food Preparation_Natural Gas_Griddle_E3 | F2 | Commercial | Retail | New | Food Preparation | Natural Gas | Griddle | E3 | TRC BC Ratio | 0 | 0 | 0 | 0 | 0 | 0 | 0 | 0 | 0 | 0 | 0 | 0 | 0 | 0 | 0 | 0 | 0 | 0 | 0 | 0 | 0 | 0 | 0 | 0 | 0 | 0 | 0 | 0 | 0 | 0 | 0
F2_Commercial_Retail_New_Food Preparation_Natural Gas_Griddle_E4 | F2 | Commercial | Retail | New | Food Preparation | Natural Gas | Griddle | E4 | TRC BC Ratio | 0 | 0 | 0 | 0 | 0 | 0 | 0 | 0 | 0 | 0 | 0 | 0 | 0 | 0 | 0 | 0 | 0 | 0 | 0 | 0 | 0 | 0 | 0 | 0 | 0 | 0 | 0 | 0 | 0 | 0 | 0
F2_Commercial_Retail_New_Food Preparation_Natural Gas_Griddle_E5 | F2 | Commercial | Retail | New | Food Preparation | Natural Gas | Griddle | E5 | TRC BC Ratio | 0 | 0 | 0 | 0 | 0 | 0 | 0 | 0 | 0 | 0 | 0 | 0 | 0 | 0 | 0 | 0 | 0 | 0 | 0 | 0 | 0 | 0 | 0 | 0 | 0 | 0 | 0 | 0 | 0 | 0 | 0
F2_Commercial_Retail_New_Food Preparation_Natural Gas_Griddle_E6 | F2 | Commercial | Retail | New | Food Preparation | Natural Gas | Griddle | E6 | TRC BC Ratio | 0 | 0 | 0 | 0 | 0 | 0 | 0 | 0 | 0 | 0 | 0 | 0 | 0 | 0 | 0 | 0 | 0 | 0 | 0 | 0 | 0 | 0 | 0 | 0 | 0 | 0 | 0 | 0 | 0 | 0 | 0
F2_Commercial_Retail_New_Food Preparation_Natural Gas_Griddle_E7 | F2 | Commercial | Retail | New | Food Preparation | Natural Gas | Griddle | E7 | TRC BC Ratio | 0 | 0 | 0 | 0 | 0 | 0 | 0 | 0 | 0 | 0 | 0 | 0 | 0 | 0 | 0 | 0 | 0 | 0 | 0 | 0 | 0 | 0 | 0 | 0 | 0 | 0 | 0 | 0 | 0 | 0 | 0
F2_Commercial_Retail_New_Food Preparation_Natural Gas_Griddle_E8 | F2 | Commercial | Retail | New | Food Preparation | Natural Gas | Griddle | E8 | TRC BC Ratio | 0 | 0 | 0 | 0 | 0 | 0 | 0 | 0 | 0 | 0 | 0 | 0 | 0 | 0 | 0 | 0 | 0 | 0 | 0 | 0 | 0 | 0 | 0 | 0 | 0 | 0 | 0 | 0 | 0 | 0 | 0
F2_Commercial_Retail_New_Food Preparation_Natural Gas_Griddle_E9 | F2 | Commercial | Retail | New | Food Preparation | Natural Gas | Griddle | E9 | TRC BC Ratio | 0 | 0 | 0 | 0 | 0 | 0 | 0 | 0 | 0 | 0 | 0 | 0 | 0 | 0 | 0 | 0 | 0 | 0 | 0 | 0 | 0 | 0 | 0 | 0 | 0 | 0 | 0 | 0 | 0 | 0 | 0
F2_Commercial_Retail_New_Food Preparation_Natural Gas_Griddle_E10 | F2 | Commercial | Retail | New | Food Preparation | Natural Gas | Griddle | E10 | TRC BC Ratio | 0 | 0 | 0 | 0 | 0 | 0 | 0 | 0 | 0 | 0 | 0 | 0 | 0 | 0 | 0 | 0 | 0 | 0 | 0 | 0 | 0 | 0 | 0 | 0 | 0 | 0 | 0 | 0 | 0 | 0 | 0
F3_Commercial_Retail_New_Food Preparation_Natural Gas_Griddle_E1 | F3 | Commercial | Retail | New | Food Preparation | Natural Gas | Griddle | E1 | PACT BC Ratio | 0.9 | 0.9 | 0.9 | 0.9 | 0.9 | 0.9 | 0.9 | 0.9 | 0.9 | 0.9 | 0.9 | 0.9 | 0.9 | 0.9 | 0.9 | 0.9 | 0.9 | 0.9 | 0.9 | 0.9 | 0.9 | 0.9 | 0.9 | 0.9 | 0.9 | 0.9 | 0.9 | 0.9 | 0.9 | 0.9 | 0.9
F3_Commercial_Retail_New_Food Preparation_Natural Gas_Griddle_E2 | F3 | Commercial | Retail | New | Food Preparation | Natural Gas | Griddle | E2 | PACT BC Ratio | 1.796 | 1.8237 | 1.8438 | 1.8336 | 1.8354 | 1.73 | 1.6428 | 1.5942 | 1.574 | 1.6323 | 1.7089 | 1.789 | 1.643 | 1.7404 | 1.7464 | 1.7377 | 1.7393 | 1.7446 | 1.7113 | 1.7314 | 1.745 | 1.764 | 1.7886 | 0.89704 | 0.87953 | 0.86307 | 0.84752 | 0.83272 | 0.81854 | 0.80489 | 0.79167
F3_Commercial_Retail_New_Food Preparation_Natural Gas_Griddle_E3 | F3 | Commercial | Retail | New | Food Preparation | Natural Gas | Griddle | E3 | PACT BC Ratio | 0 | 0 | 0 | 0 | 0 | 0 | 0 | 0 | 0 | 0 | 0 | 0 | 0 | 0 | 0 | 0 | 0 | 0 | 0 | 0 | 0 | 0 | 0 | 0 | 0 | 0 | 0 | 0 | 0 | 0 | 0
F3_Commercial_Retail_New_Food Preparation_Natural Gas_Griddle_E4 | F3 | Commercial | Retail | New | Food Preparation | Natural Gas | Griddle | E4 | PACT BC Ratio | 0 | 0 | 0 | 0 | 0 | 0 | 0 | 0 | 0 | 0 | 0 | 0 | 0 | 0 | 0 | 0 | 0 | 0 | 0 | 0 | 0 | 0 | 0 | 0 | 0 | 0 | 0 | 0 | 0 | 0 | 0
F3_Commercial_Retail_New_Food Preparation_Natural Gas_Griddle_E5 | F3 | Commercial | Retail | New | Food Preparation | Natural Gas | Griddle | E5 | PACT BC Ratio | 0 | 0 | 0 | 0 | 0 | 0 | 0 | 0 | 0 | 0 | 0 | 0 | 0 | 0 | 0 | 0 | 0 | 0 | 0 | 0 | 0 | 0 | 0 | 0 | 0 | 0 | 0 | 0 | 0 | 0 | 0
F3_Commercial_Retail_New_Food Preparation_Natural Gas_Griddle_E6 | F3 | Commercial | Retail | New | Food Preparation | Natural Gas | Griddle | E6 | PACT BC Ratio | 0 | 0 | 0 | 0 | 0 | 0 | 0 | 0 | 0 | 0 | 0 | 0 | 0 | 0 | 0 | 0 | 0 | 0 | 0 | 0 | 0 | 0 | 0 | 0 | 0 | 0 | 0 | 0 | 0 | 0 | 0
F3_Commercial_Retail_New_Food Preparation_Natural Gas_Griddle_E7 | F3 | Commercial | Retail | New | Food Preparation | Natural Gas | Griddle | E7 | PACT BC Ratio | 0 | 0 | 0 | 0 | 0 | 0 | 0 | 0 | 0 | 0 | 0 | 0 | 0 | 0 | 0 | 0 | 0 | 0 | 0 | 0 | 0 | 0 | 0 | 0 | 0 | 0 | 0 | 0 | 0 | 0 | 0
F3_Commercial_Retail_New_Food Preparation_Natural Gas_Griddle_E8 | F3 | Commercial | Retail | New | Food Preparation | Natural Gas | Griddle | E8 | PACT BC Ratio | 0 | 0 | 0 | 0 | 0 | 0 | 0 | 0 | 0 | 0 | 0 | 0 | 0 | 0 | 0 | 0 | 0 | 0 | 0 | 0 | 0 | 0 | 0 | 0 | 0 | 0 | 0 | 0 | 0 | 0 | 0
F3_Commercial_Retail_New_Food Preparation_Natural Gas_Griddle_E9 | F3 | Commercial | Retail | New | Food Preparation | Natural Gas | Griddle | E9 | PACT BC Ratio | 0 | 0 | 0 | 0 | 0 | 0 | 0 | 0 | 0 | 0 | 0 | 0 | 0 | 0 | 0 | 0 | 0 | 0 | 0 | 0 | 0 | 0 | 0 | 0 | 0 | 0 | 0 | 0 | 0 | 0 | 0
F3_Commercial_Retail_New_Food Preparation_Natural Gas_Griddle_E10 | F3 | Commercial | Retail | New | Food Preparation | Natural Gas | Griddle | E10 | PACT BC Ratio | 0 | 0 | 0 | 0 | 0 | 0 | 0 | 0 | 0 | 0 | 0 | 0 | 0 | 0 | 0 | 0 | 0 | 0 | 0 | 0 | 0 | 0 | 0 | 0 | 0 | 0 | 0 | 0 | 0 | 0 | 0
F4_Commercial_Retail_New_Food Preparation_Natural Gas_Griddle_E1 | F4 | Commercial | Retail | New | Food Preparation | Natural Gas | Griddle | E1 | PCT BC Ratio | 0.9 | 0.9 | 0.9 | 0.9 | 0.9 | 0.9 | 0.9 | 0.9 | 0.9 | 0.9 | 0.9 | 0.9 | 0.9 | 0.9 | 0.9 | 0.9 | 0.9 | 0.9 | 0.9 | 0.9 | 0.9 | 0.9 | 0.9 | 0.9 | 0.9 | 0.9 | 0.9 | 0.9 | 0.9 | 0.9 | 0.9
F4_Commercial_Retail_New_Food Preparation_Natural Gas_Griddle_E2 | F4 | Commercial | Retail | New | Food Preparation | Natural Gas | Griddle | E2 | PCT BC Ratio | 5.5186 | 5.5883 | 5.639 | 5.6131 | 5.6178 | 5.3526 | 5.1333 | 5.0108 | 4.96 | 5.1068 | 5.2995 | 5.501 | 5.1337 | 5.3789 | 5.3938 | 5.3719 | 5.3759 | 5.3893 | 5.3055 | 5.3561 | 5.3902 | 5.4382 | 5.5 | 3.2569 | 3.2128 | 3.1714 | 3.1323 | 3.0951 | 3.0594 | 3.0251 | 2.9918
F4_Commercial_Retail_New_Food Preparation_Natural Gas_Griddle_E3 | F4 | Commercial | Retail | New | Food Preparation | Natural Gas | Griddle | E3 | PCT BC Ratio | 0 | 0 | 0 | 0 | 0 | 0 | 0 | 0 | 0 | 0 | 0 | 0 | 0 | 0 | 0 | 0 | 0 | 0 | 0 | 0 | 0 | 0 | 0 | 0 | 0 | 0 | 0 | 0 | 0 | 0 | 0
F4_Commercial_Retail_New_Food Preparation_Natural Gas_Griddle_E4 | F4 | Commercial | Retail | New | Food Preparation | Natural Gas | Griddle | E4 | PCT BC Ratio | 0 | 0 | 0 | 0 | 0 | 0 | 0 | 0 | 0 | 0 | 0 | 0 | 0 | 0 | 0 | 0 | 0 | 0 | 0 | 0 | 0 | 0 | 0 | 0 | 0 | 0 | 0 | 0 | 0 | 0 | 0
F4_Commercial_Retail_New_Food Preparation_Natural Gas_Griddle_E5 | F4 | Commercial | Retail | New | Food Preparation | Natural Gas | Griddle | E5 | PCT BC Ratio | 0 | 0 | 0 | 0 | 0 | 0 | 0 | 0 | 0 | 0 | 0 | 0 | 0 | 0 | 0 | 0 | 0 | 0 | 0 | 0 | 0 | 0 | 0 | 0 | 0 | 0 | 0 | 0 | 0 | 0 | 0
F4_Commercial_Retail_New_Food Preparation_Natural Gas_Griddle_E6 | F4 | Commercial | Retail | New | Food Preparation | Natural Gas | Griddle | E6 | PCT BC Ratio | 0 | 0 | 0 | 0 | 0 | 0 | 0 | 0 | 0 | 0 | 0 | 0 | 0 | 0 | 0 | 0 | 0 | 0 | 0 | 0 | 0 | 0 | 0 | 0 | 0 | 0 | 0 | 0 | 0 | 0 | 0
F4_Commercial_Retail_New_Food Preparation_Natural Gas_Griddle_E7 | F4 | Commercial | Retail | New | Food Preparation | Natural Gas | Griddle | E7 | PCT BC Ratio | 0 | 0 | 0 | 0 | 0 | 0 | 0 | 0 | 0 | 0 | 0 | 0 | 0 | 0 | 0 | 0 | 0 | 0 | 0 | 0 | 0 | 0 | 0 | 0 | 0 | 0 | 0 | 0 | 0 | 0 | 0
F4_Commercial_Retail_New_Food Preparation_Natural Gas_Griddle_E8 | F4 | Commercial | Retail | New | Food Preparation | Natural Gas | Griddle | E8 | PCT BC Ratio | 0 | 0 | 0 | 0 | 0 | 0 | 0 | 0 | 0 | 0 | 0 | 0 | 0 | 0 | 0 | 0 | 0 | 0 | 0 | 0 | 0 | 0 | 0 | 0 | 0 | 0 | 0 | 0 | 0 | 0 | 0
F4_Commercial_Retail_New_Food Preparation_Natural Gas_Griddle_E9 | F4 | Commercial | Retail | New | Food Preparation | Natural Gas | Griddle | E9 | PCT BC Ratio | 0 | 0 | 0 | 0 | 0 | 0 | 0 | 0 | 0 | 0 | 0 | 0 | 0 | 0 | 0 | 0 | 0 | 0 | 0 | 0 | 0 | 0 | 0 | 0 | 0 | 0 | 0 | 0 | 0 | 0 | 0
F4_Commercial_Retail_New_Food Preparation_Natural Gas_Griddle_E10 | F4 | Commercial | Retail | New | Food Preparation | Natural Gas | Griddle | E10 | PCT BC Ratio | 0 | 0 | 0 | 0 | 0 | 0 | 0 | 0 | 0 | 0 | 0 | 0 | 0 | 0 | 0 | 0 | 0 | 0 | 0 | 0 | 0 | 0 | 0 | 0 | 0 | 0 | 0 | 0 | 0 | 0 | 0
F5_Commercial_Retail_New_Food Preparation_Natural Gas_Griddle_E1 | F5 | Commercial | Retail | New | Food Preparation | Natural Gas | Griddle | E1 | RIM BC Ratio | 0.9 | 0.9 | 0.9 | 0.9 | 0.9 | 0.9 | 0.9 | 0.9 | 0.9 | 0.9 | 0.9 | 0.9 | 0.9 | 0.9 | 0.9 | 0.9 | 0.9 | 0.9 | 0.9 | 0.9 | 0.9 | 0.9 | 0.9 | 0.9 | 0.9 | 0.9 | 0.9 | 0.9 | 0.9 | 0.9 | 0.9
F5_Commercial_Retail_New_Food Preparation_Natural Gas_Griddle_E2 | F5 | Commercial | Retail | New | Food Preparation | Natural Gas | Griddle | E2 | RIM BC Ratio | 0.56985 | 0.57261 | 0.57458 | 0.57358 | 0.57376 | 0.56303 | 0.55347 | 0.54784 | 0.54543 | 0.55227 | 0.56078 | 0.56914 | 0.55349 | 0.56413 | 0.56476 | 0.56384 | 0.56401 | 0.56457 | 0.56103 | 0.56318 | 0.56461 | 0.56659 | 0.5691 | 0.43237 | 0.42826 | 0.42432 | 0.42052 | 0.41685 | 0.41327 | 0.40976 | 0.4063
F5_Commercial_Retail_New_Food Preparation_Natural Gas_Griddle_E3 | F5 | Commercial | Retail | New | Food Preparation | Natural Gas | Griddle | E3 | RIM BC Ratio | 0 | 0 | 0 | 0 | 0 | 0 | 0 | 0 | 0 | 0 | 0 | 0 | 0 | 0 | 0 | 0 | 0 | 0 | 0 | 0 | 0 | 0 | 0 | 0 | 0 | 0 | 0 | 0 | 0 | 0 | 0
F5_Commercial_Retail_New_Food Preparation_Natural Gas_Griddle_E4 | F5 | Commercial | Retail | New | Food Preparation | Natural Gas | Griddle | E4 | RIM BC Ratio | 0 | 0 | 0 | 0 | 0 | 0 | 0 | 0 | 0 | 0 | 0 | 0 | 0 | 0 | 0 | 0 | 0 | 0 | 0 | 0 | 0 | 0 | 0 | 0 | 0 | 0 | 0 | 0 | 0 | 0 | 0
F5_Commercial_Retail_New_Food Preparation_Natural Gas_Griddle_E5 | F5 | Commercial | Retail | New | Food Preparation | Natural Gas | Griddle | E5 | RIM BC Ratio | 0 | 0 | 0 | 0 | 0 | 0 | 0 | 0 | 0 | 0 | 0 | 0 | 0 | 0 | 0 | 0 | 0 | 0 | 0 | 0 | 0 | 0 | 0 | 0 | 0 | 0 | 0 | 0 | 0 | 0 | 0
F5_Commercial_Retail_New_Food Preparation_Natural Gas_Griddle_E6 | F5 | Commercial | Retail | New | Food Preparation | Natural Gas | Griddle | E6 | RIM BC Ratio | 0 | 0 | 0 | 0 | 0 | 0 | 0 | 0 | 0 | 0 | 0 | 0 | 0 | 0 | 0 | 0 | 0 | 0 | 0 | 0 | 0 | 0 | 0 | 0 | 0 | 0 | 0 | 0 | 0 | 0 | 0
F5_Commercial_Retail_New_Food Preparation_Natural Gas_Griddle_E7 | F5 | Commercial | Retail | New | Food Preparation | Natural Gas | Griddle | E7 | RIM BC Ratio | 0 | 0 | 0 | 0 | 0 | 0 | 0 | 0 | 0 | 0 | 0 | 0 | 0 | 0 | 0 | 0 | 0 | 0 | 0 | 0 | 0 | 0 | 0 | 0 | 0 | 0 | 0 | 0 | 0 | 0 | 0
F5_Commercial_Retail_New_Food Preparation_Natural Gas_Griddle_E8 | F5 | Commercial | Retail | New | Food Preparation | Natural Gas | Griddle | E8 | RIM BC Ratio | 0 | 0 | 0 | 0 | 0 | 0 | 0 | 0 | 0 | 0 | 0 | 0 | 0 | 0 | 0 | 0 | 0 | 0 | 0 | 0 | 0 | 0 | 0 | 0 | 0 | 0 | 0 | 0 | 0 | 0 | 0
F5_Commercial_Retail_New_Food Preparation_Natural Gas_Griddle_E9 | F5 | Commercial | Retail | New | Food Preparation | Natural Gas | Griddle | E9 | RIM BC Ratio | 0 | 0 | 0 | 0 | 0 | 0 | 0 | 0 | 0 | 0 | 0 | 0 | 0 | 0 | 0 | 0 | 0 | 0 | 0 | 0 | 0 | 0 | 0 | 0 | 0 | 0 | 0 | 0 | 0 | 0 | 0
F5_Commercial_Retail_New_Food Preparation_Natural Gas_Griddle_E10 | F5 | Commercial | Retail | New | Food Preparation | Natural Gas | Griddle | E10 | RIM BC Ratio | 0 | 0 | 0 | 0 | 0 | 0 | 0 | 0 | 0 | 0 | 0 | 0 | 0 | 0 | 0 | 0 | 0 | 0 | 0 | 0 | 0 | 0 | 0 | 0 | 0 | 0 | 0 | 0 | 0 | 0 | 0
F0_Commercial_Retail_New_Food Preparation_Natural Gas_Range_E0 | F0 | Commercial | Retail | New | Food Preparation | Natural Gas | Range | E0 | Economic Unit | High Efficiency | High Efficiency | High Efficiency | High Efficiency | High Efficiency | High Efficiency | High Efficiency | High Efficiency | High Efficiency | High Efficiency | High Efficiency | High Efficiency | High Efficiency | High Efficiency | High Efficiency | High Efficiency | High Efficiency | High Efficiency | High Efficiency | High Efficiency | High Efficiency | High Efficiency | High Efficiency | High Efficiency | High Efficiency | High Efficiency | High Efficiency | High Efficiency | High Efficiency | High Efficiency | High Efficiency
F1_Commercial_Retail_New_Food Preparation_Natural Gas_Range_E1 | F1 | Commercial | Retail | New | Food Preparation | Natural Gas | Range | E1 | CCE | 0 | 0 | 0 | 0 | 0 | 0 | 0 | 0 | 0 | 0 | 0 | 0 | 0 | 0 | 0 | 0 | 0 | 0 | 0 | 0 | 0 | 0 | 0 | 0 | 0 | 0 | 0 | 0 | 0 | 0 | 0
F1_Commercial_Retail_New_Food Preparation_Natural Gas_Range_E2 | F1 | Commercial | Retail | New | Food Preparation | Natural Gas | Range | E2 | CCE | 9.6499e-06 | 9.277e-06 | 9.3212e-06 | 9.4186e-06 | 9.4186e-06 | 9.4186e-06 | 9.4186e-06 | 9.4186e-06 | 9.4186e-06 | 9.4186e-06 | 9.4186e-06 | 9.4186e-06 | 9.4186e-06 | 9.4186e-06 | 9.4186e-06 | 9.4186e-06 | 9.4186e-06 | 9.4186e-06 | 9.4186e-06 | 9.4186e-06 | 9.4186e-06 | 9.4186e-06 | 9.4186e-06 | 9.4186e-06 | 9.4186e-06 | 9.4186e-06 | 9.4186e-06 | 9.4186e-06 | 9.4186e-06 | 9.4186e-06 | 9.4186e-06
F1_Commercial_Retail_New_Food Preparation_Natural Gas_Range_E3 | F1 | Commercial | Retail | New | Food Preparation | Natural Gas | Range | E3 | CCE | 0 | 0 | 0 | 0 | 0 | 0 | 0 | 0 | 0 | 0 | 0 | 0 | 0 | 0 | 0 | 0 | 0 | 0 | 0 | 0 | 0 | 0 | 0 | 0 | 0 | 0 | 0 | 0 | 0 | 0 | 0
F1_Commercial_Retail_New_Food Preparation_Natural Gas_Range_E4 | F1 | Commercial | Retail | New | Food Preparation | Natural Gas | Range | E4 | CCE | 0 | 0 | 0 | 0 | 0 | 0 | 0 | 0 | 0 | 0 | 0 | 0 | 0 | 0 | 0 | 0 | 0 | 0 | 0 | 0 | 0 | 0 | 0 | 0 | 0 | 0 | 0 | 0 | 0 | 0 | 0
F1_Commercial_Retail_New_Food Preparation_Natural Gas_Range_E5 | F1 | Commercial | Retail | New | Food Preparation | Natural Gas | Range | E5 | CCE | 0 | 0 | 0 | 0 | 0 | 0 | 0 | 0 | 0 | 0 | 0 | 0 | 0 | 0 | 0 | 0 | 0 | 0 | 0 | 0 | 0 | 0 | 0 | 0 | 0 | 0 | 0 | 0 | 0 | 0 | 0
F1_Commercial_Retail_New_Food Preparation_Natural Gas_Range_E6 | F1 | Commercial | Retail | New | Food Preparation | Natural Gas | Range | E6 | CCE | 0 | 0 | 0 | 0 | 0 | 0 | 0 | 0 | 0 | 0 | 0 | 0 | 0 | 0 | 0 | 0 | 0 | 0 | 0 | 0 | 0 | 0 | 0 | 0 | 0 | 0 | 0 | 0 | 0 | 0 | 0
F1_Commercial_Retail_New_Food Preparation_Natural Gas_Range_E7 | F1 | Commercial | Retail | New | Food Preparation | Natural Gas | Range | E7 | CCE | 0 | 0 | 0 | 0 | 0 | 0 | 0 | 0 | 0 | 0 | 0 | 0 | 0 | 0 | 0 | 0 | 0 | 0 | 0 | 0 | 0 | 0 | 0 | 0 | 0 | 0 | 0 | 0 | 0 | 0 | 0
F1_Commercial_Retail_New_Food Preparation_Natural Gas_Range_E8 | F1 | Commercial | Retail | New | Food Preparation | Natural Gas | Range | E8 | CCE | 0 | 0 | 0 | 0 | 0 | 0 | 0 | 0 | 0 | 0 | 0 | 0 | 0 | 0 | 0 | 0 | 0 | 0 | 0 | 0 | 0 | 0 | 0 | 0 | 0 | 0 | 0 | 0 | 0 | 0 | 0
F1_Commercial_Retail_New_Food Preparation_Natural Gas_Range_E9 | F1 | Commercial | Retail | New | Food Preparation | Natural Gas | Range | E9 | CCE | 0 | 0 | 0 | 0 | 0 | 0 | 0 | 0 | 0 | 0 | 0 | 0 | 0 | 0 | 0 | 0 | 0 | 0 | 0 | 0 | 0 | 0 | 0 | 0 | 0 | 0 | 0 | 0 | 0 | 0 | 0
F1_Commercial_Retail_New_Food Preparation_Natural Gas_Range_E10 | F1 | Commercial | Retail | New | Food Preparation | Natural Gas | Range | E10 | CCE | 0 | 0 | 0 | 0 | 0 | 0 | 0 | 0 | 0 | 0 | 0 | 0 | 0 | 0 | 0 | 0 | 0 | 0 | 0 | 0 | 0 | 0 | 0 | 0 | 0 | 0 | 0 | 0 | 0 | 0 | 0
F2_Commercial_Retail_New_Food Preparation_Natural Gas_Range_E1 | F2 | Commercial | Retail | New | Food Preparation | Natural Gas | Range | E1 | TRC BC Ratio | 0.9 | 0.9 | 0.9 | 0.9 | 0.9 | 0.9 | 0.9 | 0.9 | 0.9 | 0.9 | 0.9 | 0.9 | 0.9 | 0.9 | 0.9 | 0.9 | 0.9 | 0.9 | 0.9 | 0.9 | 0.9 | 0.9 | 0.9 | 0.9 | 0.9 | 0.9 | 0.9 | 0.9 | 0.9 | 0.9 | 0.9
F2_Commercial_Retail_New_Food Preparation_Natural Gas_Range_E2 | F2 | Commercial | Retail | New | Food Preparation | Natural Gas | Range | E2 | TRC BC Ratio | 1057.5122 | 1078.4736 | 1093.4653 | 1109.7176 | 1133.061 | 1061.5651 | 1005.6887 | 976.305 | 965.7499 | 949.553 | 938.6219 | 988.3561 | 884.5366 | 945.4449 | 1023.6163 | 1099.6016 | 1102.4375 | 1107.7013 | 1086.5344 | 1101.6349 | 1112.2016 | 1126.4659 | 1144.3937 | 539.0652 | 528.311 | 518.2462 | 508.7709 | 499.7846 | 491.2032 | 482.9519 | 474.9797
F2_Commercial_Retail_New_Food Preparation_Natural Gas_Range_E3 | F2 | Commercial | Retail | New | Food Preparation | Natural Gas | Range | E3 | TRC BC Ratio | 0 | 0 | 0 | 0 | 0 | 0 | 0 | 0 | 0 | 0 | 0 | 0 | 0 | 0 | 0 | 0 | 0 | 0 | 0 | 0 | 0 | 0 | 0 | 0 | 0 | 0 | 0 | 0 | 0 | 0 | 0
F2_Commercial_Retail_New_Food Preparation_Natural Gas_Range_E4 | F2 | Commercial | Retail | New | Food Preparation | Natural Gas | Range | E4 | TRC BC Ratio | 0 | 0 | 0 | 0 | 0 | 0 | 0 | 0 | 0 | 0 | 0 | 0 | 0 | 0 | 0 | 0 | 0 | 0 | 0 | 0 | 0 | 0 | 0 | 0 | 0 | 0 | 0 | 0 | 0 | 0 | 0
F2_Commercial_Retail_New_Food Preparation_Natural Gas_Range_E5 | F2 | Commercial | Retail | New | Food Preparation | Natural Gas | Range | E5 | TRC BC Ratio | 0 | 0 | 0 | 0 | 0 | 0 | 0 | 0 | 0 | 0 | 0 | 0 | 0 | 0 | 0 | 0 | 0 | 0 | 0 | 0 | 0 | 0 | 0 | 0 | 0 | 0 | 0 | 0 | 0 | 0 | 0
F2_Commercial_Retail_New_Food Preparation_Natural Gas_Range_E6 | F2 | Commercial | Retail | New | Food Preparation | Natural Gas | Range | E6 | TRC BC Ratio | 0 | 0 | 0 | 0 | 0 | 0 | 0 | 0 | 0 | 0 | 0 | 0 | 0 | 0 | 0 | 0 | 0 | 0 | 0 | 0 | 0 | 0 | 0 | 0 | 0 | 0 | 0 | 0 | 0 | 0 | 0
F2_Commercial_Retail_New_Food Preparation_Natural Gas_Range_E7 | F2 | Commercial | Retail | New | Food Preparation | Natural Gas | Range | E7 | TRC BC Ratio | 0 | 0 | 0 | 0 | 0 | 0 | 0 | 0 | 0 | 0 | 0 | 0 | 0 | 0 | 0 | 0 | 0 | 0 | 0 | 0 | 0 | 0 | 0 | 0 | 0 | 0 | 0 | 0 | 0 | 0 | 0
F2_Commercial_Retail_New_Food Preparation_Natural Gas_Range_E8 | F2 | Commercial | Retail | New | Food Preparation | Natural Gas | Range | E8 | TRC BC Ratio | 0 | 0 | 0 | 0 | 0 | 0 | 0 | 0 | 0 | 0 | 0 | 0 | 0 | 0 | 0 | 0 | 0 | 0 | 0 | 0 | 0 | 0 | 0 | 0 | 0 | 0 | 0 | 0 | 0 | 0 | 0
F2_Commercial_Retail_New_Food Preparation_Natural Gas_Range_E9 | F2 | Commercial | Retail | New | Food Preparation | Natural Gas | Range | E9 | TRC BC Ratio | 0 | 0 | 0 | 0 | 0 | 0 | 0 | 0 | 0 | 0 | 0 | 0 | 0 | 0 | 0 | 0 | 0 | 0 | 0 | 0 | 0 | 0 | 0 | 0 | 0 | 0 | 0 | 0 | 0 | 0 | 0
F2_Commercial_Retail_New_Food Preparation_Natural Gas_Range_E10 | F2 | Commercial | Retail | New | Food Preparation | Natural Gas | Range | E10 | TRC BC Ratio | 0 | 0 | 0 | 0 | 0 | 0 | 0 | 0 | 0 | 0 | 0 | 0 | 0 | 0 | 0 | 0 | 0 | 0 | 0 | 0 | 0 | 0 | 0 | 0 | 0 | 0 | 0 | 0 | 0 | 0 | 0
F3_Commercial_Retail_New_Food Preparation_Natural Gas_Range_E1 | F3 | Commercial | Retail | New | Food Preparation | Natural Gas | Range | E1 | PACT BC Ratio | 0.9 | 0.9 | 0.9 | 0.9 | 0.9 | 0.9 | 0.9 | 0.9 | 0.9 | 0.9 | 0.9 | 0.9 | 0.9 | 0.9 | 0.9 | 0.9 | 0.9 | 0.9 | 0.9 | 0.9 | 0.9 | 0.9 | 0.9 | 0.9 | 0.9 | 0.9 | 0.9 | 0.9 | 0.9 | 0.9 | 0.9
F3_Commercial_Retail_New_Food Preparation_Natural Gas_Range_E2 | F3 | Commercial | Retail | New | Food Preparation | Natural Gas | Range | E2 | PACT BC Ratio | 1057.5122 | 1078.4736 | 1093.4653 | 1109.7176 | 1133.061 | 1061.5651 | 1005.6887 | 976.305 | 965.7499 | 949.553 | 938.6219 | 988.3561 | 884.5366 | 945.4449 | 1023.6163 | 1099.6016 | 1102.4375 | 1107.7013 | 1086.5344 | 1101.6349 | 1112.2016 | 1126.4659 | 1144.3937 | 539.0652 | 528.311 | 518.2462 | 508.7709 | 499.7846 | 491.2032 | 482.9519 | 474.9797
F3_Commercial_Retail_New_Food Preparation_Natural Gas_Range_E3 | F3 | Commercial | Retail | New | Food Preparation | Natural Gas | Range | E3 | PACT BC Ratio | 0 | 0 | 0 | 0 | 0 | 0 | 0 | 0 | 0 | 0 | 0 | 0 | 0 | 0 | 0 | 0 | 0 | 0 | 0 | 0 | 0 | 0 | 0 | 0 | 0 | 0 | 0 | 0 | 0 | 0 | 0
F3_Commercial_Retail_New_Food Preparation_Natural Gas_Range_E4 | F3 | Commercial | Retail | New | Food Preparation | Natural Gas | Range | E4 | PACT BC Ratio | 0 | 0 | 0 | 0 | 0 | 0 | 0 | 0 | 0 | 0 | 0 | 0 | 0 | 0 | 0 | 0 | 0 | 0 | 0 | 0 | 0 | 0 | 0 | 0 | 0 | 0 | 0 | 0 | 0 | 0 | 0
F3_Commercial_Retail_New_Food Preparation_Natural Gas_Range_E5 | F3 | Commercial | Retail | New | Food Preparation | Natural Gas | Range | E5 | PACT BC Ratio | 0 | 0 | 0 | 0 | 0 | 0 | 0 | 0 | 0 | 0 | 0 | 0 | 0 | 0 | 0 | 0 | 0 | 0 | 0 | 0 | 0 | 0 | 0 | 0 | 0 | 0 | 0 | 0 | 0 | 0 | 0
F3_Commercial_Retail_New_Food Preparation_Natural Gas_Range_E6 | F3 | Commercial | Retail | New | Food Preparation | Natural Gas | Range | E6 | PACT BC Ratio | 0 | 0 | 0 | 0 | 0 | 0 | 0 | 0 | 0 | 0 | 0 | 0 | 0 | 0 | 0 | 0 | 0 | 0 | 0 | 0 | 0 | 0 | 0 | 0 | 0 | 0 | 0 | 0 | 0 | 0 | 0
F3_Commercial_Retail_New_Food Preparation_Natural Gas_Range_E7 | F3 | Commercial | Retail | New | Food Preparation | Natural Gas | Range | E7 | PACT BC Ratio | 0 | 0 | 0 | 0 | 0 | 0 | 0 | 0 | 0 | 0 | 0 | 0 | 0 | 0 | 0 | 0 | 0 | 0 | 0 | 0 | 0 | 0 | 0 | 0 | 0 | 0 | 0 | 0 | 0 | 0 | 0
F3_Commercial_Retail_New_Food Preparation_Natural Gas_Range_E8 | F3 | Commercial | Retail | New | Food Preparation | Natural Gas | Range | E8 | PACT BC Ratio | 0 | 0 | 0 | 0 | 0 | 0 | 0 | 0 | 0 | 0 | 0 | 0 | 0 | 0 | 0 | 0 | 0 | 0 | 0 | 0 | 0 | 0 | 0 | 0 | 0 | 0 | 0 | 0 | 0 | 0 | 0
F3_Commercial_Retail_New_Food Preparation_Natural Gas_Range_E9 | F3 | Commercial | Retail | New | Food Preparation | Natural Gas | Range | E9 | PACT BC Ratio | 0 | 0 | 0 | 0 | 0 | 0 | 0 | 0 | 0 | 0 | 0 | 0 | 0 | 0 | 0 | 0 | 0 | 0 | 0 | 0 | 0 | 0 | 0 | 0 | 0 | 0 | 0 | 0 | 0 | 0 | 0
F3_Commercial_Retail_New_Food Preparation_Natural Gas_Range_E10 | F3 | Commercial | Retail | New | Food Preparation | Natural Gas | Range | E10 | PACT BC Ratio | 0 | 0 | 0 | 0 | 0 | 0 | 0 | 0 | 0 | 0 | 0 | 0 | 0 | 0 | 0 | 0 | 0 | 0 | 0 | 0 | 0 | 0 | 0 | 0 | 0 | 0 | 0 | 0 | 0 | 0 | 0
F4_Commercial_Retail_New_Food Preparation_Natural Gas_Range_E1 | F4 | Commercial | Retail | New | Food Preparation | Natural Gas | Range | E1 | PCT BC Ratio | 0.9 | 0.9 | 0.9 | 0.9 | 0.9 | 0.9 | 0.9 | 0.9 | 0.9 | 0.9 | 0.9 | 0.9 | 0.9 | 0.9 | 0.9 | 0.9 | 0.9 | 0.9 | 0.9 | 0.9 | 0.9 | 0.9 | 0.9 | 0.9 | 0.9 | 0.9 | 0.9 | 0.9 | 0.9 | 0.9 | 0.9
F4_Commercial_Retail_New_Food Preparation_Natural Gas_Range_E2 | F4 | Commercial | Retail | New | Food Preparation | Natural Gas | Range | E2 | PCT BC Ratio | 2661.6339 | 2714.3714 | 2752.0895 | 2792.9794 | 2851.7097 | 2671.8307 | 2531.2492 | 2457.3217 | 2430.7657 | 2390.0152 | 2362.5134 | 2487.6415 | 2226.4381 | 2379.6796 | 2576.3539 | 2767.528 | 2774.663 | 2787.9063 | 2734.6519 | 2772.6439 | 2799.2289 | 2835.117 | 2880.2223 | 1357.254 | 1330.197 | 1304.8747 | 1281.0353 | 1258.4265 | 1236.8363 | 1216.0765 | 1196.0188
F4_Commercial_Retail_New_Food Preparation_Natural Gas_Range_E3 | F4 | Commercial | Retail | New | Food Preparation | Natural Gas | Range | E3 | PCT BC Ratio | 0 | 0 | 0 | 0 | 0 | 0 | 0 | 0 | 0 | 0 | 0 | 0 | 0 | 0 | 0 | 0 | 0 | 0 | 0 | 0 | 0 | 0 | 0 | 0 | 0 | 0 | 0 | 0 | 0 | 0 | 0
F4_Commercial_Retail_New_Food Preparation_Natural Gas_Range_E4 | F4 | Commercial | Retail | New | Food Preparation | Natural Gas | Range | E4 | PCT BC Ratio | 0 | 0 | 0 | 0 | 0 | 0 | 0 | 0 | 0 | 0 | 0 | 0 | 0 | 0 | 0 | 0 | 0 | 0 | 0 | 0 | 0 | 0 | 0 | 0 | 0 | 0 | 0 | 0 | 0 | 0 | 0
F4_Commercial_Retail_New_Food Preparation_Natural Gas_Range_E5 | F4 | Commercial | Retail | New | Food Preparation | Natural Gas | Range | E5 | PCT BC Ratio | 0 | 0 | 0 | 0 | 0 | 0 | 0 | 0 | 0 | 0 | 0 | 0 | 0 | 0 | 0 | 0 | 0 | 0 | 0 | 0 | 0 | 0 | 0 | 0 | 0 | 0 | 0 | 0 | 0 | 0 | 0
F4_Commercial_Retail_New_Food Preparation_Natural Gas_Range_E6 | F4 | Commercial | Retail | New | Food Preparation | Natural Gas | Range | E6 | PCT BC Ratio | 0 | 0 | 0 | 0 | 0 | 0 | 0 | 0 | 0 | 0 | 0 | 0 | 0 | 0 | 0 | 0 | 0 | 0 | 0 | 0 | 0 | 0 | 0 | 0 | 0 | 0 | 0 | 0 | 0 | 0 | 0
F4_Commercial_Retail_New_Food Preparation_Natural Gas_Range_E7 | F4 | Commercial | Retail | New | Food Preparation | Natural Gas | Range | E7 | PCT BC Ratio | 0 | 0 | 0 | 0 | 0 | 0 | 0 | 0 | 0 | 0 | 0 | 0 | 0 | 0 | 0 | 0 | 0 | 0 | 0 | 0 | 0 | 0 | 0 | 0 | 0 | 0 | 0 | 0 | 0 | 0 | 0
F4_Commercial_Retail_New_Food Preparation_Natural Gas_Range_E8 | F4 | Commercial | Retail | New | Food Preparation | Natural Gas | Range | E8 | PCT BC Ratio | 0 | 0 | 0 | 0 | 0 | 0 | 0 | 0 | 0 | 0 | 0 | 0 | 0 | 0 | 0 | 0 | 0 | 0 | 0 | 0 | 0 | 0 | 0 | 0 | 0 | 0 | 0 | 0 | 0 | 0 | 0
F4_Commercial_Retail_New_Food Preparation_Natural Gas_Range_E9 | F4 | Commercial | Retail | New | Food Preparation | Natural Gas | Range | E9 | PCT BC Ratio | 0 | 0 | 0 | 0 | 0 | 0 | 0 | 0 | 0 | 0 | 0 | 0 | 0 | 0 | 0 | 0 | 0 | 0 | 0 | 0 | 0 | 0 | 0 | 0 | 0 | 0 | 0 | 0 | 0 | 0 | 0
F4_Commercial_Retail_New_Food Preparation_Natural Gas_Range_E10 | F4 | Commercial | Retail | New | Food Preparation | Natural Gas | Range | E10 | PCT BC Ratio | 0 | 0 | 0 | 0 | 0 | 0 | 0 | 0 | 0 | 0 | 0 | 0 | 0 | 0 | 0 | 0 | 0 | 0 | 0 | 0 | 0 | 0 | 0 | 0 | 0 | 0 | 0 | 0 | 0 | 0 | 0
F5_Commercial_Retail_New_Food Preparation_Natural Gas_Range_E1 | F5 | Commercial | Retail | New | Food Preparation | Natural Gas | Range | E1 | RIM BC Ratio | 0.9 | 0.9 | 0.9 | 0.9 | 0.9 | 0.9 | 0.9 | 0.9 | 0.9 | 0.9 | 0.9 | 0.9 | 0.9 | 0.9 | 0.9 | 0.9 | 0.9 | 0.9 | 0.9 | 0.9 | 0.9 | 0.9 | 0.9 | 0.9 | 0.9 | 0.9 | 0.9 | 0.9 | 0.9 | 0.9 | 0.9
F5_Commercial_Retail_New_Food Preparation_Natural Gas_Range_E2 | F5 | Commercial | Retail | New | Food Preparation | Natural Gas | Range | E2 | RIM BC Ratio | 0.83402 | 0.83403 | 0.83404 | 0.83405 | 0.83406 | 0.83402 | 0.83399 | 0.83397 | 0.83396 | 0.83395 | 0.83394 | 0.83397 | 0.83389 | 0.83394 | 0.834 | 0.83405 | 0.83405 | 0.83405 | 0.83404 | 0.83405 | 0.83405 | 0.83406 | 0.83407 | 0.83339 | 0.83336 | 0.83334 | 0.83331 | 0.83329 | 0.83326 | 0.83324 | 0.83321
F5_Commercial_Retail_New_Food Preparation_Natural Gas_Range_E3 | F5 | Commercial | Retail | New | Food Preparation | Natural Gas | Range | E3 | RIM BC Ratio | 0 | 0 | 0 | 0 | 0 | 0 | 0 | 0 | 0 | 0 | 0 | 0 | 0 | 0 | 0 | 0 | 0 | 0 | 0 | 0 | 0 | 0 | 0 | 0 | 0 | 0 | 0 | 0 | 0 | 0 | 0
F5_Commercial_Retail_New_Food Preparation_Natural Gas_Range_E4 | F5 | Commercial | Retail | New | Food Preparation | Natural Gas | Range | E4 | RIM BC Ratio | 0 | 0 | 0 | 0 | 0 | 0 | 0 | 0 | 0 | 0 | 0 | 0 | 0 | 0 | 0 | 0 | 0 | 0 | 0 | 0 | 0 | 0 | 0 | 0 | 0 | 0 | 0 | 0 | 0 | 0 | 0
F5_Commercial_Retail_New_Food Preparation_Natural Gas_Range_E5 | F5 | Commercial | Retail | New | Food Preparation | Natural Gas | Range | E5 | RIM BC Ratio | 0 | 0 | 0 | 0 | 0 | 0 | 0 | 0 | 0 | 0 | 0 | 0 | 0 | 0 | 0 | 0 | 0 | 0 | 0 | 0 | 0 | 0 | 0 | 0 | 0 | 0 | 0 | 0 | 0 | 0 | 0
F5_Commercial_Retail_New_Food Preparation_Natural Gas_Range_E6 | F5 | Commercial | Retail | New | Food Preparation | Natural Gas | Range | E6 | RIM BC Ratio | 0 | 0 | 0 | 0 | 0 | 0 | 0 | 0 | 0 | 0 | 0 | 0 | 0 | 0 | 0 | 0 | 0 | 0 | 0 | 0 | 0 | 0 | 0 | 0 | 0 | 0 | 0 | 0 | 0 | 0 | 0
F5_Commercial_Retail_New_Food Preparation_Natural Gas_Range_E7 | F5 | Commercial | Retail | New | Food Preparation | Natural Gas | Range | E7 | RIM BC Ratio | 0 | 0 | 0 | 0 | 0 | 0 | 0 | 0 | 0 | 0 | 0 | 0 | 0 | 0 | 0 | 0 | 0 | 0 | 0 | 0 | 0 | 0 | 0 | 0 | 0 | 0 | 0 | 0 | 0 | 0 | 0
F5_Commercial_Retail_New_Food Preparation_Natural Gas_Range_E8 | F5 | Commercial | Retail | New | Food Preparation | Natural Gas | Range | E8 | RIM BC Ratio | 0 | 0 | 0 | 0 | 0 | 0 | 0 | 0 | 0 | 0 | 0 | 0 | 0 | 0 | 0 | 0 | 0 | 0 | 0 | 0 | 0 | 0 | 0 | 0 | 0 | 0 | 0 | 0 | 0 | 0 | 0
F5_Commercial_Retail_New_Food Preparation_Natural Gas_Range_E9 | F5 | Commercial | Retail | New | Food Preparation | Natural Gas | Range | E9 | RIM BC Ratio | 0 | 0 | 0 | 0 | 0 | 0 | 0 | 0 | 0 | 0 | 0 | 0 | 0 | 0 | 0 | 0 | 0 | 0 | 0 | 0 | 0 | 0 | 0 | 0 | 0 | 0 | 0 | 0 | 0 | 0 | 0
F5_Commercial_Retail_New_Food Preparation_Natural Gas_Range_E10 | F5 | Commercial | Retail | New | Food Preparation | Natural Gas | Range | E10 | RIM BC Ratio | 0 | 0 | 0 | 0 | 0 | 0 | 0 | 0 | 0 | 0 | 0 | 0 | 0 | 0 | 0 | 0 | 0 | 0 | 0 | 0 | 0 | 0 | 0 | 0 | 0 | 0 | 0 | 0 | 0 | 0 | 0
F0_Commercial_Retail_New_Food Preparation_Natural Gas_Steamer_E0 | F0 | Commercial | Retail | New | Food Preparation | Natural Gas | Steamer | E0 | Economic Unit | ENERGY STAR | ENERGY STAR | ENERGY STAR | ENERGY STAR | ENERGY STAR | ENERGY STAR | ENERGY STAR | ENERGY STAR | ENERGY STAR | ENERGY STAR | ENERGY STAR | ENERGY STAR | ENERGY STAR | ENERGY STAR | ENERGY STAR | ENERGY STAR | ENERGY STAR | ENERGY STAR | ENERGY STAR | ENERGY STAR | ENERGY STAR | ENERGY STAR | ENERGY STAR | ENERGY STAR | ENERGY STAR | ENERGY STAR | ENERGY STAR | ENERGY STAR | ENERGY STAR | ENERGY STAR | ENERGY STAR
F1_Commercial_Retail_New_Food Preparation_Natural Gas_Steamer_E1 | F1 | Commercial | Retail | New | Food Preparation | Natural Gas | Steamer | E1 | CCE | 0 | 0 | 0 | 0 | 0 | 0 | 0 | 0 | 0 | 0 | 0 | 0 | 0 | 0 | 0 | 0 | 0 | 0 | 0 | 0 | 0 | 0 | 0 | 0 | 0 | 0 | 0 | 0 | 0 | 0 | 0
F1_Commercial_Retail_New_Food Preparation_Natural Gas_Steamer_E2 | F1 | Commercial | Retail | New | Food Preparation | Natural Gas | Steamer | E2 | CCE | 0.0020223 | 0.0019441 | 0.0019534 | 0 | 0 | 0 | 0 | 0 | 0 | 0 | 0 | 0 | 0 | 0 | 0 | 0 | 0 | 0 | 0 | 0 | 0 | 0 | 0 | 0 | 0 | 0 | 0 | 0 | 0 | 0 | 0
F1_Commercial_Retail_New_Food Preparation_Natural Gas_Steamer_E3 | F1 | Commercial | Retail | New | Food Preparation | Natural Gas | Steamer | E3 | CCE | 0 | 0 | 0 | 0 | 0 | 0 | 0 | 0 | 0 | 0 | 0 | 0 | 0 | 0 | 0 | 0 | 0 | 0 | 0 | 0 | 0 | 0 | 0 | 0 | 0 | 0 | 0 | 0 | 0 | 0 | 0
F1_Commercial_Retail_New_Food Preparation_Natural Gas_Steamer_E4 | F1 | Commercial | Retail | New | Food Preparation | Natural Gas | Steamer | E4 | CCE | 0 | 0 | 0 | 0 | 0 | 0 | 0 | 0 | 0 | 0 | 0 | 0 | 0 | 0 | 0 | 0 | 0 | 0 | 0 | 0 | 0 | 0 | 0 | 0 | 0 | 0 | 0 | 0 | 0 | 0 | 0
F1_Commercial_Retail_New_Food Preparation_Natural Gas_Steamer_E5 | F1 | Commercial | Retail | New | Food Preparation | Natural Gas | Steamer | E5 | CCE | 0 | 0 | 0 | 0 | 0 | 0 | 0 | 0 | 0 | 0 | 0 | 0 | 0 | 0 | 0 | 0 | 0 | 0 | 0 | 0 | 0 | 0 | 0 | 0 | 0 | 0 | 0 | 0 | 0 | 0 | 0
F1_Commercial_Retail_New_Food Preparation_Natural Gas_Steamer_E6 | F1 | Commercial | Retail | New | Food Preparation | Natural Gas | Steamer | E6 | CCE | 0 | 0 | 0 | 0 | 0 | 0 | 0 | 0 | 0 | 0 | 0 | 0 | 0 | 0 | 0 | 0 | 0 | 0 | 0 | 0 | 0 | 0 | 0 | 0 | 0 | 0 | 0 | 0 | 0 | 0 | 0
F1_Commercial_Retail_New_Food Preparation_Natural Gas_Steamer_E7 | F1 | Commercial | Retail | New | Food Preparation | Natural Gas | Steamer | E7 | CCE | 0 | 0 | 0 | 0 | 0 | 0 | 0 | 0 | 0 | 0 | 0 | 0 | 0 | 0 | 0 | 0 | 0 | 0 | 0 | 0 | 0 | 0 | 0 | 0 | 0 | 0 | 0 | 0 | 0 | 0 | 0
F1_Commercial_Retail_New_Food Preparation_Natural Gas_Steamer_E8 | F1 | Commercial | Retail | New | Food Preparation | Natural Gas | Steamer | E8 | CCE | 0 | 0 | 0 | 0 | 0 | 0 | 0 | 0 | 0 | 0 | 0 | 0 | 0 | 0 | 0 | 0 | 0 | 0 | 0 | 0 | 0 | 0 | 0 | 0 | 0 | 0 | 0 | 0 | 0 | 0 | 0
F1_Commercial_Retail_New_Food Preparation_Natural Gas_Steamer_E9 | F1 | Commercial | Retail | New | Food Preparation | Natural Gas | Steamer | E9 | CCE | 0 | 0 | 0 | 0 | 0 | 0 | 0 | 0 | 0 | 0 | 0 | 0 | 0 | 0 | 0 | 0 | 0 | 0 | 0 | 0 | 0 | 0 | 0 | 0 | 0 | 0 | 0 | 0 | 0 | 0 | 0
F1_Commercial_Retail_New_Food Preparation_Natural Gas_Steamer_E10 | F1 | Commercial | Retail | New | Food Preparation | Natural Gas | Steamer | E10 | CCE | 0 | 0 | 0 | 0 | 0 | 0 | 0 | 0 | 0 | 0 | 0 | 0 | 0 | 0 | 0 | 0 | 0 | 0 | 0 | 0 | 0 | 0 | 0 | 0 | 0 | 0 | 0 | 0 | 0 | 0 | 0
F2_Commercial_Retail_New_Food Preparation_Natural Gas_Steamer_E1 | F2 | Commercial | Retail | New | Food Preparation | Natural Gas | Steamer | E1 | TRC BC Ratio | 0.9 | 0.9 | 0.9 | 0 | 0 | 0 | 0 | 0 | 0 | 0 | 0 | 0 | 0 | 0 | 0 | 0 | 0 | 0 | 0 | 0 | 0 | 0 | 0 | 0 | 0 | 0 | 0 | 0 | 0 | 0 | 0
F2_Commercial_Retail_New_Food Preparation_Natural Gas_Steamer_E2 | F2 | Commercial | Retail | New | Food Preparation | Natural Gas | Steamer | E2 | TRC BC Ratio | 5.0195 | 5.062 | 5.0865 | 0.9 | 0.9 | 0.9 | 0.9 | 0.9 | 0.9 | 0.9 | 0.9 | 0.9 | 0.9 | 0.9 | 0.9 | 0.9 | 0.9 | 0.9 | 0.9 | 0.9 | 0.9 | 0.9 | 0.9 | 0.9 | 0.9 | 0.9 | 0.9 | 0.9 | 0.9 | 0.9 | 0.9
F2_Commercial_Retail_New_Food Preparation_Natural Gas_Steamer_E3 | F2 | Commercial | Retail | New | Food Preparation | Natural Gas | Steamer | E3 | TRC BC Ratio | 0 | 0 | 0 | 0 | 0 | 0 | 0 | 0 | 0 | 0 | 0 | 0 | 0 | 0 | 0 | 0 | 0 | 0 | 0 | 0 | 0 | 0 | 0 | 0 | 0 | 0 | 0 | 0 | 0 | 0 | 0
F2_Commercial_Retail_New_Food Preparation_Natural Gas_Steamer_E4 | F2 | Commercial | Retail | New | Food Preparation | Natural Gas | Steamer | E4 | TRC BC Ratio | 0 | 0 | 0 | 0 | 0 | 0 | 0 | 0 | 0 | 0 | 0 | 0 | 0 | 0 | 0 | 0 | 0 | 0 | 0 | 0 | 0 | 0 | 0 | 0 | 0 | 0 | 0 | 0 | 0 | 0 | 0
F2_Commercial_Retail_New_Food Preparation_Natural Gas_Steamer_E5 | F2 | Commercial | Retail | New | Food Preparation | Natural Gas | Steamer | E5 | TRC BC Ratio | 0 | 0 | 0 | 0 | 0 | 0 | 0 | 0 | 0 | 0 | 0 | 0 | 0 | 0 | 0 | 0 | 0 | 0 | 0 | 0 | 0 | 0 | 0 | 0 | 0 | 0 | 0 | 0 | 0 | 0 | 0
F2_Commercial_Retail_New_Food Preparation_Natural Gas_Steamer_E6 | F2 | Commercial | Retail | New | Food Preparation | Natural Gas | Steamer | E6 | TRC BC Ratio | 0 | 0 | 0 | 0 | 0 | 0 | 0 | 0 | 0 | 0 | 0 | 0 | 0 | 0 | 0 | 0 | 0 | 0 | 0 | 0 | 0 | 0 | 0 | 0 | 0 | 0 | 0 | 0 | 0 | 0 | 0
F2_Commercial_Retail_New_Food Preparation_Natural Gas_Steamer_E7 | F2 | Commercial | Retail | New | Food Preparation | Natural Gas | Steamer | E7 | TRC BC Ratio | 0 | 0 | 0 | 0 | 0 | 0 | 0 | 0 | 0 | 0 | 0 | 0 | 0 | 0 | 0 | 0 | 0 | 0 | 0 | 0 | 0 | 0 | 0 | 0 | 0 | 0 | 0 | 0 | 0 | 0 | 0
F2_Commercial_Retail_New_Food Preparation_Natural Gas_Steamer_E8 | F2 | Commercial | Retail | New | Food Preparation | Natural Gas | Steamer | E8 | TRC BC Ratio | 0 | 0 | 0 | 0 | 0 | 0 | 0 | 0 | 0 | 0 | 0 | 0 | 0 | 0 | 0 | 0 | 0 | 0 | 0 | 0 | 0 | 0 | 0 | 0 | 0 | 0 | 0 | 0 | 0 | 0 | 0
F2_Commercial_Retail_New_Food Preparation_Natural Gas_Steamer_E9 | F2 | Commercial | Retail | New | Food Preparation | Natural Gas | Steamer | E9 | TRC BC Ratio | 0 | 0 | 0 | 0 | 0 | 0 | 0 | 0 | 0 | 0 | 0 | 0 | 0 | 0 | 0 | 0 | 0 | 0 | 0 | 0 | 0 | 0 | 0 | 0 | 0 | 0 | 0 | 0 | 0 | 0 | 0
F2_Commercial_Retail_New_Food Preparation_Natural Gas_Steamer_E10 | F2 | Commercial | Retail | New | Food Preparation | Natural Gas | Steamer | E10 | TRC BC Ratio | 0 | 0 | 0 | 0 | 0 | 0 | 0 | 0 | 0 | 0 | 0 | 0 | 0 | 0 | 0 | 0 | 0 | 0 | 0 | 0 | 0 | 0 | 0 | 0 | 0 | 0 | 0 | 0 | 0 | 0 | 0
F3_Commercial_Retail_New_Food Preparation_Natural Gas_Steamer_E1 | F3 | Commercial | Retail | New | Food Preparation | Natural Gas | Steamer | E1 | PACT BC Ratio | 0.9 | 0.9 | 0.9 | 0 | 0 | 0 | 0 | 0 | 0 | 0 | 0 | 0 | 0 | 0 | 0 | 0 | 0 | 0 | 0 | 0 | 0 | 0 | 0 | 0 | 0 | 0 | 0 | 0 | 0 | 0 | 0
F3_Commercial_Retail_New_Food Preparation_Natural Gas_Steamer_E2 | F3 | Commercial | Retail | New | Food Preparation | Natural Gas | Steamer | E2 | PACT BC Ratio | 5.4356 | 5.4817 | 5.5082 | 0.9 | 0.9 | 0.9 | 0.9 | 0.9 | 0.9 | 0.9 | 0.9 | 0.9 | 0.9 | 0.9 | 0.9 | 0.9 | 0.9 | 0.9 | 0.9 | 0.9 | 0.9 | 0.9 | 0.9 | 0.9 | 0.9 | 0.9 | 0.9 | 0.9 | 0.9 | 0.9 | 0.9
F3_Commercial_Retail_New_Food Preparation_Natural Gas_Steamer_E3 | F3 | Commercial | Retail | New | Food Preparation | Natural Gas | Steamer | E3 | PACT BC Ratio | 0 | 0 | 0 | 0 | 0 | 0 | 0 | 0 | 0 | 0 | 0 | 0 | 0 | 0 | 0 | 0 | 0 | 0 | 0 | 0 | 0 | 0 | 0 | 0 | 0 | 0 | 0 | 0 | 0 | 0 | 0
F3_Commercial_Retail_New_Food Preparation_Natural Gas_Steamer_E4 | F3 | Commercial | Retail | New | Food Preparation | Natural Gas | Steamer | E4 | PACT BC Ratio | 0 | 0 | 0 | 0 | 0 | 0 | 0 | 0 | 0 | 0 | 0 | 0 | 0 | 0 | 0 | 0 | 0 | 0 | 0 | 0 | 0 | 0 | 0 | 0 | 0 | 0 | 0 | 0 | 0 | 0 | 0
F3_Commercial_Retail_New_Food Preparation_Natural Gas_Steamer_E5 | F3 | Commercial | Retail | New | Food Preparation | Natural Gas | Steamer | E5 | PACT BC Ratio | 0 | 0 | 0 | 0 | 0 | 0 | 0 | 0 | 0 | 0 | 0 | 0 | 0 | 0 | 0 | 0 | 0 | 0 | 0 | 0 | 0 | 0 | 0 | 0 | 0 | 0 | 0 | 0 | 0 | 0 | 0
F3_Commercial_Retail_New_Food Preparation_Natural Gas_Steamer_E6 | F3 | Commercial | Retail | New | Food Preparation | Natural Gas | Steamer | E6 | PACT BC Ratio | 0 | 0 | 0 | 0 | 0 | 0 | 0 | 0 | 0 | 0 | 0 | 0 | 0 | 0 | 0 | 0 | 0 | 0 | 0 | 0 | 0 | 0 | 0 | 0 | 0 | 0 | 0 | 0 | 0 | 0 | 0
F3_Commercial_Retail_New_Food Preparation_Natural Gas_Steamer_E7 | F3 | Commercial | Retail | New | Food Preparation | Natural Gas | Steamer | E7 | PACT BC Ratio | 0 | 0 | 0 | 0 | 0 | 0 | 0 | 0 | 0 | 0 | 0 | 0 | 0 | 0 | 0 | 0 | 0 | 0 | 0 | 0 | 0 | 0 | 0 | 0 | 0 | 0 | 0 | 0 | 0 | 0 | 0
F3_Commercial_Retail_New_Food Preparation_Natural Gas_Steamer_E8 | F3 | Commercial | Retail | New | Food Preparation | Natural Gas | Steamer | E8 | PACT BC Ratio | 0 | 0 | 0 | 0 | 0 | 0 | 0 | 0 | 0 | 0 | 0 | 0 | 0 | 0 | 0 | 0 | 0 | 0 | 0 | 0 | 0 | 0 | 0 | 0 | 0 | 0 | 0 | 0 | 0 | 0 | 0
F3_Commercial_Retail_New_Food Preparation_Natural Gas_Steamer_E9 | F3 | Commercial | Retail | New | Food Preparation | Natural Gas | Steamer | E9 | PACT BC Ratio | 0 | 0 | 0 | 0 | 0 | 0 | 0 | 0 | 0 | 0 | 0 | 0 | 0 | 0 | 0 | 0 | 0 | 0 | 0 | 0 | 0 | 0 | 0 | 0 | 0 | 0 | 0 | 0 | 0 | 0 | 0
F3_Commercial_Retail_New_Food Preparation_Natural Gas_Steamer_E10 | F3 | Commercial | Retail | New | Food Preparation | Natural Gas | Steamer | E10 | PACT BC Ratio | 0 | 0 | 0 | 0 | 0 | 0 | 0 | 0 | 0 | 0 | 0 | 0 | 0 | 0 | 0 | 0 | 0 | 0 | 0 | 0 | 0 | 0 | 0 | 0 | 0 | 0 | 0 | 0 | 0 | 0 | 0
F4_Commercial_Retail_New_Food Preparation_Natural Gas_Steamer_E1 | F4 | Commercial | Retail | New | Food Preparation | Natural Gas | Steamer | E1 | PCT BC Ratio | 0.9 | 0.9 | 0.9 | 0 | 0 | 0 | 0 | 0 | 0 | 0 | 0 | 0 | 0 | 0 | 0 | 0 | 0 | 0 | 0 | 0 | 0 | 0 | 0 | 0 | 0 | 0 | 0 | 0 | 0 | 0 | 0
F4_Commercial_Retail_New_Food Preparation_Natural Gas_Steamer_E2 | F4 | Commercial | Retail | New | Food Preparation | Natural Gas | Steamer | E2 | PCT BC Ratio | 12.4994 | 12.5981 | 12.6548 | 0.9 | 0.9 | 0.9 | 0.9 | 0.9 | 0.9 | 0.9 | 0.9 | 0.9 | 0.9 | 0.9 | 0.9 | 0.9 | 0.9 | 0.9 | 0.9 | 0.9 | 0.9 | 0.9 | 0.9 | 0.9 | 0.9 | 0.9 | 0.9 | 0.9 | 0.9 | 0.9 | 0.9
F4_Commercial_Retail_New_Food Preparation_Natural Gas_Steamer_E3 | F4 | Commercial | Retail | New | Food Preparation | Natural Gas | Steamer | E3 | PCT BC Ratio | 0 | 0 | 0 | 0 | 0 | 0 | 0 | 0 | 0 | 0 | 0 | 0 | 0 | 0 | 0 | 0 | 0 | 0 | 0 | 0 | 0 | 0 | 0 | 0 | 0 | 0 | 0 | 0 | 0 | 0 | 0
F4_Commercial_Retail_New_Food Preparation_Natural Gas_Steamer_E4 | F4 | Commercial | Retail | New | Food Preparation | Natural Gas | Steamer | E4 | PCT BC Ratio | 0 | 0 | 0 | 0 | 0 | 0 | 0 | 0 | 0 | 0 | 0 | 0 | 0 | 0 | 0 | 0 | 0 | 0 | 0 | 0 | 0 | 0 | 0 | 0 | 0 | 0 | 0 | 0 | 0 | 0 | 0
F4_Commercial_Retail_New_Food Preparation_Natural Gas_Steamer_E5 | F4 | Commercial | Retail | New | Food Preparation | Natural Gas | Steamer | E5 | PCT BC Ratio | 0 | 0 | 0 | 0 | 0 | 0 | 0 | 0 | 0 | 0 | 0 | 0 | 0 | 0 | 0 | 0 | 0 | 0 | 0 | 0 | 0 | 0 | 0 | 0 | 0 | 0 | 0 | 0 | 0 | 0 | 0
F4_Commercial_Retail_New_Food Preparation_Natural Gas_Steamer_E6 | F4 | Commercial | Retail | New | Food Preparation | Natural Gas | Steamer | E6 | PCT BC Ratio | 0 | 0 | 0 | 0 | 0 | 0 | 0 | 0 | 0 | 0 | 0 | 0 | 0 | 0 | 0 | 0 | 0 | 0 | 0 | 0 | 0 | 0 | 0 | 0 | 0 | 0 | 0 | 0 | 0 | 0 | 0
F4_Commercial_Retail_New_Food Preparation_Natural Gas_Steamer_E7 | F4 | Commercial | Retail | New | Food Preparation | Natural Gas | Steamer | E7 | PCT BC Ratio | 0 | 0 | 0 | 0 | 0 | 0 | 0 | 0 | 0 | 0 | 0 | 0 | 0 | 0 | 0 | 0 | 0 | 0 | 0 | 0 | 0 | 0 | 0 | 0 | 0 | 0 | 0 | 0 | 0 | 0 | 0
F4_Commercial_Retail_New_Food Preparation_Natural Gas_Steamer_E8 | F4 | Commercial | Retail | New | Food Preparation | Natural Gas | Steamer | E8 | PCT BC Ratio | 0 | 0 | 0 | 0 | 0 | 0 | 0 | 0 | 0 | 0 | 0 | 0 | 0 | 0 | 0 | 0 | 0 | 0 | 0 | 0 | 0 | 0 | 0 | 0 | 0 | 0 | 0 | 0 | 0 | 0 | 0
F4_Commercial_Retail_New_Food Preparation_Natural Gas_Steamer_E9 | F4 | Commercial | Retail | New | Food Preparation | Natural Gas | Steamer | E9 | PCT BC Ratio | 0 | 0 | 0 | 0 | 0 | 0 | 0 | 0 | 0 | 0 | 0 | 0 | 0 | 0 | 0 | 0 | 0 | 0 | 0 | 0 | 0 | 0 | 0 | 0 | 0 | 0 | 0 | 0 | 0 | 0 | 0
F4_Commercial_Retail_New_Food Preparation_Natural Gas_Steamer_E10 | F4 | Commercial | Retail | New | Food Preparation | Natural Gas | Steamer | E10 | PCT BC Ratio | 0 | 0 | 0 | 0 | 0 | 0 | 0 | 0 | 0 | 0 | 0 | 0 | 0 | 0 | 0 | 0 | 0 | 0 | 0 | 0 | 0 | 0 | 0 | 0 | 0 | 0 | 0 | 0 | 0 | 0 | 0
F5_Commercial_Retail_New_Food Preparation_Natural Gas_Steamer_E1 | F5 | Commercial | Retail | New | Food Preparation | Natural Gas | Steamer | E1 | RIM BC Ratio | 0.9 | 0.9 | 0.9 | 0 | 0 | 0 | 0 | 0 | 0 | 0 | 0 | 0 | 0 | 0 | 0 | 0 | 0 | 0 | 0 | 0 | 0 | 0 | 0 | 0 | 0 | 0 | 0 | 0 | 0 | 0 | 0
F5_Commercial_Retail_New_Food Preparation_Natural Gas_Steamer_E2 | F5 | Commercial | Retail | New | Food Preparation | Natural Gas | Steamer | E2 | RIM BC Ratio | 0.72357 | 0.72438 | 0.72484 | 0.9 | 0.9 | 0.9 | 0.9 | 0.9 | 0.9 | 0.9 | 0.9 | 0.9 | 0.9 | 0.9 | 0.9 | 0.9 | 0.9 | 0.9 | 0.9 | 0.9 | 0.9 | 0.9 | 0.9 | 0.9 | 0.9 | 0.9 | 0.9 | 0.9 | 0.9 | 0.9 | 0.9
F5_Commercial_Retail_New_Food Preparation_Natural Gas_Steamer_E3 | F5 | Commercial | Retail | New | Food Preparation | Natural Gas | Steamer | E3 | RIM BC Ratio | 0 | 0 | 0 | 0 | 0 | 0 | 0 | 0 | 0 | 0 | 0 | 0 | 0 | 0 | 0 | 0 | 0 | 0 | 0 | 0 | 0 | 0 | 0 | 0 | 0 | 0 | 0 | 0 | 0 | 0 | 0
F5_Commercial_Retail_New_Food Preparation_Natural Gas_Steamer_E4 | F5 | Commercial | Retail | New | Food Preparation | Natural Gas | Steamer | E4 | RIM BC Ratio | 0 | 0 | 0 | 0 | 0 | 0 | 0 | 0 | 0 | 0 | 0 | 0 | 0 | 0 | 0 | 0 | 0 | 0 | 0 | 0 | 0 | 0 | 0 | 0 | 0 | 0 | 0 | 0 | 0 | 0 | 0
F5_Commercial_Retail_New_Food Preparation_Natural Gas_Steamer_E5 | F5 | Commercial | Retail | New | Food Preparation | Natural Gas | Steamer | E5 | RIM BC Ratio | 0 | 0 | 0 | 0 | 0 | 0 | 0 | 0 | 0 | 0 | 0 | 0 | 0 | 0 | 0 | 0 | 0 | 0 | 0 | 0 | 0 | 0 | 0 | 0 | 0 | 0 | 0 | 0 | 0 | 0 | 0
F5_Commercial_Retail_New_Food Preparation_Natural Gas_Steamer_E6 | F5 | Commercial | Retail | New | Food Preparation | Natural Gas | Steamer | E6 | RIM BC Ratio | 0 | 0 | 0 | 0 | 0 | 0 | 0 | 0 | 0 | 0 | 0 | 0 | 0 | 0 | 0 | 0 | 0 | 0 | 0 | 0 | 0 | 0 | 0 | 0 | 0 | 0 | 0 | 0 | 0 | 0 | 0
F5_Commercial_Retail_New_Food Preparation_Natural Gas_Steamer_E7 | F5 | Commercial | Retail | New | Food Preparation | Natural Gas | Steamer | E7 | RIM BC Ratio | 0 | 0 | 0 | 0 | 0 | 0 | 0 | 0 | 0 | 0 | 0 | 0 | 0 | 0 | 0 | 0 | 0 | 0 | 0 | 0 | 0 | 0 | 0 | 0 | 0 | 0 | 0 | 0 | 0 | 0 | 0
F5_Commercial_Retail_New_Food Preparation_Natural Gas_Steamer_E8 | F5 | Commercial | Retail | New | Food Preparation | Natural Gas | Steamer | E8 | RIM BC Ratio | 0 | 0 | 0 | 0 | 0 | 0 | 0 | 0 | 0 | 0 | 0 | 0 | 0 | 0 | 0 | 0 | 0 | 0 | 0 | 0 | 0 | 0 | 0 | 0 | 0 | 0 | 0 | 0 | 0 | 0 | 0
F5_Commercial_Retail_New_Food Preparation_Natural Gas_Steamer_E9 | F5 | Commercial | Retail | New | Food Preparation | Natural Gas | Steamer | E9 | RIM BC Ratio | 0 | 0 | 0 | 0 | 0 | 0 | 0 | 0 | 0 | 0 | 0 | 0 | 0 | 0 | 0 | 0 | 0 | 0 | 0 | 0 | 0 | 0 | 0 | 0 | 0 | 0 | 0 | 0 | 0 | 0 | 0
F5_Commercial_Retail_New_Food Preparation_Natural Gas_Steamer_E10 | F5 | Commercial | Retail | New | Food Preparation | Natural Gas | Steamer | E10 | RIM BC Ratio | 0 | 0 | 0 | 0 | 0 | 0 | 0 | 0 | 0 | 0 | 0 | 0 | 0 | 0 | 0 | 0 | 0 | 0 | 0 | 0 | 0 | 0 | 0 | 0 | 0 | 0 | 0 | 0 | 0 | 0 | 0
F0_Commercial_Retail_New_Food Preparation_Natural Gas_Food Prep Other_E0 | F0 | Commercial | Retail | New | Food Preparation | Natural Gas | Food Prep Other | E0 | Economic Unit | ENERGY STAR | ENERGY STAR | ENERGY STAR | ENERGY STAR | ENERGY STAR | ENERGY STAR | ENERGY STAR | ENERGY STAR | ENERGY STAR | ENERGY STAR | ENERGY STAR | ENERGY STAR | ENERGY STAR | ENERGY STAR | ENERGY STAR | ENERGY STAR | ENERGY STAR | ENERGY STAR | ENERGY STAR | ENERGY STAR | ENERGY STAR | ENERGY STAR | ENERGY STAR | Standard | Standard | Standard | Standard | Standard | Standard | Standard | Standard
F1_Commercial_Retail_New_Food Preparation_Natural Gas_Food Prep Other_E1 | F1 | Commercial | Retail | New | Food Preparation | Natural Gas | Food Prep Other | E1 | CCE | 0 | 0 | 0 | 0 | 0 | 0 | 0 | 0 | 0 | 0 | 0 | 0 | 0 | 0 | 0 | 0 | 0 | 0 | 0 | 0 | 0 | 0 | 0 | 0 | 0 | 0 | 0 | 0 | 0 | 0 | 0
F1_Commercial_Retail_New_Food Preparation_Natural Gas_Food Prep Other_E2 | F1 | Commercial | Retail | New | Food Preparation | Natural Gas | Food Prep Other | E2 | CCE | 0.15845 | 0.15233 | 0.15306 | 0.15466 | 0.15466 | 0.15466 | 0.15466 | 0.15466 | 0.15466 | 0.15466 | 0.15466 | 0.15466 | 0.15466 | 0.15466 | 0.15466 | 0.15466 | 0.15466 | 0.15466 | 0.15466 | 0.15466 | 0.15466 | 0.15466 | 0.15466 | 0.15466 | 0.15466 | 0.15466 | 0.15466 | 0.15466 | 0.15466 | 0.15466 | 0.15466
F1_Commercial_Retail_New_Food Preparation_Natural Gas_Food Prep Other_E3 | F1 | Commercial | Retail | New | Food Preparation | Natural Gas | Food Prep Other | E3 | CCE | 0 | 0 | 0 | 0 | 0 | 0 | 0 | 0 | 0 | 0 | 0 | 0 | 0 | 0 | 0 | 0 | 0 | 0 | 0 | 0 | 0 | 0 | 0 | 0 | 0 | 0 | 0 | 0 | 0 | 0 | 0
F1_Commercial_Retail_New_Food Preparation_Natural Gas_Food Prep Other_E4 | F1 | Commercial | Retail | New | Food Preparation | Natural Gas | Food Prep Other | E4 | CCE | 0 | 0 | 0 | 0 | 0 | 0 | 0 | 0 | 0 | 0 | 0 | 0 | 0 | 0 | 0 | 0 | 0 | 0 | 0 | 0 | 0 | 0 | 0 | 0 | 0 | 0 | 0 | 0 | 0 | 0 | 0
F1_Commercial_Retail_New_Food Preparation_Natural Gas_Food Prep Other_E5 | F1 | Commercial | Retail | New | Food Preparation | Natural Gas | Food Prep Other | E5 | CCE | 0 | 0 | 0 | 0 | 0 | 0 | 0 | 0 | 0 | 0 | 0 | 0 | 0 | 0 | 0 | 0 | 0 | 0 | 0 | 0 | 0 | 0 | 0 | 0 | 0 | 0 | 0 | 0 | 0 | 0 | 0
F1_Commercial_Retail_New_Food Preparation_Natural Gas_Food Prep Other_E6 | F1 | Commercial | Retail | New | Food Preparation | Natural Gas | Food Prep Other | E6 | CCE | 0 | 0 | 0 | 0 | 0 | 0 | 0 | 0 | 0 | 0 | 0 | 0 | 0 | 0 | 0 | 0 | 0 | 0 | 0 | 0 | 0 | 0 | 0 | 0 | 0 | 0 | 0 | 0 | 0 | 0 | 0
F1_Commercial_Retail_New_Food Preparation_Natural Gas_Food Prep Other_E7 | F1 | Commercial | Retail | New | Food Preparation | Natural Gas | Food Prep Other | E7 | CCE | 0 | 0 | 0 | 0 | 0 | 0 | 0 | 0 | 0 | 0 | 0 | 0 | 0 | 0 | 0 | 0 | 0 | 0 | 0 | 0 | 0 | 0 | 0 | 0 | 0 | 0 | 0 | 0 | 0 | 0 | 0
F1_Commercial_Retail_New_Food Preparation_Natural Gas_Food Prep Other_E8 | F1 | Commercial | Retail | New | Food Preparation | Natural Gas | Food Prep Other | E8 | CCE | 0 | 0 | 0 | 0 | 0 | 0 | 0 | 0 | 0 | 0 | 0 | 0 | 0 | 0 | 0 | 0 | 0 | 0 | 0 | 0 | 0 | 0 | 0 | 0 | 0 | 0 | 0 | 0 | 0 | 0 | 0
F1_Commercial_Retail_New_Food Preparation_Natural Gas_Food Prep Other_E9 | F1 | Commercial | Retail | New | Food Preparation | Natural Gas | Food Prep Other | E9 | CCE | 0 | 0 | 0 | 0 | 0 | 0 | 0 | 0 | 0 | 0 | 0 | 0 | 0 | 0 | 0 | 0 | 0 | 0 | 0 | 0 | 0 | 0 | 0 | 0 | 0 | 0 | 0 | 0 | 0 | 0 | 0
F1_Commercial_Retail_New_Food Preparation_Natural Gas_Food Prep Other_E10 | F1 | Commercial | Retail | New | Food Preparation | Natural Gas | Food Prep Other | E10 | CCE | 0 | 0 | 0 | 0 | 0 | 0 | 0 | 0 | 0 | 0 | 0 | 0 | 0 | 0 | 0 | 0 | 0 | 0 | 0 | 0 | 0 | 0 | 0 | 0 | 0 | 0 | 0 | 0 | 0 | 0 | 0
F2_Commercial_Retail_New_Food Preparation_Natural Gas_Food Prep Other_E1 | F2 | Commercial | Retail | New | Food Preparation | Natural Gas | Food Prep Other | E1 | TRC BC Ratio | 0.9 | 0.9 | 0.9 | 0.9 | 0.9 | 0.9 | 0.9 | 0.9 | 0.9 | 0.9 | 0.9 | 0.9 | 0.9 | 0.9 | 0.9 | 0.9 | 0.9 | 0.9 | 0.9 | 0.9 | 0.9 | 0.9 | 0.9 | 0.9 | 0.9 | 0.9 | 0.9 | 0.9 | 0.9 | 0.9 | 0.9
F2_Commercial_Retail_New_Food Preparation_Natural Gas_Food Prep Other_E2 | F2 | Commercial | Retail | New | Food Preparation | Natural Gas | Food Prep Other | E2 | TRC BC Ratio | 0.064402 | 0.065679 | 0.066592 | 0.067581 | 0.069003 | 0.064649 | 0.061246 | 0.059457 | 0.058814 | 0.057827 | 0.057162 | 0.060191 | 0.053868 | 0.057577 | 0.062338 | 0.066965 | 0.067138 | 0.067459 | 0.06617 | 0.067089 | 0.067733 | 0.068601 | 0.069693 | 0.032829 | 0.032174 | 0.031561 | 0.030984 | 0.030437 | 0.029914 | 0.029412 | 0.028926
F2_Commercial_Retail_New_Food Preparation_Natural Gas_Food Prep Other_E3 | F2 | Commercial | Retail | New | Food Preparation | Natural Gas | Food Prep Other | E3 | TRC BC Ratio | 0 | 0 | 0 | 0 | 0 | 0 | 0 | 0 | 0 | 0 | 0 | 0 | 0 | 0 | 0 | 0 | 0 | 0 | 0 | 0 | 0 | 0 | 0 | 0 | 0 | 0 | 0 | 0 | 0 | 0 | 0
F2_Commercial_Retail_New_Food Preparation_Natural Gas_Food Prep Other_E4 | F2 | Commercial | Retail | New | Food Preparation | Natural Gas | Food Prep Other | E4 | TRC BC Ratio | 0 | 0 | 0 | 0 | 0 | 0 | 0 | 0 | 0 | 0 | 0 | 0 | 0 | 0 | 0 | 0 | 0 | 0 | 0 | 0 | 0 | 0 | 0 | 0 | 0 | 0 | 0 | 0 | 0 | 0 | 0
F2_Commercial_Retail_New_Food Preparation_Natural Gas_Food Prep Other_E5 | F2 | Commercial | Retail | New | Food Preparation | Natural Gas | Food Prep Other | E5 | TRC BC Ratio | 0 | 0 | 0 | 0 | 0 | 0 | 0 | 0 | 0 | 0 | 0 | 0 | 0 | 0 | 0 | 0 | 0 | 0 | 0 | 0 | 0 | 0 | 0 | 0 | 0 | 0 | 0 | 0 | 0 | 0 | 0
F2_Commercial_Retail_New_Food Preparation_Natural Gas_Food Prep Other_E6 | F2 | Commercial | Retail | New | Food Preparation | Natural Gas | Food Prep Other | E6 | TRC BC Ratio | 0 | 0 | 0 | 0 | 0 | 0 | 0 | 0 | 0 | 0 | 0 | 0 | 0 | 0 | 0 | 0 | 0 | 0 | 0 | 0 | 0 | 0 | 0 | 0 | 0 | 0 | 0 | 0 | 0 | 0 | 0
F2_Commercial_Retail_New_Food Preparation_Natural Gas_Food Prep Other_E7 | F2 | Commercial | Retail | New | Food Preparation | Natural Gas | Food Prep Other | E7 | TRC BC Ratio | 0 | 0 | 0 | 0 | 0 | 0 | 0 | 0 | 0 | 0 | 0 | 0 | 0 | 0 | 0 | 0 | 0 | 0 | 0 | 0 | 0 | 0 | 0 | 0 | 0 | 0 | 0 | 0 | 0 | 0 | 0
F2_Commercial_Retail_New_Food Preparation_Natural Gas_Food Prep Other_E8 | F2 | Commercial | Retail | New | Food Preparation | Natural Gas | Food Prep Other | E8 | TRC BC Ratio | 0 | 0 | 0 | 0 | 0 | 0 | 0 | 0 | 0 | 0 | 0 | 0 | 0 | 0 | 0 | 0 | 0 | 0 | 0 | 0 | 0 | 0 | 0 | 0 | 0 | 0 | 0 | 0 | 0 | 0 | 0
F2_Commercial_Retail_New_Food Preparation_Natural Gas_Food Prep Other_E9 | F2 | Commercial | Retail | New | Food Preparation | Natural Gas | Food Prep Other | E9 | TRC BC Ratio | 0 | 0 | 0 | 0 | 0 | 0 | 0 | 0 | 0 | 0 | 0 | 0 | 0 | 0 | 0 | 0 | 0 | 0 | 0 | 0 | 0 | 0 | 0 | 0 | 0 | 0 | 0 | 0 | 0 | 0 | 0
F2_Commercial_Retail_New_Food Preparation_Natural Gas_Food Prep Other_E10 | F2 | Commercial | Retail | New | Food Preparation | Natural Gas | Food Prep Other | E10 | TRC BC Ratio | 0 | 0 | 0 | 0 | 0 | 0 | 0 | 0 | 0 | 0 | 0 | 0 | 0 | 0 | 0 | 0 | 0 | 0 | 0 | 0 | 0 | 0 | 0 | 0 | 0 | 0 | 0 | 0 | 0 | 0 | 0
F3_Commercial_Retail_New_Food Preparation_Natural Gas_Food Prep Other_E1 | F3 | Commercial | Retail | New | Food Preparation | Natural Gas | Food Prep Other | E1 | PACT BC Ratio | 0.9 | 0.9 | 0.9 | 0.9 | 0.9 | 0.9 | 0.9 | 0.9 | 0.9 | 0.9 | 0.9 | 0.9 | 0.9 | 0.9 | 0.9 | 0.9 | 0.9 | 0.9 | 0.9 | 0.9 | 0.9 | 0.9 | 0.9 | 0.9 | 0.9 | 0.9 | 0.9 | 0.9 | 0.9 | 0.9 | 0.9
F3_Commercial_Retail_New_Food Preparation_Natural Gas_Food Prep Other_E2 | F3 | Commercial | Retail | New | Food Preparation | Natural Gas | Food Prep Other | E2 | PACT BC Ratio | 1.1369 | 1.1594 | 1.1755 | 1.193 | 1.2181 | 1.1412 | 1.0812 | 1.0496 | 1.0382 | 1.0208 | 1.0091 | 1.0625 | 0.95093 | 1.0164 | 1.1004 | 1.1821 | 1.1852 | 1.1908 | 1.1681 | 1.1843 | 1.1957 | 1.211 | 1.2303 | 0.57953 | 0.56797 | 0.55715 | 0.54696 | 0.5373 | 0.52807 | 0.5192 | 0.51063
F3_Commercial_Retail_New_Food Preparation_Natural Gas_Food Prep Other_E3 | F3 | Commercial | Retail | New | Food Preparation | Natural Gas | Food Prep Other | E3 | PACT BC Ratio | 0 | 0 | 0 | 0 | 0 | 0 | 0 | 0 | 0 | 0 | 0 | 0 | 0 | 0 | 0 | 0 | 0 | 0 | 0 | 0 | 0 | 0 | 0 | 0 | 0 | 0 | 0 | 0 | 0 | 0 | 0
F3_Commercial_Retail_New_Food Preparation_Natural Gas_Food Prep Other_E4 | F3 | Commercial | Retail | New | Food Preparation | Natural Gas | Food Prep Other | E4 | PACT BC Ratio | 0 | 0 | 0 | 0 | 0 | 0 | 0 | 0 | 0 | 0 | 0 | 0 | 0 | 0 | 0 | 0 | 0 | 0 | 0 | 0 | 0 | 0 | 0 | 0 | 0 | 0 | 0 | 0 | 0 | 0 | 0
F3_Commercial_Retail_New_Food Preparation_Natural Gas_Food Prep Other_E5 | F3 | Commercial | Retail | New | Food Preparation | Natural Gas | Food Prep Other | E5 | PACT BC Ratio | 0 | 0 | 0 | 0 | 0 | 0 | 0 | 0 | 0 | 0 | 0 | 0 | 0 | 0 | 0 | 0 | 0 | 0 | 0 | 0 | 0 | 0 | 0 | 0 | 0 | 0 | 0 | 0 | 0 | 0 | 0
F3_Commercial_Retail_New_Food Preparation_Natural Gas_Food Prep Other_E6 | F3 | Commercial | Retail | New | Food Preparation | Natural Gas | Food Prep Other | E6 | PACT BC Ratio | 0 | 0 | 0 | 0 | 0 | 0 | 0 | 0 | 0 | 0 | 0 | 0 | 0 | 0 | 0 | 0 | 0 | 0 | 0 | 0 | 0 | 0 | 0 | 0 | 0 | 0 | 0 | 0 | 0 | 0 | 0
F3_Commercial_Retail_New_Food Preparation_Natural Gas_Food Prep Other_E7 | F3 | Commercial | Retail | New | Food Preparation | Natural Gas | Food Prep Other | E7 | PACT BC Ratio | 0 | 0 | 0 | 0 | 0 | 0 | 0 | 0 | 0 | 0 | 0 | 0 | 0 | 0 | 0 | 0 | 0 | 0 | 0 | 0 | 0 | 0 | 0 | 0 | 0 | 0 | 0 | 0 | 0 | 0 | 0
F3_Commercial_Retail_New_Food Preparation_Natural Gas_Food Prep Other_E8 | F3 | Commercial | Retail | New | Food Preparation | Natural Gas | Food Prep Other | E8 | PACT BC Ratio | 0 | 0 | 0 | 0 | 0 | 0 | 0 | 0 | 0 | 0 | 0 | 0 | 0 | 0 | 0 | 0 | 0 | 0 | 0 | 0 | 0 | 0 | 0 | 0 | 0 | 0 | 0 | 0 | 0 | 0 | 0
F3_Commercial_Retail_New_Food Preparation_Natural Gas_Food Prep Other_E9 | F3 | Commercial | Retail | New | Food Preparation | Natural Gas | Food Prep Other | E9 | PACT BC Ratio | 0 | 0 | 0 | 0 | 0 | 0 | 0 | 0 | 0 | 0 | 0 | 0 | 0 | 0 | 0 | 0 | 0 | 0 | 0 | 0 | 0 | 0 | 0 | 0 | 0 | 0 | 0 | 0 | 0 | 0 | 0
F3_Commercial_Retail_New_Food Preparation_Natural Gas_Food Prep Other_E10 | F3 | Commercial | Retail | New | Food Preparation | Natural Gas | Food Prep Other | E10 | PACT BC Ratio | 0 | 0 | 0 | 0 | 0 | 0 | 0 | 0 | 0 | 0 | 0 | 0 | 0 | 0 | 0 | 0 | 0 | 0 | 0 | 0 | 0 | 0 | 0 | 0 | 0 | 0 | 0 | 0 | 0 | 0 | 0
F4_Commercial_Retail_New_Food Preparation_Natural Gas_Food Prep Other_E1 | F4 | Commercial | Retail | New | Food Preparation | Natural Gas | Food Prep Other | E1 | PCT BC Ratio | 0.9 | 0.9 | 0.9 | 0.9 | 0.9 | 0.9 | 0.9 | 0.9 | 0.9 | 0.9 | 0.9 | 0.9 | 0.9 | 0.9 | 0.9 | 0.9 | 0.9 | 0.9 | 0.9 | 0.9 | 0.9 | 0.9 | 0.9 | 0.9 | 0.9 | 0.9 | 0.9 | 0.9 | 0.9 | 0.9 | 0.9
F4_Commercial_Retail_New_Food Preparation_Natural Gas_Food Prep Other_E2 | F4 | Commercial | Retail | New | Food Preparation | Natural Gas | Food Prep Other | E2 | PCT BC Ratio | 0.10732 | 0.10889 | 0.11002 | 0.11124 | 0.113 | 0.10762 | 0.10342 | 0.10121 | 0.10042 | 0.0992 | 0.098378 | 0.10212 | 0.094311 | 0.098891 | 0.10477 | 0.11048 | 0.1107 | 0.11109 | 0.1095 | 0.11064 | 0.11143 | 0.1125 | 0.11385 | 0.068334 | 0.067525 | 0.066768 | 0.066056 | 0.06538 | 0.064735 | 0.064115 | 0.063515
F4_Commercial_Retail_New_Food Preparation_Natural Gas_Food Prep Other_E3 | F4 | Commercial | Retail | New | Food Preparation | Natural Gas | Food Prep Other | E3 | PCT BC Ratio | 0 | 0 | 0 | 0 | 0 | 0 | 0 | 0 | 0 | 0 | 0 | 0 | 0 | 0 | 0 | 0 | 0 | 0 | 0 | 0 | 0 | 0 | 0 | 0 | 0 | 0 | 0 | 0 | 0 | 0 | 0
F4_Commercial_Retail_New_Food Preparation_Natural Gas_Food Prep Other_E4 | F4 | Commercial | Retail | New | Food Preparation | Natural Gas | Food Prep Other | E4 | PCT BC Ratio | 0 | 0 | 0 | 0 | 0 | 0 | 0 | 0 | 0 | 0 | 0 | 0 | 0 | 0 | 0 | 0 | 0 | 0 | 0 | 0 | 0 | 0 | 0 | 0 | 0 | 0 | 0 | 0 | 0 | 0 | 0
F4_Commercial_Retail_New_Food Preparation_Natural Gas_Food Prep Other_E5 | F4 | Commercial | Retail | New | Food Preparation | Natural Gas | Food Prep Other | E5 | PCT BC Ratio | 0 | 0 | 0 | 0 | 0 | 0 | 0 | 0 | 0 | 0 | 0 | 0 | 0 | 0 | 0 | 0 | 0 | 0 | 0 | 0 | 0 | 0 | 0 | 0 | 0 | 0 | 0 | 0 | 0 | 0 | 0
F4_Commercial_Retail_New_Food Preparation_Natural Gas_Food Prep Other_E6 | F4 | Commercial | Retail | New | Food Preparation | Natural Gas | Food Prep Other | E6 | PCT BC Ratio | 0 | 0 | 0 | 0 | 0 | 0 | 0 | 0 | 0 | 0 | 0 | 0 | 0 | 0 | 0 | 0 | 0 | 0 | 0 | 0 | 0 | 0 | 0 | 0 | 0 | 0 | 0 | 0 | 0 | 0 | 0
F4_Commercial_Retail_New_Food Preparation_Natural Gas_Food Prep Other_E7 | F4 | Commercial | Retail | New | Food Preparation | Natural Gas | Food Prep Other | E7 | PCT BC Ratio | 0 | 0 | 0 | 0 | 0 | 0 | 0 | 0 | 0 | 0 | 0 | 0 | 0 | 0 | 0 | 0 | 0 | 0 | 0 | 0 | 0 | 0 | 0 | 0 | 0 | 0 | 0 | 0 | 0 | 0 | 0
F4_Commercial_Retail_New_Food Preparation_Natural Gas_Food Prep Other_E8 | F4 | Commercial | Retail | New | Food Preparation | Natural Gas | Food Prep Other | E8 | PCT BC Ratio | 0 | 0 | 0 | 0 | 0 | 0 | 0 | 0 | 0 | 0 | 0 | 0 | 0 | 0 | 0 | 0 | 0 | 0 | 0 | 0 | 0 | 0 | 0 | 0 | 0 | 0 | 0 | 0 | 0 | 0 | 0
F4_Commercial_Retail_New_Food Preparation_Natural Gas_Food Prep Other_E9 | F4 | Commercial | Retail | New | Food Preparation | Natural Gas | Food Prep Other | E9 | PCT BC Ratio | 0 | 0 | 0 | 0 | 0 | 0 | 0 | 0 | 0 | 0 | 0 | 0 | 0 | 0 | 0 | 0 | 0 | 0 | 0 | 0 | 0 | 0 | 0 | 0 | 0 | 0 | 0 | 0 | 0 | 0 | 0
F4_Commercial_Retail_New_Food Preparation_Natural Gas_Food Prep Other_E10 | F4 | Commercial | Retail | New | Food Preparation | Natural Gas | Food Prep Other | E10 | PCT BC Ratio | 0 | 0 | 0 | 0 | 0 | 0 | 0 | 0 | 0 | 0 | 0 | 0 | 0 | 0 | 0 | 0 | 0 | 0 | 0 | 0 | 0 | 0 | 0 | 0 | 0 | 0 | 0 | 0 | 0 | 0 | 0
F5_Commercial_Retail_New_Food Preparation_Natural Gas_Food Prep Other_E1 | F5 | Commercial | Retail | New | Food Preparation | Natural Gas | Food Prep Other | E1 | RIM BC Ratio | 0.9 | 0.9 | 0.9 | 0.9 | 0.9 | 0.9 | 0.9 | 0.9 | 0.9 | 0.9 | 0.9 | 0.9 | 0.9 | 0.9 | 0.9 | 0.9 | 0.9 | 0.9 | 0.9 | 0.9 | 0.9 | 0.9 | 0.9 | 0.9 | 0.9 | 0.9 | 0.9 | 0.9 | 0.9 | 0.9 | 0.9
F5_Commercial_Retail_New_Food Preparation_Natural Gas_Food Prep Other_E2 | F5 | Commercial | Retail | New | Food Preparation | Natural Gas | Food Prep Other | E2 | RIM BC Ratio | 0.48131 | 0.4853 | 0.48811 | 0.49109 | 0.49529 | 0.48209 | 0.47104 | 0.46494 | 0.4627 | 0.45921 | 0.45681 | 0.46746 | 0.44451 | 0.45831 | 0.47466 | 0.48924 | 0.48976 | 0.49072 | 0.48682 | 0.48961 | 0.49154 | 0.49412 | 0.49729 | 0.34204 | 0.33798 | 0.33412 | 0.33043 | 0.32688 | 0.32344 | 0.32009 | 0.31681
F5_Commercial_Retail_New_Food Preparation_Natural Gas_Food Prep Other_E3 | F5 | Commercial | Retail | New | Food Preparation | Natural Gas | Food Prep Other | E3 | RIM BC Ratio | 0 | 0 | 0 | 0 | 0 | 0 | 0 | 0 | 0 | 0 | 0 | 0 | 0 | 0 | 0 | 0 | 0 | 0 | 0 | 0 | 0 | 0 | 0 | 0 | 0 | 0 | 0 | 0 | 0 | 0 | 0
F5_Commercial_Retail_New_Food Preparation_Natural Gas_Food Prep Other_E4 | F5 | Commercial | Retail | New | Food Preparation | Natural Gas | Food Prep Other | E4 | RIM BC Ratio | 0 | 0 | 0 | 0 | 0 | 0 | 0 | 0 | 0 | 0 | 0 | 0 | 0 | 0 | 0 | 0 | 0 | 0 | 0 | 0 | 0 | 0 | 0 | 0 | 0 | 0 | 0 | 0 | 0 | 0 | 0
F5_Commercial_Retail_New_Food Preparation_Natural Gas_Food Prep Other_E5 | F5 | Commercial | Retail | New | Food Preparation | Natural Gas | Food Prep Other | E5 | RIM BC Ratio | 0 | 0 | 0 | 0 | 0 | 0 | 0 | 0 | 0 | 0 | 0 | 0 | 0 | 0 | 0 | 0 | 0 | 0 | 0 | 0 | 0 | 0 | 0 | 0 | 0 | 0 | 0 | 0 | 0 | 0 | 0
F5_Commercial_Retail_New_Food Preparation_Natural Gas_Food Prep Other_E6 | F5 | Commercial | Retail | New | Food Preparation | Natural Gas | Food Prep Other | E6 | RIM BC Ratio | 0 | 0 | 0 | 0 | 0 | 0 | 0 | 0 | 0 | 0 | 0 | 0 | 0 | 0 | 0 | 0 | 0 | 0 | 0 | 0 | 0 | 0 | 0 | 0 | 0 | 0 | 0 | 0 | 0 | 0 | 0
F5_Commercial_Retail_New_Food Preparation_Natural Gas_Food Prep Other_E7 | F5 | Commercial | Retail | New | Food Preparation | Natural Gas | Food Prep Other | E7 | RIM BC Ratio | 0 | 0 | 0 | 0 | 0 | 0 | 0 | 0 | 0 | 0 | 0 | 0 | 0 | 0 | 0 | 0 | 0 | 0 | 0 | 0 | 0 | 0 | 0 | 0 | 0 | 0 | 0 | 0 | 0 | 0 | 0
F5_Commercial_Retail_New_Food Preparation_Natural Gas_Food Prep Other_E8 | F5 | Commercial | Retail | New | Food Preparation | Natural Gas | Food Prep Other | E8 | RIM BC Ratio | 0 | 0 | 0 | 0 | 0 | 0 | 0 | 0 | 0 | 0 | 0 | 0 | 0 | 0 | 0 | 0 | 0 | 0 | 0 | 0 | 0 | 0 | 0 | 0 | 0 | 0 | 0 | 0 | 0 | 0 | 0
F5_Commercial_Retail_New_Food Preparation_Natural Gas_Food Prep Other_E9 | F5 | Commercial | Retail | New | Food Preparation | Natural Gas | Food Prep Other | E9 | RIM BC Ratio | 0 | 0 | 0 | 0 | 0 | 0 | 0 | 0 | 0 | 0 | 0 | 0 | 0 | 0 | 0 | 0 | 0 | 0 | 0 | 0 | 0 | 0 | 0 | 0 | 0 | 0 | 0 | 0 | 0 | 0 | 0
F5_Commercial_Retail_New_Food Preparation_Natural Gas_Food Prep Other_E10 | F5 | Commercial | Retail | New | Food Preparation | Natural Gas | Food Prep Other | E10 | RIM BC Ratio | 0 | 0 | 0 | 0 | 0 | 0 | 0 | 0 | 0 | 0 | 0 | 0 | 0 | 0 | 0 | 0 | 0 | 0 | 0 | 0 | 0 | 0 | 0 | 0 | 0 | 0 | 0 | 0 | 0 | 0 | 0
F0_Commercial_Retail_New_Miscellaneous_Natural Gas_Pool Heater_E0 | F0 | Commercial | Retail | New | Miscellaneous | Natural Gas | Pool Heater | E0 | Economic Unit | Standard (EF .78) | Standard (EF .78) | Standard (EF .78) | Standard (EF .78) | Standard (EF .78) | Standard (EF .78) | Standard (EF .78) | Standard (EF .78) | Standard (EF .78) | Standard (EF .78) | Standard (EF .78) | Standard (EF .78) | Standard (EF .78) | Standard (EF .78) | Standard (EF .78) | Standard (EF .78) | Standard (EF .78) | Standard (EF .78) | Condensing (EF .90) | Condensing (EF .90) | Condensing (EF .90) | Condensing (EF .90) | Condensing (EF .90) | Standard (EF .78) | Standard (EF .78) | Standard (EF .78) | Standard (EF .78) | Standard (EF .78) | Standard (EF .78) | Standard (EF .78) | Standard (EF .78)
F1_Commercial_Retail_New_Miscellaneous_Natural Gas_Pool Heater_E1 | F1 | Commercial | Retail | New | Miscellaneous | Natural Gas | Pool Heater | E1 | CCE | 0 | 0 | 0 | 0 | 0 | 0 | 0 | 0 | 0 | 0 | 0 | 0 | 0 | 0 | 0 | 0 | 0 | 0 | 0 | 0 | 0 | 0 | 0 | 0 | 0 | 0 | 0 | 0 | 0 | 0 | 0
F1_Commercial_Retail_New_Miscellaneous_Natural Gas_Pool Heater_E2 | F1 | Commercial | Retail | New | Miscellaneous | Natural Gas | Pool Heater | E2 | CCE | 0.017772 | 0.017086 | 0.017167 | 0.017347 | 0.017347 | 0.017347 | 0.017347 | 0.017347 | 0.017347 | 0.017347 | 0.017347 | 0.017347 | 0.017347 | 0.017347 | 0.017347 | 0.017347 | 0.017347 | 0.017347 | 0.017347 | 0.017347 | 0.017347 | 0.017347 | 0.017347 | 0.017347 | 0.017347 | 0.017347 | 0.017347 | 0.017347 | 0.017347 | 0.017347 | 0.017347
F1_Commercial_Retail_New_Miscellaneous_Natural Gas_Pool Heater_E3 | F1 | Commercial | Retail | New | Miscellaneous | Natural Gas | Pool Heater | E3 | CCE | 0 | 0 | 0 | 0 | 0 | 0 | 0 | 0 | 0 | 0 | 0 | 0 | 0 | 0 | 0 | 0 | 0 | 0 | 0 | 0 | 0 | 0 | 0 | 0 | 0 | 0 | 0 | 0 | 0 | 0 | 0
F1_Commercial_Retail_New_Miscellaneous_Natural Gas_Pool Heater_E4 | F1 | Commercial | Retail | New | Miscellaneous | Natural Gas | Pool Heater | E4 | CCE | 0 | 0 | 0 | 0 | 0 | 0 | 0 | 0 | 0 | 0 | 0 | 0 | 0 | 0 | 0 | 0 | 0 | 0 | 0 | 0 | 0 | 0 | 0 | 0 | 0 | 0 | 0 | 0 | 0 | 0 | 0
F1_Commercial_Retail_New_Miscellaneous_Natural Gas_Pool Heater_E5 | F1 | Commercial | Retail | New | Miscellaneous | Natural Gas | Pool Heater | E5 | CCE | 0 | 0 | 0 | 0 | 0 | 0 | 0 | 0 | 0 | 0 | 0 | 0 | 0 | 0 | 0 | 0 | 0 | 0 | 0 | 0 | 0 | 0 | 0 | 0 | 0 | 0 | 0 | 0 | 0 | 0 | 0
F1_Commercial_Retail_New_Miscellaneous_Natural Gas_Pool Heater_E6 | F1 | Commercial | Retail | New | Miscellaneous | Natural Gas | Pool Heater | E6 | CCE | 0 | 0 | 0 | 0 | 0 | 0 | 0 | 0 | 0 | 0 | 0 | 0 | 0 | 0 | 0 | 0 | 0 | 0 | 0 | 0 | 0 | 0 | 0 | 0 | 0 | 0 | 0 | 0 | 0 | 0 | 0
F1_Commercial_Retail_New_Miscellaneous_Natural Gas_Pool Heater_E7 | F1 | Commercial | Retail | New | Miscellaneous | Natural Gas | Pool Heater | E7 | CCE | 0 | 0 | 0 | 0 | 0 | 0 | 0 | 0 | 0 | 0 | 0 | 0 | 0 | 0 | 0 | 0 | 0 | 0 | 0 | 0 | 0 | 0 | 0 | 0 | 0 | 0 | 0 | 0 | 0 | 0 | 0
F1_Commercial_Retail_New_Miscellaneous_Natural Gas_Pool Heater_E8 | F1 | Commercial | Retail | New | Miscellaneous | Natural Gas | Pool Heater | E8 | CCE | 0 | 0 | 0 | 0 | 0 | 0 | 0 | 0 | 0 | 0 | 0 | 0 | 0 | 0 | 0 | 0 | 0 | 0 | 0 | 0 | 0 | 0 | 0 | 0 | 0 | 0 | 0 | 0 | 0 | 0 | 0
F1_Commercial_Retail_New_Miscellaneous_Natural Gas_Pool Heater_E9 | F1 | Commercial | Retail | New | Miscellaneous | Natural Gas | Pool Heater | E9 | CCE | 0 | 0 | 0 | 0 | 0 | 0 | 0 | 0 | 0 | 0 | 0 | 0 | 0 | 0 | 0 | 0 | 0 | 0 | 0 | 0 | 0 | 0 | 0 | 0 | 0 | 0 | 0 | 0 | 0 | 0 | 0
F1_Commercial_Retail_New_Miscellaneous_Natural Gas_Pool Heater_E10 | F1 | Commercial | Retail | New | Miscellaneous | Natural Gas | Pool Heater | E10 | CCE | 0 | 0 | 0 | 0 | 0 | 0 | 0 | 0 | 0 | 0 | 0 | 0 | 0 | 0 | 0 | 0 | 0 | 0 | 0 | 0 | 0 | 0 | 0 | 0 | 0 | 0 | 0 | 0 | 0 | 0 | 0
F2_Commercial_Retail_New_Miscellaneous_Natural Gas_Pool Heater_E1 | F2 | Commercial | Retail | New | Miscellaneous | Natural Gas | Pool Heater | E1 | TRC BC Ratio | 0.9 | 0.9 | 0.9 | 0.9 | 0.9 | 0.9 | 0.9 | 0.9 | 0.9 | 0.9 | 0.9 | 0.9 | 0.9 | 0.9 | 0.9 | 0.9 | 0.9 | 0.9 | 0.9 | 0.9 | 0.9 | 0.9 | 0.9 | 0.9 | 0.9 | 0.9 | 0.9 | 0.9 | 0.9 | 0.9 | 0.9
F2_Commercial_Retail_New_Miscellaneous_Natural Gas_Pool Heater_E2 | F2 | Commercial | Retail | New | Miscellaneous | Natural Gas | Pool Heater | E2 | TRC BC Ratio | 0.56913 | 0.59017 | 0.59856 | 0.60055 | 0.62327 | 0.58756 | 0.56286 | 0.56218 | 0.57879 | 0.56904 | 0.56637 | 0.56026 | 0.42036 | 0.41012 | 0.40714 | 0.46017 | 0.52551 | 0.59905 | 0.65771 | 0.754 | 0.76585 | 0.78054 | 0.79807 | 0.30114 | 0.29474 | 0.28881 | 0.28328 | 0.2781 | 0.27319 | 0.2685 | 0.264
F2_Commercial_Retail_New_Miscellaneous_Natural Gas_Pool Heater_E3 | F2 | Commercial | Retail | New | Miscellaneous | Natural Gas | Pool Heater | E3 | TRC BC Ratio | 0 | 0 | 0 | 0 | 0 | 0 | 0 | 0 | 0 | 0 | 0 | 0 | 0 | 0 | 0 | 0 | 0 | 0 | 0 | 0 | 0 | 0 | 0 | 0 | 0 | 0 | 0 | 0 | 0 | 0 | 0
F2_Commercial_Retail_New_Miscellaneous_Natural Gas_Pool Heater_E4 | F2 | Commercial | Retail | New | Miscellaneous | Natural Gas | Pool Heater | E4 | TRC BC Ratio | 0 | 0 | 0 | 0 | 0 | 0 | 0 | 0 | 0 | 0 | 0 | 0 | 0 | 0 | 0 | 0 | 0 | 0 | 0 | 0 | 0 | 0 | 0 | 0 | 0 | 0 | 0 | 0 | 0 | 0 | 0
F2_Commercial_Retail_New_Miscellaneous_Natural Gas_Pool Heater_E5 | F2 | Commercial | Retail | New | Miscellaneous | Natural Gas | Pool Heater | E5 | TRC BC Ratio | 0 | 0 | 0 | 0 | 0 | 0 | 0 | 0 | 0 | 0 | 0 | 0 | 0 | 0 | 0 | 0 | 0 | 0 | 0 | 0 | 0 | 0 | 0 | 0 | 0 | 0 | 0 | 0 | 0 | 0 | 0
F2_Commercial_Retail_New_Miscellaneous_Natural Gas_Pool Heater_E6 | F2 | Commercial | Retail | New | Miscellaneous | Natural Gas | Pool Heater | E6 | TRC BC Ratio | 0 | 0 | 0 | 0 | 0 | 0 | 0 | 0 | 0 | 0 | 0 | 0 | 0 | 0 | 0 | 0 | 0 | 0 | 0 | 0 | 0 | 0 | 0 | 0 | 0 | 0 | 0 | 0 | 0 | 0 | 0
F2_Commercial_Retail_New_Miscellaneous_Natural Gas_Pool Heater_E7 | F2 | Commercial | Retail | New | Miscellaneous | Natural Gas | Pool Heater | E7 | TRC BC Ratio | 0 | 0 | 0 | 0 | 0 | 0 | 0 | 0 | 0 | 0 | 0 | 0 | 0 | 0 | 0 | 0 | 0 | 0 | 0 | 0 | 0 | 0 | 0 | 0 | 0 | 0 | 0 | 0 | 0 | 0 | 0
F2_Commercial_Retail_New_Miscellaneous_Natural Gas_Pool Heater_E8 | F2 | Commercial | Retail | New | Miscellaneous | Natural Gas | Pool Heater | E8 | TRC BC Ratio | 0 | 0 | 0 | 0 | 0 | 0 | 0 | 0 | 0 | 0 | 0 | 0 | 0 | 0 | 0 | 0 | 0 | 0 | 0 | 0 | 0 | 0 | 0 | 0 | 0 | 0 | 0 | 0 | 0 | 0 | 0
F2_Commercial_Retail_New_Miscellaneous_Natural Gas_Pool Heater_E9 | F2 | Commercial | Retail | New | Miscellaneous | Natural Gas | Pool Heater | E9 | TRC BC Ratio | 0 | 0 | 0 | 0 | 0 | 0 | 0 | 0 | 0 | 0 | 0 | 0 | 0 | 0 | 0 | 0 | 0 | 0 | 0 | 0 | 0 | 0 | 0 | 0 | 0 | 0 | 0 | 0 | 0 | 0 | 0
F2_Commercial_Retail_New_Miscellaneous_Natural Gas_Pool Heater_E10 | F2 | Commercial | Retail | New | Miscellaneous | Natural Gas | Pool Heater | E10 | TRC BC Ratio | 0 | 0 | 0 | 0 | 0 | 0 | 0 | 0 | 0 | 0 | 0 | 0 | 0 | 0 | 0 | 0 | 0 | 0 | 0 | 0 | 0 | 0 | 0 | 0 | 0 | 0 | 0 | 0 | 0 | 0 | 0
F3_Commercial_Retail_New_Miscellaneous_Natural Gas_Pool Heater_E1 | F3 | Commercial | Retail | New | Miscellaneous | Natural Gas | Pool Heater | E1 | PACT BC Ratio | 0.9 | 0.9 | 0.9 | 0.9 | 0.9 | 0.9 | 0.9 | 0.9 | 0.9 | 0.9 | 0.9 | 0.9 | 0.9 | 0.9 | 0.9 | 0.9 | 0.9 | 0.9 | 0.9 | 0.9 | 0.9 | 0.9 | 0.9 | 0.9 | 0.9 | 0.9 | 0.9 | 0.9 | 0.9 | 0.9 | 0.9
F3_Commercial_Retail_New_Miscellaneous_Natural Gas_Pool Heater_E2 | F3 | Commercial | Retail | New | Miscellaneous | Natural Gas | Pool Heater | E2 | PACT BC Ratio | 0.80033 | 0.82991 | 0.84171 | 0.84451 | 0.87645 | 0.82624 | 0.79152 | 0.79055 | 0.81391 | 0.8002 | 0.79645 | 0.78786 | 0.59112 | 0.57672 | 0.57253 | 0.64711 | 0.73899 | 0.8424 | 0.92489 | 1.0603 | 1.077 | 1.0976 | 1.1223 | 0.42347 | 0.41447 | 0.40613 | 0.39836 | 0.39107 | 0.38417 | 0.37758 | 0.37125
F3_Commercial_Retail_New_Miscellaneous_Natural Gas_Pool Heater_E3 | F3 | Commercial | Retail | New | Miscellaneous | Natural Gas | Pool Heater | E3 | PACT BC Ratio | 0 | 0 | 0 | 0 | 0 | 0 | 0 | 0 | 0 | 0 | 0 | 0 | 0 | 0 | 0 | 0 | 0 | 0 | 0 | 0 | 0 | 0 | 0 | 0 | 0 | 0 | 0 | 0 | 0 | 0 | 0
F3_Commercial_Retail_New_Miscellaneous_Natural Gas_Pool Heater_E4 | F3 | Commercial | Retail | New | Miscellaneous | Natural Gas | Pool Heater | E4 | PACT BC Ratio | 0 | 0 | 0 | 0 | 0 | 0 | 0 | 0 | 0 | 0 | 0 | 0 | 0 | 0 | 0 | 0 | 0 | 0 | 0 | 0 | 0 | 0 | 0 | 0 | 0 | 0 | 0 | 0 | 0 | 0 | 0
F3_Commercial_Retail_New_Miscellaneous_Natural Gas_Pool Heater_E5 | F3 | Commercial | Retail | New | Miscellaneous | Natural Gas | Pool Heater | E5 | PACT BC Ratio | 0 | 0 | 0 | 0 | 0 | 0 | 0 | 0 | 0 | 0 | 0 | 0 | 0 | 0 | 0 | 0 | 0 | 0 | 0 | 0 | 0 | 0 | 0 | 0 | 0 | 0 | 0 | 0 | 0 | 0 | 0
F3_Commercial_Retail_New_Miscellaneous_Natural Gas_Pool Heater_E6 | F3 | Commercial | Retail | New | Miscellaneous | Natural Gas | Pool Heater | E6 | PACT BC Ratio | 0 | 0 | 0 | 0 | 0 | 0 | 0 | 0 | 0 | 0 | 0 | 0 | 0 | 0 | 0 | 0 | 0 | 0 | 0 | 0 | 0 | 0 | 0 | 0 | 0 | 0 | 0 | 0 | 0 | 0 | 0
F3_Commercial_Retail_New_Miscellaneous_Natural Gas_Pool Heater_E7 | F3 | Commercial | Retail | New | Miscellaneous | Natural Gas | Pool Heater | E7 | PACT BC Ratio | 0 | 0 | 0 | 0 | 0 | 0 | 0 | 0 | 0 | 0 | 0 | 0 | 0 | 0 | 0 | 0 | 0 | 0 | 0 | 0 | 0 | 0 | 0 | 0 | 0 | 0 | 0 | 0 | 0 | 0 | 0
F3_Commercial_Retail_New_Miscellaneous_Natural Gas_Pool Heater_E8 | F3 | Commercial | Retail | New | Miscellaneous | Natural Gas | Pool Heater | E8 | PACT BC Ratio | 0 | 0 | 0 | 0 | 0 | 0 | 0 | 0 | 0 | 0 | 0 | 0 | 0 | 0 | 0 | 0 | 0 | 0 | 0 | 0 | 0 | 0 | 0 | 0 | 0 | 0 | 0 | 0 | 0 | 0 | 0
F3_Commercial_Retail_New_Miscellaneous_Natural Gas_Pool Heater_E9 | F3 | Commercial | Retail | New | Miscellaneous | Natural Gas | Pool Heater | E9 | PACT BC Ratio | 0 | 0 | 0 | 0 | 0 | 0 | 0 | 0 | 0 | 0 | 0 | 0 | 0 | 0 | 0 | 0 | 0 | 0 | 0 | 0 | 0 | 0 | 0 | 0 | 0 | 0 | 0 | 0 | 0 | 0 | 0
F3_Commercial_Retail_New_Miscellaneous_Natural Gas_Pool Heater_E10 | F3 | Commercial | Retail | New | Miscellaneous | Natural Gas | Pool Heater | E10 | PACT BC Ratio | 0 | 0 | 0 | 0 | 0 | 0 | 0 | 0 | 0 | 0 | 0 | 0 | 0 | 0 | 0 | 0 | 0 | 0 | 0 | 0 | 0 | 0 | 0 | 0 | 0 | 0 | 0 | 0 | 0 | 0 | 0
F4_Commercial_Retail_New_Miscellaneous_Natural Gas_Pool Heater_E1 | F4 | Commercial | Retail | New | Miscellaneous | Natural Gas | Pool Heater | E1 | PCT BC Ratio | 0.9 | 0.9 | 0.9 | 0.9 | 0.9 | 0.9 | 0.9 | 0.9 | 0.9 | 0.9 | 0.9 | 0.9 | 0.9 | 0.9 | 0.9 | 0.9 | 0.9 | 0.9 | 0.9 | 0.9 | 0.9 | 0.9 | 0.9 | 0.9 | 0.9 | 0.9 | 0.9 | 0.9 | 0.9 | 0.9 | 0.9
F4_Commercial_Retail_New_Miscellaneous_Natural Gas_Pool Heater_E2 | F4 | Commercial | Retail | New | Miscellaneous | Natural Gas | Pool Heater | E2 | PCT BC Ratio | 1.6263 | 1.6664 | 1.6824 | 1.6862 | 1.7296 | 1.6614 | 1.6143 | 1.613 | 1.6447 | 1.6261 | 1.621 | 1.6093 | 1.3422 | 1.3227 | 1.317 | 1.4182 | 1.543 | 1.6834 | 1.7954 | 1.9792 | 2.0018 | 2.0299 | 2.0634 | 1.1146 | 1.1024 | 1.091 | 1.0805 | 1.0706 | 1.0612 | 1.0523 | 1.0437
F4_Commercial_Retail_New_Miscellaneous_Natural Gas_Pool Heater_E3 | F4 | Commercial | Retail | New | Miscellaneous | Natural Gas | Pool Heater | E3 | PCT BC Ratio | 0 | 0 | 0 | 0 | 0 | 0 | 0 | 0 | 0 | 0 | 0 | 0 | 0 | 0 | 0 | 0 | 0 | 0 | 0 | 0 | 0 | 0 | 0 | 0 | 0 | 0 | 0 | 0 | 0 | 0 | 0
F4_Commercial_Retail_New_Miscellaneous_Natural Gas_Pool Heater_E4 | F4 | Commercial | Retail | New | Miscellaneous | Natural Gas | Pool Heater | E4 | PCT BC Ratio | 0 | 0 | 0 | 0 | 0 | 0 | 0 | 0 | 0 | 0 | 0 | 0 | 0 | 0 | 0 | 0 | 0 | 0 | 0 | 0 | 0 | 0 | 0 | 0 | 0 | 0 | 0 | 0 | 0 | 0 | 0
F4_Commercial_Retail_New_Miscellaneous_Natural Gas_Pool Heater_E5 | F4 | Commercial | Retail | New | Miscellaneous | Natural Gas | Pool Heater | E5 | PCT BC Ratio | 0 | 0 | 0 | 0 | 0 | 0 | 0 | 0 | 0 | 0 | 0 | 0 | 0 | 0 | 0 | 0 | 0 | 0 | 0 | 0 | 0 | 0 | 0 | 0 | 0 | 0 | 0 | 0 | 0 | 0 | 0
F4_Commercial_Retail_New_Miscellaneous_Natural Gas_Pool Heater_E6 | F4 | Commercial | Retail | New | Miscellaneous | Natural Gas | Pool Heater | E6 | PCT BC Ratio | 0 | 0 | 0 | 0 | 0 | 0 | 0 | 0 | 0 | 0 | 0 | 0 | 0 | 0 | 0 | 0 | 0 | 0 | 0 | 0 | 0 | 0 | 0 | 0 | 0 | 0 | 0 | 0 | 0 | 0 | 0
F4_Commercial_Retail_New_Miscellaneous_Natural Gas_Pool Heater_E7 | F4 | Commercial | Retail | New | Miscellaneous | Natural Gas | Pool Heater | E7 | PCT BC Ratio | 0 | 0 | 0 | 0 | 0 | 0 | 0 | 0 | 0 | 0 | 0 | 0 | 0 | 0 | 0 | 0 | 0 | 0 | 0 | 0 | 0 | 0 | 0 | 0 | 0 | 0 | 0 | 0 | 0 | 0 | 0
F4_Commercial_Retail_New_Miscellaneous_Natural Gas_Pool Heater_E8 | F4 | Commercial | Retail | New | Miscellaneous | Natural Gas | Pool Heater | E8 | PCT BC Ratio | 0 | 0 | 0 | 0 | 0 | 0 | 0 | 0 | 0 | 0 | 0 | 0 | 0 | 0 | 0 | 0 | 0 | 0 | 0 | 0 | 0 | 0 | 0 | 0 | 0 | 0 | 0 | 0 | 0 | 0 | 0
F4_Commercial_Retail_New_Miscellaneous_Natural Gas_Pool Heater_E9 | F4 | Commercial | Retail | New | Miscellaneous | Natural Gas | Pool Heater | E9 | PCT BC Ratio | 0 | 0 | 0 | 0 | 0 | 0 | 0 | 0 | 0 | 0 | 0 | 0 | 0 | 0 | 0 | 0 | 0 | 0 | 0 | 0 | 0 | 0 | 0 | 0 | 0 | 0 | 0 | 0 | 0 | 0 | 0
F4_Commercial_Retail_New_Miscellaneous_Natural Gas_Pool Heater_E10 | F4 | Commercial | Retail | New | Miscellaneous | Natural Gas | Pool Heater | E10 | PCT BC Ratio | 0 | 0 | 0 | 0 | 0 | 0 | 0 | 0 | 0 | 0 | 0 | 0 | 0 | 0 | 0 | 0 | 0 | 0 | 0 | 0 | 0 | 0 | 0 | 0 | 0 | 0 | 0 | 0 | 0 | 0 | 0
F5_Commercial_Retail_New_Miscellaneous_Natural Gas_Pool Heater_E1 | F5 | Commercial | Retail | New | Miscellaneous | Natural Gas | Pool Heater | E1 | RIM BC Ratio | 0.9 | 0.9 | 0.9 | 0.9 | 0.9 | 0.9 | 0.9 | 0.9 | 0.9 | 0.9 | 0.9 | 0.9 | 0.9 | 0.9 | 0.9 | 0.9 | 0.9 | 0.9 | 0.9 | 0.9 | 0.9 | 0.9 | 0.9 | 0.9 | 0.9 | 0.9 | 0.9 | 0.9 | 0.9 | 0.9 | 0.9
F5_Commercial_Retail_New_Miscellaneous_Natural Gas_Pool Heater_E2 | F5 | Commercial | Retail | New | Miscellaneous | Natural Gas | Pool Heater | E2 | RIM BC Ratio | 0.40857 | 0.41614 | 0.41909 | 0.41978 | 0.42753 | 0.41522 | 0.40626 | 0.40601 | 0.41208 | 0.40854 | 0.40756 | 0.4053 | 0.34605 | 0.34106 | 0.33959 | 0.36451 | 0.39196 | 0.41926 | 0.43874 | 0.46703 | 0.47023 | 0.47413 | 0.47867 | 0.28094 | 0.27695 | 0.2732 | 0.26966 | 0.2663 | 0.26308 | 0.25997 | 0.25696
F5_Commercial_Retail_New_Miscellaneous_Natural Gas_Pool Heater_E3 | F5 | Commercial | Retail | New | Miscellaneous | Natural Gas | Pool Heater | E3 | RIM BC Ratio | 0 | 0 | 0 | 0 | 0 | 0 | 0 | 0 | 0 | 0 | 0 | 0 | 0 | 0 | 0 | 0 | 0 | 0 | 0 | 0 | 0 | 0 | 0 | 0 | 0 | 0 | 0 | 0 | 0 | 0 | 0
F5_Commercial_Retail_New_Miscellaneous_Natural Gas_Pool Heater_E4 | F5 | Commercial | Retail | New | Miscellaneous | Natural Gas | Pool Heater | E4 | RIM BC Ratio | 0 | 0 | 0 | 0 | 0 | 0 | 0 | 0 | 0 | 0 | 0 | 0 | 0 | 0 | 0 | 0 | 0 | 0 | 0 | 0 | 0 | 0 | 0 | 0 | 0 | 0 | 0 | 0 | 0 | 0 | 0
F5_Commercial_Retail_New_Miscellaneous_Natural Gas_Pool Heater_E5 | F5 | Commercial | Retail | New | Miscellaneous | Natural Gas | Pool Heater | E5 | RIM BC Ratio | 0 | 0 | 0 | 0 | 0 | 0 | 0 | 0 | 0 | 0 | 0 | 0 | 0 | 0 | 0 | 0 | 0 | 0 | 0 | 0 | 0 | 0 | 0 | 0 | 0 | 0 | 0 | 0 | 0 | 0 | 0
F5_Commercial_Retail_New_Miscellaneous_Natural Gas_Pool Heater_E6 | F5 | Commercial | Retail | New | Miscellaneous | Natural Gas | Pool Heater | E6 | RIM BC Ratio | 0 | 0 | 0 | 0 | 0 | 0 | 0 | 0 | 0 | 0 | 0 | 0 | 0 | 0 | 0 | 0 | 0 | 0 | 0 | 0 | 0 | 0 | 0 | 0 | 0 | 0 | 0 | 0 | 0 | 0 | 0
F5_Commercial_Retail_New_Miscellaneous_Natural Gas_Pool Heater_E7 | F5 | Commercial | Retail | New | Miscellaneous | Natural Gas | Pool Heater | E7 | RIM BC Ratio | 0 | 0 | 0 | 0 | 0 | 0 | 0 | 0 | 0 | 0 | 0 | 0 | 0 | 0 | 0 | 0 | 0 | 0 | 0 | 0 | 0 | 0 | 0 | 0 | 0 | 0 | 0 | 0 | 0 | 0 | 0
F5_Commercial_Retail_New_Miscellaneous_Natural Gas_Pool Heater_E8 | F5 | Commercial | Retail | New | Miscellaneous | Natural Gas | Pool Heater | E8 | RIM BC Ratio | 0 | 0 | 0 | 0 | 0 | 0 | 0 | 0 | 0 | 0 | 0 | 0 | 0 | 0 | 0 | 0 | 0 | 0 | 0 | 0 | 0 | 0 | 0 | 0 | 0 | 0 | 0 | 0 | 0 | 0 | 0
F5_Commercial_Retail_New_Miscellaneous_Natural Gas_Pool Heater_E9 | F5 | Commercial | Retail | New | Miscellaneous | Natural Gas | Pool Heater | E9 | RIM BC Ratio | 0 | 0 | 0 | 0 | 0 | 0 | 0 | 0 | 0 | 0 | 0 | 0 | 0 | 0 | 0 | 0 | 0 | 0 | 0 | 0 | 0 | 0 | 0 | 0 | 0 | 0 | 0 | 0 | 0 | 0 | 0
F5_Commercial_Retail_New_Miscellaneous_Natural Gas_Pool Heater_E10 | F5 | Commercial | Retail | New | Miscellaneous | Natural Gas | Pool Heater | E10 | RIM BC Ratio | 0 | 0 | 0 | 0 | 0 | 0 | 0 | 0 | 0 | 0 | 0 | 0 | 0 | 0 | 0 | 0 | 0 | 0 | 0 | 0 | 0 | 0 | 0 | 0 | 0 | 0 | 0 | 0 | 0 | 0 | 0
F0_Commercial_Retail_New_Miscellaneous_Natural Gas_Miscellaneous_E0 | F0 | Commercial | Retail | New | Miscellaneous | Natural Gas | Miscellaneous | E0 | Economic Unit | Miscellaneous | Miscellaneous | Miscellaneous | Miscellaneous | Miscellaneous | Miscellaneous | Miscellaneous | Miscellaneous | Miscellaneous | Miscellaneous | Miscellaneous | Miscellaneous | Miscellaneous | Miscellaneous | Miscellaneous | Miscellaneous | Miscellaneous | Miscellaneous | Miscellaneous | Miscellaneous | Miscellaneous | Miscellaneous | Miscellaneous | Miscellaneous | Miscellaneous | Miscellaneous | Miscellaneous | Miscellaneous | Miscellaneous | Miscellaneous | Miscellaneous
F1_Commercial_Retail_New_Miscellaneous_Natural Gas_Miscellaneous_E1 | F1 | Commercial | Retail | New | Miscellaneous | Natural Gas | Miscellaneous | E1 | CCE | 0 | 0 | 0 | 0 | 0 | 0 | 0 | 0 | 0 | 0 | 0 | 0 | 0 | 0 | 0 | 0 | 0 | 0 | 0 | 0 | 0 | 0 | 0 | 0 | 0 | 0 | 0 | 0 | 0 | 0 | 0
F1_Commercial_Retail_New_Miscellaneous_Natural Gas_Miscellaneous_E2 | F1 | Commercial | Retail | New | Miscellaneous | Natural Gas | Miscellaneous | E2 | CCE | 0 | 0 | 0 | 0 | 0 | 0 | 0 | 0 | 0 | 0 | 0 | 0 | 0 | 0 | 0 | 0 | 0 | 0 | 0 | 0 | 0 | 0 | 0 | 0 | 0 | 0 | 0 | 0 | 0 | 0 | 0
F1_Commercial_Retail_New_Miscellaneous_Natural Gas_Miscellaneous_E3 | F1 | Commercial | Retail | New | Miscellaneous | Natural Gas | Miscellaneous | E3 | CCE | 0 | 0 | 0 | 0 | 0 | 0 | 0 | 0 | 0 | 0 | 0 | 0 | 0 | 0 | 0 | 0 | 0 | 0 | 0 | 0 | 0 | 0 | 0 | 0 | 0 | 0 | 0 | 0 | 0 | 0 | 0
F1_Commercial_Retail_New_Miscellaneous_Natural Gas_Miscellaneous_E4 | F1 | Commercial | Retail | New | Miscellaneous | Natural Gas | Miscellaneous | E4 | CCE | 0 | 0 | 0 | 0 | 0 | 0 | 0 | 0 | 0 | 0 | 0 | 0 | 0 | 0 | 0 | 0 | 0 | 0 | 0 | 0 | 0 | 0 | 0 | 0 | 0 | 0 | 0 | 0 | 0 | 0 | 0
F1_Commercial_Retail_New_Miscellaneous_Natural Gas_Miscellaneous_E5 | F1 | Commercial | Retail | New | Miscellaneous | Natural Gas | Miscellaneous | E5 | CCE | 0 | 0 | 0 | 0 | 0 | 0 | 0 | 0 | 0 | 0 | 0 | 0 | 0 | 0 | 0 | 0 | 0 | 0 | 0 | 0 | 0 | 0 | 0 | 0 | 0 | 0 | 0 | 0 | 0 | 0 | 0
F1_Commercial_Retail_New_Miscellaneous_Natural Gas_Miscellaneous_E6 | F1 | Commercial | Retail | New | Miscellaneous | Natural Gas | Miscellaneous | E6 | CCE | 0 | 0 | 0 | 0 | 0 | 0 | 0 | 0 | 0 | 0 | 0 | 0 | 0 | 0 | 0 | 0 | 0 | 0 | 0 | 0 | 0 | 0 | 0 | 0 | 0 | 0 | 0 | 0 | 0 | 0 | 0
F1_Commercial_Retail_New_Miscellaneous_Natural Gas_Miscellaneous_E7 | F1 | Commercial | Retail | New | Miscellaneous | Natural Gas | Miscellaneous | E7 | CCE | 0 | 0 | 0 | 0 | 0 | 0 | 0 | 0 | 0 | 0 | 0 | 0 | 0 | 0 | 0 | 0 | 0 | 0 | 0 | 0 | 0 | 0 | 0 | 0 | 0 | 0 | 0 | 0 | 0 | 0 | 0
F1_Commercial_Retail_New_Miscellaneous_Natural Gas_Miscellaneous_E8 | F1 | Commercial | Retail | New | Miscellaneous | Natural Gas | Miscellaneous | E8 | CCE | 0 | 0 | 0 | 0 | 0 | 0 | 0 | 0 | 0 | 0 | 0 | 0 | 0 | 0 | 0 | 0 | 0 | 0 | 0 | 0 | 0 | 0 | 0 | 0 | 0 | 0 | 0 | 0 | 0 | 0 | 0
F1_Commercial_Retail_New_Miscellaneous_Natural Gas_Miscellaneous_E9 | F1 | Commercial | Retail | New | Miscellaneous | Natural Gas | Miscellaneous | E9 | CCE | 0 | 0 | 0 | 0 | 0 | 0 | 0 | 0 | 0 | 0 | 0 | 0 | 0 | 0 | 0 | 0 | 0 | 0 | 0 | 0 | 0 | 0 | 0 | 0 | 0 | 0 | 0 | 0 | 0 | 0 | 0
F1_Commercial_Retail_New_Miscellaneous_Natural Gas_Miscellaneous_E10 | F1 | Commercial | Retail | New | Miscellaneous | Natural Gas | Miscellaneous | E10 | CCE | 0 | 0 | 0 | 0 | 0 | 0 | 0 | 0 | 0 | 0 | 0 | 0 | 0 | 0 | 0 | 0 | 0 | 0 | 0 | 0 | 0 | 0 | 0 | 0 | 0 | 0 | 0 | 0 | 0 | 0 | 0
F2_Commercial_Retail_New_Miscellaneous_Natural Gas_Miscellaneous_E1 | F2 | Commercial | Retail | New | Miscellaneous | Natural Gas | Miscellaneous | E1 | TRC BC Ratio | 0.9 | 0.9 | 0.9 | 0.9 | 0.9 | 0.9 | 0.9 | 0.9 | 0.9 | 0.9 | 0.9 | 0.9 | 0.9 | 0.9 | 0.9 | 0.9 | 0.9 | 0.9 | 0.9 | 0.9 | 0.9 | 0.9 | 0.9 | 0.9 | 0.9 | 0.9 | 0.9 | 0.9 | 0.9 | 0.9 | 0.9
F2_Commercial_Retail_New_Miscellaneous_Natural Gas_Miscellaneous_E2 | F2 | Commercial | Retail | New | Miscellaneous | Natural Gas | Miscellaneous | E2 | TRC BC Ratio | 0 | 0 | 0 | 0 | 0 | 0 | 0 | 0 | 0 | 0 | 0 | 0 | 0 | 0 | 0 | 0 | 0 | 0 | 0 | 0 | 0 | 0 | 0 | 0 | 0 | 0 | 0 | 0 | 0 | 0 | 0
F2_Commercial_Retail_New_Miscellaneous_Natural Gas_Miscellaneous_E3 | F2 | Commercial | Retail | New | Miscellaneous | Natural Gas | Miscellaneous | E3 | TRC BC Ratio | 0 | 0 | 0 | 0 | 0 | 0 | 0 | 0 | 0 | 0 | 0 | 0 | 0 | 0 | 0 | 0 | 0 | 0 | 0 | 0 | 0 | 0 | 0 | 0 | 0 | 0 | 0 | 0 | 0 | 0 | 0
F2_Commercial_Retail_New_Miscellaneous_Natural Gas_Miscellaneous_E4 | F2 | Commercial | Retail | New | Miscellaneous | Natural Gas | Miscellaneous | E4 | TRC BC Ratio | 0 | 0 | 0 | 0 | 0 | 0 | 0 | 0 | 0 | 0 | 0 | 0 | 0 | 0 | 0 | 0 | 0 | 0 | 0 | 0 | 0 | 0 | 0 | 0 | 0 | 0 | 0 | 0 | 0 | 0 | 0
F2_Commercial_Retail_New_Miscellaneous_Natural Gas_Miscellaneous_E5 | F2 | Commercial | Retail | New | Miscellaneous | Natural Gas | Miscellaneous | E5 | TRC BC Ratio | 0 | 0 | 0 | 0 | 0 | 0 | 0 | 0 | 0 | 0 | 0 | 0 | 0 | 0 | 0 | 0 | 0 | 0 | 0 | 0 | 0 | 0 | 0 | 0 | 0 | 0 | 0 | 0 | 0 | 0 | 0
F2_Commercial_Retail_New_Miscellaneous_Natural Gas_Miscellaneous_E6 | F2 | Commercial | Retail | New | Miscellaneous | Natural Gas | Miscellaneous | E6 | TRC BC Ratio | 0 | 0 | 0 | 0 | 0 | 0 | 0 | 0 | 0 | 0 | 0 | 0 | 0 | 0 | 0 | 0 | 0 | 0 | 0 | 0 | 0 | 0 | 0 | 0 | 0 | 0 | 0 | 0 | 0 | 0 | 0
F2_Commercial_Retail_New_Miscellaneous_Natural Gas_Miscellaneous_E7 | F2 | Commercial | Retail | New | Miscellaneous | Natural Gas | Miscellaneous | E7 | TRC BC Ratio | 0 | 0 | 0 | 0 | 0 | 0 | 0 | 0 | 0 | 0 | 0 | 0 | 0 | 0 | 0 | 0 | 0 | 0 | 0 | 0 | 0 | 0 | 0 | 0 | 0 | 0 | 0 | 0 | 0 | 0 | 0
F2_Commercial_Retail_New_Miscellaneous_Natural Gas_Miscellaneous_E8 | F2 | Commercial | Retail | New | Miscellaneous | Natural Gas | Miscellaneous | E8 | TRC BC Ratio | 0 | 0 | 0 | 0 | 0 | 0 | 0 | 0 | 0 | 0 | 0 | 0 | 0 | 0 | 0 | 0 | 0 | 0 | 0 | 0 | 0 | 0 | 0 | 0 | 0 | 0 | 0 | 0 | 0 | 0 | 0
F2_Commercial_Retail_New_Miscellaneous_Natural Gas_Miscellaneous_E9 | F2 | Commercial | Retail | New | Miscellaneous | Natural Gas | Miscellaneous | E9 | TRC BC Ratio | 0 | 0 | 0 | 0 | 0 | 0 | 0 | 0 | 0 | 0 | 0 | 0 | 0 | 0 | 0 | 0 | 0 | 0 | 0 | 0 | 0 | 0 | 0 | 0 | 0 | 0 | 0 | 0 | 0 | 0 | 0
F2_Commercial_Retail_New_Miscellaneous_Natural Gas_Miscellaneous_E10 | F2 | Commercial | Retail | New | Miscellaneous | Natural Gas | Miscellaneous | E10 | TRC BC Ratio | 0 | 0 | 0 | 0 | 0 | 0 | 0 | 0 | 0 | 0 | 0 | 0 | 0 | 0 | 0 | 0 | 0 | 0 | 0 | 0 | 0 | 0 | 0 | 0 | 0 | 0 | 0 | 0 | 0 | 0 | 0
F3_Commercial_Retail_New_Miscellaneous_Natural Gas_Miscellaneous_E1 | F3 | Commercial | Retail | New | Miscellaneous | Natural Gas | Miscellaneous | E1 | PACT BC Ratio | 0.9 | 0.9 | 0.9 | 0.9 | 0.9 | 0.9 | 0.9 | 0.9 | 0.9 | 0.9 | 0.9 | 0.9 | 0.9 | 0.9 | 0.9 | 0.9 | 0.9 | 0.9 | 0.9 | 0.9 | 0.9 | 0.9 | 0.9 | 0.9 | 0.9 | 0.9 | 0.9 | 0.9 | 0.9 | 0.9 | 0.9
F3_Commercial_Retail_New_Miscellaneous_Natural Gas_Miscellaneous_E2 | F3 | Commercial | Retail | New | Miscellaneous | Natural Gas | Miscellaneous | E2 | PACT BC Ratio | 0 | 0 | 0 | 0 | 0 | 0 | 0 | 0 | 0 | 0 | 0 | 0 | 0 | 0 | 0 | 0 | 0 | 0 | 0 | 0 | 0 | 0 | 0 | 0 | 0 | 0 | 0 | 0 | 0 | 0 | 0
F3_Commercial_Retail_New_Miscellaneous_Natural Gas_Miscellaneous_E3 | F3 | Commercial | Retail | New | Miscellaneous | Natural Gas | Miscellaneous | E3 | PACT BC Ratio | 0 | 0 | 0 | 0 | 0 | 0 | 0 | 0 | 0 | 0 | 0 | 0 | 0 | 0 | 0 | 0 | 0 | 0 | 0 | 0 | 0 | 0 | 0 | 0 | 0 | 0 | 0 | 0 | 0 | 0 | 0
F3_Commercial_Retail_New_Miscellaneous_Natural Gas_Miscellaneous_E4 | F3 | Commercial | Retail | New | Miscellaneous | Natural Gas | Miscellaneous | E4 | PACT BC Ratio | 0 | 0 | 0 | 0 | 0 | 0 | 0 | 0 | 0 | 0 | 0 | 0 | 0 | 0 | 0 | 0 | 0 | 0 | 0 | 0 | 0 | 0 | 0 | 0 | 0 | 0 | 0 | 0 | 0 | 0 | 0
F3_Commercial_Retail_New_Miscellaneous_Natural Gas_Miscellaneous_E5 | F3 | Commercial | Retail | New | Miscellaneous | Natural Gas | Miscellaneous | E5 | PACT BC Ratio | 0 | 0 | 0 | 0 | 0 | 0 | 0 | 0 | 0 | 0 | 0 | 0 | 0 | 0 | 0 | 0 | 0 | 0 | 0 | 0 | 0 | 0 | 0 | 0 | 0 | 0 | 0 | 0 | 0 | 0 | 0
F3_Commercial_Retail_New_Miscellaneous_Natural Gas_Miscellaneous_E6 | F3 | Commercial | Retail | New | Miscellaneous | Natural Gas | Miscellaneous | E6 | PACT BC Ratio | 0 | 0 | 0 | 0 | 0 | 0 | 0 | 0 | 0 | 0 | 0 | 0 | 0 | 0 | 0 | 0 | 0 | 0 | 0 | 0 | 0 | 0 | 0 | 0 | 0 | 0 | 0 | 0 | 0 | 0 | 0
F3_Commercial_Retail_New_Miscellaneous_Natural Gas_Miscellaneous_E7 | F3 | Commercial | Retail | New | Miscellaneous | Natural Gas | Miscellaneous | E7 | PACT BC Ratio | 0 | 0 | 0 | 0 | 0 | 0 | 0 | 0 | 0 | 0 | 0 | 0 | 0 | 0 | 0 | 0 | 0 | 0 | 0 | 0 | 0 | 0 | 0 | 0 | 0 | 0 | 0 | 0 | 0 | 0 | 0
F3_Commercial_Retail_New_Miscellaneous_Natural Gas_Miscellaneous_E8 | F3 | Commercial | Retail | New | Miscellaneous | Natural Gas | Miscellaneous | E8 | PACT BC Ratio | 0 | 0 | 0 | 0 | 0 | 0 | 0 | 0 | 0 | 0 | 0 | 0 | 0 | 0 | 0 | 0 | 0 | 0 | 0 | 0 | 0 | 0 | 0 | 0 | 0 | 0 | 0 | 0 | 0 | 0 | 0
F3_Commercial_Retail_New_Miscellaneous_Natural Gas_Miscellaneous_E9 | F3 | Commercial | Retail | New | Miscellaneous | Natural Gas | Miscellaneous | E9 | PACT BC Ratio | 0 | 0 | 0 | 0 | 0 | 0 | 0 | 0 | 0 | 0 | 0 | 0 | 0 | 0 | 0 | 0 | 0 | 0 | 0 | 0 | 0 | 0 | 0 | 0 | 0 | 0 | 0 | 0 | 0 | 0 | 0
F3_Commercial_Retail_New_Miscellaneous_Natural Gas_Miscellaneous_E10 | F3 | Commercial | Retail | New | Miscellaneous | Natural Gas | Miscellaneous | E10 | PACT BC Ratio | 0 | 0 | 0 | 0 | 0 | 0 | 0 | 0 | 0 | 0 | 0 | 0 | 0 | 0 | 0 | 0 | 0 | 0 | 0 | 0 | 0 | 0 | 0 | 0 | 0 | 0 | 0 | 0 | 0 | 0 | 0
F4_Commercial_Retail_New_Miscellaneous_Natural Gas_Miscellaneous_E1 | F4 | Commercial | Retail | New | Miscellaneous | Natural Gas | Miscellaneous | E1 | PCT BC Ratio | 0.9 | 0.9 | 0.9 | 0.9 | 0.9 | 0.9 | 0.9 | 0.9 | 0.9 | 0.9 | 0.9 | 0.9 | 0.9 | 0.9 | 0.9 | 0.9 | 0.9 | 0.9 | 0.9 | 0.9 | 0.9 | 0.9 | 0.9 | 0.9 | 0.9 | 0.9 | 0.9 | 0.9 | 0.9 | 0.9 | 0.9
F4_Commercial_Retail_New_Miscellaneous_Natural Gas_Miscellaneous_E2 | F4 | Commercial | Retail | New | Miscellaneous | Natural Gas | Miscellaneous | E2 | PCT BC Ratio | 0 | 0 | 0 | 0 | 0 | 0 | 0 | 0 | 0 | 0 | 0 | 0 | 0 | 0 | 0 | 0 | 0 | 0 | 0 | 0 | 0 | 0 | 0 | 0 | 0 | 0 | 0 | 0 | 0 | 0 | 0
F4_Commercial_Retail_New_Miscellaneous_Natural Gas_Miscellaneous_E3 | F4 | Commercial | Retail | New | Miscellaneous | Natural Gas | Miscellaneous | E3 | PCT BC Ratio | 0 | 0 | 0 | 0 | 0 | 0 | 0 | 0 | 0 | 0 | 0 | 0 | 0 | 0 | 0 | 0 | 0 | 0 | 0 | 0 | 0 | 0 | 0 | 0 | 0 | 0 | 0 | 0 | 0 | 0 | 0
F4_Commercial_Retail_New_Miscellaneous_Natural Gas_Miscellaneous_E4 | F4 | Commercial | Retail | New | Miscellaneous | Natural Gas | Miscellaneous | E4 | PCT BC Ratio | 0 | 0 | 0 | 0 | 0 | 0 | 0 | 0 | 0 | 0 | 0 | 0 | 0 | 0 | 0 | 0 | 0 | 0 | 0 | 0 | 0 | 0 | 0 | 0 | 0 | 0 | 0 | 0 | 0 | 0 | 0
F4_Commercial_Retail_New_Miscellaneous_Natural Gas_Miscellaneous_E5 | F4 | Commercial | Retail | New | Miscellaneous | Natural Gas | Miscellaneous | E5 | PCT BC Ratio | 0 | 0 | 0 | 0 | 0 | 0 | 0 | 0 | 0 | 0 | 0 | 0 | 0 | 0 | 0 | 0 | 0 | 0 | 0 | 0 | 0 | 0 | 0 | 0 | 0 | 0 | 0 | 0 | 0 | 0 | 0
F4_Commercial_Retail_New_Miscellaneous_Natural Gas_Miscellaneous_E6 | F4 | Commercial | Retail | New | Miscellaneous | Natural Gas | Miscellaneous | E6 | PCT BC Ratio | 0 | 0 | 0 | 0 | 0 | 0 | 0 | 0 | 0 | 0 | 0 | 0 | 0 | 0 | 0 | 0 | 0 | 0 | 0 | 0 | 0 | 0 | 0 | 0 | 0 | 0 | 0 | 0 | 0 | 0 | 0
F4_Commercial_Retail_New_Miscellaneous_Natural Gas_Miscellaneous_E7 | F4 | Commercial | Retail | New | Miscellaneous | Natural Gas | Miscellaneous | E7 | PCT BC Ratio | 0 | 0 | 0 | 0 | 0 | 0 | 0 | 0 | 0 | 0 | 0 | 0 | 0 | 0 | 0 | 0 | 0 | 0 | 0 | 0 | 0 | 0 | 0 | 0 | 0 | 0 | 0 | 0 | 0 | 0 | 0
F4_Commercial_Retail_New_Miscellaneous_Natural Gas_Miscellaneous_E8 | F4 | Commercial | Retail | New | Miscellaneous | Natural Gas | Miscellaneous | E8 | PCT BC Ratio | 0 | 0 | 0 | 0 | 0 | 0 | 0 | 0 | 0 | 0 | 0 | 0 | 0 | 0 | 0 | 0 | 0 | 0 | 0 | 0 | 0 | 0 | 0 | 0 | 0 | 0 | 0 | 0 | 0 | 0 | 0
F4_Commercial_Retail_New_Miscellaneous_Natural Gas_Miscellaneous_E9 | F4 | Commercial | Retail | New | Miscellaneous | Natural Gas | Miscellaneous | E9 | PCT BC Ratio | 0 | 0 | 0 | 0 | 0 | 0 | 0 | 0 | 0 | 0 | 0 | 0 | 0 | 0 | 0 | 0 | 0 | 0 | 0 | 0 | 0 | 0 | 0 | 0 | 0 | 0 | 0 | 0 | 0 | 0 | 0
F4_Commercial_Retail_New_Miscellaneous_Natural Gas_Miscellaneous_E10 | F4 | Commercial | Retail | New | Miscellaneous | Natural Gas | Miscellaneous | E10 | PCT BC Ratio | 0 | 0 | 0 | 0 | 0 | 0 | 0 | 0 | 0 | 0 | 0 | 0 | 0 | 0 | 0 | 0 | 0 | 0 | 0 | 0 | 0 | 0 | 0 | 0 | 0 | 0 | 0 | 0 | 0 | 0 | 0
F5_Commercial_Retail_New_Miscellaneous_Natural Gas_Miscellaneous_E1 | F5 | Commercial | Retail | New | Miscellaneous | Natural Gas | Miscellaneous | E1 | RIM BC Ratio | 0.9 | 0.9 | 0.9 | 0.9 | 0.9 | 0.9 | 0.9 | 0.9 | 0.9 | 0.9 | 0.9 | 0.9 | 0.9 | 0.9 | 0.9 | 0.9 | 0.9 | 0.9 | 0.9 | 0.9 | 0.9 | 0.9 | 0.9 | 0.9 | 0.9 | 0.9 | 0.9 | 0.9 | 0.9 | 0.9 | 0.9
F5_Commercial_Retail_New_Miscellaneous_Natural Gas_Miscellaneous_E2 | F5 | Commercial | Retail | New | Miscellaneous | Natural Gas | Miscellaneous | E2 | RIM BC Ratio | 0 | 0 | 0 | 0 | 0 | 0 | 0 | 0 | 0 | 0 | 0 | 0 | 0 | 0 | 0 | 0 | 0 | 0 | 0 | 0 | 0 | 0 | 0 | 0 | 0 | 0 | 0 | 0 | 0 | 0 | 0
F5_Commercial_Retail_New_Miscellaneous_Natural Gas_Miscellaneous_E3 | F5 | Commercial | Retail | New | Miscellaneous | Natural Gas | Miscellaneous | E3 | RIM BC Ratio | 0 | 0 | 0 | 0 | 0 | 0 | 0 | 0 | 0 | 0 | 0 | 0 | 0 | 0 | 0 | 0 | 0 | 0 | 0 | 0 | 0 | 0 | 0 | 0 | 0 | 0 | 0 | 0 | 0 | 0 | 0
F5_Commercial_Retail_New_Miscellaneous_Natural Gas_Miscellaneous_E4 | F5 | Commercial | Retail | New | Miscellaneous | Natural Gas | Miscellaneous | E4 | RIM BC Ratio | 0 | 0 | 0 | 0 | 0 | 0 | 0 | 0 | 0 | 0 | 0 | 0 | 0 | 0 | 0 | 0 | 0 | 0 | 0 | 0 | 0 | 0 | 0 | 0 | 0 | 0 | 0 | 0 | 0 | 0 | 0
F5_Commercial_Retail_New_Miscellaneous_Natural Gas_Miscellaneous_E5 | F5 | Commercial | Retail | New | Miscellaneous | Natural Gas | Miscellaneous | E5 | RIM BC Ratio | 0 | 0 | 0 | 0 | 0 | 0 | 0 | 0 | 0 | 0 | 0 | 0 | 0 | 0 | 0 | 0 | 0 | 0 | 0 | 0 | 0 | 0 | 0 | 0 | 0 | 0 | 0 | 0 | 0 | 0 | 0
F5_Commercial_Retail_New_Miscellaneous_Natural Gas_Miscellaneous_E6 | F5 | Commercial | Retail | New | Miscellaneous | Natural Gas | Miscellaneous | E6 | RIM BC Ratio | 0 | 0 | 0 | 0 | 0 | 0 | 0 | 0 | 0 | 0 | 0 | 0 | 0 | 0 | 0 | 0 | 0 | 0 | 0 | 0 | 0 | 0 | 0 | 0 | 0 | 0 | 0 | 0 | 0 | 0 | 0
F5_Commercial_Retail_New_Miscellaneous_Natural Gas_Miscellaneous_E7 | F5 | Commercial | Retail | New | Miscellaneous | Natural Gas | Miscellaneous | E7 | RIM BC Ratio | 0 | 0 | 0 | 0 | 0 | 0 | 0 | 0 | 0 | 0 | 0 | 0 | 0 | 0 | 0 | 0 | 0 | 0 | 0 | 0 | 0 | 0 | 0 | 0 | 0 | 0 | 0 | 0 | 0 | 0 | 0
F5_Commercial_Retail_New_Miscellaneous_Natural Gas_Miscellaneous_E8 | F5 | Commercial | Retail | New | Miscellaneous | Natural Gas | Miscellaneous | E8 | RIM BC Ratio | 0 | 0 | 0 | 0 | 0 | 0 | 0 | 0 | 0 | 0 | 0 | 0 | 0 | 0 | 0 | 0 | 0 | 0 | 0 | 0 | 0 | 0 | 0 | 0 | 0 | 0 | 0 | 0 | 0 | 0 | 0
F5_Commercial_Retail_New_Miscellaneous_Natural Gas_Miscellaneous_E9 | F5 | Commercial | Retail | New | Miscellaneous | Natural Gas | Miscellaneous | E9 | RIM BC Ratio | 0 | 0 | 0 | 0 | 0 | 0 | 0 | 0 | 0 | 0 | 0 | 0 | 0 | 0 | 0 | 0 | 0 | 0 | 0 | 0 | 0 | 0 | 0 | 0 | 0 | 0 | 0 | 0 | 0 | 0 | 0
F5_Commercial_Retail_New_Miscellaneous_Natural Gas_Miscellaneous_E10 | F5 | Commercial | Retail | New | Miscellaneous | Natural Gas | Miscellaneous | E10 | RIM BC Ratio | 0 | 0 | 0 | 0 | 0 | 0 | 0 | 0 | 0 | 0 | 0 | 0 | 0 | 0 | 0 | 0 | 0 | 0 | 0 | 0 | 0 | 0 | 0 | 0 | 0 | 0 | 0 | 0 | 0 | 0 | 0
F0_Commercial_Restaurant_Existing_Space Heating_Natural Gas_Furnace_E0 | F0 | Commercial | Restaurant | Existing | Space Heating | Natural Gas | Furnace | E0 | Economic Unit | AFUE 96% | AFUE 96% | AFUE 96% | AFUE 96% | AFUE 96% | AFUE 96% | AFUE 96% | AFUE 96% | AFUE 96% | AFUE 96% | AFUE 96% | AFUE 96% | AFUE 96% | AFUE 96% | AFUE 96% | AFUE 96% | AFUE 96% | AFUE 96% | AFUE 96% | AFUE 96% | AFUE 96% | AFUE 96% | AFUE 96% | AFUE 96% | AFUE 96% | AFUE 96% | AFUE 96% | AFUE 96% | AFUE 96% | AFUE 96% | AFUE 96%
F1_Commercial_Restaurant_Existing_Space Heating_Natural Gas_Furnace_E1 | F1 | Commercial | Restaurant | Existing | Space Heating | Natural Gas | Furnace | E1 | CCE | 0 | 0 | 0 | 0 | 0 | 0 | 0 | 0 | 0 | 0 | 0 | 0 | 0 | 0 | 0 | 0 | 0 | 0 | 0 | 0 | 0 | 0 | 0 | 0 | 0 | 0 | 0 | 0 | 0 | 0 | 0
F1_Commercial_Restaurant_Existing_Space Heating_Natural Gas_Furnace_E2 | F1 | Commercial | Restaurant | Existing | Space Heating | Natural Gas | Furnace | E2 | CCE | 0.13275 | 0.12762 | 0.12823 | 0.12957 | 0.12957 | 0 | 0 | 0 | 0 | 0 | 0 | 0 | 0 | 0 | 0 | 0 | 0 | 0 | 0 | 0 | 0 | 0 | 0 | 0 | 0 | 0 | 0 | 0 | 0 | 0 | 0
F1_Commercial_Restaurant_Existing_Space Heating_Natural Gas_Furnace_E3 | F1 | Commercial | Restaurant | Existing | Space Heating | Natural Gas | Furnace | E3 | CCE | 0.028275 | 0.027182 | 0.027312 | 0.027597 | 0.027597 | 0 | 0 | 0 | 0 | 0 | 0 | 0 | 0 | 0 | 0 | 0 | 0 | 0 | 0 | 0 | 0 | 0 | 0 | 0 | 0 | 0 | 0 | 0 | 0 | 0 | 0
F1_Commercial_Restaurant_Existing_Space Heating_Natural Gas_Furnace_E4 | F1 | Commercial | Restaurant | Existing | Space Heating | Natural Gas | Furnace | E4 | CCE | 0.0097327 | 0.0093566 | 0.0094012 | 0.0094995 | 0.0094995 | -0.038279 | -0.038279 | -0.038279 | -0.038279 | -0.038279 | -0.038279 | -0.038279 | -0.038279 | -0.038279 | -0.038279 | -0.038279 | -0.038279 | -0.038279 | -0.038279 | -0.038279 | -0.038279 | -0.038279 | -0.038279 | -0.038279 | -0.038279 | -0.038279 | -0.038279 | -0.038279 | -0.038279 | -0.038279 | -0.038279
F1_Commercial_Restaurant_Existing_Space Heating_Natural Gas_Furnace_E5 | F1 | Commercial | Restaurant | Existing | Space Heating | Natural Gas | Furnace | E5 | CCE | 0 | 0 | 0 | 0 | 0 | 0 | 0 | 0.22633 | 0.22633 | 0.22633 | 0.22633 | 0.22633 | 0.22633 | 0.22633 | 0.22633 | 0.22633 | 0.22633 | 0.22633 | 0.22633 | 0.22633 | 0.22633 | 0.22633 | 0.22633 | 0.22633 | 0.22633 | 0.22633 | 0.22633 | 0.22633 | 0.22633 | 0.22633 | 0.22633
F1_Commercial_Restaurant_Existing_Space Heating_Natural Gas_Furnace_E6 | F1 | Commercial | Restaurant | Existing | Space Heating | Natural Gas | Furnace | E6 | CCE | 0 | 0 | 0 | 0 | 0 | 0 | 0 | 0 | 0 | 0 | 0 | 0 | 0 | 0 | 0 | 0 | 0 | 0 | 0 | 0 | 0 | 0 | 0 | 0 | 0 | 0 | 0 | 0 | 0 | 0 | 0
F1_Commercial_Restaurant_Existing_Space Heating_Natural Gas_Furnace_E7 | F1 | Commercial | Restaurant | Existing | Space Heating | Natural Gas | Furnace | E7 | CCE | 0 | 0 | 0 | 0 | 0 | 0 | 0 | 0 | 0 | 0 | 0 | 0 | 0 | 0 | 0 | 0 | 0 | 0 | 0 | 0 | 0 | 0 | 0 | 0 | 0 | 0 | 0 | 0 | 0 | 0 | 0
F1_Commercial_Restaurant_Existing_Space Heating_Natural Gas_Furnace_E8 | F1 | Commercial | Restaurant | Existing | Space Heating | Natural Gas | Furnace | E8 | CCE | 0 | 0 | 0 | 0 | 0 | 0 | 0 | 0 | 0 | 0 | 0 | 0 | 0 | 0 | 0 | 0 | 0 | 0 | 0 | 0 | 0 | 0 | 0 | 0 | 0 | 0 | 0 | 0 | 0 | 0 | 0
F1_Commercial_Restaurant_Existing_Space Heating_Natural Gas_Furnace_E9 | F1 | Commercial | Restaurant | Existing | Space Heating | Natural Gas | Furnace | E9 | CCE | 0 | 0 | 0 | 0 | 0 | 0 | 0 | 0 | 0 | 0 | 0 | 0 | 0 | 0 | 0 | 0 | 0 | 0 | 0 | 0 | 0 | 0 | 0 | 0 | 0 | 0 | 0 | 0 | 0 | 0 | 0
F1_Commercial_Restaurant_Existing_Space Heating_Natural Gas_Furnace_E10 | F1 | Commercial | Restaurant | Existing | Space Heating | Natural Gas | Furnace | E10 | CCE | 0 | 0 | 0 | 0 | 0 | 0 | 0 | 0 | 0 | 0 | 0 | 0 | 0 | 0 | 0 | 0 | 0 | 0 | 0 | 0 | 0 | 0 | 0 | 0 | 0 | 0 | 0 | 0 | 0 | 0 | 0
F2_Commercial_Restaurant_Existing_Space Heating_Natural Gas_Furnace_E1 | F2 | Commercial | Restaurant | Existing | Space Heating | Natural Gas | Furnace | E1 | TRC BC Ratio | 0.9 | 0.9 | 0.9 | 0.9 | 0.9 | 0 | 0 | 0 | 0 | 0 | 0 | 0 | 0 | 0 | 0 | 0 | 0 | 0 | 0 | 0 | 0 | 0 | 0 | 0 | 0 | 0 | 0 | 0 | 0 | 0 | 0
F2_Commercial_Restaurant_Existing_Space Heating_Natural Gas_Furnace_E2 | F2 | Commercial | Restaurant | Existing | Space Heating | Natural Gas | Furnace | E2 | TRC BC Ratio | 0.074883 | 0.075365 | 0.075633 | 0.075958 | 0.076629 | 0 | 0 | 0 | 0 | 0 | 0 | 0 | 0 | 0 | 0 | 0 | 0 | 0 | 0 | 0 | 0 | 0 | 0 | 0 | 0 | 0 | 0 | 0 | 0 | 0 | 0
F2_Commercial_Restaurant_Existing_Space Heating_Natural Gas_Furnace_E3 | F2 | Commercial | Restaurant | Existing | Space Heating | Natural Gas | Furnace | E3 | TRC BC Ratio | 0.35157 | 0.35383 | 0.35509 | 0.35661 | 0.35977 | 0.9 | 0.9 | 0.9 | 0.9 | 0.9 | 0.9 | 0.9 | 0.9 | 0.9 | 0.9 | 0.9 | 0.9 | 0.9 | 0.9 | 0.9 | 0.9 | 0.9 | 0.9 | 0.9 | 0.9 | 0.9 | 0.9 | 0.9 | 0.9 | 0.9 | 0.9
F2_Commercial_Restaurant_Existing_Space Heating_Natural Gas_Furnace_E4 | F2 | Commercial | Restaurant | Existing | Space Heating | Natural Gas | Furnace | E4 | TRC BC Ratio | 1.0214 | 1.0279 | 1.0316 | 1.036 | 1.0452 | 0.9 | 0.9 | 0.9 | 0.9 | 0.9 | 0.9 | 0.9 | 0.9 | 0.9 | 0.9 | 0.9 | 0.9 | 0.9 | 0.9 | 0.9 | 0.9 | 0.9 | 0.9 | 0.9 | 0.9 | 0.9 | 0.9 | 0.9 | 0.9 | 0.9 | 0.9
F2_Commercial_Restaurant_Existing_Space Heating_Natural Gas_Furnace_E5 | F2 | Commercial | Restaurant | Existing | Space Heating | Natural Gas | Furnace | E5 | TRC BC Ratio | 0 | 0 | 0 | 0 | 0 | 0 | 0 | 0.040909 | 0.040663 | 0.040313 | 0.040123 | 0.03986 | 0.035778 | 0.03549 | 0.035454 | 0.035187 | 0.035093 | 0.035064 | 0.034412 | 0.034631 | 0.034724 | 0.034886 | 0.035114 | 0.020428 | 0.019918 | 0.019395 | 0.018853 | 0.018286 | 0.01769 | 0.01706 | 0.016391
F2_Commercial_Restaurant_Existing_Space Heating_Natural Gas_Furnace_E6 | F2 | Commercial | Restaurant | Existing | Space Heating | Natural Gas | Furnace | E6 | TRC BC Ratio | 0 | 0 | 0 | 0 | 0 | 0 | 0 | 0 | 0 | 0 | 0 | 0 | 0 | 0 | 0 | 0 | 0 | 0 | 0 | 0 | 0 | 0 | 0 | 0 | 0 | 0 | 0 | 0 | 0 | 0 | 0
F2_Commercial_Restaurant_Existing_Space Heating_Natural Gas_Furnace_E7 | F2 | Commercial | Restaurant | Existing | Space Heating | Natural Gas | Furnace | E7 | TRC BC Ratio | 0 | 0 | 0 | 0 | 0 | 0 | 0 | 0 | 0 | 0 | 0 | 0 | 0 | 0 | 0 | 0 | 0 | 0 | 0 | 0 | 0 | 0 | 0 | 0 | 0 | 0 | 0 | 0 | 0 | 0 | 0
F2_Commercial_Restaurant_Existing_Space Heating_Natural Gas_Furnace_E8 | F2 | Commercial | Restaurant | Existing | Space Heating | Natural Gas | Furnace | E8 | TRC BC Ratio | 0 | 0 | 0 | 0 | 0 | 0 | 0 | 0 | 0 | 0 | 0 | 0 | 0 | 0 | 0 | 0 | 0 | 0 | 0 | 0 | 0 | 0 | 0 | 0 | 0 | 0 | 0 | 0 | 0 | 0 | 0
F2_Commercial_Restaurant_Existing_Space Heating_Natural Gas_Furnace_E9 | F2 | Commercial | Restaurant | Existing | Space Heating | Natural Gas | Furnace | E9 | TRC BC Ratio | 0 | 0 | 0 | 0 | 0 | 0 | 0 | 0 | 0 | 0 | 0 | 0 | 0 | 0 | 0 | 0 | 0 | 0 | 0 | 0 | 0 | 0 | 0 | 0 | 0 | 0 | 0 | 0 | 0 | 0 | 0
F2_Commercial_Restaurant_Existing_Space Heating_Natural Gas_Furnace_E10 | F2 | Commercial | Restaurant | Existing | Space Heating | Natural Gas | Furnace | E10 | TRC BC Ratio | 0 | 0 | 0 | 0 | 0 | 0 | 0 | 0 | 0 | 0 | 0 | 0 | 0 | 0 | 0 | 0 | 0 | 0 | 0 | 0 | 0 | 0 | 0 | 0 | 0 | 0 | 0 | 0 | 0 | 0 | 0
F3_Commercial_Restaurant_Existing_Space Heating_Natural Gas_Furnace_E1 | F3 | Commercial | Restaurant | Existing | Space Heating | Natural Gas | Furnace | E1 | PACT BC Ratio | 0.9 | 0.9 | 0.9 | 0.9 | 0.9 | 0 | 0 | 0 | 0 | 0 | 0 | 0 | 0 | 0 | 0 | 0 | 0 | 0 | 0 | 0 | 0 | 0 | 0 | 0 | 0 | 0 | 0 | 0 | 0 | 0 | 0
F3_Commercial_Restaurant_Existing_Space Heating_Natural Gas_Furnace_E2 | F3 | Commercial | Restaurant | Existing | Space Heating | Natural Gas | Furnace | E2 | PACT BC Ratio | 0.074883 | 0.075365 | 0.075633 | 0.075958 | 0.076629 | 0 | 0 | 0 | 0 | 0 | 0 | 0 | 0 | 0 | 0 | 0 | 0 | 0 | 0 | 0 | 0 | 0 | 0 | 0 | 0 | 0 | 0 | 0 | 0 | 0 | 0
F3_Commercial_Restaurant_Existing_Space Heating_Natural Gas_Furnace_E3 | F3 | Commercial | Restaurant | Existing | Space Heating | Natural Gas | Furnace | E3 | PACT BC Ratio | 0.35157 | 0.35383 | 0.35509 | 0.35661 | 0.35977 | 0.9 | 0.9 | 0.9 | 0.9 | 0.9 | 0.9 | 0.9 | 0.9 | 0.9 | 0.9 | 0.9 | 0.9 | 0.9 | 0.9 | 0.9 | 0.9 | 0.9 | 0.9 | 0.9 | 0.9 | 0.9 | 0.9 | 0.9 | 0.9 | 0.9 | 0.9
F3_Commercial_Restaurant_Existing_Space Heating_Natural Gas_Furnace_E4 | F3 | Commercial | Restaurant | Existing | Space Heating | Natural Gas | Furnace | E4 | PACT BC Ratio | 1.0214 | 1.0279 | 1.0316 | 1.036 | 1.0452 | 0.9 | 0.9 | 0.9 | 0.9 | 0.9 | 0.9 | 0.9 | 0.9 | 0.9 | 0.9 | 0.9 | 0.9 | 0.9 | 0.9 | 0.9 | 0.9 | 0.9 | 0.9 | 0.9 | 0.9 | 0.9 | 0.9 | 0.9 | 0.9 | 0.9 | 0.9
F3_Commercial_Restaurant_Existing_Space Heating_Natural Gas_Furnace_E5 | F3 | Commercial | Restaurant | Existing | Space Heating | Natural Gas | Furnace | E5 | PACT BC Ratio | 0 | 0 | 0 | 0 | 0 | 0 | 0 | 0.040909 | 0.040663 | 0.040313 | 0.040123 | 0.03986 | 0.035778 | 0.03549 | 0.035454 | 0.035187 | 0.035093 | 0.035064 | 0.034412 | 0.034631 | 0.034724 | 0.034886 | 0.035114 | 0.020428 | 0.019918 | 0.019395 | 0.018853 | 0.018286 | 0.01769 | 0.01706 | 0.016391
F3_Commercial_Restaurant_Existing_Space Heating_Natural Gas_Furnace_E6 | F3 | Commercial | Restaurant | Existing | Space Heating | Natural Gas | Furnace | E6 | PACT BC Ratio | 0 | 0 | 0 | 0 | 0 | 0 | 0 | 0 | 0 | 0 | 0 | 0 | 0 | 0 | 0 | 0 | 0 | 0 | 0 | 0 | 0 | 0 | 0 | 0 | 0 | 0 | 0 | 0 | 0 | 0 | 0
F3_Commercial_Restaurant_Existing_Space Heating_Natural Gas_Furnace_E7 | F3 | Commercial | Restaurant | Existing | Space Heating | Natural Gas | Furnace | E7 | PACT BC Ratio | 0 | 0 | 0 | 0 | 0 | 0 | 0 | 0 | 0 | 0 | 0 | 0 | 0 | 0 | 0 | 0 | 0 | 0 | 0 | 0 | 0 | 0 | 0 | 0 | 0 | 0 | 0 | 0 | 0 | 0 | 0
F3_Commercial_Restaurant_Existing_Space Heating_Natural Gas_Furnace_E8 | F3 | Commercial | Restaurant | Existing | Space Heating | Natural Gas | Furnace | E8 | PACT BC Ratio | 0 | 0 | 0 | 0 | 0 | 0 | 0 | 0 | 0 | 0 | 0 | 0 | 0 | 0 | 0 | 0 | 0 | 0 | 0 | 0 | 0 | 0 | 0 | 0 | 0 | 0 | 0 | 0 | 0 | 0 | 0
F3_Commercial_Restaurant_Existing_Space Heating_Natural Gas_Furnace_E9 | F3 | Commercial | Restaurant | Existing | Space Heating | Natural Gas | Furnace | E9 | PACT BC Ratio | 0 | 0 | 0 | 0 | 0 | 0 | 0 | 0 | 0 | 0 | 0 | 0 | 0 | 0 | 0 | 0 | 0 | 0 | 0 | 0 | 0 | 0 | 0 | 0 | 0 | 0 | 0 | 0 | 0 | 0 | 0
F3_Commercial_Restaurant_Existing_Space Heating_Natural Gas_Furnace_E10 | F3 | Commercial | Restaurant | Existing | Space Heating | Natural Gas | Furnace | E10 | PACT BC Ratio | 0 | 0 | 0 | 0 | 0 | 0 | 0 | 0 | 0 | 0 | 0 | 0 | 0 | 0 | 0 | 0 | 0 | 0 | 0 | 0 | 0 | 0 | 0 | 0 | 0 | 0 | 0 | 0 | 0 | 0 | 0
F4_Commercial_Restaurant_Existing_Space Heating_Natural Gas_Furnace_E1 | F4 | Commercial | Restaurant | Existing | Space Heating | Natural Gas | Furnace | E1 | PCT BC Ratio | 0.9 | 0.9 | 0.9 | 0.9 | 0.9 | 0 | 0 | 0 | 0 | 0 | 0 | 0 | 0 | 0 | 0 | 0 | 0 | 0 | 0 | 0 | 0 | 0 | 0 | 0 | 0 | 0 | 0 | 0 | 0 | 0 | 0
F4_Commercial_Restaurant_Existing_Space Heating_Natural Gas_Furnace_E2 | F4 | Commercial | Restaurant | Existing | Space Heating | Natural Gas | Furnace | E2 | PCT BC Ratio | 1.1884 | 1.1896 | 1.1903 | 1.1911 | 1.1928 | 0 | 0 | 0 | 0 | 0 | 0 | 0 | 0 | 0 | 0 | 0 | 0 | 0 | 0 | 0 | 0 | 0 | 0 | 0 | 0 | 0 | 0 | 0 | 0 | 0 | 0
F4_Commercial_Restaurant_Existing_Space Heating_Natural Gas_Furnace_E3 | F4 | Commercial | Restaurant | Existing | Space Heating | Natural Gas | Furnace | E3 | PCT BC Ratio | 1.8845 | 1.8902 | 1.8934 | 1.8972 | 1.9051 | 0.9 | 0.9 | 0.9 | 0.9 | 0.9 | 0.9 | 0.9 | 0.9 | 0.9 | 0.9 | 0.9 | 0.9 | 0.9 | 0.9 | 0.9 | 0.9 | 0.9 | 0.9 | 0.9 | 0.9 | 0.9 | 0.9 | 0.9 | 0.9 | 0.9 | 0.9
F4_Commercial_Restaurant_Existing_Space Heating_Natural Gas_Furnace_E4 | F4 | Commercial | Restaurant | Existing | Space Heating | Natural Gas | Furnace | E4 | PCT BC Ratio | 3.5697 | 3.5862 | 3.5954 | 3.6066 | 3.6296 | 0.9 | 0.9 | 0.9 | 0.9 | 0.9 | 0.9 | 0.9 | 0.9 | 0.9 | 0.9 | 0.9 | 0.9 | 0.9 | 0.9 | 0.9 | 0.9 | 0.9 | 0.9 | 0.9 | 0.9 | 0.9 | 0.9 | 0.9 | 0.9 | 0.9 | 0.9
F4_Commercial_Restaurant_Existing_Space Heating_Natural Gas_Furnace_E5 | F4 | Commercial | Restaurant | Existing | Space Heating | Natural Gas | Furnace | E5 | PCT BC Ratio | 0 | 0 | 0 | 0 | 0 | 0 | 0 | 1.1029 | 1.1023 | 1.1014 | 1.1009 | 1.1003 | 1.09 | 1.0893 | 1.0892 | 1.0885 | 1.0883 | 1.0882 | 1.0866 | 1.0871 | 1.0874 | 1.0878 | 1.0883 | 1.0514 | 1.0501 | 1.0488 | 1.0474 | 1.046 | 1.0445 | 1.0429 | 1.0412
F4_Commercial_Restaurant_Existing_Space Heating_Natural Gas_Furnace_E6 | F4 | Commercial | Restaurant | Existing | Space Heating | Natural Gas | Furnace | E6 | PCT BC Ratio | 0 | 0 | 0 | 0 | 0 | 0 | 0 | 0 | 0 | 0 | 0 | 0 | 0 | 0 | 0 | 0 | 0 | 0 | 0 | 0 | 0 | 0 | 0 | 0 | 0 | 0 | 0 | 0 | 0 | 0 | 0
F4_Commercial_Restaurant_Existing_Space Heating_Natural Gas_Furnace_E7 | F4 | Commercial | Restaurant | Existing | Space Heating | Natural Gas | Furnace | E7 | PCT BC Ratio | 0 | 0 | 0 | 0 | 0 | 0 | 0 | 0 | 0 | 0 | 0 | 0 | 0 | 0 | 0 | 0 | 0 | 0 | 0 | 0 | 0 | 0 | 0 | 0 | 0 | 0 | 0 | 0 | 0 | 0 | 0
F4_Commercial_Restaurant_Existing_Space Heating_Natural Gas_Furnace_E8 | F4 | Commercial | Restaurant | Existing | Space Heating | Natural Gas | Furnace | E8 | PCT BC Ratio | 0 | 0 | 0 | 0 | 0 | 0 | 0 | 0 | 0 | 0 | 0 | 0 | 0 | 0 | 0 | 0 | 0 | 0 | 0 | 0 | 0 | 0 | 0 | 0 | 0 | 0 | 0 | 0 | 0 | 0 | 0
F4_Commercial_Restaurant_Existing_Space Heating_Natural Gas_Furnace_E9 | F4 | Commercial | Restaurant | Existing | Space Heating | Natural Gas | Furnace | E9 | PCT BC Ratio | 0 | 0 | 0 | 0 | 0 | 0 | 0 | 0 | 0 | 0 | 0 | 0 | 0 | 0 | 0 | 0 | 0 | 0 | 0 | 0 | 0 | 0 | 0 | 0 | 0 | 0 | 0 | 0 | 0 | 0 | 0
F4_Commercial_Restaurant_Existing_Space Heating_Natural Gas_Furnace_E10 | F4 | Commercial | Restaurant | Existing | Space Heating | Natural Gas | Furnace | E10 | PCT BC Ratio | 0 | 0 | 0 | 0 | 0 | 0 | 0 | 0 | 0 | 0 | 0 | 0 | 0 | 0 | 0 | 0 | 0 | 0 | 0 | 0 | 0 | 0 | 0 | 0 | 0 | 0 | 0 | 0 | 0 | 0 | 0
F5_Commercial_Restaurant_Existing_Space Heating_Natural Gas_Furnace_E1 | F5 | Commercial | Restaurant | Existing | Space Heating | Natural Gas | Furnace | E1 | RIM BC Ratio | 0.9 | 0.9 | 0.9 | 0.9 | 0.9 | 0 | 0 | 0 | 0 | 0 | 0 | 0 | 0 | 0 | 0 | 0 | 0 | 0 | 0 | 0 | 0 | 0 | 0 | 0 | 0 | 0 | 0 | 0 | 0 | 0 | 0
F5_Commercial_Restaurant_Existing_Space Heating_Natural Gas_Furnace_E2 | F5 | Commercial | Restaurant | Existing | Space Heating | Natural Gas | Furnace | E2 | RIM BC Ratio | 0.068718 | 0.069124 | 0.069349 | 0.069622 | 0.070185 | 0 | 0 | 0 | 0 | 0 | 0 | 0 | 0 | 0 | 0 | 0 | 0 | 0 | 0 | 0 | 0 | 0 | 0 | 0 | 0 | 0 | 0 | 0 | 0 | 0 | 0
F5_Commercial_Restaurant_Existing_Space Heating_Natural Gas_Furnace_E3 | F5 | Commercial | Restaurant | Existing | Space Heating | Natural Gas | Furnace | E3 | RIM BC Ratio | 0.24738 | 0.24849 | 0.24911 | 0.24986 | 0.2514 | 0.9 | 0.9 | 0.9 | 0.9 | 0.9 | 0.9 | 0.9 | 0.9 | 0.9 | 0.9 | 0.9 | 0.9 | 0.9 | 0.9 | 0.9 | 0.9 | 0.9 | 0.9 | 0.9 | 0.9 | 0.9 | 0.9 | 0.9 | 0.9 | 0.9 | 0.9
F5_Commercial_Restaurant_Existing_Space Heating_Natural Gas_Furnace_E4 | F5 | Commercial | Restaurant | Existing | Space Heating | Natural Gas | Furnace | E4 | RIM BC Ratio | 0.45932 | 0.46064 | 0.46137 | 0.46226 | 0.46407 | 0.9 | 0.9 | 0.9 | 0.9 | 0.9 | 0.9 | 0.9 | 0.9 | 0.9 | 0.9 | 0.9 | 0.9 | 0.9 | 0.9 | 0.9 | 0.9 | 0.9 | 0.9 | 0.9 | 0.9 | 0.9 | 0.9 | 0.9 | 0.9 | 0.9 | 0.9
F5_Commercial_Restaurant_Existing_Space Heating_Natural Gas_Furnace_E5 | F5 | Commercial | Restaurant | Existing | Space Heating | Natural Gas | Furnace | E5 | RIM BC Ratio | 0 | 0 | 0 | 0 | 0 | 0 | 0 | 0.038998 | 0.038774 | 0.038456 | 0.038283 | 0.038044 | 0.034308 | 0.034042 | 0.034009 | 0.033763 | 0.033677 | 0.033651 | 0.033049 | 0.033251 | 0.033337 | 0.033487 | 0.033696 | 0.01994 | 0.019454 | 0.018954 | 0.018436 | 0.017894 | 0.017323 | 0.016719 | 0.016075
F5_Commercial_Restaurant_Existing_Space Heating_Natural Gas_Furnace_E6 | F5 | Commercial | Restaurant | Existing | Space Heating | Natural Gas | Furnace | E6 | RIM BC Ratio | 0 | 0 | 0 | 0 | 0 | 0 | 0 | 0 | 0 | 0 | 0 | 0 | 0 | 0 | 0 | 0 | 0 | 0 | 0 | 0 | 0 | 0 | 0 | 0 | 0 | 0 | 0 | 0 | 0 | 0 | 0
F5_Commercial_Restaurant_Existing_Space Heating_Natural Gas_Furnace_E7 | F5 | Commercial | Restaurant | Existing | Space Heating | Natural Gas | Furnace | E7 | RIM BC Ratio | 0 | 0 | 0 | 0 | 0 | 0 | 0 | 0 | 0 | 0 | 0 | 0 | 0 | 0 | 0 | 0 | 0 | 0 | 0 | 0 | 0 | 0 | 0 | 0 | 0 | 0 | 0 | 0 | 0 | 0 | 0
F5_Commercial_Restaurant_Existing_Space Heating_Natural Gas_Furnace_E8 | F5 | Commercial | Restaurant | Existing | Space Heating | Natural Gas | Furnace | E8 | RIM BC Ratio | 0 | 0 | 0 | 0 | 0 | 0 | 0 | 0 | 0 | 0 | 0 | 0 | 0 | 0 | 0 | 0 | 0 | 0 | 0 | 0 | 0 | 0 | 0 | 0 | 0 | 0 | 0 | 0 | 0 | 0 | 0
F5_Commercial_Restaurant_Existing_Space Heating_Natural Gas_Furnace_E9 | F5 | Commercial | Restaurant | Existing | Space Heating | Natural Gas | Furnace | E9 | RIM BC Ratio | 0 | 0 | 0 | 0 | 0 | 0 | 0 | 0 | 0 | 0 | 0 | 0 | 0 | 0 | 0 | 0 | 0 | 0 | 0 | 0 | 0 | 0 | 0 | 0 | 0 | 0 | 0 | 0 | 0 | 0 | 0
F5_Commercial_Restaurant_Existing_Space Heating_Natural Gas_Furnace_E10 | F5 | Commercial | Restaurant | Existing | Space Heating | Natural Gas | Furnace | E10 | RIM BC Ratio | 0 | 0 | 0 | 0 | 0 | 0 | 0 | 0 | 0 | 0 | 0 | 0 | 0 | 0 | 0 | 0 | 0 | 0 | 0 | 0 | 0 | 0 | 0 | 0 | 0 | 0 | 0 | 0 | 0 | 0 | 0
F0_Commercial_Restaurant_Existing_Space Heating_Natural Gas_Boiler_E0 | F0 | Commercial | Restaurant | Existing | Space Heating | Natural Gas | Boiler | E0 | Economic Unit | TE 98% | TE 98% | TE 98% | TE 98% | TE 98% | TE 98% | TE 98% | TE 98% | TE 98% | TE 98% | TE 98% | TE 98% | TE 98% | TE 98% | TE 98% | TE 98% | TE 98% | TE 98% | TE 98% | TE 98% | TE 98% | TE 98% | TE 98% | TE 98% | TE 98% | TE 98% | TE 98% | TE 98% | TE 98% | TE 98% | TE 98%
F1_Commercial_Restaurant_Existing_Space Heating_Natural Gas_Boiler_E1 | F1 | Commercial | Restaurant | Existing | Space Heating | Natural Gas | Boiler | E1 | CCE | 0 | 0 | 0 | 0 | 0 | 0 | 0 | 0 | 0 | 0 | 0 | 0 | 0 | 0 | 0 | 0 | 0 | 0 | 0 | 0 | 0 | 0 | 0 | 0 | 0 | 0 | 0 | 0 | 0 | 0 | 0
F1_Commercial_Restaurant_Existing_Space Heating_Natural Gas_Boiler_E2 | F1 | Commercial | Restaurant | Existing | Space Heating | Natural Gas | Boiler | E2 | CCE | 0.0016452 | 0.0015817 | 0.0015892 | 0.0016058 | 0.0016058 | 0 | 0 | 0 | 0 | 0 | 0 | 0 | 0 | 0 | 0 | 0 | 0 | 0 | 0 | 0 | 0 | 0 | 0 | 0 | 0 | 0 | 0 | 0 | 0 | 0 | 0
F1_Commercial_Restaurant_Existing_Space Heating_Natural Gas_Boiler_E3 | F1 | Commercial | Restaurant | Existing | Space Heating | Natural Gas | Boiler | E3 | CCE | 0.009747 | 0.0093704 | 0.0094151 | 0.0095135 | 0.0095135 | 0 | 0 | 0 | 0 | 0 | 0 | 0 | 0 | 0 | 0 | 0 | 0 | 0 | 0 | 0 | 0 | 0 | 0 | 0 | 0 | 0 | 0 | 0 | 0 | 0 | 0
F1_Commercial_Restaurant_Existing_Space Heating_Natural Gas_Boiler_E4 | F1 | Commercial | Restaurant | Existing | Space Heating | Natural Gas | Boiler | E4 | CCE | 0.0098283 | 0.0094485 | 0.0094936 | 0.0095928 | 0.0095928 | 0.0099329 | 0.0099329 | 0.0099329 | 0.0099329 | 0.0099329 | 0.0099329 | 0.0099329 | 0.0099329 | 0.0099329 | 0.0099329 | 0.0099329 | 0.0099329 | 0.0099329 | 0.0099329 | 0.0099329 | 0.0099329 | 0.0099329 | 0.0099329 | 0.0099329 | 0.0099329 | 0.0099329 | 0.0099329 | 0.0099329 | 0.0099329 | 0.0099329 | 0.0099329
F1_Commercial_Restaurant_Existing_Space Heating_Natural Gas_Boiler_E5 | F1 | Commercial | Restaurant | Existing | Space Heating | Natural Gas | Boiler | E5 | CCE | 0.029293 | 0.028161 | 0.028295 | 0.028591 | 0.028591 | 0.040647 | 0.040647 | 0.040647 | 0.040647 | 0.040647 | 0.040647 | 0.040647 | 0.040647 | 0.040647 | 0.040647 | 0.040647 | 0.040647 | 0.040647 | 0.040647 | 0.040647 | 0.040647 | 0.040647 | 0.040647 | 0.040647 | 0.040647 | 0.040647 | 0.040647 | 0.040647 | 0.040647 | 0.040647 | 0.040647
F1_Commercial_Restaurant_Existing_Space Heating_Natural Gas_Boiler_E6 | F1 | Commercial | Restaurant | Existing | Space Heating | Natural Gas | Boiler | E6 | CCE | 0 | 0 | 0 | 0 | 0 | 0 | 0 | 0 | 0 | 0 | 0 | 0 | 0 | 0 | 0 | 0 | 0 | 0 | 0 | 0 | 0 | 0 | 0 | 0 | 0 | 0 | 0 | 0 | 0 | 0 | 0
F1_Commercial_Restaurant_Existing_Space Heating_Natural Gas_Boiler_E7 | F1 | Commercial | Restaurant | Existing | Space Heating | Natural Gas | Boiler | E7 | CCE | 0 | 0 | 0 | 0 | 0 | 0 | 0 | 0 | 0 | 0 | 0 | 0 | 0 | 0 | 0 | 0 | 0 | 0 | 0 | 0 | 0 | 0 | 0 | 0 | 0 | 0 | 0 | 0 | 0 | 0 | 0
F1_Commercial_Restaurant_Existing_Space Heating_Natural Gas_Boiler_E8 | F1 | Commercial | Restaurant | Existing | Space Heating | Natural Gas | Boiler | E8 | CCE | 0 | 0 | 0 | 0 | 0 | 0 | 0 | 0 | 0 | 0 | 0 | 0 | 0 | 0 | 0 | 0 | 0 | 0 | 0 | 0 | 0 | 0 | 0 | 0 | 0 | 0 | 0 | 0 | 0 | 0 | 0
F1_Commercial_Restaurant_Existing_Space Heating_Natural Gas_Boiler_E9 | F1 | Commercial | Restaurant | Existing | Space Heating | Natural Gas | Boiler | E9 | CCE | 0 | 0 | 0 | 0 | 0 | 0 | 0 | 0 | 0 | 0 | 0 | 0 | 0 | 0 | 0 | 0 | 0 | 0 | 0 | 0 | 0 | 0 | 0 | 0 | 0 | 0 | 0 | 0 | 0 | 0 | 0
F1_Commercial_Restaurant_Existing_Space Heating_Natural Gas_Boiler_E10 | F1 | Commercial | Restaurant | Existing | Space Heating | Natural Gas | Boiler | E10 | CCE | 0 | 0 | 0 | 0 | 0 | 0 | 0 | 0 | 0 | 0 | 0 | 0 | 0 | 0 | 0 | 0 | 0 | 0 | 0 | 0 | 0 | 0 | 0 | 0 | 0 | 0 | 0 | 0 | 0 | 0 | 0
F2_Commercial_Restaurant_Existing_Space Heating_Natural Gas_Boiler_E1 | F2 | Commercial | Restaurant | Existing | Space Heating | Natural Gas | Boiler | E1 | TRC BC Ratio | 0.9 | 0.9 | 0.9 | 0.9 | 0.9 | 0 | 0 | 0 | 0 | 0 | 0 | 0 | 0 | 0 | 0 | 0 | 0 | 0 | 0 | 0 | 0 | 0 | 0 | 0 | 0 | 0 | 0 | 0 | 0 | 0 | 0
F2_Commercial_Restaurant_Existing_Space Heating_Natural Gas_Boiler_E2 | F2 | Commercial | Restaurant | Existing | Space Heating | Natural Gas | Boiler | E2 | TRC BC Ratio | 6.0384 | 6.0744 | 6.0973 | 6.1246 | 6.1795 | 0 | 0 | 0 | 0 | 0 | 0 | 0 | 0 | 0 | 0 | 0 | 0 | 0 | 0 | 0 | 0 | 0 | 0 | 0 | 0 | 0 | 0 | 0 | 0 | 0 | 0
F2_Commercial_Restaurant_Existing_Space Heating_Natural Gas_Boiler_E3 | F2 | Commercial | Restaurant | Existing | Space Heating | Natural Gas | Boiler | E3 | TRC BC Ratio | 1.0192 | 1.0253 | 1.0292 | 1.0338 | 1.0431 | 0.9 | 0.9 | 0.9 | 0.9 | 0.9 | 0.9 | 0.9 | 0.9 | 0.9 | 0.9 | 0.9 | 0.9 | 0.9 | 0.9 | 0.9 | 0.9 | 0.9 | 0.9 | 0.9 | 0.9 | 0.9 | 0.9 | 0.9 | 0.9 | 0.9 | 0.9
F2_Commercial_Restaurant_Existing_Space Heating_Natural Gas_Boiler_E4 | F2 | Commercial | Restaurant | Existing | Space Heating | Natural Gas | Boiler | E4 | TRC BC Ratio | 1.0108 | 1.0168 | 1.0207 | 1.0253 | 1.0344 | 0.96091 | 0.93013 | 0.9136 | 0.90785 | 0.89985 | 0.89536 | 0.88928 | 0.79991 | 0.7933 | 0.79221 | 0.78608 | 0.78373 | 0.78283 | 0.76787 | 0.77148 | 0.77232 | 0.77462 | 0.77833 | 0.45666 | 0.44421 | 0.43142 | 0.41819 | 0.40438 | 0.38989 | 0.37459 | 0.35839
F2_Commercial_Restaurant_Existing_Space Heating_Natural Gas_Boiler_E5 | F2 | Commercial | Restaurant | Existing | Space Heating | Natural Gas | Boiler | E5 | TRC BC Ratio | 0.33914 | 0.34117 | 0.34246 | 0.34399 | 0.34707 | 0.23482 | 0.22729 | 0.22326 | 0.22185 | 0.2199 | 0.2188 | 0.21731 | 0.19547 | 0.19386 | 0.19359 | 0.19209 | 0.19152 | 0.1913 | 0.18765 | 0.18853 | 0.18873 | 0.18929 | 0.1902 | 0.11159 | 0.10855 | 0.10543 | 0.10219 | 0.098818 | 0.095276 | 0.091539 | 0.087581
F2_Commercial_Restaurant_Existing_Space Heating_Natural Gas_Boiler_E6 | F2 | Commercial | Restaurant | Existing | Space Heating | Natural Gas | Boiler | E6 | TRC BC Ratio | 0 | 0 | 0 | 0 | 0 | 0 | 0 | 0 | 0 | 0 | 0 | 0 | 0 | 0 | 0 | 0 | 0 | 0 | 0 | 0 | 0 | 0 | 0 | 0 | 0 | 0 | 0 | 0 | 0 | 0 | 0
F2_Commercial_Restaurant_Existing_Space Heating_Natural Gas_Boiler_E7 | F2 | Commercial | Restaurant | Existing | Space Heating | Natural Gas | Boiler | E7 | TRC BC Ratio | 0 | 0 | 0 | 0 | 0 | 0 | 0 | 0 | 0 | 0 | 0 | 0 | 0 | 0 | 0 | 0 | 0 | 0 | 0 | 0 | 0 | 0 | 0 | 0 | 0 | 0 | 0 | 0 | 0 | 0 | 0
F2_Commercial_Restaurant_Existing_Space Heating_Natural Gas_Boiler_E8 | F2 | Commercial | Restaurant | Existing | Space Heating | Natural Gas | Boiler | E8 | TRC BC Ratio | 0 | 0 | 0 | 0 | 0 | 0 | 0 | 0 | 0 | 0 | 0 | 0 | 0 | 0 | 0 | 0 | 0 | 0 | 0 | 0 | 0 | 0 | 0 | 0 | 0 | 0 | 0 | 0 | 0 | 0 | 0
F2_Commercial_Restaurant_Existing_Space Heating_Natural Gas_Boiler_E9 | F2 | Commercial | Restaurant | Existing | Space Heating | Natural Gas | Boiler | E9 | TRC BC Ratio | 0 | 0 | 0 | 0 | 0 | 0 | 0 | 0 | 0 | 0 | 0 | 0 | 0 | 0 | 0 | 0 | 0 | 0 | 0 | 0 | 0 | 0 | 0 | 0 | 0 | 0 | 0 | 0 | 0 | 0 | 0
F2_Commercial_Restaurant_Existing_Space Heating_Natural Gas_Boiler_E10 | F2 | Commercial | Restaurant | Existing | Space Heating | Natural Gas | Boiler | E10 | TRC BC Ratio | 0 | 0 | 0 | 0 | 0 | 0 | 0 | 0 | 0 | 0 | 0 | 0 | 0 | 0 | 0 | 0 | 0 | 0 | 0 | 0 | 0 | 0 | 0 | 0 | 0 | 0 | 0 | 0 | 0 | 0 | 0
F3_Commercial_Restaurant_Existing_Space Heating_Natural Gas_Boiler_E1 | F3 | Commercial | Restaurant | Existing | Space Heating | Natural Gas | Boiler | E1 | PACT BC Ratio | 0.9 | 0.9 | 0.9 | 0.9 | 0.9 | 0 | 0 | 0 | 0 | 0 | 0 | 0 | 0 | 0 | 0 | 0 | 0 | 0 | 0 | 0 | 0 | 0 | 0 | 0 | 0 | 0 | 0 | 0 | 0 | 0 | 0
F3_Commercial_Restaurant_Existing_Space Heating_Natural Gas_Boiler_E2 | F3 | Commercial | Restaurant | Existing | Space Heating | Natural Gas | Boiler | E2 | PACT BC Ratio | 15.4082 | 15.5001 | 15.5587 | 15.6283 | 15.7682 | 0 | 0 | 0 | 0 | 0 | 0 | 0 | 0 | 0 | 0 | 0 | 0 | 0 | 0 | 0 | 0 | 0 | 0 | 0 | 0 | 0 | 0 | 0 | 0 | 0 | 0
F3_Commercial_Restaurant_Existing_Space Heating_Natural Gas_Boiler_E3 | F3 | Commercial | Restaurant | Existing | Space Heating | Natural Gas | Boiler | E3 | PACT BC Ratio | 2.6008 | 2.6163 | 2.6262 | 2.638 | 2.6616 | 0.9 | 0.9 | 0.9 | 0.9 | 0.9 | 0.9 | 0.9 | 0.9 | 0.9 | 0.9 | 0.9 | 0.9 | 0.9 | 0.9 | 0.9 | 0.9 | 0.9 | 0.9 | 0.9 | 0.9 | 0.9 | 0.9 | 0.9 | 0.9 | 0.9 | 0.9
F3_Commercial_Restaurant_Existing_Space Heating_Natural Gas_Boiler_E4 | F3 | Commercial | Restaurant | Existing | Space Heating | Natural Gas | Boiler | E4 | PACT BC Ratio | 2.5793 | 2.5947 | 2.6045 | 2.6161 | 2.6396 | 2.452 | 2.3734 | 2.3313 | 2.3166 | 2.2962 | 2.2847 | 2.2692 | 2.0411 | 2.0243 | 2.0215 | 2.0058 | 1.9999 | 1.9976 | 1.9594 | 1.9686 | 1.9707 | 1.9766 | 1.9861 | 1.1653 | 1.1335 | 1.1009 | 1.0671 | 1.0319 | 0.99488 | 0.95586 | 0.91452
F3_Commercial_Restaurant_Existing_Space Heating_Natural Gas_Boiler_E5 | F3 | Commercial | Restaurant | Existing | Space Heating | Natural Gas | Boiler | E5 | PACT BC Ratio | 0.8654 | 0.87056 | 0.87385 | 0.87776 | 0.88562 | 0.59919 | 0.57999 | 0.56969 | 0.5661 | 0.56111 | 0.55831 | 0.55452 | 0.49879 | 0.49467 | 0.49399 | 0.49017 | 0.4887 | 0.48814 | 0.47882 | 0.48106 | 0.48159 | 0.48303 | 0.48533 | 0.28476 | 0.27699 | 0.26902 | 0.26076 | 0.25215 | 0.24312 | 0.23358 | 0.22348
F3_Commercial_Restaurant_Existing_Space Heating_Natural Gas_Boiler_E6 | F3 | Commercial | Restaurant | Existing | Space Heating | Natural Gas | Boiler | E6 | PACT BC Ratio | 0 | 0 | 0 | 0 | 0 | 0 | 0 | 0 | 0 | 0 | 0 | 0 | 0 | 0 | 0 | 0 | 0 | 0 | 0 | 0 | 0 | 0 | 0 | 0 | 0 | 0 | 0 | 0 | 0 | 0 | 0
F3_Commercial_Restaurant_Existing_Space Heating_Natural Gas_Boiler_E7 | F3 | Commercial | Restaurant | Existing | Space Heating | Natural Gas | Boiler | E7 | PACT BC Ratio | 0 | 0 | 0 | 0 | 0 | 0 | 0 | 0 | 0 | 0 | 0 | 0 | 0 | 0 | 0 | 0 | 0 | 0 | 0 | 0 | 0 | 0 | 0 | 0 | 0 | 0 | 0 | 0 | 0 | 0 | 0
F3_Commercial_Restaurant_Existing_Space Heating_Natural Gas_Boiler_E8 | F3 | Commercial | Restaurant | Existing | Space Heating | Natural Gas | Boiler | E8 | PACT BC Ratio | 0 | 0 | 0 | 0 | 0 | 0 | 0 | 0 | 0 | 0 | 0 | 0 | 0 | 0 | 0 | 0 | 0 | 0 | 0 | 0 | 0 | 0 | 0 | 0 | 0 | 0 | 0 | 0 | 0 | 0 | 0
F3_Commercial_Restaurant_Existing_Space Heating_Natural Gas_Boiler_E9 | F3 | Commercial | Restaurant | Existing | Space Heating | Natural Gas | Boiler | E9 | PACT BC Ratio | 0 | 0 | 0 | 0 | 0 | 0 | 0 | 0 | 0 | 0 | 0 | 0 | 0 | 0 | 0 | 0 | 0 | 0 | 0 | 0 | 0 | 0 | 0 | 0 | 0 | 0 | 0 | 0 | 0 | 0 | 0
F3_Commercial_Restaurant_Existing_Space Heating_Natural Gas_Boiler_E10 | F3 | Commercial | Restaurant | Existing | Space Heating | Natural Gas | Boiler | E10 | PACT BC Ratio | 0 | 0 | 0 | 0 | 0 | 0 | 0 | 0 | 0 | 0 | 0 | 0 | 0 | 0 | 0 | 0 | 0 | 0 | 0 | 0 | 0 | 0 | 0 | 0 | 0 | 0 | 0 | 0 | 0 | 0 | 0
F4_Commercial_Restaurant_Existing_Space Heating_Natural Gas_Boiler_E1 | F4 | Commercial | Restaurant | Existing | Space Heating | Natural Gas | Boiler | E1 | PCT BC Ratio | 0.9 | 0.9 | 0.9 | 0.9 | 0.9 | 0 | 0 | 0 | 0 | 0 | 0 | 0 | 0 | 0 | 0 | 0 | 0 | 0 | 0 | 0 | 0 | 0 | 0 | 0 | 0 | 0 | 0 | 0 | 0 | 0 | 0
F4_Commercial_Restaurant_Existing_Space Heating_Natural Gas_Boiler_E2 | F4 | Commercial | Restaurant | Existing | Space Heating | Natural Gas | Boiler | E2 | PCT BC Ratio | 9.3378 | 9.3922 | 9.4267 | 9.4679 | 9.5505 | 0 | 0 | 0 | 0 | 0 | 0 | 0 | 0 | 0 | 0 | 0 | 0 | 0 | 0 | 0 | 0 | 0 | 0 | 0 | 0 | 0 | 0 | 0 | 0 | 0 | 0
F4_Commercial_Restaurant_Existing_Space Heating_Natural Gas_Boiler_E3 | F4 | Commercial | Restaurant | Existing | Space Heating | Natural Gas | Boiler | E3 | PCT BC Ratio | 1.7713 | 1.7805 | 1.7864 | 1.7933 | 1.8072 | 0.9 | 0.9 | 0.9 | 0.9 | 0.9 | 0.9 | 0.9 | 0.9 | 0.9 | 0.9 | 0.9 | 0.9 | 0.9 | 0.9 | 0.9 | 0.9 | 0.9 | 0.9 | 0.9 | 0.9 | 0.9 | 0.9 | 0.9 | 0.9 | 0.9 | 0.9
F4_Commercial_Restaurant_Existing_Space Heating_Natural Gas_Boiler_E4 | F4 | Commercial | Restaurant | Existing | Space Heating | Natural Gas | Boiler | E4 | PCT BC Ratio | 1.7586 | 1.7677 | 1.7735 | 1.7804 | 1.7942 | 1.6834 | 1.637 | 1.6121 | 1.6034 | 1.5914 | 1.5846 | 1.5754 | 1.4407 | 1.4307 | 1.4291 | 1.4199 | 1.4163 | 1.415 | 1.3924 | 1.3978 | 1.3991 | 1.4026 | 1.4082 | 0.92325 | 0.90448 | 0.8852 | 0.86524 | 0.84443 | 0.82258 | 0.79953 | 0.77511
F4_Commercial_Restaurant_Existing_Space Heating_Natural Gas_Boiler_E5 | F4 | Commercial | Restaurant | Existing | Space Heating | Natural Gas | Boiler | E5 | PCT BC Ratio | 0.74609 | 0.74914 | 0.75108 | 0.75339 | 0.75803 | 0.58881 | 0.57747 | 0.57139 | 0.56927 | 0.56632 | 0.56466 | 0.56243 | 0.5295 | 0.52707 | 0.52666 | 0.52441 | 0.52354 | 0.52321 | 0.5177 | 0.51903 | 0.51934 | 0.52019 | 0.52155 | 0.40305 | 0.39846 | 0.39375 | 0.38888 | 0.38379 | 0.37845 | 0.37282 | 0.36685
F4_Commercial_Restaurant_Existing_Space Heating_Natural Gas_Boiler_E6 | F4 | Commercial | Restaurant | Existing | Space Heating | Natural Gas | Boiler | E6 | PCT BC Ratio | 0 | 0 | 0 | 0 | 0 | 0 | 0 | 0 | 0 | 0 | 0 | 0 | 0 | 0 | 0 | 0 | 0 | 0 | 0 | 0 | 0 | 0 | 0 | 0 | 0 | 0 | 0 | 0 | 0 | 0 | 0
F4_Commercial_Restaurant_Existing_Space Heating_Natural Gas_Boiler_E7 | F4 | Commercial | Restaurant | Existing | Space Heating | Natural Gas | Boiler | E7 | PCT BC Ratio | 0 | 0 | 0 | 0 | 0 | 0 | 0 | 0 | 0 | 0 | 0 | 0 | 0 | 0 | 0 | 0 | 0 | 0 | 0 | 0 | 0 | 0 | 0 | 0 | 0 | 0 | 0 | 0 | 0 | 0 | 0
F4_Commercial_Restaurant_Existing_Space Heating_Natural Gas_Boiler_E8 | F4 | Commercial | Restaurant | Existing | Space Heating | Natural Gas | Boiler | E8 | PCT BC Ratio | 0 | 0 | 0 | 0 | 0 | 0 | 0 | 0 | 0 | 0 | 0 | 0 | 0 | 0 | 0 | 0 | 0 | 0 | 0 | 0 | 0 | 0 | 0 | 0 | 0 | 0 | 0 | 0 | 0 | 0 | 0
F4_Commercial_Restaurant_Existing_Space Heating_Natural Gas_Boiler_E9 | F4 | Commercial | Restaurant | Existing | Space Heating | Natural Gas | Boiler | E9 | PCT BC Ratio | 0 | 0 | 0 | 0 | 0 | 0 | 0 | 0 | 0 | 0 | 0 | 0 | 0 | 0 | 0 | 0 | 0 | 0 | 0 | 0 | 0 | 0 | 0 | 0 | 0 | 0 | 0 | 0 | 0 | 0 | 0
F4_Commercial_Restaurant_Existing_Space Heating_Natural Gas_Boiler_E10 | F4 | Commercial | Restaurant | Existing | Space Heating | Natural Gas | Boiler | E10 | PCT BC Ratio | 0 | 0 | 0 | 0 | 0 | 0 | 0 | 0 | 0 | 0 | 0 | 0 | 0 | 0 | 0 | 0 | 0 | 0 | 0 | 0 | 0 | 0 | 0 | 0 | 0 | 0 | 0 | 0 | 0 | 0 | 0
F5_Commercial_Restaurant_Existing_Space Heating_Natural Gas_Boiler_E1 | F5 | Commercial | Restaurant | Existing | Space Heating | Natural Gas | Boiler | E1 | RIM BC Ratio | 0.9 | 0.9 | 0.9 | 0.9 | 0.9 | 0 | 0 | 0 | 0 | 0 | 0 | 0 | 0 | 0 | 0 | 0 | 0 | 0 | 0 | 0 | 0 | 0 | 0 | 0 | 0 | 0 | 0 | 0 | 0 | 0 | 0
F5_Commercial_Restaurant_Existing_Space Heating_Natural Gas_Boiler_E2 | F5 | Commercial | Restaurant | Existing | Space Heating | Natural Gas | Boiler | E2 | RIM BC Ratio | 0.79179 | 0.79203 | 0.79218 | 0.79236 | 0.79272 | 0 | 0 | 0 | 0 | 0 | 0 | 0 | 0 | 0 | 0 | 0 | 0 | 0 | 0 | 0 | 0 | 0 | 0 | 0 | 0 | 0 | 0 | 0 | 0 | 0 | 0
F5_Commercial_Restaurant_Existing_Space Heating_Natural Gas_Boiler_E3 | F5 | Commercial | Restaurant | Existing | Space Heating | Natural Gas | Boiler | E3 | RIM BC Ratio | 0.63189 | 0.6328 | 0.63338 | 0.63406 | 0.63541 | 0.9 | 0.9 | 0.9 | 0.9 | 0.9 | 0.9 | 0.9 | 0.9 | 0.9 | 0.9 | 0.9 | 0.9 | 0.9 | 0.9 | 0.9 | 0.9 | 0.9 | 0.9 | 0.9 | 0.9 | 0.9 | 0.9 | 0.9 | 0.9 | 0.9 | 0.9
F5_Commercial_Restaurant_Existing_Space Heating_Natural Gas_Boiler_E4 | F5 | Commercial | Restaurant | Existing | Space Heating | Natural Gas | Boiler | E4 | RIM BC Ratio | 0.63061 | 0.63153 | 0.6321 | 0.63279 | 0.63415 | 0.6227 | 0.61751 | 0.61462 | 0.6136 | 0.61215 | 0.61134 | 0.61022 | 0.59242 | 0.59099 | 0.59075 | 0.58941 | 0.58889 | 0.58869 | 0.58533 | 0.58615 | 0.58634 | 0.58686 | 0.58769 | 0.48633 | 0.4807 | 0.47473 | 0.46834 | 0.46143 | 0.45388 | 0.44558 | 0.43639
F5_Commercial_Restaurant_Existing_Space Heating_Natural Gas_Boiler_E5 | F5 | Commercial | Restaurant | Existing | Space Heating | Natural Gas | Boiler | E5 | RIM BC Ratio | 0.42488 | 0.42612 | 0.42691 | 0.42784 | 0.4297 | 0.3488 | 0.3422 | 0.33859 | 0.33732 | 0.33554 | 0.33454 | 0.33318 | 0.31222 | 0.3106 | 0.31033 | 0.30881 | 0.30823 | 0.30801 | 0.30427 | 0.30518 | 0.30539 | 0.30596 | 0.30689 | 0.21232 | 0.20797 | 0.20345 | 0.19869 | 0.19365 | 0.18828 | 0.18251 | 0.17628
F5_Commercial_Restaurant_Existing_Space Heating_Natural Gas_Boiler_E6 | F5 | Commercial | Restaurant | Existing | Space Heating | Natural Gas | Boiler | E6 | RIM BC Ratio | 0 | 0 | 0 | 0 | 0 | 0 | 0 | 0 | 0 | 0 | 0 | 0 | 0 | 0 | 0 | 0 | 0 | 0 | 0 | 0 | 0 | 0 | 0 | 0 | 0 | 0 | 0 | 0 | 0 | 0 | 0
F5_Commercial_Restaurant_Existing_Space Heating_Natural Gas_Boiler_E7 | F5 | Commercial | Restaurant | Existing | Space Heating | Natural Gas | Boiler | E7 | RIM BC Ratio | 0 | 0 | 0 | 0 | 0 | 0 | 0 | 0 | 0 | 0 | 0 | 0 | 0 | 0 | 0 | 0 | 0 | 0 | 0 | 0 | 0 | 0 | 0 | 0 | 0 | 0 | 0 | 0 | 0 | 0 | 0
F5_Commercial_Restaurant_Existing_Space Heating_Natural Gas_Boiler_E8 | F5 | Commercial | Restaurant | Existing | Space Heating | Natural Gas | Boiler | E8 | RIM BC Ratio | 0 | 0 | 0 | 0 | 0 | 0 | 0 | 0 | 0 | 0 | 0 | 0 | 0 | 0 | 0 | 0 | 0 | 0 | 0 | 0 | 0 | 0 | 0 | 0 | 0 | 0 | 0 | 0 | 0 | 0 | 0
F5_Commercial_Restaurant_Existing_Space Heating_Natural Gas_Boiler_E9 | F5 | Commercial | Restaurant | Existing | Space Heating | Natural Gas | Boiler | E9 | RIM BC Ratio | 0 | 0 | 0 | 0 | 0 | 0 | 0 | 0 | 0 | 0 | 0 | 0 | 0 | 0 | 0 | 0 | 0 | 0 | 0 | 0 | 0 | 0 | 0 | 0 | 0 | 0 | 0 | 0 | 0 | 0 | 0
F5_Commercial_Restaurant_Existing_Space Heating_Natural Gas_Boiler_E10 | F5 | Commercial | Restaurant | Existing | Space Heating | Natural Gas | Boiler | E10 | RIM BC Ratio | 0 | 0 | 0 | 0 | 0 | 0 | 0 | 0 | 0 | 0 | 0 | 0 | 0 | 0 | 0 | 0 | 0 | 0 | 0 | 0 | 0 | 0 | 0 | 0 | 0 | 0 | 0 | 0 | 0 | 0 | 0
F0_Commercial_Restaurant_Existing_Space Heating_Natural Gas_Unit Heater_E0 | F0 | Commercial | Restaurant | Existing | Space Heating | Natural Gas | Unit Heater | E0 | Economic Unit | Infrared Radiant | Infrared Radiant | Infrared Radiant | Infrared Radiant | Infrared Radiant | Infrared Radiant | Infrared Radiant | Infrared Radiant | Infrared Radiant | Infrared Radiant | Infrared Radiant | Infrared Radiant | Infrared Radiant | Infrared Radiant | Infrared Radiant | Infrared Radiant | Infrared Radiant | Infrared Radiant | Infrared Radiant | Infrared Radiant | Infrared Radiant | Infrared Radiant | Infrared Radiant | Infrared Radiant | Infrared Radiant | Infrared Radiant | Infrared Radiant | Infrared Radiant | Infrared Radiant | Infrared Radiant | Infrared Radiant
F1_Commercial_Restaurant_Existing_Space Heating_Natural Gas_Unit Heater_E1 | F1 | Commercial | Restaurant | Existing | Space Heating | Natural Gas | Unit Heater | E1 | CCE | 0 | 0 | 0 | 0 | 0 | 0 | 0 | 0 | 0 | 0 | 0 | 0 | 0 | 0 | 0 | 0 | 0 | 0 | 0 | 0 | 0 | 0 | 0 | 0 | 0 | 0 | 0 | 0 | 0 | 0 | 0
F1_Commercial_Restaurant_Existing_Space Heating_Natural Gas_Unit Heater_E2 | F1 | Commercial | Restaurant | Existing | Space Heating | Natural Gas | Unit Heater | E2 | CCE | 0.048173 | 0.046312 | 0.046532 | 0.047019 | 0.047019 | 0 | 0 | 0 | 0 | 0 | 0 | 0 | 0 | 0 | 0 | 0 | 0 | 0 | 0 | 0 | 0 | 0 | 0 | 0 | 0 | 0 | 0 | 0 | 0 | 0 | 0
F1_Commercial_Restaurant_Existing_Space Heating_Natural Gas_Unit Heater_E3 | F1 | Commercial | Restaurant | Existing | Space Heating | Natural Gas | Unit Heater | E3 | CCE | 0.0037558 | 0.0036107 | 0.0036279 | 0.0036658 | 0.0036658 | -0.031706 | -0.031706 | -0.031706 | -0.031706 | -0.031706 | -0.031706 | -0.031706 | -0.031706 | -0.031706 | -0.031706 | -0.031706 | -0.031706 | -0.031706 | -0.031706 | -0.031706 | -0.031706 | -0.031706 | -0.031706 | -0.031706 | -0.031706 | -0.031706 | -0.031706 | -0.031706 | -0.031706 | -0.031706 | -0.031706
F1_Commercial_Restaurant_Existing_Space Heating_Natural Gas_Unit Heater_E4 | F1 | Commercial | Restaurant | Existing | Space Heating | Natural Gas | Unit Heater | E4 | CCE | 0 | 0 | 0 | 0 | 0 | 0 | 0 | 0 | 0 | 0 | 0 | 0 | 0 | 0 | 0 | 0 | 0 | 0 | 0 | 0 | 0 | 0 | 0 | 0 | 0 | 0 | 0 | 0 | 0 | 0 | 0
F1_Commercial_Restaurant_Existing_Space Heating_Natural Gas_Unit Heater_E5 | F1 | Commercial | Restaurant | Existing | Space Heating | Natural Gas | Unit Heater | E5 | CCE | 0 | 0 | 0 | 0 | 0 | 0 | 0 | 0 | 0 | 0 | 0 | 0 | 0 | 0 | 0 | 0 | 0 | 0 | 0 | 0 | 0 | 0 | 0 | 0 | 0 | 0 | 0 | 0 | 0 | 0 | 0
F1_Commercial_Restaurant_Existing_Space Heating_Natural Gas_Unit Heater_E6 | F1 | Commercial | Restaurant | Existing | Space Heating | Natural Gas | Unit Heater | E6 | CCE | 0 | 0 | 0 | 0 | 0 | 0 | 0 | 0 | 0 | 0 | 0 | 0 | 0 | 0 | 0 | 0 | 0 | 0 | 0 | 0 | 0 | 0 | 0 | 0 | 0 | 0 | 0 | 0 | 0 | 0 | 0
F1_Commercial_Restaurant_Existing_Space Heating_Natural Gas_Unit Heater_E7 | F1 | Commercial | Restaurant | Existing | Space Heating | Natural Gas | Unit Heater | E7 | CCE | 0 | 0 | 0 | 0 | 0 | 0 | 0 | 0 | 0 | 0 | 0 | 0 | 0 | 0 | 0 | 0 | 0 | 0 | 0 | 0 | 0 | 0 | 0 | 0 | 0 | 0 | 0 | 0 | 0 | 0 | 0
F1_Commercial_Restaurant_Existing_Space Heating_Natural Gas_Unit Heater_E8 | F1 | Commercial | Restaurant | Existing | Space Heating | Natural Gas | Unit Heater | E8 | CCE | 0 | 0 | 0 | 0 | 0 | 0 | 0 | 0 | 0 | 0 | 0 | 0 | 0 | 0 | 0 | 0 | 0 | 0 | 0 | 0 | 0 | 0 | 0 | 0 | 0 | 0 | 0 | 0 | 0 | 0 | 0
F1_Commercial_Restaurant_Existing_Space Heating_Natural Gas_Unit Heater_E9 | F1 | Commercial | Restaurant | Existing | Space Heating | Natural Gas | Unit Heater | E9 | CCE | 0 | 0 | 0 | 0 | 0 | 0 | 0 | 0 | 0 | 0 | 0 | 0 | 0 | 0 | 0 | 0 | 0 | 0 | 0 | 0 | 0 | 0 | 0 | 0 | 0 | 0 | 0 | 0 | 0 | 0 | 0
F1_Commercial_Restaurant_Existing_Space Heating_Natural Gas_Unit Heater_E10 | F1 | Commercial | Restaurant | Existing | Space Heating | Natural Gas | Unit Heater | E10 | CCE | 0 | 0 | 0 | 0 | 0 | 0 | 0 | 0 | 0 | 0 | 0 | 0 | 0 | 0 | 0 | 0 | 0 | 0 | 0 | 0 | 0 | 0 | 0 | 0 | 0 | 0 | 0 | 0 | 0 | 0 | 0
F2_Commercial_Restaurant_Existing_Space Heating_Natural Gas_Unit Heater_E1 | F2 | Commercial | Restaurant | Existing | Space Heating | Natural Gas | Unit Heater | E1 | TRC BC Ratio | 0.9 | 0.9 | 0.9 | 0.9 | 0.9 | 0 | 0 | 0 | 0 | 0 | 0 | 0 | 0 | 0 | 0 | 0 | 0 | 0 | 0 | 0 | 0 | 0 | 0 | 0 | 0 | 0 | 0 | 0 | 0 | 0 | 0
F2_Commercial_Restaurant_Existing_Space Heating_Natural Gas_Unit Heater_E2 | F2 | Commercial | Restaurant | Existing | Space Heating | Natural Gas | Unit Heater | E2 | TRC BC Ratio | 0.21207 | 0.21435 | 0.21574 | 0.21741 | 0.21748 | 0.9 | 0.9 | 0.9 | 0.9 | 0.9 | 0.9 | 0.9 | 0.9 | 0.9 | 0.9 | 0.9 | 0.9 | 0.9 | 0.9 | 0.9 | 0.9 | 0.9 | 0.9 | 0.9 | 0.9 | 0.9 | 0.9 | 0.9 | 0.9 | 0.9 | 0.9
F2_Commercial_Restaurant_Existing_Space Heating_Natural Gas_Unit Heater_E3 | F2 | Commercial | Restaurant | Existing | Space Heating | Natural Gas | Unit Heater | E3 | TRC BC Ratio | 2.7201 | 2.7494 | 2.7671 | 2.7886 | 2.7894 | 0.9 | 0.9 | 0.9 | 0.9 | 0.9 | 0.9 | 0.9 | 0.9 | 0.9 | 0.9 | 0.9 | 0.9 | 0.9 | 0.9 | 0.9 | 0.9 | 0.9 | 0.9 | 0.9 | 0.9 | 0.9 | 0.9 | 0.9 | 0.9 | 0.9 | 0.9
F2_Commercial_Restaurant_Existing_Space Heating_Natural Gas_Unit Heater_E4 | F2 | Commercial | Restaurant | Existing | Space Heating | Natural Gas | Unit Heater | E4 | TRC BC Ratio | 0 | 0 | 0 | 0 | 0 | 0 | 0 | 0 | 0 | 0 | 0 | 0 | 0 | 0 | 0 | 0 | 0 | 0 | 0 | 0 | 0 | 0 | 0 | 0 | 0 | 0 | 0 | 0 | 0 | 0 | 0
F2_Commercial_Restaurant_Existing_Space Heating_Natural Gas_Unit Heater_E5 | F2 | Commercial | Restaurant | Existing | Space Heating | Natural Gas | Unit Heater | E5 | TRC BC Ratio | 0 | 0 | 0 | 0 | 0 | 0 | 0 | 0 | 0 | 0 | 0 | 0 | 0 | 0 | 0 | 0 | 0 | 0 | 0 | 0 | 0 | 0 | 0 | 0 | 0 | 0 | 0 | 0 | 0 | 0 | 0
F2_Commercial_Restaurant_Existing_Space Heating_Natural Gas_Unit Heater_E6 | F2 | Commercial | Restaurant | Existing | Space Heating | Natural Gas | Unit Heater | E6 | TRC BC Ratio | 0 | 0 | 0 | 0 | 0 | 0 | 0 | 0 | 0 | 0 | 0 | 0 | 0 | 0 | 0 | 0 | 0 | 0 | 0 | 0 | 0 | 0 | 0 | 0 | 0 | 0 | 0 | 0 | 0 | 0 | 0
F2_Commercial_Restaurant_Existing_Space Heating_Natural Gas_Unit Heater_E7 | F2 | Commercial | Restaurant | Existing | Space Heating | Natural Gas | Unit Heater | E7 | TRC BC Ratio | 0 | 0 | 0 | 0 | 0 | 0 | 0 | 0 | 0 | 0 | 0 | 0 | 0 | 0 | 0 | 0 | 0 | 0 | 0 | 0 | 0 | 0 | 0 | 0 | 0 | 0 | 0 | 0 | 0 | 0 | 0
F2_Commercial_Restaurant_Existing_Space Heating_Natural Gas_Unit Heater_E8 | F2 | Commercial | Restaurant | Existing | Space Heating | Natural Gas | Unit Heater | E8 | TRC BC Ratio | 0 | 0 | 0 | 0 | 0 | 0 | 0 | 0 | 0 | 0 | 0 | 0 | 0 | 0 | 0 | 0 | 0 | 0 | 0 | 0 | 0 | 0 | 0 | 0 | 0 | 0 | 0 | 0 | 0 | 0 | 0
F2_Commercial_Restaurant_Existing_Space Heating_Natural Gas_Unit Heater_E9 | F2 | Commercial | Restaurant | Existing | Space Heating | Natural Gas | Unit Heater | E9 | TRC BC Ratio | 0 | 0 | 0 | 0 | 0 | 0 | 0 | 0 | 0 | 0 | 0 | 0 | 0 | 0 | 0 | 0 | 0 | 0 | 0 | 0 | 0 | 0 | 0 | 0 | 0 | 0 | 0 | 0 | 0 | 0 | 0
F2_Commercial_Restaurant_Existing_Space Heating_Natural Gas_Unit Heater_E10 | F2 | Commercial | Restaurant | Existing | Space Heating | Natural Gas | Unit Heater | E10 | TRC BC Ratio | 0 | 0 | 0 | 0 | 0 | 0 | 0 | 0 | 0 | 0 | 0 | 0 | 0 | 0 | 0 | 0 | 0 | 0 | 0 | 0 | 0 | 0 | 0 | 0 | 0 | 0 | 0 | 0 | 0 | 0 | 0
F3_Commercial_Restaurant_Existing_Space Heating_Natural Gas_Unit Heater_E1 | F3 | Commercial | Restaurant | Existing | Space Heating | Natural Gas | Unit Heater | E1 | PACT BC Ratio | 0.9 | 0.9 | 0.9 | 0.9 | 0.9 | 0 | 0 | 0 | 0 | 0 | 0 | 0 | 0 | 0 | 0 | 0 | 0 | 0 | 0 | 0 | 0 | 0 | 0 | 0 | 0 | 0 | 0 | 0 | 0 | 0 | 0
F3_Commercial_Restaurant_Existing_Space Heating_Natural Gas_Unit Heater_E2 | F3 | Commercial | Restaurant | Existing | Space Heating | Natural Gas | Unit Heater | E2 | PACT BC Ratio | 0.21207 | 0.21435 | 0.21574 | 0.21741 | 0.21748 | 0.9 | 0.9 | 0.9 | 0.9 | 0.9 | 0.9 | 0.9 | 0.9 | 0.9 | 0.9 | 0.9 | 0.9 | 0.9 | 0.9 | 0.9 | 0.9 | 0.9 | 0.9 | 0.9 | 0.9 | 0.9 | 0.9 | 0.9 | 0.9 | 0.9 | 0.9
F3_Commercial_Restaurant_Existing_Space Heating_Natural Gas_Unit Heater_E3 | F3 | Commercial | Restaurant | Existing | Space Heating | Natural Gas | Unit Heater | E3 | PACT BC Ratio | 2.7201 | 2.7494 | 2.7671 | 2.7886 | 2.7894 | 0.9 | 0.9 | 0.9 | 0.9 | 0.9 | 0.9 | 0.9 | 0.9 | 0.9 | 0.9 | 0.9 | 0.9 | 0.9 | 0.9 | 0.9 | 0.9 | 0.9 | 0.9 | 0.9 | 0.9 | 0.9 | 0.9 | 0.9 | 0.9 | 0.9 | 0.9
F3_Commercial_Restaurant_Existing_Space Heating_Natural Gas_Unit Heater_E4 | F3 | Commercial | Restaurant | Existing | Space Heating | Natural Gas | Unit Heater | E4 | PACT BC Ratio | 0 | 0 | 0 | 0 | 0 | 0 | 0 | 0 | 0 | 0 | 0 | 0 | 0 | 0 | 0 | 0 | 0 | 0 | 0 | 0 | 0 | 0 | 0 | 0 | 0 | 0 | 0 | 0 | 0 | 0 | 0
F3_Commercial_Restaurant_Existing_Space Heating_Natural Gas_Unit Heater_E5 | F3 | Commercial | Restaurant | Existing | Space Heating | Natural Gas | Unit Heater | E5 | PACT BC Ratio | 0 | 0 | 0 | 0 | 0 | 0 | 0 | 0 | 0 | 0 | 0 | 0 | 0 | 0 | 0 | 0 | 0 | 0 | 0 | 0 | 0 | 0 | 0 | 0 | 0 | 0 | 0 | 0 | 0 | 0 | 0
F3_Commercial_Restaurant_Existing_Space Heating_Natural Gas_Unit Heater_E6 | F3 | Commercial | Restaurant | Existing | Space Heating | Natural Gas | Unit Heater | E6 | PACT BC Ratio | 0 | 0 | 0 | 0 | 0 | 0 | 0 | 0 | 0 | 0 | 0 | 0 | 0 | 0 | 0 | 0 | 0 | 0 | 0 | 0 | 0 | 0 | 0 | 0 | 0 | 0 | 0 | 0 | 0 | 0 | 0
F3_Commercial_Restaurant_Existing_Space Heating_Natural Gas_Unit Heater_E7 | F3 | Commercial | Restaurant | Existing | Space Heating | Natural Gas | Unit Heater | E7 | PACT BC Ratio | 0 | 0 | 0 | 0 | 0 | 0 | 0 | 0 | 0 | 0 | 0 | 0 | 0 | 0 | 0 | 0 | 0 | 0 | 0 | 0 | 0 | 0 | 0 | 0 | 0 | 0 | 0 | 0 | 0 | 0 | 0
F3_Commercial_Restaurant_Existing_Space Heating_Natural Gas_Unit Heater_E8 | F3 | Commercial | Restaurant | Existing | Space Heating | Natural Gas | Unit Heater | E8 | PACT BC Ratio | 0 | 0 | 0 | 0 | 0 | 0 | 0 | 0 | 0 | 0 | 0 | 0 | 0 | 0 | 0 | 0 | 0 | 0 | 0 | 0 | 0 | 0 | 0 | 0 | 0 | 0 | 0 | 0 | 0 | 0 | 0
F3_Commercial_Restaurant_Existing_Space Heating_Natural Gas_Unit Heater_E9 | F3 | Commercial | Restaurant | Existing | Space Heating | Natural Gas | Unit Heater | E9 | PACT BC Ratio | 0 | 0 | 0 | 0 | 0 | 0 | 0 | 0 | 0 | 0 | 0 | 0 | 0 | 0 | 0 | 0 | 0 | 0 | 0 | 0 | 0 | 0 | 0 | 0 | 0 | 0 | 0 | 0 | 0 | 0 | 0
F3_Commercial_Restaurant_Existing_Space Heating_Natural Gas_Unit Heater_E10 | F3 | Commercial | Restaurant | Existing | Space Heating | Natural Gas | Unit Heater | E10 | PACT BC Ratio | 0 | 0 | 0 | 0 | 0 | 0 | 0 | 0 | 0 | 0 | 0 | 0 | 0 | 0 | 0 | 0 | 0 | 0 | 0 | 0 | 0 | 0 | 0 | 0 | 0 | 0 | 0 | 0 | 0 | 0 | 0
F4_Commercial_Restaurant_Existing_Space Heating_Natural Gas_Unit Heater_E1 | F4 | Commercial | Restaurant | Existing | Space Heating | Natural Gas | Unit Heater | E1 | PCT BC Ratio | 0.9 | 0.9 | 0.9 | 0.9 | 0.9 | 0 | 0 | 0 | 0 | 0 | 0 | 0 | 0 | 0 | 0 | 0 | 0 | 0 | 0 | 0 | 0 | 0 | 0 | 0 | 0 | 0 | 0 | 0 | 0 | 0 | 0
F4_Commercial_Restaurant_Existing_Space Heating_Natural Gas_Unit Heater_E2 | F4 | Commercial | Restaurant | Existing | Space Heating | Natural Gas | Unit Heater | E2 | PCT BC Ratio | 1.5336 | 1.5393 | 1.5428 | 1.547 | 1.5472 | 0.9 | 0.9 | 0.9 | 0.9 | 0.9 | 0.9 | 0.9 | 0.9 | 0.9 | 0.9 | 0.9 | 0.9 | 0.9 | 0.9 | 0.9 | 0.9 | 0.9 | 0.9 | 0.9 | 0.9 | 0.9 | 0.9 | 0.9 | 0.9 | 0.9 | 0.9
F4_Commercial_Restaurant_Existing_Space Heating_Natural Gas_Unit Heater_E3 | F4 | Commercial | Restaurant | Existing | Space Heating | Natural Gas | Unit Heater | E3 | PCT BC Ratio | 7.8437 | 7.9172 | 7.9619 | 8.0158 | 8.0181 | 0.9 | 0.9 | 0.9 | 0.9 | 0.9 | 0.9 | 0.9 | 0.9 | 0.9 | 0.9 | 0.9 | 0.9 | 0.9 | 0.9 | 0.9 | 0.9 | 0.9 | 0.9 | 0.9 | 0.9 | 0.9 | 0.9 | 0.9 | 0.9 | 0.9 | 0.9
F4_Commercial_Restaurant_Existing_Space Heating_Natural Gas_Unit Heater_E4 | F4 | Commercial | Restaurant | Existing | Space Heating | Natural Gas | Unit Heater | E4 | PCT BC Ratio | 0 | 0 | 0 | 0 | 0 | 0 | 0 | 0 | 0 | 0 | 0 | 0 | 0 | 0 | 0 | 0 | 0 | 0 | 0 | 0 | 0 | 0 | 0 | 0 | 0 | 0 | 0 | 0 | 0 | 0 | 0
F4_Commercial_Restaurant_Existing_Space Heating_Natural Gas_Unit Heater_E5 | F4 | Commercial | Restaurant | Existing | Space Heating | Natural Gas | Unit Heater | E5 | PCT BC Ratio | 0 | 0 | 0 | 0 | 0 | 0 | 0 | 0 | 0 | 0 | 0 | 0 | 0 | 0 | 0 | 0 | 0 | 0 | 0 | 0 | 0 | 0 | 0 | 0 | 0 | 0 | 0 | 0 | 0 | 0 | 0
F4_Commercial_Restaurant_Existing_Space Heating_Natural Gas_Unit Heater_E6 | F4 | Commercial | Restaurant | Existing | Space Heating | Natural Gas | Unit Heater | E6 | PCT BC Ratio | 0 | 0 | 0 | 0 | 0 | 0 | 0 | 0 | 0 | 0 | 0 | 0 | 0 | 0 | 0 | 0 | 0 | 0 | 0 | 0 | 0 | 0 | 0 | 0 | 0 | 0 | 0 | 0 | 0 | 0 | 0
F4_Commercial_Restaurant_Existing_Space Heating_Natural Gas_Unit Heater_E7 | F4 | Commercial | Restaurant | Existing | Space Heating | Natural Gas | Unit Heater | E7 | PCT BC Ratio | 0 | 0 | 0 | 0 | 0 | 0 | 0 | 0 | 0 | 0 | 0 | 0 | 0 | 0 | 0 | 0 | 0 | 0 | 0 | 0 | 0 | 0 | 0 | 0 | 0 | 0 | 0 | 0 | 0 | 0 | 0
F4_Commercial_Restaurant_Existing_Space Heating_Natural Gas_Unit Heater_E8 | F4 | Commercial | Restaurant | Existing | Space Heating | Natural Gas | Unit Heater | E8 | PCT BC Ratio | 0 | 0 | 0 | 0 | 0 | 0 | 0 | 0 | 0 | 0 | 0 | 0 | 0 | 0 | 0 | 0 | 0 | 0 | 0 | 0 | 0 | 0 | 0 | 0 | 0 | 0 | 0 | 0 | 0 | 0 | 0
F4_Commercial_Restaurant_Existing_Space Heating_Natural Gas_Unit Heater_E9 | F4 | Commercial | Restaurant | Existing | Space Heating | Natural Gas | Unit Heater | E9 | PCT BC Ratio | 0 | 0 | 0 | 0 | 0 | 0 | 0 | 0 | 0 | 0 | 0 | 0 | 0 | 0 | 0 | 0 | 0 | 0 | 0 | 0 | 0 | 0 | 0 | 0 | 0 | 0 | 0 | 0 | 0 | 0 | 0
F4_Commercial_Restaurant_Existing_Space Heating_Natural Gas_Unit Heater_E10 | F4 | Commercial | Restaurant | Existing | Space Heating | Natural Gas | Unit Heater | E10 | PCT BC Ratio | 0 | 0 | 0 | 0 | 0 | 0 | 0 | 0 | 0 | 0 | 0 | 0 | 0 | 0 | 0 | 0 | 0 | 0 | 0 | 0 | 0 | 0 | 0 | 0 | 0 | 0 | 0 | 0 | 0 | 0 | 0
F5_Commercial_Restaurant_Existing_Space Heating_Natural Gas_Unit Heater_E1 | F5 | Commercial | Restaurant | Existing | Space Heating | Natural Gas | Unit Heater | E1 | RIM BC Ratio | 0.9 | 0.9 | 0.9 | 0.9 | 0.9 | 0 | 0 | 0 | 0 | 0 | 0 | 0 | 0 | 0 | 0 | 0 | 0 | 0 | 0 | 0 | 0 | 0 | 0 | 0 | 0 | 0 | 0 | 0 | 0 | 0 | 0
F5_Commercial_Restaurant_Existing_Space Heating_Natural Gas_Unit Heater_E2 | F5 | Commercial | Restaurant | Existing | Space Heating | Natural Gas | Unit Heater | E2 | RIM BC Ratio | 0.16911 | 0.17055 | 0.17143 | 0.17248 | 0.17253 | 0.9 | 0.9 | 0.9 | 0.9 | 0.9 | 0.9 | 0.9 | 0.9 | 0.9 | 0.9 | 0.9 | 0.9 | 0.9 | 0.9 | 0.9 | 0.9 | 0.9 | 0.9 | 0.9 | 0.9 | 0.9 | 0.9 | 0.9 | 0.9 | 0.9 | 0.9
F5_Commercial_Restaurant_Existing_Space Heating_Natural Gas_Unit Heater_E3 | F5 | Commercial | Restaurant | Existing | Space Heating | Natural Gas | Unit Heater | E3 | RIM BC Ratio | 0.63869 | 0.64029 | 0.64125 | 0.6424 | 0.64244 | 0.9 | 0.9 | 0.9 | 0.9 | 0.9 | 0.9 | 0.9 | 0.9 | 0.9 | 0.9 | 0.9 | 0.9 | 0.9 | 0.9 | 0.9 | 0.9 | 0.9 | 0.9 | 0.9 | 0.9 | 0.9 | 0.9 | 0.9 | 0.9 | 0.9 | 0.9
F5_Commercial_Restaurant_Existing_Space Heating_Natural Gas_Unit Heater_E4 | F5 | Commercial | Restaurant | Existing | Space Heating | Natural Gas | Unit Heater | E4 | RIM BC Ratio | 0 | 0 | 0 | 0 | 0 | 0 | 0 | 0 | 0 | 0 | 0 | 0 | 0 | 0 | 0 | 0 | 0 | 0 | 0 | 0 | 0 | 0 | 0 | 0 | 0 | 0 | 0 | 0 | 0 | 0 | 0
F5_Commercial_Restaurant_Existing_Space Heating_Natural Gas_Unit Heater_E5 | F5 | Commercial | Restaurant | Existing | Space Heating | Natural Gas | Unit Heater | E5 | RIM BC Ratio | 0 | 0 | 0 | 0 | 0 | 0 | 0 | 0 | 0 | 0 | 0 | 0 | 0 | 0 | 0 | 0 | 0 | 0 | 0 | 0 | 0 | 0 | 0 | 0 | 0 | 0 | 0 | 0 | 0 | 0 | 0
F5_Commercial_Restaurant_Existing_Space Heating_Natural Gas_Unit Heater_E6 | F5 | Commercial | Restaurant | Existing | Space Heating | Natural Gas | Unit Heater | E6 | RIM BC Ratio | 0 | 0 | 0 | 0 | 0 | 0 | 0 | 0 | 0 | 0 | 0 | 0 | 0 | 0 | 0 | 0 | 0 | 0 | 0 | 0 | 0 | 0 | 0 | 0 | 0 | 0 | 0 | 0 | 0 | 0 | 0
F5_Commercial_Restaurant_Existing_Space Heating_Natural Gas_Unit Heater_E7 | F5 | Commercial | Restaurant | Existing | Space Heating | Natural Gas | Unit Heater | E7 | RIM BC Ratio | 0 | 0 | 0 | 0 | 0 | 0 | 0 | 0 | 0 | 0 | 0 | 0 | 0 | 0 | 0 | 0 | 0 | 0 | 0 | 0 | 0 | 0 | 0 | 0 | 0 | 0 | 0 | 0 | 0 | 0 | 0
F5_Commercial_Restaurant_Existing_Space Heating_Natural Gas_Unit Heater_E8 | F5 | Commercial | Restaurant | Existing | Space Heating | Natural Gas | Unit Heater | E8 | RIM BC Ratio | 0 | 0 | 0 | 0 | 0 | 0 | 0 | 0 | 0 | 0 | 0 | 0 | 0 | 0 | 0 | 0 | 0 | 0 | 0 | 0 | 0 | 0 | 0 | 0 | 0 | 0 | 0 | 0 | 0 | 0 | 0
F5_Commercial_Restaurant_Existing_Space Heating_Natural Gas_Unit Heater_E9 | F5 | Commercial | Restaurant | Existing | Space Heating | Natural Gas | Unit Heater | E9 | RIM BC Ratio | 0 | 0 | 0 | 0 | 0 | 0 | 0 | 0 | 0 | 0 | 0 | 0 | 0 | 0 | 0 | 0 | 0 | 0 | 0 | 0 | 0 | 0 | 0 | 0 | 0 | 0 | 0 | 0 | 0 | 0 | 0
F5_Commercial_Restaurant_Existing_Space Heating_Natural Gas_Unit Heater_E10 | F5 | Commercial | Restaurant | Existing | Space Heating | Natural Gas | Unit Heater | E10 | RIM BC Ratio | 0 | 0 | 0 | 0 | 0 | 0 | 0 | 0 | 0 | 0 | 0 | 0 | 0 | 0 | 0 | 0 | 0 | 0 | 0 | 0 | 0 | 0 | 0 | 0 | 0 | 0 | 0 | 0 | 0 | 0 | 0
F0_Commercial_Restaurant_Existing_Water Heating_Natural Gas_Water Heater_E0 | F0 | Commercial | Restaurant | Existing | Water Heating | Natural Gas | Water Heater | E0 | Economic Unit | TE 96% (Instantaneous) | TE 96% (Instantaneous) | TE 96% (Instantaneous) | TE 96% (Instantaneous) | TE 96% (Instantaneous) | TE 96% (Instantaneous) | TE 96% (Instantaneous) | UEF 1.0+ (Gas-Fired HPWH) | UEF 1.0+ (Gas-Fired HPWH) | UEF 1.0+ (Gas-Fired HPWH) | UEF 1.0+ (Gas-Fired HPWH) | UEF 1.0+ (Gas-Fired HPWH) | UEF 1.0+ (Gas-Fired HPWH) | UEF 1.0+ (Gas-Fired HPWH) | UEF 1.0+ (Gas-Fired HPWH) | UEF 1.0+ (Gas-Fired HPWH) | UEF 1.0+ (Gas-Fired HPWH) | UEF 1.0+ (Gas-Fired HPWH) | UEF 1.0+ (Gas-Fired HPWH) | UEF 1.0+ (Gas-Fired HPWH) | UEF 1.0+ (Gas-Fired HPWH) | UEF 1.0+ (Gas-Fired HPWH) | UEF 1.0+ (Gas-Fired HPWH) | UEF 1.0+ (Gas-Fired HPWH) | UEF 1.0+ (Gas-Fired HPWH) | UEF 1.0+ (Gas-Fired HPWH) | UEF 1.0+ (Gas-Fired HPWH) | UEF 1.0+ (Gas-Fired HPWH) | UEF 1.0+ (Gas-Fired HPWH) | UEF 1.0+ (Gas-Fired HPWH) | UEF 1.0+ (Gas-Fired HPWH)
F1_Commercial_Restaurant_Existing_Water Heating_Natural Gas_Water Heater_E1 | F1 | Commercial | Restaurant | Existing | Water Heating | Natural Gas | Water Heater | E1 | CCE | 0 | 0 | 0 | 0 | 0 | 0 | 0 | 0 | 0 | 0 | 0 | 0 | 0 | 0 | 0 | 0 | 0 | 0 | 0 | 0 | 0 | 0 | 0 | 0 | 0 | 0 | 0 | 0 | 0 | 0 | 0
F1_Commercial_Restaurant_Existing_Water Heating_Natural Gas_Water Heater_E2 | F1 | Commercial | Restaurant | Existing | Water Heating | Natural Gas | Water Heater | E2 | CCE | 0.0010711 | 0.0010297 | 0.0010346 | 0.0010454 | 0.0010454 | 0.0010454 | 0.0010454 | 0.0010454 | 0.0010454 | 0.0010454 | 0.0010454 | 0.0010454 | 0.0010454 | 0.0010454 | 0.0010454 | 0.0010454 | 0.0010454 | 0.0010454 | 0.0010454 | 0.0010454 | 0.0010454 | 0.0010454 | 0.0010454 | 0.0010454 | 0.0010454 | 0.0010454 | 0.0010454 | 0.0010454 | 0.0010454 | 0.0010454 | 0.0010454
F1_Commercial_Restaurant_Existing_Water Heating_Natural Gas_Water Heater_E3 | F1 | Commercial | Restaurant | Existing | Water Heating | Natural Gas | Water Heater | E3 | CCE | 0.00078512 | 0.00075478 | 0.00075838 | 0.0007663 | 0.0007663 | 0.0007663 | 0.0007663 | 0.0007663 | 0.0007663 | 0.0007663 | 0.0007663 | 0.0007663 | 0.0007663 | 0.0007663 | 0.0007663 | 0.0007663 | 0.0007663 | 0.0007663 | 0.0007663 | 0.0007663 | 0.0007663 | 0.0007663 | 0.0007663 | 0.0007663 | 0.0007663 | 0.0007663 | 0.0007663 | 0.0007663 | 0.0007663 | 0.0007663 | 0.0007663
F1_Commercial_Restaurant_Existing_Water Heating_Natural Gas_Water Heater_E4 | F1 | Commercial | Restaurant | Existing | Water Heating | Natural Gas | Water Heater | E4 | CCE | 0 | 0 | 0 | 0 | 0 | 0 | 0 | 0.0017161 | 0.0017161 | 0.0017161 | 0.0017161 | 0.0017161 | 0.0017161 | 0.0017161 | 0.0017161 | 0.0017161 | 0.0017161 | 0.0017161 | 0.0017161 | 0.0017161 | 0.0017161 | 0.0017161 | 0.0017161 | 0.0017161 | 0.0017161 | 0.0017161 | 0.0017161 | 0.0017161 | 0.0017161 | 0.0017161 | 0.0017161
F1_Commercial_Restaurant_Existing_Water Heating_Natural Gas_Water Heater_E5 | F1 | Commercial | Restaurant | Existing | Water Heating | Natural Gas | Water Heater | E5 | CCE | 0 | 0 | 0 | 0 | 0 | 0 | 0 | 0 | 0 | 0 | 0 | 0 | 0 | 0 | 0 | 0 | 0 | 0 | 0 | 0 | 0 | 0 | 0 | 0 | 0 | 0 | 0 | 0 | 0 | 0 | 0
F1_Commercial_Restaurant_Existing_Water Heating_Natural Gas_Water Heater_E6 | F1 | Commercial | Restaurant | Existing | Water Heating | Natural Gas | Water Heater | E6 | CCE | 0 | 0 | 0 | 0 | 0 | 0 | 0 | 0 | 0 | 0 | 0 | 0 | 0 | 0 | 0 | 0 | 0 | 0 | 0 | 0 | 0 | 0 | 0 | 0 | 0 | 0 | 0 | 0 | 0 | 0 | 0
F1_Commercial_Restaurant_Existing_Water Heating_Natural Gas_Water Heater_E7 | F1 | Commercial | Restaurant | Existing | Water Heating | Natural Gas | Water Heater | E7 | CCE | 0 | 0 | 0 | 0 | 0 | 0 | 0 | 0 | 0 | 0 | 0 | 0 | 0 | 0 | 0 | 0 | 0 | 0 | 0 | 0 | 0 | 0 | 0 | 0 | 0 | 0 | 0 | 0 | 0 | 0 | 0
F1_Commercial_Restaurant_Existing_Water Heating_Natural Gas_Water Heater_E8 | F1 | Commercial | Restaurant | Existing | Water Heating | Natural Gas | Water Heater | E8 | CCE | 0 | 0 | 0 | 0 | 0 | 0 | 0 | 0 | 0 | 0 | 0 | 0 | 0 | 0 | 0 | 0 | 0 | 0 | 0 | 0 | 0 | 0 | 0 | 0 | 0 | 0 | 0 | 0 | 0 | 0 | 0
F1_Commercial_Restaurant_Existing_Water Heating_Natural Gas_Water Heater_E9 | F1 | Commercial | Restaurant | Existing | Water Heating | Natural Gas | Water Heater | E9 | CCE | 0 | 0 | 0 | 0 | 0 | 0 | 0 | 0 | 0 | 0 | 0 | 0 | 0 | 0 | 0 | 0 | 0 | 0 | 0 | 0 | 0 | 0 | 0 | 0 | 0 | 0 | 0 | 0 | 0 | 0 | 0
F1_Commercial_Restaurant_Existing_Water Heating_Natural Gas_Water Heater_E10 | F1 | Commercial | Restaurant | Existing | Water Heating | Natural Gas | Water Heater | E10 | CCE | 0 | 0 | 0 | 0 | 0 | 0 | 0 | 0 | 0 | 0 | 0 | 0 | 0 | 0 | 0 | 0 | 0 | 0 | 0 | 0 | 0 | 0 | 0 | 0 | 0 | 0 | 0 | 0 | 0 | 0 | 0
F2_Commercial_Restaurant_Existing_Water Heating_Natural Gas_Water Heater_E1 | F2 | Commercial | Restaurant | Existing | Water Heating | Natural Gas | Water Heater | E1 | TRC BC Ratio | 0.9 | 0.9 | 0.9 | 0.9 | 0.9 | 0.9 | 0.9 | 0.9 | 0.9 | 0.9 | 0.9 | 0.9 | 0.9 | 0.9 | 0.9 | 0.9 | 0.9 | 0.9 | 0.9 | 0.9 | 0.9 | 0.9 | 0.9 | 0.9 | 0.9 | 0.9 | 0.9 | 0.9 | 0.9 | 0.9 | 0.9
F2_Commercial_Restaurant_Existing_Water Heating_Natural Gas_Water Heater_E2 | F2 | Commercial | Restaurant | Existing | Water Heating | Natural Gas | Water Heater | E2 | TRC BC Ratio | 9.5273 | 9.7161 | 9.8512 | 9.9976 | 10.2079 | 9.5638 | 9.0604 | 8.7957 | 8.7006 | 8.5547 | 8.4562 | 8.9043 | 7.9689 | 8.5177 | 9.2219 | 9.9065 | 9.932 | 9.9795 | 9.7888 | 9.9248 | 10.02 | 10.1485 | 10.31 | 4.8565 | 4.7596 | 4.669 | 4.5836 | 4.5026 | 4.4253 | 4.351 | 4.2792
F2_Commercial_Restaurant_Existing_Water Heating_Natural Gas_Water Heater_E3 | F2 | Commercial | Restaurant | Existing | Water Heating | Natural Gas | Water Heater | E3 | TRC BC Ratio | 12.9979 | 13.2555 | 13.4398 | 13.6395 | 13.9264 | 13.0477 | 12.3609 | 11.9997 | 11.87 | 11.6709 | 11.5366 | 12.1479 | 10.8718 | 11.6204 | 12.5812 | 13.5152 | 13.55 | 13.6147 | 13.3546 | 13.5402 | 13.67 | 13.8454 | 14.0657 | 6.6256 | 6.4935 | 6.3697 | 6.2533 | 6.1428 | 6.0374 | 5.9359 | 5.838
F2_Commercial_Restaurant_Existing_Water Heating_Natural Gas_Water Heater_E4 | F2 | Commercial | Restaurant | Existing | Water Heating | Natural Gas | Water Heater | E4 | TRC BC Ratio | 0 | 0 | 0 | 0 | 0 | 0 | 0 | 5.2594 | 5.0436 | 4.7676 | 4.5091 | 4.9665 | 4.3464 | 5.1053 | 6.0192 | 6.9536 | 6.9905 | 7.0436 | 6.9081 | 7.0295 | 7.118 | 7.2323 | 7.3722 | 3.0857 | 3.0213 | 2.9615 | 2.9057 | 2.8531 | 2.8031 | 2.7553 | 2.7195
F2_Commercial_Restaurant_Existing_Water Heating_Natural Gas_Water Heater_E5 | F2 | Commercial | Restaurant | Existing | Water Heating | Natural Gas | Water Heater | E5 | TRC BC Ratio | 0 | 0 | 0 | 0 | 0 | 0 | 0 | 0 | 0 | 0 | 0 | 0 | 0 | 0 | 0 | 0 | 0 | 0 | 0 | 0 | 0 | 0 | 0 | 0 | 0 | 0 | 0 | 0 | 0 | 0 | 0
F2_Commercial_Restaurant_Existing_Water Heating_Natural Gas_Water Heater_E6 | F2 | Commercial | Restaurant | Existing | Water Heating | Natural Gas | Water Heater | E6 | TRC BC Ratio | 0 | 0 | 0 | 0 | 0 | 0 | 0 | 0 | 0 | 0 | 0 | 0 | 0 | 0 | 0 | 0 | 0 | 0 | 0 | 0 | 0 | 0 | 0 | 0 | 0 | 0 | 0 | 0 | 0 | 0 | 0
F2_Commercial_Restaurant_Existing_Water Heating_Natural Gas_Water Heater_E7 | F2 | Commercial | Restaurant | Existing | Water Heating | Natural Gas | Water Heater | E7 | TRC BC Ratio | 0 | 0 | 0 | 0 | 0 | 0 | 0 | 0 | 0 | 0 | 0 | 0 | 0 | 0 | 0 | 0 | 0 | 0 | 0 | 0 | 0 | 0 | 0 | 0 | 0 | 0 | 0 | 0 | 0 | 0 | 0
F2_Commercial_Restaurant_Existing_Water Heating_Natural Gas_Water Heater_E8 | F2 | Commercial | Restaurant | Existing | Water Heating | Natural Gas | Water Heater | E8 | TRC BC Ratio | 0 | 0 | 0 | 0 | 0 | 0 | 0 | 0 | 0 | 0 | 0 | 0 | 0 | 0 | 0 | 0 | 0 | 0 | 0 | 0 | 0 | 0 | 0 | 0 | 0 | 0 | 0 | 0 | 0 | 0 | 0
F2_Commercial_Restaurant_Existing_Water Heating_Natural Gas_Water Heater_E9 | F2 | Commercial | Restaurant | Existing | Water Heating | Natural Gas | Water Heater | E9 | TRC BC Ratio | 0 | 0 | 0 | 0 | 0 | 0 | 0 | 0 | 0 | 0 | 0 | 0 | 0 | 0 | 0 | 0 | 0 | 0 | 0 | 0 | 0 | 0 | 0 | 0 | 0 | 0 | 0 | 0 | 0 | 0 | 0
F2_Commercial_Restaurant_Existing_Water Heating_Natural Gas_Water Heater_E10 | F2 | Commercial | Restaurant | Existing | Water Heating | Natural Gas | Water Heater | E10 | TRC BC Ratio | 0 | 0 | 0 | 0 | 0 | 0 | 0 | 0 | 0 | 0 | 0 | 0 | 0 | 0 | 0 | 0 | 0 | 0 | 0 | 0 | 0 | 0 | 0 | 0 | 0 | 0 | 0 | 0 | 0 | 0 | 0
F3_Commercial_Restaurant_Existing_Water Heating_Natural Gas_Water Heater_E1 | F3 | Commercial | Restaurant | Existing | Water Heating | Natural Gas | Water Heater | E1 | PACT BC Ratio | 0.9 | 0.9 | 0.9 | 0.9 | 0.9 | 0.9 | 0.9 | 0.9 | 0.9 | 0.9 | 0.9 | 0.9 | 0.9 | 0.9 | 0.9 | 0.9 | 0.9 | 0.9 | 0.9 | 0.9 | 0.9 | 0.9 | 0.9 | 0.9 | 0.9 | 0.9 | 0.9 | 0.9 | 0.9 | 0.9 | 0.9
F3_Commercial_Restaurant_Existing_Water Heating_Natural Gas_Water Heater_E2 | F3 | Commercial | Restaurant | Existing | Water Heating | Natural Gas | Water Heater | E2 | PACT BC Ratio | 15.5796 | 15.8884 | 16.1093 | 16.3487 | 16.6926 | 15.6393 | 14.8161 | 14.3832 | 14.2277 | 13.9891 | 13.8281 | 14.5608 | 13.0313 | 13.9286 | 15.0802 | 16.1997 | 16.2414 | 16.319 | 16.0071 | 16.2296 | 16.3853 | 16.5954 | 16.8595 | 7.9417 | 7.7832 | 7.635 | 7.4954 | 7.363 | 7.2365 | 7.115 | 6.9975
F3_Commercial_Restaurant_Existing_Water Heating_Natural Gas_Water Heater_E3 | F3 | Commercial | Restaurant | Existing | Water Heating | Natural Gas | Water Heater | E3 | PACT BC Ratio | 21.2548 | 21.6761 | 21.9774 | 22.3041 | 22.7733 | 21.3363 | 20.2132 | 19.6227 | 19.4105 | 19.085 | 18.8653 | 19.8649 | 17.7782 | 19.0024 | 20.5736 | 22.1008 | 22.1578 | 22.2636 | 21.8381 | 22.1416 | 22.354 | 22.6407 | 23.0011 | 10.8346 | 10.6185 | 10.4162 | 10.2257 | 10.0451 | 9.8726 | 9.7068 | 9.5466
F3_Commercial_Restaurant_Existing_Water Heating_Natural Gas_Water Heater_E4 | F3 | Commercial | Restaurant | Existing | Water Heating | Natural Gas | Water Heater | E4 | PACT BC Ratio | 0 | 0 | 0 | 0 | 0 | 0 | 0 | 8.6004 | 8.2476 | 7.7963 | 7.3736 | 8.1215 | 7.1074 | 8.3485 | 9.843 | 11.3709 | 11.4313 | 11.5181 | 11.2966 | 11.495 | 11.6398 | 11.8267 | 12.0555 | 5.046 | 4.9406 | 4.8429 | 4.7516 | 4.6655 | 4.5839 | 4.5057 | 4.447
F3_Commercial_Restaurant_Existing_Water Heating_Natural Gas_Water Heater_E5 | F3 | Commercial | Restaurant | Existing | Water Heating | Natural Gas | Water Heater | E5 | PACT BC Ratio | 0 | 0 | 0 | 0 | 0 | 0 | 0 | 0 | 0 | 0 | 0 | 0 | 0 | 0 | 0 | 0 | 0 | 0 | 0 | 0 | 0 | 0 | 0 | 0 | 0 | 0 | 0 | 0 | 0 | 0 | 0
F3_Commercial_Restaurant_Existing_Water Heating_Natural Gas_Water Heater_E6 | F3 | Commercial | Restaurant | Existing | Water Heating | Natural Gas | Water Heater | E6 | PACT BC Ratio | 0 | 0 | 0 | 0 | 0 | 0 | 0 | 0 | 0 | 0 | 0 | 0 | 0 | 0 | 0 | 0 | 0 | 0 | 0 | 0 | 0 | 0 | 0 | 0 | 0 | 0 | 0 | 0 | 0 | 0 | 0
F3_Commercial_Restaurant_Existing_Water Heating_Natural Gas_Water Heater_E7 | F3 | Commercial | Restaurant | Existing | Water Heating | Natural Gas | Water Heater | E7 | PACT BC Ratio | 0 | 0 | 0 | 0 | 0 | 0 | 0 | 0 | 0 | 0 | 0 | 0 | 0 | 0 | 0 | 0 | 0 | 0 | 0 | 0 | 0 | 0 | 0 | 0 | 0 | 0 | 0 | 0 | 0 | 0 | 0
F3_Commercial_Restaurant_Existing_Water Heating_Natural Gas_Water Heater_E8 | F3 | Commercial | Restaurant | Existing | Water Heating | Natural Gas | Water Heater | E8 | PACT BC Ratio | 0 | 0 | 0 | 0 | 0 | 0 | 0 | 0 | 0 | 0 | 0 | 0 | 0 | 0 | 0 | 0 | 0 | 0 | 0 | 0 | 0 | 0 | 0 | 0 | 0 | 0 | 0 | 0 | 0 | 0 | 0
F3_Commercial_Restaurant_Existing_Water Heating_Natural Gas_Water Heater_E9 | F3 | Commercial | Restaurant | Existing | Water Heating | Natural Gas | Water Heater | E9 | PACT BC Ratio | 0 | 0 | 0 | 0 | 0 | 0 | 0 | 0 | 0 | 0 | 0 | 0 | 0 | 0 | 0 | 0 | 0 | 0 | 0 | 0 | 0 | 0 | 0 | 0 | 0 | 0 | 0 | 0 | 0 | 0 | 0
F3_Commercial_Restaurant_Existing_Water Heating_Natural Gas_Water Heater_E10 | F3 | Commercial | Restaurant | Existing | Water Heating | Natural Gas | Water Heater | E10 | PACT BC Ratio | 0 | 0 | 0 | 0 | 0 | 0 | 0 | 0 | 0 | 0 | 0 | 0 | 0 | 0 | 0 | 0 | 0 | 0 | 0 | 0 | 0 | 0 | 0 | 0 | 0 | 0 | 0 | 0 | 0 | 0 | 0
F4_Commercial_Restaurant_Existing_Water Heating_Natural Gas_Water Heater_E1 | F4 | Commercial | Restaurant | Existing | Water Heating | Natural Gas | Water Heater | E1 | PCT BC Ratio | 0.9 | 0.9 | 0.9 | 0.9 | 0.9 | 0.9 | 0.9 | 0.9 | 0.9 | 0.9 | 0.9 | 0.9 | 0.9 | 0.9 | 0.9 | 0.9 | 0.9 | 0.9 | 0.9 | 0.9 | 0.9 | 0.9 | 0.9 | 0.9 | 0.9 | 0.9 | 0.9 | 0.9 | 0.9 | 0.9 | 0.9
F4_Commercial_Restaurant_Existing_Water Heating_Natural Gas_Water Heater_E2 | F4 | Commercial | Restaurant | Existing | Water Heating | Natural Gas | Water Heater | E2 | PCT BC Ratio | 17.2222 | 17.5551 | 17.7931 | 18.0512 | 18.4219 | 17.2865 | 16.3992 | 15.9326 | 15.765 | 15.5077 | 15.3341 | 16.1239 | 14.4753 | 15.4425 | 16.6839 | 17.8906 | 17.9356 | 18.0192 | 17.6831 | 17.9229 | 18.0907 | 18.3172 | 18.6019 | 8.989 | 8.8182 | 8.6584 | 8.5079 | 8.3652 | 8.229 | 8.0979 | 7.9713
F4_Commercial_Restaurant_Existing_Water Heating_Natural Gas_Water Heater_E3 | F4 | Commercial | Restaurant | Existing | Water Heating | Natural Gas | Water Heater | E3 | PCT BC Ratio | 23.3397 | 23.7938 | 24.1186 | 24.4708 | 24.9765 | 23.4275 | 22.2169 | 21.5803 | 21.3517 | 21.0007 | 20.7639 | 21.8414 | 19.5922 | 20.9117 | 22.6053 | 24.2516 | 24.313 | 24.4271 | 23.9685 | 24.2956 | 24.5246 | 24.8336 | 25.222 | 12.1074 | 11.8744 | 11.6564 | 11.4511 | 11.2564 | 11.0705 | 10.8917 | 10.719
F4_Commercial_Restaurant_Existing_Water Heating_Natural Gas_Water Heater_E4 | F4 | Commercial | Restaurant | Existing | Water Heating | Natural Gas | Water Heater | E4 | PCT BC Ratio | 0 | 0 | 0 | 0 | 0 | 0 | 0 | 9.6991 | 9.3188 | 8.8323 | 8.3767 | 9.1829 | 8.0897 | 9.4276 | 11.0385 | 12.6855 | 12.7506 | 12.8442 | 12.6054 | 12.8193 | 12.9753 | 13.1768 | 13.4234 | 5.8676 | 5.7541 | 5.6487 | 5.5503 | 5.4576 | 5.3695 | 5.2852 | 5.222
F4_Commercial_Restaurant_Existing_Water Heating_Natural Gas_Water Heater_E5 | F4 | Commercial | Restaurant | Existing | Water Heating | Natural Gas | Water Heater | E5 | PCT BC Ratio | 0 | 0 | 0 | 0 | 0 | 0 | 0 | 0 | 0 | 0 | 0 | 0 | 0 | 0 | 0 | 0 | 0 | 0 | 0 | 0 | 0 | 0 | 0 | 0 | 0 | 0 | 0 | 0 | 0 | 0 | 0
F4_Commercial_Restaurant_Existing_Water Heating_Natural Gas_Water Heater_E6 | F4 | Commercial | Restaurant | Existing | Water Heating | Natural Gas | Water Heater | E6 | PCT BC Ratio | 0 | 0 | 0 | 0 | 0 | 0 | 0 | 0 | 0 | 0 | 0 | 0 | 0 | 0 | 0 | 0 | 0 | 0 | 0 | 0 | 0 | 0 | 0 | 0 | 0 | 0 | 0 | 0 | 0 | 0 | 0
F4_Commercial_Restaurant_Existing_Water Heating_Natural Gas_Water Heater_E7 | F4 | Commercial | Restaurant | Existing | Water Heating | Natural Gas | Water Heater | E7 | PCT BC Ratio | 0 | 0 | 0 | 0 | 0 | 0 | 0 | 0 | 0 | 0 | 0 | 0 | 0 | 0 | 0 | 0 | 0 | 0 | 0 | 0 | 0 | 0 | 0 | 0 | 0 | 0 | 0 | 0 | 0 | 0 | 0
F4_Commercial_Restaurant_Existing_Water Heating_Natural Gas_Water Heater_E8 | F4 | Commercial | Restaurant | Existing | Water Heating | Natural Gas | Water Heater | E8 | PCT BC Ratio | 0 | 0 | 0 | 0 | 0 | 0 | 0 | 0 | 0 | 0 | 0 | 0 | 0 | 0 | 0 | 0 | 0 | 0 | 0 | 0 | 0 | 0 | 0 | 0 | 0 | 0 | 0 | 0 | 0 | 0 | 0
F4_Commercial_Restaurant_Existing_Water Heating_Natural Gas_Water Heater_E9 | F4 | Commercial | Restaurant | Existing | Water Heating | Natural Gas | Water Heater | E9 | PCT BC Ratio | 0 | 0 | 0 | 0 | 0 | 0 | 0 | 0 | 0 | 0 | 0 | 0 | 0 | 0 | 0 | 0 | 0 | 0 | 0 | 0 | 0 | 0 | 0 | 0 | 0 | 0 | 0 | 0 | 0 | 0 | 0
F4_Commercial_Restaurant_Existing_Water Heating_Natural Gas_Water Heater_E10 | F4 | Commercial | Restaurant | Existing | Water Heating | Natural Gas | Water Heater | E10 | PCT BC Ratio | 0 | 0 | 0 | 0 | 0 | 0 | 0 | 0 | 0 | 0 | 0 | 0 | 0 | 0 | 0 | 0 | 0 | 0 | 0 | 0 | 0 | 0 | 0 | 0 | 0 | 0 | 0 | 0 | 0 | 0 | 0
F5_Commercial_Restaurant_Existing_Water Heating_Natural Gas_Water Heater_E1 | F5 | Commercial | Restaurant | Existing | Water Heating | Natural Gas | Water Heater | E1 | RIM BC Ratio | 0.9 | 0.9 | 0.9 | 0.9 | 0.9 | 0.9 | 0.9 | 0.9 | 0.9 | 0.9 | 0.9 | 0.9 | 0.9 | 0.9 | 0.9 | 0.9 | 0.9 | 0.9 | 0.9 | 0.9 | 0.9 | 0.9 | 0.9 | 0.9 | 0.9 | 0.9 | 0.9 | 0.9 | 0.9 | 0.9 | 0.9
F5_Commercial_Restaurant_Existing_Water Heating_Natural Gas_Water Heater_E2 | F5 | Commercial | Restaurant | Existing | Water Heating | Natural Gas | Water Heater | E2 | RIM BC Ratio | 0.79224 | 0.79302 | 0.79356 | 0.79413 | 0.79493 | 0.79239 | 0.79016 | 0.7889 | 0.78843 | 0.78768 | 0.78716 | 0.78943 | 0.78443 | 0.78749 | 0.7909 | 0.79378 | 0.79388 | 0.79406 | 0.79331 | 0.79385 | 0.79422 | 0.79471 | 0.79531 | 0.7553 | 0.75384 | 0.75242 | 0.75104 | 0.74969 | 0.74836 | 0.74704 | 0.74573
F5_Commercial_Restaurant_Existing_Water Heating_Natural Gas_Water Heater_E3 | F5 | Commercial | Restaurant | Existing | Water Heating | Natural Gas | Water Heater | E3 | RIM BC Ratio | 0.80314 | 0.80373 | 0.80414 | 0.80457 | 0.80517 | 0.80326 | 0.80158 | 0.80062 | 0.80027 | 0.7997 | 0.79931 | 0.80102 | 0.79725 | 0.79956 | 0.80214 | 0.8043 | 0.80438 | 0.80452 | 0.80395 | 0.80436 | 0.80463 | 0.805 | 0.80545 | 0.77498 | 0.77385 | 0.77276 | 0.77169 | 0.77064 | 0.76961 | 0.76859 | 0.76757
F5_Commercial_Restaurant_Existing_Water Heating_Natural Gas_Water Heater_E4 | F5 | Commercial | Restaurant | Existing | Water Heating | Natural Gas | Water Heater | E4 | RIM BC Ratio | 0 | 0 | 0 | 0 | 0 | 0 | 0 | 0.76084 | 0.75797 | 0.75396 | 0.7498 | 0.75689 | 0.74696 | 0.75881 | 0.76943 | 0.7776 | 0.77788 | 0.77828 | 0.77725 | 0.77817 | 0.77883 | 0.77965 | 0.78063 | 0.71621 | 0.71405 | 0.71197 | 0.70996 | 0.70801 | 0.7061 | 0.70422 | 0.70277
F5_Commercial_Restaurant_Existing_Water Heating_Natural Gas_Water Heater_E5 | F5 | Commercial | Restaurant | Existing | Water Heating | Natural Gas | Water Heater | E5 | RIM BC Ratio | 0 | 0 | 0 | 0 | 0 | 0 | 0 | 0 | 0 | 0 | 0 | 0 | 0 | 0 | 0 | 0 | 0 | 0 | 0 | 0 | 0 | 0 | 0 | 0 | 0 | 0 | 0 | 0 | 0 | 0 | 0
F5_Commercial_Restaurant_Existing_Water Heating_Natural Gas_Water Heater_E6 | F5 | Commercial | Restaurant | Existing | Water Heating | Natural Gas | Water Heater | E6 | RIM BC Ratio | 0 | 0 | 0 | 0 | 0 | 0 | 0 | 0 | 0 | 0 | 0 | 0 | 0 | 0 | 0 | 0 | 0 | 0 | 0 | 0 | 0 | 0 | 0 | 0 | 0 | 0 | 0 | 0 | 0 | 0 | 0
F5_Commercial_Restaurant_Existing_Water Heating_Natural Gas_Water Heater_E7 | F5 | Commercial | Restaurant | Existing | Water Heating | Natural Gas | Water Heater | E7 | RIM BC Ratio | 0 | 0 | 0 | 0 | 0 | 0 | 0 | 0 | 0 | 0 | 0 | 0 | 0 | 0 | 0 | 0 | 0 | 0 | 0 | 0 | 0 | 0 | 0 | 0 | 0 | 0 | 0 | 0 | 0 | 0 | 0
F5_Commercial_Restaurant_Existing_Water Heating_Natural Gas_Water Heater_E8 | F5 | Commercial | Restaurant | Existing | Water Heating | Natural Gas | Water Heater | E8 | RIM BC Ratio | 0 | 0 | 0 | 0 | 0 | 0 | 0 | 0 | 0 | 0 | 0 | 0 | 0 | 0 | 0 | 0 | 0 | 0 | 0 | 0 | 0 | 0 | 0 | 0 | 0 | 0 | 0 | 0 | 0 | 0 | 0
F5_Commercial_Restaurant_Existing_Water Heating_Natural Gas_Water Heater_E9 | F5 | Commercial | Restaurant | Existing | Water Heating | Natural Gas | Water Heater | E9 | RIM BC Ratio | 0 | 0 | 0 | 0 | 0 | 0 | 0 | 0 | 0 | 0 | 0 | 0 | 0 | 0 | 0 | 0 | 0 | 0 | 0 | 0 | 0 | 0 | 0 | 0 | 0 | 0 | 0 | 0 | 0 | 0 | 0
F5_Commercial_Restaurant_Existing_Water Heating_Natural Gas_Water Heater_E10 | F5 | Commercial | Restaurant | Existing | Water Heating | Natural Gas | Water Heater | E10 | RIM BC Ratio | 0 | 0 | 0 | 0 | 0 | 0 | 0 | 0 | 0 | 0 | 0 | 0 | 0 | 0 | 0 | 0 | 0 | 0 | 0 | 0 | 0 | 0 | 0 | 0 | 0 | 0 | 0 | 0 | 0 | 0 | 0
F0_Commercial_Restaurant_Existing_Food Preparation_Natural Gas_Oven_E0 | F0 | Commercial | Restaurant | Existing | Food Preparation | Natural Gas | Oven | E0 | Economic Unit | ENERGY STAR (3.0) | ENERGY STAR (3.0) | ENERGY STAR (3.0) | ENERGY STAR (3.0) | ENERGY STAR (3.0) | ENERGY STAR (3.0) | ENERGY STAR (3.0) | ENERGY STAR (3.0) | ENERGY STAR (3.0) | ENERGY STAR (3.0) | ENERGY STAR (3.0) | ENERGY STAR (3.0) | ENERGY STAR (3.0) | ENERGY STAR (3.0) | ENERGY STAR (3.0) | ENERGY STAR (3.0) | ENERGY STAR (3.0) | ENERGY STAR (3.0) | ENERGY STAR (3.0) | ENERGY STAR (3.0) | ENERGY STAR (3.0) | ENERGY STAR (3.0) | ENERGY STAR (3.0) | Standard | Standard | Standard | Standard | Standard | Standard | Standard | Standard
F1_Commercial_Restaurant_Existing_Food Preparation_Natural Gas_Oven_E1 | F1 | Commercial | Restaurant | Existing | Food Preparation | Natural Gas | Oven | E1 | CCE | 0 | 0 | 0 | 0 | 0 | 0 | 0 | 0 | 0 | 0 | 0 | 0 | 0 | 0 | 0 | 0 | 0 | 0 | 0 | 0 | 0 | 0 | 0 | 0 | 0 | 0 | 0 | 0 | 0 | 0 | 0
F1_Commercial_Restaurant_Existing_Food Preparation_Natural Gas_Oven_E2 | F1 | Commercial | Restaurant | Existing | Food Preparation | Natural Gas | Oven | E2 | CCE | 0.0062008 | 0.0059612 | 0.0059896 | 0.0060522 | 0.0060522 | 0.0060522 | 0.0060522 | 0.0060522 | 0.0060522 | 0.0060522 | 0.0060522 | 0.0060522 | 0.0060522 | 0.0060522 | 0.0060522 | 0.0060522 | 0.0060522 | 0.0060522 | 0.0060522 | 0.0060522 | 0.0060522 | 0.0060522 | 0.0060522 | 0.0060522 | 0.0060522 | 0.0060522 | 0.0060522 | 0.0060522 | 0.0060522 | 0.0060522 | 0.0060522
F1_Commercial_Restaurant_Existing_Food Preparation_Natural Gas_Oven_E3 | F1 | Commercial | Restaurant | Existing | Food Preparation | Natural Gas | Oven | E3 | CCE | 0 | 0 | 0 | 0 | 0 | 0 | 0 | 0 | 0 | 0 | 0 | 0 | 0 | 0 | 0 | 0 | 0 | 0 | 0 | 0 | 0 | 0 | 0 | 0 | 0 | 0 | 0 | 0 | 0 | 0 | 0
F1_Commercial_Restaurant_Existing_Food Preparation_Natural Gas_Oven_E4 | F1 | Commercial | Restaurant | Existing | Food Preparation | Natural Gas | Oven | E4 | CCE | 0 | 0 | 0 | 0 | 0 | 0 | 0 | 0 | 0 | 0 | 0 | 0 | 0 | 0 | 0 | 0 | 0 | 0 | 0 | 0 | 0 | 0 | 0 | 0 | 0 | 0 | 0 | 0 | 0 | 0 | 0
F1_Commercial_Restaurant_Existing_Food Preparation_Natural Gas_Oven_E5 | F1 | Commercial | Restaurant | Existing | Food Preparation | Natural Gas | Oven | E5 | CCE | 0 | 0 | 0 | 0 | 0 | 0 | 0 | 0 | 0 | 0 | 0 | 0 | 0 | 0 | 0 | 0 | 0 | 0 | 0 | 0 | 0 | 0 | 0 | 0 | 0 | 0 | 0 | 0 | 0 | 0 | 0
F1_Commercial_Restaurant_Existing_Food Preparation_Natural Gas_Oven_E6 | F1 | Commercial | Restaurant | Existing | Food Preparation | Natural Gas | Oven | E6 | CCE | 0 | 0 | 0 | 0 | 0 | 0 | 0 | 0 | 0 | 0 | 0 | 0 | 0 | 0 | 0 | 0 | 0 | 0 | 0 | 0 | 0 | 0 | 0 | 0 | 0 | 0 | 0 | 0 | 0 | 0 | 0
F1_Commercial_Restaurant_Existing_Food Preparation_Natural Gas_Oven_E7 | F1 | Commercial | Restaurant | Existing | Food Preparation | Natural Gas | Oven | E7 | CCE | 0 | 0 | 0 | 0 | 0 | 0 | 0 | 0 | 0 | 0 | 0 | 0 | 0 | 0 | 0 | 0 | 0 | 0 | 0 | 0 | 0 | 0 | 0 | 0 | 0 | 0 | 0 | 0 | 0 | 0 | 0
F1_Commercial_Restaurant_Existing_Food Preparation_Natural Gas_Oven_E8 | F1 | Commercial | Restaurant | Existing | Food Preparation | Natural Gas | Oven | E8 | CCE | 0 | 0 | 0 | 0 | 0 | 0 | 0 | 0 | 0 | 0 | 0 | 0 | 0 | 0 | 0 | 0 | 0 | 0 | 0 | 0 | 0 | 0 | 0 | 0 | 0 | 0 | 0 | 0 | 0 | 0 | 0
F1_Commercial_Restaurant_Existing_Food Preparation_Natural Gas_Oven_E9 | F1 | Commercial | Restaurant | Existing | Food Preparation | Natural Gas | Oven | E9 | CCE | 0 | 0 | 0 | 0 | 0 | 0 | 0 | 0 | 0 | 0 | 0 | 0 | 0 | 0 | 0 | 0 | 0 | 0 | 0 | 0 | 0 | 0 | 0 | 0 | 0 | 0 | 0 | 0 | 0 | 0 | 0
F1_Commercial_Restaurant_Existing_Food Preparation_Natural Gas_Oven_E10 | F1 | Commercial | Restaurant | Existing | Food Preparation | Natural Gas | Oven | E10 | CCE | 0 | 0 | 0 | 0 | 0 | 0 | 0 | 0 | 0 | 0 | 0 | 0 | 0 | 0 | 0 | 0 | 0 | 0 | 0 | 0 | 0 | 0 | 0 | 0 | 0 | 0 | 0 | 0 | 0 | 0 | 0
F2_Commercial_Restaurant_Existing_Food Preparation_Natural Gas_Oven_E1 | F2 | Commercial | Restaurant | Existing | Food Preparation | Natural Gas | Oven | E1 | TRC BC Ratio | 0.9 | 0.9 | 0.9 | 0.9 | 0.9 | 0.9 | 0.9 | 0.9 | 0.9 | 0.9 | 0.9 | 0.9 | 0.9 | 0.9 | 0.9 | 0.9 | 0.9 | 0.9 | 0.9 | 0.9 | 0.9 | 0.9 | 0.9 | 0.9 | 0.9 | 0.9 | 0.9 | 0.9 | 0.9 | 0.9 | 0.9
F2_Commercial_Restaurant_Existing_Food Preparation_Natural Gas_Oven_E2 | F2 | Commercial | Restaurant | Existing | Food Preparation | Natural Gas | Oven | E2 | TRC BC Ratio | 1.651 | 1.6761 | 1.6937 | 1.7118 | 1.7402 | 1.6356 | 1.5492 | 1.5033 | 1.4856 | 1.4593 | 1.5232 | 1.584 | 1.4129 | 1.4871 | 1.5856 | 1.6788 | 1.6824 | 1.6897 | 1.6574 | 1.6795 | 1.6949 | 1.7158 | 1.7422 | 0.83439 | 0.81785 | 0.80234 | 0.78773 | 0.77386 | 0.7606 | 0.74785 | 0.73552
F2_Commercial_Restaurant_Existing_Food Preparation_Natural Gas_Oven_E3 | F2 | Commercial | Restaurant | Existing | Food Preparation | Natural Gas | Oven | E3 | TRC BC Ratio | 0 | 0 | 0 | 0 | 0 | 0 | 0 | 0 | 0 | 0 | 0 | 0 | 0 | 0 | 0 | 0 | 0 | 0 | 0 | 0 | 0 | 0 | 0 | 0 | 0 | 0 | 0 | 0 | 0 | 0 | 0
F2_Commercial_Restaurant_Existing_Food Preparation_Natural Gas_Oven_E4 | F2 | Commercial | Restaurant | Existing | Food Preparation | Natural Gas | Oven | E4 | TRC BC Ratio | 0 | 0 | 0 | 0 | 0 | 0 | 0 | 0 | 0 | 0 | 0 | 0 | 0 | 0 | 0 | 0 | 0 | 0 | 0 | 0 | 0 | 0 | 0 | 0 | 0 | 0 | 0 | 0 | 0 | 0 | 0
F2_Commercial_Restaurant_Existing_Food Preparation_Natural Gas_Oven_E5 | F2 | Commercial | Restaurant | Existing | Food Preparation | Natural Gas | Oven | E5 | TRC BC Ratio | 0 | 0 | 0 | 0 | 0 | 0 | 0 | 0 | 0 | 0 | 0 | 0 | 0 | 0 | 0 | 0 | 0 | 0 | 0 | 0 | 0 | 0 | 0 | 0 | 0 | 0 | 0 | 0 | 0 | 0 | 0
F2_Commercial_Restaurant_Existing_Food Preparation_Natural Gas_Oven_E6 | F2 | Commercial | Restaurant | Existing | Food Preparation | Natural Gas | Oven | E6 | TRC BC Ratio | 0 | 0 | 0 | 0 | 0 | 0 | 0 | 0 | 0 | 0 | 0 | 0 | 0 | 0 | 0 | 0 | 0 | 0 | 0 | 0 | 0 | 0 | 0 | 0 | 0 | 0 | 0 | 0 | 0 | 0 | 0
F2_Commercial_Restaurant_Existing_Food Preparation_Natural Gas_Oven_E7 | F2 | Commercial | Restaurant | Existing | Food Preparation | Natural Gas | Oven | E7 | TRC BC Ratio | 0 | 0 | 0 | 0 | 0 | 0 | 0 | 0 | 0 | 0 | 0 | 0 | 0 | 0 | 0 | 0 | 0 | 0 | 0 | 0 | 0 | 0 | 0 | 0 | 0 | 0 | 0 | 0 | 0 | 0 | 0
F2_Commercial_Restaurant_Existing_Food Preparation_Natural Gas_Oven_E8 | F2 | Commercial | Restaurant | Existing | Food Preparation | Natural Gas | Oven | E8 | TRC BC Ratio | 0 | 0 | 0 | 0 | 0 | 0 | 0 | 0 | 0 | 0 | 0 | 0 | 0 | 0 | 0 | 0 | 0 | 0 | 0 | 0 | 0 | 0 | 0 | 0 | 0 | 0 | 0 | 0 | 0 | 0 | 0
F2_Commercial_Restaurant_Existing_Food Preparation_Natural Gas_Oven_E9 | F2 | Commercial | Restaurant | Existing | Food Preparation | Natural Gas | Oven | E9 | TRC BC Ratio | 0 | 0 | 0 | 0 | 0 | 0 | 0 | 0 | 0 | 0 | 0 | 0 | 0 | 0 | 0 | 0 | 0 | 0 | 0 | 0 | 0 | 0 | 0 | 0 | 0 | 0 | 0 | 0 | 0 | 0 | 0
F2_Commercial_Restaurant_Existing_Food Preparation_Natural Gas_Oven_E10 | F2 | Commercial | Restaurant | Existing | Food Preparation | Natural Gas | Oven | E10 | TRC BC Ratio | 0 | 0 | 0 | 0 | 0 | 0 | 0 | 0 | 0 | 0 | 0 | 0 | 0 | 0 | 0 | 0 | 0 | 0 | 0 | 0 | 0 | 0 | 0 | 0 | 0 | 0 | 0 | 0 | 0 | 0 | 0
F3_Commercial_Restaurant_Existing_Food Preparation_Natural Gas_Oven_E1 | F3 | Commercial | Restaurant | Existing | Food Preparation | Natural Gas | Oven | E1 | PACT BC Ratio | 0.9 | 0.9 | 0.9 | 0.9 | 0.9 | 0.9 | 0.9 | 0.9 | 0.9 | 0.9 | 0.9 | 0.9 | 0.9 | 0.9 | 0.9 | 0.9 | 0.9 | 0.9 | 0.9 | 0.9 | 0.9 | 0.9 | 0.9 | 0.9 | 0.9 | 0.9 | 0.9 | 0.9 | 0.9 | 0.9 | 0.9
F3_Commercial_Restaurant_Existing_Food Preparation_Natural Gas_Oven_E2 | F3 | Commercial | Restaurant | Existing | Food Preparation | Natural Gas | Oven | E2 | PACT BC Ratio | 1.651 | 1.6761 | 1.6937 | 1.7118 | 1.7402 | 1.6356 | 1.5492 | 1.5033 | 1.4856 | 1.4593 | 1.5232 | 1.584 | 1.4129 | 1.4871 | 1.5856 | 1.6788 | 1.6824 | 1.6897 | 1.6574 | 1.6795 | 1.6949 | 1.7158 | 1.7422 | 0.83439 | 0.81785 | 0.80234 | 0.78773 | 0.77386 | 0.7606 | 0.74785 | 0.73552
F3_Commercial_Restaurant_Existing_Food Preparation_Natural Gas_Oven_E3 | F3 | Commercial | Restaurant | Existing | Food Preparation | Natural Gas | Oven | E3 | PACT BC Ratio | 0 | 0 | 0 | 0 | 0 | 0 | 0 | 0 | 0 | 0 | 0 | 0 | 0 | 0 | 0 | 0 | 0 | 0 | 0 | 0 | 0 | 0 | 0 | 0 | 0 | 0 | 0 | 0 | 0 | 0 | 0
F3_Commercial_Restaurant_Existing_Food Preparation_Natural Gas_Oven_E4 | F3 | Commercial | Restaurant | Existing | Food Preparation | Natural Gas | Oven | E4 | PACT BC Ratio | 0 | 0 | 0 | 0 | 0 | 0 | 0 | 0 | 0 | 0 | 0 | 0 | 0 | 0 | 0 | 0 | 0 | 0 | 0 | 0 | 0 | 0 | 0 | 0 | 0 | 0 | 0 | 0 | 0 | 0 | 0
F3_Commercial_Restaurant_Existing_Food Preparation_Natural Gas_Oven_E5 | F3 | Commercial | Restaurant | Existing | Food Preparation | Natural Gas | Oven | E5 | PACT BC Ratio | 0 | 0 | 0 | 0 | 0 | 0 | 0 | 0 | 0 | 0 | 0 | 0 | 0 | 0 | 0 | 0 | 0 | 0 | 0 | 0 | 0 | 0 | 0 | 0 | 0 | 0 | 0 | 0 | 0 | 0 | 0
F3_Commercial_Restaurant_Existing_Food Preparation_Natural Gas_Oven_E6 | F3 | Commercial | Restaurant | Existing | Food Preparation | Natural Gas | Oven | E6 | PACT BC Ratio | 0 | 0 | 0 | 0 | 0 | 0 | 0 | 0 | 0 | 0 | 0 | 0 | 0 | 0 | 0 | 0 | 0 | 0 | 0 | 0 | 0 | 0 | 0 | 0 | 0 | 0 | 0 | 0 | 0 | 0 | 0
F3_Commercial_Restaurant_Existing_Food Preparation_Natural Gas_Oven_E7 | F3 | Commercial | Restaurant | Existing | Food Preparation | Natural Gas | Oven | E7 | PACT BC Ratio | 0 | 0 | 0 | 0 | 0 | 0 | 0 | 0 | 0 | 0 | 0 | 0 | 0 | 0 | 0 | 0 | 0 | 0 | 0 | 0 | 0 | 0 | 0 | 0 | 0 | 0 | 0 | 0 | 0 | 0 | 0
F3_Commercial_Restaurant_Existing_Food Preparation_Natural Gas_Oven_E8 | F3 | Commercial | Restaurant | Existing | Food Preparation | Natural Gas | Oven | E8 | PACT BC Ratio | 0 | 0 | 0 | 0 | 0 | 0 | 0 | 0 | 0 | 0 | 0 | 0 | 0 | 0 | 0 | 0 | 0 | 0 | 0 | 0 | 0 | 0 | 0 | 0 | 0 | 0 | 0 | 0 | 0 | 0 | 0
F3_Commercial_Restaurant_Existing_Food Preparation_Natural Gas_Oven_E9 | F3 | Commercial | Restaurant | Existing | Food Preparation | Natural Gas | Oven | E9 | PACT BC Ratio | 0 | 0 | 0 | 0 | 0 | 0 | 0 | 0 | 0 | 0 | 0 | 0 | 0 | 0 | 0 | 0 | 0 | 0 | 0 | 0 | 0 | 0 | 0 | 0 | 0 | 0 | 0 | 0 | 0 | 0 | 0
F3_Commercial_Restaurant_Existing_Food Preparation_Natural Gas_Oven_E10 | F3 | Commercial | Restaurant | Existing | Food Preparation | Natural Gas | Oven | E10 | PACT BC Ratio | 0 | 0 | 0 | 0 | 0 | 0 | 0 | 0 | 0 | 0 | 0 | 0 | 0 | 0 | 0 | 0 | 0 | 0 | 0 | 0 | 0 | 0 | 0 | 0 | 0 | 0 | 0 | 0 | 0 | 0 | 0
F4_Commercial_Restaurant_Existing_Food Preparation_Natural Gas_Oven_E1 | F4 | Commercial | Restaurant | Existing | Food Preparation | Natural Gas | Oven | E1 | PCT BC Ratio | 0.9 | 0.9 | 0.9 | 0.9 | 0.9 | 0.9 | 0.9 | 0.9 | 0.9 | 0.9 | 0.9 | 0.9 | 0.9 | 0.9 | 0.9 | 0.9 | 0.9 | 0.9 | 0.9 | 0.9 | 0.9 | 0.9 | 0.9 | 0.9 | 0.9 | 0.9 | 0.9 | 0.9 | 0.9 | 0.9 | 0.9
F4_Commercial_Restaurant_Existing_Food Preparation_Natural Gas_Oven_E2 | F4 | Commercial | Restaurant | Existing | Food Preparation | Natural Gas | Oven | E2 | PCT BC Ratio | 5.1538 | 5.2169 | 5.2611 | 5.3069 | 5.3783 | 5.115 | 4.8976 | 4.7822 | 4.7376 | 4.6715 | 4.8323 | 4.9851 | 4.5547 | 4.7415 | 4.9892 | 5.2237 | 5.2328 | 5.2512 | 5.1699 | 5.2256 | 5.2642 | 5.3168 | 5.3833 | 3.0993 | 3.0576 | 3.0186 | 2.9819 | 2.947 | 2.9136 | 2.8815 | 2.8505
F4_Commercial_Restaurant_Existing_Food Preparation_Natural Gas_Oven_E3 | F4 | Commercial | Restaurant | Existing | Food Preparation | Natural Gas | Oven | E3 | PCT BC Ratio | 0 | 0 | 0 | 0 | 0 | 0 | 0 | 0 | 0 | 0 | 0 | 0 | 0 | 0 | 0 | 0 | 0 | 0 | 0 | 0 | 0 | 0 | 0 | 0 | 0 | 0 | 0 | 0 | 0 | 0 | 0
F4_Commercial_Restaurant_Existing_Food Preparation_Natural Gas_Oven_E4 | F4 | Commercial | Restaurant | Existing | Food Preparation | Natural Gas | Oven | E4 | PCT BC Ratio | 0 | 0 | 0 | 0 | 0 | 0 | 0 | 0 | 0 | 0 | 0 | 0 | 0 | 0 | 0 | 0 | 0 | 0 | 0 | 0 | 0 | 0 | 0 | 0 | 0 | 0 | 0 | 0 | 0 | 0 | 0
F4_Commercial_Restaurant_Existing_Food Preparation_Natural Gas_Oven_E5 | F4 | Commercial | Restaurant | Existing | Food Preparation | Natural Gas | Oven | E5 | PCT BC Ratio | 0 | 0 | 0 | 0 | 0 | 0 | 0 | 0 | 0 | 0 | 0 | 0 | 0 | 0 | 0 | 0 | 0 | 0 | 0 | 0 | 0 | 0 | 0 | 0 | 0 | 0 | 0 | 0 | 0 | 0 | 0
F4_Commercial_Restaurant_Existing_Food Preparation_Natural Gas_Oven_E6 | F4 | Commercial | Restaurant | Existing | Food Preparation | Natural Gas | Oven | E6 | PCT BC Ratio | 0 | 0 | 0 | 0 | 0 | 0 | 0 | 0 | 0 | 0 | 0 | 0 | 0 | 0 | 0 | 0 | 0 | 0 | 0 | 0 | 0 | 0 | 0 | 0 | 0 | 0 | 0 | 0 | 0 | 0 | 0
F4_Commercial_Restaurant_Existing_Food Preparation_Natural Gas_Oven_E7 | F4 | Commercial | Restaurant | Existing | Food Preparation | Natural Gas | Oven | E7 | PCT BC Ratio | 0 | 0 | 0 | 0 | 0 | 0 | 0 | 0 | 0 | 0 | 0 | 0 | 0 | 0 | 0 | 0 | 0 | 0 | 0 | 0 | 0 | 0 | 0 | 0 | 0 | 0 | 0 | 0 | 0 | 0 | 0
F4_Commercial_Restaurant_Existing_Food Preparation_Natural Gas_Oven_E8 | F4 | Commercial | Restaurant | Existing | Food Preparation | Natural Gas | Oven | E8 | PCT BC Ratio | 0 | 0 | 0 | 0 | 0 | 0 | 0 | 0 | 0 | 0 | 0 | 0 | 0 | 0 | 0 | 0 | 0 | 0 | 0 | 0 | 0 | 0 | 0 | 0 | 0 | 0 | 0 | 0 | 0 | 0 | 0
F4_Commercial_Restaurant_Existing_Food Preparation_Natural Gas_Oven_E9 | F4 | Commercial | Restaurant | Existing | Food Preparation | Natural Gas | Oven | E9 | PCT BC Ratio | 0 | 0 | 0 | 0 | 0 | 0 | 0 | 0 | 0 | 0 | 0 | 0 | 0 | 0 | 0 | 0 | 0 | 0 | 0 | 0 | 0 | 0 | 0 | 0 | 0 | 0 | 0 | 0 | 0 | 0 | 0
F4_Commercial_Restaurant_Existing_Food Preparation_Natural Gas_Oven_E10 | F4 | Commercial | Restaurant | Existing | Food Preparation | Natural Gas | Oven | E10 | PCT BC Ratio | 0 | 0 | 0 | 0 | 0 | 0 | 0 | 0 | 0 | 0 | 0 | 0 | 0 | 0 | 0 | 0 | 0 | 0 | 0 | 0 | 0 | 0 | 0 | 0 | 0 | 0 | 0 | 0 | 0 | 0 | 0
F5_Commercial_Restaurant_Existing_Food Preparation_Natural Gas_Oven_E1 | F5 | Commercial | Restaurant | Existing | Food Preparation | Natural Gas | Oven | E1 | RIM BC Ratio | 0.9 | 0.9 | 0.9 | 0.9 | 0.9 | 0.9 | 0.9 | 0.9 | 0.9 | 0.9 | 0.9 | 0.9 | 0.9 | 0.9 | 0.9 | 0.9 | 0.9 | 0.9 | 0.9 | 0.9 | 0.9 | 0.9 | 0.9 | 0.9 | 0.9 | 0.9 | 0.9 | 0.9 | 0.9 | 0.9 | 0.9
F5_Commercial_Restaurant_Existing_Food Preparation_Natural Gas_Oven_E2 | F5 | Commercial | Restaurant | Existing | Food Preparation | Natural Gas | Oven | E2 | RIM BC Ratio | 0.5544 | 0.5572 | 0.55913 | 0.56109 | 0.56411 | 0.55265 | 0.54242 | 0.53669 | 0.53442 | 0.53097 | 0.53921 | 0.54663 | 0.5247 | 0.53462 | 0.54682 | 0.5575 | 0.55789 | 0.55869 | 0.55512 | 0.55758 | 0.55926 | 0.56152 | 0.56432 | 0.41727 | 0.41309 | 0.4091 | 0.40526 | 0.40156 | 0.39796 | 0.39444 | 0.39099
F5_Commercial_Restaurant_Existing_Food Preparation_Natural Gas_Oven_E3 | F5 | Commercial | Restaurant | Existing | Food Preparation | Natural Gas | Oven | E3 | RIM BC Ratio | 0 | 0 | 0 | 0 | 0 | 0 | 0 | 0 | 0 | 0 | 0 | 0 | 0 | 0 | 0 | 0 | 0 | 0 | 0 | 0 | 0 | 0 | 0 | 0 | 0 | 0 | 0 | 0 | 0 | 0 | 0
F5_Commercial_Restaurant_Existing_Food Preparation_Natural Gas_Oven_E4 | F5 | Commercial | Restaurant | Existing | Food Preparation | Natural Gas | Oven | E4 | RIM BC Ratio | 0 | 0 | 0 | 0 | 0 | 0 | 0 | 0 | 0 | 0 | 0 | 0 | 0 | 0 | 0 | 0 | 0 | 0 | 0 | 0 | 0 | 0 | 0 | 0 | 0 | 0 | 0 | 0 | 0 | 0 | 0
F5_Commercial_Restaurant_Existing_Food Preparation_Natural Gas_Oven_E5 | F5 | Commercial | Restaurant | Existing | Food Preparation | Natural Gas | Oven | E5 | RIM BC Ratio | 0 | 0 | 0 | 0 | 0 | 0 | 0 | 0 | 0 | 0 | 0 | 0 | 0 | 0 | 0 | 0 | 0 | 0 | 0 | 0 | 0 | 0 | 0 | 0 | 0 | 0 | 0 | 0 | 0 | 0 | 0
F5_Commercial_Restaurant_Existing_Food Preparation_Natural Gas_Oven_E6 | F5 | Commercial | Restaurant | Existing | Food Preparation | Natural Gas | Oven | E6 | RIM BC Ratio | 0 | 0 | 0 | 0 | 0 | 0 | 0 | 0 | 0 | 0 | 0 | 0 | 0 | 0 | 0 | 0 | 0 | 0 | 0 | 0 | 0 | 0 | 0 | 0 | 0 | 0 | 0 | 0 | 0 | 0 | 0
F5_Commercial_Restaurant_Existing_Food Preparation_Natural Gas_Oven_E7 | F5 | Commercial | Restaurant | Existing | Food Preparation | Natural Gas | Oven | E7 | RIM BC Ratio | 0 | 0 | 0 | 0 | 0 | 0 | 0 | 0 | 0 | 0 | 0 | 0 | 0 | 0 | 0 | 0 | 0 | 0 | 0 | 0 | 0 | 0 | 0 | 0 | 0 | 0 | 0 | 0 | 0 | 0 | 0
F5_Commercial_Restaurant_Existing_Food Preparation_Natural Gas_Oven_E8 | F5 | Commercial | Restaurant | Existing | Food Preparation | Natural Gas | Oven | E8 | RIM BC Ratio | 0 | 0 | 0 | 0 | 0 | 0 | 0 | 0 | 0 | 0 | 0 | 0 | 0 | 0 | 0 | 0 | 0 | 0 | 0 | 0 | 0 | 0 | 0 | 0 | 0 | 0 | 0 | 0 | 0 | 0 | 0
F5_Commercial_Restaurant_Existing_Food Preparation_Natural Gas_Oven_E9 | F5 | Commercial | Restaurant | Existing | Food Preparation | Natural Gas | Oven | E9 | RIM BC Ratio | 0 | 0 | 0 | 0 | 0 | 0 | 0 | 0 | 0 | 0 | 0 | 0 | 0 | 0 | 0 | 0 | 0 | 0 | 0 | 0 | 0 | 0 | 0 | 0 | 0 | 0 | 0 | 0 | 0 | 0 | 0
F5_Commercial_Restaurant_Existing_Food Preparation_Natural Gas_Oven_E10 | F5 | Commercial | Restaurant | Existing | Food Preparation | Natural Gas | Oven | E10 | RIM BC Ratio | 0 | 0 | 0 | 0 | 0 | 0 | 0 | 0 | 0 | 0 | 0 | 0 | 0 | 0 | 0 | 0 | 0 | 0 | 0 | 0 | 0 | 0 | 0 | 0 | 0 | 0 | 0 | 0 | 0 | 0 | 0
F0_Commercial_Restaurant_Existing_Food Preparation_Natural Gas_Conveyor Oven_E0 | F0 | Commercial | Restaurant | Existing | Food Preparation | Natural Gas | Conveyor Oven | E0 | Economic Unit | Efficient (>44% Baking Efficiency) | Efficient (>44% Baking Efficiency) | Efficient (>44% Baking Efficiency) | Efficient (>44% Baking Efficiency) | Efficient (>44% Baking Efficiency) | Efficient (>44% Baking Efficiency) | Efficient (>44% Baking Efficiency) | Efficient (>44% Baking Efficiency) | Efficient (>44% Baking Efficiency) | Efficient (>44% Baking Efficiency) | Efficient (>44% Baking Efficiency) | Efficient (>44% Baking Efficiency) | Efficient (>44% Baking Efficiency) | Efficient (>44% Baking Efficiency) | Efficient (>44% Baking Efficiency) | Efficient (>44% Baking Efficiency) | Efficient (>44% Baking Efficiency) | Efficient (>44% Baking Efficiency) | Efficient (>44% Baking Efficiency) | Efficient (>44% Baking Efficiency) | Efficient (>44% Baking Efficiency) | Efficient (>44% Baking Efficiency) | Efficient (>44% Baking Efficiency) | Efficient (>44% Baking Efficiency) | Efficient (>44% Baking Efficiency) | Efficient (>44% Baking Efficiency) | Efficient (>44% Baking Efficiency) | Efficient (>44% Baking Efficiency) | Efficient (>44% Baking Efficiency) | Efficient (>44% Baking Efficiency) | Efficient (>44% Baking Efficiency)
F1_Commercial_Restaurant_Existing_Food Preparation_Natural Gas_Conveyor Oven_E1 | F1 | Commercial | Restaurant | Existing | Food Preparation | Natural Gas | Conveyor Oven | E1 | CCE | 0 | 0 | 0 | 0 | 0 | 0 | 0 | 0 | 0 | 0 | 0 | 0 | 0 | 0 | 0 | 0 | 0 | 0 | 0 | 0 | 0 | 0 | 0 | 0 | 0 | 0 | 0 | 0 | 0 | 0 | 0
F1_Commercial_Restaurant_Existing_Food Preparation_Natural Gas_Conveyor Oven_E2 | F1 | Commercial | Restaurant | Existing | Food Preparation | Natural Gas | Conveyor Oven | E2 | CCE | 0.0038084 | 0.0036613 | 0.0036787 | 0.0037172 | 0.0037172 | 0.0037172 | 0.0037172 | 0.0037172 | 0.0037172 | 0.0037172 | 0.0037172 | 0.0037172 | 0.0037172 | 0.0037172 | 0.0037172 | 0.0037172 | 0.0037172 | 0.0037172 | 0.0037172 | 0.0037172 | 0.0037172 | 0.0037172 | 0.0037172 | 0.0037172 | 0.0037172 | 0.0037172 | 0.0037172 | 0.0037172 | 0.0037172 | 0.0037172 | 0.0037172
F1_Commercial_Restaurant_Existing_Food Preparation_Natural Gas_Conveyor Oven_E3 | F1 | Commercial | Restaurant | Existing | Food Preparation | Natural Gas | Conveyor Oven | E3 | CCE | 0 | 0 | 0 | 0 | 0 | 0 | 0 | 0 | 0 | 0 | 0 | 0 | 0 | 0 | 0 | 0 | 0 | 0 | 0 | 0 | 0 | 0 | 0 | 0 | 0 | 0 | 0 | 0 | 0 | 0 | 0
F1_Commercial_Restaurant_Existing_Food Preparation_Natural Gas_Conveyor Oven_E4 | F1 | Commercial | Restaurant | Existing | Food Preparation | Natural Gas | Conveyor Oven | E4 | CCE | 0 | 0 | 0 | 0 | 0 | 0 | 0 | 0 | 0 | 0 | 0 | 0 | 0 | 0 | 0 | 0 | 0 | 0 | 0 | 0 | 0 | 0 | 0 | 0 | 0 | 0 | 0 | 0 | 0 | 0 | 0
F1_Commercial_Restaurant_Existing_Food Preparation_Natural Gas_Conveyor Oven_E5 | F1 | Commercial | Restaurant | Existing | Food Preparation | Natural Gas | Conveyor Oven | E5 | CCE | 0 | 0 | 0 | 0 | 0 | 0 | 0 | 0 | 0 | 0 | 0 | 0 | 0 | 0 | 0 | 0 | 0 | 0 | 0 | 0 | 0 | 0 | 0 | 0 | 0 | 0 | 0 | 0 | 0 | 0 | 0
F1_Commercial_Restaurant_Existing_Food Preparation_Natural Gas_Conveyor Oven_E6 | F1 | Commercial | Restaurant | Existing | Food Preparation | Natural Gas | Conveyor Oven | E6 | CCE | 0 | 0 | 0 | 0 | 0 | 0 | 0 | 0 | 0 | 0 | 0 | 0 | 0 | 0 | 0 | 0 | 0 | 0 | 0 | 0 | 0 | 0 | 0 | 0 | 0 | 0 | 0 | 0 | 0 | 0 | 0
F1_Commercial_Restaurant_Existing_Food Preparation_Natural Gas_Conveyor Oven_E7 | F1 | Commercial | Restaurant | Existing | Food Preparation | Natural Gas | Conveyor Oven | E7 | CCE | 0 | 0 | 0 | 0 | 0 | 0 | 0 | 0 | 0 | 0 | 0 | 0 | 0 | 0 | 0 | 0 | 0 | 0 | 0 | 0 | 0 | 0 | 0 | 0 | 0 | 0 | 0 | 0 | 0 | 0 | 0
F1_Commercial_Restaurant_Existing_Food Preparation_Natural Gas_Conveyor Oven_E8 | F1 | Commercial | Restaurant | Existing | Food Preparation | Natural Gas | Conveyor Oven | E8 | CCE | 0 | 0 | 0 | 0 | 0 | 0 | 0 | 0 | 0 | 0 | 0 | 0 | 0 | 0 | 0 | 0 | 0 | 0 | 0 | 0 | 0 | 0 | 0 | 0 | 0 | 0 | 0 | 0 | 0 | 0 | 0
F1_Commercial_Restaurant_Existing_Food Preparation_Natural Gas_Conveyor Oven_E9 | F1 | Commercial | Restaurant | Existing | Food Preparation | Natural Gas | Conveyor Oven | E9 | CCE | 0 | 0 | 0 | 0 | 0 | 0 | 0 | 0 | 0 | 0 | 0 | 0 | 0 | 0 | 0 | 0 | 0 | 0 | 0 | 0 | 0 | 0 | 0 | 0 | 0 | 0 | 0 | 0 | 0 | 0 | 0
F1_Commercial_Restaurant_Existing_Food Preparation_Natural Gas_Conveyor Oven_E10 | F1 | Commercial | Restaurant | Existing | Food Preparation | Natural Gas | Conveyor Oven | E10 | CCE | 0 | 0 | 0 | 0 | 0 | 0 | 0 | 0 | 0 | 0 | 0 | 0 | 0 | 0 | 0 | 0 | 0 | 0 | 0 | 0 | 0 | 0 | 0 | 0 | 0 | 0 | 0 | 0 | 0 | 0 | 0
F2_Commercial_Restaurant_Existing_Food Preparation_Natural Gas_Conveyor Oven_E1 | F2 | Commercial | Restaurant | Existing | Food Preparation | Natural Gas | Conveyor Oven | E1 | TRC BC Ratio | 0.9 | 0.9 | 0.9 | 0.9 | 0.9 | 0.9 | 0.9 | 0.9 | 0.9 | 0.9 | 0.9 | 0.9 | 0.9 | 0.9 | 0.9 | 0.9 | 0.9 | 0.9 | 0.9 | 0.9 | 0.9 | 0.9 | 0.9 | 0.9 | 0.9 | 0.9 | 0.9 | 0.9 | 0.9 | 0.9 | 0.9
F2_Commercial_Restaurant_Existing_Food Preparation_Natural Gas_Conveyor Oven_E2 | F2 | Commercial | Restaurant | Existing | Food Preparation | Natural Gas | Conveyor Oven | E2 | TRC BC Ratio | 2.6175 | 2.6105 | 2.5926 | 2.5726 | 2.643 | 2.5958 | 2.5803 | 2.6208 | 2.7065 | 2.6859 | 2.6766 | 2.6618 | 2.3689 | 2.3519 | 2.3531 | 2.3373 | 2.3341 | 2.3356 | 2.2915 | 2.3108 | 2.3225 | 2.3409 | 2.3658 | 1.3075 | 1.2829 | 1.2596 | 1.2374 | 1.2162 | 1.1958 | 1.1761 | 1.1502
F2_Commercial_Restaurant_Existing_Food Preparation_Natural Gas_Conveyor Oven_E3 | F2 | Commercial | Restaurant | Existing | Food Preparation | Natural Gas | Conveyor Oven | E3 | TRC BC Ratio | 0 | 0 | 0 | 0 | 0 | 0 | 0 | 0 | 0 | 0 | 0 | 0 | 0 | 0 | 0 | 0 | 0 | 0 | 0 | 0 | 0 | 0 | 0 | 0 | 0 | 0 | 0 | 0 | 0 | 0 | 0
F2_Commercial_Restaurant_Existing_Food Preparation_Natural Gas_Conveyor Oven_E4 | F2 | Commercial | Restaurant | Existing | Food Preparation | Natural Gas | Conveyor Oven | E4 | TRC BC Ratio | 0 | 0 | 0 | 0 | 0 | 0 | 0 | 0 | 0 | 0 | 0 | 0 | 0 | 0 | 0 | 0 | 0 | 0 | 0 | 0 | 0 | 0 | 0 | 0 | 0 | 0 | 0 | 0 | 0 | 0 | 0
F2_Commercial_Restaurant_Existing_Food Preparation_Natural Gas_Conveyor Oven_E5 | F2 | Commercial | Restaurant | Existing | Food Preparation | Natural Gas | Conveyor Oven | E5 | TRC BC Ratio | 0 | 0 | 0 | 0 | 0 | 0 | 0 | 0 | 0 | 0 | 0 | 0 | 0 | 0 | 0 | 0 | 0 | 0 | 0 | 0 | 0 | 0 | 0 | 0 | 0 | 0 | 0 | 0 | 0 | 0 | 0
F2_Commercial_Restaurant_Existing_Food Preparation_Natural Gas_Conveyor Oven_E6 | F2 | Commercial | Restaurant | Existing | Food Preparation | Natural Gas | Conveyor Oven | E6 | TRC BC Ratio | 0 | 0 | 0 | 0 | 0 | 0 | 0 | 0 | 0 | 0 | 0 | 0 | 0 | 0 | 0 | 0 | 0 | 0 | 0 | 0 | 0 | 0 | 0 | 0 | 0 | 0 | 0 | 0 | 0 | 0 | 0
F2_Commercial_Restaurant_Existing_Food Preparation_Natural Gas_Conveyor Oven_E7 | F2 | Commercial | Restaurant | Existing | Food Preparation | Natural Gas | Conveyor Oven | E7 | TRC BC Ratio | 0 | 0 | 0 | 0 | 0 | 0 | 0 | 0 | 0 | 0 | 0 | 0 | 0 | 0 | 0 | 0 | 0 | 0 | 0 | 0 | 0 | 0 | 0 | 0 | 0 | 0 | 0 | 0 | 0 | 0 | 0
F2_Commercial_Restaurant_Existing_Food Preparation_Natural Gas_Conveyor Oven_E8 | F2 | Commercial | Restaurant | Existing | Food Preparation | Natural Gas | Conveyor Oven | E8 | TRC BC Ratio | 0 | 0 | 0 | 0 | 0 | 0 | 0 | 0 | 0 | 0 | 0 | 0 | 0 | 0 | 0 | 0 | 0 | 0 | 0 | 0 | 0 | 0 | 0 | 0 | 0 | 0 | 0 | 0 | 0 | 0 | 0
F2_Commercial_Restaurant_Existing_Food Preparation_Natural Gas_Conveyor Oven_E9 | F2 | Commercial | Restaurant | Existing | Food Preparation | Natural Gas | Conveyor Oven | E9 | TRC BC Ratio | 0 | 0 | 0 | 0 | 0 | 0 | 0 | 0 | 0 | 0 | 0 | 0 | 0 | 0 | 0 | 0 | 0 | 0 | 0 | 0 | 0 | 0 | 0 | 0 | 0 | 0 | 0 | 0 | 0 | 0 | 0
F2_Commercial_Restaurant_Existing_Food Preparation_Natural Gas_Conveyor Oven_E10 | F2 | Commercial | Restaurant | Existing | Food Preparation | Natural Gas | Conveyor Oven | E10 | TRC BC Ratio | 0 | 0 | 0 | 0 | 0 | 0 | 0 | 0 | 0 | 0 | 0 | 0 | 0 | 0 | 0 | 0 | 0 | 0 | 0 | 0 | 0 | 0 | 0 | 0 | 0 | 0 | 0 | 0 | 0 | 0 | 0
F3_Commercial_Restaurant_Existing_Food Preparation_Natural Gas_Conveyor Oven_E1 | F3 | Commercial | Restaurant | Existing | Food Preparation | Natural Gas | Conveyor Oven | E1 | PACT BC Ratio | 0.9 | 0.9 | 0.9 | 0.9 | 0.9 | 0.9 | 0.9 | 0.9 | 0.9 | 0.9 | 0.9 | 0.9 | 0.9 | 0.9 | 0.9 | 0.9 | 0.9 | 0.9 | 0.9 | 0.9 | 0.9 | 0.9 | 0.9 | 0.9 | 0.9 | 0.9 | 0.9 | 0.9 | 0.9 | 0.9 | 0.9
F3_Commercial_Restaurant_Existing_Food Preparation_Natural Gas_Conveyor Oven_E2 | F3 | Commercial | Restaurant | Existing | Food Preparation | Natural Gas | Conveyor Oven | E2 | PACT BC Ratio | 7.5479 | 7.5277 | 7.476 | 7.4185 | 7.6214 | 7.4852 | 7.4407 | 7.5574 | 7.8046 | 7.7451 | 7.7184 | 7.6756 | 6.831 | 6.7818 | 6.7853 | 6.7399 | 6.7306 | 6.7348 | 6.6078 | 6.6635 | 6.6972 | 6.7501 | 6.8219 | 3.7704 | 3.6993 | 3.6321 | 3.5682 | 3.507 | 3.4482 | 3.3914 | 3.3167
F3_Commercial_Restaurant_Existing_Food Preparation_Natural Gas_Conveyor Oven_E3 | F3 | Commercial | Restaurant | Existing | Food Preparation | Natural Gas | Conveyor Oven | E3 | PACT BC Ratio | 0 | 0 | 0 | 0 | 0 | 0 | 0 | 0 | 0 | 0 | 0 | 0 | 0 | 0 | 0 | 0 | 0 | 0 | 0 | 0 | 0 | 0 | 0 | 0 | 0 | 0 | 0 | 0 | 0 | 0 | 0
F3_Commercial_Restaurant_Existing_Food Preparation_Natural Gas_Conveyor Oven_E4 | F3 | Commercial | Restaurant | Existing | Food Preparation | Natural Gas | Conveyor Oven | E4 | PACT BC Ratio | 0 | 0 | 0 | 0 | 0 | 0 | 0 | 0 | 0 | 0 | 0 | 0 | 0 | 0 | 0 | 0 | 0 | 0 | 0 | 0 | 0 | 0 | 0 | 0 | 0 | 0 | 0 | 0 | 0 | 0 | 0
F3_Commercial_Restaurant_Existing_Food Preparation_Natural Gas_Conveyor Oven_E5 | F3 | Commercial | Restaurant | Existing | Food Preparation | Natural Gas | Conveyor Oven | E5 | PACT BC Ratio | 0 | 0 | 0 | 0 | 0 | 0 | 0 | 0 | 0 | 0 | 0 | 0 | 0 | 0 | 0 | 0 | 0 | 0 | 0 | 0 | 0 | 0 | 0 | 0 | 0 | 0 | 0 | 0 | 0 | 0 | 0
F3_Commercial_Restaurant_Existing_Food Preparation_Natural Gas_Conveyor Oven_E6 | F3 | Commercial | Restaurant | Existing | Food Preparation | Natural Gas | Conveyor Oven | E6 | PACT BC Ratio | 0 | 0 | 0 | 0 | 0 | 0 | 0 | 0 | 0 | 0 | 0 | 0 | 0 | 0 | 0 | 0 | 0 | 0 | 0 | 0 | 0 | 0 | 0 | 0 | 0 | 0 | 0 | 0 | 0 | 0 | 0
F3_Commercial_Restaurant_Existing_Food Preparation_Natural Gas_Conveyor Oven_E7 | F3 | Commercial | Restaurant | Existing | Food Preparation | Natural Gas | Conveyor Oven | E7 | PACT BC Ratio | 0 | 0 | 0 | 0 | 0 | 0 | 0 | 0 | 0 | 0 | 0 | 0 | 0 | 0 | 0 | 0 | 0 | 0 | 0 | 0 | 0 | 0 | 0 | 0 | 0 | 0 | 0 | 0 | 0 | 0 | 0
F3_Commercial_Restaurant_Existing_Food Preparation_Natural Gas_Conveyor Oven_E8 | F3 | Commercial | Restaurant | Existing | Food Preparation | Natural Gas | Conveyor Oven | E8 | PACT BC Ratio | 0 | 0 | 0 | 0 | 0 | 0 | 0 | 0 | 0 | 0 | 0 | 0 | 0 | 0 | 0 | 0 | 0 | 0 | 0 | 0 | 0 | 0 | 0 | 0 | 0 | 0 | 0 | 0 | 0 | 0 | 0
F3_Commercial_Restaurant_Existing_Food Preparation_Natural Gas_Conveyor Oven_E9 | F3 | Commercial | Restaurant | Existing | Food Preparation | Natural Gas | Conveyor Oven | E9 | PACT BC Ratio | 0 | 0 | 0 | 0 | 0 | 0 | 0 | 0 | 0 | 0 | 0 | 0 | 0 | 0 | 0 | 0 | 0 | 0 | 0 | 0 | 0 | 0 | 0 | 0 | 0 | 0 | 0 | 0 | 0 | 0 | 0
F3_Commercial_Restaurant_Existing_Food Preparation_Natural Gas_Conveyor Oven_E10 | F3 | Commercial | Restaurant | Existing | Food Preparation | Natural Gas | Conveyor Oven | E10 | PACT BC Ratio | 0 | 0 | 0 | 0 | 0 | 0 | 0 | 0 | 0 | 0 | 0 | 0 | 0 | 0 | 0 | 0 | 0 | 0 | 0 | 0 | 0 | 0 | 0 | 0 | 0 | 0 | 0 | 0 | 0 | 0 | 0
F4_Commercial_Restaurant_Existing_Food Preparation_Natural Gas_Conveyor Oven_E1 | F4 | Commercial | Restaurant | Existing | Food Preparation | Natural Gas | Conveyor Oven | E1 | PCT BC Ratio | 0.9 | 0.9 | 0.9 | 0.9 | 0.9 | 0.9 | 0.9 | 0.9 | 0.9 | 0.9 | 0.9 | 0.9 | 0.9 | 0.9 | 0.9 | 0.9 | 0.9 | 0.9 | 0.9 | 0.9 | 0.9 | 0.9 | 0.9 | 0.9 | 0.9 | 0.9 | 0.9 | 0.9 | 0.9 | 0.9 | 0.9
F4_Commercial_Restaurant_Existing_Food Preparation_Natural Gas_Conveyor Oven_E2 | F4 | Commercial | Restaurant | Existing | Food Preparation | Natural Gas | Conveyor Oven | E2 | PCT BC Ratio | 4.0339 | 4.0236 | 3.9973 | 3.9682 | 4.0712 | 4.002 | 3.9794 | 4.0387 | 4.1642 | 4.134 | 4.1204 | 4.0987 | 3.6699 | 3.6449 | 3.6467 | 3.6237 | 3.6189 | 3.6211 | 3.5566 | 3.5848 | 3.602 | 3.6288 | 3.6653 | 2.116 | 2.0799 | 2.0458 | 2.0134 | 1.9823 | 1.9525 | 1.9236 | 1.8857
F4_Commercial_Restaurant_Existing_Food Preparation_Natural Gas_Conveyor Oven_E3 | F4 | Commercial | Restaurant | Existing | Food Preparation | Natural Gas | Conveyor Oven | E3 | PCT BC Ratio | 0 | 0 | 0 | 0 | 0 | 0 | 0 | 0 | 0 | 0 | 0 | 0 | 0 | 0 | 0 | 0 | 0 | 0 | 0 | 0 | 0 | 0 | 0 | 0 | 0 | 0 | 0 | 0 | 0 | 0 | 0
F4_Commercial_Restaurant_Existing_Food Preparation_Natural Gas_Conveyor Oven_E4 | F4 | Commercial | Restaurant | Existing | Food Preparation | Natural Gas | Conveyor Oven | E4 | PCT BC Ratio | 0 | 0 | 0 | 0 | 0 | 0 | 0 | 0 | 0 | 0 | 0 | 0 | 0 | 0 | 0 | 0 | 0 | 0 | 0 | 0 | 0 | 0 | 0 | 0 | 0 | 0 | 0 | 0 | 0 | 0 | 0
F4_Commercial_Restaurant_Existing_Food Preparation_Natural Gas_Conveyor Oven_E5 | F4 | Commercial | Restaurant | Existing | Food Preparation | Natural Gas | Conveyor Oven | E5 | PCT BC Ratio | 0 | 0 | 0 | 0 | 0 | 0 | 0 | 0 | 0 | 0 | 0 | 0 | 0 | 0 | 0 | 0 | 0 | 0 | 0 | 0 | 0 | 0 | 0 | 0 | 0 | 0 | 0 | 0 | 0 | 0 | 0
F4_Commercial_Restaurant_Existing_Food Preparation_Natural Gas_Conveyor Oven_E6 | F4 | Commercial | Restaurant | Existing | Food Preparation | Natural Gas | Conveyor Oven | E6 | PCT BC Ratio | 0 | 0 | 0 | 0 | 0 | 0 | 0 | 0 | 0 | 0 | 0 | 0 | 0 | 0 | 0 | 0 | 0 | 0 | 0 | 0 | 0 | 0 | 0 | 0 | 0 | 0 | 0 | 0 | 0 | 0 | 0
F4_Commercial_Restaurant_Existing_Food Preparation_Natural Gas_Conveyor Oven_E7 | F4 | Commercial | Restaurant | Existing | Food Preparation | Natural Gas | Conveyor Oven | E7 | PCT BC Ratio | 0 | 0 | 0 | 0 | 0 | 0 | 0 | 0 | 0 | 0 | 0 | 0 | 0 | 0 | 0 | 0 | 0 | 0 | 0 | 0 | 0 | 0 | 0 | 0 | 0 | 0 | 0 | 0 | 0 | 0 | 0
F4_Commercial_Restaurant_Existing_Food Preparation_Natural Gas_Conveyor Oven_E8 | F4 | Commercial | Restaurant | Existing | Food Preparation | Natural Gas | Conveyor Oven | E8 | PCT BC Ratio | 0 | 0 | 0 | 0 | 0 | 0 | 0 | 0 | 0 | 0 | 0 | 0 | 0 | 0 | 0 | 0 | 0 | 0 | 0 | 0 | 0 | 0 | 0 | 0 | 0 | 0 | 0 | 0 | 0 | 0 | 0
F4_Commercial_Restaurant_Existing_Food Preparation_Natural Gas_Conveyor Oven_E9 | F4 | Commercial | Restaurant | Existing | Food Preparation | Natural Gas | Conveyor Oven | E9 | PCT BC Ratio | 0 | 0 | 0 | 0 | 0 | 0 | 0 | 0 | 0 | 0 | 0 | 0 | 0 | 0 | 0 | 0 | 0 | 0 | 0 | 0 | 0 | 0 | 0 | 0 | 0 | 0 | 0 | 0 | 0 | 0 | 0
F4_Commercial_Restaurant_Existing_Food Preparation_Natural Gas_Conveyor Oven_E10 | F4 | Commercial | Restaurant | Existing | Food Preparation | Natural Gas | Conveyor Oven | E10 | PCT BC Ratio | 0 | 0 | 0 | 0 | 0 | 0 | 0 | 0 | 0 | 0 | 0 | 0 | 0 | 0 | 0 | 0 | 0 | 0 | 0 | 0 | 0 | 0 | 0 | 0 | 0 | 0 | 0 | 0 | 0 | 0 | 0
F5_Commercial_Restaurant_Existing_Food Preparation_Natural Gas_Conveyor Oven_E1 | F5 | Commercial | Restaurant | Existing | Food Preparation | Natural Gas | Conveyor Oven | E1 | RIM BC Ratio | 0.9 | 0.9 | 0.9 | 0.9 | 0.9 | 0.9 | 0.9 | 0.9 | 0.9 | 0.9 | 0.9 | 0.9 | 0.9 | 0.9 | 0.9 | 0.9 | 0.9 | 0.9 | 0.9 | 0.9 | 0.9 | 0.9 | 0.9 | 0.9 | 0.9 | 0.9 | 0.9 | 0.9 | 0.9 | 0.9 | 0.9
F5_Commercial_Restaurant_Existing_Food Preparation_Natural Gas_Conveyor Oven_E2 | F5 | Commercial | Restaurant | Existing | Food Preparation | Natural Gas | Conveyor Oven | E2 | RIM BC Ratio | 0.75157 | 0.75137 | 0.75085 | 0.75026 | 0.75229 | 0.75094 | 0.75049 | 0.75166 | 0.75404 | 0.75348 | 0.75322 | 0.75281 | 0.74379 | 0.74321 | 0.74325 | 0.7427 | 0.74259 | 0.74264 | 0.74107 | 0.74176 | 0.74218 | 0.74283 | 0.74369 | 0.68339 | 0.68102 | 0.67871 | 0.67644 | 0.67421 | 0.67201 | 0.66982 | 0.66686
F5_Commercial_Restaurant_Existing_Food Preparation_Natural Gas_Conveyor Oven_E3 | F5 | Commercial | Restaurant | Existing | Food Preparation | Natural Gas | Conveyor Oven | E3 | RIM BC Ratio | 0 | 0 | 0 | 0 | 0 | 0 | 0 | 0 | 0 | 0 | 0 | 0 | 0 | 0 | 0 | 0 | 0 | 0 | 0 | 0 | 0 | 0 | 0 | 0 | 0 | 0 | 0 | 0 | 0 | 0 | 0
F5_Commercial_Restaurant_Existing_Food Preparation_Natural Gas_Conveyor Oven_E4 | F5 | Commercial | Restaurant | Existing | Food Preparation | Natural Gas | Conveyor Oven | E4 | RIM BC Ratio | 0 | 0 | 0 | 0 | 0 | 0 | 0 | 0 | 0 | 0 | 0 | 0 | 0 | 0 | 0 | 0 | 0 | 0 | 0 | 0 | 0 | 0 | 0 | 0 | 0 | 0 | 0 | 0 | 0 | 0 | 0
F5_Commercial_Restaurant_Existing_Food Preparation_Natural Gas_Conveyor Oven_E5 | F5 | Commercial | Restaurant | Existing | Food Preparation | Natural Gas | Conveyor Oven | E5 | RIM BC Ratio | 0 | 0 | 0 | 0 | 0 | 0 | 0 | 0 | 0 | 0 | 0 | 0 | 0 | 0 | 0 | 0 | 0 | 0 | 0 | 0 | 0 | 0 | 0 | 0 | 0 | 0 | 0 | 0 | 0 | 0 | 0
F5_Commercial_Restaurant_Existing_Food Preparation_Natural Gas_Conveyor Oven_E6 | F5 | Commercial | Restaurant | Existing | Food Preparation | Natural Gas | Conveyor Oven | E6 | RIM BC Ratio | 0 | 0 | 0 | 0 | 0 | 0 | 0 | 0 | 0 | 0 | 0 | 0 | 0 | 0 | 0 | 0 | 0 | 0 | 0 | 0 | 0 | 0 | 0 | 0 | 0 | 0 | 0 | 0 | 0 | 0 | 0
F5_Commercial_Restaurant_Existing_Food Preparation_Natural Gas_Conveyor Oven_E7 | F5 | Commercial | Restaurant | Existing | Food Preparation | Natural Gas | Conveyor Oven | E7 | RIM BC Ratio | 0 | 0 | 0 | 0 | 0 | 0 | 0 | 0 | 0 | 0 | 0 | 0 | 0 | 0 | 0 | 0 | 0 | 0 | 0 | 0 | 0 | 0 | 0 | 0 | 0 | 0 | 0 | 0 | 0 | 0 | 0
F5_Commercial_Restaurant_Existing_Food Preparation_Natural Gas_Conveyor Oven_E8 | F5 | Commercial | Restaurant | Existing | Food Preparation | Natural Gas | Conveyor Oven | E8 | RIM BC Ratio | 0 | 0 | 0 | 0 | 0 | 0 | 0 | 0 | 0 | 0 | 0 | 0 | 0 | 0 | 0 | 0 | 0 | 0 | 0 | 0 | 0 | 0 | 0 | 0 | 0 | 0 | 0 | 0 | 0 | 0 | 0
F5_Commercial_Restaurant_Existing_Food Preparation_Natural Gas_Conveyor Oven_E9 | F5 | Commercial | Restaurant | Existing | Food Preparation | Natural Gas | Conveyor Oven | E9 | RIM BC Ratio | 0 | 0 | 0 | 0 | 0 | 0 | 0 | 0 | 0 | 0 | 0 | 0 | 0 | 0 | 0 | 0 | 0 | 0 | 0 | 0 | 0 | 0 | 0 | 0 | 0 | 0 | 0 | 0 | 0 | 0 | 0
F5_Commercial_Restaurant_Existing_Food Preparation_Natural Gas_Conveyor Oven_E10 | F5 | Commercial | Restaurant | Existing | Food Preparation | Natural Gas | Conveyor Oven | E10 | RIM BC Ratio | 0 | 0 | 0 | 0 | 0 | 0 | 0 | 0 | 0 | 0 | 0 | 0 | 0 | 0 | 0 | 0 | 0 | 0 | 0 | 0 | 0 | 0 | 0 | 0 | 0 | 0 | 0 | 0 | 0 | 0 | 0
F0_Commercial_Restaurant_Existing_Food Preparation_Natural Gas_Double Rack Oven_E0 | F0 | Commercial | Restaurant | Existing | Food Preparation | Natural Gas | Double Rack Oven | E0 | Economic Unit | FTSC Qualified (>50% Cooking Efficiency) | FTSC Qualified (>50% Cooking Efficiency) | FTSC Qualified (>50% Cooking Efficiency) | FTSC Qualified (>50% Cooking Efficiency) | FTSC Qualified (>50% Cooking Efficiency) | FTSC Qualified (>50% Cooking Efficiency) | FTSC Qualified (>50% Cooking Efficiency) | FTSC Qualified (>50% Cooking Efficiency) | FTSC Qualified (>50% Cooking Efficiency) | FTSC Qualified (>50% Cooking Efficiency) | FTSC Qualified (>50% Cooking Efficiency) | FTSC Qualified (>50% Cooking Efficiency) | FTSC Qualified (>50% Cooking Efficiency) | FTSC Qualified (>50% Cooking Efficiency) | FTSC Qualified (>50% Cooking Efficiency) | FTSC Qualified (>50% Cooking Efficiency) | FTSC Qualified (>50% Cooking Efficiency) | FTSC Qualified (>50% Cooking Efficiency) | FTSC Qualified (>50% Cooking Efficiency) | FTSC Qualified (>50% Cooking Efficiency) | FTSC Qualified (>50% Cooking Efficiency) | FTSC Qualified (>50% Cooking Efficiency) | FTSC Qualified (>50% Cooking Efficiency) | FTSC Qualified (>50% Cooking Efficiency) | FTSC Qualified (>50% Cooking Efficiency) | FTSC Qualified (>50% Cooking Efficiency) | FTSC Qualified (>50% Cooking Efficiency) | FTSC Qualified (>50% Cooking Efficiency) | FTSC Qualified (>50% Cooking Efficiency) | FTSC Qualified (>50% Cooking Efficiency) | FTSC Qualified (>50% Cooking Efficiency)
F1_Commercial_Restaurant_Existing_Food Preparation_Natural Gas_Double Rack Oven_E1 | F1 | Commercial | Restaurant | Existing | Food Preparation | Natural Gas | Double Rack Oven | E1 | CCE | 0 | 0 | 0 | 0 | 0 | 0 | 0 | 0 | 0 | 0 | 0 | 0 | 0 | 0 | 0 | 0 | 0 | 0 | 0 | 0 | 0 | 0 | 0 | 0 | 0 | 0 | 0 | 0 | 0 | 0 | 0
F1_Commercial_Restaurant_Existing_Food Preparation_Natural Gas_Double Rack Oven_E2 | F1 | Commercial | Restaurant | Existing | Food Preparation | Natural Gas | Double Rack Oven | E2 | CCE | 0.004326 | 0.0041588 | 0.0041786 | 0.0042223 | 0.0042223 | 0.0042223 | 0.0042223 | 0.0042223 | 0.0042223 | 0.0042223 | 0.0042223 | 0.0042223 | 0.0042223 | 0.0042223 | 0.0042223 | 0.0042223 | 0.0042223 | 0.0042223 | 0.0042223 | 0.0042223 | 0.0042223 | 0.0042223 | 0.0042223 | 0.0042223 | 0.0042223 | 0.0042223 | 0.0042223 | 0.0042223 | 0.0042223 | 0.0042223 | 0.0042223
F1_Commercial_Restaurant_Existing_Food Preparation_Natural Gas_Double Rack Oven_E3 | F1 | Commercial | Restaurant | Existing | Food Preparation | Natural Gas | Double Rack Oven | E3 | CCE | 0 | 0 | 0 | 0 | 0 | 0 | 0 | 0 | 0 | 0 | 0 | 0 | 0 | 0 | 0 | 0 | 0 | 0 | 0 | 0 | 0 | 0 | 0 | 0 | 0 | 0 | 0 | 0 | 0 | 0 | 0
F1_Commercial_Restaurant_Existing_Food Preparation_Natural Gas_Double Rack Oven_E4 | F1 | Commercial | Restaurant | Existing | Food Preparation | Natural Gas | Double Rack Oven | E4 | CCE | 0 | 0 | 0 | 0 | 0 | 0 | 0 | 0 | 0 | 0 | 0 | 0 | 0 | 0 | 0 | 0 | 0 | 0 | 0 | 0 | 0 | 0 | 0 | 0 | 0 | 0 | 0 | 0 | 0 | 0 | 0
F1_Commercial_Restaurant_Existing_Food Preparation_Natural Gas_Double Rack Oven_E5 | F1 | Commercial | Restaurant | Existing | Food Preparation | Natural Gas | Double Rack Oven | E5 | CCE | 0 | 0 | 0 | 0 | 0 | 0 | 0 | 0 | 0 | 0 | 0 | 0 | 0 | 0 | 0 | 0 | 0 | 0 | 0 | 0 | 0 | 0 | 0 | 0 | 0 | 0 | 0 | 0 | 0 | 0 | 0
F1_Commercial_Restaurant_Existing_Food Preparation_Natural Gas_Double Rack Oven_E6 | F1 | Commercial | Restaurant | Existing | Food Preparation | Natural Gas | Double Rack Oven | E6 | CCE | 0 | 0 | 0 | 0 | 0 | 0 | 0 | 0 | 0 | 0 | 0 | 0 | 0 | 0 | 0 | 0 | 0 | 0 | 0 | 0 | 0 | 0 | 0 | 0 | 0 | 0 | 0 | 0 | 0 | 0 | 0
F1_Commercial_Restaurant_Existing_Food Preparation_Natural Gas_Double Rack Oven_E7 | F1 | Commercial | Restaurant | Existing | Food Preparation | Natural Gas | Double Rack Oven | E7 | CCE | 0 | 0 | 0 | 0 | 0 | 0 | 0 | 0 | 0 | 0 | 0 | 0 | 0 | 0 | 0 | 0 | 0 | 0 | 0 | 0 | 0 | 0 | 0 | 0 | 0 | 0 | 0 | 0 | 0 | 0 | 0
F1_Commercial_Restaurant_Existing_Food Preparation_Natural Gas_Double Rack Oven_E8 | F1 | Commercial | Restaurant | Existing | Food Preparation | Natural Gas | Double Rack Oven | E8 | CCE | 0 | 0 | 0 | 0 | 0 | 0 | 0 | 0 | 0 | 0 | 0 | 0 | 0 | 0 | 0 | 0 | 0 | 0 | 0 | 0 | 0 | 0 | 0 | 0 | 0 | 0 | 0 | 0 | 0 | 0 | 0
F1_Commercial_Restaurant_Existing_Food Preparation_Natural Gas_Double Rack Oven_E9 | F1 | Commercial | Restaurant | Existing | Food Preparation | Natural Gas | Double Rack Oven | E9 | CCE | 0 | 0 | 0 | 0 | 0 | 0 | 0 | 0 | 0 | 0 | 0 | 0 | 0 | 0 | 0 | 0 | 0 | 0 | 0 | 0 | 0 | 0 | 0 | 0 | 0 | 0 | 0 | 0 | 0 | 0 | 0
F1_Commercial_Restaurant_Existing_Food Preparation_Natural Gas_Double Rack Oven_E10 | F1 | Commercial | Restaurant | Existing | Food Preparation | Natural Gas | Double Rack Oven | E10 | CCE | 0 | 0 | 0 | 0 | 0 | 0 | 0 | 0 | 0 | 0 | 0 | 0 | 0 | 0 | 0 | 0 | 0 | 0 | 0 | 0 | 0 | 0 | 0 | 0 | 0 | 0 | 0 | 0 | 0 | 0 | 0
F2_Commercial_Restaurant_Existing_Food Preparation_Natural Gas_Double Rack Oven_E1 | F2 | Commercial | Restaurant | Existing | Food Preparation | Natural Gas | Double Rack Oven | E1 | TRC BC Ratio | 0.9 | 0.9 | 0.9 | 0.9 | 0.9 | 0.9 | 0.9 | 0.9 | 0.9 | 0.9 | 0.9 | 0.9 | 0.9 | 0.9 | 0.9 | 0.9 | 0.9 | 0.9 | 0.9 | 0.9 | 0.9 | 0.9 | 0.9 | 0.9 | 0.9 | 0.9 | 0.9 | 0.9 | 0.9 | 0.9 | 0.9
F2_Commercial_Restaurant_Existing_Food Preparation_Natural Gas_Double Rack Oven_E2 | F2 | Commercial | Restaurant | Existing | Food Preparation | Natural Gas | Double Rack Oven | E2 | TRC BC Ratio | 2.3756 | 2.4122 | 2.4389 | 2.4253 | 2.4277 | 2.2883 | 2.173 | 2.1086 | 2.0819 | 2.1591 | 2.2604 | 2.3663 | 2.1732 | 2.3021 | 2.3099 | 2.2984 | 2.3005 | 2.3076 | 2.2635 | 2.2901 | 2.3081 | 2.3333 | 2.3658 | 1.1865 | 1.1634 | 1.1416 | 1.121 | 1.1014 | 1.0827 | 1.0646 | 1.0472
F2_Commercial_Restaurant_Existing_Food Preparation_Natural Gas_Double Rack Oven_E3 | F2 | Commercial | Restaurant | Existing | Food Preparation | Natural Gas | Double Rack Oven | E3 | TRC BC Ratio | 0 | 0 | 0 | 0 | 0 | 0 | 0 | 0 | 0 | 0 | 0 | 0 | 0 | 0 | 0 | 0 | 0 | 0 | 0 | 0 | 0 | 0 | 0 | 0 | 0 | 0 | 0 | 0 | 0 | 0 | 0
F2_Commercial_Restaurant_Existing_Food Preparation_Natural Gas_Double Rack Oven_E4 | F2 | Commercial | Restaurant | Existing | Food Preparation | Natural Gas | Double Rack Oven | E4 | TRC BC Ratio | 0 | 0 | 0 | 0 | 0 | 0 | 0 | 0 | 0 | 0 | 0 | 0 | 0 | 0 | 0 | 0 | 0 | 0 | 0 | 0 | 0 | 0 | 0 | 0 | 0 | 0 | 0 | 0 | 0 | 0 | 0
F2_Commercial_Restaurant_Existing_Food Preparation_Natural Gas_Double Rack Oven_E5 | F2 | Commercial | Restaurant | Existing | Food Preparation | Natural Gas | Double Rack Oven | E5 | TRC BC Ratio | 0 | 0 | 0 | 0 | 0 | 0 | 0 | 0 | 0 | 0 | 0 | 0 | 0 | 0 | 0 | 0 | 0 | 0 | 0 | 0 | 0 | 0 | 0 | 0 | 0 | 0 | 0 | 0 | 0 | 0 | 0
F2_Commercial_Restaurant_Existing_Food Preparation_Natural Gas_Double Rack Oven_E6 | F2 | Commercial | Restaurant | Existing | Food Preparation | Natural Gas | Double Rack Oven | E6 | TRC BC Ratio | 0 | 0 | 0 | 0 | 0 | 0 | 0 | 0 | 0 | 0 | 0 | 0 | 0 | 0 | 0 | 0 | 0 | 0 | 0 | 0 | 0 | 0 | 0 | 0 | 0 | 0 | 0 | 0 | 0 | 0 | 0
F2_Commercial_Restaurant_Existing_Food Preparation_Natural Gas_Double Rack Oven_E7 | F2 | Commercial | Restaurant | Existing | Food Preparation | Natural Gas | Double Rack Oven | E7 | TRC BC Ratio | 0 | 0 | 0 | 0 | 0 | 0 | 0 | 0 | 0 | 0 | 0 | 0 | 0 | 0 | 0 | 0 | 0 | 0 | 0 | 0 | 0 | 0 | 0 | 0 | 0 | 0 | 0 | 0 | 0 | 0 | 0
F2_Commercial_Restaurant_Existing_Food Preparation_Natural Gas_Double Rack Oven_E8 | F2 | Commercial | Restaurant | Existing | Food Preparation | Natural Gas | Double Rack Oven | E8 | TRC BC Ratio | 0 | 0 | 0 | 0 | 0 | 0 | 0 | 0 | 0 | 0 | 0 | 0 | 0 | 0 | 0 | 0 | 0 | 0 | 0 | 0 | 0 | 0 | 0 | 0 | 0 | 0 | 0 | 0 | 0 | 0 | 0
F2_Commercial_Restaurant_Existing_Food Preparation_Natural Gas_Double Rack Oven_E9 | F2 | Commercial | Restaurant | Existing | Food Preparation | Natural Gas | Double Rack Oven | E9 | TRC BC Ratio | 0 | 0 | 0 | 0 | 0 | 0 | 0 | 0 | 0 | 0 | 0 | 0 | 0 | 0 | 0 | 0 | 0 | 0 | 0 | 0 | 0 | 0 | 0 | 0 | 0 | 0 | 0 | 0 | 0 | 0 | 0
F2_Commercial_Restaurant_Existing_Food Preparation_Natural Gas_Double Rack Oven_E10 | F2 | Commercial | Restaurant | Existing | Food Preparation | Natural Gas | Double Rack Oven | E10 | TRC BC Ratio | 0 | 0 | 0 | 0 | 0 | 0 | 0 | 0 | 0 | 0 | 0 | 0 | 0 | 0 | 0 | 0 | 0 | 0 | 0 | 0 | 0 | 0 | 0 | 0 | 0 | 0 | 0 | 0 | 0 | 0 | 0
F3_Commercial_Restaurant_Existing_Food Preparation_Natural Gas_Double Rack Oven_E1 | F3 | Commercial | Restaurant | Existing | Food Preparation | Natural Gas | Double Rack Oven | E1 | PACT BC Ratio | 0.9 | 0.9 | 0.9 | 0.9 | 0.9 | 0.9 | 0.9 | 0.9 | 0.9 | 0.9 | 0.9 | 0.9 | 0.9 | 0.9 | 0.9 | 0.9 | 0.9 | 0.9 | 0.9 | 0.9 | 0.9 | 0.9 | 0.9 | 0.9 | 0.9 | 0.9 | 0.9 | 0.9 | 0.9 | 0.9 | 0.9
F3_Commercial_Restaurant_Existing_Food Preparation_Natural Gas_Double Rack Oven_E2 | F3 | Commercial | Restaurant | Existing | Food Preparation | Natural Gas | Double Rack Oven | E2 | PACT BC Ratio | 3.1122 | 3.1603 | 3.1951 | 3.1773 | 3.1806 | 2.9979 | 2.8468 | 2.7625 | 2.7275 | 2.8286 | 2.9613 | 3.1001 | 2.8471 | 3.016 | 3.0263 | 3.0112 | 3.0139 | 3.0232 | 2.9654 | 3.0003 | 3.0238 | 3.0569 | 3.0994 | 1.5545 | 1.5241 | 1.4956 | 1.4686 | 1.443 | 1.4184 | 1.3948 | 1.3719
F3_Commercial_Restaurant_Existing_Food Preparation_Natural Gas_Double Rack Oven_E3 | F3 | Commercial | Restaurant | Existing | Food Preparation | Natural Gas | Double Rack Oven | E3 | PACT BC Ratio | 0 | 0 | 0 | 0 | 0 | 0 | 0 | 0 | 0 | 0 | 0 | 0 | 0 | 0 | 0 | 0 | 0 | 0 | 0 | 0 | 0 | 0 | 0 | 0 | 0 | 0 | 0 | 0 | 0 | 0 | 0
F3_Commercial_Restaurant_Existing_Food Preparation_Natural Gas_Double Rack Oven_E4 | F3 | Commercial | Restaurant | Existing | Food Preparation | Natural Gas | Double Rack Oven | E4 | PACT BC Ratio | 0 | 0 | 0 | 0 | 0 | 0 | 0 | 0 | 0 | 0 | 0 | 0 | 0 | 0 | 0 | 0 | 0 | 0 | 0 | 0 | 0 | 0 | 0 | 0 | 0 | 0 | 0 | 0 | 0 | 0 | 0
F3_Commercial_Restaurant_Existing_Food Preparation_Natural Gas_Double Rack Oven_E5 | F3 | Commercial | Restaurant | Existing | Food Preparation | Natural Gas | Double Rack Oven | E5 | PACT BC Ratio | 0 | 0 | 0 | 0 | 0 | 0 | 0 | 0 | 0 | 0 | 0 | 0 | 0 | 0 | 0 | 0 | 0 | 0 | 0 | 0 | 0 | 0 | 0 | 0 | 0 | 0 | 0 | 0 | 0 | 0 | 0
F3_Commercial_Restaurant_Existing_Food Preparation_Natural Gas_Double Rack Oven_E6 | F3 | Commercial | Restaurant | Existing | Food Preparation | Natural Gas | Double Rack Oven | E6 | PACT BC Ratio | 0 | 0 | 0 | 0 | 0 | 0 | 0 | 0 | 0 | 0 | 0 | 0 | 0 | 0 | 0 | 0 | 0 | 0 | 0 | 0 | 0 | 0 | 0 | 0 | 0 | 0 | 0 | 0 | 0 | 0 | 0
F3_Commercial_Restaurant_Existing_Food Preparation_Natural Gas_Double Rack Oven_E7 | F3 | Commercial | Restaurant | Existing | Food Preparation | Natural Gas | Double Rack Oven | E7 | PACT BC Ratio | 0 | 0 | 0 | 0 | 0 | 0 | 0 | 0 | 0 | 0 | 0 | 0 | 0 | 0 | 0 | 0 | 0 | 0 | 0 | 0 | 0 | 0 | 0 | 0 | 0 | 0 | 0 | 0 | 0 | 0 | 0
F3_Commercial_Restaurant_Existing_Food Preparation_Natural Gas_Double Rack Oven_E8 | F3 | Commercial | Restaurant | Existing | Food Preparation | Natural Gas | Double Rack Oven | E8 | PACT BC Ratio | 0 | 0 | 0 | 0 | 0 | 0 | 0 | 0 | 0 | 0 | 0 | 0 | 0 | 0 | 0 | 0 | 0 | 0 | 0 | 0 | 0 | 0 | 0 | 0 | 0 | 0 | 0 | 0 | 0 | 0 | 0
F3_Commercial_Restaurant_Existing_Food Preparation_Natural Gas_Double Rack Oven_E9 | F3 | Commercial | Restaurant | Existing | Food Preparation | Natural Gas | Double Rack Oven | E9 | PACT BC Ratio | 0 | 0 | 0 | 0 | 0 | 0 | 0 | 0 | 0 | 0 | 0 | 0 | 0 | 0 | 0 | 0 | 0 | 0 | 0 | 0 | 0 | 0 | 0 | 0 | 0 | 0 | 0 | 0 | 0 | 0 | 0
F3_Commercial_Restaurant_Existing_Food Preparation_Natural Gas_Double Rack Oven_E10 | F3 | Commercial | Restaurant | Existing | Food Preparation | Natural Gas | Double Rack Oven | E10 | PACT BC Ratio | 0 | 0 | 0 | 0 | 0 | 0 | 0 | 0 | 0 | 0 | 0 | 0 | 0 | 0 | 0 | 0 | 0 | 0 | 0 | 0 | 0 | 0 | 0 | 0 | 0 | 0 | 0 | 0 | 0 | 0 | 0
F4_Commercial_Restaurant_Existing_Food Preparation_Natural Gas_Double Rack Oven_E1 | F4 | Commercial | Restaurant | Existing | Food Preparation | Natural Gas | Double Rack Oven | E1 | PCT BC Ratio | 0.9 | 0.9 | 0.9 | 0.9 | 0.9 | 0.9 | 0.9 | 0.9 | 0.9 | 0.9 | 0.9 | 0.9 | 0.9 | 0.9 | 0.9 | 0.9 | 0.9 | 0.9 | 0.9 | 0.9 | 0.9 | 0.9 | 0.9 | 0.9 | 0.9 | 0.9 | 0.9 | 0.9 | 0.9 | 0.9 | 0.9
F4_Commercial_Restaurant_Existing_Food Preparation_Natural Gas_Double Rack Oven_E2 | F4 | Commercial | Restaurant | Existing | Food Preparation | Natural Gas | Double Rack Oven | E2 | PCT BC Ratio | 5.3478 | 5.4209 | 5.4741 | 5.4469 | 5.4518 | 5.1735 | 4.9433 | 4.8148 | 4.7615 | 4.9155 | 5.1178 | 5.3292 | 4.9438 | 5.201 | 5.2167 | 5.1937 | 5.1979 | 5.2121 | 5.1241 | 5.1772 | 5.213 | 5.2634 | 5.3282 | 2.9741 | 2.9279 | 2.8844 | 2.8434 | 2.8043 | 2.7669 | 2.7308 | 2.6959
F4_Commercial_Restaurant_Existing_Food Preparation_Natural Gas_Double Rack Oven_E3 | F4 | Commercial | Restaurant | Existing | Food Preparation | Natural Gas | Double Rack Oven | E3 | PCT BC Ratio | 0 | 0 | 0 | 0 | 0 | 0 | 0 | 0 | 0 | 0 | 0 | 0 | 0 | 0 | 0 | 0 | 0 | 0 | 0 | 0 | 0 | 0 | 0 | 0 | 0 | 0 | 0 | 0 | 0 | 0 | 0
F4_Commercial_Restaurant_Existing_Food Preparation_Natural Gas_Double Rack Oven_E4 | F4 | Commercial | Restaurant | Existing | Food Preparation | Natural Gas | Double Rack Oven | E4 | PCT BC Ratio | 0 | 0 | 0 | 0 | 0 | 0 | 0 | 0 | 0 | 0 | 0 | 0 | 0 | 0 | 0 | 0 | 0 | 0 | 0 | 0 | 0 | 0 | 0 | 0 | 0 | 0 | 0 | 0 | 0 | 0 | 0
F4_Commercial_Restaurant_Existing_Food Preparation_Natural Gas_Double Rack Oven_E5 | F4 | Commercial | Restaurant | Existing | Food Preparation | Natural Gas | Double Rack Oven | E5 | PCT BC Ratio | 0 | 0 | 0 | 0 | 0 | 0 | 0 | 0 | 0 | 0 | 0 | 0 | 0 | 0 | 0 | 0 | 0 | 0 | 0 | 0 | 0 | 0 | 0 | 0 | 0 | 0 | 0 | 0 | 0 | 0 | 0
F4_Commercial_Restaurant_Existing_Food Preparation_Natural Gas_Double Rack Oven_E6 | F4 | Commercial | Restaurant | Existing | Food Preparation | Natural Gas | Double Rack Oven | E6 | PCT BC Ratio | 0 | 0 | 0 | 0 | 0 | 0 | 0 | 0 | 0 | 0 | 0 | 0 | 0 | 0 | 0 | 0 | 0 | 0 | 0 | 0 | 0 | 0 | 0 | 0 | 0 | 0 | 0 | 0 | 0 | 0 | 0
F4_Commercial_Restaurant_Existing_Food Preparation_Natural Gas_Double Rack Oven_E7 | F4 | Commercial | Restaurant | Existing | Food Preparation | Natural Gas | Double Rack Oven | E7 | PCT BC Ratio | 0 | 0 | 0 | 0 | 0 | 0 | 0 | 0 | 0 | 0 | 0 | 0 | 0 | 0 | 0 | 0 | 0 | 0 | 0 | 0 | 0 | 0 | 0 | 0 | 0 | 0 | 0 | 0 | 0 | 0 | 0
F4_Commercial_Restaurant_Existing_Food Preparation_Natural Gas_Double Rack Oven_E8 | F4 | Commercial | Restaurant | Existing | Food Preparation | Natural Gas | Double Rack Oven | E8 | PCT BC Ratio | 0 | 0 | 0 | 0 | 0 | 0 | 0 | 0 | 0 | 0 | 0 | 0 | 0 | 0 | 0 | 0 | 0 | 0 | 0 | 0 | 0 | 0 | 0 | 0 | 0 | 0 | 0 | 0 | 0 | 0 | 0
F4_Commercial_Restaurant_Existing_Food Preparation_Natural Gas_Double Rack Oven_E9 | F4 | Commercial | Restaurant | Existing | Food Preparation | Natural Gas | Double Rack Oven | E9 | PCT BC Ratio | 0 | 0 | 0 | 0 | 0 | 0 | 0 | 0 | 0 | 0 | 0 | 0 | 0 | 0 | 0 | 0 | 0 | 0 | 0 | 0 | 0 | 0 | 0 | 0 | 0 | 0 | 0 | 0 | 0 | 0 | 0
F4_Commercial_Restaurant_Existing_Food Preparation_Natural Gas_Double Rack Oven_E10 | F4 | Commercial | Restaurant | Existing | Food Preparation | Natural Gas | Double Rack Oven | E10 | PCT BC Ratio | 0 | 0 | 0 | 0 | 0 | 0 | 0 | 0 | 0 | 0 | 0 | 0 | 0 | 0 | 0 | 0 | 0 | 0 | 0 | 0 | 0 | 0 | 0 | 0 | 0 | 0 | 0 | 0 | 0 | 0 | 0
F5_Commercial_Restaurant_Existing_Food Preparation_Natural Gas_Double Rack Oven_E1 | F5 | Commercial | Restaurant | Existing | Food Preparation | Natural Gas | Double Rack Oven | E1 | RIM BC Ratio | 0.9 | 0.9 | 0.9 | 0.9 | 0.9 | 0.9 | 0.9 | 0.9 | 0.9 | 0.9 | 0.9 | 0.9 | 0.9 | 0.9 | 0.9 | 0.9 | 0.9 | 0.9 | 0.9 | 0.9 | 0.9 | 0.9 | 0.9 | 0.9 | 0.9 | 0.9 | 0.9 | 0.9 | 0.9 | 0.9 | 0.9
F5_Commercial_Restaurant_Existing_Food Preparation_Natural Gas_Double Rack Oven_E2 | F5 | Commercial | Restaurant | Existing | Food Preparation | Natural Gas | Double Rack Oven | E2 | RIM BC Ratio | 0.65816 | 0.66029 | 0.6618 | 0.66103 | 0.66117 | 0.6529 | 0.64544 | 0.641 | 0.6391 | 0.6445 | 0.65115 | 0.65762 | 0.64545 | 0.65375 | 0.65423 | 0.65352 | 0.65365 | 0.65409 | 0.65135 | 0.65301 | 0.65412 | 0.65565 | 0.65759 | 0.54307 | 0.53932 | 0.5357 | 0.53221 | 0.5288 | 0.52547 | 0.52219 | 0.51894
F5_Commercial_Restaurant_Existing_Food Preparation_Natural Gas_Double Rack Oven_E3 | F5 | Commercial | Restaurant | Existing | Food Preparation | Natural Gas | Double Rack Oven | E3 | RIM BC Ratio | 0 | 0 | 0 | 0 | 0 | 0 | 0 | 0 | 0 | 0 | 0 | 0 | 0 | 0 | 0 | 0 | 0 | 0 | 0 | 0 | 0 | 0 | 0 | 0 | 0 | 0 | 0 | 0 | 0 | 0 | 0
F5_Commercial_Restaurant_Existing_Food Preparation_Natural Gas_Double Rack Oven_E4 | F5 | Commercial | Restaurant | Existing | Food Preparation | Natural Gas | Double Rack Oven | E4 | RIM BC Ratio | 0 | 0 | 0 | 0 | 0 | 0 | 0 | 0 | 0 | 0 | 0 | 0 | 0 | 0 | 0 | 0 | 0 | 0 | 0 | 0 | 0 | 0 | 0 | 0 | 0 | 0 | 0 | 0 | 0 | 0 | 0
F5_Commercial_Restaurant_Existing_Food Preparation_Natural Gas_Double Rack Oven_E5 | F5 | Commercial | Restaurant | Existing | Food Preparation | Natural Gas | Double Rack Oven | E5 | RIM BC Ratio | 0 | 0 | 0 | 0 | 0 | 0 | 0 | 0 | 0 | 0 | 0 | 0 | 0 | 0 | 0 | 0 | 0 | 0 | 0 | 0 | 0 | 0 | 0 | 0 | 0 | 0 | 0 | 0 | 0 | 0 | 0
F5_Commercial_Restaurant_Existing_Food Preparation_Natural Gas_Double Rack Oven_E6 | F5 | Commercial | Restaurant | Existing | Food Preparation | Natural Gas | Double Rack Oven | E6 | RIM BC Ratio | 0 | 0 | 0 | 0 | 0 | 0 | 0 | 0 | 0 | 0 | 0 | 0 | 0 | 0 | 0 | 0 | 0 | 0 | 0 | 0 | 0 | 0 | 0 | 0 | 0 | 0 | 0 | 0 | 0 | 0 | 0
F5_Commercial_Restaurant_Existing_Food Preparation_Natural Gas_Double Rack Oven_E7 | F5 | Commercial | Restaurant | Existing | Food Preparation | Natural Gas | Double Rack Oven | E7 | RIM BC Ratio | 0 | 0 | 0 | 0 | 0 | 0 | 0 | 0 | 0 | 0 | 0 | 0 | 0 | 0 | 0 | 0 | 0 | 0 | 0 | 0 | 0 | 0 | 0 | 0 | 0 | 0 | 0 | 0 | 0 | 0 | 0
F5_Commercial_Restaurant_Existing_Food Preparation_Natural Gas_Double Rack Oven_E8 | F5 | Commercial | Restaurant | Existing | Food Preparation | Natural Gas | Double Rack Oven | E8 | RIM BC Ratio | 0 | 0 | 0 | 0 | 0 | 0 | 0 | 0 | 0 | 0 | 0 | 0 | 0 | 0 | 0 | 0 | 0 | 0 | 0 | 0 | 0 | 0 | 0 | 0 | 0 | 0 | 0 | 0 | 0 | 0 | 0
F5_Commercial_Restaurant_Existing_Food Preparation_Natural Gas_Double Rack Oven_E9 | F5 | Commercial | Restaurant | Existing | Food Preparation | Natural Gas | Double Rack Oven | E9 | RIM BC Ratio | 0 | 0 | 0 | 0 | 0 | 0 | 0 | 0 | 0 | 0 | 0 | 0 | 0 | 0 | 0 | 0 | 0 | 0 | 0 | 0 | 0 | 0 | 0 | 0 | 0 | 0 | 0 | 0 | 0 | 0 | 0
F5_Commercial_Restaurant_Existing_Food Preparation_Natural Gas_Double Rack Oven_E10 | F5 | Commercial | Restaurant | Existing | Food Preparation | Natural Gas | Double Rack Oven | E10 | RIM BC Ratio | 0 | 0 | 0 | 0 | 0 | 0 | 0 | 0 | 0 | 0 | 0 | 0 | 0 | 0 | 0 | 0 | 0 | 0 | 0 | 0 | 0 | 0 | 0 | 0 | 0 | 0 | 0 | 0 | 0 | 0 | 0
F0_Commercial_Restaurant_Existing_Food Preparation_Natural Gas_Fryer_E0 | F0 | Commercial | Restaurant | Existing | Food Preparation | Natural Gas | Fryer | E0 | Economic Unit | ENERGY STAR (3.0) | ENERGY STAR (3.0) | ENERGY STAR (3.0) | ENERGY STAR (3.0) | ENERGY STAR (3.0) | ENERGY STAR (3.0) | ENERGY STAR (3.0) | ENERGY STAR (3.0) | ENERGY STAR (3.0) | ENERGY STAR (3.0) | ENERGY STAR (3.0) | ENERGY STAR (3.0) | ENERGY STAR (3.0) | ENERGY STAR (3.0) | ENERGY STAR (3.0) | ENERGY STAR (3.0) | ENERGY STAR (3.0) | ENERGY STAR (3.0) | ENERGY STAR (3.0) | ENERGY STAR (3.0) | ENERGY STAR (3.0) | ENERGY STAR (3.0) | ENERGY STAR (3.0) | ENERGY STAR (3.0) | ENERGY STAR (3.0) | ENERGY STAR (3.0) | ENERGY STAR (3.0) | ENERGY STAR (3.0) | ENERGY STAR (3.0) | ENERGY STAR (3.0) | ENERGY STAR (3.0)
F1_Commercial_Restaurant_Existing_Food Preparation_Natural Gas_Fryer_E1 | F1 | Commercial | Restaurant | Existing | Food Preparation | Natural Gas | Fryer | E1 | CCE | 0 | 0 | 0 | 0 | 0 | 0 | 0 | 0 | 0 | 0 | 0 | 0 | 0 | 0 | 0 | 0 | 0 | 0 | 0 | 0 | 0 | 0 | 0 | 0 | 0 | 0 | 0 | 0 | 0 | 0 | 0
F1_Commercial_Restaurant_Existing_Food Preparation_Natural Gas_Fryer_E2 | F1 | Commercial | Restaurant | Existing | Food Preparation | Natural Gas | Fryer | E2 | CCE | 0.0069821 | 0.0067123 | 0.0067443 | 0 | 0 | 0 | 0 | 0 | 0 | 0 | 0 | 0 | 0 | 0 | 0 | 0 | 0 | 0 | 0 | 0 | 0 | 0 | 0 | 0 | 0 | 0 | 0 | 0 | 0 | 0 | 0
F1_Commercial_Restaurant_Existing_Food Preparation_Natural Gas_Fryer_E3 | F1 | Commercial | Restaurant | Existing | Food Preparation | Natural Gas | Fryer | E3 | CCE | 0 | 0 | 0 | 0 | 0 | 0 | 0 | 0 | 0 | 0 | 0 | 0 | 0 | 0 | 0 | 0 | 0 | 0 | 0 | 0 | 0 | 0 | 0 | 0 | 0 | 0 | 0 | 0 | 0 | 0 | 0
F1_Commercial_Restaurant_Existing_Food Preparation_Natural Gas_Fryer_E4 | F1 | Commercial | Restaurant | Existing | Food Preparation | Natural Gas | Fryer | E4 | CCE | 0 | 0 | 0 | 0 | 0 | 0 | 0 | 0 | 0 | 0 | 0 | 0 | 0 | 0 | 0 | 0 | 0 | 0 | 0 | 0 | 0 | 0 | 0 | 0 | 0 | 0 | 0 | 0 | 0 | 0 | 0
F1_Commercial_Restaurant_Existing_Food Preparation_Natural Gas_Fryer_E5 | F1 | Commercial | Restaurant | Existing | Food Preparation | Natural Gas | Fryer | E5 | CCE | 0 | 0 | 0 | 0 | 0 | 0 | 0 | 0 | 0 | 0 | 0 | 0 | 0 | 0 | 0 | 0 | 0 | 0 | 0 | 0 | 0 | 0 | 0 | 0 | 0 | 0 | 0 | 0 | 0 | 0 | 0
F1_Commercial_Restaurant_Existing_Food Preparation_Natural Gas_Fryer_E6 | F1 | Commercial | Restaurant | Existing | Food Preparation | Natural Gas | Fryer | E6 | CCE | 0 | 0 | 0 | 0 | 0 | 0 | 0 | 0 | 0 | 0 | 0 | 0 | 0 | 0 | 0 | 0 | 0 | 0 | 0 | 0 | 0 | 0 | 0 | 0 | 0 | 0 | 0 | 0 | 0 | 0 | 0
F1_Commercial_Restaurant_Existing_Food Preparation_Natural Gas_Fryer_E7 | F1 | Commercial | Restaurant | Existing | Food Preparation | Natural Gas | Fryer | E7 | CCE | 0 | 0 | 0 | 0 | 0 | 0 | 0 | 0 | 0 | 0 | 0 | 0 | 0 | 0 | 0 | 0 | 0 | 0 | 0 | 0 | 0 | 0 | 0 | 0 | 0 | 0 | 0 | 0 | 0 | 0 | 0
F1_Commercial_Restaurant_Existing_Food Preparation_Natural Gas_Fryer_E8 | F1 | Commercial | Restaurant | Existing | Food Preparation | Natural Gas | Fryer | E8 | CCE | 0 | 0 | 0 | 0 | 0 | 0 | 0 | 0 | 0 | 0 | 0 | 0 | 0 | 0 | 0 | 0 | 0 | 0 | 0 | 0 | 0 | 0 | 0 | 0 | 0 | 0 | 0 | 0 | 0 | 0 | 0
F1_Commercial_Restaurant_Existing_Food Preparation_Natural Gas_Fryer_E9 | F1 | Commercial | Restaurant | Existing | Food Preparation | Natural Gas | Fryer | E9 | CCE | 0 | 0 | 0 | 0 | 0 | 0 | 0 | 0 | 0 | 0 | 0 | 0 | 0 | 0 | 0 | 0 | 0 | 0 | 0 | 0 | 0 | 0 | 0 | 0 | 0 | 0 | 0 | 0 | 0 | 0 | 0
F1_Commercial_Restaurant_Existing_Food Preparation_Natural Gas_Fryer_E10 | F1 | Commercial | Restaurant | Existing | Food Preparation | Natural Gas | Fryer | E10 | CCE | 0 | 0 | 0 | 0 | 0 | 0 | 0 | 0 | 0 | 0 | 0 | 0 | 0 | 0 | 0 | 0 | 0 | 0 | 0 | 0 | 0 | 0 | 0 | 0 | 0 | 0 | 0 | 0 | 0 | 0 | 0
F2_Commercial_Restaurant_Existing_Food Preparation_Natural Gas_Fryer_E1 | F2 | Commercial | Restaurant | Existing | Food Preparation | Natural Gas | Fryer | E1 | TRC BC Ratio | 0.9 | 0.9 | 0.9 | 0 | 0 | 0 | 0 | 0 | 0 | 0 | 0 | 0 | 0 | 0 | 0 | 0 | 0 | 0 | 0 | 0 | 0 | 0 | 0 | 0 | 0 | 0 | 0 | 0 | 0 | 0 | 0
F2_Commercial_Restaurant_Existing_Food Preparation_Natural Gas_Fryer_E2 | F2 | Commercial | Restaurant | Existing | Food Preparation | Natural Gas | Fryer | E2 | TRC BC Ratio | 1.4526 | 1.4846 | 1.5103 | 0.9 | 0.9 | 0.9 | 0.9 | 0.9 | 0.9 | 0.9 | 0.9 | 0.9 | 0.9 | 0.9 | 0.9 | 0.9 | 0.9 | 0.9 | 0.9 | 0.9 | 0.9 | 0.9 | 0.9 | 0.9 | 0.9 | 0.9 | 0.9 | 0.9 | 0.9 | 0.9 | 0.9
F2_Commercial_Restaurant_Existing_Food Preparation_Natural Gas_Fryer_E3 | F2 | Commercial | Restaurant | Existing | Food Preparation | Natural Gas | Fryer | E3 | TRC BC Ratio | 0 | 0 | 0 | 0 | 0 | 0 | 0 | 0 | 0 | 0 | 0 | 0 | 0 | 0 | 0 | 0 | 0 | 0 | 0 | 0 | 0 | 0 | 0 | 0 | 0 | 0 | 0 | 0 | 0 | 0 | 0
F2_Commercial_Restaurant_Existing_Food Preparation_Natural Gas_Fryer_E4 | F2 | Commercial | Restaurant | Existing | Food Preparation | Natural Gas | Fryer | E4 | TRC BC Ratio | 0 | 0 | 0 | 0 | 0 | 0 | 0 | 0 | 0 | 0 | 0 | 0 | 0 | 0 | 0 | 0 | 0 | 0 | 0 | 0 | 0 | 0 | 0 | 0 | 0 | 0 | 0 | 0 | 0 | 0 | 0
F2_Commercial_Restaurant_Existing_Food Preparation_Natural Gas_Fryer_E5 | F2 | Commercial | Restaurant | Existing | Food Preparation | Natural Gas | Fryer | E5 | TRC BC Ratio | 0 | 0 | 0 | 0 | 0 | 0 | 0 | 0 | 0 | 0 | 0 | 0 | 0 | 0 | 0 | 0 | 0 | 0 | 0 | 0 | 0 | 0 | 0 | 0 | 0 | 0 | 0 | 0 | 0 | 0 | 0
F2_Commercial_Restaurant_Existing_Food Preparation_Natural Gas_Fryer_E6 | F2 | Commercial | Restaurant | Existing | Food Preparation | Natural Gas | Fryer | E6 | TRC BC Ratio | 0 | 0 | 0 | 0 | 0 | 0 | 0 | 0 | 0 | 0 | 0 | 0 | 0 | 0 | 0 | 0 | 0 | 0 | 0 | 0 | 0 | 0 | 0 | 0 | 0 | 0 | 0 | 0 | 0 | 0 | 0
F2_Commercial_Restaurant_Existing_Food Preparation_Natural Gas_Fryer_E7 | F2 | Commercial | Restaurant | Existing | Food Preparation | Natural Gas | Fryer | E7 | TRC BC Ratio | 0 | 0 | 0 | 0 | 0 | 0 | 0 | 0 | 0 | 0 | 0 | 0 | 0 | 0 | 0 | 0 | 0 | 0 | 0 | 0 | 0 | 0 | 0 | 0 | 0 | 0 | 0 | 0 | 0 | 0 | 0
F2_Commercial_Restaurant_Existing_Food Preparation_Natural Gas_Fryer_E8 | F2 | Commercial | Restaurant | Existing | Food Preparation | Natural Gas | Fryer | E8 | TRC BC Ratio | 0 | 0 | 0 | 0 | 0 | 0 | 0 | 0 | 0 | 0 | 0 | 0 | 0 | 0 | 0 | 0 | 0 | 0 | 0 | 0 | 0 | 0 | 0 | 0 | 0 | 0 | 0 | 0 | 0 | 0 | 0
F2_Commercial_Restaurant_Existing_Food Preparation_Natural Gas_Fryer_E9 | F2 | Commercial | Restaurant | Existing | Food Preparation | Natural Gas | Fryer | E9 | TRC BC Ratio | 0 | 0 | 0 | 0 | 0 | 0 | 0 | 0 | 0 | 0 | 0 | 0 | 0 | 0 | 0 | 0 | 0 | 0 | 0 | 0 | 0 | 0 | 0 | 0 | 0 | 0 | 0 | 0 | 0 | 0 | 0
F2_Commercial_Restaurant_Existing_Food Preparation_Natural Gas_Fryer_E10 | F2 | Commercial | Restaurant | Existing | Food Preparation | Natural Gas | Fryer | E10 | TRC BC Ratio | 0 | 0 | 0 | 0 | 0 | 0 | 0 | 0 | 0 | 0 | 0 | 0 | 0 | 0 | 0 | 0 | 0 | 0 | 0 | 0 | 0 | 0 | 0 | 0 | 0 | 0 | 0 | 0 | 0 | 0 | 0
F3_Commercial_Restaurant_Existing_Food Preparation_Natural Gas_Fryer_E1 | F3 | Commercial | Restaurant | Existing | Food Preparation | Natural Gas | Fryer | E1 | PACT BC Ratio | 0.9 | 0.9 | 0.9 | 0 | 0 | 0 | 0 | 0 | 0 | 0 | 0 | 0 | 0 | 0 | 0 | 0 | 0 | 0 | 0 | 0 | 0 | 0 | 0 | 0 | 0 | 0 | 0 | 0 | 0 | 0 | 0
F3_Commercial_Restaurant_Existing_Food Preparation_Natural Gas_Fryer_E2 | F3 | Commercial | Restaurant | Existing | Food Preparation | Natural Gas | Fryer | E2 | PACT BC Ratio | 1.4526 | 1.4846 | 1.5103 | 0.9 | 0.9 | 0.9 | 0.9 | 0.9 | 0.9 | 0.9 | 0.9 | 0.9 | 0.9 | 0.9 | 0.9 | 0.9 | 0.9 | 0.9 | 0.9 | 0.9 | 0.9 | 0.9 | 0.9 | 0.9 | 0.9 | 0.9 | 0.9 | 0.9 | 0.9 | 0.9 | 0.9
F3_Commercial_Restaurant_Existing_Food Preparation_Natural Gas_Fryer_E3 | F3 | Commercial | Restaurant | Existing | Food Preparation | Natural Gas | Fryer | E3 | PACT BC Ratio | 0 | 0 | 0 | 0 | 0 | 0 | 0 | 0 | 0 | 0 | 0 | 0 | 0 | 0 | 0 | 0 | 0 | 0 | 0 | 0 | 0 | 0 | 0 | 0 | 0 | 0 | 0 | 0 | 0 | 0 | 0
F3_Commercial_Restaurant_Existing_Food Preparation_Natural Gas_Fryer_E4 | F3 | Commercial | Restaurant | Existing | Food Preparation | Natural Gas | Fryer | E4 | PACT BC Ratio | 0 | 0 | 0 | 0 | 0 | 0 | 0 | 0 | 0 | 0 | 0 | 0 | 0 | 0 | 0 | 0 | 0 | 0 | 0 | 0 | 0 | 0 | 0 | 0 | 0 | 0 | 0 | 0 | 0 | 0 | 0
F3_Commercial_Restaurant_Existing_Food Preparation_Natural Gas_Fryer_E5 | F3 | Commercial | Restaurant | Existing | Food Preparation | Natural Gas | Fryer | E5 | PACT BC Ratio | 0 | 0 | 0 | 0 | 0 | 0 | 0 | 0 | 0 | 0 | 0 | 0 | 0 | 0 | 0 | 0 | 0 | 0 | 0 | 0 | 0 | 0 | 0 | 0 | 0 | 0 | 0 | 0 | 0 | 0 | 0
F3_Commercial_Restaurant_Existing_Food Preparation_Natural Gas_Fryer_E6 | F3 | Commercial | Restaurant | Existing | Food Preparation | Natural Gas | Fryer | E6 | PACT BC Ratio | 0 | 0 | 0 | 0 | 0 | 0 | 0 | 0 | 0 | 0 | 0 | 0 | 0 | 0 | 0 | 0 | 0 | 0 | 0 | 0 | 0 | 0 | 0 | 0 | 0 | 0 | 0 | 0 | 0 | 0 | 0
F3_Commercial_Restaurant_Existing_Food Preparation_Natural Gas_Fryer_E7 | F3 | Commercial | Restaurant | Existing | Food Preparation | Natural Gas | Fryer | E7 | PACT BC Ratio | 0 | 0 | 0 | 0 | 0 | 0 | 0 | 0 | 0 | 0 | 0 | 0 | 0 | 0 | 0 | 0 | 0 | 0 | 0 | 0 | 0 | 0 | 0 | 0 | 0 | 0 | 0 | 0 | 0 | 0 | 0
F3_Commercial_Restaurant_Existing_Food Preparation_Natural Gas_Fryer_E8 | F3 | Commercial | Restaurant | Existing | Food Preparation | Natural Gas | Fryer | E8 | PACT BC Ratio | 0 | 0 | 0 | 0 | 0 | 0 | 0 | 0 | 0 | 0 | 0 | 0 | 0 | 0 | 0 | 0 | 0 | 0 | 0 | 0 | 0 | 0 | 0 | 0 | 0 | 0 | 0 | 0 | 0 | 0 | 0
F3_Commercial_Restaurant_Existing_Food Preparation_Natural Gas_Fryer_E9 | F3 | Commercial | Restaurant | Existing | Food Preparation | Natural Gas | Fryer | E9 | PACT BC Ratio | 0 | 0 | 0 | 0 | 0 | 0 | 0 | 0 | 0 | 0 | 0 | 0 | 0 | 0 | 0 | 0 | 0 | 0 | 0 | 0 | 0 | 0 | 0 | 0 | 0 | 0 | 0 | 0 | 0 | 0 | 0
F3_Commercial_Restaurant_Existing_Food Preparation_Natural Gas_Fryer_E10 | F3 | Commercial | Restaurant | Existing | Food Preparation | Natural Gas | Fryer | E10 | PACT BC Ratio | 0 | 0 | 0 | 0 | 0 | 0 | 0 | 0 | 0 | 0 | 0 | 0 | 0 | 0 | 0 | 0 | 0 | 0 | 0 | 0 | 0 | 0 | 0 | 0 | 0 | 0 | 0 | 0 | 0 | 0 | 0
F4_Commercial_Restaurant_Existing_Food Preparation_Natural Gas_Fryer_E1 | F4 | Commercial | Restaurant | Existing | Food Preparation | Natural Gas | Fryer | E1 | PCT BC Ratio | 0.9 | 0.9 | 0.9 | 0 | 0 | 0 | 0 | 0 | 0 | 0 | 0 | 0 | 0 | 0 | 0 | 0 | 0 | 0 | 0 | 0 | 0 | 0 | 0 | 0 | 0 | 0 | 0 | 0 | 0 | 0 | 0
F4_Commercial_Restaurant_Existing_Food Preparation_Natural Gas_Fryer_E2 | F4 | Commercial | Restaurant | Existing | Food Preparation | Natural Gas | Fryer | E2 | PCT BC Ratio | 4.6546 | 4.7351 | 4.7997 | 0.9 | 0.9 | 0.9 | 0.9 | 0.9 | 0.9 | 0.9 | 0.9 | 0.9 | 0.9 | 0.9 | 0.9 | 0.9 | 0.9 | 0.9 | 0.9 | 0.9 | 0.9 | 0.9 | 0.9 | 0.9 | 0.9 | 0.9 | 0.9 | 0.9 | 0.9 | 0.9 | 0.9
F4_Commercial_Restaurant_Existing_Food Preparation_Natural Gas_Fryer_E3 | F4 | Commercial | Restaurant | Existing | Food Preparation | Natural Gas | Fryer | E3 | PCT BC Ratio | 0 | 0 | 0 | 0 | 0 | 0 | 0 | 0 | 0 | 0 | 0 | 0 | 0 | 0 | 0 | 0 | 0 | 0 | 0 | 0 | 0 | 0 | 0 | 0 | 0 | 0 | 0 | 0 | 0 | 0 | 0
F4_Commercial_Restaurant_Existing_Food Preparation_Natural Gas_Fryer_E4 | F4 | Commercial | Restaurant | Existing | Food Preparation | Natural Gas | Fryer | E4 | PCT BC Ratio | 0 | 0 | 0 | 0 | 0 | 0 | 0 | 0 | 0 | 0 | 0 | 0 | 0 | 0 | 0 | 0 | 0 | 0 | 0 | 0 | 0 | 0 | 0 | 0 | 0 | 0 | 0 | 0 | 0 | 0 | 0
F4_Commercial_Restaurant_Existing_Food Preparation_Natural Gas_Fryer_E5 | F4 | Commercial | Restaurant | Existing | Food Preparation | Natural Gas | Fryer | E5 | PCT BC Ratio | 0 | 0 | 0 | 0 | 0 | 0 | 0 | 0 | 0 | 0 | 0 | 0 | 0 | 0 | 0 | 0 | 0 | 0 | 0 | 0 | 0 | 0 | 0 | 0 | 0 | 0 | 0 | 0 | 0 | 0 | 0
F4_Commercial_Restaurant_Existing_Food Preparation_Natural Gas_Fryer_E6 | F4 | Commercial | Restaurant | Existing | Food Preparation | Natural Gas | Fryer | E6 | PCT BC Ratio | 0 | 0 | 0 | 0 | 0 | 0 | 0 | 0 | 0 | 0 | 0 | 0 | 0 | 0 | 0 | 0 | 0 | 0 | 0 | 0 | 0 | 0 | 0 | 0 | 0 | 0 | 0 | 0 | 0 | 0 | 0
F4_Commercial_Restaurant_Existing_Food Preparation_Natural Gas_Fryer_E7 | F4 | Commercial | Restaurant | Existing | Food Preparation | Natural Gas | Fryer | E7 | PCT BC Ratio | 0 | 0 | 0 | 0 | 0 | 0 | 0 | 0 | 0 | 0 | 0 | 0 | 0 | 0 | 0 | 0 | 0 | 0 | 0 | 0 | 0 | 0 | 0 | 0 | 0 | 0 | 0 | 0 | 0 | 0 | 0
F4_Commercial_Restaurant_Existing_Food Preparation_Natural Gas_Fryer_E8 | F4 | Commercial | Restaurant | Existing | Food Preparation | Natural Gas | Fryer | E8 | PCT BC Ratio | 0 | 0 | 0 | 0 | 0 | 0 | 0 | 0 | 0 | 0 | 0 | 0 | 0 | 0 | 0 | 0 | 0 | 0 | 0 | 0 | 0 | 0 | 0 | 0 | 0 | 0 | 0 | 0 | 0 | 0 | 0
F4_Commercial_Restaurant_Existing_Food Preparation_Natural Gas_Fryer_E9 | F4 | Commercial | Restaurant | Existing | Food Preparation | Natural Gas | Fryer | E9 | PCT BC Ratio | 0 | 0 | 0 | 0 | 0 | 0 | 0 | 0 | 0 | 0 | 0 | 0 | 0 | 0 | 0 | 0 | 0 | 0 | 0 | 0 | 0 | 0 | 0 | 0 | 0 | 0 | 0 | 0 | 0 | 0 | 0
F4_Commercial_Restaurant_Existing_Food Preparation_Natural Gas_Fryer_E10 | F4 | Commercial | Restaurant | Existing | Food Preparation | Natural Gas | Fryer | E10 | PCT BC Ratio | 0 | 0 | 0 | 0 | 0 | 0 | 0 | 0 | 0 | 0 | 0 | 0 | 0 | 0 | 0 | 0 | 0 | 0 | 0 | 0 | 0 | 0 | 0 | 0 | 0 | 0 | 0 | 0 | 0 | 0 | 0
F5_Commercial_Restaurant_Existing_Food Preparation_Natural Gas_Fryer_E1 | F5 | Commercial | Restaurant | Existing | Food Preparation | Natural Gas | Fryer | E1 | RIM BC Ratio | 0.9 | 0.9 | 0.9 | 0 | 0 | 0 | 0 | 0 | 0 | 0 | 0 | 0 | 0 | 0 | 0 | 0 | 0 | 0 | 0 | 0 | 0 | 0 | 0 | 0 | 0 | 0 | 0 | 0 | 0 | 0 | 0
F5_Commercial_Restaurant_Existing_Food Preparation_Natural Gas_Fryer_E2 | F5 | Commercial | Restaurant | Existing | Food Preparation | Natural Gas | Fryer | E2 | RIM BC Ratio | 0.53008 | 0.53428 | 0.53758 | 0.9 | 0.9 | 0.9 | 0.9 | 0.9 | 0.9 | 0.9 | 0.9 | 0.9 | 0.9 | 0.9 | 0.9 | 0.9 | 0.9 | 0.9 | 0.9 | 0.9 | 0.9 | 0.9 | 0.9 | 0.9 | 0.9 | 0.9 | 0.9 | 0.9 | 0.9 | 0.9 | 0.9
F5_Commercial_Restaurant_Existing_Food Preparation_Natural Gas_Fryer_E3 | F5 | Commercial | Restaurant | Existing | Food Preparation | Natural Gas | Fryer | E3 | RIM BC Ratio | 0 | 0 | 0 | 0 | 0 | 0 | 0 | 0 | 0 | 0 | 0 | 0 | 0 | 0 | 0 | 0 | 0 | 0 | 0 | 0 | 0 | 0 | 0 | 0 | 0 | 0 | 0 | 0 | 0 | 0 | 0
F5_Commercial_Restaurant_Existing_Food Preparation_Natural Gas_Fryer_E4 | F5 | Commercial | Restaurant | Existing | Food Preparation | Natural Gas | Fryer | E4 | RIM BC Ratio | 0 | 0 | 0 | 0 | 0 | 0 | 0 | 0 | 0 | 0 | 0 | 0 | 0 | 0 | 0 | 0 | 0 | 0 | 0 | 0 | 0 | 0 | 0 | 0 | 0 | 0 | 0 | 0 | 0 | 0 | 0
F5_Commercial_Restaurant_Existing_Food Preparation_Natural Gas_Fryer_E5 | F5 | Commercial | Restaurant | Existing | Food Preparation | Natural Gas | Fryer | E5 | RIM BC Ratio | 0 | 0 | 0 | 0 | 0 | 0 | 0 | 0 | 0 | 0 | 0 | 0 | 0 | 0 | 0 | 0 | 0 | 0 | 0 | 0 | 0 | 0 | 0 | 0 | 0 | 0 | 0 | 0 | 0 | 0 | 0
F5_Commercial_Restaurant_Existing_Food Preparation_Natural Gas_Fryer_E6 | F5 | Commercial | Restaurant | Existing | Food Preparation | Natural Gas | Fryer | E6 | RIM BC Ratio | 0 | 0 | 0 | 0 | 0 | 0 | 0 | 0 | 0 | 0 | 0 | 0 | 0 | 0 | 0 | 0 | 0 | 0 | 0 | 0 | 0 | 0 | 0 | 0 | 0 | 0 | 0 | 0 | 0 | 0 | 0
F5_Commercial_Restaurant_Existing_Food Preparation_Natural Gas_Fryer_E7 | F5 | Commercial | Restaurant | Existing | Food Preparation | Natural Gas | Fryer | E7 | RIM BC Ratio | 0 | 0 | 0 | 0 | 0 | 0 | 0 | 0 | 0 | 0 | 0 | 0 | 0 | 0 | 0 | 0 | 0 | 0 | 0 | 0 | 0 | 0 | 0 | 0 | 0 | 0 | 0 | 0 | 0 | 0 | 0
F5_Commercial_Restaurant_Existing_Food Preparation_Natural Gas_Fryer_E8 | F5 | Commercial | Restaurant | Existing | Food Preparation | Natural Gas | Fryer | E8 | RIM BC Ratio | 0 | 0 | 0 | 0 | 0 | 0 | 0 | 0 | 0 | 0 | 0 | 0 | 0 | 0 | 0 | 0 | 0 | 0 | 0 | 0 | 0 | 0 | 0 | 0 | 0 | 0 | 0 | 0 | 0 | 0 | 0
F5_Commercial_Restaurant_Existing_Food Preparation_Natural Gas_Fryer_E9 | F5 | Commercial | Restaurant | Existing | Food Preparation | Natural Gas | Fryer | E9 | RIM BC Ratio | 0 | 0 | 0 | 0 | 0 | 0 | 0 | 0 | 0 | 0 | 0 | 0 | 0 | 0 | 0 | 0 | 0 | 0 | 0 | 0 | 0 | 0 | 0 | 0 | 0 | 0 | 0 | 0 | 0 | 0 | 0
F5_Commercial_Restaurant_Existing_Food Preparation_Natural Gas_Fryer_E10 | F5 | Commercial | Restaurant | Existing | Food Preparation | Natural Gas | Fryer | E10 | RIM BC Ratio | 0 | 0 | 0 | 0 | 0 | 0 | 0 | 0 | 0 | 0 | 0 | 0 | 0 | 0 | 0 | 0 | 0 | 0 | 0 | 0 | 0 | 0 | 0 | 0 | 0 | 0 | 0 | 0 | 0 | 0 | 0
F0_Commercial_Restaurant_Existing_Food Preparation_Natural Gas_Broiler_E0 | F0 | Commercial | Restaurant | Existing | Food Preparation | Natural Gas | Broiler | E0 | Economic Unit | Infrared Burners | Infrared Burners | Infrared Burners | Infrared Burners | Infrared Burners | Infrared Burners | Infrared Burners | Infrared Burners | Infrared Burners | Infrared Burners | Infrared Burners | Infrared Burners | Infrared Burners | Infrared Burners | Infrared Burners | Infrared Burners | Infrared Burners | Infrared Burners | Infrared Burners | Infrared Burners | Infrared Burners | Infrared Burners | Infrared Burners | Standard | Standard | Standard | Standard | Standard | Standard | Standard | Standard
F1_Commercial_Restaurant_Existing_Food Preparation_Natural Gas_Broiler_E1 | F1 | Commercial | Restaurant | Existing | Food Preparation | Natural Gas | Broiler | E1 | CCE | 0 | 0 | 0 | 0 | 0 | 0 | 0 | 0 | 0 | 0 | 0 | 0 | 0 | 0 | 0 | 0 | 0 | 0 | 0 | 0 | 0 | 0 | 0 | 0 | 0 | 0 | 0 | 0 | 0 | 0 | 0
F1_Commercial_Restaurant_Existing_Food Preparation_Natural Gas_Broiler_E2 | F1 | Commercial | Restaurant | Existing | Food Preparation | Natural Gas | Broiler | E2 | CCE | 0.0095007 | 0.0091336 | 0.0091772 | 0.0092731 | 0.0092731 | 0.0092731 | 0.0092731 | 0.0092731 | 0.0092731 | 0.0092731 | 0.0092731 | 0.0092731 | 0.0092731 | 0.0092731 | 0.0092731 | 0.0092731 | 0.0092731 | 0.0092731 | 0.0092731 | 0.0092731 | 0.0092731 | 0.0092731 | 0.0092731 | 0.0092731 | 0.0092731 | 0.0092731 | 0.0092731 | 0.0092731 | 0.0092731 | 0.0092731 | 0.0092731
F1_Commercial_Restaurant_Existing_Food Preparation_Natural Gas_Broiler_E3 | F1 | Commercial | Restaurant | Existing | Food Preparation | Natural Gas | Broiler | E3 | CCE | 0 | 0 | 0 | 0 | 0 | 0 | 0 | 0 | 0 | 0 | 0 | 0 | 0 | 0 | 0 | 0 | 0 | 0 | 0 | 0 | 0 | 0 | 0 | 0 | 0 | 0 | 0 | 0 | 0 | 0 | 0
F1_Commercial_Restaurant_Existing_Food Preparation_Natural Gas_Broiler_E4 | F1 | Commercial | Restaurant | Existing | Food Preparation | Natural Gas | Broiler | E4 | CCE | 0 | 0 | 0 | 0 | 0 | 0 | 0 | 0 | 0 | 0 | 0 | 0 | 0 | 0 | 0 | 0 | 0 | 0 | 0 | 0 | 0 | 0 | 0 | 0 | 0 | 0 | 0 | 0 | 0 | 0 | 0
F1_Commercial_Restaurant_Existing_Food Preparation_Natural Gas_Broiler_E5 | F1 | Commercial | Restaurant | Existing | Food Preparation | Natural Gas | Broiler | E5 | CCE | 0 | 0 | 0 | 0 | 0 | 0 | 0 | 0 | 0 | 0 | 0 | 0 | 0 | 0 | 0 | 0 | 0 | 0 | 0 | 0 | 0 | 0 | 0 | 0 | 0 | 0 | 0 | 0 | 0 | 0 | 0
F1_Commercial_Restaurant_Existing_Food Preparation_Natural Gas_Broiler_E6 | F1 | Commercial | Restaurant | Existing | Food Preparation | Natural Gas | Broiler | E6 | CCE | 0 | 0 | 0 | 0 | 0 | 0 | 0 | 0 | 0 | 0 | 0 | 0 | 0 | 0 | 0 | 0 | 0 | 0 | 0 | 0 | 0 | 0 | 0 | 0 | 0 | 0 | 0 | 0 | 0 | 0 | 0
F1_Commercial_Restaurant_Existing_Food Preparation_Natural Gas_Broiler_E7 | F1 | Commercial | Restaurant | Existing | Food Preparation | Natural Gas | Broiler | E7 | CCE | 0 | 0 | 0 | 0 | 0 | 0 | 0 | 0 | 0 | 0 | 0 | 0 | 0 | 0 | 0 | 0 | 0 | 0 | 0 | 0 | 0 | 0 | 0 | 0 | 0 | 0 | 0 | 0 | 0 | 0 | 0
F1_Commercial_Restaurant_Existing_Food Preparation_Natural Gas_Broiler_E8 | F1 | Commercial | Restaurant | Existing | Food Preparation | Natural Gas | Broiler | E8 | CCE | 0 | 0 | 0 | 0 | 0 | 0 | 0 | 0 | 0 | 0 | 0 | 0 | 0 | 0 | 0 | 0 | 0 | 0 | 0 | 0 | 0 | 0 | 0 | 0 | 0 | 0 | 0 | 0 | 0 | 0 | 0
F1_Commercial_Restaurant_Existing_Food Preparation_Natural Gas_Broiler_E9 | F1 | Commercial | Restaurant | Existing | Food Preparation | Natural Gas | Broiler | E9 | CCE | 0 | 0 | 0 | 0 | 0 | 0 | 0 | 0 | 0 | 0 | 0 | 0 | 0 | 0 | 0 | 0 | 0 | 0 | 0 | 0 | 0 | 0 | 0 | 0 | 0 | 0 | 0 | 0 | 0 | 0 | 0
F1_Commercial_Restaurant_Existing_Food Preparation_Natural Gas_Broiler_E10 | F1 | Commercial | Restaurant | Existing | Food Preparation | Natural Gas | Broiler | E10 | CCE | 0 | 0 | 0 | 0 | 0 | 0 | 0 | 0 | 0 | 0 | 0 | 0 | 0 | 0 | 0 | 0 | 0 | 0 | 0 | 0 | 0 | 0 | 0 | 0 | 0 | 0 | 0 | 0 | 0 | 0 | 0
F2_Commercial_Restaurant_Existing_Food Preparation_Natural Gas_Broiler_E1 | F2 | Commercial | Restaurant | Existing | Food Preparation | Natural Gas | Broiler | E1 | TRC BC Ratio | 0.9 | 0.9 | 0.9 | 0.9 | 0.9 | 0.9 | 0.9 | 0.9 | 0.9 | 0.9 | 0.9 | 0.9 | 0.9 | 0.9 | 0.9 | 0.9 | 0.9 | 0.9 | 0.9 | 0.9 | 0.9 | 0.9 | 0.9 | 0.9 | 0.9 | 0.9 | 0.9 | 0.9 | 0.9 | 0.9 | 0.9
F2_Commercial_Restaurant_Existing_Food Preparation_Natural Gas_Broiler_E2 | F2 | Commercial | Restaurant | Existing | Food Preparation | Natural Gas | Broiler | E2 | TRC BC Ratio | 1.0817 | 1.0984 | 1.1105 | 1.1043 | 1.1054 | 1.0419 | 0.98943 | 0.96011 | 0.94795 | 0.98308 | 1.0292 | 1.0775 | 0.98953 | 1.0482 | 1.0518 | 1.0465 | 1.0475 | 1.0507 | 1.0307 | 1.0428 | 1.0509 | 1.0624 | 1.0772 | 0.54026 | 0.52971 | 0.5198 | 0.51043 | 0.50152 | 0.49298 | 0.48476 | 0.4768
F2_Commercial_Restaurant_Existing_Food Preparation_Natural Gas_Broiler_E3 | F2 | Commercial | Restaurant | Existing | Food Preparation | Natural Gas | Broiler | E3 | TRC BC Ratio | 0 | 0 | 0 | 0 | 0 | 0 | 0 | 0 | 0 | 0 | 0 | 0 | 0 | 0 | 0 | 0 | 0 | 0 | 0 | 0 | 0 | 0 | 0 | 0 | 0 | 0 | 0 | 0 | 0 | 0 | 0
F2_Commercial_Restaurant_Existing_Food Preparation_Natural Gas_Broiler_E4 | F2 | Commercial | Restaurant | Existing | Food Preparation | Natural Gas | Broiler | E4 | TRC BC Ratio | 0 | 0 | 0 | 0 | 0 | 0 | 0 | 0 | 0 | 0 | 0 | 0 | 0 | 0 | 0 | 0 | 0 | 0 | 0 | 0 | 0 | 0 | 0 | 0 | 0 | 0 | 0 | 0 | 0 | 0 | 0
F2_Commercial_Restaurant_Existing_Food Preparation_Natural Gas_Broiler_E5 | F2 | Commercial | Restaurant | Existing | Food Preparation | Natural Gas | Broiler | E5 | TRC BC Ratio | 0 | 0 | 0 | 0 | 0 | 0 | 0 | 0 | 0 | 0 | 0 | 0 | 0 | 0 | 0 | 0 | 0 | 0 | 0 | 0 | 0 | 0 | 0 | 0 | 0 | 0 | 0 | 0 | 0 | 0 | 0
F2_Commercial_Restaurant_Existing_Food Preparation_Natural Gas_Broiler_E6 | F2 | Commercial | Restaurant | Existing | Food Preparation | Natural Gas | Broiler | E6 | TRC BC Ratio | 0 | 0 | 0 | 0 | 0 | 0 | 0 | 0 | 0 | 0 | 0 | 0 | 0 | 0 | 0 | 0 | 0 | 0 | 0 | 0 | 0 | 0 | 0 | 0 | 0 | 0 | 0 | 0 | 0 | 0 | 0
F2_Commercial_Restaurant_Existing_Food Preparation_Natural Gas_Broiler_E7 | F2 | Commercial | Restaurant | Existing | Food Preparation | Natural Gas | Broiler | E7 | TRC BC Ratio | 0 | 0 | 0 | 0 | 0 | 0 | 0 | 0 | 0 | 0 | 0 | 0 | 0 | 0 | 0 | 0 | 0 | 0 | 0 | 0 | 0 | 0 | 0 | 0 | 0 | 0 | 0 | 0 | 0 | 0 | 0
F2_Commercial_Restaurant_Existing_Food Preparation_Natural Gas_Broiler_E8 | F2 | Commercial | Restaurant | Existing | Food Preparation | Natural Gas | Broiler | E8 | TRC BC Ratio | 0 | 0 | 0 | 0 | 0 | 0 | 0 | 0 | 0 | 0 | 0 | 0 | 0 | 0 | 0 | 0 | 0 | 0 | 0 | 0 | 0 | 0 | 0 | 0 | 0 | 0 | 0 | 0 | 0 | 0 | 0
F2_Commercial_Restaurant_Existing_Food Preparation_Natural Gas_Broiler_E9 | F2 | Commercial | Restaurant | Existing | Food Preparation | Natural Gas | Broiler | E9 | TRC BC Ratio | 0 | 0 | 0 | 0 | 0 | 0 | 0 | 0 | 0 | 0 | 0 | 0 | 0 | 0 | 0 | 0 | 0 | 0 | 0 | 0 | 0 | 0 | 0 | 0 | 0 | 0 | 0 | 0 | 0 | 0 | 0
F2_Commercial_Restaurant_Existing_Food Preparation_Natural Gas_Broiler_E10 | F2 | Commercial | Restaurant | Existing | Food Preparation | Natural Gas | Broiler | E10 | TRC BC Ratio | 0 | 0 | 0 | 0 | 0 | 0 | 0 | 0 | 0 | 0 | 0 | 0 | 0 | 0 | 0 | 0 | 0 | 0 | 0 | 0 | 0 | 0 | 0 | 0 | 0 | 0 | 0 | 0 | 0 | 0 | 0
F3_Commercial_Restaurant_Existing_Food Preparation_Natural Gas_Broiler_E1 | F3 | Commercial | Restaurant | Existing | Food Preparation | Natural Gas | Broiler | E1 | PACT BC Ratio | 0.9 | 0.9 | 0.9 | 0.9 | 0.9 | 0.9 | 0.9 | 0.9 | 0.9 | 0.9 | 0.9 | 0.9 | 0.9 | 0.9 | 0.9 | 0.9 | 0.9 | 0.9 | 0.9 | 0.9 | 0.9 | 0.9 | 0.9 | 0.9 | 0.9 | 0.9 | 0.9 | 0.9 | 0.9 | 0.9 | 0.9
F3_Commercial_Restaurant_Existing_Food Preparation_Natural Gas_Broiler_E2 | F3 | Commercial | Restaurant | Existing | Food Preparation | Natural Gas | Broiler | E2 | PACT BC Ratio | 1.3418 | 1.3625 | 1.3776 | 1.3699 | 1.3713 | 1.2925 | 1.2274 | 1.191 | 1.1759 | 1.2195 | 1.2768 | 1.3366 | 1.2275 | 1.3003 | 1.3048 | 1.2982 | 1.2994 | 1.3034 | 1.2785 | 1.2936 | 1.3037 | 1.318 | 1.3363 | 0.6702 | 0.65711 | 0.64482 | 0.6332 | 0.62214 | 0.61155 | 0.60135 | 0.59148
F3_Commercial_Restaurant_Existing_Food Preparation_Natural Gas_Broiler_E3 | F3 | Commercial | Restaurant | Existing | Food Preparation | Natural Gas | Broiler | E3 | PACT BC Ratio | 0 | 0 | 0 | 0 | 0 | 0 | 0 | 0 | 0 | 0 | 0 | 0 | 0 | 0 | 0 | 0 | 0 | 0 | 0 | 0 | 0 | 0 | 0 | 0 | 0 | 0 | 0 | 0 | 0 | 0 | 0
F3_Commercial_Restaurant_Existing_Food Preparation_Natural Gas_Broiler_E4 | F3 | Commercial | Restaurant | Existing | Food Preparation | Natural Gas | Broiler | E4 | PACT BC Ratio | 0 | 0 | 0 | 0 | 0 | 0 | 0 | 0 | 0 | 0 | 0 | 0 | 0 | 0 | 0 | 0 | 0 | 0 | 0 | 0 | 0 | 0 | 0 | 0 | 0 | 0 | 0 | 0 | 0 | 0 | 0
F3_Commercial_Restaurant_Existing_Food Preparation_Natural Gas_Broiler_E5 | F3 | Commercial | Restaurant | Existing | Food Preparation | Natural Gas | Broiler | E5 | PACT BC Ratio | 0 | 0 | 0 | 0 | 0 | 0 | 0 | 0 | 0 | 0 | 0 | 0 | 0 | 0 | 0 | 0 | 0 | 0 | 0 | 0 | 0 | 0 | 0 | 0 | 0 | 0 | 0 | 0 | 0 | 0 | 0
F3_Commercial_Restaurant_Existing_Food Preparation_Natural Gas_Broiler_E6 | F3 | Commercial | Restaurant | Existing | Food Preparation | Natural Gas | Broiler | E6 | PACT BC Ratio | 0 | 0 | 0 | 0 | 0 | 0 | 0 | 0 | 0 | 0 | 0 | 0 | 0 | 0 | 0 | 0 | 0 | 0 | 0 | 0 | 0 | 0 | 0 | 0 | 0 | 0 | 0 | 0 | 0 | 0 | 0
F3_Commercial_Restaurant_Existing_Food Preparation_Natural Gas_Broiler_E7 | F3 | Commercial | Restaurant | Existing | Food Preparation | Natural Gas | Broiler | E7 | PACT BC Ratio | 0 | 0 | 0 | 0 | 0 | 0 | 0 | 0 | 0 | 0 | 0 | 0 | 0 | 0 | 0 | 0 | 0 | 0 | 0 | 0 | 0 | 0 | 0 | 0 | 0 | 0 | 0 | 0 | 0 | 0 | 0
F3_Commercial_Restaurant_Existing_Food Preparation_Natural Gas_Broiler_E8 | F3 | Commercial | Restaurant | Existing | Food Preparation | Natural Gas | Broiler | E8 | PACT BC Ratio | 0 | 0 | 0 | 0 | 0 | 0 | 0 | 0 | 0 | 0 | 0 | 0 | 0 | 0 | 0 | 0 | 0 | 0 | 0 | 0 | 0 | 0 | 0 | 0 | 0 | 0 | 0 | 0 | 0 | 0 | 0
F3_Commercial_Restaurant_Existing_Food Preparation_Natural Gas_Broiler_E9 | F3 | Commercial | Restaurant | Existing | Food Preparation | Natural Gas | Broiler | E9 | PACT BC Ratio | 0 | 0 | 0 | 0 | 0 | 0 | 0 | 0 | 0 | 0 | 0 | 0 | 0 | 0 | 0 | 0 | 0 | 0 | 0 | 0 | 0 | 0 | 0 | 0 | 0 | 0 | 0 | 0 | 0 | 0 | 0
F3_Commercial_Restaurant_Existing_Food Preparation_Natural Gas_Broiler_E10 | F3 | Commercial | Restaurant | Existing | Food Preparation | Natural Gas | Broiler | E10 | PACT BC Ratio | 0 | 0 | 0 | 0 | 0 | 0 | 0 | 0 | 0 | 0 | 0 | 0 | 0 | 0 | 0 | 0 | 0 | 0 | 0 | 0 | 0 | 0 | 0 | 0 | 0 | 0 | 0 | 0 | 0 | 0 | 0
F4_Commercial_Restaurant_Existing_Food Preparation_Natural Gas_Broiler_E1 | F4 | Commercial | Restaurant | Existing | Food Preparation | Natural Gas | Broiler | E1 | PCT BC Ratio | 0.9 | 0.9 | 0.9 | 0.9 | 0.9 | 0.9 | 0.9 | 0.9 | 0.9 | 0.9 | 0.9 | 0.9 | 0.9 | 0.9 | 0.9 | 0.9 | 0.9 | 0.9 | 0.9 | 0.9 | 0.9 | 0.9 | 0.9 | 0.9 | 0.9 | 0.9 | 0.9 | 0.9 | 0.9 | 0.9 | 0.9
F4_Commercial_Restaurant_Existing_Food Preparation_Natural Gas_Broiler_E2 | F4 | Commercial | Restaurant | Existing | Food Preparation | Natural Gas | Broiler | E2 | PCT BC Ratio | 2.9075 | 2.9421 | 2.9672 | 2.9544 | 2.9567 | 2.8251 | 2.7162 | 2.6554 | 2.6302 | 2.703 | 2.7987 | 2.8987 | 2.7164 | 2.8381 | 2.8455 | 2.8346 | 2.8366 | 2.8433 | 2.8017 | 2.8268 | 2.8437 | 2.8676 | 2.8982 | 1.7847 | 1.7629 | 1.7423 | 1.7229 | 1.7044 | 1.6867 | 1.6697 | 1.6532
F4_Commercial_Restaurant_Existing_Food Preparation_Natural Gas_Broiler_E3 | F4 | Commercial | Restaurant | Existing | Food Preparation | Natural Gas | Broiler | E3 | PCT BC Ratio | 0 | 0 | 0 | 0 | 0 | 0 | 0 | 0 | 0 | 0 | 0 | 0 | 0 | 0 | 0 | 0 | 0 | 0 | 0 | 0 | 0 | 0 | 0 | 0 | 0 | 0 | 0 | 0 | 0 | 0 | 0
F4_Commercial_Restaurant_Existing_Food Preparation_Natural Gas_Broiler_E4 | F4 | Commercial | Restaurant | Existing | Food Preparation | Natural Gas | Broiler | E4 | PCT BC Ratio | 0 | 0 | 0 | 0 | 0 | 0 | 0 | 0 | 0 | 0 | 0 | 0 | 0 | 0 | 0 | 0 | 0 | 0 | 0 | 0 | 0 | 0 | 0 | 0 | 0 | 0 | 0 | 0 | 0 | 0 | 0
F4_Commercial_Restaurant_Existing_Food Preparation_Natural Gas_Broiler_E5 | F4 | Commercial | Restaurant | Existing | Food Preparation | Natural Gas | Broiler | E5 | PCT BC Ratio | 0 | 0 | 0 | 0 | 0 | 0 | 0 | 0 | 0 | 0 | 0 | 0 | 0 | 0 | 0 | 0 | 0 | 0 | 0 | 0 | 0 | 0 | 0 | 0 | 0 | 0 | 0 | 0 | 0 | 0 | 0
F4_Commercial_Restaurant_Existing_Food Preparation_Natural Gas_Broiler_E6 | F4 | Commercial | Restaurant | Existing | Food Preparation | Natural Gas | Broiler | E6 | PCT BC Ratio | 0 | 0 | 0 | 0 | 0 | 0 | 0 | 0 | 0 | 0 | 0 | 0 | 0 | 0 | 0 | 0 | 0 | 0 | 0 | 0 | 0 | 0 | 0 | 0 | 0 | 0 | 0 | 0 | 0 | 0 | 0
F4_Commercial_Restaurant_Existing_Food Preparation_Natural Gas_Broiler_E7 | F4 | Commercial | Restaurant | Existing | Food Preparation | Natural Gas | Broiler | E7 | PCT BC Ratio | 0 | 0 | 0 | 0 | 0 | 0 | 0 | 0 | 0 | 0 | 0 | 0 | 0 | 0 | 0 | 0 | 0 | 0 | 0 | 0 | 0 | 0 | 0 | 0 | 0 | 0 | 0 | 0 | 0 | 0 | 0
F4_Commercial_Restaurant_Existing_Food Preparation_Natural Gas_Broiler_E8 | F4 | Commercial | Restaurant | Existing | Food Preparation | Natural Gas | Broiler | E8 | PCT BC Ratio | 0 | 0 | 0 | 0 | 0 | 0 | 0 | 0 | 0 | 0 | 0 | 0 | 0 | 0 | 0 | 0 | 0 | 0 | 0 | 0 | 0 | 0 | 0 | 0 | 0 | 0 | 0 | 0 | 0 | 0 | 0
F4_Commercial_Restaurant_Existing_Food Preparation_Natural Gas_Broiler_E9 | F4 | Commercial | Restaurant | Existing | Food Preparation | Natural Gas | Broiler | E9 | PCT BC Ratio | 0 | 0 | 0 | 0 | 0 | 0 | 0 | 0 | 0 | 0 | 0 | 0 | 0 | 0 | 0 | 0 | 0 | 0 | 0 | 0 | 0 | 0 | 0 | 0 | 0 | 0 | 0 | 0 | 0 | 0 | 0
F4_Commercial_Restaurant_Existing_Food Preparation_Natural Gas_Broiler_E10 | F4 | Commercial | Restaurant | Existing | Food Preparation | Natural Gas | Broiler | E10 | PCT BC Ratio | 0 | 0 | 0 | 0 | 0 | 0 | 0 | 0 | 0 | 0 | 0 | 0 | 0 | 0 | 0 | 0 | 0 | 0 | 0 | 0 | 0 | 0 | 0 | 0 | 0 | 0 | 0 | 0 | 0 | 0 | 0
F5_Commercial_Restaurant_Existing_Food Preparation_Natural Gas_Broiler_E1 | F5 | Commercial | Restaurant | Existing | Food Preparation | Natural Gas | Broiler | E1 | RIM BC Ratio | 0.9 | 0.9 | 0.9 | 0.9 | 0.9 | 0.9 | 0.9 | 0.9 | 0.9 | 0.9 | 0.9 | 0.9 | 0.9 | 0.9 | 0.9 | 0.9 | 0.9 | 0.9 | 0.9 | 0.9 | 0.9 | 0.9 | 0.9 | 0.9 | 0.9 | 0.9 | 0.9 | 0.9 | 0.9 | 0.9 | 0.9
F5_Commercial_Restaurant_Existing_Food Preparation_Natural Gas_Broiler_E2 | F5 | Commercial | Restaurant | Existing | Food Preparation | Natural Gas | Broiler | E2 | RIM BC Ratio | 0.51458 | 0.5176 | 0.51976 | 0.51866 | 0.51886 | 0.50717 | 0.49682 | 0.49075 | 0.48817 | 0.49553 | 0.50472 | 0.51381 | 0.49684 | 0.50836 | 0.50904 | 0.50804 | 0.50823 | 0.50884 | 0.505 | 0.50733 | 0.50888 | 0.51103 | 0.51377 | 0.37172 | 0.36766 | 0.36378 | 0.36005 | 0.35645 | 0.35295 | 0.34953 | 0.34617
F5_Commercial_Restaurant_Existing_Food Preparation_Natural Gas_Broiler_E3 | F5 | Commercial | Restaurant | Existing | Food Preparation | Natural Gas | Broiler | E3 | RIM BC Ratio | 0 | 0 | 0 | 0 | 0 | 0 | 0 | 0 | 0 | 0 | 0 | 0 | 0 | 0 | 0 | 0 | 0 | 0 | 0 | 0 | 0 | 0 | 0 | 0 | 0 | 0 | 0 | 0 | 0 | 0 | 0
F5_Commercial_Restaurant_Existing_Food Preparation_Natural Gas_Broiler_E4 | F5 | Commercial | Restaurant | Existing | Food Preparation | Natural Gas | Broiler | E4 | RIM BC Ratio | 0 | 0 | 0 | 0 | 0 | 0 | 0 | 0 | 0 | 0 | 0 | 0 | 0 | 0 | 0 | 0 | 0 | 0 | 0 | 0 | 0 | 0 | 0 | 0 | 0 | 0 | 0 | 0 | 0 | 0 | 0
F5_Commercial_Restaurant_Existing_Food Preparation_Natural Gas_Broiler_E5 | F5 | Commercial | Restaurant | Existing | Food Preparation | Natural Gas | Broiler | E5 | RIM BC Ratio | 0 | 0 | 0 | 0 | 0 | 0 | 0 | 0 | 0 | 0 | 0 | 0 | 0 | 0 | 0 | 0 | 0 | 0 | 0 | 0 | 0 | 0 | 0 | 0 | 0 | 0 | 0 | 0 | 0 | 0 | 0
F5_Commercial_Restaurant_Existing_Food Preparation_Natural Gas_Broiler_E6 | F5 | Commercial | Restaurant | Existing | Food Preparation | Natural Gas | Broiler | E6 | RIM BC Ratio | 0 | 0 | 0 | 0 | 0 | 0 | 0 | 0 | 0 | 0 | 0 | 0 | 0 | 0 | 0 | 0 | 0 | 0 | 0 | 0 | 0 | 0 | 0 | 0 | 0 | 0 | 0 | 0 | 0 | 0 | 0
F5_Commercial_Restaurant_Existing_Food Preparation_Natural Gas_Broiler_E7 | F5 | Commercial | Restaurant | Existing | Food Preparation | Natural Gas | Broiler | E7 | RIM BC Ratio | 0 | 0 | 0 | 0 | 0 | 0 | 0 | 0 | 0 | 0 | 0 | 0 | 0 | 0 | 0 | 0 | 0 | 0 | 0 | 0 | 0 | 0 | 0 | 0 | 0 | 0 | 0 | 0 | 0 | 0 | 0
F5_Commercial_Restaurant_Existing_Food Preparation_Natural Gas_Broiler_E8 | F5 | Commercial | Restaurant | Existing | Food Preparation | Natural Gas | Broiler | E8 | RIM BC Ratio | 0 | 0 | 0 | 0 | 0 | 0 | 0 | 0 | 0 | 0 | 0 | 0 | 0 | 0 | 0 | 0 | 0 | 0 | 0 | 0 | 0 | 0 | 0 | 0 | 0 | 0 | 0 | 0 | 0 | 0 | 0
F5_Commercial_Restaurant_Existing_Food Preparation_Natural Gas_Broiler_E9 | F5 | Commercial | Restaurant | Existing | Food Preparation | Natural Gas | Broiler | E9 | RIM BC Ratio | 0 | 0 | 0 | 0 | 0 | 0 | 0 | 0 | 0 | 0 | 0 | 0 | 0 | 0 | 0 | 0 | 0 | 0 | 0 | 0 | 0 | 0 | 0 | 0 | 0 | 0 | 0 | 0 | 0 | 0 | 0
F5_Commercial_Restaurant_Existing_Food Preparation_Natural Gas_Broiler_E10 | F5 | Commercial | Restaurant | Existing | Food Preparation | Natural Gas | Broiler | E10 | RIM BC Ratio | 0 | 0 | 0 | 0 | 0 | 0 | 0 | 0 | 0 | 0 | 0 | 0 | 0 | 0 | 0 | 0 | 0 | 0 | 0 | 0 | 0 | 0 | 0 | 0 | 0 | 0 | 0 | 0 | 0 | 0 | 0
F0_Commercial_Restaurant_Existing_Food Preparation_Natural Gas_Griddle_E0 | F0 | Commercial | Restaurant | Existing | Food Preparation | Natural Gas | Griddle | E0 | Economic Unit | ENERGY STAR | ENERGY STAR | ENERGY STAR | ENERGY STAR | ENERGY STAR | ENERGY STAR | ENERGY STAR | ENERGY STAR | ENERGY STAR | ENERGY STAR | ENERGY STAR | ENERGY STAR | ENERGY STAR | ENERGY STAR | ENERGY STAR | ENERGY STAR | ENERGY STAR | ENERGY STAR | ENERGY STAR | ENERGY STAR | ENERGY STAR | ENERGY STAR | ENERGY STAR | Standard | Standard | Standard | Standard | Standard | Standard | Standard | Standard
F1_Commercial_Restaurant_Existing_Food Preparation_Natural Gas_Griddle_E1 | F1 | Commercial | Restaurant | Existing | Food Preparation | Natural Gas | Griddle | E1 | CCE | 0 | 0 | 0 | 0 | 0 | 0 | 0 | 0 | 0 | 0 | 0 | 0 | 0 | 0 | 0 | 0 | 0 | 0 | 0 | 0 | 0 | 0 | 0 | 0 | 0 | 0 | 0 | 0 | 0 | 0 | 0
F1_Commercial_Restaurant_Existing_Food Preparation_Natural Gas_Griddle_E2 | F1 | Commercial | Restaurant | Existing | Food Preparation | Natural Gas | Griddle | E2 | CCE | 0.005722 | 0.0055009 | 0.0055271 | 0.0055849 | 0.0055849 | 0.0055849 | 0.0055849 | 0.0055849 | 0.0055849 | 0.0055849 | 0.0055849 | 0.0055849 | 0.0055849 | 0.0055849 | 0.0055849 | 0.0055849 | 0.0055849 | 0.0055849 | 0.0055849 | 0.0055849 | 0.0055849 | 0.0055849 | 0.0055849 | 0.0055849 | 0.0055849 | 0.0055849 | 0.0055849 | 0.0055849 | 0.0055849 | 0.0055849 | 0.0055849
F1_Commercial_Restaurant_Existing_Food Preparation_Natural Gas_Griddle_E3 | F1 | Commercial | Restaurant | Existing | Food Preparation | Natural Gas | Griddle | E3 | CCE | 0 | 0 | 0 | 0 | 0 | 0 | 0 | 0 | 0 | 0 | 0 | 0 | 0 | 0 | 0 | 0 | 0 | 0 | 0 | 0 | 0 | 0 | 0 | 0 | 0 | 0 | 0 | 0 | 0 | 0 | 0
F1_Commercial_Restaurant_Existing_Food Preparation_Natural Gas_Griddle_E4 | F1 | Commercial | Restaurant | Existing | Food Preparation | Natural Gas | Griddle | E4 | CCE | 0 | 0 | 0 | 0 | 0 | 0 | 0 | 0 | 0 | 0 | 0 | 0 | 0 | 0 | 0 | 0 | 0 | 0 | 0 | 0 | 0 | 0 | 0 | 0 | 0 | 0 | 0 | 0 | 0 | 0 | 0
F1_Commercial_Restaurant_Existing_Food Preparation_Natural Gas_Griddle_E5 | F1 | Commercial | Restaurant | Existing | Food Preparation | Natural Gas | Griddle | E5 | CCE | 0 | 0 | 0 | 0 | 0 | 0 | 0 | 0 | 0 | 0 | 0 | 0 | 0 | 0 | 0 | 0 | 0 | 0 | 0 | 0 | 0 | 0 | 0 | 0 | 0 | 0 | 0 | 0 | 0 | 0 | 0
F1_Commercial_Restaurant_Existing_Food Preparation_Natural Gas_Griddle_E6 | F1 | Commercial | Restaurant | Existing | Food Preparation | Natural Gas | Griddle | E6 | CCE | 0 | 0 | 0 | 0 | 0 | 0 | 0 | 0 | 0 | 0 | 0 | 0 | 0 | 0 | 0 | 0 | 0 | 0 | 0 | 0 | 0 | 0 | 0 | 0 | 0 | 0 | 0 | 0 | 0 | 0 | 0
F1_Commercial_Restaurant_Existing_Food Preparation_Natural Gas_Griddle_E7 | F1 | Commercial | Restaurant | Existing | Food Preparation | Natural Gas | Griddle | E7 | CCE | 0 | 0 | 0 | 0 | 0 | 0 | 0 | 0 | 0 | 0 | 0 | 0 | 0 | 0 | 0 | 0 | 0 | 0 | 0 | 0 | 0 | 0 | 0 | 0 | 0 | 0 | 0 | 0 | 0 | 0 | 0
F1_Commercial_Restaurant_Existing_Food Preparation_Natural Gas_Griddle_E8 | F1 | Commercial | Restaurant | Existing | Food Preparation | Natural Gas | Griddle | E8 | CCE | 0 | 0 | 0 | 0 | 0 | 0 | 0 | 0 | 0 | 0 | 0 | 0 | 0 | 0 | 0 | 0 | 0 | 0 | 0 | 0 | 0 | 0 | 0 | 0 | 0 | 0 | 0 | 0 | 0 | 0 | 0
F1_Commercial_Restaurant_Existing_Food Preparation_Natural Gas_Griddle_E9 | F1 | Commercial | Restaurant | Existing | Food Preparation | Natural Gas | Griddle | E9 | CCE | 0 | 0 | 0 | 0 | 0 | 0 | 0 | 0 | 0 | 0 | 0 | 0 | 0 | 0 | 0 | 0 | 0 | 0 | 0 | 0 | 0 | 0 | 0 | 0 | 0 | 0 | 0 | 0 | 0 | 0 | 0
F1_Commercial_Restaurant_Existing_Food Preparation_Natural Gas_Griddle_E10 | F1 | Commercial | Restaurant | Existing | Food Preparation | Natural Gas | Griddle | E10 | CCE | 0 | 0 | 0 | 0 | 0 | 0 | 0 | 0 | 0 | 0 | 0 | 0 | 0 | 0 | 0 | 0 | 0 | 0 | 0 | 0 | 0 | 0 | 0 | 0 | 0 | 0 | 0 | 0 | 0 | 0 | 0
F2_Commercial_Restaurant_Existing_Food Preparation_Natural Gas_Griddle_E1 | F2 | Commercial | Restaurant | Existing | Food Preparation | Natural Gas | Griddle | E1 | TRC BC Ratio | 0.9 | 0.9 | 0.9 | 0.9 | 0.9 | 0.9 | 0.9 | 0.9 | 0.9 | 0.9 | 0.9 | 0.9 | 0.9 | 0.9 | 0.9 | 0.9 | 0.9 | 0.9 | 0.9 | 0.9 | 0.9 | 0.9 | 0.9 | 0.9 | 0.9 | 0.9 | 0.9 | 0.9 | 0.9 | 0.9 | 0.9
F2_Commercial_Restaurant_Existing_Food Preparation_Natural Gas_Griddle_E2 | F2 | Commercial | Restaurant | Existing | Food Preparation | Natural Gas | Griddle | E2 | TRC BC Ratio | 1.796 | 1.8237 | 1.8438 | 1.8336 | 1.8354 | 1.73 | 1.6428 | 1.5942 | 1.574 | 1.6323 | 1.7089 | 1.789 | 1.643 | 1.7404 | 1.7464 | 1.7377 | 1.7393 | 1.7446 | 1.7113 | 1.7314 | 1.745 | 1.764 | 1.7886 | 0.89704 | 0.87953 | 0.86307 | 0.84752 | 0.83272 | 0.81854 | 0.80489 | 0.79167
F2_Commercial_Restaurant_Existing_Food Preparation_Natural Gas_Griddle_E3 | F2 | Commercial | Restaurant | Existing | Food Preparation | Natural Gas | Griddle | E3 | TRC BC Ratio | 0 | 0 | 0 | 0 | 0 | 0 | 0 | 0 | 0 | 0 | 0 | 0 | 0 | 0 | 0 | 0 | 0 | 0 | 0 | 0 | 0 | 0 | 0 | 0 | 0 | 0 | 0 | 0 | 0 | 0 | 0
F2_Commercial_Restaurant_Existing_Food Preparation_Natural Gas_Griddle_E4 | F2 | Commercial | Restaurant | Existing | Food Preparation | Natural Gas | Griddle | E4 | TRC BC Ratio | 0 | 0 | 0 | 0 | 0 | 0 | 0 | 0 | 0 | 0 | 0 | 0 | 0 | 0 | 0 | 0 | 0 | 0 | 0 | 0 | 0 | 0 | 0 | 0 | 0 | 0 | 0 | 0 | 0 | 0 | 0
F2_Commercial_Restaurant_Existing_Food Preparation_Natural Gas_Griddle_E5 | F2 | Commercial | Restaurant | Existing | Food Preparation | Natural Gas | Griddle | E5 | TRC BC Ratio | 0 | 0 | 0 | 0 | 0 | 0 | 0 | 0 | 0 | 0 | 0 | 0 | 0 | 0 | 0 | 0 | 0 | 0 | 0 | 0 | 0 | 0 | 0 | 0 | 0 | 0 | 0 | 0 | 0 | 0 | 0
F2_Commercial_Restaurant_Existing_Food Preparation_Natural Gas_Griddle_E6 | F2 | Commercial | Restaurant | Existing | Food Preparation | Natural Gas | Griddle | E6 | TRC BC Ratio | 0 | 0 | 0 | 0 | 0 | 0 | 0 | 0 | 0 | 0 | 0 | 0 | 0 | 0 | 0 | 0 | 0 | 0 | 0 | 0 | 0 | 0 | 0 | 0 | 0 | 0 | 0 | 0 | 0 | 0 | 0
F2_Commercial_Restaurant_Existing_Food Preparation_Natural Gas_Griddle_E7 | F2 | Commercial | Restaurant | Existing | Food Preparation | Natural Gas | Griddle | E7 | TRC BC Ratio | 0 | 0 | 0 | 0 | 0 | 0 | 0 | 0 | 0 | 0 | 0 | 0 | 0 | 0 | 0 | 0 | 0 | 0 | 0 | 0 | 0 | 0 | 0 | 0 | 0 | 0 | 0 | 0 | 0 | 0 | 0
F2_Commercial_Restaurant_Existing_Food Preparation_Natural Gas_Griddle_E8 | F2 | Commercial | Restaurant | Existing | Food Preparation | Natural Gas | Griddle | E8 | TRC BC Ratio | 0 | 0 | 0 | 0 | 0 | 0 | 0 | 0 | 0 | 0 | 0 | 0 | 0 | 0 | 0 | 0 | 0 | 0 | 0 | 0 | 0 | 0 | 0 | 0 | 0 | 0 | 0 | 0 | 0 | 0 | 0
F2_Commercial_Restaurant_Existing_Food Preparation_Natural Gas_Griddle_E9 | F2 | Commercial | Restaurant | Existing | Food Preparation | Natural Gas | Griddle | E9 | TRC BC Ratio | 0 | 0 | 0 | 0 | 0 | 0 | 0 | 0 | 0 | 0 | 0 | 0 | 0 | 0 | 0 | 0 | 0 | 0 | 0 | 0 | 0 | 0 | 0 | 0 | 0 | 0 | 0 | 0 | 0 | 0 | 0
F2_Commercial_Restaurant_Existing_Food Preparation_Natural Gas_Griddle_E10 | F2 | Commercial | Restaurant | Existing | Food Preparation | Natural Gas | Griddle | E10 | TRC BC Ratio | 0 | 0 | 0 | 0 | 0 | 0 | 0 | 0 | 0 | 0 | 0 | 0 | 0 | 0 | 0 | 0 | 0 | 0 | 0 | 0 | 0 | 0 | 0 | 0 | 0 | 0 | 0 | 0 | 0 | 0 | 0
F3_Commercial_Restaurant_Existing_Food Preparation_Natural Gas_Griddle_E1 | F3 | Commercial | Restaurant | Existing | Food Preparation | Natural Gas | Griddle | E1 | PACT BC Ratio | 0.9 | 0.9 | 0.9 | 0.9 | 0.9 | 0.9 | 0.9 | 0.9 | 0.9 | 0.9 | 0.9 | 0.9 | 0.9 | 0.9 | 0.9 | 0.9 | 0.9 | 0.9 | 0.9 | 0.9 | 0.9 | 0.9 | 0.9 | 0.9 | 0.9 | 0.9 | 0.9 | 0.9 | 0.9 | 0.9 | 0.9
F3_Commercial_Restaurant_Existing_Food Preparation_Natural Gas_Griddle_E2 | F3 | Commercial | Restaurant | Existing | Food Preparation | Natural Gas | Griddle | E2 | PACT BC Ratio | 1.796 | 1.8237 | 1.8438 | 1.8336 | 1.8354 | 1.73 | 1.6428 | 1.5942 | 1.574 | 1.6323 | 1.7089 | 1.789 | 1.643 | 1.7404 | 1.7464 | 1.7377 | 1.7393 | 1.7446 | 1.7113 | 1.7314 | 1.745 | 1.764 | 1.7886 | 0.89704 | 0.87953 | 0.86307 | 0.84752 | 0.83272 | 0.81854 | 0.80489 | 0.79167
F3_Commercial_Restaurant_Existing_Food Preparation_Natural Gas_Griddle_E3 | F3 | Commercial | Restaurant | Existing | Food Preparation | Natural Gas | Griddle | E3 | PACT BC Ratio | 0 | 0 | 0 | 0 | 0 | 0 | 0 | 0 | 0 | 0 | 0 | 0 | 0 | 0 | 0 | 0 | 0 | 0 | 0 | 0 | 0 | 0 | 0 | 0 | 0 | 0 | 0 | 0 | 0 | 0 | 0
F3_Commercial_Restaurant_Existing_Food Preparation_Natural Gas_Griddle_E4 | F3 | Commercial | Restaurant | Existing | Food Preparation | Natural Gas | Griddle | E4 | PACT BC Ratio | 0 | 0 | 0 | 0 | 0 | 0 | 0 | 0 | 0 | 0 | 0 | 0 | 0 | 0 | 0 | 0 | 0 | 0 | 0 | 0 | 0 | 0 | 0 | 0 | 0 | 0 | 0 | 0 | 0 | 0 | 0
F3_Commercial_Restaurant_Existing_Food Preparation_Natural Gas_Griddle_E5 | F3 | Commercial | Restaurant | Existing | Food Preparation | Natural Gas | Griddle | E5 | PACT BC Ratio | 0 | 0 | 0 | 0 | 0 | 0 | 0 | 0 | 0 | 0 | 0 | 0 | 0 | 0 | 0 | 0 | 0 | 0 | 0 | 0 | 0 | 0 | 0 | 0 | 0 | 0 | 0 | 0 | 0 | 0 | 0
F3_Commercial_Restaurant_Existing_Food Preparation_Natural Gas_Griddle_E6 | F3 | Commercial | Restaurant | Existing | Food Preparation | Natural Gas | Griddle | E6 | PACT BC Ratio | 0 | 0 | 0 | 0 | 0 | 0 | 0 | 0 | 0 | 0 | 0 | 0 | 0 | 0 | 0 | 0 | 0 | 0 | 0 | 0 | 0 | 0 | 0 | 0 | 0 | 0 | 0 | 0 | 0 | 0 | 0
F3_Commercial_Restaurant_Existing_Food Preparation_Natural Gas_Griddle_E7 | F3 | Commercial | Restaurant | Existing | Food Preparation | Natural Gas | Griddle | E7 | PACT BC Ratio | 0 | 0 | 0 | 0 | 0 | 0 | 0 | 0 | 0 | 0 | 0 | 0 | 0 | 0 | 0 | 0 | 0 | 0 | 0 | 0 | 0 | 0 | 0 | 0 | 0 | 0 | 0 | 0 | 0 | 0 | 0
F3_Commercial_Restaurant_Existing_Food Preparation_Natural Gas_Griddle_E8 | F3 | Commercial | Restaurant | Existing | Food Preparation | Natural Gas | Griddle | E8 | PACT BC Ratio | 0 | 0 | 0 | 0 | 0 | 0 | 0 | 0 | 0 | 0 | 0 | 0 | 0 | 0 | 0 | 0 | 0 | 0 | 0 | 0 | 0 | 0 | 0 | 0 | 0 | 0 | 0 | 0 | 0 | 0 | 0
F3_Commercial_Restaurant_Existing_Food Preparation_Natural Gas_Griddle_E9 | F3 | Commercial | Restaurant | Existing | Food Preparation | Natural Gas | Griddle | E9 | PACT BC Ratio | 0 | 0 | 0 | 0 | 0 | 0 | 0 | 0 | 0 | 0 | 0 | 0 | 0 | 0 | 0 | 0 | 0 | 0 | 0 | 0 | 0 | 0 | 0 | 0 | 0 | 0 | 0 | 0 | 0 | 0 | 0
F3_Commercial_Restaurant_Existing_Food Preparation_Natural Gas_Griddle_E10 | F3 | Commercial | Restaurant | Existing | Food Preparation | Natural Gas | Griddle | E10 | PACT BC Ratio | 0 | 0 | 0 | 0 | 0 | 0 | 0 | 0 | 0 | 0 | 0 | 0 | 0 | 0 | 0 | 0 | 0 | 0 | 0 | 0 | 0 | 0 | 0 | 0 | 0 | 0 | 0 | 0 | 0 | 0 | 0
F4_Commercial_Restaurant_Existing_Food Preparation_Natural Gas_Griddle_E1 | F4 | Commercial | Restaurant | Existing | Food Preparation | Natural Gas | Griddle | E1 | PCT BC Ratio | 0.9 | 0.9 | 0.9 | 0.9 | 0.9 | 0.9 | 0.9 | 0.9 | 0.9 | 0.9 | 0.9 | 0.9 | 0.9 | 0.9 | 0.9 | 0.9 | 0.9 | 0.9 | 0.9 | 0.9 | 0.9 | 0.9 | 0.9 | 0.9 | 0.9 | 0.9 | 0.9 | 0.9 | 0.9 | 0.9 | 0.9
F4_Commercial_Restaurant_Existing_Food Preparation_Natural Gas_Griddle_E2 | F4 | Commercial | Restaurant | Existing | Food Preparation | Natural Gas | Griddle | E2 | PCT BC Ratio | 5.5186 | 5.5883 | 5.639 | 5.6131 | 5.6178 | 5.3526 | 5.1333 | 5.0108 | 4.96 | 5.1068 | 5.2995 | 5.501 | 5.1337 | 5.3789 | 5.3938 | 5.3719 | 5.3759 | 5.3893 | 5.3055 | 5.3561 | 5.3902 | 5.4382 | 5.5 | 3.2569 | 3.2128 | 3.1714 | 3.1323 | 3.0951 | 3.0594 | 3.0251 | 2.9918
F4_Commercial_Restaurant_Existing_Food Preparation_Natural Gas_Griddle_E3 | F4 | Commercial | Restaurant | Existing | Food Preparation | Natural Gas | Griddle | E3 | PCT BC Ratio | 0 | 0 | 0 | 0 | 0 | 0 | 0 | 0 | 0 | 0 | 0 | 0 | 0 | 0 | 0 | 0 | 0 | 0 | 0 | 0 | 0 | 0 | 0 | 0 | 0 | 0 | 0 | 0 | 0 | 0 | 0
F4_Commercial_Restaurant_Existing_Food Preparation_Natural Gas_Griddle_E4 | F4 | Commercial | Restaurant | Existing | Food Preparation | Natural Gas | Griddle | E4 | PCT BC Ratio | 0 | 0 | 0 | 0 | 0 | 0 | 0 | 0 | 0 | 0 | 0 | 0 | 0 | 0 | 0 | 0 | 0 | 0 | 0 | 0 | 0 | 0 | 0 | 0 | 0 | 0 | 0 | 0 | 0 | 0 | 0
F4_Commercial_Restaurant_Existing_Food Preparation_Natural Gas_Griddle_E5 | F4 | Commercial | Restaurant | Existing | Food Preparation | Natural Gas | Griddle | E5 | PCT BC Ratio | 0 | 0 | 0 | 0 | 0 | 0 | 0 | 0 | 0 | 0 | 0 | 0 | 0 | 0 | 0 | 0 | 0 | 0 | 0 | 0 | 0 | 0 | 0 | 0 | 0 | 0 | 0 | 0 | 0 | 0 | 0
F4_Commercial_Restaurant_Existing_Food Preparation_Natural Gas_Griddle_E6 | F4 | Commercial | Restaurant | Existing | Food Preparation | Natural Gas | Griddle | E6 | PCT BC Ratio | 0 | 0 | 0 | 0 | 0 | 0 | 0 | 0 | 0 | 0 | 0 | 0 | 0 | 0 | 0 | 0 | 0 | 0 | 0 | 0 | 0 | 0 | 0 | 0 | 0 | 0 | 0 | 0 | 0 | 0 | 0
F4_Commercial_Restaurant_Existing_Food Preparation_Natural Gas_Griddle_E7 | F4 | Commercial | Restaurant | Existing | Food Preparation | Natural Gas | Griddle | E7 | PCT BC Ratio | 0 | 0 | 0 | 0 | 0 | 0 | 0 | 0 | 0 | 0 | 0 | 0 | 0 | 0 | 0 | 0 | 0 | 0 | 0 | 0 | 0 | 0 | 0 | 0 | 0 | 0 | 0 | 0 | 0 | 0 | 0
F4_Commercial_Restaurant_Existing_Food Preparation_Natural Gas_Griddle_E8 | F4 | Commercial | Restaurant | Existing | Food Preparation | Natural Gas | Griddle | E8 | PCT BC Ratio | 0 | 0 | 0 | 0 | 0 | 0 | 0 | 0 | 0 | 0 | 0 | 0 | 0 | 0 | 0 | 0 | 0 | 0 | 0 | 0 | 0 | 0 | 0 | 0 | 0 | 0 | 0 | 0 | 0 | 0 | 0
F4_Commercial_Restaurant_Existing_Food Preparation_Natural Gas_Griddle_E9 | F4 | Commercial | Restaurant | Existing | Food Preparation | Natural Gas | Griddle | E9 | PCT BC Ratio | 0 | 0 | 0 | 0 | 0 | 0 | 0 | 0 | 0 | 0 | 0 | 0 | 0 | 0 | 0 | 0 | 0 | 0 | 0 | 0 | 0 | 0 | 0 | 0 | 0 | 0 | 0 | 0 | 0 | 0 | 0
F4_Commercial_Restaurant_Existing_Food Preparation_Natural Gas_Griddle_E10 | F4 | Commercial | Restaurant | Existing | Food Preparation | Natural Gas | Griddle | E10 | PCT BC Ratio | 0 | 0 | 0 | 0 | 0 | 0 | 0 | 0 | 0 | 0 | 0 | 0 | 0 | 0 | 0 | 0 | 0 | 0 | 0 | 0 | 0 | 0 | 0 | 0 | 0 | 0 | 0 | 0 | 0 | 0 | 0
F5_Commercial_Restaurant_Existing_Food Preparation_Natural Gas_Griddle_E1 | F5 | Commercial | Restaurant | Existing | Food Preparation | Natural Gas | Griddle | E1 | RIM BC Ratio | 0.9 | 0.9 | 0.9 | 0.9 | 0.9 | 0.9 | 0.9 | 0.9 | 0.9 | 0.9 | 0.9 | 0.9 | 0.9 | 0.9 | 0.9 | 0.9 | 0.9 | 0.9 | 0.9 | 0.9 | 0.9 | 0.9 | 0.9 | 0.9 | 0.9 | 0.9 | 0.9 | 0.9 | 0.9 | 0.9 | 0.9
F5_Commercial_Restaurant_Existing_Food Preparation_Natural Gas_Griddle_E2 | F5 | Commercial | Restaurant | Existing | Food Preparation | Natural Gas | Griddle | E2 | RIM BC Ratio | 0.56985 | 0.57261 | 0.57458 | 0.57358 | 0.57376 | 0.56303 | 0.55347 | 0.54784 | 0.54543 | 0.55227 | 0.56078 | 0.56914 | 0.55349 | 0.56413 | 0.56476 | 0.56384 | 0.56401 | 0.56457 | 0.56103 | 0.56318 | 0.56461 | 0.56659 | 0.5691 | 0.43237 | 0.42826 | 0.42432 | 0.42052 | 0.41685 | 0.41327 | 0.40976 | 0.4063
F5_Commercial_Restaurant_Existing_Food Preparation_Natural Gas_Griddle_E3 | F5 | Commercial | Restaurant | Existing | Food Preparation | Natural Gas | Griddle | E3 | RIM BC Ratio | 0 | 0 | 0 | 0 | 0 | 0 | 0 | 0 | 0 | 0 | 0 | 0 | 0 | 0 | 0 | 0 | 0 | 0 | 0 | 0 | 0 | 0 | 0 | 0 | 0 | 0 | 0 | 0 | 0 | 0 | 0
F5_Commercial_Restaurant_Existing_Food Preparation_Natural Gas_Griddle_E4 | F5 | Commercial | Restaurant | Existing | Food Preparation | Natural Gas | Griddle | E4 | RIM BC Ratio | 0 | 0 | 0 | 0 | 0 | 0 | 0 | 0 | 0 | 0 | 0 | 0 | 0 | 0 | 0 | 0 | 0 | 0 | 0 | 0 | 0 | 0 | 0 | 0 | 0 | 0 | 0 | 0 | 0 | 0 | 0
F5_Commercial_Restaurant_Existing_Food Preparation_Natural Gas_Griddle_E5 | F5 | Commercial | Restaurant | Existing | Food Preparation | Natural Gas | Griddle | E5 | RIM BC Ratio | 0 | 0 | 0 | 0 | 0 | 0 | 0 | 0 | 0 | 0 | 0 | 0 | 0 | 0 | 0 | 0 | 0 | 0 | 0 | 0 | 0 | 0 | 0 | 0 | 0 | 0 | 0 | 0 | 0 | 0 | 0
F5_Commercial_Restaurant_Existing_Food Preparation_Natural Gas_Griddle_E6 | F5 | Commercial | Restaurant | Existing | Food Preparation | Natural Gas | Griddle | E6 | RIM BC Ratio | 0 | 0 | 0 | 0 | 0 | 0 | 0 | 0 | 0 | 0 | 0 | 0 | 0 | 0 | 0 | 0 | 0 | 0 | 0 | 0 | 0 | 0 | 0 | 0 | 0 | 0 | 0 | 0 | 0 | 0 | 0
F5_Commercial_Restaurant_Existing_Food Preparation_Natural Gas_Griddle_E7 | F5 | Commercial | Restaurant | Existing | Food Preparation | Natural Gas | Griddle | E7 | RIM BC Ratio | 0 | 0 | 0 | 0 | 0 | 0 | 0 | 0 | 0 | 0 | 0 | 0 | 0 | 0 | 0 | 0 | 0 | 0 | 0 | 0 | 0 | 0 | 0 | 0 | 0 | 0 | 0 | 0 | 0 | 0 | 0
F5_Commercial_Restaurant_Existing_Food Preparation_Natural Gas_Griddle_E8 | F5 | Commercial | Restaurant | Existing | Food Preparation | Natural Gas | Griddle | E8 | RIM BC Ratio | 0 | 0 | 0 | 0 | 0 | 0 | 0 | 0 | 0 | 0 | 0 | 0 | 0 | 0 | 0 | 0 | 0 | 0 | 0 | 0 | 0 | 0 | 0 | 0 | 0 | 0 | 0 | 0 | 0 | 0 | 0
F5_Commercial_Restaurant_Existing_Food Preparation_Natural Gas_Griddle_E9 | F5 | Commercial | Restaurant | Existing | Food Preparation | Natural Gas | Griddle | E9 | RIM BC Ratio | 0 | 0 | 0 | 0 | 0 | 0 | 0 | 0 | 0 | 0 | 0 | 0 | 0 | 0 | 0 | 0 | 0 | 0 | 0 | 0 | 0 | 0 | 0 | 0 | 0 | 0 | 0 | 0 | 0 | 0 | 0
F5_Commercial_Restaurant_Existing_Food Preparation_Natural Gas_Griddle_E10 | F5 | Commercial | Restaurant | Existing | Food Preparation | Natural Gas | Griddle | E10 | RIM BC Ratio | 0 | 0 | 0 | 0 | 0 | 0 | 0 | 0 | 0 | 0 | 0 | 0 | 0 | 0 | 0 | 0 | 0 | 0 | 0 | 0 | 0 | 0 | 0 | 0 | 0 | 0 | 0 | 0 | 0 | 0 | 0
F0_Commercial_Restaurant_Existing_Food Preparation_Natural Gas_Range_E0 | F0 | Commercial | Restaurant | Existing | Food Preparation | Natural Gas | Range | E0 | Economic Unit | High Efficiency | High Efficiency | High Efficiency | High Efficiency | High Efficiency | High Efficiency | High Efficiency | High Efficiency | High Efficiency | High Efficiency | High Efficiency | High Efficiency | High Efficiency | High Efficiency | High Efficiency | High Efficiency | High Efficiency | High Efficiency | High Efficiency | High Efficiency | High Efficiency | High Efficiency | High Efficiency | High Efficiency | High Efficiency | High Efficiency | High Efficiency | High Efficiency | High Efficiency | High Efficiency | High Efficiency
F1_Commercial_Restaurant_Existing_Food Preparation_Natural Gas_Range_E1 | F1 | Commercial | Restaurant | Existing | Food Preparation | Natural Gas | Range | E1 | CCE | 0 | 0 | 0 | 0 | 0 | 0 | 0 | 0 | 0 | 0 | 0 | 0 | 0 | 0 | 0 | 0 | 0 | 0 | 0 | 0 | 0 | 0 | 0 | 0 | 0 | 0 | 0 | 0 | 0 | 0 | 0
F1_Commercial_Restaurant_Existing_Food Preparation_Natural Gas_Range_E2 | F1 | Commercial | Restaurant | Existing | Food Preparation | Natural Gas | Range | E2 | CCE | 9.6499e-06 | 9.277e-06 | 9.3212e-06 | 9.4186e-06 | 9.4186e-06 | 9.4186e-06 | 9.4186e-06 | 9.4186e-06 | 9.4186e-06 | 9.4186e-06 | 9.4186e-06 | 9.4186e-06 | 9.4186e-06 | 9.4186e-06 | 9.4186e-06 | 9.4186e-06 | 9.4186e-06 | 9.4186e-06 | 9.4186e-06 | 9.4186e-06 | 9.4186e-06 | 9.4186e-06 | 9.4186e-06 | 9.4186e-06 | 9.4186e-06 | 9.4186e-06 | 9.4186e-06 | 9.4186e-06 | 9.4186e-06 | 9.4186e-06 | 9.4186e-06
F1_Commercial_Restaurant_Existing_Food Preparation_Natural Gas_Range_E3 | F1 | Commercial | Restaurant | Existing | Food Preparation | Natural Gas | Range | E3 | CCE | 0 | 0 | 0 | 0 | 0 | 0 | 0 | 0 | 0 | 0 | 0 | 0 | 0 | 0 | 0 | 0 | 0 | 0 | 0 | 0 | 0 | 0 | 0 | 0 | 0 | 0 | 0 | 0 | 0 | 0 | 0
F1_Commercial_Restaurant_Existing_Food Preparation_Natural Gas_Range_E4 | F1 | Commercial | Restaurant | Existing | Food Preparation | Natural Gas | Range | E4 | CCE | 0 | 0 | 0 | 0 | 0 | 0 | 0 | 0 | 0 | 0 | 0 | 0 | 0 | 0 | 0 | 0 | 0 | 0 | 0 | 0 | 0 | 0 | 0 | 0 | 0 | 0 | 0 | 0 | 0 | 0 | 0
F1_Commercial_Restaurant_Existing_Food Preparation_Natural Gas_Range_E5 | F1 | Commercial | Restaurant | Existing | Food Preparation | Natural Gas | Range | E5 | CCE | 0 | 0 | 0 | 0 | 0 | 0 | 0 | 0 | 0 | 0 | 0 | 0 | 0 | 0 | 0 | 0 | 0 | 0 | 0 | 0 | 0 | 0 | 0 | 0 | 0 | 0 | 0 | 0 | 0 | 0 | 0
F1_Commercial_Restaurant_Existing_Food Preparation_Natural Gas_Range_E6 | F1 | Commercial | Restaurant | Existing | Food Preparation | Natural Gas | Range | E6 | CCE | 0 | 0 | 0 | 0 | 0 | 0 | 0 | 0 | 0 | 0 | 0 | 0 | 0 | 0 | 0 | 0 | 0 | 0 | 0 | 0 | 0 | 0 | 0 | 0 | 0 | 0 | 0 | 0 | 0 | 0 | 0
F1_Commercial_Restaurant_Existing_Food Preparation_Natural Gas_Range_E7 | F1 | Commercial | Restaurant | Existing | Food Preparation | Natural Gas | Range | E7 | CCE | 0 | 0 | 0 | 0 | 0 | 0 | 0 | 0 | 0 | 0 | 0 | 0 | 0 | 0 | 0 | 0 | 0 | 0 | 0 | 0 | 0 | 0 | 0 | 0 | 0 | 0 | 0 | 0 | 0 | 0 | 0
F1_Commercial_Restaurant_Existing_Food Preparation_Natural Gas_Range_E8 | F1 | Commercial | Restaurant | Existing | Food Preparation | Natural Gas | Range | E8 | CCE | 0 | 0 | 0 | 0 | 0 | 0 | 0 | 0 | 0 | 0 | 0 | 0 | 0 | 0 | 0 | 0 | 0 | 0 | 0 | 0 | 0 | 0 | 0 | 0 | 0 | 0 | 0 | 0 | 0 | 0 | 0
F1_Commercial_Restaurant_Existing_Food Preparation_Natural Gas_Range_E9 | F1 | Commercial | Restaurant | Existing | Food Preparation | Natural Gas | Range | E9 | CCE | 0 | 0 | 0 | 0 | 0 | 0 | 0 | 0 | 0 | 0 | 0 | 0 | 0 | 0 | 0 | 0 | 0 | 0 | 0 | 0 | 0 | 0 | 0 | 0 | 0 | 0 | 0 | 0 | 0 | 0 | 0
F1_Commercial_Restaurant_Existing_Food Preparation_Natural Gas_Range_E10 | F1 | Commercial | Restaurant | Existing | Food Preparation | Natural Gas | Range | E10 | CCE | 0 | 0 | 0 | 0 | 0 | 0 | 0 | 0 | 0 | 0 | 0 | 0 | 0 | 0 | 0 | 0 | 0 | 0 | 0 | 0 | 0 | 0 | 0 | 0 | 0 | 0 | 0 | 0 | 0 | 0 | 0
F2_Commercial_Restaurant_Existing_Food Preparation_Natural Gas_Range_E1 | F2 | Commercial | Restaurant | Existing | Food Preparation | Natural Gas | Range | E1 | TRC BC Ratio | 0.9 | 0.9 | 0.9 | 0.9 | 0.9 | 0.9 | 0.9 | 0.9 | 0.9 | 0.9 | 0.9 | 0.9 | 0.9 | 0.9 | 0.9 | 0.9 | 0.9 | 0.9 | 0.9 | 0.9 | 0.9 | 0.9 | 0.9 | 0.9 | 0.9 | 0.9 | 0.9 | 0.9 | 0.9 | 0.9 | 0.9
F2_Commercial_Restaurant_Existing_Food Preparation_Natural Gas_Range_E2 | F2 | Commercial | Restaurant | Existing | Food Preparation | Natural Gas | Range | E2 | TRC BC Ratio | 1057.5122 | 1078.4736 | 1093.4653 | 1109.7176 | 1133.061 | 1061.5651 | 1005.6887 | 976.305 | 965.7499 | 949.553 | 938.6219 | 988.3561 | 884.5366 | 945.4449 | 1023.6163 | 1099.6016 | 1102.4375 | 1107.7013 | 1086.5344 | 1101.6349 | 1112.2016 | 1126.4659 | 1144.3937 | 539.0652 | 528.311 | 518.2462 | 508.7709 | 499.7846 | 491.2032 | 482.9519 | 474.9797
F2_Commercial_Restaurant_Existing_Food Preparation_Natural Gas_Range_E3 | F2 | Commercial | Restaurant | Existing | Food Preparation | Natural Gas | Range | E3 | TRC BC Ratio | 0 | 0 | 0 | 0 | 0 | 0 | 0 | 0 | 0 | 0 | 0 | 0 | 0 | 0 | 0 | 0 | 0 | 0 | 0 | 0 | 0 | 0 | 0 | 0 | 0 | 0 | 0 | 0 | 0 | 0 | 0
F2_Commercial_Restaurant_Existing_Food Preparation_Natural Gas_Range_E4 | F2 | Commercial | Restaurant | Existing | Food Preparation | Natural Gas | Range | E4 | TRC BC Ratio | 0 | 0 | 0 | 0 | 0 | 0 | 0 | 0 | 0 | 0 | 0 | 0 | 0 | 0 | 0 | 0 | 0 | 0 | 0 | 0 | 0 | 0 | 0 | 0 | 0 | 0 | 0 | 0 | 0 | 0 | 0
F2_Commercial_Restaurant_Existing_Food Preparation_Natural Gas_Range_E5 | F2 | Commercial | Restaurant | Existing | Food Preparation | Natural Gas | Range | E5 | TRC BC Ratio | 0 | 0 | 0 | 0 | 0 | 0 | 0 | 0 | 0 | 0 | 0 | 0 | 0 | 0 | 0 | 0 | 0 | 0 | 0 | 0 | 0 | 0 | 0 | 0 | 0 | 0 | 0 | 0 | 0 | 0 | 0
F2_Commercial_Restaurant_Existing_Food Preparation_Natural Gas_Range_E6 | F2 | Commercial | Restaurant | Existing | Food Preparation | Natural Gas | Range | E6 | TRC BC Ratio | 0 | 0 | 0 | 0 | 0 | 0 | 0 | 0 | 0 | 0 | 0 | 0 | 0 | 0 | 0 | 0 | 0 | 0 | 0 | 0 | 0 | 0 | 0 | 0 | 0 | 0 | 0 | 0 | 0 | 0 | 0
F2_Commercial_Restaurant_Existing_Food Preparation_Natural Gas_Range_E7 | F2 | Commercial | Restaurant | Existing | Food Preparation | Natural Gas | Range | E7 | TRC BC Ratio | 0 | 0 | 0 | 0 | 0 | 0 | 0 | 0 | 0 | 0 | 0 | 0 | 0 | 0 | 0 | 0 | 0 | 0 | 0 | 0 | 0 | 0 | 0 | 0 | 0 | 0 | 0 | 0 | 0 | 0 | 0
F2_Commercial_Restaurant_Existing_Food Preparation_Natural Gas_Range_E8 | F2 | Commercial | Restaurant | Existing | Food Preparation | Natural Gas | Range | E8 | TRC BC Ratio | 0 | 0 | 0 | 0 | 0 | 0 | 0 | 0 | 0 | 0 | 0 | 0 | 0 | 0 | 0 | 0 | 0 | 0 | 0 | 0 | 0 | 0 | 0 | 0 | 0 | 0 | 0 | 0 | 0 | 0 | 0
F2_Commercial_Restaurant_Existing_Food Preparation_Natural Gas_Range_E9 | F2 | Commercial | Restaurant | Existing | Food Preparation | Natural Gas | Range | E9 | TRC BC Ratio | 0 | 0 | 0 | 0 | 0 | 0 | 0 | 0 | 0 | 0 | 0 | 0 | 0 | 0 | 0 | 0 | 0 | 0 | 0 | 0 | 0 | 0 | 0 | 0 | 0 | 0 | 0 | 0 | 0 | 0 | 0
F2_Commercial_Restaurant_Existing_Food Preparation_Natural Gas_Range_E10 | F2 | Commercial | Restaurant | Existing | Food Preparation | Natural Gas | Range | E10 | TRC BC Ratio | 0 | 0 | 0 | 0 | 0 | 0 | 0 | 0 | 0 | 0 | 0 | 0 | 0 | 0 | 0 | 0 | 0 | 0 | 0 | 0 | 0 | 0 | 0 | 0 | 0 | 0 | 0 | 0 | 0 | 0 | 0
F3_Commercial_Restaurant_Existing_Food Preparation_Natural Gas_Range_E1 | F3 | Commercial | Restaurant | Existing | Food Preparation | Natural Gas | Range | E1 | PACT BC Ratio | 0.9 | 0.9 | 0.9 | 0.9 | 0.9 | 0.9 | 0.9 | 0.9 | 0.9 | 0.9 | 0.9 | 0.9 | 0.9 | 0.9 | 0.9 | 0.9 | 0.9 | 0.9 | 0.9 | 0.9 | 0.9 | 0.9 | 0.9 | 0.9 | 0.9 | 0.9 | 0.9 | 0.9 | 0.9 | 0.9 | 0.9
F3_Commercial_Restaurant_Existing_Food Preparation_Natural Gas_Range_E2 | F3 | Commercial | Restaurant | Existing | Food Preparation | Natural Gas | Range | E2 | PACT BC Ratio | 1057.5122 | 1078.4736 | 1093.4653 | 1109.7176 | 1133.061 | 1061.5651 | 1005.6887 | 976.305 | 965.7499 | 949.553 | 938.6219 | 988.3561 | 884.5366 | 945.4449 | 1023.6163 | 1099.6016 | 1102.4375 | 1107.7013 | 1086.5344 | 1101.6349 | 1112.2016 | 1126.4659 | 1144.3937 | 539.0652 | 528.311 | 518.2462 | 508.7709 | 499.7846 | 491.2032 | 482.9519 | 474.9797
F3_Commercial_Restaurant_Existing_Food Preparation_Natural Gas_Range_E3 | F3 | Commercial | Restaurant | Existing | Food Preparation | Natural Gas | Range | E3 | PACT BC Ratio | 0 | 0 | 0 | 0 | 0 | 0 | 0 | 0 | 0 | 0 | 0 | 0 | 0 | 0 | 0 | 0 | 0 | 0 | 0 | 0 | 0 | 0 | 0 | 0 | 0 | 0 | 0 | 0 | 0 | 0 | 0
F3_Commercial_Restaurant_Existing_Food Preparation_Natural Gas_Range_E4 | F3 | Commercial | Restaurant | Existing | Food Preparation | Natural Gas | Range | E4 | PACT BC Ratio | 0 | 0 | 0 | 0 | 0 | 0 | 0 | 0 | 0 | 0 | 0 | 0 | 0 | 0 | 0 | 0 | 0 | 0 | 0 | 0 | 0 | 0 | 0 | 0 | 0 | 0 | 0 | 0 | 0 | 0 | 0
F3_Commercial_Restaurant_Existing_Food Preparation_Natural Gas_Range_E5 | F3 | Commercial | Restaurant | Existing | Food Preparation | Natural Gas | Range | E5 | PACT BC Ratio | 0 | 0 | 0 | 0 | 0 | 0 | 0 | 0 | 0 | 0 | 0 | 0 | 0 | 0 | 0 | 0 | 0 | 0 | 0 | 0 | 0 | 0 | 0 | 0 | 0 | 0 | 0 | 0 | 0 | 0 | 0
F3_Commercial_Restaurant_Existing_Food Preparation_Natural Gas_Range_E6 | F3 | Commercial | Restaurant | Existing | Food Preparation | Natural Gas | Range | E6 | PACT BC Ratio | 0 | 0 | 0 | 0 | 0 | 0 | 0 | 0 | 0 | 0 | 0 | 0 | 0 | 0 | 0 | 0 | 0 | 0 | 0 | 0 | 0 | 0 | 0 | 0 | 0 | 0 | 0 | 0 | 0 | 0 | 0
F3_Commercial_Restaurant_Existing_Food Preparation_Natural Gas_Range_E7 | F3 | Commercial | Restaurant | Existing | Food Preparation | Natural Gas | Range | E7 | PACT BC Ratio | 0 | 0 | 0 | 0 | 0 | 0 | 0 | 0 | 0 | 0 | 0 | 0 | 0 | 0 | 0 | 0 | 0 | 0 | 0 | 0 | 0 | 0 | 0 | 0 | 0 | 0 | 0 | 0 | 0 | 0 | 0
F3_Commercial_Restaurant_Existing_Food Preparation_Natural Gas_Range_E8 | F3 | Commercial | Restaurant | Existing | Food Preparation | Natural Gas | Range | E8 | PACT BC Ratio | 0 | 0 | 0 | 0 | 0 | 0 | 0 | 0 | 0 | 0 | 0 | 0 | 0 | 0 | 0 | 0 | 0 | 0 | 0 | 0 | 0 | 0 | 0 | 0 | 0 | 0 | 0 | 0 | 0 | 0 | 0
F3_Commercial_Restaurant_Existing_Food Preparation_Natural Gas_Range_E9 | F3 | Commercial | Restaurant | Existing | Food Preparation | Natural Gas | Range | E9 | PACT BC Ratio | 0 | 0 | 0 | 0 | 0 | 0 | 0 | 0 | 0 | 0 | 0 | 0 | 0 | 0 | 0 | 0 | 0 | 0 | 0 | 0 | 0 | 0 | 0 | 0 | 0 | 0 | 0 | 0 | 0 | 0 | 0
F3_Commercial_Restaurant_Existing_Food Preparation_Natural Gas_Range_E10 | F3 | Commercial | Restaurant | Existing | Food Preparation | Natural Gas | Range | E10 | PACT BC Ratio | 0 | 0 | 0 | 0 | 0 | 0 | 0 | 0 | 0 | 0 | 0 | 0 | 0 | 0 | 0 | 0 | 0 | 0 | 0 | 0 | 0 | 0 | 0 | 0 | 0 | 0 | 0 | 0 | 0 | 0 | 0
F4_Commercial_Restaurant_Existing_Food Preparation_Natural Gas_Range_E1 | F4 | Commercial | Restaurant | Existing | Food Preparation | Natural Gas | Range | E1 | PCT BC Ratio | 0.9 | 0.9 | 0.9 | 0.9 | 0.9 | 0.9 | 0.9 | 0.9 | 0.9 | 0.9 | 0.9 | 0.9 | 0.9 | 0.9 | 0.9 | 0.9 | 0.9 | 0.9 | 0.9 | 0.9 | 0.9 | 0.9 | 0.9 | 0.9 | 0.9 | 0.9 | 0.9 | 0.9 | 0.9 | 0.9 | 0.9
F4_Commercial_Restaurant_Existing_Food Preparation_Natural Gas_Range_E2 | F4 | Commercial | Restaurant | Existing | Food Preparation | Natural Gas | Range | E2 | PCT BC Ratio | 2661.6339 | 2714.3714 | 2752.0895 | 2792.9794 | 2851.7097 | 2671.8307 | 2531.2492 | 2457.3217 | 2430.7657 | 2390.0152 | 2362.5134 | 2487.6415 | 2226.4381 | 2379.6796 | 2576.3539 | 2767.528 | 2774.663 | 2787.9063 | 2734.6519 | 2772.6439 | 2799.2289 | 2835.117 | 2880.2223 | 1357.254 | 1330.197 | 1304.8747 | 1281.0353 | 1258.4265 | 1236.8363 | 1216.0765 | 1196.0188
F4_Commercial_Restaurant_Existing_Food Preparation_Natural Gas_Range_E3 | F4 | Commercial | Restaurant | Existing | Food Preparation | Natural Gas | Range | E3 | PCT BC Ratio | 0 | 0 | 0 | 0 | 0 | 0 | 0 | 0 | 0 | 0 | 0 | 0 | 0 | 0 | 0 | 0 | 0 | 0 | 0 | 0 | 0 | 0 | 0 | 0 | 0 | 0 | 0 | 0 | 0 | 0 | 0
F4_Commercial_Restaurant_Existing_Food Preparation_Natural Gas_Range_E4 | F4 | Commercial | Restaurant | Existing | Food Preparation | Natural Gas | Range | E4 | PCT BC Ratio | 0 | 0 | 0 | 0 | 0 | 0 | 0 | 0 | 0 | 0 | 0 | 0 | 0 | 0 | 0 | 0 | 0 | 0 | 0 | 0 | 0 | 0 | 0 | 0 | 0 | 0 | 0 | 0 | 0 | 0 | 0
F4_Commercial_Restaurant_Existing_Food Preparation_Natural Gas_Range_E5 | F4 | Commercial | Restaurant | Existing | Food Preparation | Natural Gas | Range | E5 | PCT BC Ratio | 0 | 0 | 0 | 0 | 0 | 0 | 0 | 0 | 0 | 0 | 0 | 0 | 0 | 0 | 0 | 0 | 0 | 0 | 0 | 0 | 0 | 0 | 0 | 0 | 0 | 0 | 0 | 0 | 0 | 0 | 0
F4_Commercial_Restaurant_Existing_Food Preparation_Natural Gas_Range_E6 | F4 | Commercial | Restaurant | Existing | Food Preparation | Natural Gas | Range | E6 | PCT BC Ratio | 0 | 0 | 0 | 0 | 0 | 0 | 0 | 0 | 0 | 0 | 0 | 0 | 0 | 0 | 0 | 0 | 0 | 0 | 0 | 0 | 0 | 0 | 0 | 0 | 0 | 0 | 0 | 0 | 0 | 0 | 0
F4_Commercial_Restaurant_Existing_Food Preparation_Natural Gas_Range_E7 | F4 | Commercial | Restaurant | Existing | Food Preparation | Natural Gas | Range | E7 | PCT BC Ratio | 0 | 0 | 0 | 0 | 0 | 0 | 0 | 0 | 0 | 0 | 0 | 0 | 0 | 0 | 0 | 0 | 0 | 0 | 0 | 0 | 0 | 0 | 0 | 0 | 0 | 0 | 0 | 0 | 0 | 0 | 0
F4_Commercial_Restaurant_Existing_Food Preparation_Natural Gas_Range_E8 | F4 | Commercial | Restaurant | Existing | Food Preparation | Natural Gas | Range | E8 | PCT BC Ratio | 0 | 0 | 0 | 0 | 0 | 0 | 0 | 0 | 0 | 0 | 0 | 0 | 0 | 0 | 0 | 0 | 0 | 0 | 0 | 0 | 0 | 0 | 0 | 0 | 0 | 0 | 0 | 0 | 0 | 0 | 0
F4_Commercial_Restaurant_Existing_Food Preparation_Natural Gas_Range_E9 | F4 | Commercial | Restaurant | Existing | Food Preparation | Natural Gas | Range | E9 | PCT BC Ratio | 0 | 0 | 0 | 0 | 0 | 0 | 0 | 0 | 0 | 0 | 0 | 0 | 0 | 0 | 0 | 0 | 0 | 0 | 0 | 0 | 0 | 0 | 0 | 0 | 0 | 0 | 0 | 0 | 0 | 0 | 0
F4_Commercial_Restaurant_Existing_Food Preparation_Natural Gas_Range_E10 | F4 | Commercial | Restaurant | Existing | Food Preparation | Natural Gas | Range | E10 | PCT BC Ratio | 0 | 0 | 0 | 0 | 0 | 0 | 0 | 0 | 0 | 0 | 0 | 0 | 0 | 0 | 0 | 0 | 0 | 0 | 0 | 0 | 0 | 0 | 0 | 0 | 0 | 0 | 0 | 0 | 0 | 0 | 0
F5_Commercial_Restaurant_Existing_Food Preparation_Natural Gas_Range_E1 | F5 | Commercial | Restaurant | Existing | Food Preparation | Natural Gas | Range | E1 | RIM BC Ratio | 0.9 | 0.9 | 0.9 | 0.9 | 0.9 | 0.9 | 0.9 | 0.9 | 0.9 | 0.9 | 0.9 | 0.9 | 0.9 | 0.9 | 0.9 | 0.9 | 0.9 | 0.9 | 0.9 | 0.9 | 0.9 | 0.9 | 0.9 | 0.9 | 0.9 | 0.9 | 0.9 | 0.9 | 0.9 | 0.9 | 0.9
F5_Commercial_Restaurant_Existing_Food Preparation_Natural Gas_Range_E2 | F5 | Commercial | Restaurant | Existing | Food Preparation | Natural Gas | Range | E2 | RIM BC Ratio | 0.83402 | 0.83403 | 0.83404 | 0.83405 | 0.83406 | 0.83402 | 0.83399 | 0.83397 | 0.83396 | 0.83395 | 0.83394 | 0.83397 | 0.83389 | 0.83394 | 0.834 | 0.83405 | 0.83405 | 0.83405 | 0.83404 | 0.83405 | 0.83405 | 0.83406 | 0.83407 | 0.83339 | 0.83336 | 0.83334 | 0.83331 | 0.83329 | 0.83326 | 0.83324 | 0.83321
F5_Commercial_Restaurant_Existing_Food Preparation_Natural Gas_Range_E3 | F5 | Commercial | Restaurant | Existing | Food Preparation | Natural Gas | Range | E3 | RIM BC Ratio | 0 | 0 | 0 | 0 | 0 | 0 | 0 | 0 | 0 | 0 | 0 | 0 | 0 | 0 | 0 | 0 | 0 | 0 | 0 | 0 | 0 | 0 | 0 | 0 | 0 | 0 | 0 | 0 | 0 | 0 | 0
F5_Commercial_Restaurant_Existing_Food Preparation_Natural Gas_Range_E4 | F5 | Commercial | Restaurant | Existing | Food Preparation | Natural Gas | Range | E4 | RIM BC Ratio | 0 | 0 | 0 | 0 | 0 | 0 | 0 | 0 | 0 | 0 | 0 | 0 | 0 | 0 | 0 | 0 | 0 | 0 | 0 | 0 | 0 | 0 | 0 | 0 | 0 | 0 | 0 | 0 | 0 | 0 | 0
F5_Commercial_Restaurant_Existing_Food Preparation_Natural Gas_Range_E5 | F5 | Commercial | Restaurant | Existing | Food Preparation | Natural Gas | Range | E5 | RIM BC Ratio | 0 | 0 | 0 | 0 | 0 | 0 | 0 | 0 | 0 | 0 | 0 | 0 | 0 | 0 | 0 | 0 | 0 | 0 | 0 | 0 | 0 | 0 | 0 | 0 | 0 | 0 | 0 | 0 | 0 | 0 | 0
F5_Commercial_Restaurant_Existing_Food Preparation_Natural Gas_Range_E6 | F5 | Commercial | Restaurant | Existing | Food Preparation | Natural Gas | Range | E6 | RIM BC Ratio | 0 | 0 | 0 | 0 | 0 | 0 | 0 | 0 | 0 | 0 | 0 | 0 | 0 | 0 | 0 | 0 | 0 | 0 | 0 | 0 | 0 | 0 | 0 | 0 | 0 | 0 | 0 | 0 | 0 | 0 | 0
F5_Commercial_Restaurant_Existing_Food Preparation_Natural Gas_Range_E7 | F5 | Commercial | Restaurant | Existing | Food Preparation | Natural Gas | Range | E7 | RIM BC Ratio | 0 | 0 | 0 | 0 | 0 | 0 | 0 | 0 | 0 | 0 | 0 | 0 | 0 | 0 | 0 | 0 | 0 | 0 | 0 | 0 | 0 | 0 | 0 | 0 | 0 | 0 | 0 | 0 | 0 | 0 | 0
F5_Commercial_Restaurant_Existing_Food Preparation_Natural Gas_Range_E8 | F5 | Commercial | Restaurant | Existing | Food Preparation | Natural Gas | Range | E8 | RIM BC Ratio | 0 | 0 | 0 | 0 | 0 | 0 | 0 | 0 | 0 | 0 | 0 | 0 | 0 | 0 | 0 | 0 | 0 | 0 | 0 | 0 | 0 | 0 | 0 | 0 | 0 | 0 | 0 | 0 | 0 | 0 | 0
F5_Commercial_Restaurant_Existing_Food Preparation_Natural Gas_Range_E9 | F5 | Commercial | Restaurant | Existing | Food Preparation | Natural Gas | Range | E9 | RIM BC Ratio | 0 | 0 | 0 | 0 | 0 | 0 | 0 | 0 | 0 | 0 | 0 | 0 | 0 | 0 | 0 | 0 | 0 | 0 | 0 | 0 | 0 | 0 | 0 | 0 | 0 | 0 | 0 | 0 | 0 | 0 | 0
F5_Commercial_Restaurant_Existing_Food Preparation_Natural Gas_Range_E10 | F5 | Commercial | Restaurant | Existing | Food Preparation | Natural Gas | Range | E10 | RIM BC Ratio | 0 | 0 | 0 | 0 | 0 | 0 | 0 | 0 | 0 | 0 | 0 | 0 | 0 | 0 | 0 | 0 | 0 | 0 | 0 | 0 | 0 | 0 | 0 | 0 | 0 | 0 | 0 | 0 | 0 | 0 | 0
F0_Commercial_Restaurant_Existing_Food Preparation_Natural Gas_Steamer_E0 | F0 | Commercial | Restaurant | Existing | Food Preparation | Natural Gas | Steamer | E0 | Economic Unit | ENERGY STAR | ENERGY STAR | ENERGY STAR | ENERGY STAR | ENERGY STAR | ENERGY STAR | ENERGY STAR | ENERGY STAR | ENERGY STAR | ENERGY STAR | ENERGY STAR | ENERGY STAR | ENERGY STAR | ENERGY STAR | ENERGY STAR | ENERGY STAR | ENERGY STAR | ENERGY STAR | ENERGY STAR | ENERGY STAR | ENERGY STAR | ENERGY STAR | ENERGY STAR | ENERGY STAR | ENERGY STAR | ENERGY STAR | ENERGY STAR | ENERGY STAR | ENERGY STAR | ENERGY STAR | ENERGY STAR
F1_Commercial_Restaurant_Existing_Food Preparation_Natural Gas_Steamer_E1 | F1 | Commercial | Restaurant | Existing | Food Preparation | Natural Gas | Steamer | E1 | CCE | 0 | 0 | 0 | 0 | 0 | 0 | 0 | 0 | 0 | 0 | 0 | 0 | 0 | 0 | 0 | 0 | 0 | 0 | 0 | 0 | 0 | 0 | 0 | 0 | 0 | 0 | 0 | 0 | 0 | 0 | 0
F1_Commercial_Restaurant_Existing_Food Preparation_Natural Gas_Steamer_E2 | F1 | Commercial | Restaurant | Existing | Food Preparation | Natural Gas | Steamer | E2 | CCE | 0.0020223 | 0.0019441 | 0.0019534 | 0 | 0 | 0 | 0 | 0 | 0 | 0 | 0 | 0 | 0 | 0 | 0 | 0 | 0 | 0 | 0 | 0 | 0 | 0 | 0 | 0 | 0 | 0 | 0 | 0 | 0 | 0 | 0
F1_Commercial_Restaurant_Existing_Food Preparation_Natural Gas_Steamer_E3 | F1 | Commercial | Restaurant | Existing | Food Preparation | Natural Gas | Steamer | E3 | CCE | 0 | 0 | 0 | 0 | 0 | 0 | 0 | 0 | 0 | 0 | 0 | 0 | 0 | 0 | 0 | 0 | 0 | 0 | 0 | 0 | 0 | 0 | 0 | 0 | 0 | 0 | 0 | 0 | 0 | 0 | 0
F1_Commercial_Restaurant_Existing_Food Preparation_Natural Gas_Steamer_E4 | F1 | Commercial | Restaurant | Existing | Food Preparation | Natural Gas | Steamer | E4 | CCE | 0 | 0 | 0 | 0 | 0 | 0 | 0 | 0 | 0 | 0 | 0 | 0 | 0 | 0 | 0 | 0 | 0 | 0 | 0 | 0 | 0 | 0 | 0 | 0 | 0 | 0 | 0 | 0 | 0 | 0 | 0
F1_Commercial_Restaurant_Existing_Food Preparation_Natural Gas_Steamer_E5 | F1 | Commercial | Restaurant | Existing | Food Preparation | Natural Gas | Steamer | E5 | CCE | 0 | 0 | 0 | 0 | 0 | 0 | 0 | 0 | 0 | 0 | 0 | 0 | 0 | 0 | 0 | 0 | 0 | 0 | 0 | 0 | 0 | 0 | 0 | 0 | 0 | 0 | 0 | 0 | 0 | 0 | 0
F1_Commercial_Restaurant_Existing_Food Preparation_Natural Gas_Steamer_E6 | F1 | Commercial | Restaurant | Existing | Food Preparation | Natural Gas | Steamer | E6 | CCE | 0 | 0 | 0 | 0 | 0 | 0 | 0 | 0 | 0 | 0 | 0 | 0 | 0 | 0 | 0 | 0 | 0 | 0 | 0 | 0 | 0 | 0 | 0 | 0 | 0 | 0 | 0 | 0 | 0 | 0 | 0
F1_Commercial_Restaurant_Existing_Food Preparation_Natural Gas_Steamer_E7 | F1 | Commercial | Restaurant | Existing | Food Preparation | Natural Gas | Steamer | E7 | CCE | 0 | 0 | 0 | 0 | 0 | 0 | 0 | 0 | 0 | 0 | 0 | 0 | 0 | 0 | 0 | 0 | 0 | 0 | 0 | 0 | 0 | 0 | 0 | 0 | 0 | 0 | 0 | 0 | 0 | 0 | 0
F1_Commercial_Restaurant_Existing_Food Preparation_Natural Gas_Steamer_E8 | F1 | Commercial | Restaurant | Existing | Food Preparation | Natural Gas | Steamer | E8 | CCE | 0 | 0 | 0 | 0 | 0 | 0 | 0 | 0 | 0 | 0 | 0 | 0 | 0 | 0 | 0 | 0 | 0 | 0 | 0 | 0 | 0 | 0 | 0 | 0 | 0 | 0 | 0 | 0 | 0 | 0 | 0
F1_Commercial_Restaurant_Existing_Food Preparation_Natural Gas_Steamer_E9 | F1 | Commercial | Restaurant | Existing | Food Preparation | Natural Gas | Steamer | E9 | CCE | 0 | 0 | 0 | 0 | 0 | 0 | 0 | 0 | 0 | 0 | 0 | 0 | 0 | 0 | 0 | 0 | 0 | 0 | 0 | 0 | 0 | 0 | 0 | 0 | 0 | 0 | 0 | 0 | 0 | 0 | 0
F1_Commercial_Restaurant_Existing_Food Preparation_Natural Gas_Steamer_E10 | F1 | Commercial | Restaurant | Existing | Food Preparation | Natural Gas | Steamer | E10 | CCE | 0 | 0 | 0 | 0 | 0 | 0 | 0 | 0 | 0 | 0 | 0 | 0 | 0 | 0 | 0 | 0 | 0 | 0 | 0 | 0 | 0 | 0 | 0 | 0 | 0 | 0 | 0 | 0 | 0 | 0 | 0
F2_Commercial_Restaurant_Existing_Food Preparation_Natural Gas_Steamer_E1 | F2 | Commercial | Restaurant | Existing | Food Preparation | Natural Gas | Steamer | E1 | TRC BC Ratio | 0.9 | 0.9 | 0.9 | 0 | 0 | 0 | 0 | 0 | 0 | 0 | 0 | 0 | 0 | 0 | 0 | 0 | 0 | 0 | 0 | 0 | 0 | 0 | 0 | 0 | 0 | 0 | 0 | 0 | 0 | 0 | 0
F2_Commercial_Restaurant_Existing_Food Preparation_Natural Gas_Steamer_E2 | F2 | Commercial | Restaurant | Existing | Food Preparation | Natural Gas | Steamer | E2 | TRC BC Ratio | 5.0195 | 5.062 | 5.0865 | 0.9 | 0.9 | 0.9 | 0.9 | 0.9 | 0.9 | 0.9 | 0.9 | 0.9 | 0.9 | 0.9 | 0.9 | 0.9 | 0.9 | 0.9 | 0.9 | 0.9 | 0.9 | 0.9 | 0.9 | 0.9 | 0.9 | 0.9 | 0.9 | 0.9 | 0.9 | 0.9 | 0.9
F2_Commercial_Restaurant_Existing_Food Preparation_Natural Gas_Steamer_E3 | F2 | Commercial | Restaurant | Existing | Food Preparation | Natural Gas | Steamer | E3 | TRC BC Ratio | 0 | 0 | 0 | 0 | 0 | 0 | 0 | 0 | 0 | 0 | 0 | 0 | 0 | 0 | 0 | 0 | 0 | 0 | 0 | 0 | 0 | 0 | 0 | 0 | 0 | 0 | 0 | 0 | 0 | 0 | 0
F2_Commercial_Restaurant_Existing_Food Preparation_Natural Gas_Steamer_E4 | F2 | Commercial | Restaurant | Existing | Food Preparation | Natural Gas | Steamer | E4 | TRC BC Ratio | 0 | 0 | 0 | 0 | 0 | 0 | 0 | 0 | 0 | 0 | 0 | 0 | 0 | 0 | 0 | 0 | 0 | 0 | 0 | 0 | 0 | 0 | 0 | 0 | 0 | 0 | 0 | 0 | 0 | 0 | 0
F2_Commercial_Restaurant_Existing_Food Preparation_Natural Gas_Steamer_E5 | F2 | Commercial | Restaurant | Existing | Food Preparation | Natural Gas | Steamer | E5 | TRC BC Ratio | 0 | 0 | 0 | 0 | 0 | 0 | 0 | 0 | 0 | 0 | 0 | 0 | 0 | 0 | 0 | 0 | 0 | 0 | 0 | 0 | 0 | 0 | 0 | 0 | 0 | 0 | 0 | 0 | 0 | 0 | 0
F2_Commercial_Restaurant_Existing_Food Preparation_Natural Gas_Steamer_E6 | F2 | Commercial | Restaurant | Existing | Food Preparation | Natural Gas | Steamer | E6 | TRC BC Ratio | 0 | 0 | 0 | 0 | 0 | 0 | 0 | 0 | 0 | 0 | 0 | 0 | 0 | 0 | 0 | 0 | 0 | 0 | 0 | 0 | 0 | 0 | 0 | 0 | 0 | 0 | 0 | 0 | 0 | 0 | 0
F2_Commercial_Restaurant_Existing_Food Preparation_Natural Gas_Steamer_E7 | F2 | Commercial | Restaurant | Existing | Food Preparation | Natural Gas | Steamer | E7 | TRC BC Ratio | 0 | 0 | 0 | 0 | 0 | 0 | 0 | 0 | 0 | 0 | 0 | 0 | 0 | 0 | 0 | 0 | 0 | 0 | 0 | 0 | 0 | 0 | 0 | 0 | 0 | 0 | 0 | 0 | 0 | 0 | 0
F2_Commercial_Restaurant_Existing_Food Preparation_Natural Gas_Steamer_E8 | F2 | Commercial | Restaurant | Existing | Food Preparation | Natural Gas | Steamer | E8 | TRC BC Ratio | 0 | 0 | 0 | 0 | 0 | 0 | 0 | 0 | 0 | 0 | 0 | 0 | 0 | 0 | 0 | 0 | 0 | 0 | 0 | 0 | 0 | 0 | 0 | 0 | 0 | 0 | 0 | 0 | 0 | 0 | 0
F2_Commercial_Restaurant_Existing_Food Preparation_Natural Gas_Steamer_E9 | F2 | Commercial | Restaurant | Existing | Food Preparation | Natural Gas | Steamer | E9 | TRC BC Ratio | 0 | 0 | 0 | 0 | 0 | 0 | 0 | 0 | 0 | 0 | 0 | 0 | 0 | 0 | 0 | 0 | 0 | 0 | 0 | 0 | 0 | 0 | 0 | 0 | 0 | 0 | 0 | 0 | 0 | 0 | 0
F2_Commercial_Restaurant_Existing_Food Preparation_Natural Gas_Steamer_E10 | F2 | Commercial | Restaurant | Existing | Food Preparation | Natural Gas | Steamer | E10 | TRC BC Ratio | 0 | 0 | 0 | 0 | 0 | 0 | 0 | 0 | 0 | 0 | 0 | 0 | 0 | 0 | 0 | 0 | 0 | 0 | 0 | 0 | 0 | 0 | 0 | 0 | 0 | 0 | 0 | 0 | 0 | 0 | 0
F3_Commercial_Restaurant_Existing_Food Preparation_Natural Gas_Steamer_E1 | F3 | Commercial | Restaurant | Existing | Food Preparation | Natural Gas | Steamer | E1 | PACT BC Ratio | 0.9 | 0.9 | 0.9 | 0 | 0 | 0 | 0 | 0 | 0 | 0 | 0 | 0 | 0 | 0 | 0 | 0 | 0 | 0 | 0 | 0 | 0 | 0 | 0 | 0 | 0 | 0 | 0 | 0 | 0 | 0 | 0
F3_Commercial_Restaurant_Existing_Food Preparation_Natural Gas_Steamer_E2 | F3 | Commercial | Restaurant | Existing | Food Preparation | Natural Gas | Steamer | E2 | PACT BC Ratio | 5.4356 | 5.4817 | 5.5082 | 0.9 | 0.9 | 0.9 | 0.9 | 0.9 | 0.9 | 0.9 | 0.9 | 0.9 | 0.9 | 0.9 | 0.9 | 0.9 | 0.9 | 0.9 | 0.9 | 0.9 | 0.9 | 0.9 | 0.9 | 0.9 | 0.9 | 0.9 | 0.9 | 0.9 | 0.9 | 0.9 | 0.9
F3_Commercial_Restaurant_Existing_Food Preparation_Natural Gas_Steamer_E3 | F3 | Commercial | Restaurant | Existing | Food Preparation | Natural Gas | Steamer | E3 | PACT BC Ratio | 0 | 0 | 0 | 0 | 0 | 0 | 0 | 0 | 0 | 0 | 0 | 0 | 0 | 0 | 0 | 0 | 0 | 0 | 0 | 0 | 0 | 0 | 0 | 0 | 0 | 0 | 0 | 0 | 0 | 0 | 0
F3_Commercial_Restaurant_Existing_Food Preparation_Natural Gas_Steamer_E4 | F3 | Commercial | Restaurant | Existing | Food Preparation | Natural Gas | Steamer | E4 | PACT BC Ratio | 0 | 0 | 0 | 0 | 0 | 0 | 0 | 0 | 0 | 0 | 0 | 0 | 0 | 0 | 0 | 0 | 0 | 0 | 0 | 0 | 0 | 0 | 0 | 0 | 0 | 0 | 0 | 0 | 0 | 0 | 0
F3_Commercial_Restaurant_Existing_Food Preparation_Natural Gas_Steamer_E5 | F3 | Commercial | Restaurant | Existing | Food Preparation | Natural Gas | Steamer | E5 | PACT BC Ratio | 0 | 0 | 0 | 0 | 0 | 0 | 0 | 0 | 0 | 0 | 0 | 0 | 0 | 0 | 0 | 0 | 0 | 0 | 0 | 0 | 0 | 0 | 0 | 0 | 0 | 0 | 0 | 0 | 0 | 0 | 0
F3_Commercial_Restaurant_Existing_Food Preparation_Natural Gas_Steamer_E6 | F3 | Commercial | Restaurant | Existing | Food Preparation | Natural Gas | Steamer | E6 | PACT BC Ratio | 0 | 0 | 0 | 0 | 0 | 0 | 0 | 0 | 0 | 0 | 0 | 0 | 0 | 0 | 0 | 0 | 0 | 0 | 0 | 0 | 0 | 0 | 0 | 0 | 0 | 0 | 0 | 0 | 0 | 0 | 0
F3_Commercial_Restaurant_Existing_Food Preparation_Natural Gas_Steamer_E7 | F3 | Commercial | Restaurant | Existing | Food Preparation | Natural Gas | Steamer | E7 | PACT BC Ratio | 0 | 0 | 0 | 0 | 0 | 0 | 0 | 0 | 0 | 0 | 0 | 0 | 0 | 0 | 0 | 0 | 0 | 0 | 0 | 0 | 0 | 0 | 0 | 0 | 0 | 0 | 0 | 0 | 0 | 0 | 0
F3_Commercial_Restaurant_Existing_Food Preparation_Natural Gas_Steamer_E8 | F3 | Commercial | Restaurant | Existing | Food Preparation | Natural Gas | Steamer | E8 | PACT BC Ratio | 0 | 0 | 0 | 0 | 0 | 0 | 0 | 0 | 0 | 0 | 0 | 0 | 0 | 0 | 0 | 0 | 0 | 0 | 0 | 0 | 0 | 0 | 0 | 0 | 0 | 0 | 0 | 0 | 0 | 0 | 0
F3_Commercial_Restaurant_Existing_Food Preparation_Natural Gas_Steamer_E9 | F3 | Commercial | Restaurant | Existing | Food Preparation | Natural Gas | Steamer | E9 | PACT BC Ratio | 0 | 0 | 0 | 0 | 0 | 0 | 0 | 0 | 0 | 0 | 0 | 0 | 0 | 0 | 0 | 0 | 0 | 0 | 0 | 0 | 0 | 0 | 0 | 0 | 0 | 0 | 0 | 0 | 0 | 0 | 0
F3_Commercial_Restaurant_Existing_Food Preparation_Natural Gas_Steamer_E10 | F3 | Commercial | Restaurant | Existing | Food Preparation | Natural Gas | Steamer | E10 | PACT BC Ratio | 0 | 0 | 0 | 0 | 0 | 0 | 0 | 0 | 0 | 0 | 0 | 0 | 0 | 0 | 0 | 0 | 0 | 0 | 0 | 0 | 0 | 0 | 0 | 0 | 0 | 0 | 0 | 0 | 0 | 0 | 0
F4_Commercial_Restaurant_Existing_Food Preparation_Natural Gas_Steamer_E1 | F4 | Commercial | Restaurant | Existing | Food Preparation | Natural Gas | Steamer | E1 | PCT BC Ratio | 0.9 | 0.9 | 0.9 | 0 | 0 | 0 | 0 | 0 | 0 | 0 | 0 | 0 | 0 | 0 | 0 | 0 | 0 | 0 | 0 | 0 | 0 | 0 | 0 | 0 | 0 | 0 | 0 | 0 | 0 | 0 | 0
F4_Commercial_Restaurant_Existing_Food Preparation_Natural Gas_Steamer_E2 | F4 | Commercial | Restaurant | Existing | Food Preparation | Natural Gas | Steamer | E2 | PCT BC Ratio | 12.4994 | 12.5981 | 12.6548 | 0.9 | 0.9 | 0.9 | 0.9 | 0.9 | 0.9 | 0.9 | 0.9 | 0.9 | 0.9 | 0.9 | 0.9 | 0.9 | 0.9 | 0.9 | 0.9 | 0.9 | 0.9 | 0.9 | 0.9 | 0.9 | 0.9 | 0.9 | 0.9 | 0.9 | 0.9 | 0.9 | 0.9
F4_Commercial_Restaurant_Existing_Food Preparation_Natural Gas_Steamer_E3 | F4 | Commercial | Restaurant | Existing | Food Preparation | Natural Gas | Steamer | E3 | PCT BC Ratio | 0 | 0 | 0 | 0 | 0 | 0 | 0 | 0 | 0 | 0 | 0 | 0 | 0 | 0 | 0 | 0 | 0 | 0 | 0 | 0 | 0 | 0 | 0 | 0 | 0 | 0 | 0 | 0 | 0 | 0 | 0
F4_Commercial_Restaurant_Existing_Food Preparation_Natural Gas_Steamer_E4 | F4 | Commercial | Restaurant | Existing | Food Preparation | Natural Gas | Steamer | E4 | PCT BC Ratio | 0 | 0 | 0 | 0 | 0 | 0 | 0 | 0 | 0 | 0 | 0 | 0 | 0 | 0 | 0 | 0 | 0 | 0 | 0 | 0 | 0 | 0 | 0 | 0 | 0 | 0 | 0 | 0 | 0 | 0 | 0
F4_Commercial_Restaurant_Existing_Food Preparation_Natural Gas_Steamer_E5 | F4 | Commercial | Restaurant | Existing | Food Preparation | Natural Gas | Steamer | E5 | PCT BC Ratio | 0 | 0 | 0 | 0 | 0 | 0 | 0 | 0 | 0 | 0 | 0 | 0 | 0 | 0 | 0 | 0 | 0 | 0 | 0 | 0 | 0 | 0 | 0 | 0 | 0 | 0 | 0 | 0 | 0 | 0 | 0
F4_Commercial_Restaurant_Existing_Food Preparation_Natural Gas_Steamer_E6 | F4 | Commercial | Restaurant | Existing | Food Preparation | Natural Gas | Steamer | E6 | PCT BC Ratio | 0 | 0 | 0 | 0 | 0 | 0 | 0 | 0 | 0 | 0 | 0 | 0 | 0 | 0 | 0 | 0 | 0 | 0 | 0 | 0 | 0 | 0 | 0 | 0 | 0 | 0 | 0 | 0 | 0 | 0 | 0
F4_Commercial_Restaurant_Existing_Food Preparation_Natural Gas_Steamer_E7 | F4 | Commercial | Restaurant | Existing | Food Preparation | Natural Gas | Steamer | E7 | PCT BC Ratio | 0 | 0 | 0 | 0 | 0 | 0 | 0 | 0 | 0 | 0 | 0 | 0 | 0 | 0 | 0 | 0 | 0 | 0 | 0 | 0 | 0 | 0 | 0 | 0 | 0 | 0 | 0 | 0 | 0 | 0 | 0
F4_Commercial_Restaurant_Existing_Food Preparation_Natural Gas_Steamer_E8 | F4 | Commercial | Restaurant | Existing | Food Preparation | Natural Gas | Steamer | E8 | PCT BC Ratio | 0 | 0 | 0 | 0 | 0 | 0 | 0 | 0 | 0 | 0 | 0 | 0 | 0 | 0 | 0 | 0 | 0 | 0 | 0 | 0 | 0 | 0 | 0 | 0 | 0 | 0 | 0 | 0 | 0 | 0 | 0
F4_Commercial_Restaurant_Existing_Food Preparation_Natural Gas_Steamer_E9 | F4 | Commercial | Restaurant | Existing | Food Preparation | Natural Gas | Steamer | E9 | PCT BC Ratio | 0 | 0 | 0 | 0 | 0 | 0 | 0 | 0 | 0 | 0 | 0 | 0 | 0 | 0 | 0 | 0 | 0 | 0 | 0 | 0 | 0 | 0 | 0 | 0 | 0 | 0 | 0 | 0 | 0 | 0 | 0
F4_Commercial_Restaurant_Existing_Food Preparation_Natural Gas_Steamer_E10 | F4 | Commercial | Restaurant | Existing | Food Preparation | Natural Gas | Steamer | E10 | PCT BC Ratio | 0 | 0 | 0 | 0 | 0 | 0 | 0 | 0 | 0 | 0 | 0 | 0 | 0 | 0 | 0 | 0 | 0 | 0 | 0 | 0 | 0 | 0 | 0 | 0 | 0 | 0 | 0 | 0 | 0 | 0 | 0
F5_Commercial_Restaurant_Existing_Food Preparation_Natural Gas_Steamer_E1 | F5 | Commercial | Restaurant | Existing | Food Preparation | Natural Gas | Steamer | E1 | RIM BC Ratio | 0.9 | 0.9 | 0.9 | 0 | 0 | 0 | 0 | 0 | 0 | 0 | 0 | 0 | 0 | 0 | 0 | 0 | 0 | 0 | 0 | 0 | 0 | 0 | 0 | 0 | 0 | 0 | 0 | 0 | 0 | 0 | 0
F5_Commercial_Restaurant_Existing_Food Preparation_Natural Gas_Steamer_E2 | F5 | Commercial | Restaurant | Existing | Food Preparation | Natural Gas | Steamer | E2 | RIM BC Ratio | 0.72357 | 0.72438 | 0.72484 | 0.9 | 0.9 | 0.9 | 0.9 | 0.9 | 0.9 | 0.9 | 0.9 | 0.9 | 0.9 | 0.9 | 0.9 | 0.9 | 0.9 | 0.9 | 0.9 | 0.9 | 0.9 | 0.9 | 0.9 | 0.9 | 0.9 | 0.9 | 0.9 | 0.9 | 0.9 | 0.9 | 0.9
F5_Commercial_Restaurant_Existing_Food Preparation_Natural Gas_Steamer_E3 | F5 | Commercial | Restaurant | Existing | Food Preparation | Natural Gas | Steamer | E3 | RIM BC Ratio | 0 | 0 | 0 | 0 | 0 | 0 | 0 | 0 | 0 | 0 | 0 | 0 | 0 | 0 | 0 | 0 | 0 | 0 | 0 | 0 | 0 | 0 | 0 | 0 | 0 | 0 | 0 | 0 | 0 | 0 | 0
F5_Commercial_Restaurant_Existing_Food Preparation_Natural Gas_Steamer_E4 | F5 | Commercial | Restaurant | Existing | Food Preparation | Natural Gas | Steamer | E4 | RIM BC Ratio | 0 | 0 | 0 | 0 | 0 | 0 | 0 | 0 | 0 | 0 | 0 | 0 | 0 | 0 | 0 | 0 | 0 | 0 | 0 | 0 | 0 | 0 | 0 | 0 | 0 | 0 | 0 | 0 | 0 | 0 | 0
F5_Commercial_Restaurant_Existing_Food Preparation_Natural Gas_Steamer_E5 | F5 | Commercial | Restaurant | Existing | Food Preparation | Natural Gas | Steamer | E5 | RIM BC Ratio | 0 | 0 | 0 | 0 | 0 | 0 | 0 | 0 | 0 | 0 | 0 | 0 | 0 | 0 | 0 | 0 | 0 | 0 | 0 | 0 | 0 | 0 | 0 | 0 | 0 | 0 | 0 | 0 | 0 | 0 | 0
F5_Commercial_Restaurant_Existing_Food Preparation_Natural Gas_Steamer_E6 | F5 | Commercial | Restaurant | Existing | Food Preparation | Natural Gas | Steamer | E6 | RIM BC Ratio | 0 | 0 | 0 | 0 | 0 | 0 | 0 | 0 | 0 | 0 | 0 | 0 | 0 | 0 | 0 | 0 | 0 | 0 | 0 | 0 | 0 | 0 | 0 | 0 | 0 | 0 | 0 | 0 | 0 | 0 | 0
F5_Commercial_Restaurant_Existing_Food Preparation_Natural Gas_Steamer_E7 | F5 | Commercial | Restaurant | Existing | Food Preparation | Natural Gas | Steamer | E7 | RIM BC Ratio | 0 | 0 | 0 | 0 | 0 | 0 | 0 | 0 | 0 | 0 | 0 | 0 | 0 | 0 | 0 | 0 | 0 | 0 | 0 | 0 | 0 | 0 | 0 | 0 | 0 | 0 | 0 | 0 | 0 | 0 | 0
F5_Commercial_Restaurant_Existing_Food Preparation_Natural Gas_Steamer_E8 | F5 | Commercial | Restaurant | Existing | Food Preparation | Natural Gas | Steamer | E8 | RIM BC Ratio | 0 | 0 | 0 | 0 | 0 | 0 | 0 | 0 | 0 | 0 | 0 | 0 | 0 | 0 | 0 | 0 | 0 | 0 | 0 | 0 | 0 | 0 | 0 | 0 | 0 | 0 | 0 | 0 | 0 | 0 | 0
F5_Commercial_Restaurant_Existing_Food Preparation_Natural Gas_Steamer_E9 | F5 | Commercial | Restaurant | Existing | Food Preparation | Natural Gas | Steamer | E9 | RIM BC Ratio | 0 | 0 | 0 | 0 | 0 | 0 | 0 | 0 | 0 | 0 | 0 | 0 | 0 | 0 | 0 | 0 | 0 | 0 | 0 | 0 | 0 | 0 | 0 | 0 | 0 | 0 | 0 | 0 | 0 | 0 | 0
F5_Commercial_Restaurant_Existing_Food Preparation_Natural Gas_Steamer_E10 | F5 | Commercial | Restaurant | Existing | Food Preparation | Natural Gas | Steamer | E10 | RIM BC Ratio | 0 | 0 | 0 | 0 | 0 | 0 | 0 | 0 | 0 | 0 | 0 | 0 | 0 | 0 | 0 | 0 | 0 | 0 | 0 | 0 | 0 | 0 | 0 | 0 | 0 | 0 | 0 | 0 | 0 | 0 | 0
F0_Commercial_Restaurant_Existing_Food Preparation_Natural Gas_Food Prep Other_E0 | F0 | Commercial | Restaurant | Existing | Food Preparation | Natural Gas | Food Prep Other | E0 | Economic Unit | ENERGY STAR | ENERGY STAR | ENERGY STAR | ENERGY STAR | ENERGY STAR | ENERGY STAR | ENERGY STAR | ENERGY STAR | ENERGY STAR | ENERGY STAR | ENERGY STAR | ENERGY STAR | ENERGY STAR | ENERGY STAR | ENERGY STAR | ENERGY STAR | ENERGY STAR | ENERGY STAR | ENERGY STAR | ENERGY STAR | ENERGY STAR | ENERGY STAR | ENERGY STAR | Standard | Standard | Standard | Standard | Standard | Standard | Standard | Standard
F1_Commercial_Restaurant_Existing_Food Preparation_Natural Gas_Food Prep Other_E1 | F1 | Commercial | Restaurant | Existing | Food Preparation | Natural Gas | Food Prep Other | E1 | CCE | 0 | 0 | 0 | 0 | 0 | 0 | 0 | 0 | 0 | 0 | 0 | 0 | 0 | 0 | 0 | 0 | 0 | 0 | 0 | 0 | 0 | 0 | 0 | 0 | 0 | 0 | 0 | 0 | 0 | 0 | 0
F1_Commercial_Restaurant_Existing_Food Preparation_Natural Gas_Food Prep Other_E2 | F1 | Commercial | Restaurant | Existing | Food Preparation | Natural Gas | Food Prep Other | E2 | CCE | 0.15845 | 0.15233 | 0.15306 | 0.15466 | 0.15466 | 0.15466 | 0.15466 | 0.15466 | 0.15466 | 0.15466 | 0.15466 | 0.15466 | 0.15466 | 0.15466 | 0.15466 | 0.15466 | 0.15466 | 0.15466 | 0.15466 | 0.15466 | 0.15466 | 0.15466 | 0.15466 | 0.15466 | 0.15466 | 0.15466 | 0.15466 | 0.15466 | 0.15466 | 0.15466 | 0.15466
F1_Commercial_Restaurant_Existing_Food Preparation_Natural Gas_Food Prep Other_E3 | F1 | Commercial | Restaurant | Existing | Food Preparation | Natural Gas | Food Prep Other | E3 | CCE | 0 | 0 | 0 | 0 | 0 | 0 | 0 | 0 | 0 | 0 | 0 | 0 | 0 | 0 | 0 | 0 | 0 | 0 | 0 | 0 | 0 | 0 | 0 | 0 | 0 | 0 | 0 | 0 | 0 | 0 | 0
F1_Commercial_Restaurant_Existing_Food Preparation_Natural Gas_Food Prep Other_E4 | F1 | Commercial | Restaurant | Existing | Food Preparation | Natural Gas | Food Prep Other | E4 | CCE | 0 | 0 | 0 | 0 | 0 | 0 | 0 | 0 | 0 | 0 | 0 | 0 | 0 | 0 | 0 | 0 | 0 | 0 | 0 | 0 | 0 | 0 | 0 | 0 | 0 | 0 | 0 | 0 | 0 | 0 | 0
F1_Commercial_Restaurant_Existing_Food Preparation_Natural Gas_Food Prep Other_E5 | F1 | Commercial | Restaurant | Existing | Food Preparation | Natural Gas | Food Prep Other | E5 | CCE | 0 | 0 | 0 | 0 | 0 | 0 | 0 | 0 | 0 | 0 | 0 | 0 | 0 | 0 | 0 | 0 | 0 | 0 | 0 | 0 | 0 | 0 | 0 | 0 | 0 | 0 | 0 | 0 | 0 | 0 | 0
F1_Commercial_Restaurant_Existing_Food Preparation_Natural Gas_Food Prep Other_E6 | F1 | Commercial | Restaurant | Existing | Food Preparation | Natural Gas | Food Prep Other | E6 | CCE | 0 | 0 | 0 | 0 | 0 | 0 | 0 | 0 | 0 | 0 | 0 | 0 | 0 | 0 | 0 | 0 | 0 | 0 | 0 | 0 | 0 | 0 | 0 | 0 | 0 | 0 | 0 | 0 | 0 | 0 | 0
F1_Commercial_Restaurant_Existing_Food Preparation_Natural Gas_Food Prep Other_E7 | F1 | Commercial | Restaurant | Existing | Food Preparation | Natural Gas | Food Prep Other | E7 | CCE | 0 | 0 | 0 | 0 | 0 | 0 | 0 | 0 | 0 | 0 | 0 | 0 | 0 | 0 | 0 | 0 | 0 | 0 | 0 | 0 | 0 | 0 | 0 | 0 | 0 | 0 | 0 | 0 | 0 | 0 | 0
F1_Commercial_Restaurant_Existing_Food Preparation_Natural Gas_Food Prep Other_E8 | F1 | Commercial | Restaurant | Existing | Food Preparation | Natural Gas | Food Prep Other | E8 | CCE | 0 | 0 | 0 | 0 | 0 | 0 | 0 | 0 | 0 | 0 | 0 | 0 | 0 | 0 | 0 | 0 | 0 | 0 | 0 | 0 | 0 | 0 | 0 | 0 | 0 | 0 | 0 | 0 | 0 | 0 | 0
F1_Commercial_Restaurant_Existing_Food Preparation_Natural Gas_Food Prep Other_E9 | F1 | Commercial | Restaurant | Existing | Food Preparation | Natural Gas | Food Prep Other | E9 | CCE | 0 | 0 | 0 | 0 | 0 | 0 | 0 | 0 | 0 | 0 | 0 | 0 | 0 | 0 | 0 | 0 | 0 | 0 | 0 | 0 | 0 | 0 | 0 | 0 | 0 | 0 | 0 | 0 | 0 | 0 | 0
F1_Commercial_Restaurant_Existing_Food Preparation_Natural Gas_Food Prep Other_E10 | F1 | Commercial | Restaurant | Existing | Food Preparation | Natural Gas | Food Prep Other | E10 | CCE | 0 | 0 | 0 | 0 | 0 | 0 | 0 | 0 | 0 | 0 | 0 | 0 | 0 | 0 | 0 | 0 | 0 | 0 | 0 | 0 | 0 | 0 | 0 | 0 | 0 | 0 | 0 | 0 | 0 | 0 | 0
F2_Commercial_Restaurant_Existing_Food Preparation_Natural Gas_Food Prep Other_E1 | F2 | Commercial | Restaurant | Existing | Food Preparation | Natural Gas | Food Prep Other | E1 | TRC BC Ratio | 0.9 | 0.9 | 0.9 | 0.9 | 0.9 | 0.9 | 0.9 | 0.9 | 0.9 | 0.9 | 0.9 | 0.9 | 0.9 | 0.9 | 0.9 | 0.9 | 0.9 | 0.9 | 0.9 | 0.9 | 0.9 | 0.9 | 0.9 | 0.9 | 0.9 | 0.9 | 0.9 | 0.9 | 0.9 | 0.9 | 0.9
F2_Commercial_Restaurant_Existing_Food Preparation_Natural Gas_Food Prep Other_E2 | F2 | Commercial | Restaurant | Existing | Food Preparation | Natural Gas | Food Prep Other | E2 | TRC BC Ratio | 0.064402 | 0.065679 | 0.066592 | 0.067581 | 0.069003 | 0.064649 | 0.061246 | 0.059457 | 0.058814 | 0.057827 | 0.057162 | 0.060191 | 0.053868 | 0.057577 | 0.062338 | 0.066965 | 0.067138 | 0.067459 | 0.06617 | 0.067089 | 0.067733 | 0.068601 | 0.069693 | 0.032829 | 0.032174 | 0.031561 | 0.030984 | 0.030437 | 0.029914 | 0.029412 | 0.028926
F2_Commercial_Restaurant_Existing_Food Preparation_Natural Gas_Food Prep Other_E3 | F2 | Commercial | Restaurant | Existing | Food Preparation | Natural Gas | Food Prep Other | E3 | TRC BC Ratio | 0 | 0 | 0 | 0 | 0 | 0 | 0 | 0 | 0 | 0 | 0 | 0 | 0 | 0 | 0 | 0 | 0 | 0 | 0 | 0 | 0 | 0 | 0 | 0 | 0 | 0 | 0 | 0 | 0 | 0 | 0
F2_Commercial_Restaurant_Existing_Food Preparation_Natural Gas_Food Prep Other_E4 | F2 | Commercial | Restaurant | Existing | Food Preparation | Natural Gas | Food Prep Other | E4 | TRC BC Ratio | 0 | 0 | 0 | 0 | 0 | 0 | 0 | 0 | 0 | 0 | 0 | 0 | 0 | 0 | 0 | 0 | 0 | 0 | 0 | 0 | 0 | 0 | 0 | 0 | 0 | 0 | 0 | 0 | 0 | 0 | 0
F2_Commercial_Restaurant_Existing_Food Preparation_Natural Gas_Food Prep Other_E5 | F2 | Commercial | Restaurant | Existing | Food Preparation | Natural Gas | Food Prep Other | E5 | TRC BC Ratio | 0 | 0 | 0 | 0 | 0 | 0 | 0 | 0 | 0 | 0 | 0 | 0 | 0 | 0 | 0 | 0 | 0 | 0 | 0 | 0 | 0 | 0 | 0 | 0 | 0 | 0 | 0 | 0 | 0 | 0 | 0
F2_Commercial_Restaurant_Existing_Food Preparation_Natural Gas_Food Prep Other_E6 | F2 | Commercial | Restaurant | Existing | Food Preparation | Natural Gas | Food Prep Other | E6 | TRC BC Ratio | 0 | 0 | 0 | 0 | 0 | 0 | 0 | 0 | 0 | 0 | 0 | 0 | 0 | 0 | 0 | 0 | 0 | 0 | 0 | 0 | 0 | 0 | 0 | 0 | 0 | 0 | 0 | 0 | 0 | 0 | 0
F2_Commercial_Restaurant_Existing_Food Preparation_Natural Gas_Food Prep Other_E7 | F2 | Commercial | Restaurant | Existing | Food Preparation | Natural Gas | Food Prep Other | E7 | TRC BC Ratio | 0 | 0 | 0 | 0 | 0 | 0 | 0 | 0 | 0 | 0 | 0 | 0 | 0 | 0 | 0 | 0 | 0 | 0 | 0 | 0 | 0 | 0 | 0 | 0 | 0 | 0 | 0 | 0 | 0 | 0 | 0
F2_Commercial_Restaurant_Existing_Food Preparation_Natural Gas_Food Prep Other_E8 | F2 | Commercial | Restaurant | Existing | Food Preparation | Natural Gas | Food Prep Other | E8 | TRC BC Ratio | 0 | 0 | 0 | 0 | 0 | 0 | 0 | 0 | 0 | 0 | 0 | 0 | 0 | 0 | 0 | 0 | 0 | 0 | 0 | 0 | 0 | 0 | 0 | 0 | 0 | 0 | 0 | 0 | 0 | 0 | 0
F2_Commercial_Restaurant_Existing_Food Preparation_Natural Gas_Food Prep Other_E9 | F2 | Commercial | Restaurant | Existing | Food Preparation | Natural Gas | Food Prep Other | E9 | TRC BC Ratio | 0 | 0 | 0 | 0 | 0 | 0 | 0 | 0 | 0 | 0 | 0 | 0 | 0 | 0 | 0 | 0 | 0 | 0 | 0 | 0 | 0 | 0 | 0 | 0 | 0 | 0 | 0 | 0 | 0 | 0 | 0
F2_Commercial_Restaurant_Existing_Food Preparation_Natural Gas_Food Prep Other_E10 | F2 | Commercial | Restaurant | Existing | Food Preparation | Natural Gas | Food Prep Other | E10 | TRC BC Ratio | 0 | 0 | 0 | 0 | 0 | 0 | 0 | 0 | 0 | 0 | 0 | 0 | 0 | 0 | 0 | 0 | 0 | 0 | 0 | 0 | 0 | 0 | 0 | 0 | 0 | 0 | 0 | 0 | 0 | 0 | 0
F3_Commercial_Restaurant_Existing_Food Preparation_Natural Gas_Food Prep Other_E1 | F3 | Commercial | Restaurant | Existing | Food Preparation | Natural Gas | Food Prep Other | E1 | PACT BC Ratio | 0.9 | 0.9 | 0.9 | 0.9 | 0.9 | 0.9 | 0.9 | 0.9 | 0.9 | 0.9 | 0.9 | 0.9 | 0.9 | 0.9 | 0.9 | 0.9 | 0.9 | 0.9 | 0.9 | 0.9 | 0.9 | 0.9 | 0.9 | 0.9 | 0.9 | 0.9 | 0.9 | 0.9 | 0.9 | 0.9 | 0.9
F3_Commercial_Restaurant_Existing_Food Preparation_Natural Gas_Food Prep Other_E2 | F3 | Commercial | Restaurant | Existing | Food Preparation | Natural Gas | Food Prep Other | E2 | PACT BC Ratio | 1.1369 | 1.1594 | 1.1755 | 1.193 | 1.2181 | 1.1412 | 1.0812 | 1.0496 | 1.0382 | 1.0208 | 1.0091 | 1.0625 | 0.95093 | 1.0164 | 1.1004 | 1.1821 | 1.1852 | 1.1908 | 1.1681 | 1.1843 | 1.1957 | 1.211 | 1.2303 | 0.57953 | 0.56797 | 0.55715 | 0.54696 | 0.5373 | 0.52807 | 0.5192 | 0.51063
F3_Commercial_Restaurant_Existing_Food Preparation_Natural Gas_Food Prep Other_E3 | F3 | Commercial | Restaurant | Existing | Food Preparation | Natural Gas | Food Prep Other | E3 | PACT BC Ratio | 0 | 0 | 0 | 0 | 0 | 0 | 0 | 0 | 0 | 0 | 0 | 0 | 0 | 0 | 0 | 0 | 0 | 0 | 0 | 0 | 0 | 0 | 0 | 0 | 0 | 0 | 0 | 0 | 0 | 0 | 0
F3_Commercial_Restaurant_Existing_Food Preparation_Natural Gas_Food Prep Other_E4 | F3 | Commercial | Restaurant | Existing | Food Preparation | Natural Gas | Food Prep Other | E4 | PACT BC Ratio | 0 | 0 | 0 | 0 | 0 | 0 | 0 | 0 | 0 | 0 | 0 | 0 | 0 | 0 | 0 | 0 | 0 | 0 | 0 | 0 | 0 | 0 | 0 | 0 | 0 | 0 | 0 | 0 | 0 | 0 | 0
F3_Commercial_Restaurant_Existing_Food Preparation_Natural Gas_Food Prep Other_E5 | F3 | Commercial | Restaurant | Existing | Food Preparation | Natural Gas | Food Prep Other | E5 | PACT BC Ratio | 0 | 0 | 0 | 0 | 0 | 0 | 0 | 0 | 0 | 0 | 0 | 0 | 0 | 0 | 0 | 0 | 0 | 0 | 0 | 0 | 0 | 0 | 0 | 0 | 0 | 0 | 0 | 0 | 0 | 0 | 0
F3_Commercial_Restaurant_Existing_Food Preparation_Natural Gas_Food Prep Other_E6 | F3 | Commercial | Restaurant | Existing | Food Preparation | Natural Gas | Food Prep Other | E6 | PACT BC Ratio | 0 | 0 | 0 | 0 | 0 | 0 | 0 | 0 | 0 | 0 | 0 | 0 | 0 | 0 | 0 | 0 | 0 | 0 | 0 | 0 | 0 | 0 | 0 | 0 | 0 | 0 | 0 | 0 | 0 | 0 | 0
F3_Commercial_Restaurant_Existing_Food Preparation_Natural Gas_Food Prep Other_E7 | F3 | Commercial | Restaurant | Existing | Food Preparation | Natural Gas | Food Prep Other | E7 | PACT BC Ratio | 0 | 0 | 0 | 0 | 0 | 0 | 0 | 0 | 0 | 0 | 0 | 0 | 0 | 0 | 0 | 0 | 0 | 0 | 0 | 0 | 0 | 0 | 0 | 0 | 0 | 0 | 0 | 0 | 0 | 0 | 0
F3_Commercial_Restaurant_Existing_Food Preparation_Natural Gas_Food Prep Other_E8 | F3 | Commercial | Restaurant | Existing | Food Preparation | Natural Gas | Food Prep Other | E8 | PACT BC Ratio | 0 | 0 | 0 | 0 | 0 | 0 | 0 | 0 | 0 | 0 | 0 | 0 | 0 | 0 | 0 | 0 | 0 | 0 | 0 | 0 | 0 | 0 | 0 | 0 | 0 | 0 | 0 | 0 | 0 | 0 | 0
F3_Commercial_Restaurant_Existing_Food Preparation_Natural Gas_Food Prep Other_E9 | F3 | Commercial | Restaurant | Existing | Food Preparation | Natural Gas | Food Prep Other | E9 | PACT BC Ratio | 0 | 0 | 0 | 0 | 0 | 0 | 0 | 0 | 0 | 0 | 0 | 0 | 0 | 0 | 0 | 0 | 0 | 0 | 0 | 0 | 0 | 0 | 0 | 0 | 0 | 0 | 0 | 0 | 0 | 0 | 0
F3_Commercial_Restaurant_Existing_Food Preparation_Natural Gas_Food Prep Other_E10 | F3 | Commercial | Restaurant | Existing | Food Preparation | Natural Gas | Food Prep Other | E10 | PACT BC Ratio | 0 | 0 | 0 | 0 | 0 | 0 | 0 | 0 | 0 | 0 | 0 | 0 | 0 | 0 | 0 | 0 | 0 | 0 | 0 | 0 | 0 | 0 | 0 | 0 | 0 | 0 | 0 | 0 | 0 | 0 | 0
F4_Commercial_Restaurant_Existing_Food Preparation_Natural Gas_Food Prep Other_E1 | F4 | Commercial | Restaurant | Existing | Food Preparation | Natural Gas | Food Prep Other | E1 | PCT BC Ratio | 0.9 | 0.9 | 0.9 | 0.9 | 0.9 | 0.9 | 0.9 | 0.9 | 0.9 | 0.9 | 0.9 | 0.9 | 0.9 | 0.9 | 0.9 | 0.9 | 0.9 | 0.9 | 0.9 | 0.9 | 0.9 | 0.9 | 0.9 | 0.9 | 0.9 | 0.9 | 0.9 | 0.9 | 0.9 | 0.9 | 0.9
F4_Commercial_Restaurant_Existing_Food Preparation_Natural Gas_Food Prep Other_E2 | F4 | Commercial | Restaurant | Existing | Food Preparation | Natural Gas | Food Prep Other | E2 | PCT BC Ratio | 0.10732 | 0.10889 | 0.11002 | 0.11124 | 0.113 | 0.10762 | 0.10342 | 0.10121 | 0.10042 | 0.0992 | 0.098378 | 0.10212 | 0.094311 | 0.098891 | 0.10477 | 0.11048 | 0.1107 | 0.11109 | 0.1095 | 0.11064 | 0.11143 | 0.1125 | 0.11385 | 0.068334 | 0.067525 | 0.066768 | 0.066056 | 0.06538 | 0.064735 | 0.064115 | 0.063515
F4_Commercial_Restaurant_Existing_Food Preparation_Natural Gas_Food Prep Other_E3 | F4 | Commercial | Restaurant | Existing | Food Preparation | Natural Gas | Food Prep Other | E3 | PCT BC Ratio | 0 | 0 | 0 | 0 | 0 | 0 | 0 | 0 | 0 | 0 | 0 | 0 | 0 | 0 | 0 | 0 | 0 | 0 | 0 | 0 | 0 | 0 | 0 | 0 | 0 | 0 | 0 | 0 | 0 | 0 | 0
F4_Commercial_Restaurant_Existing_Food Preparation_Natural Gas_Food Prep Other_E4 | F4 | Commercial | Restaurant | Existing | Food Preparation | Natural Gas | Food Prep Other | E4 | PCT BC Ratio | 0 | 0 | 0 | 0 | 0 | 0 | 0 | 0 | 0 | 0 | 0 | 0 | 0 | 0 | 0 | 0 | 0 | 0 | 0 | 0 | 0 | 0 | 0 | 0 | 0 | 0 | 0 | 0 | 0 | 0 | 0
F4_Commercial_Restaurant_Existing_Food Preparation_Natural Gas_Food Prep Other_E5 | F4 | Commercial | Restaurant | Existing | Food Preparation | Natural Gas | Food Prep Other | E5 | PCT BC Ratio | 0 | 0 | 0 | 0 | 0 | 0 | 0 | 0 | 0 | 0 | 0 | 0 | 0 | 0 | 0 | 0 | 0 | 0 | 0 | 0 | 0 | 0 | 0 | 0 | 0 | 0 | 0 | 0 | 0 | 0 | 0
F4_Commercial_Restaurant_Existing_Food Preparation_Natural Gas_Food Prep Other_E6 | F4 | Commercial | Restaurant | Existing | Food Preparation | Natural Gas | Food Prep Other | E6 | PCT BC Ratio | 0 | 0 | 0 | 0 | 0 | 0 | 0 | 0 | 0 | 0 | 0 | 0 | 0 | 0 | 0 | 0 | 0 | 0 | 0 | 0 | 0 | 0 | 0 | 0 | 0 | 0 | 0 | 0 | 0 | 0 | 0
F4_Commercial_Restaurant_Existing_Food Preparation_Natural Gas_Food Prep Other_E7 | F4 | Commercial | Restaurant | Existing | Food Preparation | Natural Gas | Food Prep Other | E7 | PCT BC Ratio | 0 | 0 | 0 | 0 | 0 | 0 | 0 | 0 | 0 | 0 | 0 | 0 | 0 | 0 | 0 | 0 | 0 | 0 | 0 | 0 | 0 | 0 | 0 | 0 | 0 | 0 | 0 | 0 | 0 | 0 | 0
F4_Commercial_Restaurant_Existing_Food Preparation_Natural Gas_Food Prep Other_E8 | F4 | Commercial | Restaurant | Existing | Food Preparation | Natural Gas | Food Prep Other | E8 | PCT BC Ratio | 0 | 0 | 0 | 0 | 0 | 0 | 0 | 0 | 0 | 0 | 0 | 0 | 0 | 0 | 0 | 0 | 0 | 0 | 0 | 0 | 0 | 0 | 0 | 0 | 0 | 0 | 0 | 0 | 0 | 0 | 0
F4_Commercial_Restaurant_Existing_Food Preparation_Natural Gas_Food Prep Other_E9 | F4 | Commercial | Restaurant | Existing | Food Preparation | Natural Gas | Food Prep Other | E9 | PCT BC Ratio | 0 | 0 | 0 | 0 | 0 | 0 | 0 | 0 | 0 | 0 | 0 | 0 | 0 | 0 | 0 | 0 | 0 | 0 | 0 | 0 | 0 | 0 | 0 | 0 | 0 | 0 | 0 | 0 | 0 | 0 | 0
F4_Commercial_Restaurant_Existing_Food Preparation_Natural Gas_Food Prep Other_E10 | F4 | Commercial | Restaurant | Existing | Food Preparation | Natural Gas | Food Prep Other | E10 | PCT BC Ratio | 0 | 0 | 0 | 0 | 0 | 0 | 0 | 0 | 0 | 0 | 0 | 0 | 0 | 0 | 0 | 0 | 0 | 0 | 0 | 0 | 0 | 0 | 0 | 0 | 0 | 0 | 0 | 0 | 0 | 0 | 0
F5_Commercial_Restaurant_Existing_Food Preparation_Natural Gas_Food Prep Other_E1 | F5 | Commercial | Restaurant | Existing | Food Preparation | Natural Gas | Food Prep Other | E1 | RIM BC Ratio | 0.9 | 0.9 | 0.9 | 0.9 | 0.9 | 0.9 | 0.9 | 0.9 | 0.9 | 0.9 | 0.9 | 0.9 | 0.9 | 0.9 | 0.9 | 0.9 | 0.9 | 0.9 | 0.9 | 0.9 | 0.9 | 0.9 | 0.9 | 0.9 | 0.9 | 0.9 | 0.9 | 0.9 | 0.9 | 0.9 | 0.9
F5_Commercial_Restaurant_Existing_Food Preparation_Natural Gas_Food Prep Other_E2 | F5 | Commercial | Restaurant | Existing | Food Preparation | Natural Gas | Food Prep Other | E2 | RIM BC Ratio | 0.48131 | 0.4853 | 0.48811 | 0.49109 | 0.49529 | 0.48209 | 0.47104 | 0.46494 | 0.4627 | 0.45921 | 0.45681 | 0.46746 | 0.44451 | 0.45831 | 0.47466 | 0.48924 | 0.48976 | 0.49072 | 0.48682 | 0.48961 | 0.49154 | 0.49412 | 0.49729 | 0.34204 | 0.33798 | 0.33412 | 0.33043 | 0.32688 | 0.32344 | 0.32009 | 0.31681
F5_Commercial_Restaurant_Existing_Food Preparation_Natural Gas_Food Prep Other_E3 | F5 | Commercial | Restaurant | Existing | Food Preparation | Natural Gas | Food Prep Other | E3 | RIM BC Ratio | 0 | 0 | 0 | 0 | 0 | 0 | 0 | 0 | 0 | 0 | 0 | 0 | 0 | 0 | 0 | 0 | 0 | 0 | 0 | 0 | 0 | 0 | 0 | 0 | 0 | 0 | 0 | 0 | 0 | 0 | 0
F5_Commercial_Restaurant_Existing_Food Preparation_Natural Gas_Food Prep Other_E4 | F5 | Commercial | Restaurant | Existing | Food Preparation | Natural Gas | Food Prep Other | E4 | RIM BC Ratio | 0 | 0 | 0 | 0 | 0 | 0 | 0 | 0 | 0 | 0 | 0 | 0 | 0 | 0 | 0 | 0 | 0 | 0 | 0 | 0 | 0 | 0 | 0 | 0 | 0 | 0 | 0 | 0 | 0 | 0 | 0
F5_Commercial_Restaurant_Existing_Food Preparation_Natural Gas_Food Prep Other_E5 | F5 | Commercial | Restaurant | Existing | Food Preparation | Natural Gas | Food Prep Other | E5 | RIM BC Ratio | 0 | 0 | 0 | 0 | 0 | 0 | 0 | 0 | 0 | 0 | 0 | 0 | 0 | 0 | 0 | 0 | 0 | 0 | 0 | 0 | 0 | 0 | 0 | 0 | 0 | 0 | 0 | 0 | 0 | 0 | 0
F5_Commercial_Restaurant_Existing_Food Preparation_Natural Gas_Food Prep Other_E6 | F5 | Commercial | Restaurant | Existing | Food Preparation | Natural Gas | Food Prep Other | E6 | RIM BC Ratio | 0 | 0 | 0 | 0 | 0 | 0 | 0 | 0 | 0 | 0 | 0 | 0 | 0 | 0 | 0 | 0 | 0 | 0 | 0 | 0 | 0 | 0 | 0 | 0 | 0 | 0 | 0 | 0 | 0 | 0 | 0
F5_Commercial_Restaurant_Existing_Food Preparation_Natural Gas_Food Prep Other_E7 | F5 | Commercial | Restaurant | Existing | Food Preparation | Natural Gas | Food Prep Other | E7 | RIM BC Ratio | 0 | 0 | 0 | 0 | 0 | 0 | 0 | 0 | 0 | 0 | 0 | 0 | 0 | 0 | 0 | 0 | 0 | 0 | 0 | 0 | 0 | 0 | 0 | 0 | 0 | 0 | 0 | 0 | 0 | 0 | 0
F5_Commercial_Restaurant_Existing_Food Preparation_Natural Gas_Food Prep Other_E8 | F5 | Commercial | Restaurant | Existing | Food Preparation | Natural Gas | Food Prep Other | E8 | RIM BC Ratio | 0 | 0 | 0 | 0 | 0 | 0 | 0 | 0 | 0 | 0 | 0 | 0 | 0 | 0 | 0 | 0 | 0 | 0 | 0 | 0 | 0 | 0 | 0 | 0 | 0 | 0 | 0 | 0 | 0 | 0 | 0
F5_Commercial_Restaurant_Existing_Food Preparation_Natural Gas_Food Prep Other_E9 | F5 | Commercial | Restaurant | Existing | Food Preparation | Natural Gas | Food Prep Other | E9 | RIM BC Ratio | 0 | 0 | 0 | 0 | 0 | 0 | 0 | 0 | 0 | 0 | 0 | 0 | 0 | 0 | 0 | 0 | 0 | 0 | 0 | 0 | 0 | 0 | 0 | 0 | 0 | 0 | 0 | 0 | 0 | 0 | 0
F5_Commercial_Restaurant_Existing_Food Preparation_Natural Gas_Food Prep Other_E10 | F5 | Commercial | Restaurant | Existing | Food Preparation | Natural Gas | Food Prep Other | E10 | RIM BC Ratio | 0 | 0 | 0 | 0 | 0 | 0 | 0 | 0 | 0 | 0 | 0 | 0 | 0 | 0 | 0 | 0 | 0 | 0 | 0 | 0 | 0 | 0 | 0 | 0 | 0 | 0 | 0 | 0 | 0 | 0 | 0
F0_Commercial_Restaurant_Existing_Miscellaneous_Natural Gas_Pool Heater_E0 | F0 | Commercial | Restaurant | Existing | Miscellaneous | Natural Gas | Pool Heater | E0 | Economic Unit | Standard (EF .78) | Standard (EF .78) | Standard (EF .78) | Standard (EF .78) | Standard (EF .78) | Standard (EF .78) | Standard (EF .78) | Standard (EF .78) | Standard (EF .78) | Standard (EF .78) | Standard (EF .78) | Standard (EF .78) | Standard (EF .78) | Standard (EF .78) | Standard (EF .78) | Standard (EF .78) | Standard (EF .78) | Standard (EF .78) | Condensing (EF .90) | Condensing (EF .90) | Condensing (EF .90) | Condensing (EF .90) | Condensing (EF .90) | Standard (EF .78) | Standard (EF .78) | Standard (EF .78) | Standard (EF .78) | Standard (EF .78) | Standard (EF .78) | Standard (EF .78) | Standard (EF .78)
F1_Commercial_Restaurant_Existing_Miscellaneous_Natural Gas_Pool Heater_E1 | F1 | Commercial | Restaurant | Existing | Miscellaneous | Natural Gas | Pool Heater | E1 | CCE | 0 | 0 | 0 | 0 | 0 | 0 | 0 | 0 | 0 | 0 | 0 | 0 | 0 | 0 | 0 | 0 | 0 | 0 | 0 | 0 | 0 | 0 | 0 | 0 | 0 | 0 | 0 | 0 | 0 | 0 | 0
F1_Commercial_Restaurant_Existing_Miscellaneous_Natural Gas_Pool Heater_E2 | F1 | Commercial | Restaurant | Existing | Miscellaneous | Natural Gas | Pool Heater | E2 | CCE | 0.017772 | 0.017086 | 0.017167 | 0.017347 | 0.017347 | 0.017347 | 0.017347 | 0.017347 | 0.017347 | 0.017347 | 0.017347 | 0.017347 | 0.017347 | 0.017347 | 0.017347 | 0.017347 | 0.017347 | 0.017347 | 0.017347 | 0.017347 | 0.017347 | 0.017347 | 0.017347 | 0.017347 | 0.017347 | 0.017347 | 0.017347 | 0.017347 | 0.017347 | 0.017347 | 0.017347
F1_Commercial_Restaurant_Existing_Miscellaneous_Natural Gas_Pool Heater_E3 | F1 | Commercial | Restaurant | Existing | Miscellaneous | Natural Gas | Pool Heater | E3 | CCE | 0 | 0 | 0 | 0 | 0 | 0 | 0 | 0 | 0 | 0 | 0 | 0 | 0 | 0 | 0 | 0 | 0 | 0 | 0 | 0 | 0 | 0 | 0 | 0 | 0 | 0 | 0 | 0 | 0 | 0 | 0
F1_Commercial_Restaurant_Existing_Miscellaneous_Natural Gas_Pool Heater_E4 | F1 | Commercial | Restaurant | Existing | Miscellaneous | Natural Gas | Pool Heater | E4 | CCE | 0 | 0 | 0 | 0 | 0 | 0 | 0 | 0 | 0 | 0 | 0 | 0 | 0 | 0 | 0 | 0 | 0 | 0 | 0 | 0 | 0 | 0 | 0 | 0 | 0 | 0 | 0 | 0 | 0 | 0 | 0
F1_Commercial_Restaurant_Existing_Miscellaneous_Natural Gas_Pool Heater_E5 | F1 | Commercial | Restaurant | Existing | Miscellaneous | Natural Gas | Pool Heater | E5 | CCE | 0 | 0 | 0 | 0 | 0 | 0 | 0 | 0 | 0 | 0 | 0 | 0 | 0 | 0 | 0 | 0 | 0 | 0 | 0 | 0 | 0 | 0 | 0 | 0 | 0 | 0 | 0 | 0 | 0 | 0 | 0
F1_Commercial_Restaurant_Existing_Miscellaneous_Natural Gas_Pool Heater_E6 | F1 | Commercial | Restaurant | Existing | Miscellaneous | Natural Gas | Pool Heater | E6 | CCE | 0 | 0 | 0 | 0 | 0 | 0 | 0 | 0 | 0 | 0 | 0 | 0 | 0 | 0 | 0 | 0 | 0 | 0 | 0 | 0 | 0 | 0 | 0 | 0 | 0 | 0 | 0 | 0 | 0 | 0 | 0
F1_Commercial_Restaurant_Existing_Miscellaneous_Natural Gas_Pool Heater_E7 | F1 | Commercial | Restaurant | Existing | Miscellaneous | Natural Gas | Pool Heater | E7 | CCE | 0 | 0 | 0 | 0 | 0 | 0 | 0 | 0 | 0 | 0 | 0 | 0 | 0 | 0 | 0 | 0 | 0 | 0 | 0 | 0 | 0 | 0 | 0 | 0 | 0 | 0 | 0 | 0 | 0 | 0 | 0
F1_Commercial_Restaurant_Existing_Miscellaneous_Natural Gas_Pool Heater_E8 | F1 | Commercial | Restaurant | Existing | Miscellaneous | Natural Gas | Pool Heater | E8 | CCE | 0 | 0 | 0 | 0 | 0 | 0 | 0 | 0 | 0 | 0 | 0 | 0 | 0 | 0 | 0 | 0 | 0 | 0 | 0 | 0 | 0 | 0 | 0 | 0 | 0 | 0 | 0 | 0 | 0 | 0 | 0
F1_Commercial_Restaurant_Existing_Miscellaneous_Natural Gas_Pool Heater_E9 | F1 | Commercial | Restaurant | Existing | Miscellaneous | Natural Gas | Pool Heater | E9 | CCE | 0 | 0 | 0 | 0 | 0 | 0 | 0 | 0 | 0 | 0 | 0 | 0 | 0 | 0 | 0 | 0 | 0 | 0 | 0 | 0 | 0 | 0 | 0 | 0 | 0 | 0 | 0 | 0 | 0 | 0 | 0
F1_Commercial_Restaurant_Existing_Miscellaneous_Natural Gas_Pool Heater_E10 | F1 | Commercial | Restaurant | Existing | Miscellaneous | Natural Gas | Pool Heater | E10 | CCE | 0 | 0 | 0 | 0 | 0 | 0 | 0 | 0 | 0 | 0 | 0 | 0 | 0 | 0 | 0 | 0 | 0 | 0 | 0 | 0 | 0 | 0 | 0 | 0 | 0 | 0 | 0 | 0 | 0 | 0 | 0
F2_Commercial_Restaurant_Existing_Miscellaneous_Natural Gas_Pool Heater_E1 | F2 | Commercial | Restaurant | Existing | Miscellaneous | Natural Gas | Pool Heater | E1 | TRC BC Ratio | 0.9 | 0.9 | 0.9 | 0.9 | 0.9 | 0.9 | 0.9 | 0.9 | 0.9 | 0.9 | 0.9 | 0.9 | 0.9 | 0.9 | 0.9 | 0.9 | 0.9 | 0.9 | 0.9 | 0.9 | 0.9 | 0.9 | 0.9 | 0.9 | 0.9 | 0.9 | 0.9 | 0.9 | 0.9 | 0.9 | 0.9
F2_Commercial_Restaurant_Existing_Miscellaneous_Natural Gas_Pool Heater_E2 | F2 | Commercial | Restaurant | Existing | Miscellaneous | Natural Gas | Pool Heater | E2 | TRC BC Ratio | 0.56913 | 0.59017 | 0.59856 | 0.60055 | 0.62327 | 0.58756 | 0.56286 | 0.56218 | 0.57879 | 0.56904 | 0.56637 | 0.56026 | 0.42036 | 0.41012 | 0.40714 | 0.46017 | 0.52551 | 0.59905 | 0.65771 | 0.754 | 0.76585 | 0.78054 | 0.79807 | 0.30114 | 0.29474 | 0.28881 | 0.28328 | 0.2781 | 0.27319 | 0.2685 | 0.264
F2_Commercial_Restaurant_Existing_Miscellaneous_Natural Gas_Pool Heater_E3 | F2 | Commercial | Restaurant | Existing | Miscellaneous | Natural Gas | Pool Heater | E3 | TRC BC Ratio | 0 | 0 | 0 | 0 | 0 | 0 | 0 | 0 | 0 | 0 | 0 | 0 | 0 | 0 | 0 | 0 | 0 | 0 | 0 | 0 | 0 | 0 | 0 | 0 | 0 | 0 | 0 | 0 | 0 | 0 | 0
F2_Commercial_Restaurant_Existing_Miscellaneous_Natural Gas_Pool Heater_E4 | F2 | Commercial | Restaurant | Existing | Miscellaneous | Natural Gas | Pool Heater | E4 | TRC BC Ratio | 0 | 0 | 0 | 0 | 0 | 0 | 0 | 0 | 0 | 0 | 0 | 0 | 0 | 0 | 0 | 0 | 0 | 0 | 0 | 0 | 0 | 0 | 0 | 0 | 0 | 0 | 0 | 0 | 0 | 0 | 0
F2_Commercial_Restaurant_Existing_Miscellaneous_Natural Gas_Pool Heater_E5 | F2 | Commercial | Restaurant | Existing | Miscellaneous | Natural Gas | Pool Heater | E5 | TRC BC Ratio | 0 | 0 | 0 | 0 | 0 | 0 | 0 | 0 | 0 | 0 | 0 | 0 | 0 | 0 | 0 | 0 | 0 | 0 | 0 | 0 | 0 | 0 | 0 | 0 | 0 | 0 | 0 | 0 | 0 | 0 | 0
F2_Commercial_Restaurant_Existing_Miscellaneous_Natural Gas_Pool Heater_E6 | F2 | Commercial | Restaurant | Existing | Miscellaneous | Natural Gas | Pool Heater | E6 | TRC BC Ratio | 0 | 0 | 0 | 0 | 0 | 0 | 0 | 0 | 0 | 0 | 0 | 0 | 0 | 0 | 0 | 0 | 0 | 0 | 0 | 0 | 0 | 0 | 0 | 0 | 0 | 0 | 0 | 0 | 0 | 0 | 0
F2_Commercial_Restaurant_Existing_Miscellaneous_Natural Gas_Pool Heater_E7 | F2 | Commercial | Restaurant | Existing | Miscellaneous | Natural Gas | Pool Heater | E7 | TRC BC Ratio | 0 | 0 | 0 | 0 | 0 | 0 | 0 | 0 | 0 | 0 | 0 | 0 | 0 | 0 | 0 | 0 | 0 | 0 | 0 | 0 | 0 | 0 | 0 | 0 | 0 | 0 | 0 | 0 | 0 | 0 | 0
F2_Commercial_Restaurant_Existing_Miscellaneous_Natural Gas_Pool Heater_E8 | F2 | Commercial | Restaurant | Existing | Miscellaneous | Natural Gas | Pool Heater | E8 | TRC BC Ratio | 0 | 0 | 0 | 0 | 0 | 0 | 0 | 0 | 0 | 0 | 0 | 0 | 0 | 0 | 0 | 0 | 0 | 0 | 0 | 0 | 0 | 0 | 0 | 0 | 0 | 0 | 0 | 0 | 0 | 0 | 0
F2_Commercial_Restaurant_Existing_Miscellaneous_Natural Gas_Pool Heater_E9 | F2 | Commercial | Restaurant | Existing | Miscellaneous | Natural Gas | Pool Heater | E9 | TRC BC Ratio | 0 | 0 | 0 | 0 | 0 | 0 | 0 | 0 | 0 | 0 | 0 | 0 | 0 | 0 | 0 | 0 | 0 | 0 | 0 | 0 | 0 | 0 | 0 | 0 | 0 | 0 | 0 | 0 | 0 | 0 | 0
F2_Commercial_Restaurant_Existing_Miscellaneous_Natural Gas_Pool Heater_E10 | F2 | Commercial | Restaurant | Existing | Miscellaneous | Natural Gas | Pool Heater | E10 | TRC BC Ratio | 0 | 0 | 0 | 0 | 0 | 0 | 0 | 0 | 0 | 0 | 0 | 0 | 0 | 0 | 0 | 0 | 0 | 0 | 0 | 0 | 0 | 0 | 0 | 0 | 0 | 0 | 0 | 0 | 0 | 0 | 0
F3_Commercial_Restaurant_Existing_Miscellaneous_Natural Gas_Pool Heater_E1 | F3 | Commercial | Restaurant | Existing | Miscellaneous | Natural Gas | Pool Heater | E1 | PACT BC Ratio | 0.9 | 0.9 | 0.9 | 0.9 | 0.9 | 0.9 | 0.9 | 0.9 | 0.9 | 0.9 | 0.9 | 0.9 | 0.9 | 0.9 | 0.9 | 0.9 | 0.9 | 0.9 | 0.9 | 0.9 | 0.9 | 0.9 | 0.9 | 0.9 | 0.9 | 0.9 | 0.9 | 0.9 | 0.9 | 0.9 | 0.9
F3_Commercial_Restaurant_Existing_Miscellaneous_Natural Gas_Pool Heater_E2 | F3 | Commercial | Restaurant | Existing | Miscellaneous | Natural Gas | Pool Heater | E2 | PACT BC Ratio | 0.80033 | 0.82991 | 0.84171 | 0.84451 | 0.87645 | 0.82624 | 0.79152 | 0.79055 | 0.81391 | 0.8002 | 0.79645 | 0.78786 | 0.59112 | 0.57672 | 0.57253 | 0.64711 | 0.73899 | 0.8424 | 0.92489 | 1.0603 | 1.077 | 1.0976 | 1.1223 | 0.42347 | 0.41447 | 0.40613 | 0.39836 | 0.39107 | 0.38417 | 0.37758 | 0.37125
F3_Commercial_Restaurant_Existing_Miscellaneous_Natural Gas_Pool Heater_E3 | F3 | Commercial | Restaurant | Existing | Miscellaneous | Natural Gas | Pool Heater | E3 | PACT BC Ratio | 0 | 0 | 0 | 0 | 0 | 0 | 0 | 0 | 0 | 0 | 0 | 0 | 0 | 0 | 0 | 0 | 0 | 0 | 0 | 0 | 0 | 0 | 0 | 0 | 0 | 0 | 0 | 0 | 0 | 0 | 0
F3_Commercial_Restaurant_Existing_Miscellaneous_Natural Gas_Pool Heater_E4 | F3 | Commercial | Restaurant | Existing | Miscellaneous | Natural Gas | Pool Heater | E4 | PACT BC Ratio | 0 | 0 | 0 | 0 | 0 | 0 | 0 | 0 | 0 | 0 | 0 | 0 | 0 | 0 | 0 | 0 | 0 | 0 | 0 | 0 | 0 | 0 | 0 | 0 | 0 | 0 | 0 | 0 | 0 | 0 | 0
F3_Commercial_Restaurant_Existing_Miscellaneous_Natural Gas_Pool Heater_E5 | F3 | Commercial | Restaurant | Existing | Miscellaneous | Natural Gas | Pool Heater | E5 | PACT BC Ratio | 0 | 0 | 0 | 0 | 0 | 0 | 0 | 0 | 0 | 0 | 0 | 0 | 0 | 0 | 0 | 0 | 0 | 0 | 0 | 0 | 0 | 0 | 0 | 0 | 0 | 0 | 0 | 0 | 0 | 0 | 0
F3_Commercial_Restaurant_Existing_Miscellaneous_Natural Gas_Pool Heater_E6 | F3 | Commercial | Restaurant | Existing | Miscellaneous | Natural Gas | Pool Heater | E6 | PACT BC Ratio | 0 | 0 | 0 | 0 | 0 | 0 | 0 | 0 | 0 | 0 | 0 | 0 | 0 | 0 | 0 | 0 | 0 | 0 | 0 | 0 | 0 | 0 | 0 | 0 | 0 | 0 | 0 | 0 | 0 | 0 | 0
F3_Commercial_Restaurant_Existing_Miscellaneous_Natural Gas_Pool Heater_E7 | F3 | Commercial | Restaurant | Existing | Miscellaneous | Natural Gas | Pool Heater | E7 | PACT BC Ratio | 0 | 0 | 0 | 0 | 0 | 0 | 0 | 0 | 0 | 0 | 0 | 0 | 0 | 0 | 0 | 0 | 0 | 0 | 0 | 0 | 0 | 0 | 0 | 0 | 0 | 0 | 0 | 0 | 0 | 0 | 0
F3_Commercial_Restaurant_Existing_Miscellaneous_Natural Gas_Pool Heater_E8 | F3 | Commercial | Restaurant | Existing | Miscellaneous | Natural Gas | Pool Heater | E8 | PACT BC Ratio | 0 | 0 | 0 | 0 | 0 | 0 | 0 | 0 | 0 | 0 | 0 | 0 | 0 | 0 | 0 | 0 | 0 | 0 | 0 | 0 | 0 | 0 | 0 | 0 | 0 | 0 | 0 | 0 | 0 | 0 | 0
F3_Commercial_Restaurant_Existing_Miscellaneous_Natural Gas_Pool Heater_E9 | F3 | Commercial | Restaurant | Existing | Miscellaneous | Natural Gas | Pool Heater | E9 | PACT BC Ratio | 0 | 0 | 0 | 0 | 0 | 0 | 0 | 0 | 0 | 0 | 0 | 0 | 0 | 0 | 0 | 0 | 0 | 0 | 0 | 0 | 0 | 0 | 0 | 0 | 0 | 0 | 0 | 0 | 0 | 0 | 0
F3_Commercial_Restaurant_Existing_Miscellaneous_Natural Gas_Pool Heater_E10 | F3 | Commercial | Restaurant | Existing | Miscellaneous | Natural Gas | Pool Heater | E10 | PACT BC Ratio | 0 | 0 | 0 | 0 | 0 | 0 | 0 | 0 | 0 | 0 | 0 | 0 | 0 | 0 | 0 | 0 | 0 | 0 | 0 | 0 | 0 | 0 | 0 | 0 | 0 | 0 | 0 | 0 | 0 | 0 | 0
F4_Commercial_Restaurant_Existing_Miscellaneous_Natural Gas_Pool Heater_E1 | F4 | Commercial | Restaurant | Existing | Miscellaneous | Natural Gas | Pool Heater | E1 | PCT BC Ratio | 0.9 | 0.9 | 0.9 | 0.9 | 0.9 | 0.9 | 0.9 | 0.9 | 0.9 | 0.9 | 0.9 | 0.9 | 0.9 | 0.9 | 0.9 | 0.9 | 0.9 | 0.9 | 0.9 | 0.9 | 0.9 | 0.9 | 0.9 | 0.9 | 0.9 | 0.9 | 0.9 | 0.9 | 0.9 | 0.9 | 0.9
F4_Commercial_Restaurant_Existing_Miscellaneous_Natural Gas_Pool Heater_E2 | F4 | Commercial | Restaurant | Existing | Miscellaneous | Natural Gas | Pool Heater | E2 | PCT BC Ratio | 1.6263 | 1.6664 | 1.6824 | 1.6862 | 1.7296 | 1.6614 | 1.6143 | 1.613 | 1.6447 | 1.6261 | 1.621 | 1.6093 | 1.3422 | 1.3227 | 1.317 | 1.4182 | 1.543 | 1.6834 | 1.7954 | 1.9792 | 2.0018 | 2.0299 | 2.0634 | 1.1146 | 1.1024 | 1.091 | 1.0805 | 1.0706 | 1.0612 | 1.0523 | 1.0437
F4_Commercial_Restaurant_Existing_Miscellaneous_Natural Gas_Pool Heater_E3 | F4 | Commercial | Restaurant | Existing | Miscellaneous | Natural Gas | Pool Heater | E3 | PCT BC Ratio | 0 | 0 | 0 | 0 | 0 | 0 | 0 | 0 | 0 | 0 | 0 | 0 | 0 | 0 | 0 | 0 | 0 | 0 | 0 | 0 | 0 | 0 | 0 | 0 | 0 | 0 | 0 | 0 | 0 | 0 | 0
F4_Commercial_Restaurant_Existing_Miscellaneous_Natural Gas_Pool Heater_E4 | F4 | Commercial | Restaurant | Existing | Miscellaneous | Natural Gas | Pool Heater | E4 | PCT BC Ratio | 0 | 0 | 0 | 0 | 0 | 0 | 0 | 0 | 0 | 0 | 0 | 0 | 0 | 0 | 0 | 0 | 0 | 0 | 0 | 0 | 0 | 0 | 0 | 0 | 0 | 0 | 0 | 0 | 0 | 0 | 0
F4_Commercial_Restaurant_Existing_Miscellaneous_Natural Gas_Pool Heater_E5 | F4 | Commercial | Restaurant | Existing | Miscellaneous | Natural Gas | Pool Heater | E5 | PCT BC Ratio | 0 | 0 | 0 | 0 | 0 | 0 | 0 | 0 | 0 | 0 | 0 | 0 | 0 | 0 | 0 | 0 | 0 | 0 | 0 | 0 | 0 | 0 | 0 | 0 | 0 | 0 | 0 | 0 | 0 | 0 | 0
F4_Commercial_Restaurant_Existing_Miscellaneous_Natural Gas_Pool Heater_E6 | F4 | Commercial | Restaurant | Existing | Miscellaneous | Natural Gas | Pool Heater | E6 | PCT BC Ratio | 0 | 0 | 0 | 0 | 0 | 0 | 0 | 0 | 0 | 0 | 0 | 0 | 0 | 0 | 0 | 0 | 0 | 0 | 0 | 0 | 0 | 0 | 0 | 0 | 0 | 0 | 0 | 0 | 0 | 0 | 0
F4_Commercial_Restaurant_Existing_Miscellaneous_Natural Gas_Pool Heater_E7 | F4 | Commercial | Restaurant | Existing | Miscellaneous | Natural Gas | Pool Heater | E7 | PCT BC Ratio | 0 | 0 | 0 | 0 | 0 | 0 | 0 | 0 | 0 | 0 | 0 | 0 | 0 | 0 | 0 | 0 | 0 | 0 | 0 | 0 | 0 | 0 | 0 | 0 | 0 | 0 | 0 | 0 | 0 | 0 | 0
F4_Commercial_Restaurant_Existing_Miscellaneous_Natural Gas_Pool Heater_E8 | F4 | Commercial | Restaurant | Existing | Miscellaneous | Natural Gas | Pool Heater | E8 | PCT BC Ratio | 0 | 0 | 0 | 0 | 0 | 0 | 0 | 0 | 0 | 0 | 0 | 0 | 0 | 0 | 0 | 0 | 0 | 0 | 0 | 0 | 0 | 0 | 0 | 0 | 0 | 0 | 0 | 0 | 0 | 0 | 0
F4_Commercial_Restaurant_Existing_Miscellaneous_Natural Gas_Pool Heater_E9 | F4 | Commercial | Restaurant | Existing | Miscellaneous | Natural Gas | Pool Heater | E9 | PCT BC Ratio | 0 | 0 | 0 | 0 | 0 | 0 | 0 | 0 | 0 | 0 | 0 | 0 | 0 | 0 | 0 | 0 | 0 | 0 | 0 | 0 | 0 | 0 | 0 | 0 | 0 | 0 | 0 | 0 | 0 | 0 | 0
F4_Commercial_Restaurant_Existing_Miscellaneous_Natural Gas_Pool Heater_E10 | F4 | Commercial | Restaurant | Existing | Miscellaneous | Natural Gas | Pool Heater | E10 | PCT BC Ratio | 0 | 0 | 0 | 0 | 0 | 0 | 0 | 0 | 0 | 0 | 0 | 0 | 0 | 0 | 0 | 0 | 0 | 0 | 0 | 0 | 0 | 0 | 0 | 0 | 0 | 0 | 0 | 0 | 0 | 0 | 0
F5_Commercial_Restaurant_Existing_Miscellaneous_Natural Gas_Pool Heater_E1 | F5 | Commercial | Restaurant | Existing | Miscellaneous | Natural Gas | Pool Heater | E1 | RIM BC Ratio | 0.9 | 0.9 | 0.9 | 0.9 | 0.9 | 0.9 | 0.9 | 0.9 | 0.9 | 0.9 | 0.9 | 0.9 | 0.9 | 0.9 | 0.9 | 0.9 | 0.9 | 0.9 | 0.9 | 0.9 | 0.9 | 0.9 | 0.9 | 0.9 | 0.9 | 0.9 | 0.9 | 0.9 | 0.9 | 0.9 | 0.9
F5_Commercial_Restaurant_Existing_Miscellaneous_Natural Gas_Pool Heater_E2 | F5 | Commercial | Restaurant | Existing | Miscellaneous | Natural Gas | Pool Heater | E2 | RIM BC Ratio | 0.40857 | 0.41614 | 0.41909 | 0.41978 | 0.42753 | 0.41522 | 0.40626 | 0.40601 | 0.41208 | 0.40854 | 0.40756 | 0.4053 | 0.34605 | 0.34106 | 0.33959 | 0.36451 | 0.39196 | 0.41926 | 0.43874 | 0.46703 | 0.47023 | 0.47413 | 0.47867 | 0.28094 | 0.27695 | 0.2732 | 0.26966 | 0.2663 | 0.26308 | 0.25997 | 0.25696
F5_Commercial_Restaurant_Existing_Miscellaneous_Natural Gas_Pool Heater_E3 | F5 | Commercial | Restaurant | Existing | Miscellaneous | Natural Gas | Pool Heater | E3 | RIM BC Ratio | 0 | 0 | 0 | 0 | 0 | 0 | 0 | 0 | 0 | 0 | 0 | 0 | 0 | 0 | 0 | 0 | 0 | 0 | 0 | 0 | 0 | 0 | 0 | 0 | 0 | 0 | 0 | 0 | 0 | 0 | 0
F5_Commercial_Restaurant_Existing_Miscellaneous_Natural Gas_Pool Heater_E4 | F5 | Commercial | Restaurant | Existing | Miscellaneous | Natural Gas | Pool Heater | E4 | RIM BC Ratio | 0 | 0 | 0 | 0 | 0 | 0 | 0 | 0 | 0 | 0 | 0 | 0 | 0 | 0 | 0 | 0 | 0 | 0 | 0 | 0 | 0 | 0 | 0 | 0 | 0 | 0 | 0 | 0 | 0 | 0 | 0
F5_Commercial_Restaurant_Existing_Miscellaneous_Natural Gas_Pool Heater_E5 | F5 | Commercial | Restaurant | Existing | Miscellaneous | Natural Gas | Pool Heater | E5 | RIM BC Ratio | 0 | 0 | 0 | 0 | 0 | 0 | 0 | 0 | 0 | 0 | 0 | 0 | 0 | 0 | 0 | 0 | 0 | 0 | 0 | 0 | 0 | 0 | 0 | 0 | 0 | 0 | 0 | 0 | 0 | 0 | 0
F5_Commercial_Restaurant_Existing_Miscellaneous_Natural Gas_Pool Heater_E6 | F5 | Commercial | Restaurant | Existing | Miscellaneous | Natural Gas | Pool Heater | E6 | RIM BC Ratio | 0 | 0 | 0 | 0 | 0 | 0 | 0 | 0 | 0 | 0 | 0 | 0 | 0 | 0 | 0 | 0 | 0 | 0 | 0 | 0 | 0 | 0 | 0 | 0 | 0 | 0 | 0 | 0 | 0 | 0 | 0
F5_Commercial_Restaurant_Existing_Miscellaneous_Natural Gas_Pool Heater_E7 | F5 | Commercial | Restaurant | Existing | Miscellaneous | Natural Gas | Pool Heater | E7 | RIM BC Ratio | 0 | 0 | 0 | 0 | 0 | 0 | 0 | 0 | 0 | 0 | 0 | 0 | 0 | 0 | 0 | 0 | 0 | 0 | 0 | 0 | 0 | 0 | 0 | 0 | 0 | 0 | 0 | 0 | 0 | 0 | 0
F5_Commercial_Restaurant_Existing_Miscellaneous_Natural Gas_Pool Heater_E8 | F5 | Commercial | Restaurant | Existing | Miscellaneous | Natural Gas | Pool Heater | E8 | RIM BC Ratio | 0 | 0 | 0 | 0 | 0 | 0 | 0 | 0 | 0 | 0 | 0 | 0 | 0 | 0 | 0 | 0 | 0 | 0 | 0 | 0 | 0 | 0 | 0 | 0 | 0 | 0 | 0 | 0 | 0 | 0 | 0
F5_Commercial_Restaurant_Existing_Miscellaneous_Natural Gas_Pool Heater_E9 | F5 | Commercial | Restaurant | Existing | Miscellaneous | Natural Gas | Pool Heater | E9 | RIM BC Ratio | 0 | 0 | 0 | 0 | 0 | 0 | 0 | 0 | 0 | 0 | 0 | 0 | 0 | 0 | 0 | 0 | 0 | 0 | 0 | 0 | 0 | 0 | 0 | 0 | 0 | 0 | 0 | 0 | 0 | 0 | 0
F5_Commercial_Restaurant_Existing_Miscellaneous_Natural Gas_Pool Heater_E10 | F5 | Commercial | Restaurant | Existing | Miscellaneous | Natural Gas | Pool Heater | E10 | RIM BC Ratio | 0 | 0 | 0 | 0 | 0 | 0 | 0 | 0 | 0 | 0 | 0 | 0 | 0 | 0 | 0 | 0 | 0 | 0 | 0 | 0 | 0 | 0 | 0 | 0 | 0 | 0 | 0 | 0 | 0 | 0 | 0
F0_Commercial_Restaurant_Existing_Miscellaneous_Natural Gas_Miscellaneous_E0 | F0 | Commercial | Restaurant | Existing | Miscellaneous | Natural Gas | Miscellaneous | E0 | Economic Unit | Miscellaneous | Miscellaneous | Miscellaneous | Miscellaneous | Miscellaneous | Miscellaneous | Miscellaneous | Miscellaneous | Miscellaneous | Miscellaneous | Miscellaneous | Miscellaneous | Miscellaneous | Miscellaneous | Miscellaneous | Miscellaneous | Miscellaneous | Miscellaneous | Miscellaneous | Miscellaneous | Miscellaneous | Miscellaneous | Miscellaneous | Miscellaneous | Miscellaneous | Miscellaneous | Miscellaneous | Miscellaneous | Miscellaneous | Miscellaneous | Miscellaneous
F1_Commercial_Restaurant_Existing_Miscellaneous_Natural Gas_Miscellaneous_E1 | F1 | Commercial | Restaurant | Existing | Miscellaneous | Natural Gas | Miscellaneous | E1 | CCE | 0 | 0 | 0 | 0 | 0 | 0 | 0 | 0 | 0 | 0 | 0 | 0 | 0 | 0 | 0 | 0 | 0 | 0 | 0 | 0 | 0 | 0 | 0 | 0 | 0 | 0 | 0 | 0 | 0 | 0 | 0
F1_Commercial_Restaurant_Existing_Miscellaneous_Natural Gas_Miscellaneous_E2 | F1 | Commercial | Restaurant | Existing | Miscellaneous | Natural Gas | Miscellaneous | E2 | CCE | 0 | 0 | 0 | 0 | 0 | 0 | 0 | 0 | 0 | 0 | 0 | 0 | 0 | 0 | 0 | 0 | 0 | 0 | 0 | 0 | 0 | 0 | 0 | 0 | 0 | 0 | 0 | 0 | 0 | 0 | 0
F1_Commercial_Restaurant_Existing_Miscellaneous_Natural Gas_Miscellaneous_E3 | F1 | Commercial | Restaurant | Existing | Miscellaneous | Natural Gas | Miscellaneous | E3 | CCE | 0 | 0 | 0 | 0 | 0 | 0 | 0 | 0 | 0 | 0 | 0 | 0 | 0 | 0 | 0 | 0 | 0 | 0 | 0 | 0 | 0 | 0 | 0 | 0 | 0 | 0 | 0 | 0 | 0 | 0 | 0
F1_Commercial_Restaurant_Existing_Miscellaneous_Natural Gas_Miscellaneous_E4 | F1 | Commercial | Restaurant | Existing | Miscellaneous | Natural Gas | Miscellaneous | E4 | CCE | 0 | 0 | 0 | 0 | 0 | 0 | 0 | 0 | 0 | 0 | 0 | 0 | 0 | 0 | 0 | 0 | 0 | 0 | 0 | 0 | 0 | 0 | 0 | 0 | 0 | 0 | 0 | 0 | 0 | 0 | 0
F1_Commercial_Restaurant_Existing_Miscellaneous_Natural Gas_Miscellaneous_E5 | F1 | Commercial | Restaurant | Existing | Miscellaneous | Natural Gas | Miscellaneous | E5 | CCE | 0 | 0 | 0 | 0 | 0 | 0 | 0 | 0 | 0 | 0 | 0 | 0 | 0 | 0 | 0 | 0 | 0 | 0 | 0 | 0 | 0 | 0 | 0 | 0 | 0 | 0 | 0 | 0 | 0 | 0 | 0
F1_Commercial_Restaurant_Existing_Miscellaneous_Natural Gas_Miscellaneous_E6 | F1 | Commercial | Restaurant | Existing | Miscellaneous | Natural Gas | Miscellaneous | E6 | CCE | 0 | 0 | 0 | 0 | 0 | 0 | 0 | 0 | 0 | 0 | 0 | 0 | 0 | 0 | 0 | 0 | 0 | 0 | 0 | 0 | 0 | 0 | 0 | 0 | 0 | 0 | 0 | 0 | 0 | 0 | 0
F1_Commercial_Restaurant_Existing_Miscellaneous_Natural Gas_Miscellaneous_E7 | F1 | Commercial | Restaurant | Existing | Miscellaneous | Natural Gas | Miscellaneous | E7 | CCE | 0 | 0 | 0 | 0 | 0 | 0 | 0 | 0 | 0 | 0 | 0 | 0 | 0 | 0 | 0 | 0 | 0 | 0 | 0 | 0 | 0 | 0 | 0 | 0 | 0 | 0 | 0 | 0 | 0 | 0 | 0
F1_Commercial_Restaurant_Existing_Miscellaneous_Natural Gas_Miscellaneous_E8 | F1 | Commercial | Restaurant | Existing | Miscellaneous | Natural Gas | Miscellaneous | E8 | CCE | 0 | 0 | 0 | 0 | 0 | 0 | 0 | 0 | 0 | 0 | 0 | 0 | 0 | 0 | 0 | 0 | 0 | 0 | 0 | 0 | 0 | 0 | 0 | 0 | 0 | 0 | 0 | 0 | 0 | 0 | 0
F1_Commercial_Restaurant_Existing_Miscellaneous_Natural Gas_Miscellaneous_E9 | F1 | Commercial | Restaurant | Existing | Miscellaneous | Natural Gas | Miscellaneous | E9 | CCE | 0 | 0 | 0 | 0 | 0 | 0 | 0 | 0 | 0 | 0 | 0 | 0 | 0 | 0 | 0 | 0 | 0 | 0 | 0 | 0 | 0 | 0 | 0 | 0 | 0 | 0 | 0 | 0 | 0 | 0 | 0
F1_Commercial_Restaurant_Existing_Miscellaneous_Natural Gas_Miscellaneous_E10 | F1 | Commercial | Restaurant | Existing | Miscellaneous | Natural Gas | Miscellaneous | E10 | CCE | 0 | 0 | 0 | 0 | 0 | 0 | 0 | 0 | 0 | 0 | 0 | 0 | 0 | 0 | 0 | 0 | 0 | 0 | 0 | 0 | 0 | 0 | 0 | 0 | 0 | 0 | 0 | 0 | 0 | 0 | 0
F2_Commercial_Restaurant_Existing_Miscellaneous_Natural Gas_Miscellaneous_E1 | F2 | Commercial | Restaurant | Existing | Miscellaneous | Natural Gas | Miscellaneous | E1 | TRC BC Ratio | 0.9 | 0.9 | 0.9 | 0.9 | 0.9 | 0.9 | 0.9 | 0.9 | 0.9 | 0.9 | 0.9 | 0.9 | 0.9 | 0.9 | 0.9 | 0.9 | 0.9 | 0.9 | 0.9 | 0.9 | 0.9 | 0.9 | 0.9 | 0.9 | 0.9 | 0.9 | 0.9 | 0.9 | 0.9 | 0.9 | 0.9
F2_Commercial_Restaurant_Existing_Miscellaneous_Natural Gas_Miscellaneous_E2 | F2 | Commercial | Restaurant | Existing | Miscellaneous | Natural Gas | Miscellaneous | E2 | TRC BC Ratio | 0 | 0 | 0 | 0 | 0 | 0 | 0 | 0 | 0 | 0 | 0 | 0 | 0 | 0 | 0 | 0 | 0 | 0 | 0 | 0 | 0 | 0 | 0 | 0 | 0 | 0 | 0 | 0 | 0 | 0 | 0
F2_Commercial_Restaurant_Existing_Miscellaneous_Natural Gas_Miscellaneous_E3 | F2 | Commercial | Restaurant | Existing | Miscellaneous | Natural Gas | Miscellaneous | E3 | TRC BC Ratio | 0 | 0 | 0 | 0 | 0 | 0 | 0 | 0 | 0 | 0 | 0 | 0 | 0 | 0 | 0 | 0 | 0 | 0 | 0 | 0 | 0 | 0 | 0 | 0 | 0 | 0 | 0 | 0 | 0 | 0 | 0
F2_Commercial_Restaurant_Existing_Miscellaneous_Natural Gas_Miscellaneous_E4 | F2 | Commercial | Restaurant | Existing | Miscellaneous | Natural Gas | Miscellaneous | E4 | TRC BC Ratio | 0 | 0 | 0 | 0 | 0 | 0 | 0 | 0 | 0 | 0 | 0 | 0 | 0 | 0 | 0 | 0 | 0 | 0 | 0 | 0 | 0 | 0 | 0 | 0 | 0 | 0 | 0 | 0 | 0 | 0 | 0
F2_Commercial_Restaurant_Existing_Miscellaneous_Natural Gas_Miscellaneous_E5 | F2 | Commercial | Restaurant | Existing | Miscellaneous | Natural Gas | Miscellaneous | E5 | TRC BC Ratio | 0 | 0 | 0 | 0 | 0 | 0 | 0 | 0 | 0 | 0 | 0 | 0 | 0 | 0 | 0 | 0 | 0 | 0 | 0 | 0 | 0 | 0 | 0 | 0 | 0 | 0 | 0 | 0 | 0 | 0 | 0
F2_Commercial_Restaurant_Existing_Miscellaneous_Natural Gas_Miscellaneous_E6 | F2 | Commercial | Restaurant | Existing | Miscellaneous | Natural Gas | Miscellaneous | E6 | TRC BC Ratio | 0 | 0 | 0 | 0 | 0 | 0 | 0 | 0 | 0 | 0 | 0 | 0 | 0 | 0 | 0 | 0 | 0 | 0 | 0 | 0 | 0 | 0 | 0 | 0 | 0 | 0 | 0 | 0 | 0 | 0 | 0
F2_Commercial_Restaurant_Existing_Miscellaneous_Natural Gas_Miscellaneous_E7 | F2 | Commercial | Restaurant | Existing | Miscellaneous | Natural Gas | Miscellaneous | E7 | TRC BC Ratio | 0 | 0 | 0 | 0 | 0 | 0 | 0 | 0 | 0 | 0 | 0 | 0 | 0 | 0 | 0 | 0 | 0 | 0 | 0 | 0 | 0 | 0 | 0 | 0 | 0 | 0 | 0 | 0 | 0 | 0 | 0
F2_Commercial_Restaurant_Existing_Miscellaneous_Natural Gas_Miscellaneous_E8 | F2 | Commercial | Restaurant | Existing | Miscellaneous | Natural Gas | Miscellaneous | E8 | TRC BC Ratio | 0 | 0 | 0 | 0 | 0 | 0 | 0 | 0 | 0 | 0 | 0 | 0 | 0 | 0 | 0 | 0 | 0 | 0 | 0 | 0 | 0 | 0 | 0 | 0 | 0 | 0 | 0 | 0 | 0 | 0 | 0
F2_Commercial_Restaurant_Existing_Miscellaneous_Natural Gas_Miscellaneous_E9 | F2 | Commercial | Restaurant | Existing | Miscellaneous | Natural Gas | Miscellaneous | E9 | TRC BC Ratio | 0 | 0 | 0 | 0 | 0 | 0 | 0 | 0 | 0 | 0 | 0 | 0 | 0 | 0 | 0 | 0 | 0 | 0 | 0 | 0 | 0 | 0 | 0 | 0 | 0 | 0 | 0 | 0 | 0 | 0 | 0
F2_Commercial_Restaurant_Existing_Miscellaneous_Natural Gas_Miscellaneous_E10 | F2 | Commercial | Restaurant | Existing | Miscellaneous | Natural Gas | Miscellaneous | E10 | TRC BC Ratio | 0 | 0 | 0 | 0 | 0 | 0 | 0 | 0 | 0 | 0 | 0 | 0 | 0 | 0 | 0 | 0 | 0 | 0 | 0 | 0 | 0 | 0 | 0 | 0 | 0 | 0 | 0 | 0 | 0 | 0 | 0
F3_Commercial_Restaurant_Existing_Miscellaneous_Natural Gas_Miscellaneous_E1 | F3 | Commercial | Restaurant | Existing | Miscellaneous | Natural Gas | Miscellaneous | E1 | PACT BC Ratio | 0.9 | 0.9 | 0.9 | 0.9 | 0.9 | 0.9 | 0.9 | 0.9 | 0.9 | 0.9 | 0.9 | 0.9 | 0.9 | 0.9 | 0.9 | 0.9 | 0.9 | 0.9 | 0.9 | 0.9 | 0.9 | 0.9 | 0.9 | 0.9 | 0.9 | 0.9 | 0.9 | 0.9 | 0.9 | 0.9 | 0.9
F3_Commercial_Restaurant_Existing_Miscellaneous_Natural Gas_Miscellaneous_E2 | F3 | Commercial | Restaurant | Existing | Miscellaneous | Natural Gas | Miscellaneous | E2 | PACT BC Ratio | 0 | 0 | 0 | 0 | 0 | 0 | 0 | 0 | 0 | 0 | 0 | 0 | 0 | 0 | 0 | 0 | 0 | 0 | 0 | 0 | 0 | 0 | 0 | 0 | 0 | 0 | 0 | 0 | 0 | 0 | 0
F3_Commercial_Restaurant_Existing_Miscellaneous_Natural Gas_Miscellaneous_E3 | F3 | Commercial | Restaurant | Existing | Miscellaneous | Natural Gas | Miscellaneous | E3 | PACT BC Ratio | 0 | 0 | 0 | 0 | 0 | 0 | 0 | 0 | 0 | 0 | 0 | 0 | 0 | 0 | 0 | 0 | 0 | 0 | 0 | 0 | 0 | 0 | 0 | 0 | 0 | 0 | 0 | 0 | 0 | 0 | 0
F3_Commercial_Restaurant_Existing_Miscellaneous_Natural Gas_Miscellaneous_E4 | F3 | Commercial | Restaurant | Existing | Miscellaneous | Natural Gas | Miscellaneous | E4 | PACT BC Ratio | 0 | 0 | 0 | 0 | 0 | 0 | 0 | 0 | 0 | 0 | 0 | 0 | 0 | 0 | 0 | 0 | 0 | 0 | 0 | 0 | 0 | 0 | 0 | 0 | 0 | 0 | 0 | 0 | 0 | 0 | 0
F3_Commercial_Restaurant_Existing_Miscellaneous_Natural Gas_Miscellaneous_E5 | F3 | Commercial | Restaurant | Existing | Miscellaneous | Natural Gas | Miscellaneous | E5 | PACT BC Ratio | 0 | 0 | 0 | 0 | 0 | 0 | 0 | 0 | 0 | 0 | 0 | 0 | 0 | 0 | 0 | 0 | 0 | 0 | 0 | 0 | 0 | 0 | 0 | 0 | 0 | 0 | 0 | 0 | 0 | 0 | 0
F3_Commercial_Restaurant_Existing_Miscellaneous_Natural Gas_Miscellaneous_E6 | F3 | Commercial | Restaurant | Existing | Miscellaneous | Natural Gas | Miscellaneous | E6 | PACT BC Ratio | 0 | 0 | 0 | 0 | 0 | 0 | 0 | 0 | 0 | 0 | 0 | 0 | 0 | 0 | 0 | 0 | 0 | 0 | 0 | 0 | 0 | 0 | 0 | 0 | 0 | 0 | 0 | 0 | 0 | 0 | 0
F3_Commercial_Restaurant_Existing_Miscellaneous_Natural Gas_Miscellaneous_E7 | F3 | Commercial | Restaurant | Existing | Miscellaneous | Natural Gas | Miscellaneous | E7 | PACT BC Ratio | 0 | 0 | 0 | 0 | 0 | 0 | 0 | 0 | 0 | 0 | 0 | 0 | 0 | 0 | 0 | 0 | 0 | 0 | 0 | 0 | 0 | 0 | 0 | 0 | 0 | 0 | 0 | 0 | 0 | 0 | 0
F3_Commercial_Restaurant_Existing_Miscellaneous_Natural Gas_Miscellaneous_E8 | F3 | Commercial | Restaurant | Existing | Miscellaneous | Natural Gas | Miscellaneous | E8 | PACT BC Ratio | 0 | 0 | 0 | 0 | 0 | 0 | 0 | 0 | 0 | 0 | 0 | 0 | 0 | 0 | 0 | 0 | 0 | 0 | 0 | 0 | 0 | 0 | 0 | 0 | 0 | 0 | 0 | 0 | 0 | 0 | 0
F3_Commercial_Restaurant_Existing_Miscellaneous_Natural Gas_Miscellaneous_E9 | F3 | Commercial | Restaurant | Existing | Miscellaneous | Natural Gas | Miscellaneous | E9 | PACT BC Ratio | 0 | 0 | 0 | 0 | 0 | 0 | 0 | 0 | 0 | 0 | 0 | 0 | 0 | 0 | 0 | 0 | 0 | 0 | 0 | 0 | 0 | 0 | 0 | 0 | 0 | 0 | 0 | 0 | 0 | 0 | 0
F3_Commercial_Restaurant_Existing_Miscellaneous_Natural Gas_Miscellaneous_E10 | F3 | Commercial | Restaurant | Existing | Miscellaneous | Natural Gas | Miscellaneous | E10 | PACT BC Ratio | 0 | 0 | 0 | 0 | 0 | 0 | 0 | 0 | 0 | 0 | 0 | 0 | 0 | 0 | 0 | 0 | 0 | 0 | 0 | 0 | 0 | 0 | 0 | 0 | 0 | 0 | 0 | 0 | 0 | 0 | 0
F4_Commercial_Restaurant_Existing_Miscellaneous_Natural Gas_Miscellaneous_E1 | F4 | Commercial | Restaurant | Existing | Miscellaneous | Natural Gas | Miscellaneous | E1 | PCT BC Ratio | 0.9 | 0.9 | 0.9 | 0.9 | 0.9 | 0.9 | 0.9 | 0.9 | 0.9 | 0.9 | 0.9 | 0.9 | 0.9 | 0.9 | 0.9 | 0.9 | 0.9 | 0.9 | 0.9 | 0.9 | 0.9 | 0.9 | 0.9 | 0.9 | 0.9 | 0.9 | 0.9 | 0.9 | 0.9 | 0.9 | 0.9
F4_Commercial_Restaurant_Existing_Miscellaneous_Natural Gas_Miscellaneous_E2 | F4 | Commercial | Restaurant | Existing | Miscellaneous | Natural Gas | Miscellaneous | E2 | PCT BC Ratio | 0 | 0 | 0 | 0 | 0 | 0 | 0 | 0 | 0 | 0 | 0 | 0 | 0 | 0 | 0 | 0 | 0 | 0 | 0 | 0 | 0 | 0 | 0 | 0 | 0 | 0 | 0 | 0 | 0 | 0 | 0
F4_Commercial_Restaurant_Existing_Miscellaneous_Natural Gas_Miscellaneous_E3 | F4 | Commercial | Restaurant | Existing | Miscellaneous | Natural Gas | Miscellaneous | E3 | PCT BC Ratio | 0 | 0 | 0 | 0 | 0 | 0 | 0 | 0 | 0 | 0 | 0 | 0 | 0 | 0 | 0 | 0 | 0 | 0 | 0 | 0 | 0 | 0 | 0 | 0 | 0 | 0 | 0 | 0 | 0 | 0 | 0
F4_Commercial_Restaurant_Existing_Miscellaneous_Natural Gas_Miscellaneous_E4 | F4 | Commercial | Restaurant | Existing | Miscellaneous | Natural Gas | Miscellaneous | E4 | PCT BC Ratio | 0 | 0 | 0 | 0 | 0 | 0 | 0 | 0 | 0 | 0 | 0 | 0 | 0 | 0 | 0 | 0 | 0 | 0 | 0 | 0 | 0 | 0 | 0 | 0 | 0 | 0 | 0 | 0 | 0 | 0 | 0
F4_Commercial_Restaurant_Existing_Miscellaneous_Natural Gas_Miscellaneous_E5 | F4 | Commercial | Restaurant | Existing | Miscellaneous | Natural Gas | Miscellaneous | E5 | PCT BC Ratio | 0 | 0 | 0 | 0 | 0 | 0 | 0 | 0 | 0 | 0 | 0 | 0 | 0 | 0 | 0 | 0 | 0 | 0 | 0 | 0 | 0 | 0 | 0 | 0 | 0 | 0 | 0 | 0 | 0 | 0 | 0
F4_Commercial_Restaurant_Existing_Miscellaneous_Natural Gas_Miscellaneous_E6 | F4 | Commercial | Restaurant | Existing | Miscellaneous | Natural Gas | Miscellaneous | E6 | PCT BC Ratio | 0 | 0 | 0 | 0 | 0 | 0 | 0 | 0 | 0 | 0 | 0 | 0 | 0 | 0 | 0 | 0 | 0 | 0 | 0 | 0 | 0 | 0 | 0 | 0 | 0 | 0 | 0 | 0 | 0 | 0 | 0
F4_Commercial_Restaurant_Existing_Miscellaneous_Natural Gas_Miscellaneous_E7 | F4 | Commercial | Restaurant | Existing | Miscellaneous | Natural Gas | Miscellaneous | E7 | PCT BC Ratio | 0 | 0 | 0 | 0 | 0 | 0 | 0 | 0 | 0 | 0 | 0 | 0 | 0 | 0 | 0 | 0 | 0 | 0 | 0 | 0 | 0 | 0 | 0 | 0 | 0 | 0 | 0 | 0 | 0 | 0 | 0
F4_Commercial_Restaurant_Existing_Miscellaneous_Natural Gas_Miscellaneous_E8 | F4 | Commercial | Restaurant | Existing | Miscellaneous | Natural Gas | Miscellaneous | E8 | PCT BC Ratio | 0 | 0 | 0 | 0 | 0 | 0 | 0 | 0 | 0 | 0 | 0 | 0 | 0 | 0 | 0 | 0 | 0 | 0 | 0 | 0 | 0 | 0 | 0 | 0 | 0 | 0 | 0 | 0 | 0 | 0 | 0
F4_Commercial_Restaurant_Existing_Miscellaneous_Natural Gas_Miscellaneous_E9 | F4 | Commercial | Restaurant | Existing | Miscellaneous | Natural Gas | Miscellaneous | E9 | PCT BC Ratio | 0 | 0 | 0 | 0 | 0 | 0 | 0 | 0 | 0 | 0 | 0 | 0 | 0 | 0 | 0 | 0 | 0 | 0 | 0 | 0 | 0 | 0 | 0 | 0 | 0 | 0 | 0 | 0 | 0 | 0 | 0
F4_Commercial_Restaurant_Existing_Miscellaneous_Natural Gas_Miscellaneous_E10 | F4 | Commercial | Restaurant | Existing | Miscellaneous | Natural Gas | Miscellaneous | E10 | PCT BC Ratio | 0 | 0 | 0 | 0 | 0 | 0 | 0 | 0 | 0 | 0 | 0 | 0 | 0 | 0 | 0 | 0 | 0 | 0 | 0 | 0 | 0 | 0 | 0 | 0 | 0 | 0 | 0 | 0 | 0 | 0 | 0
F5_Commercial_Restaurant_Existing_Miscellaneous_Natural Gas_Miscellaneous_E1 | F5 | Commercial | Restaurant | Existing | Miscellaneous | Natural Gas | Miscellaneous | E1 | RIM BC Ratio | 0.9 | 0.9 | 0.9 | 0.9 | 0.9 | 0.9 | 0.9 | 0.9 | 0.9 | 0.9 | 0.9 | 0.9 | 0.9 | 0.9 | 0.9 | 0.9 | 0.9 | 0.9 | 0.9 | 0.9 | 0.9 | 0.9 | 0.9 | 0.9 | 0.9 | 0.9 | 0.9 | 0.9 | 0.9 | 0.9 | 0.9
F5_Commercial_Restaurant_Existing_Miscellaneous_Natural Gas_Miscellaneous_E2 | F5 | Commercial | Restaurant | Existing | Miscellaneous | Natural Gas | Miscellaneous | E2 | RIM BC Ratio | 0 | 0 | 0 | 0 | 0 | 0 | 0 | 0 | 0 | 0 | 0 | 0 | 0 | 0 | 0 | 0 | 0 | 0 | 0 | 0 | 0 | 0 | 0 | 0 | 0 | 0 | 0 | 0 | 0 | 0 | 0
F5_Commercial_Restaurant_Existing_Miscellaneous_Natural Gas_Miscellaneous_E3 | F5 | Commercial | Restaurant | Existing | Miscellaneous | Natural Gas | Miscellaneous | E3 | RIM BC Ratio | 0 | 0 | 0 | 0 | 0 | 0 | 0 | 0 | 0 | 0 | 0 | 0 | 0 | 0 | 0 | 0 | 0 | 0 | 0 | 0 | 0 | 0 | 0 | 0 | 0 | 0 | 0 | 0 | 0 | 0 | 0
F5_Commercial_Restaurant_Existing_Miscellaneous_Natural Gas_Miscellaneous_E4 | F5 | Commercial | Restaurant | Existing | Miscellaneous | Natural Gas | Miscellaneous | E4 | RIM BC Ratio | 0 | 0 | 0 | 0 | 0 | 0 | 0 | 0 | 0 | 0 | 0 | 0 | 0 | 0 | 0 | 0 | 0 | 0 | 0 | 0 | 0 | 0 | 0 | 0 | 0 | 0 | 0 | 0 | 0 | 0 | 0
F5_Commercial_Restaurant_Existing_Miscellaneous_Natural Gas_Miscellaneous_E5 | F5 | Commercial | Restaurant | Existing | Miscellaneous | Natural Gas | Miscellaneous | E5 | RIM BC Ratio | 0 | 0 | 0 | 0 | 0 | 0 | 0 | 0 | 0 | 0 | 0 | 0 | 0 | 0 | 0 | 0 | 0 | 0 | 0 | 0 | 0 | 0 | 0 | 0 | 0 | 0 | 0 | 0 | 0 | 0 | 0
F5_Commercial_Restaurant_Existing_Miscellaneous_Natural Gas_Miscellaneous_E6 | F5 | Commercial | Restaurant | Existing | Miscellaneous | Natural Gas | Miscellaneous | E6 | RIM BC Ratio | 0 | 0 | 0 | 0 | 0 | 0 | 0 | 0 | 0 | 0 | 0 | 0 | 0 | 0 | 0 | 0 | 0 | 0 | 0 | 0 | 0 | 0 | 0 | 0 | 0 | 0 | 0 | 0 | 0 | 0 | 0
F5_Commercial_Restaurant_Existing_Miscellaneous_Natural Gas_Miscellaneous_E7 | F5 | Commercial | Restaurant | Existing | Miscellaneous | Natural Gas | Miscellaneous | E7 | RIM BC Ratio | 0 | 0 | 0 | 0 | 0 | 0 | 0 | 0 | 0 | 0 | 0 | 0 | 0 | 0 | 0 | 0 | 0 | 0 | 0 | 0 | 0 | 0 | 0 | 0 | 0 | 0 | 0 | 0 | 0 | 0 | 0
F5_Commercial_Restaurant_Existing_Miscellaneous_Natural Gas_Miscellaneous_E8 | F5 | Commercial | Restaurant | Existing | Miscellaneous | Natural Gas | Miscellaneous | E8 | RIM BC Ratio | 0 | 0 | 0 | 0 | 0 | 0 | 0 | 0 | 0 | 0 | 0 | 0 | 0 | 0 | 0 | 0 | 0 | 0 | 0 | 0 | 0 | 0 | 0 | 0 | 0 | 0 | 0 | 0 | 0 | 0 | 0
F5_Commercial_Restaurant_Existing_Miscellaneous_Natural Gas_Miscellaneous_E9 | F5 | Commercial | Restaurant | Existing | Miscellaneous | Natural Gas | Miscellaneous | E9 | RIM BC Ratio | 0 | 0 | 0 | 0 | 0 | 0 | 0 | 0 | 0 | 0 | 0 | 0 | 0 | 0 | 0 | 0 | 0 | 0 | 0 | 0 | 0 | 0 | 0 | 0 | 0 | 0 | 0 | 0 | 0 | 0 | 0
F5_Commercial_Restaurant_Existing_Miscellaneous_Natural Gas_Miscellaneous_E10 | F5 | Commercial | Restaurant | Existing | Miscellaneous | Natural Gas | Miscellaneous | E10 | RIM BC Ratio | 0 | 0 | 0 | 0 | 0 | 0 | 0 | 0 | 0 | 0 | 0 | 0 | 0 | 0 | 0 | 0 | 0 | 0 | 0 | 0 | 0 | 0 | 0 | 0 | 0 | 0 | 0 | 0 | 0 | 0 | 0
F0_Commercial_Restaurant_New_Space Heating_Natural Gas_Furnace_E0 | F0 | Commercial | Restaurant | New | Space Heating | Natural Gas | Furnace | E0 | Economic Unit | AFUE 96% | AFUE 96% | AFUE 96% | AFUE 96% | AFUE 96% | AFUE 96% | AFUE 96% | AFUE 96% | AFUE 96% | AFUE 96% | AFUE 96% | AFUE 96% | AFUE 96% | AFUE 96% | AFUE 96% | AFUE 96% | AFUE 96% | AFUE 96% | AFUE 96% | AFUE 96% | AFUE 96% | AFUE 96% | AFUE 96% | AFUE 96% | AFUE 96% | AFUE 96% | AFUE 96% | AFUE 96% | AFUE 96% | AFUE 96% | AFUE 96%
F1_Commercial_Restaurant_New_Space Heating_Natural Gas_Furnace_E1 | F1 | Commercial | Restaurant | New | Space Heating | Natural Gas | Furnace | E1 | CCE | 0 | 0 | 0 | 0 | 0 | 0 | 0 | 0 | 0 | 0 | 0 | 0 | 0 | 0 | 0 | 0 | 0 | 0 | 0 | 0 | 0 | 0 | 0 | 0 | 0 | 0 | 0 | 0 | 0 | 0 | 0
F1_Commercial_Restaurant_New_Space Heating_Natural Gas_Furnace_E2 | F1 | Commercial | Restaurant | New | Space Heating | Natural Gas | Furnace | E2 | CCE | 0.13276 | 0.12763 | 0.12824 | 0.12958 | 0.12958 | 0 | 0 | 0 | 0 | 0 | 0 | 0 | 0 | 0 | 0 | 0 | 0 | 0 | 0 | 0 | 0 | 0 | 0 | 0 | 0 | 0 | 0 | 0 | 0 | 0 | 0
F1_Commercial_Restaurant_New_Space Heating_Natural Gas_Furnace_E3 | F1 | Commercial | Restaurant | New | Space Heating | Natural Gas | Furnace | E3 | CCE | 0.028278 | 0.027185 | 0.027315 | 0.027601 | 0.027601 | 0 | 0 | 0 | 0 | 0 | 0 | 0 | 0 | 0 | 0 | 0 | 0 | 0 | 0 | 0 | 0 | 0 | 0 | 0 | 0 | 0 | 0 | 0 | 0 | 0 | 0
F1_Commercial_Restaurant_New_Space Heating_Natural Gas_Furnace_E4 | F1 | Commercial | Restaurant | New | Space Heating | Natural Gas | Furnace | E4 | CCE | 0.0097338 | 0.0093576 | 0.0094023 | 0.0095005 | 0.0095005 | -0.038284 | -0.038284 | -0.038284 | -0.038284 | -0.038284 | -0.038284 | -0.038284 | -0.038284 | -0.038284 | -0.038284 | -0.038284 | -0.038284 | -0.038284 | -0.038284 | -0.038284 | -0.038284 | -0.038284 | -0.038284 | -0.038284 | -0.038284 | -0.038284 | -0.038284 | -0.038284 | -0.038284 | -0.038284 | -0.038284
F1_Commercial_Restaurant_New_Space Heating_Natural Gas_Furnace_E5 | F1 | Commercial | Restaurant | New | Space Heating | Natural Gas | Furnace | E5 | CCE | 0 | 0 | 0 | 0 | 0 | 0 | 0 | 0.22636 | 0.22636 | 0.22636 | 0.22636 | 0.22636 | 0.22636 | 0.22636 | 0.22636 | 0.22636 | 0.22636 | 0.22636 | 0.22636 | 0.22636 | 0.22636 | 0.22636 | 0.22636 | 0.22636 | 0.22636 | 0.22636 | 0.22636 | 0.22636 | 0.22636 | 0.22636 | 0.22636
F1_Commercial_Restaurant_New_Space Heating_Natural Gas_Furnace_E6 | F1 | Commercial | Restaurant | New | Space Heating | Natural Gas | Furnace | E6 | CCE | 0 | 0 | 0 | 0 | 0 | 0 | 0 | 0 | 0 | 0 | 0 | 0 | 0 | 0 | 0 | 0 | 0 | 0 | 0 | 0 | 0 | 0 | 0 | 0 | 0 | 0 | 0 | 0 | 0 | 0 | 0
F1_Commercial_Restaurant_New_Space Heating_Natural Gas_Furnace_E7 | F1 | Commercial | Restaurant | New | Space Heating | Natural Gas | Furnace | E7 | CCE | 0 | 0 | 0 | 0 | 0 | 0 | 0 | 0 | 0 | 0 | 0 | 0 | 0 | 0 | 0 | 0 | 0 | 0 | 0 | 0 | 0 | 0 | 0 | 0 | 0 | 0 | 0 | 0 | 0 | 0 | 0
F1_Commercial_Restaurant_New_Space Heating_Natural Gas_Furnace_E8 | F1 | Commercial | Restaurant | New | Space Heating | Natural Gas | Furnace | E8 | CCE | 0 | 0 | 0 | 0 | 0 | 0 | 0 | 0 | 0 | 0 | 0 | 0 | 0 | 0 | 0 | 0 | 0 | 0 | 0 | 0 | 0 | 0 | 0 | 0 | 0 | 0 | 0 | 0 | 0 | 0 | 0
F1_Commercial_Restaurant_New_Space Heating_Natural Gas_Furnace_E9 | F1 | Commercial | Restaurant | New | Space Heating | Natural Gas | Furnace | E9 | CCE | 0 | 0 | 0 | 0 | 0 | 0 | 0 | 0 | 0 | 0 | 0 | 0 | 0 | 0 | 0 | 0 | 0 | 0 | 0 | 0 | 0 | 0 | 0 | 0 | 0 | 0 | 0 | 0 | 0 | 0 | 0
F1_Commercial_Restaurant_New_Space Heating_Natural Gas_Furnace_E10 | F1 | Commercial | Restaurant | New | Space Heating | Natural Gas | Furnace | E10 | CCE | 0 | 0 | 0 | 0 | 0 | 0 | 0 | 0 | 0 | 0 | 0 | 0 | 0 | 0 | 0 | 0 | 0 | 0 | 0 | 0 | 0 | 0 | 0 | 0 | 0 | 0 | 0 | 0 | 0 | 0 | 0
F2_Commercial_Restaurant_New_Space Heating_Natural Gas_Furnace_E1 | F2 | Commercial | Restaurant | New | Space Heating | Natural Gas | Furnace | E1 | TRC BC Ratio | 0.9 | 0.9 | 0.9 | 0.9 | 0.9 | 0 | 0 | 0 | 0 | 0 | 0 | 0 | 0 | 0 | 0 | 0 | 0 | 0 | 0 | 0 | 0 | 0 | 0 | 0 | 0 | 0 | 0 | 0 | 0 | 0 | 0
F2_Commercial_Restaurant_New_Space Heating_Natural Gas_Furnace_E2 | F2 | Commercial | Restaurant | New | Space Heating | Natural Gas | Furnace | E2 | TRC BC Ratio | 0.074875 | 0.075357 | 0.075624 | 0.075949 | 0.07662 | 0 | 0 | 0 | 0 | 0 | 0 | 0 | 0 | 0 | 0 | 0 | 0 | 0 | 0 | 0 | 0 | 0 | 0 | 0 | 0 | 0 | 0 | 0 | 0 | 0 | 0
F2_Commercial_Restaurant_New_Space Heating_Natural Gas_Furnace_E3 | F2 | Commercial | Restaurant | New | Space Heating | Natural Gas | Furnace | E3 | TRC BC Ratio | 0.35153 | 0.35379 | 0.35505 | 0.35657 | 0.35972 | 0.9 | 0.9 | 0.9 | 0.9 | 0.9 | 0.9 | 0.9 | 0.9 | 0.9 | 0.9 | 0.9 | 0.9 | 0.9 | 0.9 | 0.9 | 0.9 | 0.9 | 0.9 | 0.9 | 0.9 | 0.9 | 0.9 | 0.9 | 0.9 | 0.9 | 0.9
F2_Commercial_Restaurant_New_Space Heating_Natural Gas_Furnace_E4 | F2 | Commercial | Restaurant | New | Space Heating | Natural Gas | Furnace | E4 | TRC BC Ratio | 1.0213 | 1.0278 | 1.0315 | 1.0359 | 1.0451 | 0.9 | 0.9 | 0.9 | 0.9 | 0.9 | 0.9 | 0.9 | 0.9 | 0.9 | 0.9 | 0.9 | 0.9 | 0.9 | 0.9 | 0.9 | 0.9 | 0.9 | 0.9 | 0.9 | 0.9 | 0.9 | 0.9 | 0.9 | 0.9 | 0.9 | 0.9
F2_Commercial_Restaurant_New_Space Heating_Natural Gas_Furnace_E5 | F2 | Commercial | Restaurant | New | Space Heating | Natural Gas | Furnace | E5 | TRC BC Ratio | 0 | 0 | 0 | 0 | 0 | 0 | 0 | 0.040904 | 0.040658 | 0.040309 | 0.040119 | 0.039856 | 0.035774 | 0.035486 | 0.03545 | 0.035183 | 0.035089 | 0.035061 | 0.034408 | 0.034627 | 0.03472 | 0.034883 | 0.03511 | 0.020426 | 0.019916 | 0.019393 | 0.018851 | 0.018284 | 0.017688 | 0.017058 | 0.016389
F2_Commercial_Restaurant_New_Space Heating_Natural Gas_Furnace_E6 | F2 | Commercial | Restaurant | New | Space Heating | Natural Gas | Furnace | E6 | TRC BC Ratio | 0 | 0 | 0 | 0 | 0 | 0 | 0 | 0 | 0 | 0 | 0 | 0 | 0 | 0 | 0 | 0 | 0 | 0 | 0 | 0 | 0 | 0 | 0 | 0 | 0 | 0 | 0 | 0 | 0 | 0 | 0
F2_Commercial_Restaurant_New_Space Heating_Natural Gas_Furnace_E7 | F2 | Commercial | Restaurant | New | Space Heating | Natural Gas | Furnace | E7 | TRC BC Ratio | 0 | 0 | 0 | 0 | 0 | 0 | 0 | 0 | 0 | 0 | 0 | 0 | 0 | 0 | 0 | 0 | 0 | 0 | 0 | 0 | 0 | 0 | 0 | 0 | 0 | 0 | 0 | 0 | 0 | 0 | 0
F2_Commercial_Restaurant_New_Space Heating_Natural Gas_Furnace_E8 | F2 | Commercial | Restaurant | New | Space Heating | Natural Gas | Furnace | E8 | TRC BC Ratio | 0 | 0 | 0 | 0 | 0 | 0 | 0 | 0 | 0 | 0 | 0 | 0 | 0 | 0 | 0 | 0 | 0 | 0 | 0 | 0 | 0 | 0 | 0 | 0 | 0 | 0 | 0 | 0 | 0 | 0 | 0
F2_Commercial_Restaurant_New_Space Heating_Natural Gas_Furnace_E9 | F2 | Commercial | Restaurant | New | Space Heating | Natural Gas | Furnace | E9 | TRC BC Ratio | 0 | 0 | 0 | 0 | 0 | 0 | 0 | 0 | 0 | 0 | 0 | 0 | 0 | 0 | 0 | 0 | 0 | 0 | 0 | 0 | 0 | 0 | 0 | 0 | 0 | 0 | 0 | 0 | 0 | 0 | 0
F2_Commercial_Restaurant_New_Space Heating_Natural Gas_Furnace_E10 | F2 | Commercial | Restaurant | New | Space Heating | Natural Gas | Furnace | E10 | TRC BC Ratio | 0 | 0 | 0 | 0 | 0 | 0 | 0 | 0 | 0 | 0 | 0 | 0 | 0 | 0 | 0 | 0 | 0 | 0 | 0 | 0 | 0 | 0 | 0 | 0 | 0 | 0 | 0 | 0 | 0 | 0 | 0
F3_Commercial_Restaurant_New_Space Heating_Natural Gas_Furnace_E1 | F3 | Commercial | Restaurant | New | Space Heating | Natural Gas | Furnace | E1 | PACT BC Ratio | 0.9 | 0.9 | 0.9 | 0.9 | 0.9 | 0 | 0 | 0 | 0 | 0 | 0 | 0 | 0 | 0 | 0 | 0 | 0 | 0 | 0 | 0 | 0 | 0 | 0 | 0 | 0 | 0 | 0 | 0 | 0 | 0 | 0
F3_Commercial_Restaurant_New_Space Heating_Natural Gas_Furnace_E2 | F3 | Commercial | Restaurant | New | Space Heating | Natural Gas | Furnace | E2 | PACT BC Ratio | 0.074875 | 0.075357 | 0.075624 | 0.075949 | 0.07662 | 0 | 0 | 0 | 0 | 0 | 0 | 0 | 0 | 0 | 0 | 0 | 0 | 0 | 0 | 0 | 0 | 0 | 0 | 0 | 0 | 0 | 0 | 0 | 0 | 0 | 0
F3_Commercial_Restaurant_New_Space Heating_Natural Gas_Furnace_E3 | F3 | Commercial | Restaurant | New | Space Heating | Natural Gas | Furnace | E3 | PACT BC Ratio | 0.35153 | 0.35379 | 0.35505 | 0.35657 | 0.35972 | 0.9 | 0.9 | 0.9 | 0.9 | 0.9 | 0.9 | 0.9 | 0.9 | 0.9 | 0.9 | 0.9 | 0.9 | 0.9 | 0.9 | 0.9 | 0.9 | 0.9 | 0.9 | 0.9 | 0.9 | 0.9 | 0.9 | 0.9 | 0.9 | 0.9 | 0.9
F3_Commercial_Restaurant_New_Space Heating_Natural Gas_Furnace_E4 | F3 | Commercial | Restaurant | New | Space Heating | Natural Gas | Furnace | E4 | PACT BC Ratio | 1.0213 | 1.0278 | 1.0315 | 1.0359 | 1.0451 | 0.9 | 0.9 | 0.9 | 0.9 | 0.9 | 0.9 | 0.9 | 0.9 | 0.9 | 0.9 | 0.9 | 0.9 | 0.9 | 0.9 | 0.9 | 0.9 | 0.9 | 0.9 | 0.9 | 0.9 | 0.9 | 0.9 | 0.9 | 0.9 | 0.9 | 0.9
F3_Commercial_Restaurant_New_Space Heating_Natural Gas_Furnace_E5 | F3 | Commercial | Restaurant | New | Space Heating | Natural Gas | Furnace | E5 | PACT BC Ratio | 0 | 0 | 0 | 0 | 0 | 0 | 0 | 0.040904 | 0.040658 | 0.040309 | 0.040119 | 0.039856 | 0.035774 | 0.035486 | 0.03545 | 0.035183 | 0.035089 | 0.035061 | 0.034408 | 0.034627 | 0.03472 | 0.034883 | 0.03511 | 0.020426 | 0.019916 | 0.019393 | 0.018851 | 0.018284 | 0.017688 | 0.017058 | 0.016389
F3_Commercial_Restaurant_New_Space Heating_Natural Gas_Furnace_E6 | F3 | Commercial | Restaurant | New | Space Heating | Natural Gas | Furnace | E6 | PACT BC Ratio | 0 | 0 | 0 | 0 | 0 | 0 | 0 | 0 | 0 | 0 | 0 | 0 | 0 | 0 | 0 | 0 | 0 | 0 | 0 | 0 | 0 | 0 | 0 | 0 | 0 | 0 | 0 | 0 | 0 | 0 | 0
F3_Commercial_Restaurant_New_Space Heating_Natural Gas_Furnace_E7 | F3 | Commercial | Restaurant | New | Space Heating | Natural Gas | Furnace | E7 | PACT BC Ratio | 0 | 0 | 0 | 0 | 0 | 0 | 0 | 0 | 0 | 0 | 0 | 0 | 0 | 0 | 0 | 0 | 0 | 0 | 0 | 0 | 0 | 0 | 0 | 0 | 0 | 0 | 0 | 0 | 0 | 0 | 0
F3_Commercial_Restaurant_New_Space Heating_Natural Gas_Furnace_E8 | F3 | Commercial | Restaurant | New | Space Heating | Natural Gas | Furnace | E8 | PACT BC Ratio | 0 | 0 | 0 | 0 | 0 | 0 | 0 | 0 | 0 | 0 | 0 | 0 | 0 | 0 | 0 | 0 | 0 | 0 | 0 | 0 | 0 | 0 | 0 | 0 | 0 | 0 | 0 | 0 | 0 | 0 | 0
F3_Commercial_Restaurant_New_Space Heating_Natural Gas_Furnace_E9 | F3 | Commercial | Restaurant | New | Space Heating | Natural Gas | Furnace | E9 | PACT BC Ratio | 0 | 0 | 0 | 0 | 0 | 0 | 0 | 0 | 0 | 0 | 0 | 0 | 0 | 0 | 0 | 0 | 0 | 0 | 0 | 0 | 0 | 0 | 0 | 0 | 0 | 0 | 0 | 0 | 0 | 0 | 0
F3_Commercial_Restaurant_New_Space Heating_Natural Gas_Furnace_E10 | F3 | Commercial | Restaurant | New | Space Heating | Natural Gas | Furnace | E10 | PACT BC Ratio | 0 | 0 | 0 | 0 | 0 | 0 | 0 | 0 | 0 | 0 | 0 | 0 | 0 | 0 | 0 | 0 | 0 | 0 | 0 | 0 | 0 | 0 | 0 | 0 | 0 | 0 | 0 | 0 | 0 | 0 | 0
F4_Commercial_Restaurant_New_Space Heating_Natural Gas_Furnace_E1 | F4 | Commercial | Restaurant | New | Space Heating | Natural Gas | Furnace | E1 | PCT BC Ratio | 0.9 | 0.9 | 0.9 | 0.9 | 0.9 | 0 | 0 | 0 | 0 | 0 | 0 | 0 | 0 | 0 | 0 | 0 | 0 | 0 | 0 | 0 | 0 | 0 | 0 | 0 | 0 | 0 | 0 | 0 | 0 | 0 | 0
F4_Commercial_Restaurant_New_Space Heating_Natural Gas_Furnace_E2 | F4 | Commercial | Restaurant | New | Space Heating | Natural Gas | Furnace | E2 | PCT BC Ratio | 1.1884 | 1.1896 | 1.1903 | 1.1911 | 1.1928 | 0 | 0 | 0 | 0 | 0 | 0 | 0 | 0 | 0 | 0 | 0 | 0 | 0 | 0 | 0 | 0 | 0 | 0 | 0 | 0 | 0 | 0 | 0 | 0 | 0 | 0
F4_Commercial_Restaurant_New_Space Heating_Natural Gas_Furnace_E3 | F4 | Commercial | Restaurant | New | Space Heating | Natural Gas | Furnace | E3 | PCT BC Ratio | 1.8844 | 1.8901 | 1.8933 | 1.8971 | 1.905 | 0.9 | 0.9 | 0.9 | 0.9 | 0.9 | 0.9 | 0.9 | 0.9 | 0.9 | 0.9 | 0.9 | 0.9 | 0.9 | 0.9 | 0.9 | 0.9 | 0.9 | 0.9 | 0.9 | 0.9 | 0.9 | 0.9 | 0.9 | 0.9 | 0.9 | 0.9
F4_Commercial_Restaurant_New_Space Heating_Natural Gas_Furnace_E4 | F4 | Commercial | Restaurant | New | Space Heating | Natural Gas | Furnace | E4 | PCT BC Ratio | 3.5694 | 3.5859 | 3.5951 | 3.6063 | 3.6293 | 0.9 | 0.9 | 0.9 | 0.9 | 0.9 | 0.9 | 0.9 | 0.9 | 0.9 | 0.9 | 0.9 | 0.9 | 0.9 | 0.9 | 0.9 | 0.9 | 0.9 | 0.9 | 0.9 | 0.9 | 0.9 | 0.9 | 0.9 | 0.9 | 0.9 | 0.9
F4_Commercial_Restaurant_New_Space Heating_Natural Gas_Furnace_E5 | F4 | Commercial | Restaurant | New | Space Heating | Natural Gas | Furnace | E5 | PCT BC Ratio | 0 | 0 | 0 | 0 | 0 | 0 | 0 | 1.1029 | 1.1023 | 1.1014 | 1.1009 | 1.1003 | 1.09 | 1.0893 | 1.0892 | 1.0885 | 1.0883 | 1.0882 | 1.0866 | 1.0871 | 1.0874 | 1.0878 | 1.0883 | 1.0514 | 1.0501 | 1.0488 | 1.0474 | 1.046 | 1.0445 | 1.0429 | 1.0412
F4_Commercial_Restaurant_New_Space Heating_Natural Gas_Furnace_E6 | F4 | Commercial | Restaurant | New | Space Heating | Natural Gas | Furnace | E6 | PCT BC Ratio | 0 | 0 | 0 | 0 | 0 | 0 | 0 | 0 | 0 | 0 | 0 | 0 | 0 | 0 | 0 | 0 | 0 | 0 | 0 | 0 | 0 | 0 | 0 | 0 | 0 | 0 | 0 | 0 | 0 | 0 | 0
F4_Commercial_Restaurant_New_Space Heating_Natural Gas_Furnace_E7 | F4 | Commercial | Restaurant | New | Space Heating | Natural Gas | Furnace | E7 | PCT BC Ratio | 0 | 0 | 0 | 0 | 0 | 0 | 0 | 0 | 0 | 0 | 0 | 0 | 0 | 0 | 0 | 0 | 0 | 0 | 0 | 0 | 0 | 0 | 0 | 0 | 0 | 0 | 0 | 0 | 0 | 0 | 0
F4_Commercial_Restaurant_New_Space Heating_Natural Gas_Furnace_E8 | F4 | Commercial | Restaurant | New | Space Heating | Natural Gas | Furnace | E8 | PCT BC Ratio | 0 | 0 | 0 | 0 | 0 | 0 | 0 | 0 | 0 | 0 | 0 | 0 | 0 | 0 | 0 | 0 | 0 | 0 | 0 | 0 | 0 | 0 | 0 | 0 | 0 | 0 | 0 | 0 | 0 | 0 | 0
F4_Commercial_Restaurant_New_Space Heating_Natural Gas_Furnace_E9 | F4 | Commercial | Restaurant | New | Space Heating | Natural Gas | Furnace | E9 | PCT BC Ratio | 0 | 0 | 0 | 0 | 0 | 0 | 0 | 0 | 0 | 0 | 0 | 0 | 0 | 0 | 0 | 0 | 0 | 0 | 0 | 0 | 0 | 0 | 0 | 0 | 0 | 0 | 0 | 0 | 0 | 0 | 0
F4_Commercial_Restaurant_New_Space Heating_Natural Gas_Furnace_E10 | F4 | Commercial | Restaurant | New | Space Heating | Natural Gas | Furnace | E10 | PCT BC Ratio | 0 | 0 | 0 | 0 | 0 | 0 | 0 | 0 | 0 | 0 | 0 | 0 | 0 | 0 | 0 | 0 | 0 | 0 | 0 | 0 | 0 | 0 | 0 | 0 | 0 | 0 | 0 | 0 | 0 | 0 | 0
F5_Commercial_Restaurant_New_Space Heating_Natural Gas_Furnace_E1 | F5 | Commercial | Restaurant | New | Space Heating | Natural Gas | Furnace | E1 | RIM BC Ratio | 0.9 | 0.9 | 0.9 | 0.9 | 0.9 | 0 | 0 | 0 | 0 | 0 | 0 | 0 | 0 | 0 | 0 | 0 | 0 | 0 | 0 | 0 | 0 | 0 | 0 | 0 | 0 | 0 | 0 | 0 | 0 | 0 | 0
F5_Commercial_Restaurant_New_Space Heating_Natural Gas_Furnace_E2 | F5 | Commercial | Restaurant | New | Space Heating | Natural Gas | Furnace | E2 | RIM BC Ratio | 0.068711 | 0.069117 | 0.069342 | 0.069615 | 0.070178 | 0 | 0 | 0 | 0 | 0 | 0 | 0 | 0 | 0 | 0 | 0 | 0 | 0 | 0 | 0 | 0 | 0 | 0 | 0 | 0 | 0 | 0 | 0 | 0 | 0 | 0
F5_Commercial_Restaurant_New_Space Heating_Natural Gas_Furnace_E3 | F5 | Commercial | Restaurant | New | Space Heating | Natural Gas | Furnace | E3 | RIM BC Ratio | 0.24736 | 0.24847 | 0.24909 | 0.24984 | 0.25138 | 0.9 | 0.9 | 0.9 | 0.9 | 0.9 | 0.9 | 0.9 | 0.9 | 0.9 | 0.9 | 0.9 | 0.9 | 0.9 | 0.9 | 0.9 | 0.9 | 0.9 | 0.9 | 0.9 | 0.9 | 0.9 | 0.9 | 0.9 | 0.9 | 0.9 | 0.9
F5_Commercial_Restaurant_New_Space Heating_Natural Gas_Furnace_E4 | F5 | Commercial | Restaurant | New | Space Heating | Natural Gas | Furnace | E4 | RIM BC Ratio | 0.45929 | 0.46062 | 0.46135 | 0.46223 | 0.46405 | 0.9 | 0.9 | 0.9 | 0.9 | 0.9 | 0.9 | 0.9 | 0.9 | 0.9 | 0.9 | 0.9 | 0.9 | 0.9 | 0.9 | 0.9 | 0.9 | 0.9 | 0.9 | 0.9 | 0.9 | 0.9 | 0.9 | 0.9 | 0.9 | 0.9 | 0.9
F5_Commercial_Restaurant_New_Space Heating_Natural Gas_Furnace_E5 | F5 | Commercial | Restaurant | New | Space Heating | Natural Gas | Furnace | E5 | RIM BC Ratio | 0 | 0 | 0 | 0 | 0 | 0 | 0 | 0.038994 | 0.03877 | 0.038452 | 0.038279 | 0.038039 | 0.034304 | 0.034039 | 0.034006 | 0.03376 | 0.033673 | 0.033647 | 0.033046 | 0.033247 | 0.033334 | 0.033483 | 0.033693 | 0.019938 | 0.019452 | 0.018952 | 0.018434 | 0.017892 | 0.017321 | 0.016717 | 0.016073
F5_Commercial_Restaurant_New_Space Heating_Natural Gas_Furnace_E6 | F5 | Commercial | Restaurant | New | Space Heating | Natural Gas | Furnace | E6 | RIM BC Ratio | 0 | 0 | 0 | 0 | 0 | 0 | 0 | 0 | 0 | 0 | 0 | 0 | 0 | 0 | 0 | 0 | 0 | 0 | 0 | 0 | 0 | 0 | 0 | 0 | 0 | 0 | 0 | 0 | 0 | 0 | 0
F5_Commercial_Restaurant_New_Space Heating_Natural Gas_Furnace_E7 | F5 | Commercial | Restaurant | New | Space Heating | Natural Gas | Furnace | E7 | RIM BC Ratio | 0 | 0 | 0 | 0 | 0 | 0 | 0 | 0 | 0 | 0 | 0 | 0 | 0 | 0 | 0 | 0 | 0 | 0 | 0 | 0 | 0 | 0 | 0 | 0 | 0 | 0 | 0 | 0 | 0 | 0 | 0
F5_Commercial_Restaurant_New_Space Heating_Natural Gas_Furnace_E8 | F5 | Commercial | Restaurant | New | Space Heating | Natural Gas | Furnace | E8 | RIM BC Ratio | 0 | 0 | 0 | 0 | 0 | 0 | 0 | 0 | 0 | 0 | 0 | 0 | 0 | 0 | 0 | 0 | 0 | 0 | 0 | 0 | 0 | 0 | 0 | 0 | 0 | 0 | 0 | 0 | 0 | 0 | 0
F5_Commercial_Restaurant_New_Space Heating_Natural Gas_Furnace_E9 | F5 | Commercial | Restaurant | New | Space Heating | Natural Gas | Furnace | E9 | RIM BC Ratio | 0 | 0 | 0 | 0 | 0 | 0 | 0 | 0 | 0 | 0 | 0 | 0 | 0 | 0 | 0 | 0 | 0 | 0 | 0 | 0 | 0 | 0 | 0 | 0 | 0 | 0 | 0 | 0 | 0 | 0 | 0
F5_Commercial_Restaurant_New_Space Heating_Natural Gas_Furnace_E10 | F5 | Commercial | Restaurant | New | Space Heating | Natural Gas | Furnace | E10 | RIM BC Ratio | 0 | 0 | 0 | 0 | 0 | 0 | 0 | 0 | 0 | 0 | 0 | 0 | 0 | 0 | 0 | 0 | 0 | 0 | 0 | 0 | 0 | 0 | 0 | 0 | 0 | 0 | 0 | 0 | 0 | 0 | 0
F0_Commercial_Restaurant_New_Space Heating_Natural Gas_Boiler_E0 | F0 | Commercial | Restaurant | New | Space Heating | Natural Gas | Boiler | E0 | Economic Unit | TE 98% | TE 98% | TE 98% | TE 98% | TE 98% | TE 98% | TE 98% | TE 98% | TE 98% | TE 98% | TE 98% | TE 98% | TE 98% | TE 98% | TE 98% | TE 98% | TE 98% | TE 98% | TE 98% | TE 98% | TE 98% | TE 98% | TE 98% | TE 98% | TE 98% | TE 98% | TE 98% | TE 98% | TE 98% | TE 98% | TE 98%
F1_Commercial_Restaurant_New_Space Heating_Natural Gas_Boiler_E1 | F1 | Commercial | Restaurant | New | Space Heating | Natural Gas | Boiler | E1 | CCE | 0 | 0 | 0 | 0 | 0 | 0 | 0 | 0 | 0 | 0 | 0 | 0 | 0 | 0 | 0 | 0 | 0 | 0 | 0 | 0 | 0 | 0 | 0 | 0 | 0 | 0 | 0 | 0 | 0 | 0 | 0
F1_Commercial_Restaurant_New_Space Heating_Natural Gas_Boiler_E2 | F1 | Commercial | Restaurant | New | Space Heating | Natural Gas | Boiler | E2 | CCE | 0.001641 | 0.0015776 | 0.0015851 | 0.0016017 | 0.0016017 | 0 | 0 | 0 | 0 | 0 | 0 | 0 | 0 | 0 | 0 | 0 | 0 | 0 | 0 | 0 | 0 | 0 | 0 | 0 | 0 | 0 | 0 | 0 | 0 | 0 | 0
F1_Commercial_Restaurant_New_Space Heating_Natural Gas_Boiler_E3 | F1 | Commercial | Restaurant | New | Space Heating | Natural Gas | Boiler | E3 | CCE | 0.0097221 | 0.0093464 | 0.009391 | 0.0094891 | 0.0094891 | 0 | 0 | 0 | 0 | 0 | 0 | 0 | 0 | 0 | 0 | 0 | 0 | 0 | 0 | 0 | 0 | 0 | 0 | 0 | 0 | 0 | 0 | 0 | 0 | 0 | 0
F1_Commercial_Restaurant_New_Space Heating_Natural Gas_Boiler_E4 | F1 | Commercial | Restaurant | New | Space Heating | Natural Gas | Boiler | E4 | CCE | 0.0098032 | 0.0094244 | 0.0094693 | 0.0095683 | 0.0095683 | 0.0099075 | 0.0099075 | 0.0099075 | 0.0099075 | 0.0099075 | 0.0099075 | 0.0099075 | 0.0099075 | 0.0099075 | 0.0099075 | 0.0099075 | 0.0099075 | 0.0099075 | 0.0099075 | 0.0099075 | 0.0099075 | 0.0099075 | 0.0099075 | 0.0099075 | 0.0099075 | 0.0099075 | 0.0099075 | 0.0099075 | 0.0099075 | 0.0099075 | 0.0099075
F1_Commercial_Restaurant_New_Space Heating_Natural Gas_Boiler_E5 | F1 | Commercial | Restaurant | New | Space Heating | Natural Gas | Boiler | E5 | CCE | 0.029218 | 0.028089 | 0.028223 | 0.028518 | 0.028518 | 0.040543 | 0.040543 | 0.040543 | 0.040543 | 0.040543 | 0.040543 | 0.040543 | 0.040543 | 0.040543 | 0.040543 | 0.040543 | 0.040543 | 0.040543 | 0.040543 | 0.040543 | 0.040543 | 0.040543 | 0.040543 | 0.040543 | 0.040543 | 0.040543 | 0.040543 | 0.040543 | 0.040543 | 0.040543 | 0.040543
F1_Commercial_Restaurant_New_Space Heating_Natural Gas_Boiler_E6 | F1 | Commercial | Restaurant | New | Space Heating | Natural Gas | Boiler | E6 | CCE | 0 | 0 | 0 | 0 | 0 | 0 | 0 | 0 | 0 | 0 | 0 | 0 | 0 | 0 | 0 | 0 | 0 | 0 | 0 | 0 | 0 | 0 | 0 | 0 | 0 | 0 | 0 | 0 | 0 | 0 | 0
F1_Commercial_Restaurant_New_Space Heating_Natural Gas_Boiler_E7 | F1 | Commercial | Restaurant | New | Space Heating | Natural Gas | Boiler | E7 | CCE | 0 | 0 | 0 | 0 | 0 | 0 | 0 | 0 | 0 | 0 | 0 | 0 | 0 | 0 | 0 | 0 | 0 | 0 | 0 | 0 | 0 | 0 | 0 | 0 | 0 | 0 | 0 | 0 | 0 | 0 | 0
F1_Commercial_Restaurant_New_Space Heating_Natural Gas_Boiler_E8 | F1 | Commercial | Restaurant | New | Space Heating | Natural Gas | Boiler | E8 | CCE | 0 | 0 | 0 | 0 | 0 | 0 | 0 | 0 | 0 | 0 | 0 | 0 | 0 | 0 | 0 | 0 | 0 | 0 | 0 | 0 | 0 | 0 | 0 | 0 | 0 | 0 | 0 | 0 | 0 | 0 | 0
F1_Commercial_Restaurant_New_Space Heating_Natural Gas_Boiler_E9 | F1 | Commercial | Restaurant | New | Space Heating | Natural Gas | Boiler | E9 | CCE | 0 | 0 | 0 | 0 | 0 | 0 | 0 | 0 | 0 | 0 | 0 | 0 | 0 | 0 | 0 | 0 | 0 | 0 | 0 | 0 | 0 | 0 | 0 | 0 | 0 | 0 | 0 | 0 | 0 | 0 | 0
F1_Commercial_Restaurant_New_Space Heating_Natural Gas_Boiler_E10 | F1 | Commercial | Restaurant | New | Space Heating | Natural Gas | Boiler | E10 | CCE | 0 | 0 | 0 | 0 | 0 | 0 | 0 | 0 | 0 | 0 | 0 | 0 | 0 | 0 | 0 | 0 | 0 | 0 | 0 | 0 | 0 | 0 | 0 | 0 | 0 | 0 | 0 | 0 | 0 | 0 | 0
F2_Commercial_Restaurant_New_Space Heating_Natural Gas_Boiler_E1 | F2 | Commercial | Restaurant | New | Space Heating | Natural Gas | Boiler | E1 | TRC BC Ratio | 0.9 | 0.9 | 0.9 | 0.9 | 0.9 | 0 | 0 | 0 | 0 | 0 | 0 | 0 | 0 | 0 | 0 | 0 | 0 | 0 | 0 | 0 | 0 | 0 | 0 | 0 | 0 | 0 | 0 | 0 | 0 | 0 | 0
F2_Commercial_Restaurant_New_Space Heating_Natural Gas_Boiler_E2 | F2 | Commercial | Restaurant | New | Space Heating | Natural Gas | Boiler | E2 | TRC BC Ratio | 6.0539 | 6.09 | 6.113 | 6.1404 | 6.1953 | 0 | 0 | 0 | 0 | 0 | 0 | 0 | 0 | 0 | 0 | 0 | 0 | 0 | 0 | 0 | 0 | 0 | 0 | 0 | 0 | 0 | 0 | 0 | 0 | 0 | 0
F2_Commercial_Restaurant_New_Space Heating_Natural Gas_Boiler_E3 | F2 | Commercial | Restaurant | New | Space Heating | Natural Gas | Boiler | E3 | TRC BC Ratio | 1.0219 | 1.028 | 1.0318 | 1.0365 | 1.0457 | 0.9 | 0.9 | 0.9 | 0.9 | 0.9 | 0.9 | 0.9 | 0.9 | 0.9 | 0.9 | 0.9 | 0.9 | 0.9 | 0.9 | 0.9 | 0.9 | 0.9 | 0.9 | 0.9 | 0.9 | 0.9 | 0.9 | 0.9 | 0.9 | 0.9 | 0.9
F2_Commercial_Restaurant_New_Space Heating_Natural Gas_Boiler_E4 | F2 | Commercial | Restaurant | New | Space Heating | Natural Gas | Boiler | E4 | TRC BC Ratio | 1.0134 | 1.0195 | 1.0233 | 1.0279 | 1.0371 | 0.96338 | 0.93251 | 0.91595 | 0.91018 | 0.90216 | 0.89765 | 0.89156 | 0.80196 | 0.79533 | 0.79424 | 0.78809 | 0.78574 | 0.78484 | 0.76984 | 0.77346 | 0.7743 | 0.77661 | 0.78032 | 0.45783 | 0.44535 | 0.43253 | 0.41926 | 0.40542 | 0.39089 | 0.37556 | 0.35931
F2_Commercial_Restaurant_New_Space Heating_Natural Gas_Boiler_E5 | F2 | Commercial | Restaurant | New | Space Heating | Natural Gas | Boiler | E5 | TRC BC Ratio | 0.34001 | 0.34204 | 0.34334 | 0.34487 | 0.34796 | 0.23542 | 0.22788 | 0.22383 | 0.22242 | 0.22046 | 0.21936 | 0.21787 | 0.19597 | 0.19436 | 0.19409 | 0.19259 | 0.19201 | 0.19179 | 0.18813 | 0.18901 | 0.18921 | 0.18978 | 0.19069 | 0.11188 | 0.10883 | 0.1057 | 0.10245 | 0.099071 | 0.095521 | 0.091774 | 0.087805
F2_Commercial_Restaurant_New_Space Heating_Natural Gas_Boiler_E6 | F2 | Commercial | Restaurant | New | Space Heating | Natural Gas | Boiler | E6 | TRC BC Ratio | 0 | 0 | 0 | 0 | 0 | 0 | 0 | 0 | 0 | 0 | 0 | 0 | 0 | 0 | 0 | 0 | 0 | 0 | 0 | 0 | 0 | 0 | 0 | 0 | 0 | 0 | 0 | 0 | 0 | 0 | 0
F2_Commercial_Restaurant_New_Space Heating_Natural Gas_Boiler_E7 | F2 | Commercial | Restaurant | New | Space Heating | Natural Gas | Boiler | E7 | TRC BC Ratio | 0 | 0 | 0 | 0 | 0 | 0 | 0 | 0 | 0 | 0 | 0 | 0 | 0 | 0 | 0 | 0 | 0 | 0 | 0 | 0 | 0 | 0 | 0 | 0 | 0 | 0 | 0 | 0 | 0 | 0 | 0
F2_Commercial_Restaurant_New_Space Heating_Natural Gas_Boiler_E8 | F2 | Commercial | Restaurant | New | Space Heating | Natural Gas | Boiler | E8 | TRC BC Ratio | 0 | 0 | 0 | 0 | 0 | 0 | 0 | 0 | 0 | 0 | 0 | 0 | 0 | 0 | 0 | 0 | 0 | 0 | 0 | 0 | 0 | 0 | 0 | 0 | 0 | 0 | 0 | 0 | 0 | 0 | 0
F2_Commercial_Restaurant_New_Space Heating_Natural Gas_Boiler_E9 | F2 | Commercial | Restaurant | New | Space Heating | Natural Gas | Boiler | E9 | TRC BC Ratio | 0 | 0 | 0 | 0 | 0 | 0 | 0 | 0 | 0 | 0 | 0 | 0 | 0 | 0 | 0 | 0 | 0 | 0 | 0 | 0 | 0 | 0 | 0 | 0 | 0 | 0 | 0 | 0 | 0 | 0 | 0
F2_Commercial_Restaurant_New_Space Heating_Natural Gas_Boiler_E10 | F2 | Commercial | Restaurant | New | Space Heating | Natural Gas | Boiler | E10 | TRC BC Ratio | 0 | 0 | 0 | 0 | 0 | 0 | 0 | 0 | 0 | 0 | 0 | 0 | 0 | 0 | 0 | 0 | 0 | 0 | 0 | 0 | 0 | 0 | 0 | 0 | 0 | 0 | 0 | 0 | 0 | 0 | 0
F3_Commercial_Restaurant_New_Space Heating_Natural Gas_Boiler_E1 | F3 | Commercial | Restaurant | New | Space Heating | Natural Gas | Boiler | E1 | PACT BC Ratio | 0.9 | 0.9 | 0.9 | 0.9 | 0.9 | 0 | 0 | 0 | 0 | 0 | 0 | 0 | 0 | 0 | 0 | 0 | 0 | 0 | 0 | 0 | 0 | 0 | 0 | 0 | 0 | 0 | 0 | 0 | 0 | 0 | 0
F3_Commercial_Restaurant_New_Space Heating_Natural Gas_Boiler_E2 | F3 | Commercial | Restaurant | New | Space Heating | Natural Gas | Boiler | E2 | PACT BC Ratio | 15.4477 | 15.5399 | 15.5986 | 15.6684 | 15.8086 | 0 | 0 | 0 | 0 | 0 | 0 | 0 | 0 | 0 | 0 | 0 | 0 | 0 | 0 | 0 | 0 | 0 | 0 | 0 | 0 | 0 | 0 | 0 | 0 | 0 | 0
F3_Commercial_Restaurant_New_Space Heating_Natural Gas_Boiler_E3 | F3 | Commercial | Restaurant | New | Space Heating | Natural Gas | Boiler | E3 | PACT BC Ratio | 2.6075 | 2.623 | 2.6329 | 2.6447 | 2.6684 | 0.9 | 0.9 | 0.9 | 0.9 | 0.9 | 0.9 | 0.9 | 0.9 | 0.9 | 0.9 | 0.9 | 0.9 | 0.9 | 0.9 | 0.9 | 0.9 | 0.9 | 0.9 | 0.9 | 0.9 | 0.9 | 0.9 | 0.9 | 0.9 | 0.9 | 0.9
F3_Commercial_Restaurant_New_Space Heating_Natural Gas_Boiler_E4 | F3 | Commercial | Restaurant | New | Space Heating | Natural Gas | Boiler | E4 | PACT BC Ratio | 2.5859 | 2.6013 | 2.6112 | 2.6229 | 2.6463 | 2.4583 | 2.3795 | 2.3372 | 2.3225 | 2.3021 | 2.2906 | 2.275 | 2.0464 | 2.0295 | 2.0267 | 2.011 | 2.005 | 2.0027 | 1.9644 | 1.9736 | 1.9758 | 1.9817 | 1.9912 | 1.1683 | 1.1364 | 1.1037 | 1.0698 | 1.0345 | 0.99743 | 0.95831 | 0.91686
F3_Commercial_Restaurant_New_Space Heating_Natural Gas_Boiler_E5 | F3 | Commercial | Restaurant | New | Space Heating | Natural Gas | Boiler | E5 | PACT BC Ratio | 0.86762 | 0.8728 | 0.87609 | 0.88002 | 0.88789 | 0.60072 | 0.58148 | 0.57115 | 0.56755 | 0.56255 | 0.55974 | 0.55594 | 0.50007 | 0.49594 | 0.49526 | 0.49142 | 0.48996 | 0.48939 | 0.48004 | 0.4823 | 0.48282 | 0.48426 | 0.48658 | 0.28549 | 0.2777 | 0.26971 | 0.26143 | 0.2528 | 0.24374 | 0.23418 | 0.22405
F3_Commercial_Restaurant_New_Space Heating_Natural Gas_Boiler_E6 | F3 | Commercial | Restaurant | New | Space Heating | Natural Gas | Boiler | E6 | PACT BC Ratio | 0 | 0 | 0 | 0 | 0 | 0 | 0 | 0 | 0 | 0 | 0 | 0 | 0 | 0 | 0 | 0 | 0 | 0 | 0 | 0 | 0 | 0 | 0 | 0 | 0 | 0 | 0 | 0 | 0 | 0 | 0
F3_Commercial_Restaurant_New_Space Heating_Natural Gas_Boiler_E7 | F3 | Commercial | Restaurant | New | Space Heating | Natural Gas | Boiler | E7 | PACT BC Ratio | 0 | 0 | 0 | 0 | 0 | 0 | 0 | 0 | 0 | 0 | 0 | 0 | 0 | 0 | 0 | 0 | 0 | 0 | 0 | 0 | 0 | 0 | 0 | 0 | 0 | 0 | 0 | 0 | 0 | 0 | 0
F3_Commercial_Restaurant_New_Space Heating_Natural Gas_Boiler_E8 | F3 | Commercial | Restaurant | New | Space Heating | Natural Gas | Boiler | E8 | PACT BC Ratio | 0 | 0 | 0 | 0 | 0 | 0 | 0 | 0 | 0 | 0 | 0 | 0 | 0 | 0 | 0 | 0 | 0 | 0 | 0 | 0 | 0 | 0 | 0 | 0 | 0 | 0 | 0 | 0 | 0 | 0 | 0
F3_Commercial_Restaurant_New_Space Heating_Natural Gas_Boiler_E9 | F3 | Commercial | Restaurant | New | Space Heating | Natural Gas | Boiler | E9 | PACT BC Ratio | 0 | 0 | 0 | 0 | 0 | 0 | 0 | 0 | 0 | 0 | 0 | 0 | 0 | 0 | 0 | 0 | 0 | 0 | 0 | 0 | 0 | 0 | 0 | 0 | 0 | 0 | 0 | 0 | 0 | 0 | 0
F3_Commercial_Restaurant_New_Space Heating_Natural Gas_Boiler_E10 | F3 | Commercial | Restaurant | New | Space Heating | Natural Gas | Boiler | E10 | PACT BC Ratio | 0 | 0 | 0 | 0 | 0 | 0 | 0 | 0 | 0 | 0 | 0 | 0 | 0 | 0 | 0 | 0 | 0 | 0 | 0 | 0 | 0 | 0 | 0 | 0 | 0 | 0 | 0 | 0 | 0 | 0 | 0
F4_Commercial_Restaurant_New_Space Heating_Natural Gas_Boiler_E1 | F4 | Commercial | Restaurant | New | Space Heating | Natural Gas | Boiler | E1 | PCT BC Ratio | 0.9 | 0.9 | 0.9 | 0.9 | 0.9 | 0 | 0 | 0 | 0 | 0 | 0 | 0 | 0 | 0 | 0 | 0 | 0 | 0 | 0 | 0 | 0 | 0 | 0 | 0 | 0 | 0 | 0 | 0 | 0 | 0 | 0
F4_Commercial_Restaurant_New_Space Heating_Natural Gas_Boiler_E2 | F4 | Commercial | Restaurant | New | Space Heating | Natural Gas | Boiler | E2 | PCT BC Ratio | 9.3612 | 9.4157 | 9.4503 | 9.4916 | 9.5744 | 0 | 0 | 0 | 0 | 0 | 0 | 0 | 0 | 0 | 0 | 0 | 0 | 0 | 0 | 0 | 0 | 0 | 0 | 0 | 0 | 0 | 0 | 0 | 0 | 0 | 0
F4_Commercial_Restaurant_New_Space Heating_Natural Gas_Boiler_E3 | F4 | Commercial | Restaurant | New | Space Heating | Natural Gas | Boiler | E3 | PCT BC Ratio | 1.7753 | 1.7845 | 1.7903 | 1.7973 | 1.8113 | 0.9 | 0.9 | 0.9 | 0.9 | 0.9 | 0.9 | 0.9 | 0.9 | 0.9 | 0.9 | 0.9 | 0.9 | 0.9 | 0.9 | 0.9 | 0.9 | 0.9 | 0.9 | 0.9 | 0.9 | 0.9 | 0.9 | 0.9 | 0.9 | 0.9 | 0.9
F4_Commercial_Restaurant_New_Space Heating_Natural Gas_Boiler_E4 | F4 | Commercial | Restaurant | New | Space Heating | Natural Gas | Boiler | E4 | PCT BC Ratio | 1.7626 | 1.7717 | 1.7775 | 1.7844 | 1.7982 | 1.6871 | 1.6406 | 1.6156 | 1.6069 | 1.5949 | 1.5881 | 1.5789 | 1.4438 | 1.4338 | 1.4322 | 1.4229 | 1.4193 | 1.418 | 1.3954 | 1.4008 | 1.4021 | 1.4056 | 1.4112 | 0.92502 | 0.90619 | 0.88687 | 0.86686 | 0.84599 | 0.82409 | 0.80098 | 0.77649
F4_Commercial_Restaurant_New_Space Heating_Natural Gas_Boiler_E5 | F4 | Commercial | Restaurant | New | Space Heating | Natural Gas | Boiler | E5 | PCT BC Ratio | 0.7474 | 0.75046 | 0.75241 | 0.75472 | 0.75938 | 0.58972 | 0.57835 | 0.57225 | 0.57012 | 0.56717 | 0.56551 | 0.56327 | 0.53026 | 0.52782 | 0.52741 | 0.52515 | 0.52428 | 0.52395 | 0.51843 | 0.51976 | 0.52007 | 0.52092 | 0.52229 | 0.40348 | 0.39888 | 0.39416 | 0.38927 | 0.38417 | 0.37882 | 0.37317 | 0.36719
F4_Commercial_Restaurant_New_Space Heating_Natural Gas_Boiler_E6 | F4 | Commercial | Restaurant | New | Space Heating | Natural Gas | Boiler | E6 | PCT BC Ratio | 0 | 0 | 0 | 0 | 0 | 0 | 0 | 0 | 0 | 0 | 0 | 0 | 0 | 0 | 0 | 0 | 0 | 0 | 0 | 0 | 0 | 0 | 0 | 0 | 0 | 0 | 0 | 0 | 0 | 0 | 0
F4_Commercial_Restaurant_New_Space Heating_Natural Gas_Boiler_E7 | F4 | Commercial | Restaurant | New | Space Heating | Natural Gas | Boiler | E7 | PCT BC Ratio | 0 | 0 | 0 | 0 | 0 | 0 | 0 | 0 | 0 | 0 | 0 | 0 | 0 | 0 | 0 | 0 | 0 | 0 | 0 | 0 | 0 | 0 | 0 | 0 | 0 | 0 | 0 | 0 | 0 | 0 | 0
F4_Commercial_Restaurant_New_Space Heating_Natural Gas_Boiler_E8 | F4 | Commercial | Restaurant | New | Space Heating | Natural Gas | Boiler | E8 | PCT BC Ratio | 0 | 0 | 0 | 0 | 0 | 0 | 0 | 0 | 0 | 0 | 0 | 0 | 0 | 0 | 0 | 0 | 0 | 0 | 0 | 0 | 0 | 0 | 0 | 0 | 0 | 0 | 0 | 0 | 0 | 0 | 0
F4_Commercial_Restaurant_New_Space Heating_Natural Gas_Boiler_E9 | F4 | Commercial | Restaurant | New | Space Heating | Natural Gas | Boiler | E9 | PCT BC Ratio | 0 | 0 | 0 | 0 | 0 | 0 | 0 | 0 | 0 | 0 | 0 | 0 | 0 | 0 | 0 | 0 | 0 | 0 | 0 | 0 | 0 | 0 | 0 | 0 | 0 | 0 | 0 | 0 | 0 | 0 | 0
F4_Commercial_Restaurant_New_Space Heating_Natural Gas_Boiler_E10 | F4 | Commercial | Restaurant | New | Space Heating | Natural Gas | Boiler | E10 | PCT BC Ratio | 0 | 0 | 0 | 0 | 0 | 0 | 0 | 0 | 0 | 0 | 0 | 0 | 0 | 0 | 0 | 0 | 0 | 0 | 0 | 0 | 0 | 0 | 0 | 0 | 0 | 0 | 0 | 0 | 0 | 0 | 0
F5_Commercial_Restaurant_New_Space Heating_Natural Gas_Boiler_E1 | F5 | Commercial | Restaurant | New | Space Heating | Natural Gas | Boiler | E1 | RIM BC Ratio | 0.9 | 0.9 | 0.9 | 0.9 | 0.9 | 0 | 0 | 0 | 0 | 0 | 0 | 0 | 0 | 0 | 0 | 0 | 0 | 0 | 0 | 0 | 0 | 0 | 0 | 0 | 0 | 0 | 0 | 0 | 0 | 0 | 0
F5_Commercial_Restaurant_New_Space Heating_Natural Gas_Boiler_E2 | F5 | Commercial | Restaurant | New | Space Heating | Natural Gas | Boiler | E2 | RIM BC Ratio | 0.79189 | 0.79213 | 0.79228 | 0.79246 | 0.79282 | 0 | 0 | 0 | 0 | 0 | 0 | 0 | 0 | 0 | 0 | 0 | 0 | 0 | 0 | 0 | 0 | 0 | 0 | 0 | 0 | 0 | 0 | 0 | 0 | 0 | 0
F5_Commercial_Restaurant_New_Space Heating_Natural Gas_Boiler_E3 | F5 | Commercial | Restaurant | New | Space Heating | Natural Gas | Boiler | E3 | RIM BC Ratio | 0.63228 | 0.63319 | 0.63377 | 0.63445 | 0.6358 | 0.9 | 0.9 | 0.9 | 0.9 | 0.9 | 0.9 | 0.9 | 0.9 | 0.9 | 0.9 | 0.9 | 0.9 | 0.9 | 0.9 | 0.9 | 0.9 | 0.9 | 0.9 | 0.9 | 0.9 | 0.9 | 0.9 | 0.9 | 0.9 | 0.9 | 0.9
F5_Commercial_Restaurant_New_Space Heating_Natural Gas_Boiler_E4 | F5 | Commercial | Restaurant | New | Space Heating | Natural Gas | Boiler | E4 | RIM BC Ratio | 0.631 | 0.63192 | 0.6325 | 0.63318 | 0.63454 | 0.62311 | 0.61792 | 0.61504 | 0.61401 | 0.61257 | 0.61175 | 0.61064 | 0.59286 | 0.59143 | 0.5912 | 0.58985 | 0.58934 | 0.58914 | 0.58578 | 0.5866 | 0.58679 | 0.58731 | 0.58814 | 0.48685 | 0.48122 | 0.47526 | 0.46887 | 0.46196 | 0.45441 | 0.44612 | 0.43692
F5_Commercial_Restaurant_New_Space Heating_Natural Gas_Boiler_E5 | F5 | Commercial | Restaurant | New | Space Heating | Natural Gas | Boiler | E5 | RIM BC Ratio | 0.42542 | 0.42666 | 0.42744 | 0.42837 | 0.43023 | 0.34932 | 0.34272 | 0.33911 | 0.33784 | 0.33606 | 0.33505 | 0.33369 | 0.31272 | 0.3111 | 0.31083 | 0.30931 | 0.30873 | 0.30851 | 0.30477 | 0.30567 | 0.30588 | 0.30646 | 0.30739 | 0.21273 | 0.20837 | 0.20384 | 0.19908 | 0.19403 | 0.18865 | 0.18287 | 0.17664
F5_Commercial_Restaurant_New_Space Heating_Natural Gas_Boiler_E6 | F5 | Commercial | Restaurant | New | Space Heating | Natural Gas | Boiler | E6 | RIM BC Ratio | 0 | 0 | 0 | 0 | 0 | 0 | 0 | 0 | 0 | 0 | 0 | 0 | 0 | 0 | 0 | 0 | 0 | 0 | 0 | 0 | 0 | 0 | 0 | 0 | 0 | 0 | 0 | 0 | 0 | 0 | 0
F5_Commercial_Restaurant_New_Space Heating_Natural Gas_Boiler_E7 | F5 | Commercial | Restaurant | New | Space Heating | Natural Gas | Boiler | E7 | RIM BC Ratio | 0 | 0 | 0 | 0 | 0 | 0 | 0 | 0 | 0 | 0 | 0 | 0 | 0 | 0 | 0 | 0 | 0 | 0 | 0 | 0 | 0 | 0 | 0 | 0 | 0 | 0 | 0 | 0 | 0 | 0 | 0
F5_Commercial_Restaurant_New_Space Heating_Natural Gas_Boiler_E8 | F5 | Commercial | Restaurant | New | Space Heating | Natural Gas | Boiler | E8 | RIM BC Ratio | 0 | 0 | 0 | 0 | 0 | 0 | 0 | 0 | 0 | 0 | 0 | 0 | 0 | 0 | 0 | 0 | 0 | 0 | 0 | 0 | 0 | 0 | 0 | 0 | 0 | 0 | 0 | 0 | 0 | 0 | 0
F5_Commercial_Restaurant_New_Space Heating_Natural Gas_Boiler_E9 | F5 | Commercial | Restaurant | New | Space Heating | Natural Gas | Boiler | E9 | RIM BC Ratio | 0 | 0 | 0 | 0 | 0 | 0 | 0 | 0 | 0 | 0 | 0 | 0 | 0 | 0 | 0 | 0 | 0 | 0 | 0 | 0 | 0 | 0 | 0 | 0 | 0 | 0 | 0 | 0 | 0 | 0 | 0
F5_Commercial_Restaurant_New_Space Heating_Natural Gas_Boiler_E10 | F5 | Commercial | Restaurant | New | Space Heating | Natural Gas | Boiler | E10 | RIM BC Ratio | 0 | 0 | 0 | 0 | 0 | 0 | 0 | 0 | 0 | 0 | 0 | 0 | 0 | 0 | 0 | 0 | 0 | 0 | 0 | 0 | 0 | 0 | 0 | 0 | 0 | 0 | 0 | 0 | 0 | 0 | 0
F0_Commercial_Restaurant_New_Space Heating_Natural Gas_Unit Heater_E0 | F0 | Commercial | Restaurant | New | Space Heating | Natural Gas | Unit Heater | E0 | Economic Unit | Infrared Radiant | Infrared Radiant | Infrared Radiant | Infrared Radiant | Infrared Radiant | Infrared Radiant | Infrared Radiant | Infrared Radiant | Infrared Radiant | Infrared Radiant | Infrared Radiant | Infrared Radiant | Infrared Radiant | Infrared Radiant | Infrared Radiant | Infrared Radiant | Infrared Radiant | Infrared Radiant | Infrared Radiant | Infrared Radiant | Infrared Radiant | Infrared Radiant | Infrared Radiant | Infrared Radiant | Infrared Radiant | Infrared Radiant | Infrared Radiant | Infrared Radiant | Infrared Radiant | Infrared Radiant | Infrared Radiant
F1_Commercial_Restaurant_New_Space Heating_Natural Gas_Unit Heater_E1 | F1 | Commercial | Restaurant | New | Space Heating | Natural Gas | Unit Heater | E1 | CCE | 0 | 0 | 0 | 0 | 0 | 0 | 0 | 0 | 0 | 0 | 0 | 0 | 0 | 0 | 0 | 0 | 0 | 0 | 0 | 0 | 0 | 0 | 0 | 0 | 0 | 0 | 0 | 0 | 0 | 0 | 0
F1_Commercial_Restaurant_New_Space Heating_Natural Gas_Unit Heater_E2 | F1 | Commercial | Restaurant | New | Space Heating | Natural Gas | Unit Heater | E2 | CCE | 0.048173 | 0.046312 | 0.046532 | 0.047019 | 0.047019 | 0 | 0 | 0 | 0 | 0 | 0 | 0 | 0 | 0 | 0 | 0 | 0 | 0 | 0 | 0 | 0 | 0 | 0 | 0 | 0 | 0 | 0 | 0 | 0 | 0 | 0
F1_Commercial_Restaurant_New_Space Heating_Natural Gas_Unit Heater_E3 | F1 | Commercial | Restaurant | New | Space Heating | Natural Gas | Unit Heater | E3 | CCE | 0.0037558 | 0.0036107 | 0.0036279 | 0.0036658 | 0.0036658 | -0.031706 | -0.031706 | -0.031706 | -0.031706 | -0.031706 | -0.031706 | -0.031706 | -0.031706 | -0.031706 | -0.031706 | -0.031706 | -0.031706 | -0.031706 | -0.031706 | -0.031706 | -0.031706 | -0.031706 | -0.031706 | -0.031706 | -0.031706 | -0.031706 | -0.031706 | -0.031706 | -0.031706 | -0.031706 | -0.031706
F1_Commercial_Restaurant_New_Space Heating_Natural Gas_Unit Heater_E4 | F1 | Commercial | Restaurant | New | Space Heating | Natural Gas | Unit Heater | E4 | CCE | 0 | 0 | 0 | 0 | 0 | 0 | 0 | 0 | 0 | 0 | 0 | 0 | 0 | 0 | 0 | 0 | 0 | 0 | 0 | 0 | 0 | 0 | 0 | 0 | 0 | 0 | 0 | 0 | 0 | 0 | 0
F1_Commercial_Restaurant_New_Space Heating_Natural Gas_Unit Heater_E5 | F1 | Commercial | Restaurant | New | Space Heating | Natural Gas | Unit Heater | E5 | CCE | 0 | 0 | 0 | 0 | 0 | 0 | 0 | 0 | 0 | 0 | 0 | 0 | 0 | 0 | 0 | 0 | 0 | 0 | 0 | 0 | 0 | 0 | 0 | 0 | 0 | 0 | 0 | 0 | 0 | 0 | 0
F1_Commercial_Restaurant_New_Space Heating_Natural Gas_Unit Heater_E6 | F1 | Commercial | Restaurant | New | Space Heating | Natural Gas | Unit Heater | E6 | CCE | 0 | 0 | 0 | 0 | 0 | 0 | 0 | 0 | 0 | 0 | 0 | 0 | 0 | 0 | 0 | 0 | 0 | 0 | 0 | 0 | 0 | 0 | 0 | 0 | 0 | 0 | 0 | 0 | 0 | 0 | 0
F1_Commercial_Restaurant_New_Space Heating_Natural Gas_Unit Heater_E7 | F1 | Commercial | Restaurant | New | Space Heating | Natural Gas | Unit Heater | E7 | CCE | 0 | 0 | 0 | 0 | 0 | 0 | 0 | 0 | 0 | 0 | 0 | 0 | 0 | 0 | 0 | 0 | 0 | 0 | 0 | 0 | 0 | 0 | 0 | 0 | 0 | 0 | 0 | 0 | 0 | 0 | 0
F1_Commercial_Restaurant_New_Space Heating_Natural Gas_Unit Heater_E8 | F1 | Commercial | Restaurant | New | Space Heating | Natural Gas | Unit Heater | E8 | CCE | 0 | 0 | 0 | 0 | 0 | 0 | 0 | 0 | 0 | 0 | 0 | 0 | 0 | 0 | 0 | 0 | 0 | 0 | 0 | 0 | 0 | 0 | 0 | 0 | 0 | 0 | 0 | 0 | 0 | 0 | 0
F1_Commercial_Restaurant_New_Space Heating_Natural Gas_Unit Heater_E9 | F1 | Commercial | Restaurant | New | Space Heating | Natural Gas | Unit Heater | E9 | CCE | 0 | 0 | 0 | 0 | 0 | 0 | 0 | 0 | 0 | 0 | 0 | 0 | 0 | 0 | 0 | 0 | 0 | 0 | 0 | 0 | 0 | 0 | 0 | 0 | 0 | 0 | 0 | 0 | 0 | 0 | 0
F1_Commercial_Restaurant_New_Space Heating_Natural Gas_Unit Heater_E10 | F1 | Commercial | Restaurant | New | Space Heating | Natural Gas | Unit Heater | E10 | CCE | 0 | 0 | 0 | 0 | 0 | 0 | 0 | 0 | 0 | 0 | 0 | 0 | 0 | 0 | 0 | 0 | 0 | 0 | 0 | 0 | 0 | 0 | 0 | 0 | 0 | 0 | 0 | 0 | 0 | 0 | 0
F2_Commercial_Restaurant_New_Space Heating_Natural Gas_Unit Heater_E1 | F2 | Commercial | Restaurant | New | Space Heating | Natural Gas | Unit Heater | E1 | TRC BC Ratio | 0.9 | 0.9 | 0.9 | 0.9 | 0.9 | 0 | 0 | 0 | 0 | 0 | 0 | 0 | 0 | 0 | 0 | 0 | 0 | 0 | 0 | 0 | 0 | 0 | 0 | 0 | 0 | 0 | 0 | 0 | 0 | 0 | 0
F2_Commercial_Restaurant_New_Space Heating_Natural Gas_Unit Heater_E2 | F2 | Commercial | Restaurant | New | Space Heating | Natural Gas | Unit Heater | E2 | TRC BC Ratio | 0.21207 | 0.21435 | 0.21574 | 0.21741 | 0.21748 | 0.9 | 0.9 | 0.9 | 0.9 | 0.9 | 0.9 | 0.9 | 0.9 | 0.9 | 0.9 | 0.9 | 0.9 | 0.9 | 0.9 | 0.9 | 0.9 | 0.9 | 0.9 | 0.9 | 0.9 | 0.9 | 0.9 | 0.9 | 0.9 | 0.9 | 0.9
F2_Commercial_Restaurant_New_Space Heating_Natural Gas_Unit Heater_E3 | F2 | Commercial | Restaurant | New | Space Heating | Natural Gas | Unit Heater | E3 | TRC BC Ratio | 2.7201 | 2.7494 | 2.7671 | 2.7886 | 2.7894 | 0.9 | 0.9 | 0.9 | 0.9 | 0.9 | 0.9 | 0.9 | 0.9 | 0.9 | 0.9 | 0.9 | 0.9 | 0.9 | 0.9 | 0.9 | 0.9 | 0.9 | 0.9 | 0.9 | 0.9 | 0.9 | 0.9 | 0.9 | 0.9 | 0.9 | 0.9
F2_Commercial_Restaurant_New_Space Heating_Natural Gas_Unit Heater_E4 | F2 | Commercial | Restaurant | New | Space Heating | Natural Gas | Unit Heater | E4 | TRC BC Ratio | 0 | 0 | 0 | 0 | 0 | 0 | 0 | 0 | 0 | 0 | 0 | 0 | 0 | 0 | 0 | 0 | 0 | 0 | 0 | 0 | 0 | 0 | 0 | 0 | 0 | 0 | 0 | 0 | 0 | 0 | 0
F2_Commercial_Restaurant_New_Space Heating_Natural Gas_Unit Heater_E5 | F2 | Commercial | Restaurant | New | Space Heating | Natural Gas | Unit Heater | E5 | TRC BC Ratio | 0 | 0 | 0 | 0 | 0 | 0 | 0 | 0 | 0 | 0 | 0 | 0 | 0 | 0 | 0 | 0 | 0 | 0 | 0 | 0 | 0 | 0 | 0 | 0 | 0 | 0 | 0 | 0 | 0 | 0 | 0
F2_Commercial_Restaurant_New_Space Heating_Natural Gas_Unit Heater_E6 | F2 | Commercial | Restaurant | New | Space Heating | Natural Gas | Unit Heater | E6 | TRC BC Ratio | 0 | 0 | 0 | 0 | 0 | 0 | 0 | 0 | 0 | 0 | 0 | 0 | 0 | 0 | 0 | 0 | 0 | 0 | 0 | 0 | 0 | 0 | 0 | 0 | 0 | 0 | 0 | 0 | 0 | 0 | 0
F2_Commercial_Restaurant_New_Space Heating_Natural Gas_Unit Heater_E7 | F2 | Commercial | Restaurant | New | Space Heating | Natural Gas | Unit Heater | E7 | TRC BC Ratio | 0 | 0 | 0 | 0 | 0 | 0 | 0 | 0 | 0 | 0 | 0 | 0 | 0 | 0 | 0 | 0 | 0 | 0 | 0 | 0 | 0 | 0 | 0 | 0 | 0 | 0 | 0 | 0 | 0 | 0 | 0
F2_Commercial_Restaurant_New_Space Heating_Natural Gas_Unit Heater_E8 | F2 | Commercial | Restaurant | New | Space Heating | Natural Gas | Unit Heater | E8 | TRC BC Ratio | 0 | 0 | 0 | 0 | 0 | 0 | 0 | 0 | 0 | 0 | 0 | 0 | 0 | 0 | 0 | 0 | 0 | 0 | 0 | 0 | 0 | 0 | 0 | 0 | 0 | 0 | 0 | 0 | 0 | 0 | 0
F2_Commercial_Restaurant_New_Space Heating_Natural Gas_Unit Heater_E9 | F2 | Commercial | Restaurant | New | Space Heating | Natural Gas | Unit Heater | E9 | TRC BC Ratio | 0 | 0 | 0 | 0 | 0 | 0 | 0 | 0 | 0 | 0 | 0 | 0 | 0 | 0 | 0 | 0 | 0 | 0 | 0 | 0 | 0 | 0 | 0 | 0 | 0 | 0 | 0 | 0 | 0 | 0 | 0
F2_Commercial_Restaurant_New_Space Heating_Natural Gas_Unit Heater_E10 | F2 | Commercial | Restaurant | New | Space Heating | Natural Gas | Unit Heater | E10 | TRC BC Ratio | 0 | 0 | 0 | 0 | 0 | 0 | 0 | 0 | 0 | 0 | 0 | 0 | 0 | 0 | 0 | 0 | 0 | 0 | 0 | 0 | 0 | 0 | 0 | 0 | 0 | 0 | 0 | 0 | 0 | 0 | 0
F3_Commercial_Restaurant_New_Space Heating_Natural Gas_Unit Heater_E1 | F3 | Commercial | Restaurant | New | Space Heating | Natural Gas | Unit Heater | E1 | PACT BC Ratio | 0.9 | 0.9 | 0.9 | 0.9 | 0.9 | 0 | 0 | 0 | 0 | 0 | 0 | 0 | 0 | 0 | 0 | 0 | 0 | 0 | 0 | 0 | 0 | 0 | 0 | 0 | 0 | 0 | 0 | 0 | 0 | 0 | 0
F3_Commercial_Restaurant_New_Space Heating_Natural Gas_Unit Heater_E2 | F3 | Commercial | Restaurant | New | Space Heating | Natural Gas | Unit Heater | E2 | PACT BC Ratio | 0.21207 | 0.21435 | 0.21574 | 0.21741 | 0.21748 | 0.9 | 0.9 | 0.9 | 0.9 | 0.9 | 0.9 | 0.9 | 0.9 | 0.9 | 0.9 | 0.9 | 0.9 | 0.9 | 0.9 | 0.9 | 0.9 | 0.9 | 0.9 | 0.9 | 0.9 | 0.9 | 0.9 | 0.9 | 0.9 | 0.9 | 0.9
F3_Commercial_Restaurant_New_Space Heating_Natural Gas_Unit Heater_E3 | F3 | Commercial | Restaurant | New | Space Heating | Natural Gas | Unit Heater | E3 | PACT BC Ratio | 2.7201 | 2.7494 | 2.7671 | 2.7886 | 2.7894 | 0.9 | 0.9 | 0.9 | 0.9 | 0.9 | 0.9 | 0.9 | 0.9 | 0.9 | 0.9 | 0.9 | 0.9 | 0.9 | 0.9 | 0.9 | 0.9 | 0.9 | 0.9 | 0.9 | 0.9 | 0.9 | 0.9 | 0.9 | 0.9 | 0.9 | 0.9
F3_Commercial_Restaurant_New_Space Heating_Natural Gas_Unit Heater_E4 | F3 | Commercial | Restaurant | New | Space Heating | Natural Gas | Unit Heater | E4 | PACT BC Ratio | 0 | 0 | 0 | 0 | 0 | 0 | 0 | 0 | 0 | 0 | 0 | 0 | 0 | 0 | 0 | 0 | 0 | 0 | 0 | 0 | 0 | 0 | 0 | 0 | 0 | 0 | 0 | 0 | 0 | 0 | 0
F3_Commercial_Restaurant_New_Space Heating_Natural Gas_Unit Heater_E5 | F3 | Commercial | Restaurant | New | Space Heating | Natural Gas | Unit Heater | E5 | PACT BC Ratio | 0 | 0 | 0 | 0 | 0 | 0 | 0 | 0 | 0 | 0 | 0 | 0 | 0 | 0 | 0 | 0 | 0 | 0 | 0 | 0 | 0 | 0 | 0 | 0 | 0 | 0 | 0 | 0 | 0 | 0 | 0
F3_Commercial_Restaurant_New_Space Heating_Natural Gas_Unit Heater_E6 | F3 | Commercial | Restaurant | New | Space Heating | Natural Gas | Unit Heater | E6 | PACT BC Ratio | 0 | 0 | 0 | 0 | 0 | 0 | 0 | 0 | 0 | 0 | 0 | 0 | 0 | 0 | 0 | 0 | 0 | 0 | 0 | 0 | 0 | 0 | 0 | 0 | 0 | 0 | 0 | 0 | 0 | 0 | 0
F3_Commercial_Restaurant_New_Space Heating_Natural Gas_Unit Heater_E7 | F3 | Commercial | Restaurant | New | Space Heating | Natural Gas | Unit Heater | E7 | PACT BC Ratio | 0 | 0 | 0 | 0 | 0 | 0 | 0 | 0 | 0 | 0 | 0 | 0 | 0 | 0 | 0 | 0 | 0 | 0 | 0 | 0 | 0 | 0 | 0 | 0 | 0 | 0 | 0 | 0 | 0 | 0 | 0
F3_Commercial_Restaurant_New_Space Heating_Natural Gas_Unit Heater_E8 | F3 | Commercial | Restaurant | New | Space Heating | Natural Gas | Unit Heater | E8 | PACT BC Ratio | 0 | 0 | 0 | 0 | 0 | 0 | 0 | 0 | 0 | 0 | 0 | 0 | 0 | 0 | 0 | 0 | 0 | 0 | 0 | 0 | 0 | 0 | 0 | 0 | 0 | 0 | 0 | 0 | 0 | 0 | 0
F3_Commercial_Restaurant_New_Space Heating_Natural Gas_Unit Heater_E9 | F3 | Commercial | Restaurant | New | Space Heating | Natural Gas | Unit Heater | E9 | PACT BC Ratio | 0 | 0 | 0 | 0 | 0 | 0 | 0 | 0 | 0 | 0 | 0 | 0 | 0 | 0 | 0 | 0 | 0 | 0 | 0 | 0 | 0 | 0 | 0 | 0 | 0 | 0 | 0 | 0 | 0 | 0 | 0
F3_Commercial_Restaurant_New_Space Heating_Natural Gas_Unit Heater_E10 | F3 | Commercial | Restaurant | New | Space Heating | Natural Gas | Unit Heater | E10 | PACT BC Ratio | 0 | 0 | 0 | 0 | 0 | 0 | 0 | 0 | 0 | 0 | 0 | 0 | 0 | 0 | 0 | 0 | 0 | 0 | 0 | 0 | 0 | 0 | 0 | 0 | 0 | 0 | 0 | 0 | 0 | 0 | 0
F4_Commercial_Restaurant_New_Space Heating_Natural Gas_Unit Heater_E1 | F4 | Commercial | Restaurant | New | Space Heating | Natural Gas | Unit Heater | E1 | PCT BC Ratio | 0.9 | 0.9 | 0.9 | 0.9 | 0.9 | 0 | 0 | 0 | 0 | 0 | 0 | 0 | 0 | 0 | 0 | 0 | 0 | 0 | 0 | 0 | 0 | 0 | 0 | 0 | 0 | 0 | 0 | 0 | 0 | 0 | 0
F4_Commercial_Restaurant_New_Space Heating_Natural Gas_Unit Heater_E2 | F4 | Commercial | Restaurant | New | Space Heating | Natural Gas | Unit Heater | E2 | PCT BC Ratio | 1.5336 | 1.5393 | 1.5428 | 1.547 | 1.5472 | 0.9 | 0.9 | 0.9 | 0.9 | 0.9 | 0.9 | 0.9 | 0.9 | 0.9 | 0.9 | 0.9 | 0.9 | 0.9 | 0.9 | 0.9 | 0.9 | 0.9 | 0.9 | 0.9 | 0.9 | 0.9 | 0.9 | 0.9 | 0.9 | 0.9 | 0.9
F4_Commercial_Restaurant_New_Space Heating_Natural Gas_Unit Heater_E3 | F4 | Commercial | Restaurant | New | Space Heating | Natural Gas | Unit Heater | E3 | PCT BC Ratio | 7.8437 | 7.9172 | 7.9619 | 8.0158 | 8.0181 | 0.9 | 0.9 | 0.9 | 0.9 | 0.9 | 0.9 | 0.9 | 0.9 | 0.9 | 0.9 | 0.9 | 0.9 | 0.9 | 0.9 | 0.9 | 0.9 | 0.9 | 0.9 | 0.9 | 0.9 | 0.9 | 0.9 | 0.9 | 0.9 | 0.9 | 0.9
F4_Commercial_Restaurant_New_Space Heating_Natural Gas_Unit Heater_E4 | F4 | Commercial | Restaurant | New | Space Heating | Natural Gas | Unit Heater | E4 | PCT BC Ratio | 0 | 0 | 0 | 0 | 0 | 0 | 0 | 0 | 0 | 0 | 0 | 0 | 0 | 0 | 0 | 0 | 0 | 0 | 0 | 0 | 0 | 0 | 0 | 0 | 0 | 0 | 0 | 0 | 0 | 0 | 0
F4_Commercial_Restaurant_New_Space Heating_Natural Gas_Unit Heater_E5 | F4 | Commercial | Restaurant | New | Space Heating | Natural Gas | Unit Heater | E5 | PCT BC Ratio | 0 | 0 | 0 | 0 | 0 | 0 | 0 | 0 | 0 | 0 | 0 | 0 | 0 | 0 | 0 | 0 | 0 | 0 | 0 | 0 | 0 | 0 | 0 | 0 | 0 | 0 | 0 | 0 | 0 | 0 | 0
F4_Commercial_Restaurant_New_Space Heating_Natural Gas_Unit Heater_E6 | F4 | Commercial | Restaurant | New | Space Heating | Natural Gas | Unit Heater | E6 | PCT BC Ratio | 0 | 0 | 0 | 0 | 0 | 0 | 0 | 0 | 0 | 0 | 0 | 0 | 0 | 0 | 0 | 0 | 0 | 0 | 0 | 0 | 0 | 0 | 0 | 0 | 0 | 0 | 0 | 0 | 0 | 0 | 0
F4_Commercial_Restaurant_New_Space Heating_Natural Gas_Unit Heater_E7 | F4 | Commercial | Restaurant | New | Space Heating | Natural Gas | Unit Heater | E7 | PCT BC Ratio | 0 | 0 | 0 | 0 | 0 | 0 | 0 | 0 | 0 | 0 | 0 | 0 | 0 | 0 | 0 | 0 | 0 | 0 | 0 | 0 | 0 | 0 | 0 | 0 | 0 | 0 | 0 | 0 | 0 | 0 | 0
F4_Commercial_Restaurant_New_Space Heating_Natural Gas_Unit Heater_E8 | F4 | Commercial | Restaurant | New | Space Heating | Natural Gas | Unit Heater | E8 | PCT BC Ratio | 0 | 0 | 0 | 0 | 0 | 0 | 0 | 0 | 0 | 0 | 0 | 0 | 0 | 0 | 0 | 0 | 0 | 0 | 0 | 0 | 0 | 0 | 0 | 0 | 0 | 0 | 0 | 0 | 0 | 0 | 0
F4_Commercial_Restaurant_New_Space Heating_Natural Gas_Unit Heater_E9 | F4 | Commercial | Restaurant | New | Space Heating | Natural Gas | Unit Heater | E9 | PCT BC Ratio | 0 | 0 | 0 | 0 | 0 | 0 | 0 | 0 | 0 | 0 | 0 | 0 | 0 | 0 | 0 | 0 | 0 | 0 | 0 | 0 | 0 | 0 | 0 | 0 | 0 | 0 | 0 | 0 | 0 | 0 | 0
F4_Commercial_Restaurant_New_Space Heating_Natural Gas_Unit Heater_E10 | F4 | Commercial | Restaurant | New | Space Heating | Natural Gas | Unit Heater | E10 | PCT BC Ratio | 0 | 0 | 0 | 0 | 0 | 0 | 0 | 0 | 0 | 0 | 0 | 0 | 0 | 0 | 0 | 0 | 0 | 0 | 0 | 0 | 0 | 0 | 0 | 0 | 0 | 0 | 0 | 0 | 0 | 0 | 0
F5_Commercial_Restaurant_New_Space Heating_Natural Gas_Unit Heater_E1 | F5 | Commercial | Restaurant | New | Space Heating | Natural Gas | Unit Heater | E1 | RIM BC Ratio | 0.9 | 0.9 | 0.9 | 0.9 | 0.9 | 0 | 0 | 0 | 0 | 0 | 0 | 0 | 0 | 0 | 0 | 0 | 0 | 0 | 0 | 0 | 0 | 0 | 0 | 0 | 0 | 0 | 0 | 0 | 0 | 0 | 0
F5_Commercial_Restaurant_New_Space Heating_Natural Gas_Unit Heater_E2 | F5 | Commercial | Restaurant | New | Space Heating | Natural Gas | Unit Heater | E2 | RIM BC Ratio | 0.16911 | 0.17055 | 0.17143 | 0.17248 | 0.17253 | 0.9 | 0.9 | 0.9 | 0.9 | 0.9 | 0.9 | 0.9 | 0.9 | 0.9 | 0.9 | 0.9 | 0.9 | 0.9 | 0.9 | 0.9 | 0.9 | 0.9 | 0.9 | 0.9 | 0.9 | 0.9 | 0.9 | 0.9 | 0.9 | 0.9 | 0.9
F5_Commercial_Restaurant_New_Space Heating_Natural Gas_Unit Heater_E3 | F5 | Commercial | Restaurant | New | Space Heating | Natural Gas | Unit Heater | E3 | RIM BC Ratio | 0.63869 | 0.64029 | 0.64125 | 0.6424 | 0.64244 | 0.9 | 0.9 | 0.9 | 0.9 | 0.9 | 0.9 | 0.9 | 0.9 | 0.9 | 0.9 | 0.9 | 0.9 | 0.9 | 0.9 | 0.9 | 0.9 | 0.9 | 0.9 | 0.9 | 0.9 | 0.9 | 0.9 | 0.9 | 0.9 | 0.9 | 0.9
F5_Commercial_Restaurant_New_Space Heating_Natural Gas_Unit Heater_E4 | F5 | Commercial | Restaurant | New | Space Heating | Natural Gas | Unit Heater | E4 | RIM BC Ratio | 0 | 0 | 0 | 0 | 0 | 0 | 0 | 0 | 0 | 0 | 0 | 0 | 0 | 0 | 0 | 0 | 0 | 0 | 0 | 0 | 0 | 0 | 0 | 0 | 0 | 0 | 0 | 0 | 0 | 0 | 0
F5_Commercial_Restaurant_New_Space Heating_Natural Gas_Unit Heater_E5 | F5 | Commercial | Restaurant | New | Space Heating | Natural Gas | Unit Heater | E5 | RIM BC Ratio | 0 | 0 | 0 | 0 | 0 | 0 | 0 | 0 | 0 | 0 | 0 | 0 | 0 | 0 | 0 | 0 | 0 | 0 | 0 | 0 | 0 | 0 | 0 | 0 | 0 | 0 | 0 | 0 | 0 | 0 | 0
F5_Commercial_Restaurant_New_Space Heating_Natural Gas_Unit Heater_E6 | F5 | Commercial | Restaurant | New | Space Heating | Natural Gas | Unit Heater | E6 | RIM BC Ratio | 0 | 0 | 0 | 0 | 0 | 0 | 0 | 0 | 0 | 0 | 0 | 0 | 0 | 0 | 0 | 0 | 0 | 0 | 0 | 0 | 0 | 0 | 0 | 0 | 0 | 0 | 0 | 0 | 0 | 0 | 0
F5_Commercial_Restaurant_New_Space Heating_Natural Gas_Unit Heater_E7 | F5 | Commercial | Restaurant | New | Space Heating | Natural Gas | Unit Heater | E7 | RIM BC Ratio | 0 | 0 | 0 | 0 | 0 | 0 | 0 | 0 | 0 | 0 | 0 | 0 | 0 | 0 | 0 | 0 | 0 | 0 | 0 | 0 | 0 | 0 | 0 | 0 | 0 | 0 | 0 | 0 | 0 | 0 | 0
F5_Commercial_Restaurant_New_Space Heating_Natural Gas_Unit Heater_E8 | F5 | Commercial | Restaurant | New | Space Heating | Natural Gas | Unit Heater | E8 | RIM BC Ratio | 0 | 0 | 0 | 0 | 0 | 0 | 0 | 0 | 0 | 0 | 0 | 0 | 0 | 0 | 0 | 0 | 0 | 0 | 0 | 0 | 0 | 0 | 0 | 0 | 0 | 0 | 0 | 0 | 0 | 0 | 0
F5_Commercial_Restaurant_New_Space Heating_Natural Gas_Unit Heater_E9 | F5 | Commercial | Restaurant | New | Space Heating | Natural Gas | Unit Heater | E9 | RIM BC Ratio | 0 | 0 | 0 | 0 | 0 | 0 | 0 | 0 | 0 | 0 | 0 | 0 | 0 | 0 | 0 | 0 | 0 | 0 | 0 | 0 | 0 | 0 | 0 | 0 | 0 | 0 | 0 | 0 | 0 | 0 | 0
F5_Commercial_Restaurant_New_Space Heating_Natural Gas_Unit Heater_E10 | F5 | Commercial | Restaurant | New | Space Heating | Natural Gas | Unit Heater | E10 | RIM BC Ratio | 0 | 0 | 0 | 0 | 0 | 0 | 0 | 0 | 0 | 0 | 0 | 0 | 0 | 0 | 0 | 0 | 0 | 0 | 0 | 0 | 0 | 0 | 0 | 0 | 0 | 0 | 0 | 0 | 0 | 0 | 0
F0_Commercial_Restaurant_New_Water Heating_Natural Gas_Water Heater_E0 | F0 | Commercial | Restaurant | New | Water Heating | Natural Gas | Water Heater | E0 | Economic Unit | TE 96% (Instantaneous) | TE 96% (Instantaneous) | TE 96% (Instantaneous) | TE 96% (Instantaneous) | TE 96% (Instantaneous) | TE 96% (Instantaneous) | TE 96% (Instantaneous) | UEF 1.0+ (Gas-Fired HPWH) | UEF 1.0+ (Gas-Fired HPWH) | UEF 1.0+ (Gas-Fired HPWH) | UEF 1.0+ (Gas-Fired HPWH) | UEF 1.0+ (Gas-Fired HPWH) | UEF 1.0+ (Gas-Fired HPWH) | UEF 1.0+ (Gas-Fired HPWH) | UEF 1.0+ (Gas-Fired HPWH) | UEF 1.0+ (Gas-Fired HPWH) | UEF 1.0+ (Gas-Fired HPWH) | UEF 1.0+ (Gas-Fired HPWH) | UEF 1.0+ (Gas-Fired HPWH) | UEF 1.0+ (Gas-Fired HPWH) | UEF 1.0+ (Gas-Fired HPWH) | UEF 1.0+ (Gas-Fired HPWH) | UEF 1.0+ (Gas-Fired HPWH) | UEF 1.0+ (Gas-Fired HPWH) | UEF 1.0+ (Gas-Fired HPWH) | UEF 1.0+ (Gas-Fired HPWH) | UEF 1.0+ (Gas-Fired HPWH) | UEF 1.0+ (Gas-Fired HPWH) | UEF 1.0+ (Gas-Fired HPWH) | UEF 1.0+ (Gas-Fired HPWH) | UEF 1.0+ (Gas-Fired HPWH)
F1_Commercial_Restaurant_New_Water Heating_Natural Gas_Water Heater_E1 | F1 | Commercial | Restaurant | New | Water Heating | Natural Gas | Water Heater | E1 | CCE | 0 | 0 | 0 | 0 | 0 | 0 | 0 | 0 | 0 | 0 | 0 | 0 | 0 | 0 | 0 | 0 | 0 | 0 | 0 | 0 | 0 | 0 | 0 | 0 | 0 | 0 | 0 | 0 | 0 | 0 | 0
F1_Commercial_Restaurant_New_Water Heating_Natural Gas_Water Heater_E2 | F1 | Commercial | Restaurant | New | Water Heating | Natural Gas | Water Heater | E2 | CCE | 0.00076312 | 0.00073363 | 0.00073713 | 0.00074484 | 0.00074484 | 0.00074484 | 0.00074484 | 0.00074484 | 0.00074484 | 0.00074484 | 0.00074484 | 0.00074484 | 0.00074484 | 0.00074484 | 0.00074484 | 0.00074484 | 0.00074484 | 0.00074484 | 0.00074484 | 0.00074484 | 0.00074484 | 0.00074484 | 0.00074484 | 0.00074484 | 0.00074484 | 0.00074484 | 0.00074484 | 0.00074484 | 0.00074484 | 0.00074484 | 0.00074484
F1_Commercial_Restaurant_New_Water Heating_Natural Gas_Water Heater_E3 | F1 | Commercial | Restaurant | New | Water Heating | Natural Gas | Water Heater | E3 | CCE | 0.00055936 | 0.00053775 | 0.00054031 | 0.00054596 | 0.00054596 | 0.00054596 | 0.00054596 | 0.00054596 | 0.00054596 | 0.00054596 | 0.00054596 | 0.00054596 | 0.00054596 | 0.00054596 | 0.00054596 | 0.00054596 | 0.00054596 | 0.00054596 | 0.00054596 | 0.00054596 | 0.00054596 | 0.00054596 | 0.00054596 | 0.00054596 | 0.00054596 | 0.00054596 | 0.00054596 | 0.00054596 | 0.00054596 | 0.00054596 | 0.00054596
F1_Commercial_Restaurant_New_Water Heating_Natural Gas_Water Heater_E4 | F1 | Commercial | Restaurant | New | Water Heating | Natural Gas | Water Heater | E4 | CCE | 0 | 0 | 0 | 0 | 0 | 0 | 0 | 0.0012227 | 0.0012227 | 0.0012227 | 0.0012227 | 0.0012227 | 0.0012227 | 0.0012227 | 0.0012227 | 0.0012227 | 0.0012227 | 0.0012227 | 0.0012227 | 0.0012227 | 0.0012227 | 0.0012227 | 0.0012227 | 0.0012227 | 0.0012227 | 0.0012227 | 0.0012227 | 0.0012227 | 0.0012227 | 0.0012227 | 0.0012227
F1_Commercial_Restaurant_New_Water Heating_Natural Gas_Water Heater_E5 | F1 | Commercial | Restaurant | New | Water Heating | Natural Gas | Water Heater | E5 | CCE | 0 | 0 | 0 | 0 | 0 | 0 | 0 | 0 | 0 | 0 | 0 | 0 | 0 | 0 | 0 | 0 | 0 | 0 | 0 | 0 | 0 | 0 | 0 | 0 | 0 | 0 | 0 | 0 | 0 | 0 | 0
F1_Commercial_Restaurant_New_Water Heating_Natural Gas_Water Heater_E6 | F1 | Commercial | Restaurant | New | Water Heating | Natural Gas | Water Heater | E6 | CCE | 0 | 0 | 0 | 0 | 0 | 0 | 0 | 0 | 0 | 0 | 0 | 0 | 0 | 0 | 0 | 0 | 0 | 0 | 0 | 0 | 0 | 0 | 0 | 0 | 0 | 0 | 0 | 0 | 0 | 0 | 0
F1_Commercial_Restaurant_New_Water Heating_Natural Gas_Water Heater_E7 | F1 | Commercial | Restaurant | New | Water Heating | Natural Gas | Water Heater | E7 | CCE | 0 | 0 | 0 | 0 | 0 | 0 | 0 | 0 | 0 | 0 | 0 | 0 | 0 | 0 | 0 | 0 | 0 | 0 | 0 | 0 | 0 | 0 | 0 | 0 | 0 | 0 | 0 | 0 | 0 | 0 | 0
F1_Commercial_Restaurant_New_Water Heating_Natural Gas_Water Heater_E8 | F1 | Commercial | Restaurant | New | Water Heating | Natural Gas | Water Heater | E8 | CCE | 0 | 0 | 0 | 0 | 0 | 0 | 0 | 0 | 0 | 0 | 0 | 0 | 0 | 0 | 0 | 0 | 0 | 0 | 0 | 0 | 0 | 0 | 0 | 0 | 0 | 0 | 0 | 0 | 0 | 0 | 0
F1_Commercial_Restaurant_New_Water Heating_Natural Gas_Water Heater_E9 | F1 | Commercial | Restaurant | New | Water Heating | Natural Gas | Water Heater | E9 | CCE | 0 | 0 | 0 | 0 | 0 | 0 | 0 | 0 | 0 | 0 | 0 | 0 | 0 | 0 | 0 | 0 | 0 | 0 | 0 | 0 | 0 | 0 | 0 | 0 | 0 | 0 | 0 | 0 | 0 | 0 | 0
F1_Commercial_Restaurant_New_Water Heating_Natural Gas_Water Heater_E10 | F1 | Commercial | Restaurant | New | Water Heating | Natural Gas | Water Heater | E10 | CCE | 0 | 0 | 0 | 0 | 0 | 0 | 0 | 0 | 0 | 0 | 0 | 0 | 0 | 0 | 0 | 0 | 0 | 0 | 0 | 0 | 0 | 0 | 0 | 0 | 0 | 0 | 0 | 0 | 0 | 0 | 0
F2_Commercial_Restaurant_New_Water Heating_Natural Gas_Water Heater_E1 | F2 | Commercial | Restaurant | New | Water Heating | Natural Gas | Water Heater | E1 | TRC BC Ratio | 0.9 | 0.9 | 0.9 | 0.9 | 0.9 | 0.9 | 0.9 | 0.9 | 0.9 | 0.9 | 0.9 | 0.9 | 0.9 | 0.9 | 0.9 | 0.9 | 0.9 | 0.9 | 0.9 | 0.9 | 0.9 | 0.9 | 0.9 | 0.9 | 0.9 | 0.9 | 0.9 | 0.9 | 0.9 | 0.9 | 0.9
F2_Commercial_Restaurant_New_Water Heating_Natural Gas_Water Heater_E2 | F2 | Commercial | Restaurant | New | Water Heating | Natural Gas | Water Heater | E2 | TRC BC Ratio | 13.3725 | 13.6375 | 13.8271 | 14.0326 | 14.3278 | 13.4237 | 12.7172 | 12.3456 | 12.2121 | 12.0073 | 11.8691 | 12.498 | 11.1852 | 11.9554 | 12.9439 | 13.9047 | 13.9406 | 14.0071 | 13.7395 | 13.9304 | 14.064 | 14.2444 | 14.4711 | 6.8166 | 6.6806 | 6.5533 | 6.4335 | 6.3199 | 6.2114 | 6.107 | 6.0062
F2_Commercial_Restaurant_New_Water Heating_Natural Gas_Water Heater_E3 | F2 | Commercial | Restaurant | New | Water Heating | Natural Gas | Water Heater | E3 | TRC BC Ratio | 18.2437 | 18.6054 | 18.864 | 19.1444 | 19.5471 | 18.3137 | 17.3497 | 16.8428 | 16.6607 | 16.3813 | 16.1927 | 17.0507 | 15.2596 | 16.3104 | 17.659 | 18.9698 | 19.0188 | 19.1096 | 18.7444 | 19.0049 | 19.1872 | 19.4333 | 19.7426 | 9.2997 | 9.1142 | 8.9406 | 8.7771 | 8.6221 | 8.474 | 8.3317 | 8.1941
F2_Commercial_Restaurant_New_Water Heating_Natural Gas_Water Heater_E4 | F2 | Commercial | Restaurant | New | Water Heating | Natural Gas | Water Heater | E4 | TRC BC Ratio | 0 | 0 | 0 | 0 | 0 | 0 | 0 | 7.382 | 7.0792 | 6.6918 | 6.329 | 6.971 | 6.1005 | 7.1658 | 8.4486 | 9.76 | 9.8119 | 9.8864 | 9.6962 | 9.8665 | 9.9908 | 10.1512 | 10.3476 | 4.3311 | 4.2407 | 4.1568 | 4.0784 | 4.0046 | 3.9345 | 3.8674 | 3.817
F2_Commercial_Restaurant_New_Water Heating_Natural Gas_Water Heater_E5 | F2 | Commercial | Restaurant | New | Water Heating | Natural Gas | Water Heater | E5 | TRC BC Ratio | 0 | 0 | 0 | 0 | 0 | 0 | 0 | 0 | 0 | 0 | 0 | 0 | 0 | 0 | 0 | 0 | 0 | 0 | 0 | 0 | 0 | 0 | 0 | 0 | 0 | 0 | 0 | 0 | 0 | 0 | 0
F2_Commercial_Restaurant_New_Water Heating_Natural Gas_Water Heater_E6 | F2 | Commercial | Restaurant | New | Water Heating | Natural Gas | Water Heater | E6 | TRC BC Ratio | 0 | 0 | 0 | 0 | 0 | 0 | 0 | 0 | 0 | 0 | 0 | 0 | 0 | 0 | 0 | 0 | 0 | 0 | 0 | 0 | 0 | 0 | 0 | 0 | 0 | 0 | 0 | 0 | 0 | 0 | 0
F2_Commercial_Restaurant_New_Water Heating_Natural Gas_Water Heater_E7 | F2 | Commercial | Restaurant | New | Water Heating | Natural Gas | Water Heater | E7 | TRC BC Ratio | 0 | 0 | 0 | 0 | 0 | 0 | 0 | 0 | 0 | 0 | 0 | 0 | 0 | 0 | 0 | 0 | 0 | 0 | 0 | 0 | 0 | 0 | 0 | 0 | 0 | 0 | 0 | 0 | 0 | 0 | 0
F2_Commercial_Restaurant_New_Water Heating_Natural Gas_Water Heater_E8 | F2 | Commercial | Restaurant | New | Water Heating | Natural Gas | Water Heater | E8 | TRC BC Ratio | 0 | 0 | 0 | 0 | 0 | 0 | 0 | 0 | 0 | 0 | 0 | 0 | 0 | 0 | 0 | 0 | 0 | 0 | 0 | 0 | 0 | 0 | 0 | 0 | 0 | 0 | 0 | 0 | 0 | 0 | 0
F2_Commercial_Restaurant_New_Water Heating_Natural Gas_Water Heater_E9 | F2 | Commercial | Restaurant | New | Water Heating | Natural Gas | Water Heater | E9 | TRC BC Ratio | 0 | 0 | 0 | 0 | 0 | 0 | 0 | 0 | 0 | 0 | 0 | 0 | 0 | 0 | 0 | 0 | 0 | 0 | 0 | 0 | 0 | 0 | 0 | 0 | 0 | 0 | 0 | 0 | 0 | 0 | 0
F2_Commercial_Restaurant_New_Water Heating_Natural Gas_Water Heater_E10 | F2 | Commercial | Restaurant | New | Water Heating | Natural Gas | Water Heater | E10 | TRC BC Ratio | 0 | 0 | 0 | 0 | 0 | 0 | 0 | 0 | 0 | 0 | 0 | 0 | 0 | 0 | 0 | 0 | 0 | 0 | 0 | 0 | 0 | 0 | 0 | 0 | 0 | 0 | 0 | 0 | 0 | 0 | 0
F3_Commercial_Restaurant_New_Water Heating_Natural Gas_Water Heater_E1 | F3 | Commercial | Restaurant | New | Water Heating | Natural Gas | Water Heater | E1 | PACT BC Ratio | 0.9 | 0.9 | 0.9 | 0.9 | 0.9 | 0.9 | 0.9 | 0.9 | 0.9 | 0.9 | 0.9 | 0.9 | 0.9 | 0.9 | 0.9 | 0.9 | 0.9 | 0.9 | 0.9 | 0.9 | 0.9 | 0.9 | 0.9 | 0.9 | 0.9 | 0.9 | 0.9 | 0.9 | 0.9 | 0.9 | 0.9
F3_Commercial_Restaurant_New_Water Heating_Natural Gas_Water Heater_E2 | F3 | Commercial | Restaurant | New | Water Heating | Natural Gas | Water Heater | E2 | PACT BC Ratio | 21.8674 | 22.3009 | 22.6109 | 22.947 | 23.4297 | 21.9513 | 20.7958 | 20.1882 | 19.97 | 19.635 | 19.409 | 20.4374 | 18.2906 | 19.5501 | 21.1665 | 22.7378 | 22.7964 | 22.9053 | 22.4676 | 22.7798 | 22.9983 | 23.2933 | 23.664 | 11.1469 | 10.9245 | 10.7164 | 10.5205 | 10.3346 | 10.1572 | 9.9866 | 9.8217
F3_Commercial_Restaurant_New_Water Heating_Natural Gas_Water Heater_E3 | F3 | Commercial | Restaurant | New | Water Heating | Natural Gas | Water Heater | E3 | PACT BC Ratio | 29.8332 | 30.4245 | 30.8475 | 31.306 | 31.9645 | 29.9475 | 28.3712 | 27.5423 | 27.2445 | 26.7876 | 26.4792 | 27.8823 | 24.9534 | 26.6717 | 28.877 | 31.0206 | 31.1006 | 31.2491 | 30.6519 | 31.0779 | 31.376 | 31.7784 | 32.2842 | 15.2074 | 14.904 | 14.6201 | 14.3528 | 14.0993 | 13.8572 | 13.6244 | 13.3995
F3_Commercial_Restaurant_New_Water Heating_Natural Gas_Water Heater_E4 | F3 | Commercial | Restaurant | New | Water Heating | Natural Gas | Water Heater | E4 | PACT BC Ratio | 0 | 0 | 0 | 0 | 0 | 0 | 0 | 12.0715 | 11.5763 | 10.9428 | 10.3496 | 11.3993 | 9.9759 | 11.718 | 13.8156 | 15.9601 | 16.0449 | 16.1668 | 15.8558 | 16.1343 | 16.3375 | 16.5999 | 16.921 | 7.0825 | 6.9347 | 6.7974 | 6.6693 | 6.5485 | 6.4339 | 6.3241 | 6.2418
F3_Commercial_Restaurant_New_Water Heating_Natural Gas_Water Heater_E5 | F3 | Commercial | Restaurant | New | Water Heating | Natural Gas | Water Heater | E5 | PACT BC Ratio | 0 | 0 | 0 | 0 | 0 | 0 | 0 | 0 | 0 | 0 | 0 | 0 | 0 | 0 | 0 | 0 | 0 | 0 | 0 | 0 | 0 | 0 | 0 | 0 | 0 | 0 | 0 | 0 | 0 | 0 | 0
F3_Commercial_Restaurant_New_Water Heating_Natural Gas_Water Heater_E6 | F3 | Commercial | Restaurant | New | Water Heating | Natural Gas | Water Heater | E6 | PACT BC Ratio | 0 | 0 | 0 | 0 | 0 | 0 | 0 | 0 | 0 | 0 | 0 | 0 | 0 | 0 | 0 | 0 | 0 | 0 | 0 | 0 | 0 | 0 | 0 | 0 | 0 | 0 | 0 | 0 | 0 | 0 | 0
F3_Commercial_Restaurant_New_Water Heating_Natural Gas_Water Heater_E7 | F3 | Commercial | Restaurant | New | Water Heating | Natural Gas | Water Heater | E7 | PACT BC Ratio | 0 | 0 | 0 | 0 | 0 | 0 | 0 | 0 | 0 | 0 | 0 | 0 | 0 | 0 | 0 | 0 | 0 | 0 | 0 | 0 | 0 | 0 | 0 | 0 | 0 | 0 | 0 | 0 | 0 | 0 | 0
F3_Commercial_Restaurant_New_Water Heating_Natural Gas_Water Heater_E8 | F3 | Commercial | Restaurant | New | Water Heating | Natural Gas | Water Heater | E8 | PACT BC Ratio | 0 | 0 | 0 | 0 | 0 | 0 | 0 | 0 | 0 | 0 | 0 | 0 | 0 | 0 | 0 | 0 | 0 | 0 | 0 | 0 | 0 | 0 | 0 | 0 | 0 | 0 | 0 | 0 | 0 | 0 | 0
F3_Commercial_Restaurant_New_Water Heating_Natural Gas_Water Heater_E9 | F3 | Commercial | Restaurant | New | Water Heating | Natural Gas | Water Heater | E9 | PACT BC Ratio | 0 | 0 | 0 | 0 | 0 | 0 | 0 | 0 | 0 | 0 | 0 | 0 | 0 | 0 | 0 | 0 | 0 | 0 | 0 | 0 | 0 | 0 | 0 | 0 | 0 | 0 | 0 | 0 | 0 | 0 | 0
F3_Commercial_Restaurant_New_Water Heating_Natural Gas_Water Heater_E10 | F3 | Commercial | Restaurant | New | Water Heating | Natural Gas | Water Heater | E10 | PACT BC Ratio | 0 | 0 | 0 | 0 | 0 | 0 | 0 | 0 | 0 | 0 | 0 | 0 | 0 | 0 | 0 | 0 | 0 | 0 | 0 | 0 | 0 | 0 | 0 | 0 | 0 | 0 | 0 | 0 | 0 | 0 | 0
F4_Commercial_Restaurant_New_Water Heating_Natural Gas_Water Heater_E1 | F4 | Commercial | Restaurant | New | Water Heating | Natural Gas | Water Heater | E1 | PCT BC Ratio | 0.9 | 0.9 | 0.9 | 0.9 | 0.9 | 0.9 | 0.9 | 0.9 | 0.9 | 0.9 | 0.9 | 0.9 | 0.9 | 0.9 | 0.9 | 0.9 | 0.9 | 0.9 | 0.9 | 0.9 | 0.9 | 0.9 | 0.9 | 0.9 | 0.9 | 0.9 | 0.9 | 0.9 | 0.9 | 0.9 | 0.9
F4_Commercial_Restaurant_New_Water Heating_Natural Gas_Water Heater_E2 | F4 | Commercial | Restaurant | New | Water Heating | Natural Gas | Water Heater | E2 | PCT BC Ratio | 24.0001 | 24.4673 | 24.8015 | 25.1637 | 25.684 | 24.0904 | 22.8449 | 22.19 | 21.9547 | 21.5937 | 21.35 | 22.4586 | 20.1445 | 21.5021 | 23.2445 | 24.9382 | 25.0014 | 25.1188 | 24.647 | 24.9836 | 25.2191 | 25.537 | 25.9366 | 12.444 | 12.2043 | 11.98 | 11.7688 | 11.5685 | 11.3772 | 11.1933 | 11.0156
F4_Commercial_Restaurant_New_Water Heating_Natural Gas_Water Heater_E3 | F4 | Commercial | Restaurant | New | Water Heating | Natural Gas | Water Heater | E3 | PCT BC Ratio | 32.5866 | 33.224 | 33.6799 | 34.1741 | 34.884 | 32.7099 | 31.0107 | 30.1172 | 29.7962 | 29.3037 | 28.9713 | 30.4836 | 27.3266 | 29.1787 | 31.5559 | 33.8665 | 33.9528 | 34.1128 | 33.4692 | 33.9284 | 34.2497 | 34.6835 | 35.2286 | 16.821 | 16.494 | 16.1879 | 15.8998 | 15.6265 | 15.3656 | 15.1147 | 14.8722
F4_Commercial_Restaurant_New_Water Heating_Natural Gas_Water Heater_E4 | F4 | Commercial | Restaurant | New | Water Heating | Natural Gas | Water Heater | E4 | PCT BC Ratio | 0 | 0 | 0 | 0 | 0 | 0 | 0 | 13.4407 | 12.9069 | 12.2241 | 11.5846 | 12.7161 | 11.1818 | 13.0596 | 15.3207 | 17.6324 | 17.7238 | 17.8552 | 17.52 | 17.8201 | 18.0392 | 18.322 | 18.6682 | 8.0629 | 7.9035 | 7.7556 | 7.6175 | 7.4873 | 7.3637 | 7.2454 | 7.1567
F4_Commercial_Restaurant_New_Water Heating_Natural Gas_Water Heater_E5 | F4 | Commercial | Restaurant | New | Water Heating | Natural Gas | Water Heater | E5 | PCT BC Ratio | 0 | 0 | 0 | 0 | 0 | 0 | 0 | 0 | 0 | 0 | 0 | 0 | 0 | 0 | 0 | 0 | 0 | 0 | 0 | 0 | 0 | 0 | 0 | 0 | 0 | 0 | 0 | 0 | 0 | 0 | 0
F4_Commercial_Restaurant_New_Water Heating_Natural Gas_Water Heater_E6 | F4 | Commercial | Restaurant | New | Water Heating | Natural Gas | Water Heater | E6 | PCT BC Ratio | 0 | 0 | 0 | 0 | 0 | 0 | 0 | 0 | 0 | 0 | 0 | 0 | 0 | 0 | 0 | 0 | 0 | 0 | 0 | 0 | 0 | 0 | 0 | 0 | 0 | 0 | 0 | 0 | 0 | 0 | 0
F4_Commercial_Restaurant_New_Water Heating_Natural Gas_Water Heater_E7 | F4 | Commercial | Restaurant | New | Water Heating | Natural Gas | Water Heater | E7 | PCT BC Ratio | 0 | 0 | 0 | 0 | 0 | 0 | 0 | 0 | 0 | 0 | 0 | 0 | 0 | 0 | 0 | 0 | 0 | 0 | 0 | 0 | 0 | 0 | 0 | 0 | 0 | 0 | 0 | 0 | 0 | 0 | 0
F4_Commercial_Restaurant_New_Water Heating_Natural Gas_Water Heater_E8 | F4 | Commercial | Restaurant | New | Water Heating | Natural Gas | Water Heater | E8 | PCT BC Ratio | 0 | 0 | 0 | 0 | 0 | 0 | 0 | 0 | 0 | 0 | 0 | 0 | 0 | 0 | 0 | 0 | 0 | 0 | 0 | 0 | 0 | 0 | 0 | 0 | 0 | 0 | 0 | 0 | 0 | 0 | 0
F4_Commercial_Restaurant_New_Water Heating_Natural Gas_Water Heater_E9 | F4 | Commercial | Restaurant | New | Water Heating | Natural Gas | Water Heater | E9 | PCT BC Ratio | 0 | 0 | 0 | 0 | 0 | 0 | 0 | 0 | 0 | 0 | 0 | 0 | 0 | 0 | 0 | 0 | 0 | 0 | 0 | 0 | 0 | 0 | 0 | 0 | 0 | 0 | 0 | 0 | 0 | 0 | 0
F4_Commercial_Restaurant_New_Water Heating_Natural Gas_Water Heater_E10 | F4 | Commercial | Restaurant | New | Water Heating | Natural Gas | Water Heater | E10 | PCT BC Ratio | 0 | 0 | 0 | 0 | 0 | 0 | 0 | 0 | 0 | 0 | 0 | 0 | 0 | 0 | 0 | 0 | 0 | 0 | 0 | 0 | 0 | 0 | 0 | 0 | 0 | 0 | 0 | 0 | 0 | 0 | 0
F5_Commercial_Restaurant_New_Water Heating_Natural Gas_Water Heater_E1 | F5 | Commercial | Restaurant | New | Water Heating | Natural Gas | Water Heater | E1 | RIM BC Ratio | 0.9 | 0.9 | 0.9 | 0.9 | 0.9 | 0.9 | 0.9 | 0.9 | 0.9 | 0.9 | 0.9 | 0.9 | 0.9 | 0.9 | 0.9 | 0.9 | 0.9 | 0.9 | 0.9 | 0.9 | 0.9 | 0.9 | 0.9 | 0.9 | 0.9 | 0.9 | 0.9 | 0.9 | 0.9 | 0.9 | 0.9
F5_Commercial_Restaurant_New_Water Heating_Natural Gas_Water Heater_E2 | F5 | Commercial | Restaurant | New | Water Heating | Natural Gas | Water Heater | E2 | RIM BC Ratio | 0.80399 | 0.80457 | 0.80496 | 0.80538 | 0.80597 | 0.8041 | 0.80247 | 0.80154 | 0.80119 | 0.80064 | 0.80026 | 0.80193 | 0.79825 | 0.8005 | 0.80301 | 0.80512 | 0.8052 | 0.80533 | 0.80478 | 0.80518 | 0.80545 | 0.8058 | 0.80624 | 0.77653 | 0.77543 | 0.77437 | 0.77332 | 0.7723 | 0.7713 | 0.7703 | 0.7693
F5_Commercial_Restaurant_New_Water Heating_Natural Gas_Water Heater_E3 | F5 | Commercial | Restaurant | New | Water Heating | Natural Gas | Water Heater | E3 | RIM BC Ratio | 0.81196 | 0.81239 | 0.81269 | 0.813 | 0.81344 | 0.81205 | 0.81082 | 0.81013 | 0.80987 | 0.80946 | 0.80917 | 0.81042 | 0.80766 | 0.80935 | 0.81123 | 0.81281 | 0.81286 | 0.81296 | 0.81255 | 0.81285 | 0.81305 | 0.81332 | 0.81364 | 0.79125 | 0.79041 | 0.7896 | 0.78881 | 0.78803 | 0.78726 | 0.7865 | 0.78573
F5_Commercial_Restaurant_New_Water Heating_Natural Gas_Water Heater_E4 | F5 | Commercial | Restaurant | New | Water Heating | Natural Gas | Water Heater | E4 | RIM BC Ratio | 0 | 0 | 0 | 0 | 0 | 0 | 0 | 0.7807 | 0.77854 | 0.77553 | 0.77239 | 0.77773 | 0.77023 | 0.77918 | 0.78712 | 0.7932 | 0.79341 | 0.7937 | 0.79294 | 0.79362 | 0.79411 | 0.79472 | 0.79544 | 0.74668 | 0.74501 | 0.7434 | 0.74184 | 0.74032 | 0.73883 | 0.73736 | 0.73623
F5_Commercial_Restaurant_New_Water Heating_Natural Gas_Water Heater_E5 | F5 | Commercial | Restaurant | New | Water Heating | Natural Gas | Water Heater | E5 | RIM BC Ratio | 0 | 0 | 0 | 0 | 0 | 0 | 0 | 0 | 0 | 0 | 0 | 0 | 0 | 0 | 0 | 0 | 0 | 0 | 0 | 0 | 0 | 0 | 0 | 0 | 0 | 0 | 0 | 0 | 0 | 0 | 0
F5_Commercial_Restaurant_New_Water Heating_Natural Gas_Water Heater_E6 | F5 | Commercial | Restaurant | New | Water Heating | Natural Gas | Water Heater | E6 | RIM BC Ratio | 0 | 0 | 0 | 0 | 0 | 0 | 0 | 0 | 0 | 0 | 0 | 0 | 0 | 0 | 0 | 0 | 0 | 0 | 0 | 0 | 0 | 0 | 0 | 0 | 0 | 0 | 0 | 0 | 0 | 0 | 0
F5_Commercial_Restaurant_New_Water Heating_Natural Gas_Water Heater_E7 | F5 | Commercial | Restaurant | New | Water Heating | Natural Gas | Water Heater | E7 | RIM BC Ratio | 0 | 0 | 0 | 0 | 0 | 0 | 0 | 0 | 0 | 0 | 0 | 0 | 0 | 0 | 0 | 0 | 0 | 0 | 0 | 0 | 0 | 0 | 0 | 0 | 0 | 0 | 0 | 0 | 0 | 0 | 0
F5_Commercial_Restaurant_New_Water Heating_Natural Gas_Water Heater_E8 | F5 | Commercial | Restaurant | New | Water Heating | Natural Gas | Water Heater | E8 | RIM BC Ratio | 0 | 0 | 0 | 0 | 0 | 0 | 0 | 0 | 0 | 0 | 0 | 0 | 0 | 0 | 0 | 0 | 0 | 0 | 0 | 0 | 0 | 0 | 0 | 0 | 0 | 0 | 0 | 0 | 0 | 0 | 0
F5_Commercial_Restaurant_New_Water Heating_Natural Gas_Water Heater_E9 | F5 | Commercial | Restaurant | New | Water Heating | Natural Gas | Water Heater | E9 | RIM BC Ratio | 0 | 0 | 0 | 0 | 0 | 0 | 0 | 0 | 0 | 0 | 0 | 0 | 0 | 0 | 0 | 0 | 0 | 0 | 0 | 0 | 0 | 0 | 0 | 0 | 0 | 0 | 0 | 0 | 0 | 0 | 0
F5_Commercial_Restaurant_New_Water Heating_Natural Gas_Water Heater_E10 | F5 | Commercial | Restaurant | New | Water Heating | Natural Gas | Water Heater | E10 | RIM BC Ratio | 0 | 0 | 0 | 0 | 0 | 0 | 0 | 0 | 0 | 0 | 0 | 0 | 0 | 0 | 0 | 0 | 0 | 0 | 0 | 0 | 0 | 0 | 0 | 0 | 0 | 0 | 0 | 0 | 0 | 0 | 0
F0_Commercial_Restaurant_New_Food Preparation_Natural Gas_Oven_E0 | F0 | Commercial | Restaurant | New | Food Preparation | Natural Gas | Oven | E0 | Economic Unit | ENERGY STAR (3.0) | ENERGY STAR (3.0) | ENERGY STAR (3.0) | ENERGY STAR (3.0) | ENERGY STAR (3.0) | ENERGY STAR (3.0) | ENERGY STAR (3.0) | ENERGY STAR (3.0) | ENERGY STAR (3.0) | ENERGY STAR (3.0) | ENERGY STAR (3.0) | ENERGY STAR (3.0) | ENERGY STAR (3.0) | ENERGY STAR (3.0) | ENERGY STAR (3.0) | ENERGY STAR (3.0) | ENERGY STAR (3.0) | ENERGY STAR (3.0) | ENERGY STAR (3.0) | ENERGY STAR (3.0) | ENERGY STAR (3.0) | ENERGY STAR (3.0) | ENERGY STAR (3.0) | Standard | Standard | Standard | Standard | Standard | Standard | Standard | Standard
F1_Commercial_Restaurant_New_Food Preparation_Natural Gas_Oven_E1 | F1 | Commercial | Restaurant | New | Food Preparation | Natural Gas | Oven | E1 | CCE | 0 | 0 | 0 | 0 | 0 | 0 | 0 | 0 | 0 | 0 | 0 | 0 | 0 | 0 | 0 | 0 | 0 | 0 | 0 | 0 | 0 | 0 | 0 | 0 | 0 | 0 | 0 | 0 | 0 | 0 | 0
F1_Commercial_Restaurant_New_Food Preparation_Natural Gas_Oven_E2 | F1 | Commercial | Restaurant | New | Food Preparation | Natural Gas | Oven | E2 | CCE | 0.0062008 | 0.0059612 | 0.0059896 | 0.0060522 | 0.0060522 | 0.0060522 | 0.0060522 | 0.0060522 | 0.0060522 | 0.0060522 | 0.0060522 | 0.0060522 | 0.0060522 | 0.0060522 | 0.0060522 | 0.0060522 | 0.0060522 | 0.0060522 | 0.0060522 | 0.0060522 | 0.0060522 | 0.0060522 | 0.0060522 | 0.0060522 | 0.0060522 | 0.0060522 | 0.0060522 | 0.0060522 | 0.0060522 | 0.0060522 | 0.0060522
F1_Commercial_Restaurant_New_Food Preparation_Natural Gas_Oven_E3 | F1 | Commercial | Restaurant | New | Food Preparation | Natural Gas | Oven | E3 | CCE | 0 | 0 | 0 | 0 | 0 | 0 | 0 | 0 | 0 | 0 | 0 | 0 | 0 | 0 | 0 | 0 | 0 | 0 | 0 | 0 | 0 | 0 | 0 | 0 | 0 | 0 | 0 | 0 | 0 | 0 | 0
F1_Commercial_Restaurant_New_Food Preparation_Natural Gas_Oven_E4 | F1 | Commercial | Restaurant | New | Food Preparation | Natural Gas | Oven | E4 | CCE | 0 | 0 | 0 | 0 | 0 | 0 | 0 | 0 | 0 | 0 | 0 | 0 | 0 | 0 | 0 | 0 | 0 | 0 | 0 | 0 | 0 | 0 | 0 | 0 | 0 | 0 | 0 | 0 | 0 | 0 | 0
F1_Commercial_Restaurant_New_Food Preparation_Natural Gas_Oven_E5 | F1 | Commercial | Restaurant | New | Food Preparation | Natural Gas | Oven | E5 | CCE | 0 | 0 | 0 | 0 | 0 | 0 | 0 | 0 | 0 | 0 | 0 | 0 | 0 | 0 | 0 | 0 | 0 | 0 | 0 | 0 | 0 | 0 | 0 | 0 | 0 | 0 | 0 | 0 | 0 | 0 | 0
F1_Commercial_Restaurant_New_Food Preparation_Natural Gas_Oven_E6 | F1 | Commercial | Restaurant | New | Food Preparation | Natural Gas | Oven | E6 | CCE | 0 | 0 | 0 | 0 | 0 | 0 | 0 | 0 | 0 | 0 | 0 | 0 | 0 | 0 | 0 | 0 | 0 | 0 | 0 | 0 | 0 | 0 | 0 | 0 | 0 | 0 | 0 | 0 | 0 | 0 | 0
F1_Commercial_Restaurant_New_Food Preparation_Natural Gas_Oven_E7 | F1 | Commercial | Restaurant | New | Food Preparation | Natural Gas | Oven | E7 | CCE | 0 | 0 | 0 | 0 | 0 | 0 | 0 | 0 | 0 | 0 | 0 | 0 | 0 | 0 | 0 | 0 | 0 | 0 | 0 | 0 | 0 | 0 | 0 | 0 | 0 | 0 | 0 | 0 | 0 | 0 | 0
F1_Commercial_Restaurant_New_Food Preparation_Natural Gas_Oven_E8 | F1 | Commercial | Restaurant | New | Food Preparation | Natural Gas | Oven | E8 | CCE | 0 | 0 | 0 | 0 | 0 | 0 | 0 | 0 | 0 | 0 | 0 | 0 | 0 | 0 | 0 | 0 | 0 | 0 | 0 | 0 | 0 | 0 | 0 | 0 | 0 | 0 | 0 | 0 | 0 | 0 | 0
F1_Commercial_Restaurant_New_Food Preparation_Natural Gas_Oven_E9 | F1 | Commercial | Restaurant | New | Food Preparation | Natural Gas | Oven | E9 | CCE | 0 | 0 | 0 | 0 | 0 | 0 | 0 | 0 | 0 | 0 | 0 | 0 | 0 | 0 | 0 | 0 | 0 | 0 | 0 | 0 | 0 | 0 | 0 | 0 | 0 | 0 | 0 | 0 | 0 | 0 | 0
F1_Commercial_Restaurant_New_Food Preparation_Natural Gas_Oven_E10 | F1 | Commercial | Restaurant | New | Food Preparation | Natural Gas | Oven | E10 | CCE | 0 | 0 | 0 | 0 | 0 | 0 | 0 | 0 | 0 | 0 | 0 | 0 | 0 | 0 | 0 | 0 | 0 | 0 | 0 | 0 | 0 | 0 | 0 | 0 | 0 | 0 | 0 | 0 | 0 | 0 | 0
F2_Commercial_Restaurant_New_Food Preparation_Natural Gas_Oven_E1 | F2 | Commercial | Restaurant | New | Food Preparation | Natural Gas | Oven | E1 | TRC BC Ratio | 0.9 | 0.9 | 0.9 | 0.9 | 0.9 | 0.9 | 0.9 | 0.9 | 0.9 | 0.9 | 0.9 | 0.9 | 0.9 | 0.9 | 0.9 | 0.9 | 0.9 | 0.9 | 0.9 | 0.9 | 0.9 | 0.9 | 0.9 | 0.9 | 0.9 | 0.9 | 0.9 | 0.9 | 0.9 | 0.9 | 0.9
F2_Commercial_Restaurant_New_Food Preparation_Natural Gas_Oven_E2 | F2 | Commercial | Restaurant | New | Food Preparation | Natural Gas | Oven | E2 | TRC BC Ratio | 1.651 | 1.6761 | 1.6937 | 1.7118 | 1.7402 | 1.6356 | 1.5492 | 1.5033 | 1.4856 | 1.4593 | 1.5232 | 1.584 | 1.4129 | 1.4871 | 1.5856 | 1.6788 | 1.6824 | 1.6897 | 1.6574 | 1.6795 | 1.6949 | 1.7158 | 1.7422 | 0.83439 | 0.81785 | 0.80234 | 0.78773 | 0.77386 | 0.7606 | 0.74785 | 0.73552
F2_Commercial_Restaurant_New_Food Preparation_Natural Gas_Oven_E3 | F2 | Commercial | Restaurant | New | Food Preparation | Natural Gas | Oven | E3 | TRC BC Ratio | 0 | 0 | 0 | 0 | 0 | 0 | 0 | 0 | 0 | 0 | 0 | 0 | 0 | 0 | 0 | 0 | 0 | 0 | 0 | 0 | 0 | 0 | 0 | 0 | 0 | 0 | 0 | 0 | 0 | 0 | 0
F2_Commercial_Restaurant_New_Food Preparation_Natural Gas_Oven_E4 | F2 | Commercial | Restaurant | New | Food Preparation | Natural Gas | Oven | E4 | TRC BC Ratio | 0 | 0 | 0 | 0 | 0 | 0 | 0 | 0 | 0 | 0 | 0 | 0 | 0 | 0 | 0 | 0 | 0 | 0 | 0 | 0 | 0 | 0 | 0 | 0 | 0 | 0 | 0 | 0 | 0 | 0 | 0
F2_Commercial_Restaurant_New_Food Preparation_Natural Gas_Oven_E5 | F2 | Commercial | Restaurant | New | Food Preparation | Natural Gas | Oven | E5 | TRC BC Ratio | 0 | 0 | 0 | 0 | 0 | 0 | 0 | 0 | 0 | 0 | 0 | 0 | 0 | 0 | 0 | 0 | 0 | 0 | 0 | 0 | 0 | 0 | 0 | 0 | 0 | 0 | 0 | 0 | 0 | 0 | 0
F2_Commercial_Restaurant_New_Food Preparation_Natural Gas_Oven_E6 | F2 | Commercial | Restaurant | New | Food Preparation | Natural Gas | Oven | E6 | TRC BC Ratio | 0 | 0 | 0 | 0 | 0 | 0 | 0 | 0 | 0 | 0 | 0 | 0 | 0 | 0 | 0 | 0 | 0 | 0 | 0 | 0 | 0 | 0 | 0 | 0 | 0 | 0 | 0 | 0 | 0 | 0 | 0
F2_Commercial_Restaurant_New_Food Preparation_Natural Gas_Oven_E7 | F2 | Commercial | Restaurant | New | Food Preparation | Natural Gas | Oven | E7 | TRC BC Ratio | 0 | 0 | 0 | 0 | 0 | 0 | 0 | 0 | 0 | 0 | 0 | 0 | 0 | 0 | 0 | 0 | 0 | 0 | 0 | 0 | 0 | 0 | 0 | 0 | 0 | 0 | 0 | 0 | 0 | 0 | 0
F2_Commercial_Restaurant_New_Food Preparation_Natural Gas_Oven_E8 | F2 | Commercial | Restaurant | New | Food Preparation | Natural Gas | Oven | E8 | TRC BC Ratio | 0 | 0 | 0 | 0 | 0 | 0 | 0 | 0 | 0 | 0 | 0 | 0 | 0 | 0 | 0 | 0 | 0 | 0 | 0 | 0 | 0 | 0 | 0 | 0 | 0 | 0 | 0 | 0 | 0 | 0 | 0
F2_Commercial_Restaurant_New_Food Preparation_Natural Gas_Oven_E9 | F2 | Commercial | Restaurant | New | Food Preparation | Natural Gas | Oven | E9 | TRC BC Ratio | 0 | 0 | 0 | 0 | 0 | 0 | 0 | 0 | 0 | 0 | 0 | 0 | 0 | 0 | 0 | 0 | 0 | 0 | 0 | 0 | 0 | 0 | 0 | 0 | 0 | 0 | 0 | 0 | 0 | 0 | 0
F2_Commercial_Restaurant_New_Food Preparation_Natural Gas_Oven_E10 | F2 | Commercial | Restaurant | New | Food Preparation | Natural Gas | Oven | E10 | TRC BC Ratio | 0 | 0 | 0 | 0 | 0 | 0 | 0 | 0 | 0 | 0 | 0 | 0 | 0 | 0 | 0 | 0 | 0 | 0 | 0 | 0 | 0 | 0 | 0 | 0 | 0 | 0 | 0 | 0 | 0 | 0 | 0
F3_Commercial_Restaurant_New_Food Preparation_Natural Gas_Oven_E1 | F3 | Commercial | Restaurant | New | Food Preparation | Natural Gas | Oven | E1 | PACT BC Ratio | 0.9 | 0.9 | 0.9 | 0.9 | 0.9 | 0.9 | 0.9 | 0.9 | 0.9 | 0.9 | 0.9 | 0.9 | 0.9 | 0.9 | 0.9 | 0.9 | 0.9 | 0.9 | 0.9 | 0.9 | 0.9 | 0.9 | 0.9 | 0.9 | 0.9 | 0.9 | 0.9 | 0.9 | 0.9 | 0.9 | 0.9
F3_Commercial_Restaurant_New_Food Preparation_Natural Gas_Oven_E2 | F3 | Commercial | Restaurant | New | Food Preparation | Natural Gas | Oven | E2 | PACT BC Ratio | 1.651 | 1.6761 | 1.6937 | 1.7118 | 1.7402 | 1.6356 | 1.5492 | 1.5033 | 1.4856 | 1.4593 | 1.5232 | 1.584 | 1.4129 | 1.4871 | 1.5856 | 1.6788 | 1.6824 | 1.6897 | 1.6574 | 1.6795 | 1.6949 | 1.7158 | 1.7422 | 0.83439 | 0.81785 | 0.80234 | 0.78773 | 0.77386 | 0.7606 | 0.74785 | 0.73552
F3_Commercial_Restaurant_New_Food Preparation_Natural Gas_Oven_E3 | F3 | Commercial | Restaurant | New | Food Preparation | Natural Gas | Oven | E3 | PACT BC Ratio | 0 | 0 | 0 | 0 | 0 | 0 | 0 | 0 | 0 | 0 | 0 | 0 | 0 | 0 | 0 | 0 | 0 | 0 | 0 | 0 | 0 | 0 | 0 | 0 | 0 | 0 | 0 | 0 | 0 | 0 | 0
F3_Commercial_Restaurant_New_Food Preparation_Natural Gas_Oven_E4 | F3 | Commercial | Restaurant | New | Food Preparation | Natural Gas | Oven | E4 | PACT BC Ratio | 0 | 0 | 0 | 0 | 0 | 0 | 0 | 0 | 0 | 0 | 0 | 0 | 0 | 0 | 0 | 0 | 0 | 0 | 0 | 0 | 0 | 0 | 0 | 0 | 0 | 0 | 0 | 0 | 0 | 0 | 0
F3_Commercial_Restaurant_New_Food Preparation_Natural Gas_Oven_E5 | F3 | Commercial | Restaurant | New | Food Preparation | Natural Gas | Oven | E5 | PACT BC Ratio | 0 | 0 | 0 | 0 | 0 | 0 | 0 | 0 | 0 | 0 | 0 | 0 | 0 | 0 | 0 | 0 | 0 | 0 | 0 | 0 | 0 | 0 | 0 | 0 | 0 | 0 | 0 | 0 | 0 | 0 | 0
F3_Commercial_Restaurant_New_Food Preparation_Natural Gas_Oven_E6 | F3 | Commercial | Restaurant | New | Food Preparation | Natural Gas | Oven | E6 | PACT BC Ratio | 0 | 0 | 0 | 0 | 0 | 0 | 0 | 0 | 0 | 0 | 0 | 0 | 0 | 0 | 0 | 0 | 0 | 0 | 0 | 0 | 0 | 0 | 0 | 0 | 0 | 0 | 0 | 0 | 0 | 0 | 0
F3_Commercial_Restaurant_New_Food Preparation_Natural Gas_Oven_E7 | F3 | Commercial | Restaurant | New | Food Preparation | Natural Gas | Oven | E7 | PACT BC Ratio | 0 | 0 | 0 | 0 | 0 | 0 | 0 | 0 | 0 | 0 | 0 | 0 | 0 | 0 | 0 | 0 | 0 | 0 | 0 | 0 | 0 | 0 | 0 | 0 | 0 | 0 | 0 | 0 | 0 | 0 | 0
F3_Commercial_Restaurant_New_Food Preparation_Natural Gas_Oven_E8 | F3 | Commercial | Restaurant | New | Food Preparation | Natural Gas | Oven | E8 | PACT BC Ratio | 0 | 0 | 0 | 0 | 0 | 0 | 0 | 0 | 0 | 0 | 0 | 0 | 0 | 0 | 0 | 0 | 0 | 0 | 0 | 0 | 0 | 0 | 0 | 0 | 0 | 0 | 0 | 0 | 0 | 0 | 0
F3_Commercial_Restaurant_New_Food Preparation_Natural Gas_Oven_E9 | F3 | Commercial | Restaurant | New | Food Preparation | Natural Gas | Oven | E9 | PACT BC Ratio | 0 | 0 | 0 | 0 | 0 | 0 | 0 | 0 | 0 | 0 | 0 | 0 | 0 | 0 | 0 | 0 | 0 | 0 | 0 | 0 | 0 | 0 | 0 | 0 | 0 | 0 | 0 | 0 | 0 | 0 | 0
F3_Commercial_Restaurant_New_Food Preparation_Natural Gas_Oven_E10 | F3 | Commercial | Restaurant | New | Food Preparation | Natural Gas | Oven | E10 | PACT BC Ratio | 0 | 0 | 0 | 0 | 0 | 0 | 0 | 0 | 0 | 0 | 0 | 0 | 0 | 0 | 0 | 0 | 0 | 0 | 0 | 0 | 0 | 0 | 0 | 0 | 0 | 0 | 0 | 0 | 0 | 0 | 0
F4_Commercial_Restaurant_New_Food Preparation_Natural Gas_Oven_E1 | F4 | Commercial | Restaurant | New | Food Preparation | Natural Gas | Oven | E1 | PCT BC Ratio | 0.9 | 0.9 | 0.9 | 0.9 | 0.9 | 0.9 | 0.9 | 0.9 | 0.9 | 0.9 | 0.9 | 0.9 | 0.9 | 0.9 | 0.9 | 0.9 | 0.9 | 0.9 | 0.9 | 0.9 | 0.9 | 0.9 | 0.9 | 0.9 | 0.9 | 0.9 | 0.9 | 0.9 | 0.9 | 0.9 | 0.9
F4_Commercial_Restaurant_New_Food Preparation_Natural Gas_Oven_E2 | F4 | Commercial | Restaurant | New | Food Preparation | Natural Gas | Oven | E2 | PCT BC Ratio | 5.1538 | 5.2169 | 5.2611 | 5.3069 | 5.3783 | 5.115 | 4.8976 | 4.7822 | 4.7376 | 4.6715 | 4.8323 | 4.9851 | 4.5547 | 4.7415 | 4.9892 | 5.2237 | 5.2328 | 5.2512 | 5.1699 | 5.2256 | 5.2642 | 5.3168 | 5.3833 | 3.0993 | 3.0576 | 3.0186 | 2.9819 | 2.947 | 2.9136 | 2.8815 | 2.8505
F4_Commercial_Restaurant_New_Food Preparation_Natural Gas_Oven_E3 | F4 | Commercial | Restaurant | New | Food Preparation | Natural Gas | Oven | E3 | PCT BC Ratio | 0 | 0 | 0 | 0 | 0 | 0 | 0 | 0 | 0 | 0 | 0 | 0 | 0 | 0 | 0 | 0 | 0 | 0 | 0 | 0 | 0 | 0 | 0 | 0 | 0 | 0 | 0 | 0 | 0 | 0 | 0
F4_Commercial_Restaurant_New_Food Preparation_Natural Gas_Oven_E4 | F4 | Commercial | Restaurant | New | Food Preparation | Natural Gas | Oven | E4 | PCT BC Ratio | 0 | 0 | 0 | 0 | 0 | 0 | 0 | 0 | 0 | 0 | 0 | 0 | 0 | 0 | 0 | 0 | 0 | 0 | 0 | 0 | 0 | 0 | 0 | 0 | 0 | 0 | 0 | 0 | 0 | 0 | 0
F4_Commercial_Restaurant_New_Food Preparation_Natural Gas_Oven_E5 | F4 | Commercial | Restaurant | New | Food Preparation | Natural Gas | Oven | E5 | PCT BC Ratio | 0 | 0 | 0 | 0 | 0 | 0 | 0 | 0 | 0 | 0 | 0 | 0 | 0 | 0 | 0 | 0 | 0 | 0 | 0 | 0 | 0 | 0 | 0 | 0 | 0 | 0 | 0 | 0 | 0 | 0 | 0
F4_Commercial_Restaurant_New_Food Preparation_Natural Gas_Oven_E6 | F4 | Commercial | Restaurant | New | Food Preparation | Natural Gas | Oven | E6 | PCT BC Ratio | 0 | 0 | 0 | 0 | 0 | 0 | 0 | 0 | 0 | 0 | 0 | 0 | 0 | 0 | 0 | 0 | 0 | 0 | 0 | 0 | 0 | 0 | 0 | 0 | 0 | 0 | 0 | 0 | 0 | 0 | 0
F4_Commercial_Restaurant_New_Food Preparation_Natural Gas_Oven_E7 | F4 | Commercial | Restaurant | New | Food Preparation | Natural Gas | Oven | E7 | PCT BC Ratio | 0 | 0 | 0 | 0 | 0 | 0 | 0 | 0 | 0 | 0 | 0 | 0 | 0 | 0 | 0 | 0 | 0 | 0 | 0 | 0 | 0 | 0 | 0 | 0 | 0 | 0 | 0 | 0 | 0 | 0 | 0
F4_Commercial_Restaurant_New_Food Preparation_Natural Gas_Oven_E8 | F4 | Commercial | Restaurant | New | Food Preparation | Natural Gas | Oven | E8 | PCT BC Ratio | 0 | 0 | 0 | 0 | 0 | 0 | 0 | 0 | 0 | 0 | 0 | 0 | 0 | 0 | 0 | 0 | 0 | 0 | 0 | 0 | 0 | 0 | 0 | 0 | 0 | 0 | 0 | 0 | 0 | 0 | 0
F4_Commercial_Restaurant_New_Food Preparation_Natural Gas_Oven_E9 | F4 | Commercial | Restaurant | New | Food Preparation | Natural Gas | Oven | E9 | PCT BC Ratio | 0 | 0 | 0 | 0 | 0 | 0 | 0 | 0 | 0 | 0 | 0 | 0 | 0 | 0 | 0 | 0 | 0 | 0 | 0 | 0 | 0 | 0 | 0 | 0 | 0 | 0 | 0 | 0 | 0 | 0 | 0
F4_Commercial_Restaurant_New_Food Preparation_Natural Gas_Oven_E10 | F4 | Commercial | Restaurant | New | Food Preparation | Natural Gas | Oven | E10 | PCT BC Ratio | 0 | 0 | 0 | 0 | 0 | 0 | 0 | 0 | 0 | 0 | 0 | 0 | 0 | 0 | 0 | 0 | 0 | 0 | 0 | 0 | 0 | 0 | 0 | 0 | 0 | 0 | 0 | 0 | 0 | 0 | 0
F5_Commercial_Restaurant_New_Food Preparation_Natural Gas_Oven_E1 | F5 | Commercial | Restaurant | New | Food Preparation | Natural Gas | Oven | E1 | RIM BC Ratio | 0.9 | 0.9 | 0.9 | 0.9 | 0.9 | 0.9 | 0.9 | 0.9 | 0.9 | 0.9 | 0.9 | 0.9 | 0.9 | 0.9 | 0.9 | 0.9 | 0.9 | 0.9 | 0.9 | 0.9 | 0.9 | 0.9 | 0.9 | 0.9 | 0.9 | 0.9 | 0.9 | 0.9 | 0.9 | 0.9 | 0.9
F5_Commercial_Restaurant_New_Food Preparation_Natural Gas_Oven_E2 | F5 | Commercial | Restaurant | New | Food Preparation | Natural Gas | Oven | E2 | RIM BC Ratio | 0.5544 | 0.5572 | 0.55913 | 0.56109 | 0.56411 | 0.55265 | 0.54242 | 0.53669 | 0.53442 | 0.53097 | 0.53921 | 0.54663 | 0.5247 | 0.53462 | 0.54682 | 0.5575 | 0.55789 | 0.55869 | 0.55512 | 0.55758 | 0.55926 | 0.56152 | 0.56432 | 0.41727 | 0.41309 | 0.4091 | 0.40526 | 0.40156 | 0.39796 | 0.39444 | 0.39099
F5_Commercial_Restaurant_New_Food Preparation_Natural Gas_Oven_E3 | F5 | Commercial | Restaurant | New | Food Preparation | Natural Gas | Oven | E3 | RIM BC Ratio | 0 | 0 | 0 | 0 | 0 | 0 | 0 | 0 | 0 | 0 | 0 | 0 | 0 | 0 | 0 | 0 | 0 | 0 | 0 | 0 | 0 | 0 | 0 | 0 | 0 | 0 | 0 | 0 | 0 | 0 | 0
F5_Commercial_Restaurant_New_Food Preparation_Natural Gas_Oven_E4 | F5 | Commercial | Restaurant | New | Food Preparation | Natural Gas | Oven | E4 | RIM BC Ratio | 0 | 0 | 0 | 0 | 0 | 0 | 0 | 0 | 0 | 0 | 0 | 0 | 0 | 0 | 0 | 0 | 0 | 0 | 0 | 0 | 0 | 0 | 0 | 0 | 0 | 0 | 0 | 0 | 0 | 0 | 0
F5_Commercial_Restaurant_New_Food Preparation_Natural Gas_Oven_E5 | F5 | Commercial | Restaurant | New | Food Preparation | Natural Gas | Oven | E5 | RIM BC Ratio | 0 | 0 | 0 | 0 | 0 | 0 | 0 | 0 | 0 | 0 | 0 | 0 | 0 | 0 | 0 | 0 | 0 | 0 | 0 | 0 | 0 | 0 | 0 | 0 | 0 | 0 | 0 | 0 | 0 | 0 | 0
F5_Commercial_Restaurant_New_Food Preparation_Natural Gas_Oven_E6 | F5 | Commercial | Restaurant | New | Food Preparation | Natural Gas | Oven | E6 | RIM BC Ratio | 0 | 0 | 0 | 0 | 0 | 0 | 0 | 0 | 0 | 0 | 0 | 0 | 0 | 0 | 0 | 0 | 0 | 0 | 0 | 0 | 0 | 0 | 0 | 0 | 0 | 0 | 0 | 0 | 0 | 0 | 0
F5_Commercial_Restaurant_New_Food Preparation_Natural Gas_Oven_E7 | F5 | Commercial | Restaurant | New | Food Preparation | Natural Gas | Oven | E7 | RIM BC Ratio | 0 | 0 | 0 | 0 | 0 | 0 | 0 | 0 | 0 | 0 | 0 | 0 | 0 | 0 | 0 | 0 | 0 | 0 | 0 | 0 | 0 | 0 | 0 | 0 | 0 | 0 | 0 | 0 | 0 | 0 | 0
F5_Commercial_Restaurant_New_Food Preparation_Natural Gas_Oven_E8 | F5 | Commercial | Restaurant | New | Food Preparation | Natural Gas | Oven | E8 | RIM BC Ratio | 0 | 0 | 0 | 0 | 0 | 0 | 0 | 0 | 0 | 0 | 0 | 0 | 0 | 0 | 0 | 0 | 0 | 0 | 0 | 0 | 0 | 0 | 0 | 0 | 0 | 0 | 0 | 0 | 0 | 0 | 0
F5_Commercial_Restaurant_New_Food Preparation_Natural Gas_Oven_E9 | F5 | Commercial | Restaurant | New | Food Preparation | Natural Gas | Oven | E9 | RIM BC Ratio | 0 | 0 | 0 | 0 | 0 | 0 | 0 | 0 | 0 | 0 | 0 | 0 | 0 | 0 | 0 | 0 | 0 | 0 | 0 | 0 | 0 | 0 | 0 | 0 | 0 | 0 | 0 | 0 | 0 | 0 | 0
F5_Commercial_Restaurant_New_Food Preparation_Natural Gas_Oven_E10 | F5 | Commercial | Restaurant | New | Food Preparation | Natural Gas | Oven | E10 | RIM BC Ratio | 0 | 0 | 0 | 0 | 0 | 0 | 0 | 0 | 0 | 0 | 0 | 0 | 0 | 0 | 0 | 0 | 0 | 0 | 0 | 0 | 0 | 0 | 0 | 0 | 0 | 0 | 0 | 0 | 0 | 0 | 0
F0_Commercial_Restaurant_New_Food Preparation_Natural Gas_Conveyor Oven_E0 | F0 | Commercial | Restaurant | New | Food Preparation | Natural Gas | Conveyor Oven | E0 | Economic Unit | Efficient (>44% Baking Efficiency) | Efficient (>44% Baking Efficiency) | Efficient (>44% Baking Efficiency) | Efficient (>44% Baking Efficiency) | Efficient (>44% Baking Efficiency) | Efficient (>44% Baking Efficiency) | Efficient (>44% Baking Efficiency) | Efficient (>44% Baking Efficiency) | Efficient (>44% Baking Efficiency) | Efficient (>44% Baking Efficiency) | Efficient (>44% Baking Efficiency) | Efficient (>44% Baking Efficiency) | Efficient (>44% Baking Efficiency) | Efficient (>44% Baking Efficiency) | Efficient (>44% Baking Efficiency) | Efficient (>44% Baking Efficiency) | Efficient (>44% Baking Efficiency) | Efficient (>44% Baking Efficiency) | Efficient (>44% Baking Efficiency) | Efficient (>44% Baking Efficiency) | Efficient (>44% Baking Efficiency) | Efficient (>44% Baking Efficiency) | Efficient (>44% Baking Efficiency) | Efficient (>44% Baking Efficiency) | Efficient (>44% Baking Efficiency) | Efficient (>44% Baking Efficiency) | Efficient (>44% Baking Efficiency) | Efficient (>44% Baking Efficiency) | Efficient (>44% Baking Efficiency) | Efficient (>44% Baking Efficiency) | Efficient (>44% Baking Efficiency)
F1_Commercial_Restaurant_New_Food Preparation_Natural Gas_Conveyor Oven_E1 | F1 | Commercial | Restaurant | New | Food Preparation | Natural Gas | Conveyor Oven | E1 | CCE | 0 | 0 | 0 | 0 | 0 | 0 | 0 | 0 | 0 | 0 | 0 | 0 | 0 | 0 | 0 | 0 | 0 | 0 | 0 | 0 | 0 | 0 | 0 | 0 | 0 | 0 | 0 | 0 | 0 | 0 | 0
F1_Commercial_Restaurant_New_Food Preparation_Natural Gas_Conveyor Oven_E2 | F1 | Commercial | Restaurant | New | Food Preparation | Natural Gas | Conveyor Oven | E2 | CCE | 0.0038084 | 0.0036613 | 0.0036787 | 0.0037172 | 0.0037172 | 0.0037172 | 0.0037172 | 0.0037172 | 0.0037172 | 0.0037172 | 0.0037172 | 0.0037172 | 0.0037172 | 0.0037172 | 0.0037172 | 0.0037172 | 0.0037172 | 0.0037172 | 0.0037172 | 0.0037172 | 0.0037172 | 0.0037172 | 0.0037172 | 0.0037172 | 0.0037172 | 0.0037172 | 0.0037172 | 0.0037172 | 0.0037172 | 0.0037172 | 0.0037172
F1_Commercial_Restaurant_New_Food Preparation_Natural Gas_Conveyor Oven_E3 | F1 | Commercial | Restaurant | New | Food Preparation | Natural Gas | Conveyor Oven | E3 | CCE | 0 | 0 | 0 | 0 | 0 | 0 | 0 | 0 | 0 | 0 | 0 | 0 | 0 | 0 | 0 | 0 | 0 | 0 | 0 | 0 | 0 | 0 | 0 | 0 | 0 | 0 | 0 | 0 | 0 | 0 | 0
F1_Commercial_Restaurant_New_Food Preparation_Natural Gas_Conveyor Oven_E4 | F1 | Commercial | Restaurant | New | Food Preparation | Natural Gas | Conveyor Oven | E4 | CCE | 0 | 0 | 0 | 0 | 0 | 0 | 0 | 0 | 0 | 0 | 0 | 0 | 0 | 0 | 0 | 0 | 0 | 0 | 0 | 0 | 0 | 0 | 0 | 0 | 0 | 0 | 0 | 0 | 0 | 0 | 0
F1_Commercial_Restaurant_New_Food Preparation_Natural Gas_Conveyor Oven_E5 | F1 | Commercial | Restaurant | New | Food Preparation | Natural Gas | Conveyor Oven | E5 | CCE | 0 | 0 | 0 | 0 | 0 | 0 | 0 | 0 | 0 | 0 | 0 | 0 | 0 | 0 | 0 | 0 | 0 | 0 | 0 | 0 | 0 | 0 | 0 | 0 | 0 | 0 | 0 | 0 | 0 | 0 | 0
F1_Commercial_Restaurant_New_Food Preparation_Natural Gas_Conveyor Oven_E6 | F1 | Commercial | Restaurant | New | Food Preparation | Natural Gas | Conveyor Oven | E6 | CCE | 0 | 0 | 0 | 0 | 0 | 0 | 0 | 0 | 0 | 0 | 0 | 0 | 0 | 0 | 0 | 0 | 0 | 0 | 0 | 0 | 0 | 0 | 0 | 0 | 0 | 0 | 0 | 0 | 0 | 0 | 0
F1_Commercial_Restaurant_New_Food Preparation_Natural Gas_Conveyor Oven_E7 | F1 | Commercial | Restaurant | New | Food Preparation | Natural Gas | Conveyor Oven | E7 | CCE | 0 | 0 | 0 | 0 | 0 | 0 | 0 | 0 | 0 | 0 | 0 | 0 | 0 | 0 | 0 | 0 | 0 | 0 | 0 | 0 | 0 | 0 | 0 | 0 | 0 | 0 | 0 | 0 | 0 | 0 | 0
F1_Commercial_Restaurant_New_Food Preparation_Natural Gas_Conveyor Oven_E8 | F1 | Commercial | Restaurant | New | Food Preparation | Natural Gas | Conveyor Oven | E8 | CCE | 0 | 0 | 0 | 0 | 0 | 0 | 0 | 0 | 0 | 0 | 0 | 0 | 0 | 0 | 0 | 0 | 0 | 0 | 0 | 0 | 0 | 0 | 0 | 0 | 0 | 0 | 0 | 0 | 0 | 0 | 0
F1_Commercial_Restaurant_New_Food Preparation_Natural Gas_Conveyor Oven_E9 | F1 | Commercial | Restaurant | New | Food Preparation | Natural Gas | Conveyor Oven | E9 | CCE | 0 | 0 | 0 | 0 | 0 | 0 | 0 | 0 | 0 | 0 | 0 | 0 | 0 | 0 | 0 | 0 | 0 | 0 | 0 | 0 | 0 | 0 | 0 | 0 | 0 | 0 | 0 | 0 | 0 | 0 | 0
F1_Commercial_Restaurant_New_Food Preparation_Natural Gas_Conveyor Oven_E10 | F1 | Commercial | Restaurant | New | Food Preparation | Natural Gas | Conveyor Oven | E10 | CCE | 0 | 0 | 0 | 0 | 0 | 0 | 0 | 0 | 0 | 0 | 0 | 0 | 0 | 0 | 0 | 0 | 0 | 0 | 0 | 0 | 0 | 0 | 0 | 0 | 0 | 0 | 0 | 0 | 0 | 0 | 0
F2_Commercial_Restaurant_New_Food Preparation_Natural Gas_Conveyor Oven_E1 | F2 | Commercial | Restaurant | New | Food Preparation | Natural Gas | Conveyor Oven | E1 | TRC BC Ratio | 0.9 | 0.9 | 0.9 | 0.9 | 0.9 | 0.9 | 0.9 | 0.9 | 0.9 | 0.9 | 0.9 | 0.9 | 0.9 | 0.9 | 0.9 | 0.9 | 0.9 | 0.9 | 0.9 | 0.9 | 0.9 | 0.9 | 0.9 | 0.9 | 0.9 | 0.9 | 0.9 | 0.9 | 0.9 | 0.9 | 0.9
F2_Commercial_Restaurant_New_Food Preparation_Natural Gas_Conveyor Oven_E2 | F2 | Commercial | Restaurant | New | Food Preparation | Natural Gas | Conveyor Oven | E2 | TRC BC Ratio | 2.6175 | 2.6105 | 2.5926 | 2.5726 | 2.643 | 2.5958 | 2.5803 | 2.6208 | 2.7065 | 2.6859 | 2.6766 | 2.6618 | 2.3689 | 2.3519 | 2.3531 | 2.3373 | 2.3341 | 2.3356 | 2.2915 | 2.3108 | 2.3225 | 2.3409 | 2.3658 | 1.3075 | 1.2829 | 1.2596 | 1.2374 | 1.2162 | 1.1958 | 1.1761 | 1.1502
F2_Commercial_Restaurant_New_Food Preparation_Natural Gas_Conveyor Oven_E3 | F2 | Commercial | Restaurant | New | Food Preparation | Natural Gas | Conveyor Oven | E3 | TRC BC Ratio | 0 | 0 | 0 | 0 | 0 | 0 | 0 | 0 | 0 | 0 | 0 | 0 | 0 | 0 | 0 | 0 | 0 | 0 | 0 | 0 | 0 | 0 | 0 | 0 | 0 | 0 | 0 | 0 | 0 | 0 | 0
F2_Commercial_Restaurant_New_Food Preparation_Natural Gas_Conveyor Oven_E4 | F2 | Commercial | Restaurant | New | Food Preparation | Natural Gas | Conveyor Oven | E4 | TRC BC Ratio | 0 | 0 | 0 | 0 | 0 | 0 | 0 | 0 | 0 | 0 | 0 | 0 | 0 | 0 | 0 | 0 | 0 | 0 | 0 | 0 | 0 | 0 | 0 | 0 | 0 | 0 | 0 | 0 | 0 | 0 | 0
F2_Commercial_Restaurant_New_Food Preparation_Natural Gas_Conveyor Oven_E5 | F2 | Commercial | Restaurant | New | Food Preparation | Natural Gas | Conveyor Oven | E5 | TRC BC Ratio | 0 | 0 | 0 | 0 | 0 | 0 | 0 | 0 | 0 | 0 | 0 | 0 | 0 | 0 | 0 | 0 | 0 | 0 | 0 | 0 | 0 | 0 | 0 | 0 | 0 | 0 | 0 | 0 | 0 | 0 | 0
F2_Commercial_Restaurant_New_Food Preparation_Natural Gas_Conveyor Oven_E6 | F2 | Commercial | Restaurant | New | Food Preparation | Natural Gas | Conveyor Oven | E6 | TRC BC Ratio | 0 | 0 | 0 | 0 | 0 | 0 | 0 | 0 | 0 | 0 | 0 | 0 | 0 | 0 | 0 | 0 | 0 | 0 | 0 | 0 | 0 | 0 | 0 | 0 | 0 | 0 | 0 | 0 | 0 | 0 | 0
F2_Commercial_Restaurant_New_Food Preparation_Natural Gas_Conveyor Oven_E7 | F2 | Commercial | Restaurant | New | Food Preparation | Natural Gas | Conveyor Oven | E7 | TRC BC Ratio | 0 | 0 | 0 | 0 | 0 | 0 | 0 | 0 | 0 | 0 | 0 | 0 | 0 | 0 | 0 | 0 | 0 | 0 | 0 | 0 | 0 | 0 | 0 | 0 | 0 | 0 | 0 | 0 | 0 | 0 | 0
F2_Commercial_Restaurant_New_Food Preparation_Natural Gas_Conveyor Oven_E8 | F2 | Commercial | Restaurant | New | Food Preparation | Natural Gas | Conveyor Oven | E8 | TRC BC Ratio | 0 | 0 | 0 | 0 | 0 | 0 | 0 | 0 | 0 | 0 | 0 | 0 | 0 | 0 | 0 | 0 | 0 | 0 | 0 | 0 | 0 | 0 | 0 | 0 | 0 | 0 | 0 | 0 | 0 | 0 | 0
F2_Commercial_Restaurant_New_Food Preparation_Natural Gas_Conveyor Oven_E9 | F2 | Commercial | Restaurant | New | Food Preparation | Natural Gas | Conveyor Oven | E9 | TRC BC Ratio | 0 | 0 | 0 | 0 | 0 | 0 | 0 | 0 | 0 | 0 | 0 | 0 | 0 | 0 | 0 | 0 | 0 | 0 | 0 | 0 | 0 | 0 | 0 | 0 | 0 | 0 | 0 | 0 | 0 | 0 | 0
F2_Commercial_Restaurant_New_Food Preparation_Natural Gas_Conveyor Oven_E10 | F2 | Commercial | Restaurant | New | Food Preparation | Natural Gas | Conveyor Oven | E10 | TRC BC Ratio | 0 | 0 | 0 | 0 | 0 | 0 | 0 | 0 | 0 | 0 | 0 | 0 | 0 | 0 | 0 | 0 | 0 | 0 | 0 | 0 | 0 | 0 | 0 | 0 | 0 | 0 | 0 | 0 | 0 | 0 | 0
F3_Commercial_Restaurant_New_Food Preparation_Natural Gas_Conveyor Oven_E1 | F3 | Commercial | Restaurant | New | Food Preparation | Natural Gas | Conveyor Oven | E1 | PACT BC Ratio | 0.9 | 0.9 | 0.9 | 0.9 | 0.9 | 0.9 | 0.9 | 0.9 | 0.9 | 0.9 | 0.9 | 0.9 | 0.9 | 0.9 | 0.9 | 0.9 | 0.9 | 0.9 | 0.9 | 0.9 | 0.9 | 0.9 | 0.9 | 0.9 | 0.9 | 0.9 | 0.9 | 0.9 | 0.9 | 0.9 | 0.9
F3_Commercial_Restaurant_New_Food Preparation_Natural Gas_Conveyor Oven_E2 | F3 | Commercial | Restaurant | New | Food Preparation | Natural Gas | Conveyor Oven | E2 | PACT BC Ratio | 7.5479 | 7.5277 | 7.476 | 7.4185 | 7.6214 | 7.4852 | 7.4407 | 7.5574 | 7.8046 | 7.7451 | 7.7184 | 7.6756 | 6.831 | 6.7818 | 6.7853 | 6.7399 | 6.7306 | 6.7348 | 6.6078 | 6.6635 | 6.6972 | 6.7501 | 6.8219 | 3.7704 | 3.6993 | 3.6321 | 3.5682 | 3.507 | 3.4482 | 3.3914 | 3.3167
F3_Commercial_Restaurant_New_Food Preparation_Natural Gas_Conveyor Oven_E3 | F3 | Commercial | Restaurant | New | Food Preparation | Natural Gas | Conveyor Oven | E3 | PACT BC Ratio | 0 | 0 | 0 | 0 | 0 | 0 | 0 | 0 | 0 | 0 | 0 | 0 | 0 | 0 | 0 | 0 | 0 | 0 | 0 | 0 | 0 | 0 | 0 | 0 | 0 | 0 | 0 | 0 | 0 | 0 | 0
F3_Commercial_Restaurant_New_Food Preparation_Natural Gas_Conveyor Oven_E4 | F3 | Commercial | Restaurant | New | Food Preparation | Natural Gas | Conveyor Oven | E4 | PACT BC Ratio | 0 | 0 | 0 | 0 | 0 | 0 | 0 | 0 | 0 | 0 | 0 | 0 | 0 | 0 | 0 | 0 | 0 | 0 | 0 | 0 | 0 | 0 | 0 | 0 | 0 | 0 | 0 | 0 | 0 | 0 | 0
F3_Commercial_Restaurant_New_Food Preparation_Natural Gas_Conveyor Oven_E5 | F3 | Commercial | Restaurant | New | Food Preparation | Natural Gas | Conveyor Oven | E5 | PACT BC Ratio | 0 | 0 | 0 | 0 | 0 | 0 | 0 | 0 | 0 | 0 | 0 | 0 | 0 | 0 | 0 | 0 | 0 | 0 | 0 | 0 | 0 | 0 | 0 | 0 | 0 | 0 | 0 | 0 | 0 | 0 | 0
F3_Commercial_Restaurant_New_Food Preparation_Natural Gas_Conveyor Oven_E6 | F3 | Commercial | Restaurant | New | Food Preparation | Natural Gas | Conveyor Oven | E6 | PACT BC Ratio | 0 | 0 | 0 | 0 | 0 | 0 | 0 | 0 | 0 | 0 | 0 | 0 | 0 | 0 | 0 | 0 | 0 | 0 | 0 | 0 | 0 | 0 | 0 | 0 | 0 | 0 | 0 | 0 | 0 | 0 | 0
F3_Commercial_Restaurant_New_Food Preparation_Natural Gas_Conveyor Oven_E7 | F3 | Commercial | Restaurant | New | Food Preparation | Natural Gas | Conveyor Oven | E7 | PACT BC Ratio | 0 | 0 | 0 | 0 | 0 | 0 | 0 | 0 | 0 | 0 | 0 | 0 | 0 | 0 | 0 | 0 | 0 | 0 | 0 | 0 | 0 | 0 | 0 | 0 | 0 | 0 | 0 | 0 | 0 | 0 | 0
F3_Commercial_Restaurant_New_Food Preparation_Natural Gas_Conveyor Oven_E8 | F3 | Commercial | Restaurant | New | Food Preparation | Natural Gas | Conveyor Oven | E8 | PACT BC Ratio | 0 | 0 | 0 | 0 | 0 | 0 | 0 | 0 | 0 | 0 | 0 | 0 | 0 | 0 | 0 | 0 | 0 | 0 | 0 | 0 | 0 | 0 | 0 | 0 | 0 | 0 | 0 | 0 | 0 | 0 | 0
F3_Commercial_Restaurant_New_Food Preparation_Natural Gas_Conveyor Oven_E9 | F3 | Commercial | Restaurant | New | Food Preparation | Natural Gas | Conveyor Oven | E9 | PACT BC Ratio | 0 | 0 | 0 | 0 | 0 | 0 | 0 | 0 | 0 | 0 | 0 | 0 | 0 | 0 | 0 | 0 | 0 | 0 | 0 | 0 | 0 | 0 | 0 | 0 | 0 | 0 | 0 | 0 | 0 | 0 | 0
F3_Commercial_Restaurant_New_Food Preparation_Natural Gas_Conveyor Oven_E10 | F3 | Commercial | Restaurant | New | Food Preparation | Natural Gas | Conveyor Oven | E10 | PACT BC Ratio | 0 | 0 | 0 | 0 | 0 | 0 | 0 | 0 | 0 | 0 | 0 | 0 | 0 | 0 | 0 | 0 | 0 | 0 | 0 | 0 | 0 | 0 | 0 | 0 | 0 | 0 | 0 | 0 | 0 | 0 | 0
F4_Commercial_Restaurant_New_Food Preparation_Natural Gas_Conveyor Oven_E1 | F4 | Commercial | Restaurant | New | Food Preparation | Natural Gas | Conveyor Oven | E1 | PCT BC Ratio | 0.9 | 0.9 | 0.9 | 0.9 | 0.9 | 0.9 | 0.9 | 0.9 | 0.9 | 0.9 | 0.9 | 0.9 | 0.9 | 0.9 | 0.9 | 0.9 | 0.9 | 0.9 | 0.9 | 0.9 | 0.9 | 0.9 | 0.9 | 0.9 | 0.9 | 0.9 | 0.9 | 0.9 | 0.9 | 0.9 | 0.9
F4_Commercial_Restaurant_New_Food Preparation_Natural Gas_Conveyor Oven_E2 | F4 | Commercial | Restaurant | New | Food Preparation | Natural Gas | Conveyor Oven | E2 | PCT BC Ratio | 4.0339 | 4.0236 | 3.9973 | 3.9682 | 4.0712 | 4.002 | 3.9794 | 4.0387 | 4.1642 | 4.134 | 4.1204 | 4.0987 | 3.6699 | 3.6449 | 3.6467 | 3.6237 | 3.6189 | 3.6211 | 3.5566 | 3.5848 | 3.602 | 3.6288 | 3.6653 | 2.116 | 2.0799 | 2.0458 | 2.0134 | 1.9823 | 1.9525 | 1.9236 | 1.8857
F4_Commercial_Restaurant_New_Food Preparation_Natural Gas_Conveyor Oven_E3 | F4 | Commercial | Restaurant | New | Food Preparation | Natural Gas | Conveyor Oven | E3 | PCT BC Ratio | 0 | 0 | 0 | 0 | 0 | 0 | 0 | 0 | 0 | 0 | 0 | 0 | 0 | 0 | 0 | 0 | 0 | 0 | 0 | 0 | 0 | 0 | 0 | 0 | 0 | 0 | 0 | 0 | 0 | 0 | 0
F4_Commercial_Restaurant_New_Food Preparation_Natural Gas_Conveyor Oven_E4 | F4 | Commercial | Restaurant | New | Food Preparation | Natural Gas | Conveyor Oven | E4 | PCT BC Ratio | 0 | 0 | 0 | 0 | 0 | 0 | 0 | 0 | 0 | 0 | 0 | 0 | 0 | 0 | 0 | 0 | 0 | 0 | 0 | 0 | 0 | 0 | 0 | 0 | 0 | 0 | 0 | 0 | 0 | 0 | 0
F4_Commercial_Restaurant_New_Food Preparation_Natural Gas_Conveyor Oven_E5 | F4 | Commercial | Restaurant | New | Food Preparation | Natural Gas | Conveyor Oven | E5 | PCT BC Ratio | 0 | 0 | 0 | 0 | 0 | 0 | 0 | 0 | 0 | 0 | 0 | 0 | 0 | 0 | 0 | 0 | 0 | 0 | 0 | 0 | 0 | 0 | 0 | 0 | 0 | 0 | 0 | 0 | 0 | 0 | 0
F4_Commercial_Restaurant_New_Food Preparation_Natural Gas_Conveyor Oven_E6 | F4 | Commercial | Restaurant | New | Food Preparation | Natural Gas | Conveyor Oven | E6 | PCT BC Ratio | 0 | 0 | 0 | 0 | 0 | 0 | 0 | 0 | 0 | 0 | 0 | 0 | 0 | 0 | 0 | 0 | 0 | 0 | 0 | 0 | 0 | 0 | 0 | 0 | 0 | 0 | 0 | 0 | 0 | 0 | 0
F4_Commercial_Restaurant_New_Food Preparation_Natural Gas_Conveyor Oven_E7 | F4 | Commercial | Restaurant | New | Food Preparation | Natural Gas | Conveyor Oven | E7 | PCT BC Ratio | 0 | 0 | 0 | 0 | 0 | 0 | 0 | 0 | 0 | 0 | 0 | 0 | 0 | 0 | 0 | 0 | 0 | 0 | 0 | 0 | 0 | 0 | 0 | 0 | 0 | 0 | 0 | 0 | 0 | 0 | 0
F4_Commercial_Restaurant_New_Food Preparation_Natural Gas_Conveyor Oven_E8 | F4 | Commercial | Restaurant | New | Food Preparation | Natural Gas | Conveyor Oven | E8 | PCT BC Ratio | 0 | 0 | 0 | 0 | 0 | 0 | 0 | 0 | 0 | 0 | 0 | 0 | 0 | 0 | 0 | 0 | 0 | 0 | 0 | 0 | 0 | 0 | 0 | 0 | 0 | 0 | 0 | 0 | 0 | 0 | 0
F4_Commercial_Restaurant_New_Food Preparation_Natural Gas_Conveyor Oven_E9 | F4 | Commercial | Restaurant | New | Food Preparation | Natural Gas | Conveyor Oven | E9 | PCT BC Ratio | 0 | 0 | 0 | 0 | 0 | 0 | 0 | 0 | 0 | 0 | 0 | 0 | 0 | 0 | 0 | 0 | 0 | 0 | 0 | 0 | 0 | 0 | 0 | 0 | 0 | 0 | 0 | 0 | 0 | 0 | 0
F4_Commercial_Restaurant_New_Food Preparation_Natural Gas_Conveyor Oven_E10 | F4 | Commercial | Restaurant | New | Food Preparation | Natural Gas | Conveyor Oven | E10 | PCT BC Ratio | 0 | 0 | 0 | 0 | 0 | 0 | 0 | 0 | 0 | 0 | 0 | 0 | 0 | 0 | 0 | 0 | 0 | 0 | 0 | 0 | 0 | 0 | 0 | 0 | 0 | 0 | 0 | 0 | 0 | 0 | 0
F5_Commercial_Restaurant_New_Food Preparation_Natural Gas_Conveyor Oven_E1 | F5 | Commercial | Restaurant | New | Food Preparation | Natural Gas | Conveyor Oven | E1 | RIM BC Ratio | 0.9 | 0.9 | 0.9 | 0.9 | 0.9 | 0.9 | 0.9 | 0.9 | 0.9 | 0.9 | 0.9 | 0.9 | 0.9 | 0.9 | 0.9 | 0.9 | 0.9 | 0.9 | 0.9 | 0.9 | 0.9 | 0.9 | 0.9 | 0.9 | 0.9 | 0.9 | 0.9 | 0.9 | 0.9 | 0.9 | 0.9
F5_Commercial_Restaurant_New_Food Preparation_Natural Gas_Conveyor Oven_E2 | F5 | Commercial | Restaurant | New | Food Preparation | Natural Gas | Conveyor Oven | E2 | RIM BC Ratio | 0.75157 | 0.75137 | 0.75085 | 0.75026 | 0.75229 | 0.75094 | 0.75049 | 0.75166 | 0.75404 | 0.75348 | 0.75322 | 0.75281 | 0.74379 | 0.74321 | 0.74325 | 0.7427 | 0.74259 | 0.74264 | 0.74107 | 0.74176 | 0.74218 | 0.74283 | 0.74369 | 0.68339 | 0.68102 | 0.67871 | 0.67644 | 0.67421 | 0.67201 | 0.66982 | 0.66686
F5_Commercial_Restaurant_New_Food Preparation_Natural Gas_Conveyor Oven_E3 | F5 | Commercial | Restaurant | New | Food Preparation | Natural Gas | Conveyor Oven | E3 | RIM BC Ratio | 0 | 0 | 0 | 0 | 0 | 0 | 0 | 0 | 0 | 0 | 0 | 0 | 0 | 0 | 0 | 0 | 0 | 0 | 0 | 0 | 0 | 0 | 0 | 0 | 0 | 0 | 0 | 0 | 0 | 0 | 0
F5_Commercial_Restaurant_New_Food Preparation_Natural Gas_Conveyor Oven_E4 | F5 | Commercial | Restaurant | New | Food Preparation | Natural Gas | Conveyor Oven | E4 | RIM BC Ratio | 0 | 0 | 0 | 0 | 0 | 0 | 0 | 0 | 0 | 0 | 0 | 0 | 0 | 0 | 0 | 0 | 0 | 0 | 0 | 0 | 0 | 0 | 0 | 0 | 0 | 0 | 0 | 0 | 0 | 0 | 0
F5_Commercial_Restaurant_New_Food Preparation_Natural Gas_Conveyor Oven_E5 | F5 | Commercial | Restaurant | New | Food Preparation | Natural Gas | Conveyor Oven | E5 | RIM BC Ratio | 0 | 0 | 0 | 0 | 0 | 0 | 0 | 0 | 0 | 0 | 0 | 0 | 0 | 0 | 0 | 0 | 0 | 0 | 0 | 0 | 0 | 0 | 0 | 0 | 0 | 0 | 0 | 0 | 0 | 0 | 0
F5_Commercial_Restaurant_New_Food Preparation_Natural Gas_Conveyor Oven_E6 | F5 | Commercial | Restaurant | New | Food Preparation | Natural Gas | Conveyor Oven | E6 | RIM BC Ratio | 0 | 0 | 0 | 0 | 0 | 0 | 0 | 0 | 0 | 0 | 0 | 0 | 0 | 0 | 0 | 0 | 0 | 0 | 0 | 0 | 0 | 0 | 0 | 0 | 0 | 0 | 0 | 0 | 0 | 0 | 0
F5_Commercial_Restaurant_New_Food Preparation_Natural Gas_Conveyor Oven_E7 | F5 | Commercial | Restaurant | New | Food Preparation | Natural Gas | Conveyor Oven | E7 | RIM BC Ratio | 0 | 0 | 0 | 0 | 0 | 0 | 0 | 0 | 0 | 0 | 0 | 0 | 0 | 0 | 0 | 0 | 0 | 0 | 0 | 0 | 0 | 0 | 0 | 0 | 0 | 0 | 0 | 0 | 0 | 0 | 0
F5_Commercial_Restaurant_New_Food Preparation_Natural Gas_Conveyor Oven_E8 | F5 | Commercial | Restaurant | New | Food Preparation | Natural Gas | Conveyor Oven | E8 | RIM BC Ratio | 0 | 0 | 0 | 0 | 0 | 0 | 0 | 0 | 0 | 0 | 0 | 0 | 0 | 0 | 0 | 0 | 0 | 0 | 0 | 0 | 0 | 0 | 0 | 0 | 0 | 0 | 0 | 0 | 0 | 0 | 0
F5_Commercial_Restaurant_New_Food Preparation_Natural Gas_Conveyor Oven_E9 | F5 | Commercial | Restaurant | New | Food Preparation | Natural Gas | Conveyor Oven | E9 | RIM BC Ratio | 0 | 0 | 0 | 0 | 0 | 0 | 0 | 0 | 0 | 0 | 0 | 0 | 0 | 0 | 0 | 0 | 0 | 0 | 0 | 0 | 0 | 0 | 0 | 0 | 0 | 0 | 0 | 0 | 0 | 0 | 0
F5_Commercial_Restaurant_New_Food Preparation_Natural Gas_Conveyor Oven_E10 | F5 | Commercial | Restaurant | New | Food Preparation | Natural Gas | Conveyor Oven | E10 | RIM BC Ratio | 0 | 0 | 0 | 0 | 0 | 0 | 0 | 0 | 0 | 0 | 0 | 0 | 0 | 0 | 0 | 0 | 0 | 0 | 0 | 0 | 0 | 0 | 0 | 0 | 0 | 0 | 0 | 0 | 0 | 0 | 0
F0_Commercial_Restaurant_New_Food Preparation_Natural Gas_Double Rack Oven_E0 | F0 | Commercial | Restaurant | New | Food Preparation | Natural Gas | Double Rack Oven | E0 | Economic Unit | FTSC Qualified (>50% Cooking Efficiency) | FTSC Qualified (>50% Cooking Efficiency) | FTSC Qualified (>50% Cooking Efficiency) | FTSC Qualified (>50% Cooking Efficiency) | FTSC Qualified (>50% Cooking Efficiency) | FTSC Qualified (>50% Cooking Efficiency) | FTSC Qualified (>50% Cooking Efficiency) | FTSC Qualified (>50% Cooking Efficiency) | FTSC Qualified (>50% Cooking Efficiency) | FTSC Qualified (>50% Cooking Efficiency) | FTSC Qualified (>50% Cooking Efficiency) | FTSC Qualified (>50% Cooking Efficiency) | FTSC Qualified (>50% Cooking Efficiency) | FTSC Qualified (>50% Cooking Efficiency) | FTSC Qualified (>50% Cooking Efficiency) | FTSC Qualified (>50% Cooking Efficiency) | FTSC Qualified (>50% Cooking Efficiency) | FTSC Qualified (>50% Cooking Efficiency) | FTSC Qualified (>50% Cooking Efficiency) | FTSC Qualified (>50% Cooking Efficiency) | FTSC Qualified (>50% Cooking Efficiency) | FTSC Qualified (>50% Cooking Efficiency) | FTSC Qualified (>50% Cooking Efficiency) | FTSC Qualified (>50% Cooking Efficiency) | FTSC Qualified (>50% Cooking Efficiency) | FTSC Qualified (>50% Cooking Efficiency) | FTSC Qualified (>50% Cooking Efficiency) | FTSC Qualified (>50% Cooking Efficiency) | FTSC Qualified (>50% Cooking Efficiency) | FTSC Qualified (>50% Cooking Efficiency) | FTSC Qualified (>50% Cooking Efficiency)
F1_Commercial_Restaurant_New_Food Preparation_Natural Gas_Double Rack Oven_E1 | F1 | Commercial | Restaurant | New | Food Preparation | Natural Gas | Double Rack Oven | E1 | CCE | 0 | 0 | 0 | 0 | 0 | 0 | 0 | 0 | 0 | 0 | 0 | 0 | 0 | 0 | 0 | 0 | 0 | 0 | 0 | 0 | 0 | 0 | 0 | 0 | 0 | 0 | 0 | 0 | 0 | 0 | 0
F1_Commercial_Restaurant_New_Food Preparation_Natural Gas_Double Rack Oven_E2 | F1 | Commercial | Restaurant | New | Food Preparation | Natural Gas | Double Rack Oven | E2 | CCE | 0.004326 | 0.0041588 | 0.0041786 | 0.0042223 | 0.0042223 | 0.0042223 | 0.0042223 | 0.0042223 | 0.0042223 | 0.0042223 | 0.0042223 | 0.0042223 | 0.0042223 | 0.0042223 | 0.0042223 | 0.0042223 | 0.0042223 | 0.0042223 | 0.0042223 | 0.0042223 | 0.0042223 | 0.0042223 | 0.0042223 | 0.0042223 | 0.0042223 | 0.0042223 | 0.0042223 | 0.0042223 | 0.0042223 | 0.0042223 | 0.0042223
F1_Commercial_Restaurant_New_Food Preparation_Natural Gas_Double Rack Oven_E3 | F1 | Commercial | Restaurant | New | Food Preparation | Natural Gas | Double Rack Oven | E3 | CCE | 0 | 0 | 0 | 0 | 0 | 0 | 0 | 0 | 0 | 0 | 0 | 0 | 0 | 0 | 0 | 0 | 0 | 0 | 0 | 0 | 0 | 0 | 0 | 0 | 0 | 0 | 0 | 0 | 0 | 0 | 0
F1_Commercial_Restaurant_New_Food Preparation_Natural Gas_Double Rack Oven_E4 | F1 | Commercial | Restaurant | New | Food Preparation | Natural Gas | Double Rack Oven | E4 | CCE | 0 | 0 | 0 | 0 | 0 | 0 | 0 | 0 | 0 | 0 | 0 | 0 | 0 | 0 | 0 | 0 | 0 | 0 | 0 | 0 | 0 | 0 | 0 | 0 | 0 | 0 | 0 | 0 | 0 | 0 | 0
F1_Commercial_Restaurant_New_Food Preparation_Natural Gas_Double Rack Oven_E5 | F1 | Commercial | Restaurant | New | Food Preparation | Natural Gas | Double Rack Oven | E5 | CCE | 0 | 0 | 0 | 0 | 0 | 0 | 0 | 0 | 0 | 0 | 0 | 0 | 0 | 0 | 0 | 0 | 0 | 0 | 0 | 0 | 0 | 0 | 0 | 0 | 0 | 0 | 0 | 0 | 0 | 0 | 0
F1_Commercial_Restaurant_New_Food Preparation_Natural Gas_Double Rack Oven_E6 | F1 | Commercial | Restaurant | New | Food Preparation | Natural Gas | Double Rack Oven | E6 | CCE | 0 | 0 | 0 | 0 | 0 | 0 | 0 | 0 | 0 | 0 | 0 | 0 | 0 | 0 | 0 | 0 | 0 | 0 | 0 | 0 | 0 | 0 | 0 | 0 | 0 | 0 | 0 | 0 | 0 | 0 | 0
F1_Commercial_Restaurant_New_Food Preparation_Natural Gas_Double Rack Oven_E7 | F1 | Commercial | Restaurant | New | Food Preparation | Natural Gas | Double Rack Oven | E7 | CCE | 0 | 0 | 0 | 0 | 0 | 0 | 0 | 0 | 0 | 0 | 0 | 0 | 0 | 0 | 0 | 0 | 0 | 0 | 0 | 0 | 0 | 0 | 0 | 0 | 0 | 0 | 0 | 0 | 0 | 0 | 0
F1_Commercial_Restaurant_New_Food Preparation_Natural Gas_Double Rack Oven_E8 | F1 | Commercial | Restaurant | New | Food Preparation | Natural Gas | Double Rack Oven | E8 | CCE | 0 | 0 | 0 | 0 | 0 | 0 | 0 | 0 | 0 | 0 | 0 | 0 | 0 | 0 | 0 | 0 | 0 | 0 | 0 | 0 | 0 | 0 | 0 | 0 | 0 | 0 | 0 | 0 | 0 | 0 | 0
F1_Commercial_Restaurant_New_Food Preparation_Natural Gas_Double Rack Oven_E9 | F1 | Commercial | Restaurant | New | Food Preparation | Natural Gas | Double Rack Oven | E9 | CCE | 0 | 0 | 0 | 0 | 0 | 0 | 0 | 0 | 0 | 0 | 0 | 0 | 0 | 0 | 0 | 0 | 0 | 0 | 0 | 0 | 0 | 0 | 0 | 0 | 0 | 0 | 0 | 0 | 0 | 0 | 0
F1_Commercial_Restaurant_New_Food Preparation_Natural Gas_Double Rack Oven_E10 | F1 | Commercial | Restaurant | New | Food Preparation | Natural Gas | Double Rack Oven | E10 | CCE | 0 | 0 | 0 | 0 | 0 | 0 | 0 | 0 | 0 | 0 | 0 | 0 | 0 | 0 | 0 | 0 | 0 | 0 | 0 | 0 | 0 | 0 | 0 | 0 | 0 | 0 | 0 | 0 | 0 | 0 | 0
F2_Commercial_Restaurant_New_Food Preparation_Natural Gas_Double Rack Oven_E1 | F2 | Commercial | Restaurant | New | Food Preparation | Natural Gas | Double Rack Oven | E1 | TRC BC Ratio | 0.9 | 0.9 | 0.9 | 0.9 | 0.9 | 0.9 | 0.9 | 0.9 | 0.9 | 0.9 | 0.9 | 0.9 | 0.9 | 0.9 | 0.9 | 0.9 | 0.9 | 0.9 | 0.9 | 0.9 | 0.9 | 0.9 | 0.9 | 0.9 | 0.9 | 0.9 | 0.9 | 0.9 | 0.9 | 0.9 | 0.9
F2_Commercial_Restaurant_New_Food Preparation_Natural Gas_Double Rack Oven_E2 | F2 | Commercial | Restaurant | New | Food Preparation | Natural Gas | Double Rack Oven | E2 | TRC BC Ratio | 2.3756 | 2.4122 | 2.4389 | 2.4253 | 2.4277 | 2.2883 | 2.173 | 2.1086 | 2.0819 | 2.1591 | 2.2604 | 2.3663 | 2.1732 | 2.3021 | 2.3099 | 2.2984 | 2.3005 | 2.3076 | 2.2635 | 2.2901 | 2.3081 | 2.3333 | 2.3658 | 1.1865 | 1.1634 | 1.1416 | 1.121 | 1.1014 | 1.0827 | 1.0646 | 1.0472
F2_Commercial_Restaurant_New_Food Preparation_Natural Gas_Double Rack Oven_E3 | F2 | Commercial | Restaurant | New | Food Preparation | Natural Gas | Double Rack Oven | E3 | TRC BC Ratio | 0 | 0 | 0 | 0 | 0 | 0 | 0 | 0 | 0 | 0 | 0 | 0 | 0 | 0 | 0 | 0 | 0 | 0 | 0 | 0 | 0 | 0 | 0 | 0 | 0 | 0 | 0 | 0 | 0 | 0 | 0
F2_Commercial_Restaurant_New_Food Preparation_Natural Gas_Double Rack Oven_E4 | F2 | Commercial | Restaurant | New | Food Preparation | Natural Gas | Double Rack Oven | E4 | TRC BC Ratio | 0 | 0 | 0 | 0 | 0 | 0 | 0 | 0 | 0 | 0 | 0 | 0 | 0 | 0 | 0 | 0 | 0 | 0 | 0 | 0 | 0 | 0 | 0 | 0 | 0 | 0 | 0 | 0 | 0 | 0 | 0
F2_Commercial_Restaurant_New_Food Preparation_Natural Gas_Double Rack Oven_E5 | F2 | Commercial | Restaurant | New | Food Preparation | Natural Gas | Double Rack Oven | E5 | TRC BC Ratio | 0 | 0 | 0 | 0 | 0 | 0 | 0 | 0 | 0 | 0 | 0 | 0 | 0 | 0 | 0 | 0 | 0 | 0 | 0 | 0 | 0 | 0 | 0 | 0 | 0 | 0 | 0 | 0 | 0 | 0 | 0
F2_Commercial_Restaurant_New_Food Preparation_Natural Gas_Double Rack Oven_E6 | F2 | Commercial | Restaurant | New | Food Preparation | Natural Gas | Double Rack Oven | E6 | TRC BC Ratio | 0 | 0 | 0 | 0 | 0 | 0 | 0 | 0 | 0 | 0 | 0 | 0 | 0 | 0 | 0 | 0 | 0 | 0 | 0 | 0 | 0 | 0 | 0 | 0 | 0 | 0 | 0 | 0 | 0 | 0 | 0
F2_Commercial_Restaurant_New_Food Preparation_Natural Gas_Double Rack Oven_E7 | F2 | Commercial | Restaurant | New | Food Preparation | Natural Gas | Double Rack Oven | E7 | TRC BC Ratio | 0 | 0 | 0 | 0 | 0 | 0 | 0 | 0 | 0 | 0 | 0 | 0 | 0 | 0 | 0 | 0 | 0 | 0 | 0 | 0 | 0 | 0 | 0 | 0 | 0 | 0 | 0 | 0 | 0 | 0 | 0
F2_Commercial_Restaurant_New_Food Preparation_Natural Gas_Double Rack Oven_E8 | F2 | Commercial | Restaurant | New | Food Preparation | Natural Gas | Double Rack Oven | E8 | TRC BC Ratio | 0 | 0 | 0 | 0 | 0 | 0 | 0 | 0 | 0 | 0 | 0 | 0 | 0 | 0 | 0 | 0 | 0 | 0 | 0 | 0 | 0 | 0 | 0 | 0 | 0 | 0 | 0 | 0 | 0 | 0 | 0
F2_Commercial_Restaurant_New_Food Preparation_Natural Gas_Double Rack Oven_E9 | F2 | Commercial | Restaurant | New | Food Preparation | Natural Gas | Double Rack Oven | E9 | TRC BC Ratio | 0 | 0 | 0 | 0 | 0 | 0 | 0 | 0 | 0 | 0 | 0 | 0 | 0 | 0 | 0 | 0 | 0 | 0 | 0 | 0 | 0 | 0 | 0 | 0 | 0 | 0 | 0 | 0 | 0 | 0 | 0
F2_Commercial_Restaurant_New_Food Preparation_Natural Gas_Double Rack Oven_E10 | F2 | Commercial | Restaurant | New | Food Preparation | Natural Gas | Double Rack Oven | E10 | TRC BC Ratio | 0 | 0 | 0 | 0 | 0 | 0 | 0 | 0 | 0 | 0 | 0 | 0 | 0 | 0 | 0 | 0 | 0 | 0 | 0 | 0 | 0 | 0 | 0 | 0 | 0 | 0 | 0 | 0 | 0 | 0 | 0
F3_Commercial_Restaurant_New_Food Preparation_Natural Gas_Double Rack Oven_E1 | F3 | Commercial | Restaurant | New | Food Preparation | Natural Gas | Double Rack Oven | E1 | PACT BC Ratio | 0.9 | 0.9 | 0.9 | 0.9 | 0.9 | 0.9 | 0.9 | 0.9 | 0.9 | 0.9 | 0.9 | 0.9 | 0.9 | 0.9 | 0.9 | 0.9 | 0.9 | 0.9 | 0.9 | 0.9 | 0.9 | 0.9 | 0.9 | 0.9 | 0.9 | 0.9 | 0.9 | 0.9 | 0.9 | 0.9 | 0.9
F3_Commercial_Restaurant_New_Food Preparation_Natural Gas_Double Rack Oven_E2 | F3 | Commercial | Restaurant | New | Food Preparation | Natural Gas | Double Rack Oven | E2 | PACT BC Ratio | 3.1122 | 3.1603 | 3.1951 | 3.1773 | 3.1806 | 2.9979 | 2.8468 | 2.7625 | 2.7275 | 2.8286 | 2.9613 | 3.1001 | 2.8471 | 3.016 | 3.0263 | 3.0112 | 3.0139 | 3.0232 | 2.9654 | 3.0003 | 3.0238 | 3.0569 | 3.0994 | 1.5545 | 1.5241 | 1.4956 | 1.4686 | 1.443 | 1.4184 | 1.3948 | 1.3719
F3_Commercial_Restaurant_New_Food Preparation_Natural Gas_Double Rack Oven_E3 | F3 | Commercial | Restaurant | New | Food Preparation | Natural Gas | Double Rack Oven | E3 | PACT BC Ratio | 0 | 0 | 0 | 0 | 0 | 0 | 0 | 0 | 0 | 0 | 0 | 0 | 0 | 0 | 0 | 0 | 0 | 0 | 0 | 0 | 0 | 0 | 0 | 0 | 0 | 0 | 0 | 0 | 0 | 0 | 0
F3_Commercial_Restaurant_New_Food Preparation_Natural Gas_Double Rack Oven_E4 | F3 | Commercial | Restaurant | New | Food Preparation | Natural Gas | Double Rack Oven | E4 | PACT BC Ratio | 0 | 0 | 0 | 0 | 0 | 0 | 0 | 0 | 0 | 0 | 0 | 0 | 0 | 0 | 0 | 0 | 0 | 0 | 0 | 0 | 0 | 0 | 0 | 0 | 0 | 0 | 0 | 0 | 0 | 0 | 0
F3_Commercial_Restaurant_New_Food Preparation_Natural Gas_Double Rack Oven_E5 | F3 | Commercial | Restaurant | New | Food Preparation | Natural Gas | Double Rack Oven | E5 | PACT BC Ratio | 0 | 0 | 0 | 0 | 0 | 0 | 0 | 0 | 0 | 0 | 0 | 0 | 0 | 0 | 0 | 0 | 0 | 0 | 0 | 0 | 0 | 0 | 0 | 0 | 0 | 0 | 0 | 0 | 0 | 0 | 0
F3_Commercial_Restaurant_New_Food Preparation_Natural Gas_Double Rack Oven_E6 | F3 | Commercial | Restaurant | New | Food Preparation | Natural Gas | Double Rack Oven | E6 | PACT BC Ratio | 0 | 0 | 0 | 0 | 0 | 0 | 0 | 0 | 0 | 0 | 0 | 0 | 0 | 0 | 0 | 0 | 0 | 0 | 0 | 0 | 0 | 0 | 0 | 0 | 0 | 0 | 0 | 0 | 0 | 0 | 0
F3_Commercial_Restaurant_New_Food Preparation_Natural Gas_Double Rack Oven_E7 | F3 | Commercial | Restaurant | New | Food Preparation | Natural Gas | Double Rack Oven | E7 | PACT BC Ratio | 0 | 0 | 0 | 0 | 0 | 0 | 0 | 0 | 0 | 0 | 0 | 0 | 0 | 0 | 0 | 0 | 0 | 0 | 0 | 0 | 0 | 0 | 0 | 0 | 0 | 0 | 0 | 0 | 0 | 0 | 0
F3_Commercial_Restaurant_New_Food Preparation_Natural Gas_Double Rack Oven_E8 | F3 | Commercial | Restaurant | New | Food Preparation | Natural Gas | Double Rack Oven | E8 | PACT BC Ratio | 0 | 0 | 0 | 0 | 0 | 0 | 0 | 0 | 0 | 0 | 0 | 0 | 0 | 0 | 0 | 0 | 0 | 0 | 0 | 0 | 0 | 0 | 0 | 0 | 0 | 0 | 0 | 0 | 0 | 0 | 0
F3_Commercial_Restaurant_New_Food Preparation_Natural Gas_Double Rack Oven_E9 | F3 | Commercial | Restaurant | New | Food Preparation | Natural Gas | Double Rack Oven | E9 | PACT BC Ratio | 0 | 0 | 0 | 0 | 0 | 0 | 0 | 0 | 0 | 0 | 0 | 0 | 0 | 0 | 0 | 0 | 0 | 0 | 0 | 0 | 0 | 0 | 0 | 0 | 0 | 0 | 0 | 0 | 0 | 0 | 0
F3_Commercial_Restaurant_New_Food Preparation_Natural Gas_Double Rack Oven_E10 | F3 | Commercial | Restaurant | New | Food Preparation | Natural Gas | Double Rack Oven | E10 | PACT BC Ratio | 0 | 0 | 0 | 0 | 0 | 0 | 0 | 0 | 0 | 0 | 0 | 0 | 0 | 0 | 0 | 0 | 0 | 0 | 0 | 0 | 0 | 0 | 0 | 0 | 0 | 0 | 0 | 0 | 0 | 0 | 0
F4_Commercial_Restaurant_New_Food Preparation_Natural Gas_Double Rack Oven_E1 | F4 | Commercial | Restaurant | New | Food Preparation | Natural Gas | Double Rack Oven | E1 | PCT BC Ratio | 0.9 | 0.9 | 0.9 | 0.9 | 0.9 | 0.9 | 0.9 | 0.9 | 0.9 | 0.9 | 0.9 | 0.9 | 0.9 | 0.9 | 0.9 | 0.9 | 0.9 | 0.9 | 0.9 | 0.9 | 0.9 | 0.9 | 0.9 | 0.9 | 0.9 | 0.9 | 0.9 | 0.9 | 0.9 | 0.9 | 0.9
F4_Commercial_Restaurant_New_Food Preparation_Natural Gas_Double Rack Oven_E2 | F4 | Commercial | Restaurant | New | Food Preparation | Natural Gas | Double Rack Oven | E2 | PCT BC Ratio | 5.3478 | 5.4209 | 5.4741 | 5.4469 | 5.4518 | 5.1735 | 4.9433 | 4.8148 | 4.7615 | 4.9155 | 5.1178 | 5.3292 | 4.9438 | 5.201 | 5.2167 | 5.1937 | 5.1979 | 5.2121 | 5.1241 | 5.1772 | 5.213 | 5.2634 | 5.3282 | 2.9741 | 2.9279 | 2.8844 | 2.8434 | 2.8043 | 2.7669 | 2.7308 | 2.6959
F4_Commercial_Restaurant_New_Food Preparation_Natural Gas_Double Rack Oven_E3 | F4 | Commercial | Restaurant | New | Food Preparation | Natural Gas | Double Rack Oven | E3 | PCT BC Ratio | 0 | 0 | 0 | 0 | 0 | 0 | 0 | 0 | 0 | 0 | 0 | 0 | 0 | 0 | 0 | 0 | 0 | 0 | 0 | 0 | 0 | 0 | 0 | 0 | 0 | 0 | 0 | 0 | 0 | 0 | 0
F4_Commercial_Restaurant_New_Food Preparation_Natural Gas_Double Rack Oven_E4 | F4 | Commercial | Restaurant | New | Food Preparation | Natural Gas | Double Rack Oven | E4 | PCT BC Ratio | 0 | 0 | 0 | 0 | 0 | 0 | 0 | 0 | 0 | 0 | 0 | 0 | 0 | 0 | 0 | 0 | 0 | 0 | 0 | 0 | 0 | 0 | 0 | 0 | 0 | 0 | 0 | 0 | 0 | 0 | 0
F4_Commercial_Restaurant_New_Food Preparation_Natural Gas_Double Rack Oven_E5 | F4 | Commercial | Restaurant | New | Food Preparation | Natural Gas | Double Rack Oven | E5 | PCT BC Ratio | 0 | 0 | 0 | 0 | 0 | 0 | 0 | 0 | 0 | 0 | 0 | 0 | 0 | 0 | 0 | 0 | 0 | 0 | 0 | 0 | 0 | 0 | 0 | 0 | 0 | 0 | 0 | 0 | 0 | 0 | 0
F4_Commercial_Restaurant_New_Food Preparation_Natural Gas_Double Rack Oven_E6 | F4 | Commercial | Restaurant | New | Food Preparation | Natural Gas | Double Rack Oven | E6 | PCT BC Ratio | 0 | 0 | 0 | 0 | 0 | 0 | 0 | 0 | 0 | 0 | 0 | 0 | 0 | 0 | 0 | 0 | 0 | 0 | 0 | 0 | 0 | 0 | 0 | 0 | 0 | 0 | 0 | 0 | 0 | 0 | 0
F4_Commercial_Restaurant_New_Food Preparation_Natural Gas_Double Rack Oven_E7 | F4 | Commercial | Restaurant | New | Food Preparation | Natural Gas | Double Rack Oven | E7 | PCT BC Ratio | 0 | 0 | 0 | 0 | 0 | 0 | 0 | 0 | 0 | 0 | 0 | 0 | 0 | 0 | 0 | 0 | 0 | 0 | 0 | 0 | 0 | 0 | 0 | 0 | 0 | 0 | 0 | 0 | 0 | 0 | 0
F4_Commercial_Restaurant_New_Food Preparation_Natural Gas_Double Rack Oven_E8 | F4 | Commercial | Restaurant | New | Food Preparation | Natural Gas | Double Rack Oven | E8 | PCT BC Ratio | 0 | 0 | 0 | 0 | 0 | 0 | 0 | 0 | 0 | 0 | 0 | 0 | 0 | 0 | 0 | 0 | 0 | 0 | 0 | 0 | 0 | 0 | 0 | 0 | 0 | 0 | 0 | 0 | 0 | 0 | 0
F4_Commercial_Restaurant_New_Food Preparation_Natural Gas_Double Rack Oven_E9 | F4 | Commercial | Restaurant | New | Food Preparation | Natural Gas | Double Rack Oven | E9 | PCT BC Ratio | 0 | 0 | 0 | 0 | 0 | 0 | 0 | 0 | 0 | 0 | 0 | 0 | 0 | 0 | 0 | 0 | 0 | 0 | 0 | 0 | 0 | 0 | 0 | 0 | 0 | 0 | 0 | 0 | 0 | 0 | 0
F4_Commercial_Restaurant_New_Food Preparation_Natural Gas_Double Rack Oven_E10 | F4 | Commercial | Restaurant | New | Food Preparation | Natural Gas | Double Rack Oven | E10 | PCT BC Ratio | 0 | 0 | 0 | 0 | 0 | 0 | 0 | 0 | 0 | 0 | 0 | 0 | 0 | 0 | 0 | 0 | 0 | 0 | 0 | 0 | 0 | 0 | 0 | 0 | 0 | 0 | 0 | 0 | 0 | 0 | 0
F5_Commercial_Restaurant_New_Food Preparation_Natural Gas_Double Rack Oven_E1 | F5 | Commercial | Restaurant | New | Food Preparation | Natural Gas | Double Rack Oven | E1 | RIM BC Ratio | 0.9 | 0.9 | 0.9 | 0.9 | 0.9 | 0.9 | 0.9 | 0.9 | 0.9 | 0.9 | 0.9 | 0.9 | 0.9 | 0.9 | 0.9 | 0.9 | 0.9 | 0.9 | 0.9 | 0.9 | 0.9 | 0.9 | 0.9 | 0.9 | 0.9 | 0.9 | 0.9 | 0.9 | 0.9 | 0.9 | 0.9
F5_Commercial_Restaurant_New_Food Preparation_Natural Gas_Double Rack Oven_E2 | F5 | Commercial | Restaurant | New | Food Preparation | Natural Gas | Double Rack Oven | E2 | RIM BC Ratio | 0.65816 | 0.66029 | 0.6618 | 0.66103 | 0.66117 | 0.6529 | 0.64544 | 0.641 | 0.6391 | 0.6445 | 0.65115 | 0.65762 | 0.64545 | 0.65375 | 0.65423 | 0.65352 | 0.65365 | 0.65409 | 0.65135 | 0.65301 | 0.65412 | 0.65565 | 0.65759 | 0.54307 | 0.53932 | 0.5357 | 0.53221 | 0.5288 | 0.52547 | 0.52219 | 0.51894
F5_Commercial_Restaurant_New_Food Preparation_Natural Gas_Double Rack Oven_E3 | F5 | Commercial | Restaurant | New | Food Preparation | Natural Gas | Double Rack Oven | E3 | RIM BC Ratio | 0 | 0 | 0 | 0 | 0 | 0 | 0 | 0 | 0 | 0 | 0 | 0 | 0 | 0 | 0 | 0 | 0 | 0 | 0 | 0 | 0 | 0 | 0 | 0 | 0 | 0 | 0 | 0 | 0 | 0 | 0
F5_Commercial_Restaurant_New_Food Preparation_Natural Gas_Double Rack Oven_E4 | F5 | Commercial | Restaurant | New | Food Preparation | Natural Gas | Double Rack Oven | E4 | RIM BC Ratio | 0 | 0 | 0 | 0 | 0 | 0 | 0 | 0 | 0 | 0 | 0 | 0 | 0 | 0 | 0 | 0 | 0 | 0 | 0 | 0 | 0 | 0 | 0 | 0 | 0 | 0 | 0 | 0 | 0 | 0 | 0
F5_Commercial_Restaurant_New_Food Preparation_Natural Gas_Double Rack Oven_E5 | F5 | Commercial | Restaurant | New | Food Preparation | Natural Gas | Double Rack Oven | E5 | RIM BC Ratio | 0 | 0 | 0 | 0 | 0 | 0 | 0 | 0 | 0 | 0 | 0 | 0 | 0 | 0 | 0 | 0 | 0 | 0 | 0 | 0 | 0 | 0 | 0 | 0 | 0 | 0 | 0 | 0 | 0 | 0 | 0
F5_Commercial_Restaurant_New_Food Preparation_Natural Gas_Double Rack Oven_E6 | F5 | Commercial | Restaurant | New | Food Preparation | Natural Gas | Double Rack Oven | E6 | RIM BC Ratio | 0 | 0 | 0 | 0 | 0 | 0 | 0 | 0 | 0 | 0 | 0 | 0 | 0 | 0 | 0 | 0 | 0 | 0 | 0 | 0 | 0 | 0 | 0 | 0 | 0 | 0 | 0 | 0 | 0 | 0 | 0
F5_Commercial_Restaurant_New_Food Preparation_Natural Gas_Double Rack Oven_E7 | F5 | Commercial | Restaurant | New | Food Preparation | Natural Gas | Double Rack Oven | E7 | RIM BC Ratio | 0 | 0 | 0 | 0 | 0 | 0 | 0 | 0 | 0 | 0 | 0 | 0 | 0 | 0 | 0 | 0 | 0 | 0 | 0 | 0 | 0 | 0 | 0 | 0 | 0 | 0 | 0 | 0 | 0 | 0 | 0
F5_Commercial_Restaurant_New_Food Preparation_Natural Gas_Double Rack Oven_E8 | F5 | Commercial | Restaurant | New | Food Preparation | Natural Gas | Double Rack Oven | E8 | RIM BC Ratio | 0 | 0 | 0 | 0 | 0 | 0 | 0 | 0 | 0 | 0 | 0 | 0 | 0 | 0 | 0 | 0 | 0 | 0 | 0 | 0 | 0 | 0 | 0 | 0 | 0 | 0 | 0 | 0 | 0 | 0 | 0
F5_Commercial_Restaurant_New_Food Preparation_Natural Gas_Double Rack Oven_E9 | F5 | Commercial | Restaurant | New | Food Preparation | Natural Gas | Double Rack Oven | E9 | RIM BC Ratio | 0 | 0 | 0 | 0 | 0 | 0 | 0 | 0 | 0 | 0 | 0 | 0 | 0 | 0 | 0 | 0 | 0 | 0 | 0 | 0 | 0 | 0 | 0 | 0 | 0 | 0 | 0 | 0 | 0 | 0 | 0
F5_Commercial_Restaurant_New_Food Preparation_Natural Gas_Double Rack Oven_E10 | F5 | Commercial | Restaurant | New | Food Preparation | Natural Gas | Double Rack Oven | E10 | RIM BC Ratio | 0 | 0 | 0 | 0 | 0 | 0 | 0 | 0 | 0 | 0 | 0 | 0 | 0 | 0 | 0 | 0 | 0 | 0 | 0 | 0 | 0 | 0 | 0 | 0 | 0 | 0 | 0 | 0 | 0 | 0 | 0
F0_Commercial_Restaurant_New_Food Preparation_Natural Gas_Fryer_E0 | F0 | Commercial | Restaurant | New | Food Preparation | Natural Gas | Fryer | E0 | Economic Unit | ENERGY STAR (3.0) | ENERGY STAR (3.0) | ENERGY STAR (3.0) | ENERGY STAR (3.0) | ENERGY STAR (3.0) | ENERGY STAR (3.0) | ENERGY STAR (3.0) | ENERGY STAR (3.0) | ENERGY STAR (3.0) | ENERGY STAR (3.0) | ENERGY STAR (3.0) | ENERGY STAR (3.0) | ENERGY STAR (3.0) | ENERGY STAR (3.0) | ENERGY STAR (3.0) | ENERGY STAR (3.0) | ENERGY STAR (3.0) | ENERGY STAR (3.0) | ENERGY STAR (3.0) | ENERGY STAR (3.0) | ENERGY STAR (3.0) | ENERGY STAR (3.0) | ENERGY STAR (3.0) | ENERGY STAR (3.0) | ENERGY STAR (3.0) | ENERGY STAR (3.0) | ENERGY STAR (3.0) | ENERGY STAR (3.0) | ENERGY STAR (3.0) | ENERGY STAR (3.0) | ENERGY STAR (3.0)
F1_Commercial_Restaurant_New_Food Preparation_Natural Gas_Fryer_E1 | F1 | Commercial | Restaurant | New | Food Preparation | Natural Gas | Fryer | E1 | CCE | 0 | 0 | 0 | 0 | 0 | 0 | 0 | 0 | 0 | 0 | 0 | 0 | 0 | 0 | 0 | 0 | 0 | 0 | 0 | 0 | 0 | 0 | 0 | 0 | 0 | 0 | 0 | 0 | 0 | 0 | 0
F1_Commercial_Restaurant_New_Food Preparation_Natural Gas_Fryer_E2 | F1 | Commercial | Restaurant | New | Food Preparation | Natural Gas | Fryer | E2 | CCE | 0.0069821 | 0.0067123 | 0.0067443 | 0 | 0 | 0 | 0 | 0 | 0 | 0 | 0 | 0 | 0 | 0 | 0 | 0 | 0 | 0 | 0 | 0 | 0 | 0 | 0 | 0 | 0 | 0 | 0 | 0 | 0 | 0 | 0
F1_Commercial_Restaurant_New_Food Preparation_Natural Gas_Fryer_E3 | F1 | Commercial | Restaurant | New | Food Preparation | Natural Gas | Fryer | E3 | CCE | 0 | 0 | 0 | 0 | 0 | 0 | 0 | 0 | 0 | 0 | 0 | 0 | 0 | 0 | 0 | 0 | 0 | 0 | 0 | 0 | 0 | 0 | 0 | 0 | 0 | 0 | 0 | 0 | 0 | 0 | 0
F1_Commercial_Restaurant_New_Food Preparation_Natural Gas_Fryer_E4 | F1 | Commercial | Restaurant | New | Food Preparation | Natural Gas | Fryer | E4 | CCE | 0 | 0 | 0 | 0 | 0 | 0 | 0 | 0 | 0 | 0 | 0 | 0 | 0 | 0 | 0 | 0 | 0 | 0 | 0 | 0 | 0 | 0 | 0 | 0 | 0 | 0 | 0 | 0 | 0 | 0 | 0
F1_Commercial_Restaurant_New_Food Preparation_Natural Gas_Fryer_E5 | F1 | Commercial | Restaurant | New | Food Preparation | Natural Gas | Fryer | E5 | CCE | 0 | 0 | 0 | 0 | 0 | 0 | 0 | 0 | 0 | 0 | 0 | 0 | 0 | 0 | 0 | 0 | 0 | 0 | 0 | 0 | 0 | 0 | 0 | 0 | 0 | 0 | 0 | 0 | 0 | 0 | 0
F1_Commercial_Restaurant_New_Food Preparation_Natural Gas_Fryer_E6 | F1 | Commercial | Restaurant | New | Food Preparation | Natural Gas | Fryer | E6 | CCE | 0 | 0 | 0 | 0 | 0 | 0 | 0 | 0 | 0 | 0 | 0 | 0 | 0 | 0 | 0 | 0 | 0 | 0 | 0 | 0 | 0 | 0 | 0 | 0 | 0 | 0 | 0 | 0 | 0 | 0 | 0
F1_Commercial_Restaurant_New_Food Preparation_Natural Gas_Fryer_E7 | F1 | Commercial | Restaurant | New | Food Preparation | Natural Gas | Fryer | E7 | CCE | 0 | 0 | 0 | 0 | 0 | 0 | 0 | 0 | 0 | 0 | 0 | 0 | 0 | 0 | 0 | 0 | 0 | 0 | 0 | 0 | 0 | 0 | 0 | 0 | 0 | 0 | 0 | 0 | 0 | 0 | 0
F1_Commercial_Restaurant_New_Food Preparation_Natural Gas_Fryer_E8 | F1 | Commercial | Restaurant | New | Food Preparation | Natural Gas | Fryer | E8 | CCE | 0 | 0 | 0 | 0 | 0 | 0 | 0 | 0 | 0 | 0 | 0 | 0 | 0 | 0 | 0 | 0 | 0 | 0 | 0 | 0 | 0 | 0 | 0 | 0 | 0 | 0 | 0 | 0 | 0 | 0 | 0
F1_Commercial_Restaurant_New_Food Preparation_Natural Gas_Fryer_E9 | F1 | Commercial | Restaurant | New | Food Preparation | Natural Gas | Fryer | E9 | CCE | 0 | 0 | 0 | 0 | 0 | 0 | 0 | 0 | 0 | 0 | 0 | 0 | 0 | 0 | 0 | 0 | 0 | 0 | 0 | 0 | 0 | 0 | 0 | 0 | 0 | 0 | 0 | 0 | 0 | 0 | 0
F1_Commercial_Restaurant_New_Food Preparation_Natural Gas_Fryer_E10 | F1 | Commercial | Restaurant | New | Food Preparation | Natural Gas | Fryer | E10 | CCE | 0 | 0 | 0 | 0 | 0 | 0 | 0 | 0 | 0 | 0 | 0 | 0 | 0 | 0 | 0 | 0 | 0 | 0 | 0 | 0 | 0 | 0 | 0 | 0 | 0 | 0 | 0 | 0 | 0 | 0 | 0
F2_Commercial_Restaurant_New_Food Preparation_Natural Gas_Fryer_E1 | F2 | Commercial | Restaurant | New | Food Preparation | Natural Gas | Fryer | E1 | TRC BC Ratio | 0.9 | 0.9 | 0.9 | 0 | 0 | 0 | 0 | 0 | 0 | 0 | 0 | 0 | 0 | 0 | 0 | 0 | 0 | 0 | 0 | 0 | 0 | 0 | 0 | 0 | 0 | 0 | 0 | 0 | 0 | 0 | 0
F2_Commercial_Restaurant_New_Food Preparation_Natural Gas_Fryer_E2 | F2 | Commercial | Restaurant | New | Food Preparation | Natural Gas | Fryer | E2 | TRC BC Ratio | 1.4526 | 1.4846 | 1.5103 | 0.9 | 0.9 | 0.9 | 0.9 | 0.9 | 0.9 | 0.9 | 0.9 | 0.9 | 0.9 | 0.9 | 0.9 | 0.9 | 0.9 | 0.9 | 0.9 | 0.9 | 0.9 | 0.9 | 0.9 | 0.9 | 0.9 | 0.9 | 0.9 | 0.9 | 0.9 | 0.9 | 0.9
F2_Commercial_Restaurant_New_Food Preparation_Natural Gas_Fryer_E3 | F2 | Commercial | Restaurant | New | Food Preparation | Natural Gas | Fryer | E3 | TRC BC Ratio | 0 | 0 | 0 | 0 | 0 | 0 | 0 | 0 | 0 | 0 | 0 | 0 | 0 | 0 | 0 | 0 | 0 | 0 | 0 | 0 | 0 | 0 | 0 | 0 | 0 | 0 | 0 | 0 | 0 | 0 | 0
F2_Commercial_Restaurant_New_Food Preparation_Natural Gas_Fryer_E4 | F2 | Commercial | Restaurant | New | Food Preparation | Natural Gas | Fryer | E4 | TRC BC Ratio | 0 | 0 | 0 | 0 | 0 | 0 | 0 | 0 | 0 | 0 | 0 | 0 | 0 | 0 | 0 | 0 | 0 | 0 | 0 | 0 | 0 | 0 | 0 | 0 | 0 | 0 | 0 | 0 | 0 | 0 | 0
F2_Commercial_Restaurant_New_Food Preparation_Natural Gas_Fryer_E5 | F2 | Commercial | Restaurant | New | Food Preparation | Natural Gas | Fryer | E5 | TRC BC Ratio | 0 | 0 | 0 | 0 | 0 | 0 | 0 | 0 | 0 | 0 | 0 | 0 | 0 | 0 | 0 | 0 | 0 | 0 | 0 | 0 | 0 | 0 | 0 | 0 | 0 | 0 | 0 | 0 | 0 | 0 | 0
F2_Commercial_Restaurant_New_Food Preparation_Natural Gas_Fryer_E6 | F2 | Commercial | Restaurant | New | Food Preparation | Natural Gas | Fryer | E6 | TRC BC Ratio | 0 | 0 | 0 | 0 | 0 | 0 | 0 | 0 | 0 | 0 | 0 | 0 | 0 | 0 | 0 | 0 | 0 | 0 | 0 | 0 | 0 | 0 | 0 | 0 | 0 | 0 | 0 | 0 | 0 | 0 | 0
F2_Commercial_Restaurant_New_Food Preparation_Natural Gas_Fryer_E7 | F2 | Commercial | Restaurant | New | Food Preparation | Natural Gas | Fryer | E7 | TRC BC Ratio | 0 | 0 | 0 | 0 | 0 | 0 | 0 | 0 | 0 | 0 | 0 | 0 | 0 | 0 | 0 | 0 | 0 | 0 | 0 | 0 | 0 | 0 | 0 | 0 | 0 | 0 | 0 | 0 | 0 | 0 | 0
F2_Commercial_Restaurant_New_Food Preparation_Natural Gas_Fryer_E8 | F2 | Commercial | Restaurant | New | Food Preparation | Natural Gas | Fryer | E8 | TRC BC Ratio | 0 | 0 | 0 | 0 | 0 | 0 | 0 | 0 | 0 | 0 | 0 | 0 | 0 | 0 | 0 | 0 | 0 | 0 | 0 | 0 | 0 | 0 | 0 | 0 | 0 | 0 | 0 | 0 | 0 | 0 | 0
F2_Commercial_Restaurant_New_Food Preparation_Natural Gas_Fryer_E9 | F2 | Commercial | Restaurant | New | Food Preparation | Natural Gas | Fryer | E9 | TRC BC Ratio | 0 | 0 | 0 | 0 | 0 | 0 | 0 | 0 | 0 | 0 | 0 | 0 | 0 | 0 | 0 | 0 | 0 | 0 | 0 | 0 | 0 | 0 | 0 | 0 | 0 | 0 | 0 | 0 | 0 | 0 | 0
F2_Commercial_Restaurant_New_Food Preparation_Natural Gas_Fryer_E10 | F2 | Commercial | Restaurant | New | Food Preparation | Natural Gas | Fryer | E10 | TRC BC Ratio | 0 | 0 | 0 | 0 | 0 | 0 | 0 | 0 | 0 | 0 | 0 | 0 | 0 | 0 | 0 | 0 | 0 | 0 | 0 | 0 | 0 | 0 | 0 | 0 | 0 | 0 | 0 | 0 | 0 | 0 | 0
F3_Commercial_Restaurant_New_Food Preparation_Natural Gas_Fryer_E1 | F3 | Commercial | Restaurant | New | Food Preparation | Natural Gas | Fryer | E1 | PACT BC Ratio | 0.9 | 0.9 | 0.9 | 0 | 0 | 0 | 0 | 0 | 0 | 0 | 0 | 0 | 0 | 0 | 0 | 0 | 0 | 0 | 0 | 0 | 0 | 0 | 0 | 0 | 0 | 0 | 0 | 0 | 0 | 0 | 0
F3_Commercial_Restaurant_New_Food Preparation_Natural Gas_Fryer_E2 | F3 | Commercial | Restaurant | New | Food Preparation | Natural Gas | Fryer | E2 | PACT BC Ratio | 1.4526 | 1.4846 | 1.5103 | 0.9 | 0.9 | 0.9 | 0.9 | 0.9 | 0.9 | 0.9 | 0.9 | 0.9 | 0.9 | 0.9 | 0.9 | 0.9 | 0.9 | 0.9 | 0.9 | 0.9 | 0.9 | 0.9 | 0.9 | 0.9 | 0.9 | 0.9 | 0.9 | 0.9 | 0.9 | 0.9 | 0.9
F3_Commercial_Restaurant_New_Food Preparation_Natural Gas_Fryer_E3 | F3 | Commercial | Restaurant | New | Food Preparation | Natural Gas | Fryer | E3 | PACT BC Ratio | 0 | 0 | 0 | 0 | 0 | 0 | 0 | 0 | 0 | 0 | 0 | 0 | 0 | 0 | 0 | 0 | 0 | 0 | 0 | 0 | 0 | 0 | 0 | 0 | 0 | 0 | 0 | 0 | 0 | 0 | 0
F3_Commercial_Restaurant_New_Food Preparation_Natural Gas_Fryer_E4 | F3 | Commercial | Restaurant | New | Food Preparation | Natural Gas | Fryer | E4 | PACT BC Ratio | 0 | 0 | 0 | 0 | 0 | 0 | 0 | 0 | 0 | 0 | 0 | 0 | 0 | 0 | 0 | 0 | 0 | 0 | 0 | 0 | 0 | 0 | 0 | 0 | 0 | 0 | 0 | 0 | 0 | 0 | 0
F3_Commercial_Restaurant_New_Food Preparation_Natural Gas_Fryer_E5 | F3 | Commercial | Restaurant | New | Food Preparation | Natural Gas | Fryer | E5 | PACT BC Ratio | 0 | 0 | 0 | 0 | 0 | 0 | 0 | 0 | 0 | 0 | 0 | 0 | 0 | 0 | 0 | 0 | 0 | 0 | 0 | 0 | 0 | 0 | 0 | 0 | 0 | 0 | 0 | 0 | 0 | 0 | 0
F3_Commercial_Restaurant_New_Food Preparation_Natural Gas_Fryer_E6 | F3 | Commercial | Restaurant | New | Food Preparation | Natural Gas | Fryer | E6 | PACT BC Ratio | 0 | 0 | 0 | 0 | 0 | 0 | 0 | 0 | 0 | 0 | 0 | 0 | 0 | 0 | 0 | 0 | 0 | 0 | 0 | 0 | 0 | 0 | 0 | 0 | 0 | 0 | 0 | 0 | 0 | 0 | 0
F3_Commercial_Restaurant_New_Food Preparation_Natural Gas_Fryer_E7 | F3 | Commercial | Restaurant | New | Food Preparation | Natural Gas | Fryer | E7 | PACT BC Ratio | 0 | 0 | 0 | 0 | 0 | 0 | 0 | 0 | 0 | 0 | 0 | 0 | 0 | 0 | 0 | 0 | 0 | 0 | 0 | 0 | 0 | 0 | 0 | 0 | 0 | 0 | 0 | 0 | 0 | 0 | 0
F3_Commercial_Restaurant_New_Food Preparation_Natural Gas_Fryer_E8 | F3 | Commercial | Restaurant | New | Food Preparation | Natural Gas | Fryer | E8 | PACT BC Ratio | 0 | 0 | 0 | 0 | 0 | 0 | 0 | 0 | 0 | 0 | 0 | 0 | 0 | 0 | 0 | 0 | 0 | 0 | 0 | 0 | 0 | 0 | 0 | 0 | 0 | 0 | 0 | 0 | 0 | 0 | 0
F3_Commercial_Restaurant_New_Food Preparation_Natural Gas_Fryer_E9 | F3 | Commercial | Restaurant | New | Food Preparation | Natural Gas | Fryer | E9 | PACT BC Ratio | 0 | 0 | 0 | 0 | 0 | 0 | 0 | 0 | 0 | 0 | 0 | 0 | 0 | 0 | 0 | 0 | 0 | 0 | 0 | 0 | 0 | 0 | 0 | 0 | 0 | 0 | 0 | 0 | 0 | 0 | 0
F3_Commercial_Restaurant_New_Food Preparation_Natural Gas_Fryer_E10 | F3 | Commercial | Restaurant | New | Food Preparation | Natural Gas | Fryer | E10 | PACT BC Ratio | 0 | 0 | 0 | 0 | 0 | 0 | 0 | 0 | 0 | 0 | 0 | 0 | 0 | 0 | 0 | 0 | 0 | 0 | 0 | 0 | 0 | 0 | 0 | 0 | 0 | 0 | 0 | 0 | 0 | 0 | 0
F4_Commercial_Restaurant_New_Food Preparation_Natural Gas_Fryer_E1 | F4 | Commercial | Restaurant | New | Food Preparation | Natural Gas | Fryer | E1 | PCT BC Ratio | 0.9 | 0.9 | 0.9 | 0 | 0 | 0 | 0 | 0 | 0 | 0 | 0 | 0 | 0 | 0 | 0 | 0 | 0 | 0 | 0 | 0 | 0 | 0 | 0 | 0 | 0 | 0 | 0 | 0 | 0 | 0 | 0
F4_Commercial_Restaurant_New_Food Preparation_Natural Gas_Fryer_E2 | F4 | Commercial | Restaurant | New | Food Preparation | Natural Gas | Fryer | E2 | PCT BC Ratio | 4.6546 | 4.7351 | 4.7997 | 0.9 | 0.9 | 0.9 | 0.9 | 0.9 | 0.9 | 0.9 | 0.9 | 0.9 | 0.9 | 0.9 | 0.9 | 0.9 | 0.9 | 0.9 | 0.9 | 0.9 | 0.9 | 0.9 | 0.9 | 0.9 | 0.9 | 0.9 | 0.9 | 0.9 | 0.9 | 0.9 | 0.9
F4_Commercial_Restaurant_New_Food Preparation_Natural Gas_Fryer_E3 | F4 | Commercial | Restaurant | New | Food Preparation | Natural Gas | Fryer | E3 | PCT BC Ratio | 0 | 0 | 0 | 0 | 0 | 0 | 0 | 0 | 0 | 0 | 0 | 0 | 0 | 0 | 0 | 0 | 0 | 0 | 0 | 0 | 0 | 0 | 0 | 0 | 0 | 0 | 0 | 0 | 0 | 0 | 0
F4_Commercial_Restaurant_New_Food Preparation_Natural Gas_Fryer_E4 | F4 | Commercial | Restaurant | New | Food Preparation | Natural Gas | Fryer | E4 | PCT BC Ratio | 0 | 0 | 0 | 0 | 0 | 0 | 0 | 0 | 0 | 0 | 0 | 0 | 0 | 0 | 0 | 0 | 0 | 0 | 0 | 0 | 0 | 0 | 0 | 0 | 0 | 0 | 0 | 0 | 0 | 0 | 0
F4_Commercial_Restaurant_New_Food Preparation_Natural Gas_Fryer_E5 | F4 | Commercial | Restaurant | New | Food Preparation | Natural Gas | Fryer | E5 | PCT BC Ratio | 0 | 0 | 0 | 0 | 0 | 0 | 0 | 0 | 0 | 0 | 0 | 0 | 0 | 0 | 0 | 0 | 0 | 0 | 0 | 0 | 0 | 0 | 0 | 0 | 0 | 0 | 0 | 0 | 0 | 0 | 0
F4_Commercial_Restaurant_New_Food Preparation_Natural Gas_Fryer_E6 | F4 | Commercial | Restaurant | New | Food Preparation | Natural Gas | Fryer | E6 | PCT BC Ratio | 0 | 0 | 0 | 0 | 0 | 0 | 0 | 0 | 0 | 0 | 0 | 0 | 0 | 0 | 0 | 0 | 0 | 0 | 0 | 0 | 0 | 0 | 0 | 0 | 0 | 0 | 0 | 0 | 0 | 0 | 0
F4_Commercial_Restaurant_New_Food Preparation_Natural Gas_Fryer_E7 | F4 | Commercial | Restaurant | New | Food Preparation | Natural Gas | Fryer | E7 | PCT BC Ratio | 0 | 0 | 0 | 0 | 0 | 0 | 0 | 0 | 0 | 0 | 0 | 0 | 0 | 0 | 0 | 0 | 0 | 0 | 0 | 0 | 0 | 0 | 0 | 0 | 0 | 0 | 0 | 0 | 0 | 0 | 0
F4_Commercial_Restaurant_New_Food Preparation_Natural Gas_Fryer_E8 | F4 | Commercial | Restaurant | New | Food Preparation | Natural Gas | Fryer | E8 | PCT BC Ratio | 0 | 0 | 0 | 0 | 0 | 0 | 0 | 0 | 0 | 0 | 0 | 0 | 0 | 0 | 0 | 0 | 0 | 0 | 0 | 0 | 0 | 0 | 0 | 0 | 0 | 0 | 0 | 0 | 0 | 0 | 0
F4_Commercial_Restaurant_New_Food Preparation_Natural Gas_Fryer_E9 | F4 | Commercial | Restaurant | New | Food Preparation | Natural Gas | Fryer | E9 | PCT BC Ratio | 0 | 0 | 0 | 0 | 0 | 0 | 0 | 0 | 0 | 0 | 0 | 0 | 0 | 0 | 0 | 0 | 0 | 0 | 0 | 0 | 0 | 0 | 0 | 0 | 0 | 0 | 0 | 0 | 0 | 0 | 0
F4_Commercial_Restaurant_New_Food Preparation_Natural Gas_Fryer_E10 | F4 | Commercial | Restaurant | New | Food Preparation | Natural Gas | Fryer | E10 | PCT BC Ratio | 0 | 0 | 0 | 0 | 0 | 0 | 0 | 0 | 0 | 0 | 0 | 0 | 0 | 0 | 0 | 0 | 0 | 0 | 0 | 0 | 0 | 0 | 0 | 0 | 0 | 0 | 0 | 0 | 0 | 0 | 0
F5_Commercial_Restaurant_New_Food Preparation_Natural Gas_Fryer_E1 | F5 | Commercial | Restaurant | New | Food Preparation | Natural Gas | Fryer | E1 | RIM BC Ratio | 0.9 | 0.9 | 0.9 | 0 | 0 | 0 | 0 | 0 | 0 | 0 | 0 | 0 | 0 | 0 | 0 | 0 | 0 | 0 | 0 | 0 | 0 | 0 | 0 | 0 | 0 | 0 | 0 | 0 | 0 | 0 | 0
F5_Commercial_Restaurant_New_Food Preparation_Natural Gas_Fryer_E2 | F5 | Commercial | Restaurant | New | Food Preparation | Natural Gas | Fryer | E2 | RIM BC Ratio | 0.53008 | 0.53428 | 0.53758 | 0.9 | 0.9 | 0.9 | 0.9 | 0.9 | 0.9 | 0.9 | 0.9 | 0.9 | 0.9 | 0.9 | 0.9 | 0.9 | 0.9 | 0.9 | 0.9 | 0.9 | 0.9 | 0.9 | 0.9 | 0.9 | 0.9 | 0.9 | 0.9 | 0.9 | 0.9 | 0.9 | 0.9
F5_Commercial_Restaurant_New_Food Preparation_Natural Gas_Fryer_E3 | F5 | Commercial | Restaurant | New | Food Preparation | Natural Gas | Fryer | E3 | RIM BC Ratio | 0 | 0 | 0 | 0 | 0 | 0 | 0 | 0 | 0 | 0 | 0 | 0 | 0 | 0 | 0 | 0 | 0 | 0 | 0 | 0 | 0 | 0 | 0 | 0 | 0 | 0 | 0 | 0 | 0 | 0 | 0
F5_Commercial_Restaurant_New_Food Preparation_Natural Gas_Fryer_E4 | F5 | Commercial | Restaurant | New | Food Preparation | Natural Gas | Fryer | E4 | RIM BC Ratio | 0 | 0 | 0 | 0 | 0 | 0 | 0 | 0 | 0 | 0 | 0 | 0 | 0 | 0 | 0 | 0 | 0 | 0 | 0 | 0 | 0 | 0 | 0 | 0 | 0 | 0 | 0 | 0 | 0 | 0 | 0
F5_Commercial_Restaurant_New_Food Preparation_Natural Gas_Fryer_E5 | F5 | Commercial | Restaurant | New | Food Preparation | Natural Gas | Fryer | E5 | RIM BC Ratio | 0 | 0 | 0 | 0 | 0 | 0 | 0 | 0 | 0 | 0 | 0 | 0 | 0 | 0 | 0 | 0 | 0 | 0 | 0 | 0 | 0 | 0 | 0 | 0 | 0 | 0 | 0 | 0 | 0 | 0 | 0
F5_Commercial_Restaurant_New_Food Preparation_Natural Gas_Fryer_E6 | F5 | Commercial | Restaurant | New | Food Preparation | Natural Gas | Fryer | E6 | RIM BC Ratio | 0 | 0 | 0 | 0 | 0 | 0 | 0 | 0 | 0 | 0 | 0 | 0 | 0 | 0 | 0 | 0 | 0 | 0 | 0 | 0 | 0 | 0 | 0 | 0 | 0 | 0 | 0 | 0 | 0 | 0 | 0
F5_Commercial_Restaurant_New_Food Preparation_Natural Gas_Fryer_E7 | F5 | Commercial | Restaurant | New | Food Preparation | Natural Gas | Fryer | E7 | RIM BC Ratio | 0 | 0 | 0 | 0 | 0 | 0 | 0 | 0 | 0 | 0 | 0 | 0 | 0 | 0 | 0 | 0 | 0 | 0 | 0 | 0 | 0 | 0 | 0 | 0 | 0 | 0 | 0 | 0 | 0 | 0 | 0
F5_Commercial_Restaurant_New_Food Preparation_Natural Gas_Fryer_E8 | F5 | Commercial | Restaurant | New | Food Preparation | Natural Gas | Fryer | E8 | RIM BC Ratio | 0 | 0 | 0 | 0 | 0 | 0 | 0 | 0 | 0 | 0 | 0 | 0 | 0 | 0 | 0 | 0 | 0 | 0 | 0 | 0 | 0 | 0 | 0 | 0 | 0 | 0 | 0 | 0 | 0 | 0 | 0
F5_Commercial_Restaurant_New_Food Preparation_Natural Gas_Fryer_E9 | F5 | Commercial | Restaurant | New | Food Preparation | Natural Gas | Fryer | E9 | RIM BC Ratio | 0 | 0 | 0 | 0 | 0 | 0 | 0 | 0 | 0 | 0 | 0 | 0 | 0 | 0 | 0 | 0 | 0 | 0 | 0 | 0 | 0 | 0 | 0 | 0 | 0 | 0 | 0 | 0 | 0 | 0 | 0
F5_Commercial_Restaurant_New_Food Preparation_Natural Gas_Fryer_E10 | F5 | Commercial | Restaurant | New | Food Preparation | Natural Gas | Fryer | E10 | RIM BC Ratio | 0 | 0 | 0 | 0 | 0 | 0 | 0 | 0 | 0 | 0 | 0 | 0 | 0 | 0 | 0 | 0 | 0 | 0 | 0 | 0 | 0 | 0 | 0 | 0 | 0 | 0 | 0 | 0 | 0 | 0 | 0
F0_Commercial_Restaurant_New_Food Preparation_Natural Gas_Broiler_E0 | F0 | Commercial | Restaurant | New | Food Preparation | Natural Gas | Broiler | E0 | Economic Unit | Infrared Burners | Infrared Burners | Infrared Burners | Infrared Burners | Infrared Burners | Infrared Burners | Infrared Burners | Infrared Burners | Infrared Burners | Infrared Burners | Infrared Burners | Infrared Burners | Infrared Burners | Infrared Burners | Infrared Burners | Infrared Burners | Infrared Burners | Infrared Burners | Infrared Burners | Infrared Burners | Infrared Burners | Infrared Burners | Infrared Burners | Standard | Standard | Standard | Standard | Standard | Standard | Standard | Standard
F1_Commercial_Restaurant_New_Food Preparation_Natural Gas_Broiler_E1 | F1 | Commercial | Restaurant | New | Food Preparation | Natural Gas | Broiler | E1 | CCE | 0 | 0 | 0 | 0 | 0 | 0 | 0 | 0 | 0 | 0 | 0 | 0 | 0 | 0 | 0 | 0 | 0 | 0 | 0 | 0 | 0 | 0 | 0 | 0 | 0 | 0 | 0 | 0 | 0 | 0 | 0
F1_Commercial_Restaurant_New_Food Preparation_Natural Gas_Broiler_E2 | F1 | Commercial | Restaurant | New | Food Preparation | Natural Gas | Broiler | E2 | CCE | 0.0095007 | 0.0091336 | 0.0091772 | 0.0092731 | 0.0092731 | 0.0092731 | 0.0092731 | 0.0092731 | 0.0092731 | 0.0092731 | 0.0092731 | 0.0092731 | 0.0092731 | 0.0092731 | 0.0092731 | 0.0092731 | 0.0092731 | 0.0092731 | 0.0092731 | 0.0092731 | 0.0092731 | 0.0092731 | 0.0092731 | 0.0092731 | 0.0092731 | 0.0092731 | 0.0092731 | 0.0092731 | 0.0092731 | 0.0092731 | 0.0092731
F1_Commercial_Restaurant_New_Food Preparation_Natural Gas_Broiler_E3 | F1 | Commercial | Restaurant | New | Food Preparation | Natural Gas | Broiler | E3 | CCE | 0 | 0 | 0 | 0 | 0 | 0 | 0 | 0 | 0 | 0 | 0 | 0 | 0 | 0 | 0 | 0 | 0 | 0 | 0 | 0 | 0 | 0 | 0 | 0 | 0 | 0 | 0 | 0 | 0 | 0 | 0
F1_Commercial_Restaurant_New_Food Preparation_Natural Gas_Broiler_E4 | F1 | Commercial | Restaurant | New | Food Preparation | Natural Gas | Broiler | E4 | CCE | 0 | 0 | 0 | 0 | 0 | 0 | 0 | 0 | 0 | 0 | 0 | 0 | 0 | 0 | 0 | 0 | 0 | 0 | 0 | 0 | 0 | 0 | 0 | 0 | 0 | 0 | 0 | 0 | 0 | 0 | 0
F1_Commercial_Restaurant_New_Food Preparation_Natural Gas_Broiler_E5 | F1 | Commercial | Restaurant | New | Food Preparation | Natural Gas | Broiler | E5 | CCE | 0 | 0 | 0 | 0 | 0 | 0 | 0 | 0 | 0 | 0 | 0 | 0 | 0 | 0 | 0 | 0 | 0 | 0 | 0 | 0 | 0 | 0 | 0 | 0 | 0 | 0 | 0 | 0 | 0 | 0 | 0
F1_Commercial_Restaurant_New_Food Preparation_Natural Gas_Broiler_E6 | F1 | Commercial | Restaurant | New | Food Preparation | Natural Gas | Broiler | E6 | CCE | 0 | 0 | 0 | 0 | 0 | 0 | 0 | 0 | 0 | 0 | 0 | 0 | 0 | 0 | 0 | 0 | 0 | 0 | 0 | 0 | 0 | 0 | 0 | 0 | 0 | 0 | 0 | 0 | 0 | 0 | 0
F1_Commercial_Restaurant_New_Food Preparation_Natural Gas_Broiler_E7 | F1 | Commercial | Restaurant | New | Food Preparation | Natural Gas | Broiler | E7 | CCE | 0 | 0 | 0 | 0 | 0 | 0 | 0 | 0 | 0 | 0 | 0 | 0 | 0 | 0 | 0 | 0 | 0 | 0 | 0 | 0 | 0 | 0 | 0 | 0 | 0 | 0 | 0 | 0 | 0 | 0 | 0
F1_Commercial_Restaurant_New_Food Preparation_Natural Gas_Broiler_E8 | F1 | Commercial | Restaurant | New | Food Preparation | Natural Gas | Broiler | E8 | CCE | 0 | 0 | 0 | 0 | 0 | 0 | 0 | 0 | 0 | 0 | 0 | 0 | 0 | 0 | 0 | 0 | 0 | 0 | 0 | 0 | 0 | 0 | 0 | 0 | 0 | 0 | 0 | 0 | 0 | 0 | 0
F1_Commercial_Restaurant_New_Food Preparation_Natural Gas_Broiler_E9 | F1 | Commercial | Restaurant | New | Food Preparation | Natural Gas | Broiler | E9 | CCE | 0 | 0 | 0 | 0 | 0 | 0 | 0 | 0 | 0 | 0 | 0 | 0 | 0 | 0 | 0 | 0 | 0 | 0 | 0 | 0 | 0 | 0 | 0 | 0 | 0 | 0 | 0 | 0 | 0 | 0 | 0
F1_Commercial_Restaurant_New_Food Preparation_Natural Gas_Broiler_E10 | F1 | Commercial | Restaurant | New | Food Preparation | Natural Gas | Broiler | E10 | CCE | 0 | 0 | 0 | 0 | 0 | 0 | 0 | 0 | 0 | 0 | 0 | 0 | 0 | 0 | 0 | 0 | 0 | 0 | 0 | 0 | 0 | 0 | 0 | 0 | 0 | 0 | 0 | 0 | 0 | 0 | 0
F2_Commercial_Restaurant_New_Food Preparation_Natural Gas_Broiler_E1 | F2 | Commercial | Restaurant | New | Food Preparation | Natural Gas | Broiler | E1 | TRC BC Ratio | 0.9 | 0.9 | 0.9 | 0.9 | 0.9 | 0.9 | 0.9 | 0.9 | 0.9 | 0.9 | 0.9 | 0.9 | 0.9 | 0.9 | 0.9 | 0.9 | 0.9 | 0.9 | 0.9 | 0.9 | 0.9 | 0.9 | 0.9 | 0.9 | 0.9 | 0.9 | 0.9 | 0.9 | 0.9 | 0.9 | 0.9
F2_Commercial_Restaurant_New_Food Preparation_Natural Gas_Broiler_E2 | F2 | Commercial | Restaurant | New | Food Preparation | Natural Gas | Broiler | E2 | TRC BC Ratio | 1.0817 | 1.0984 | 1.1105 | 1.1043 | 1.1054 | 1.0419 | 0.98943 | 0.96011 | 0.94795 | 0.98308 | 1.0292 | 1.0775 | 0.98953 | 1.0482 | 1.0518 | 1.0465 | 1.0475 | 1.0507 | 1.0307 | 1.0428 | 1.0509 | 1.0624 | 1.0772 | 0.54026 | 0.52971 | 0.5198 | 0.51043 | 0.50152 | 0.49298 | 0.48476 | 0.4768
F2_Commercial_Restaurant_New_Food Preparation_Natural Gas_Broiler_E3 | F2 | Commercial | Restaurant | New | Food Preparation | Natural Gas | Broiler | E3 | TRC BC Ratio | 0 | 0 | 0 | 0 | 0 | 0 | 0 | 0 | 0 | 0 | 0 | 0 | 0 | 0 | 0 | 0 | 0 | 0 | 0 | 0 | 0 | 0 | 0 | 0 | 0 | 0 | 0 | 0 | 0 | 0 | 0
F2_Commercial_Restaurant_New_Food Preparation_Natural Gas_Broiler_E4 | F2 | Commercial | Restaurant | New | Food Preparation | Natural Gas | Broiler | E4 | TRC BC Ratio | 0 | 0 | 0 | 0 | 0 | 0 | 0 | 0 | 0 | 0 | 0 | 0 | 0 | 0 | 0 | 0 | 0 | 0 | 0 | 0 | 0 | 0 | 0 | 0 | 0 | 0 | 0 | 0 | 0 | 0 | 0
F2_Commercial_Restaurant_New_Food Preparation_Natural Gas_Broiler_E5 | F2 | Commercial | Restaurant | New | Food Preparation | Natural Gas | Broiler | E5 | TRC BC Ratio | 0 | 0 | 0 | 0 | 0 | 0 | 0 | 0 | 0 | 0 | 0 | 0 | 0 | 0 | 0 | 0 | 0 | 0 | 0 | 0 | 0 | 0 | 0 | 0 | 0 | 0 | 0 | 0 | 0 | 0 | 0
F2_Commercial_Restaurant_New_Food Preparation_Natural Gas_Broiler_E6 | F2 | Commercial | Restaurant | New | Food Preparation | Natural Gas | Broiler | E6 | TRC BC Ratio | 0 | 0 | 0 | 0 | 0 | 0 | 0 | 0 | 0 | 0 | 0 | 0 | 0 | 0 | 0 | 0 | 0 | 0 | 0 | 0 | 0 | 0 | 0 | 0 | 0 | 0 | 0 | 0 | 0 | 0 | 0
F2_Commercial_Restaurant_New_Food Preparation_Natural Gas_Broiler_E7 | F2 | Commercial | Restaurant | New | Food Preparation | Natural Gas | Broiler | E7 | TRC BC Ratio | 0 | 0 | 0 | 0 | 0 | 0 | 0 | 0 | 0 | 0 | 0 | 0 | 0 | 0 | 0 | 0 | 0 | 0 | 0 | 0 | 0 | 0 | 0 | 0 | 0 | 0 | 0 | 0 | 0 | 0 | 0
F2_Commercial_Restaurant_New_Food Preparation_Natural Gas_Broiler_E8 | F2 | Commercial | Restaurant | New | Food Preparation | Natural Gas | Broiler | E8 | TRC BC Ratio | 0 | 0 | 0 | 0 | 0 | 0 | 0 | 0 | 0 | 0 | 0 | 0 | 0 | 0 | 0 | 0 | 0 | 0 | 0 | 0 | 0 | 0 | 0 | 0 | 0 | 0 | 0 | 0 | 0 | 0 | 0
F2_Commercial_Restaurant_New_Food Preparation_Natural Gas_Broiler_E9 | F2 | Commercial | Restaurant | New | Food Preparation | Natural Gas | Broiler | E9 | TRC BC Ratio | 0 | 0 | 0 | 0 | 0 | 0 | 0 | 0 | 0 | 0 | 0 | 0 | 0 | 0 | 0 | 0 | 0 | 0 | 0 | 0 | 0 | 0 | 0 | 0 | 0 | 0 | 0 | 0 | 0 | 0 | 0
F2_Commercial_Restaurant_New_Food Preparation_Natural Gas_Broiler_E10 | F2 | Commercial | Restaurant | New | Food Preparation | Natural Gas | Broiler | E10 | TRC BC Ratio | 0 | 0 | 0 | 0 | 0 | 0 | 0 | 0 | 0 | 0 | 0 | 0 | 0 | 0 | 0 | 0 | 0 | 0 | 0 | 0 | 0 | 0 | 0 | 0 | 0 | 0 | 0 | 0 | 0 | 0 | 0
F3_Commercial_Restaurant_New_Food Preparation_Natural Gas_Broiler_E1 | F3 | Commercial | Restaurant | New | Food Preparation | Natural Gas | Broiler | E1 | PACT BC Ratio | 0.9 | 0.9 | 0.9 | 0.9 | 0.9 | 0.9 | 0.9 | 0.9 | 0.9 | 0.9 | 0.9 | 0.9 | 0.9 | 0.9 | 0.9 | 0.9 | 0.9 | 0.9 | 0.9 | 0.9 | 0.9 | 0.9 | 0.9 | 0.9 | 0.9 | 0.9 | 0.9 | 0.9 | 0.9 | 0.9 | 0.9
F3_Commercial_Restaurant_New_Food Preparation_Natural Gas_Broiler_E2 | F3 | Commercial | Restaurant | New | Food Preparation | Natural Gas | Broiler | E2 | PACT BC Ratio | 1.3418 | 1.3625 | 1.3776 | 1.3699 | 1.3713 | 1.2925 | 1.2274 | 1.191 | 1.1759 | 1.2195 | 1.2768 | 1.3366 | 1.2275 | 1.3003 | 1.3048 | 1.2982 | 1.2994 | 1.3034 | 1.2785 | 1.2936 | 1.3037 | 1.318 | 1.3363 | 0.6702 | 0.65711 | 0.64482 | 0.6332 | 0.62214 | 0.61155 | 0.60135 | 0.59148
F3_Commercial_Restaurant_New_Food Preparation_Natural Gas_Broiler_E3 | F3 | Commercial | Restaurant | New | Food Preparation | Natural Gas | Broiler | E3 | PACT BC Ratio | 0 | 0 | 0 | 0 | 0 | 0 | 0 | 0 | 0 | 0 | 0 | 0 | 0 | 0 | 0 | 0 | 0 | 0 | 0 | 0 | 0 | 0 | 0 | 0 | 0 | 0 | 0 | 0 | 0 | 0 | 0
F3_Commercial_Restaurant_New_Food Preparation_Natural Gas_Broiler_E4 | F3 | Commercial | Restaurant | New | Food Preparation | Natural Gas | Broiler | E4 | PACT BC Ratio | 0 | 0 | 0 | 0 | 0 | 0 | 0 | 0 | 0 | 0 | 0 | 0 | 0 | 0 | 0 | 0 | 0 | 0 | 0 | 0 | 0 | 0 | 0 | 0 | 0 | 0 | 0 | 0 | 0 | 0 | 0
F3_Commercial_Restaurant_New_Food Preparation_Natural Gas_Broiler_E5 | F3 | Commercial | Restaurant | New | Food Preparation | Natural Gas | Broiler | E5 | PACT BC Ratio | 0 | 0 | 0 | 0 | 0 | 0 | 0 | 0 | 0 | 0 | 0 | 0 | 0 | 0 | 0 | 0 | 0 | 0 | 0 | 0 | 0 | 0 | 0 | 0 | 0 | 0 | 0 | 0 | 0 | 0 | 0
F3_Commercial_Restaurant_New_Food Preparation_Natural Gas_Broiler_E6 | F3 | Commercial | Restaurant | New | Food Preparation | Natural Gas | Broiler | E6 | PACT BC Ratio | 0 | 0 | 0 | 0 | 0 | 0 | 0 | 0 | 0 | 0 | 0 | 0 | 0 | 0 | 0 | 0 | 0 | 0 | 0 | 0 | 0 | 0 | 0 | 0 | 0 | 0 | 0 | 0 | 0 | 0 | 0
F3_Commercial_Restaurant_New_Food Preparation_Natural Gas_Broiler_E7 | F3 | Commercial | Restaurant | New | Food Preparation | Natural Gas | Broiler | E7 | PACT BC Ratio | 0 | 0 | 0 | 0 | 0 | 0 | 0 | 0 | 0 | 0 | 0 | 0 | 0 | 0 | 0 | 0 | 0 | 0 | 0 | 0 | 0 | 0 | 0 | 0 | 0 | 0 | 0 | 0 | 0 | 0 | 0
F3_Commercial_Restaurant_New_Food Preparation_Natural Gas_Broiler_E8 | F3 | Commercial | Restaurant | New | Food Preparation | Natural Gas | Broiler | E8 | PACT BC Ratio | 0 | 0 | 0 | 0 | 0 | 0 | 0 | 0 | 0 | 0 | 0 | 0 | 0 | 0 | 0 | 0 | 0 | 0 | 0 | 0 | 0 | 0 | 0 | 0 | 0 | 0 | 0 | 0 | 0 | 0 | 0
F3_Commercial_Restaurant_New_Food Preparation_Natural Gas_Broiler_E9 | F3 | Commercial | Restaurant | New | Food Preparation | Natural Gas | Broiler | E9 | PACT BC Ratio | 0 | 0 | 0 | 0 | 0 | 0 | 0 | 0 | 0 | 0 | 0 | 0 | 0 | 0 | 0 | 0 | 0 | 0 | 0 | 0 | 0 | 0 | 0 | 0 | 0 | 0 | 0 | 0 | 0 | 0 | 0
F3_Commercial_Restaurant_New_Food Preparation_Natural Gas_Broiler_E10 | F3 | Commercial | Restaurant | New | Food Preparation | Natural Gas | Broiler | E10 | PACT BC Ratio | 0 | 0 | 0 | 0 | 0 | 0 | 0 | 0 | 0 | 0 | 0 | 0 | 0 | 0 | 0 | 0 | 0 | 0 | 0 | 0 | 0 | 0 | 0 | 0 | 0 | 0 | 0 | 0 | 0 | 0 | 0
F4_Commercial_Restaurant_New_Food Preparation_Natural Gas_Broiler_E1 | F4 | Commercial | Restaurant | New | Food Preparation | Natural Gas | Broiler | E1 | PCT BC Ratio | 0.9 | 0.9 | 0.9 | 0.9 | 0.9 | 0.9 | 0.9 | 0.9 | 0.9 | 0.9 | 0.9 | 0.9 | 0.9 | 0.9 | 0.9 | 0.9 | 0.9 | 0.9 | 0.9 | 0.9 | 0.9 | 0.9 | 0.9 | 0.9 | 0.9 | 0.9 | 0.9 | 0.9 | 0.9 | 0.9 | 0.9
F4_Commercial_Restaurant_New_Food Preparation_Natural Gas_Broiler_E2 | F4 | Commercial | Restaurant | New | Food Preparation | Natural Gas | Broiler | E2 | PCT BC Ratio | 2.9075 | 2.9421 | 2.9672 | 2.9544 | 2.9567 | 2.8251 | 2.7162 | 2.6554 | 2.6302 | 2.703 | 2.7987 | 2.8987 | 2.7164 | 2.8381 | 2.8455 | 2.8346 | 2.8366 | 2.8433 | 2.8017 | 2.8268 | 2.8437 | 2.8676 | 2.8982 | 1.7847 | 1.7629 | 1.7423 | 1.7229 | 1.7044 | 1.6867 | 1.6697 | 1.6532
F4_Commercial_Restaurant_New_Food Preparation_Natural Gas_Broiler_E3 | F4 | Commercial | Restaurant | New | Food Preparation | Natural Gas | Broiler | E3 | PCT BC Ratio | 0 | 0 | 0 | 0 | 0 | 0 | 0 | 0 | 0 | 0 | 0 | 0 | 0 | 0 | 0 | 0 | 0 | 0 | 0 | 0 | 0 | 0 | 0 | 0 | 0 | 0 | 0 | 0 | 0 | 0 | 0
F4_Commercial_Restaurant_New_Food Preparation_Natural Gas_Broiler_E4 | F4 | Commercial | Restaurant | New | Food Preparation | Natural Gas | Broiler | E4 | PCT BC Ratio | 0 | 0 | 0 | 0 | 0 | 0 | 0 | 0 | 0 | 0 | 0 | 0 | 0 | 0 | 0 | 0 | 0 | 0 | 0 | 0 | 0 | 0 | 0 | 0 | 0 | 0 | 0 | 0 | 0 | 0 | 0
F4_Commercial_Restaurant_New_Food Preparation_Natural Gas_Broiler_E5 | F4 | Commercial | Restaurant | New | Food Preparation | Natural Gas | Broiler | E5 | PCT BC Ratio | 0 | 0 | 0 | 0 | 0 | 0 | 0 | 0 | 0 | 0 | 0 | 0 | 0 | 0 | 0 | 0 | 0 | 0 | 0 | 0 | 0 | 0 | 0 | 0 | 0 | 0 | 0 | 0 | 0 | 0 | 0
F4_Commercial_Restaurant_New_Food Preparation_Natural Gas_Broiler_E6 | F4 | Commercial | Restaurant | New | Food Preparation | Natural Gas | Broiler | E6 | PCT BC Ratio | 0 | 0 | 0 | 0 | 0 | 0 | 0 | 0 | 0 | 0 | 0 | 0 | 0 | 0 | 0 | 0 | 0 | 0 | 0 | 0 | 0 | 0 | 0 | 0 | 0 | 0 | 0 | 0 | 0 | 0 | 0
F4_Commercial_Restaurant_New_Food Preparation_Natural Gas_Broiler_E7 | F4 | Commercial | Restaurant | New | Food Preparation | Natural Gas | Broiler | E7 | PCT BC Ratio | 0 | 0 | 0 | 0 | 0 | 0 | 0 | 0 | 0 | 0 | 0 | 0 | 0 | 0 | 0 | 0 | 0 | 0 | 0 | 0 | 0 | 0 | 0 | 0 | 0 | 0 | 0 | 0 | 0 | 0 | 0
F4_Commercial_Restaurant_New_Food Preparation_Natural Gas_Broiler_E8 | F4 | Commercial | Restaurant | New | Food Preparation | Natural Gas | Broiler | E8 | PCT BC Ratio | 0 | 0 | 0 | 0 | 0 | 0 | 0 | 0 | 0 | 0 | 0 | 0 | 0 | 0 | 0 | 0 | 0 | 0 | 0 | 0 | 0 | 0 | 0 | 0 | 0 | 0 | 0 | 0 | 0 | 0 | 0
F4_Commercial_Restaurant_New_Food Preparation_Natural Gas_Broiler_E9 | F4 | Commercial | Restaurant | New | Food Preparation | Natural Gas | Broiler | E9 | PCT BC Ratio | 0 | 0 | 0 | 0 | 0 | 0 | 0 | 0 | 0 | 0 | 0 | 0 | 0 | 0 | 0 | 0 | 0 | 0 | 0 | 0 | 0 | 0 | 0 | 0 | 0 | 0 | 0 | 0 | 0 | 0 | 0
F4_Commercial_Restaurant_New_Food Preparation_Natural Gas_Broiler_E10 | F4 | Commercial | Restaurant | New | Food Preparation | Natural Gas | Broiler | E10 | PCT BC Ratio | 0 | 0 | 0 | 0 | 0 | 0 | 0 | 0 | 0 | 0 | 0 | 0 | 0 | 0 | 0 | 0 | 0 | 0 | 0 | 0 | 0 | 0 | 0 | 0 | 0 | 0 | 0 | 0 | 0 | 0 | 0
F5_Commercial_Restaurant_New_Food Preparation_Natural Gas_Broiler_E1 | F5 | Commercial | Restaurant | New | Food Preparation | Natural Gas | Broiler | E1 | RIM BC Ratio | 0.9 | 0.9 | 0.9 | 0.9 | 0.9 | 0.9 | 0.9 | 0.9 | 0.9 | 0.9 | 0.9 | 0.9 | 0.9 | 0.9 | 0.9 | 0.9 | 0.9 | 0.9 | 0.9 | 0.9 | 0.9 | 0.9 | 0.9 | 0.9 | 0.9 | 0.9 | 0.9 | 0.9 | 0.9 | 0.9 | 0.9
F5_Commercial_Restaurant_New_Food Preparation_Natural Gas_Broiler_E2 | F5 | Commercial | Restaurant | New | Food Preparation | Natural Gas | Broiler | E2 | RIM BC Ratio | 0.51458 | 0.5176 | 0.51976 | 0.51866 | 0.51886 | 0.50717 | 0.49682 | 0.49075 | 0.48817 | 0.49553 | 0.50472 | 0.51381 | 0.49684 | 0.50836 | 0.50904 | 0.50804 | 0.50823 | 0.50884 | 0.505 | 0.50733 | 0.50888 | 0.51103 | 0.51377 | 0.37172 | 0.36766 | 0.36378 | 0.36005 | 0.35645 | 0.35295 | 0.34953 | 0.34617
F5_Commercial_Restaurant_New_Food Preparation_Natural Gas_Broiler_E3 | F5 | Commercial | Restaurant | New | Food Preparation | Natural Gas | Broiler | E3 | RIM BC Ratio | 0 | 0 | 0 | 0 | 0 | 0 | 0 | 0 | 0 | 0 | 0 | 0 | 0 | 0 | 0 | 0 | 0 | 0 | 0 | 0 | 0 | 0 | 0 | 0 | 0 | 0 | 0 | 0 | 0 | 0 | 0
F5_Commercial_Restaurant_New_Food Preparation_Natural Gas_Broiler_E4 | F5 | Commercial | Restaurant | New | Food Preparation | Natural Gas | Broiler | E4 | RIM BC Ratio | 0 | 0 | 0 | 0 | 0 | 0 | 0 | 0 | 0 | 0 | 0 | 0 | 0 | 0 | 0 | 0 | 0 | 0 | 0 | 0 | 0 | 0 | 0 | 0 | 0 | 0 | 0 | 0 | 0 | 0 | 0
F5_Commercial_Restaurant_New_Food Preparation_Natural Gas_Broiler_E5 | F5 | Commercial | Restaurant | New | Food Preparation | Natural Gas | Broiler | E5 | RIM BC Ratio | 0 | 0 | 0 | 0 | 0 | 0 | 0 | 0 | 0 | 0 | 0 | 0 | 0 | 0 | 0 | 0 | 0 | 0 | 0 | 0 | 0 | 0 | 0 | 0 | 0 | 0 | 0 | 0 | 0 | 0 | 0
F5_Commercial_Restaurant_New_Food Preparation_Natural Gas_Broiler_E6 | F5 | Commercial | Restaurant | New | Food Preparation | Natural Gas | Broiler | E6 | RIM BC Ratio | 0 | 0 | 0 | 0 | 0 | 0 | 0 | 0 | 0 | 0 | 0 | 0 | 0 | 0 | 0 | 0 | 0 | 0 | 0 | 0 | 0 | 0 | 0 | 0 | 0 | 0 | 0 | 0 | 0 | 0 | 0
F5_Commercial_Restaurant_New_Food Preparation_Natural Gas_Broiler_E7 | F5 | Commercial | Restaurant | New | Food Preparation | Natural Gas | Broiler | E7 | RIM BC Ratio | 0 | 0 | 0 | 0 | 0 | 0 | 0 | 0 | 0 | 0 | 0 | 0 | 0 | 0 | 0 | 0 | 0 | 0 | 0 | 0 | 0 | 0 | 0 | 0 | 0 | 0 | 0 | 0 | 0 | 0 | 0
F5_Commercial_Restaurant_New_Food Preparation_Natural Gas_Broiler_E8 | F5 | Commercial | Restaurant | New | Food Preparation | Natural Gas | Broiler | E8 | RIM BC Ratio | 0 | 0 | 0 | 0 | 0 | 0 | 0 | 0 | 0 | 0 | 0 | 0 | 0 | 0 | 0 | 0 | 0 | 0 | 0 | 0 | 0 | 0 | 0 | 0 | 0 | 0 | 0 | 0 | 0 | 0 | 0
F5_Commercial_Restaurant_New_Food Preparation_Natural Gas_Broiler_E9 | F5 | Commercial | Restaurant | New | Food Preparation | Natural Gas | Broiler | E9 | RIM BC Ratio | 0 | 0 | 0 | 0 | 0 | 0 | 0 | 0 | 0 | 0 | 0 | 0 | 0 | 0 | 0 | 0 | 0 | 0 | 0 | 0 | 0 | 0 | 0 | 0 | 0 | 0 | 0 | 0 | 0 | 0 | 0
F5_Commercial_Restaurant_New_Food Preparation_Natural Gas_Broiler_E10 | F5 | Commercial | Restaurant | New | Food Preparation | Natural Gas | Broiler | E10 | RIM BC Ratio | 0 | 0 | 0 | 0 | 0 | 0 | 0 | 0 | 0 | 0 | 0 | 0 | 0 | 0 | 0 | 0 | 0 | 0 | 0 | 0 | 0 | 0 | 0 | 0 | 0 | 0 | 0 | 0 | 0 | 0 | 0
F0_Commercial_Restaurant_New_Food Preparation_Natural Gas_Griddle_E0 | F0 | Commercial | Restaurant | New | Food Preparation | Natural Gas | Griddle | E0 | Economic Unit | ENERGY STAR | ENERGY STAR | ENERGY STAR | ENERGY STAR | ENERGY STAR | ENERGY STAR | ENERGY STAR | ENERGY STAR | ENERGY STAR | ENERGY STAR | ENERGY STAR | ENERGY STAR | ENERGY STAR | ENERGY STAR | ENERGY STAR | ENERGY STAR | ENERGY STAR | ENERGY STAR | ENERGY STAR | ENERGY STAR | ENERGY STAR | ENERGY STAR | ENERGY STAR | Standard | Standard | Standard | Standard | Standard | Standard | Standard | Standard
F1_Commercial_Restaurant_New_Food Preparation_Natural Gas_Griddle_E1 | F1 | Commercial | Restaurant | New | Food Preparation | Natural Gas | Griddle | E1 | CCE | 0 | 0 | 0 | 0 | 0 | 0 | 0 | 0 | 0 | 0 | 0 | 0 | 0 | 0 | 0 | 0 | 0 | 0 | 0 | 0 | 0 | 0 | 0 | 0 | 0 | 0 | 0 | 0 | 0 | 0 | 0
F1_Commercial_Restaurant_New_Food Preparation_Natural Gas_Griddle_E2 | F1 | Commercial | Restaurant | New | Food Preparation | Natural Gas | Griddle | E2 | CCE | 0.005722 | 0.0055009 | 0.0055271 | 0.0055849 | 0.0055849 | 0.0055849 | 0.0055849 | 0.0055849 | 0.0055849 | 0.0055849 | 0.0055849 | 0.0055849 | 0.0055849 | 0.0055849 | 0.0055849 | 0.0055849 | 0.0055849 | 0.0055849 | 0.0055849 | 0.0055849 | 0.0055849 | 0.0055849 | 0.0055849 | 0.0055849 | 0.0055849 | 0.0055849 | 0.0055849 | 0.0055849 | 0.0055849 | 0.0055849 | 0.0055849
F1_Commercial_Restaurant_New_Food Preparation_Natural Gas_Griddle_E3 | F1 | Commercial | Restaurant | New | Food Preparation | Natural Gas | Griddle | E3 | CCE | 0 | 0 | 0 | 0 | 0 | 0 | 0 | 0 | 0 | 0 | 0 | 0 | 0 | 0 | 0 | 0 | 0 | 0 | 0 | 0 | 0 | 0 | 0 | 0 | 0 | 0 | 0 | 0 | 0 | 0 | 0
F1_Commercial_Restaurant_New_Food Preparation_Natural Gas_Griddle_E4 | F1 | Commercial | Restaurant | New | Food Preparation | Natural Gas | Griddle | E4 | CCE | 0 | 0 | 0 | 0 | 0 | 0 | 0 | 0 | 0 | 0 | 0 | 0 | 0 | 0 | 0 | 0 | 0 | 0 | 0 | 0 | 0 | 0 | 0 | 0 | 0 | 0 | 0 | 0 | 0 | 0 | 0
F1_Commercial_Restaurant_New_Food Preparation_Natural Gas_Griddle_E5 | F1 | Commercial | Restaurant | New | Food Preparation | Natural Gas | Griddle | E5 | CCE | 0 | 0 | 0 | 0 | 0 | 0 | 0 | 0 | 0 | 0 | 0 | 0 | 0 | 0 | 0 | 0 | 0 | 0 | 0 | 0 | 0 | 0 | 0 | 0 | 0 | 0 | 0 | 0 | 0 | 0 | 0
F1_Commercial_Restaurant_New_Food Preparation_Natural Gas_Griddle_E6 | F1 | Commercial | Restaurant | New | Food Preparation | Natural Gas | Griddle | E6 | CCE | 0 | 0 | 0 | 0 | 0 | 0 | 0 | 0 | 0 | 0 | 0 | 0 | 0 | 0 | 0 | 0 | 0 | 0 | 0 | 0 | 0 | 0 | 0 | 0 | 0 | 0 | 0 | 0 | 0 | 0 | 0
F1_Commercial_Restaurant_New_Food Preparation_Natural Gas_Griddle_E7 | F1 | Commercial | Restaurant | New | Food Preparation | Natural Gas | Griddle | E7 | CCE | 0 | 0 | 0 | 0 | 0 | 0 | 0 | 0 | 0 | 0 | 0 | 0 | 0 | 0 | 0 | 0 | 0 | 0 | 0 | 0 | 0 | 0 | 0 | 0 | 0 | 0 | 0 | 0 | 0 | 0 | 0
F1_Commercial_Restaurant_New_Food Preparation_Natural Gas_Griddle_E8 | F1 | Commercial | Restaurant | New | Food Preparation | Natural Gas | Griddle | E8 | CCE | 0 | 0 | 0 | 0 | 0 | 0 | 0 | 0 | 0 | 0 | 0 | 0 | 0 | 0 | 0 | 0 | 0 | 0 | 0 | 0 | 0 | 0 | 0 | 0 | 0 | 0 | 0 | 0 | 0 | 0 | 0
F1_Commercial_Restaurant_New_Food Preparation_Natural Gas_Griddle_E9 | F1 | Commercial | Restaurant | New | Food Preparation | Natural Gas | Griddle | E9 | CCE | 0 | 0 | 0 | 0 | 0 | 0 | 0 | 0 | 0 | 0 | 0 | 0 | 0 | 0 | 0 | 0 | 0 | 0 | 0 | 0 | 0 | 0 | 0 | 0 | 0 | 0 | 0 | 0 | 0 | 0 | 0
F1_Commercial_Restaurant_New_Food Preparation_Natural Gas_Griddle_E10 | F1 | Commercial | Restaurant | New | Food Preparation | Natural Gas | Griddle | E10 | CCE | 0 | 0 | 0 | 0 | 0 | 0 | 0 | 0 | 0 | 0 | 0 | 0 | 0 | 0 | 0 | 0 | 0 | 0 | 0 | 0 | 0 | 0 | 0 | 0 | 0 | 0 | 0 | 0 | 0 | 0 | 0
F2_Commercial_Restaurant_New_Food Preparation_Natural Gas_Griddle_E1 | F2 | Commercial | Restaurant | New | Food Preparation | Natural Gas | Griddle | E1 | TRC BC Ratio | 0.9 | 0.9 | 0.9 | 0.9 | 0.9 | 0.9 | 0.9 | 0.9 | 0.9 | 0.9 | 0.9 | 0.9 | 0.9 | 0.9 | 0.9 | 0.9 | 0.9 | 0.9 | 0.9 | 0.9 | 0.9 | 0.9 | 0.9 | 0.9 | 0.9 | 0.9 | 0.9 | 0.9 | 0.9 | 0.9 | 0.9
F2_Commercial_Restaurant_New_Food Preparation_Natural Gas_Griddle_E2 | F2 | Commercial | Restaurant | New | Food Preparation | Natural Gas | Griddle | E2 | TRC BC Ratio | 1.796 | 1.8237 | 1.8438 | 1.8336 | 1.8354 | 1.73 | 1.6428 | 1.5942 | 1.574 | 1.6323 | 1.7089 | 1.789 | 1.643 | 1.7404 | 1.7464 | 1.7377 | 1.7393 | 1.7446 | 1.7113 | 1.7314 | 1.745 | 1.764 | 1.7886 | 0.89704 | 0.87953 | 0.86307 | 0.84752 | 0.83272 | 0.81854 | 0.80489 | 0.79167
F2_Commercial_Restaurant_New_Food Preparation_Natural Gas_Griddle_E3 | F2 | Commercial | Restaurant | New | Food Preparation | Natural Gas | Griddle | E3 | TRC BC Ratio | 0 | 0 | 0 | 0 | 0 | 0 | 0 | 0 | 0 | 0 | 0 | 0 | 0 | 0 | 0 | 0 | 0 | 0 | 0 | 0 | 0 | 0 | 0 | 0 | 0 | 0 | 0 | 0 | 0 | 0 | 0
F2_Commercial_Restaurant_New_Food Preparation_Natural Gas_Griddle_E4 | F2 | Commercial | Restaurant | New | Food Preparation | Natural Gas | Griddle | E4 | TRC BC Ratio | 0 | 0 | 0 | 0 | 0 | 0 | 0 | 0 | 0 | 0 | 0 | 0 | 0 | 0 | 0 | 0 | 0 | 0 | 0 | 0 | 0 | 0 | 0 | 0 | 0 | 0 | 0 | 0 | 0 | 0 | 0
F2_Commercial_Restaurant_New_Food Preparation_Natural Gas_Griddle_E5 | F2 | Commercial | Restaurant | New | Food Preparation | Natural Gas | Griddle | E5 | TRC BC Ratio | 0 | 0 | 0 | 0 | 0 | 0 | 0 | 0 | 0 | 0 | 0 | 0 | 0 | 0 | 0 | 0 | 0 | 0 | 0 | 0 | 0 | 0 | 0 | 0 | 0 | 0 | 0 | 0 | 0 | 0 | 0
F2_Commercial_Restaurant_New_Food Preparation_Natural Gas_Griddle_E6 | F2 | Commercial | Restaurant | New | Food Preparation | Natural Gas | Griddle | E6 | TRC BC Ratio | 0 | 0 | 0 | 0 | 0 | 0 | 0 | 0 | 0 | 0 | 0 | 0 | 0 | 0 | 0 | 0 | 0 | 0 | 0 | 0 | 0 | 0 | 0 | 0 | 0 | 0 | 0 | 0 | 0 | 0 | 0
F2_Commercial_Restaurant_New_Food Preparation_Natural Gas_Griddle_E7 | F2 | Commercial | Restaurant | New | Food Preparation | Natural Gas | Griddle | E7 | TRC BC Ratio | 0 | 0 | 0 | 0 | 0 | 0 | 0 | 0 | 0 | 0 | 0 | 0 | 0 | 0 | 0 | 0 | 0 | 0 | 0 | 0 | 0 | 0 | 0 | 0 | 0 | 0 | 0 | 0 | 0 | 0 | 0
F2_Commercial_Restaurant_New_Food Preparation_Natural Gas_Griddle_E8 | F2 | Commercial | Restaurant | New | Food Preparation | Natural Gas | Griddle | E8 | TRC BC Ratio | 0 | 0 | 0 | 0 | 0 | 0 | 0 | 0 | 0 | 0 | 0 | 0 | 0 | 0 | 0 | 0 | 0 | 0 | 0 | 0 | 0 | 0 | 0 | 0 | 0 | 0 | 0 | 0 | 0 | 0 | 0
F2_Commercial_Restaurant_New_Food Preparation_Natural Gas_Griddle_E9 | F2 | Commercial | Restaurant | New | Food Preparation | Natural Gas | Griddle | E9 | TRC BC Ratio | 0 | 0 | 0 | 0 | 0 | 0 | 0 | 0 | 0 | 0 | 0 | 0 | 0 | 0 | 0 | 0 | 0 | 0 | 0 | 0 | 0 | 0 | 0 | 0 | 0 | 0 | 0 | 0 | 0 | 0 | 0
F2_Commercial_Restaurant_New_Food Preparation_Natural Gas_Griddle_E10 | F2 | Commercial | Restaurant | New | Food Preparation | Natural Gas | Griddle | E10 | TRC BC Ratio | 0 | 0 | 0 | 0 | 0 | 0 | 0 | 0 | 0 | 0 | 0 | 0 | 0 | 0 | 0 | 0 | 0 | 0 | 0 | 0 | 0 | 0 | 0 | 0 | 0 | 0 | 0 | 0 | 0 | 0 | 0
F3_Commercial_Restaurant_New_Food Preparation_Natural Gas_Griddle_E1 | F3 | Commercial | Restaurant | New | Food Preparation | Natural Gas | Griddle | E1 | PACT BC Ratio | 0.9 | 0.9 | 0.9 | 0.9 | 0.9 | 0.9 | 0.9 | 0.9 | 0.9 | 0.9 | 0.9 | 0.9 | 0.9 | 0.9 | 0.9 | 0.9 | 0.9 | 0.9 | 0.9 | 0.9 | 0.9 | 0.9 | 0.9 | 0.9 | 0.9 | 0.9 | 0.9 | 0.9 | 0.9 | 0.9 | 0.9
F3_Commercial_Restaurant_New_Food Preparation_Natural Gas_Griddle_E2 | F3 | Commercial | Restaurant | New | Food Preparation | Natural Gas | Griddle | E2 | PACT BC Ratio | 1.796 | 1.8237 | 1.8438 | 1.8336 | 1.8354 | 1.73 | 1.6428 | 1.5942 | 1.574 | 1.6323 | 1.7089 | 1.789 | 1.643 | 1.7404 | 1.7464 | 1.7377 | 1.7393 | 1.7446 | 1.7113 | 1.7314 | 1.745 | 1.764 | 1.7886 | 0.89704 | 0.87953 | 0.86307 | 0.84752 | 0.83272 | 0.81854 | 0.80489 | 0.79167
F3_Commercial_Restaurant_New_Food Preparation_Natural Gas_Griddle_E3 | F3 | Commercial | Restaurant | New | Food Preparation | Natural Gas | Griddle | E3 | PACT BC Ratio | 0 | 0 | 0 | 0 | 0 | 0 | 0 | 0 | 0 | 0 | 0 | 0 | 0 | 0 | 0 | 0 | 0 | 0 | 0 | 0 | 0 | 0 | 0 | 0 | 0 | 0 | 0 | 0 | 0 | 0 | 0
F3_Commercial_Restaurant_New_Food Preparation_Natural Gas_Griddle_E4 | F3 | Commercial | Restaurant | New | Food Preparation | Natural Gas | Griddle | E4 | PACT BC Ratio | 0 | 0 | 0 | 0 | 0 | 0 | 0 | 0 | 0 | 0 | 0 | 0 | 0 | 0 | 0 | 0 | 0 | 0 | 0 | 0 | 0 | 0 | 0 | 0 | 0 | 0 | 0 | 0 | 0 | 0 | 0
F3_Commercial_Restaurant_New_Food Preparation_Natural Gas_Griddle_E5 | F3 | Commercial | Restaurant | New | Food Preparation | Natural Gas | Griddle | E5 | PACT BC Ratio | 0 | 0 | 0 | 0 | 0 | 0 | 0 | 0 | 0 | 0 | 0 | 0 | 0 | 0 | 0 | 0 | 0 | 0 | 0 | 0 | 0 | 0 | 0 | 0 | 0 | 0 | 0 | 0 | 0 | 0 | 0
F3_Commercial_Restaurant_New_Food Preparation_Natural Gas_Griddle_E6 | F3 | Commercial | Restaurant | New | Food Preparation | Natural Gas | Griddle | E6 | PACT BC Ratio | 0 | 0 | 0 | 0 | 0 | 0 | 0 | 0 | 0 | 0 | 0 | 0 | 0 | 0 | 0 | 0 | 0 | 0 | 0 | 0 | 0 | 0 | 0 | 0 | 0 | 0 | 0 | 0 | 0 | 0 | 0
F3_Commercial_Restaurant_New_Food Preparation_Natural Gas_Griddle_E7 | F3 | Commercial | Restaurant | New | Food Preparation | Natural Gas | Griddle | E7 | PACT BC Ratio | 0 | 0 | 0 | 0 | 0 | 0 | 0 | 0 | 0 | 0 | 0 | 0 | 0 | 0 | 0 | 0 | 0 | 0 | 0 | 0 | 0 | 0 | 0 | 0 | 0 | 0 | 0 | 0 | 0 | 0 | 0
F3_Commercial_Restaurant_New_Food Preparation_Natural Gas_Griddle_E8 | F3 | Commercial | Restaurant | New | Food Preparation | Natural Gas | Griddle | E8 | PACT BC Ratio | 0 | 0 | 0 | 0 | 0 | 0 | 0 | 0 | 0 | 0 | 0 | 0 | 0 | 0 | 0 | 0 | 0 | 0 | 0 | 0 | 0 | 0 | 0 | 0 | 0 | 0 | 0 | 0 | 0 | 0 | 0
F3_Commercial_Restaurant_New_Food Preparation_Natural Gas_Griddle_E9 | F3 | Commercial | Restaurant | New | Food Preparation | Natural Gas | Griddle | E9 | PACT BC Ratio | 0 | 0 | 0 | 0 | 0 | 0 | 0 | 0 | 0 | 0 | 0 | 0 | 0 | 0 | 0 | 0 | 0 | 0 | 0 | 0 | 0 | 0 | 0 | 0 | 0 | 0 | 0 | 0 | 0 | 0 | 0
F3_Commercial_Restaurant_New_Food Preparation_Natural Gas_Griddle_E10 | F3 | Commercial | Restaurant | New | Food Preparation | Natural Gas | Griddle | E10 | PACT BC Ratio | 0 | 0 | 0 | 0 | 0 | 0 | 0 | 0 | 0 | 0 | 0 | 0 | 0 | 0 | 0 | 0 | 0 | 0 | 0 | 0 | 0 | 0 | 0 | 0 | 0 | 0 | 0 | 0 | 0 | 0 | 0
F4_Commercial_Restaurant_New_Food Preparation_Natural Gas_Griddle_E1 | F4 | Commercial | Restaurant | New | Food Preparation | Natural Gas | Griddle | E1 | PCT BC Ratio | 0.9 | 0.9 | 0.9 | 0.9 | 0.9 | 0.9 | 0.9 | 0.9 | 0.9 | 0.9 | 0.9 | 0.9 | 0.9 | 0.9 | 0.9 | 0.9 | 0.9 | 0.9 | 0.9 | 0.9 | 0.9 | 0.9 | 0.9 | 0.9 | 0.9 | 0.9 | 0.9 | 0.9 | 0.9 | 0.9 | 0.9
F4_Commercial_Restaurant_New_Food Preparation_Natural Gas_Griddle_E2 | F4 | Commercial | Restaurant | New | Food Preparation | Natural Gas | Griddle | E2 | PCT BC Ratio | 5.5186 | 5.5883 | 5.639 | 5.6131 | 5.6178 | 5.3526 | 5.1333 | 5.0108 | 4.96 | 5.1068 | 5.2995 | 5.501 | 5.1337 | 5.3789 | 5.3938 | 5.3719 | 5.3759 | 5.3893 | 5.3055 | 5.3561 | 5.3902 | 5.4382 | 5.5 | 3.2569 | 3.2128 | 3.1714 | 3.1323 | 3.0951 | 3.0594 | 3.0251 | 2.9918
F4_Commercial_Restaurant_New_Food Preparation_Natural Gas_Griddle_E3 | F4 | Commercial | Restaurant | New | Food Preparation | Natural Gas | Griddle | E3 | PCT BC Ratio | 0 | 0 | 0 | 0 | 0 | 0 | 0 | 0 | 0 | 0 | 0 | 0 | 0 | 0 | 0 | 0 | 0 | 0 | 0 | 0 | 0 | 0 | 0 | 0 | 0 | 0 | 0 | 0 | 0 | 0 | 0
F4_Commercial_Restaurant_New_Food Preparation_Natural Gas_Griddle_E4 | F4 | Commercial | Restaurant | New | Food Preparation | Natural Gas | Griddle | E4 | PCT BC Ratio | 0 | 0 | 0 | 0 | 0 | 0 | 0 | 0 | 0 | 0 | 0 | 0 | 0 | 0 | 0 | 0 | 0 | 0 | 0 | 0 | 0 | 0 | 0 | 0 | 0 | 0 | 0 | 0 | 0 | 0 | 0
F4_Commercial_Restaurant_New_Food Preparation_Natural Gas_Griddle_E5 | F4 | Commercial | Restaurant | New | Food Preparation | Natural Gas | Griddle | E5 | PCT BC Ratio | 0 | 0 | 0 | 0 | 0 | 0 | 0 | 0 | 0 | 0 | 0 | 0 | 0 | 0 | 0 | 0 | 0 | 0 | 0 | 0 | 0 | 0 | 0 | 0 | 0 | 0 | 0 | 0 | 0 | 0 | 0
F4_Commercial_Restaurant_New_Food Preparation_Natural Gas_Griddle_E6 | F4 | Commercial | Restaurant | New | Food Preparation | Natural Gas | Griddle | E6 | PCT BC Ratio | 0 | 0 | 0 | 0 | 0 | 0 | 0 | 0 | 0 | 0 | 0 | 0 | 0 | 0 | 0 | 0 | 0 | 0 | 0 | 0 | 0 | 0 | 0 | 0 | 0 | 0 | 0 | 0 | 0 | 0 | 0
F4_Commercial_Restaurant_New_Food Preparation_Natural Gas_Griddle_E7 | F4 | Commercial | Restaurant | New | Food Preparation | Natural Gas | Griddle | E7 | PCT BC Ratio | 0 | 0 | 0 | 0 | 0 | 0 | 0 | 0 | 0 | 0 | 0 | 0 | 0 | 0 | 0 | 0 | 0 | 0 | 0 | 0 | 0 | 0 | 0 | 0 | 0 | 0 | 0 | 0 | 0 | 0 | 0
F4_Commercial_Restaurant_New_Food Preparation_Natural Gas_Griddle_E8 | F4 | Commercial | Restaurant | New | Food Preparation | Natural Gas | Griddle | E8 | PCT BC Ratio | 0 | 0 | 0 | 0 | 0 | 0 | 0 | 0 | 0 | 0 | 0 | 0 | 0 | 0 | 0 | 0 | 0 | 0 | 0 | 0 | 0 | 0 | 0 | 0 | 0 | 0 | 0 | 0 | 0 | 0 | 0
F4_Commercial_Restaurant_New_Food Preparation_Natural Gas_Griddle_E9 | F4 | Commercial | Restaurant | New | Food Preparation | Natural Gas | Griddle | E9 | PCT BC Ratio | 0 | 0 | 0 | 0 | 0 | 0 | 0 | 0 | 0 | 0 | 0 | 0 | 0 | 0 | 0 | 0 | 0 | 0 | 0 | 0 | 0 | 0 | 0 | 0 | 0 | 0 | 0 | 0 | 0 | 0 | 0
F4_Commercial_Restaurant_New_Food Preparation_Natural Gas_Griddle_E10 | F4 | Commercial | Restaurant | New | Food Preparation | Natural Gas | Griddle | E10 | PCT BC Ratio | 0 | 0 | 0 | 0 | 0 | 0 | 0 | 0 | 0 | 0 | 0 | 0 | 0 | 0 | 0 | 0 | 0 | 0 | 0 | 0 | 0 | 0 | 0 | 0 | 0 | 0 | 0 | 0 | 0 | 0 | 0
F5_Commercial_Restaurant_New_Food Preparation_Natural Gas_Griddle_E1 | F5 | Commercial | Restaurant | New | Food Preparation | Natural Gas | Griddle | E1 | RIM BC Ratio | 0.9 | 0.9 | 0.9 | 0.9 | 0.9 | 0.9 | 0.9 | 0.9 | 0.9 | 0.9 | 0.9 | 0.9 | 0.9 | 0.9 | 0.9 | 0.9 | 0.9 | 0.9 | 0.9 | 0.9 | 0.9 | 0.9 | 0.9 | 0.9 | 0.9 | 0.9 | 0.9 | 0.9 | 0.9 | 0.9 | 0.9
F5_Commercial_Restaurant_New_Food Preparation_Natural Gas_Griddle_E2 | F5 | Commercial | Restaurant | New | Food Preparation | Natural Gas | Griddle | E2 | RIM BC Ratio | 0.56985 | 0.57261 | 0.57458 | 0.57358 | 0.57376 | 0.56303 | 0.55347 | 0.54784 | 0.54543 | 0.55227 | 0.56078 | 0.56914 | 0.55349 | 0.56413 | 0.56476 | 0.56384 | 0.56401 | 0.56457 | 0.56103 | 0.56318 | 0.56461 | 0.56659 | 0.5691 | 0.43237 | 0.42826 | 0.42432 | 0.42052 | 0.41685 | 0.41327 | 0.40976 | 0.4063
F5_Commercial_Restaurant_New_Food Preparation_Natural Gas_Griddle_E3 | F5 | Commercial | Restaurant | New | Food Preparation | Natural Gas | Griddle | E3 | RIM BC Ratio | 0 | 0 | 0 | 0 | 0 | 0 | 0 | 0 | 0 | 0 | 0 | 0 | 0 | 0 | 0 | 0 | 0 | 0 | 0 | 0 | 0 | 0 | 0 | 0 | 0 | 0 | 0 | 0 | 0 | 0 | 0
F5_Commercial_Restaurant_New_Food Preparation_Natural Gas_Griddle_E4 | F5 | Commercial | Restaurant | New | Food Preparation | Natural Gas | Griddle | E4 | RIM BC Ratio | 0 | 0 | 0 | 0 | 0 | 0 | 0 | 0 | 0 | 0 | 0 | 0 | 0 | 0 | 0 | 0 | 0 | 0 | 0 | 0 | 0 | 0 | 0 | 0 | 0 | 0 | 0 | 0 | 0 | 0 | 0
F5_Commercial_Restaurant_New_Food Preparation_Natural Gas_Griddle_E5 | F5 | Commercial | Restaurant | New | Food Preparation | Natural Gas | Griddle | E5 | RIM BC Ratio | 0 | 0 | 0 | 0 | 0 | 0 | 0 | 0 | 0 | 0 | 0 | 0 | 0 | 0 | 0 | 0 | 0 | 0 | 0 | 0 | 0 | 0 | 0 | 0 | 0 | 0 | 0 | 0 | 0 | 0 | 0
F5_Commercial_Restaurant_New_Food Preparation_Natural Gas_Griddle_E6 | F5 | Commercial | Restaurant | New | Food Preparation | Natural Gas | Griddle | E6 | RIM BC Ratio | 0 | 0 | 0 | 0 | 0 | 0 | 0 | 0 | 0 | 0 | 0 | 0 | 0 | 0 | 0 | 0 | 0 | 0 | 0 | 0 | 0 | 0 | 0 | 0 | 0 | 0 | 0 | 0 | 0 | 0 | 0
F5_Commercial_Restaurant_New_Food Preparation_Natural Gas_Griddle_E7 | F5 | Commercial | Restaurant | New | Food Preparation | Natural Gas | Griddle | E7 | RIM BC Ratio | 0 | 0 | 0 | 0 | 0 | 0 | 0 | 0 | 0 | 0 | 0 | 0 | 0 | 0 | 0 | 0 | 0 | 0 | 0 | 0 | 0 | 0 | 0 | 0 | 0 | 0 | 0 | 0 | 0 | 0 | 0
F5_Commercial_Restaurant_New_Food Preparation_Natural Gas_Griddle_E8 | F5 | Commercial | Restaurant | New | Food Preparation | Natural Gas | Griddle | E8 | RIM BC Ratio | 0 | 0 | 0 | 0 | 0 | 0 | 0 | 0 | 0 | 0 | 0 | 0 | 0 | 0 | 0 | 0 | 0 | 0 | 0 | 0 | 0 | 0 | 0 | 0 | 0 | 0 | 0 | 0 | 0 | 0 | 0
F5_Commercial_Restaurant_New_Food Preparation_Natural Gas_Griddle_E9 | F5 | Commercial | Restaurant | New | Food Preparation | Natural Gas | Griddle | E9 | RIM BC Ratio | 0 | 0 | 0 | 0 | 0 | 0 | 0 | 0 | 0 | 0 | 0 | 0 | 0 | 0 | 0 | 0 | 0 | 0 | 0 | 0 | 0 | 0 | 0 | 0 | 0 | 0 | 0 | 0 | 0 | 0 | 0
F5_Commercial_Restaurant_New_Food Preparation_Natural Gas_Griddle_E10 | F5 | Commercial | Restaurant | New | Food Preparation | Natural Gas | Griddle | E10 | RIM BC Ratio | 0 | 0 | 0 | 0 | 0 | 0 | 0 | 0 | 0 | 0 | 0 | 0 | 0 | 0 | 0 | 0 | 0 | 0 | 0 | 0 | 0 | 0 | 0 | 0 | 0 | 0 | 0 | 0 | 0 | 0 | 0
F0_Commercial_Restaurant_New_Food Preparation_Natural Gas_Range_E0 | F0 | Commercial | Restaurant | New | Food Preparation | Natural Gas | Range | E0 | Economic Unit | High Efficiency | High Efficiency | High Efficiency | High Efficiency | High Efficiency | High Efficiency | High Efficiency | High Efficiency | High Efficiency | High Efficiency | High Efficiency | High Efficiency | High Efficiency | High Efficiency | High Efficiency | High Efficiency | High Efficiency | High Efficiency | High Efficiency | High Efficiency | High Efficiency | High Efficiency | High Efficiency | High Efficiency | High Efficiency | High Efficiency | High Efficiency | High Efficiency | High Efficiency | High Efficiency | High Efficiency
F1_Commercial_Restaurant_New_Food Preparation_Natural Gas_Range_E1 | F1 | Commercial | Restaurant | New | Food Preparation | Natural Gas | Range | E1 | CCE | 0 | 0 | 0 | 0 | 0 | 0 | 0 | 0 | 0 | 0 | 0 | 0 | 0 | 0 | 0 | 0 | 0 | 0 | 0 | 0 | 0 | 0 | 0 | 0 | 0 | 0 | 0 | 0 | 0 | 0 | 0
F1_Commercial_Restaurant_New_Food Preparation_Natural Gas_Range_E2 | F1 | Commercial | Restaurant | New | Food Preparation | Natural Gas | Range | E2 | CCE | 9.6499e-06 | 9.277e-06 | 9.3212e-06 | 9.4186e-06 | 9.4186e-06 | 9.4186e-06 | 9.4186e-06 | 9.4186e-06 | 9.4186e-06 | 9.4186e-06 | 9.4186e-06 | 9.4186e-06 | 9.4186e-06 | 9.4186e-06 | 9.4186e-06 | 9.4186e-06 | 9.4186e-06 | 9.4186e-06 | 9.4186e-06 | 9.4186e-06 | 9.4186e-06 | 9.4186e-06 | 9.4186e-06 | 9.4186e-06 | 9.4186e-06 | 9.4186e-06 | 9.4186e-06 | 9.4186e-06 | 9.4186e-06 | 9.4186e-06 | 9.4186e-06
F1_Commercial_Restaurant_New_Food Preparation_Natural Gas_Range_E3 | F1 | Commercial | Restaurant | New | Food Preparation | Natural Gas | Range | E3 | CCE | 0 | 0 | 0 | 0 | 0 | 0 | 0 | 0 | 0 | 0 | 0 | 0 | 0 | 0 | 0 | 0 | 0 | 0 | 0 | 0 | 0 | 0 | 0 | 0 | 0 | 0 | 0 | 0 | 0 | 0 | 0
F1_Commercial_Restaurant_New_Food Preparation_Natural Gas_Range_E4 | F1 | Commercial | Restaurant | New | Food Preparation | Natural Gas | Range | E4 | CCE | 0 | 0 | 0 | 0 | 0 | 0 | 0 | 0 | 0 | 0 | 0 | 0 | 0 | 0 | 0 | 0 | 0 | 0 | 0 | 0 | 0 | 0 | 0 | 0 | 0 | 0 | 0 | 0 | 0 | 0 | 0
F1_Commercial_Restaurant_New_Food Preparation_Natural Gas_Range_E5 | F1 | Commercial | Restaurant | New | Food Preparation | Natural Gas | Range | E5 | CCE | 0 | 0 | 0 | 0 | 0 | 0 | 0 | 0 | 0 | 0 | 0 | 0 | 0 | 0 | 0 | 0 | 0 | 0 | 0 | 0 | 0 | 0 | 0 | 0 | 0 | 0 | 0 | 0 | 0 | 0 | 0
F1_Commercial_Restaurant_New_Food Preparation_Natural Gas_Range_E6 | F1 | Commercial | Restaurant | New | Food Preparation | Natural Gas | Range | E6 | CCE | 0 | 0 | 0 | 0 | 0 | 0 | 0 | 0 | 0 | 0 | 0 | 0 | 0 | 0 | 0 | 0 | 0 | 0 | 0 | 0 | 0 | 0 | 0 | 0 | 0 | 0 | 0 | 0 | 0 | 0 | 0
F1_Commercial_Restaurant_New_Food Preparation_Natural Gas_Range_E7 | F1 | Commercial | Restaurant | New | Food Preparation | Natural Gas | Range | E7 | CCE | 0 | 0 | 0 | 0 | 0 | 0 | 0 | 0 | 0 | 0 | 0 | 0 | 0 | 0 | 0 | 0 | 0 | 0 | 0 | 0 | 0 | 0 | 0 | 0 | 0 | 0 | 0 | 0 | 0 | 0 | 0
F1_Commercial_Restaurant_New_Food Preparation_Natural Gas_Range_E8 | F1 | Commercial | Restaurant | New | Food Preparation | Natural Gas | Range | E8 | CCE | 0 | 0 | 0 | 0 | 0 | 0 | 0 | 0 | 0 | 0 | 0 | 0 | 0 | 0 | 0 | 0 | 0 | 0 | 0 | 0 | 0 | 0 | 0 | 0 | 0 | 0 | 0 | 0 | 0 | 0 | 0
F1_Commercial_Restaurant_New_Food Preparation_Natural Gas_Range_E9 | F1 | Commercial | Restaurant | New | Food Preparation | Natural Gas | Range | E9 | CCE | 0 | 0 | 0 | 0 | 0 | 0 | 0 | 0 | 0 | 0 | 0 | 0 | 0 | 0 | 0 | 0 | 0 | 0 | 0 | 0 | 0 | 0 | 0 | 0 | 0 | 0 | 0 | 0 | 0 | 0 | 0
F1_Commercial_Restaurant_New_Food Preparation_Natural Gas_Range_E10 | F1 | Commercial | Restaurant | New | Food Preparation | Natural Gas | Range | E10 | CCE | 0 | 0 | 0 | 0 | 0 | 0 | 0 | 0 | 0 | 0 | 0 | 0 | 0 | 0 | 0 | 0 | 0 | 0 | 0 | 0 | 0 | 0 | 0 | 0 | 0 | 0 | 0 | 0 | 0 | 0 | 0
F2_Commercial_Restaurant_New_Food Preparation_Natural Gas_Range_E1 | F2 | Commercial | Restaurant | New | Food Preparation | Natural Gas | Range | E1 | TRC BC Ratio | 0.9 | 0.9 | 0.9 | 0.9 | 0.9 | 0.9 | 0.9 | 0.9 | 0.9 | 0.9 | 0.9 | 0.9 | 0.9 | 0.9 | 0.9 | 0.9 | 0.9 | 0.9 | 0.9 | 0.9 | 0.9 | 0.9 | 0.9 | 0.9 | 0.9 | 0.9 | 0.9 | 0.9 | 0.9 | 0.9 | 0.9
F2_Commercial_Restaurant_New_Food Preparation_Natural Gas_Range_E2 | F2 | Commercial | Restaurant | New | Food Preparation | Natural Gas | Range | E2 | TRC BC Ratio | 1057.5122 | 1078.4736 | 1093.4653 | 1109.7176 | 1133.061 | 1061.5651 | 1005.6887 | 976.305 | 965.7499 | 949.553 | 938.6219 | 988.3561 | 884.5366 | 945.4449 | 1023.6163 | 1099.6016 | 1102.4375 | 1107.7013 | 1086.5344 | 1101.6349 | 1112.2016 | 1126.4659 | 1144.3937 | 539.0652 | 528.311 | 518.2462 | 508.7709 | 499.7846 | 491.2032 | 482.9519 | 474.9797
F2_Commercial_Restaurant_New_Food Preparation_Natural Gas_Range_E3 | F2 | Commercial | Restaurant | New | Food Preparation | Natural Gas | Range | E3 | TRC BC Ratio | 0 | 0 | 0 | 0 | 0 | 0 | 0 | 0 | 0 | 0 | 0 | 0 | 0 | 0 | 0 | 0 | 0 | 0 | 0 | 0 | 0 | 0 | 0 | 0 | 0 | 0 | 0 | 0 | 0 | 0 | 0
F2_Commercial_Restaurant_New_Food Preparation_Natural Gas_Range_E4 | F2 | Commercial | Restaurant | New | Food Preparation | Natural Gas | Range | E4 | TRC BC Ratio | 0 | 0 | 0 | 0 | 0 | 0 | 0 | 0 | 0 | 0 | 0 | 0 | 0 | 0 | 0 | 0 | 0 | 0 | 0 | 0 | 0 | 0 | 0 | 0 | 0 | 0 | 0 | 0 | 0 | 0 | 0
F2_Commercial_Restaurant_New_Food Preparation_Natural Gas_Range_E5 | F2 | Commercial | Restaurant | New | Food Preparation | Natural Gas | Range | E5 | TRC BC Ratio | 0 | 0 | 0 | 0 | 0 | 0 | 0 | 0 | 0 | 0 | 0 | 0 | 0 | 0 | 0 | 0 | 0 | 0 | 0 | 0 | 0 | 0 | 0 | 0 | 0 | 0 | 0 | 0 | 0 | 0 | 0
F2_Commercial_Restaurant_New_Food Preparation_Natural Gas_Range_E6 | F2 | Commercial | Restaurant | New | Food Preparation | Natural Gas | Range | E6 | TRC BC Ratio | 0 | 0 | 0 | 0 | 0 | 0 | 0 | 0 | 0 | 0 | 0 | 0 | 0 | 0 | 0 | 0 | 0 | 0 | 0 | 0 | 0 | 0 | 0 | 0 | 0 | 0 | 0 | 0 | 0 | 0 | 0
F2_Commercial_Restaurant_New_Food Preparation_Natural Gas_Range_E7 | F2 | Commercial | Restaurant | New | Food Preparation | Natural Gas | Range | E7 | TRC BC Ratio | 0 | 0 | 0 | 0 | 0 | 0 | 0 | 0 | 0 | 0 | 0 | 0 | 0 | 0 | 0 | 0 | 0 | 0 | 0 | 0 | 0 | 0 | 0 | 0 | 0 | 0 | 0 | 0 | 0 | 0 | 0
F2_Commercial_Restaurant_New_Food Preparation_Natural Gas_Range_E8 | F2 | Commercial | Restaurant | New | Food Preparation | Natural Gas | Range | E8 | TRC BC Ratio | 0 | 0 | 0 | 0 | 0 | 0 | 0 | 0 | 0 | 0 | 0 | 0 | 0 | 0 | 0 | 0 | 0 | 0 | 0 | 0 | 0 | 0 | 0 | 0 | 0 | 0 | 0 | 0 | 0 | 0 | 0
F2_Commercial_Restaurant_New_Food Preparation_Natural Gas_Range_E9 | F2 | Commercial | Restaurant | New | Food Preparation | Natural Gas | Range | E9 | TRC BC Ratio | 0 | 0 | 0 | 0 | 0 | 0 | 0 | 0 | 0 | 0 | 0 | 0 | 0 | 0 | 0 | 0 | 0 | 0 | 0 | 0 | 0 | 0 | 0 | 0 | 0 | 0 | 0 | 0 | 0 | 0 | 0
F2_Commercial_Restaurant_New_Food Preparation_Natural Gas_Range_E10 | F2 | Commercial | Restaurant | New | Food Preparation | Natural Gas | Range | E10 | TRC BC Ratio | 0 | 0 | 0 | 0 | 0 | 0 | 0 | 0 | 0 | 0 | 0 | 0 | 0 | 0 | 0 | 0 | 0 | 0 | 0 | 0 | 0 | 0 | 0 | 0 | 0 | 0 | 0 | 0 | 0 | 0 | 0
F3_Commercial_Restaurant_New_Food Preparation_Natural Gas_Range_E1 | F3 | Commercial | Restaurant | New | Food Preparation | Natural Gas | Range | E1 | PACT BC Ratio | 0.9 | 0.9 | 0.9 | 0.9 | 0.9 | 0.9 | 0.9 | 0.9 | 0.9 | 0.9 | 0.9 | 0.9 | 0.9 | 0.9 | 0.9 | 0.9 | 0.9 | 0.9 | 0.9 | 0.9 | 0.9 | 0.9 | 0.9 | 0.9 | 0.9 | 0.9 | 0.9 | 0.9 | 0.9 | 0.9 | 0.9
F3_Commercial_Restaurant_New_Food Preparation_Natural Gas_Range_E2 | F3 | Commercial | Restaurant | New | Food Preparation | Natural Gas | Range | E2 | PACT BC Ratio | 1057.5122 | 1078.4736 | 1093.4653 | 1109.7176 | 1133.061 | 1061.5651 | 1005.6887 | 976.305 | 965.7499 | 949.553 | 938.6219 | 988.3561 | 884.5366 | 945.4449 | 1023.6163 | 1099.6016 | 1102.4375 | 1107.7013 | 1086.5344 | 1101.6349 | 1112.2016 | 1126.4659 | 1144.3937 | 539.0652 | 528.311 | 518.2462 | 508.7709 | 499.7846 | 491.2032 | 482.9519 | 474.9797
F3_Commercial_Restaurant_New_Food Preparation_Natural Gas_Range_E3 | F3 | Commercial | Restaurant | New | Food Preparation | Natural Gas | Range | E3 | PACT BC Ratio | 0 | 0 | 0 | 0 | 0 | 0 | 0 | 0 | 0 | 0 | 0 | 0 | 0 | 0 | 0 | 0 | 0 | 0 | 0 | 0 | 0 | 0 | 0 | 0 | 0 | 0 | 0 | 0 | 0 | 0 | 0
F3_Commercial_Restaurant_New_Food Preparation_Natural Gas_Range_E4 | F3 | Commercial | Restaurant | New | Food Preparation | Natural Gas | Range | E4 | PACT BC Ratio | 0 | 0 | 0 | 0 | 0 | 0 | 0 | 0 | 0 | 0 | 0 | 0 | 0 | 0 | 0 | 0 | 0 | 0 | 0 | 0 | 0 | 0 | 0 | 0 | 0 | 0 | 0 | 0 | 0 | 0 | 0
F3_Commercial_Restaurant_New_Food Preparation_Natural Gas_Range_E5 | F3 | Commercial | Restaurant | New | Food Preparation | Natural Gas | Range | E5 | PACT BC Ratio | 0 | 0 | 0 | 0 | 0 | 0 | 0 | 0 | 0 | 0 | 0 | 0 | 0 | 0 | 0 | 0 | 0 | 0 | 0 | 0 | 0 | 0 | 0 | 0 | 0 | 0 | 0 | 0 | 0 | 0 | 0
F3_Commercial_Restaurant_New_Food Preparation_Natural Gas_Range_E6 | F3 | Commercial | Restaurant | New | Food Preparation | Natural Gas | Range | E6 | PACT BC Ratio | 0 | 0 | 0 | 0 | 0 | 0 | 0 | 0 | 0 | 0 | 0 | 0 | 0 | 0 | 0 | 0 | 0 | 0 | 0 | 0 | 0 | 0 | 0 | 0 | 0 | 0 | 0 | 0 | 0 | 0 | 0
F3_Commercial_Restaurant_New_Food Preparation_Natural Gas_Range_E7 | F3 | Commercial | Restaurant | New | Food Preparation | Natural Gas | Range | E7 | PACT BC Ratio | 0 | 0 | 0 | 0 | 0 | 0 | 0 | 0 | 0 | 0 | 0 | 0 | 0 | 0 | 0 | 0 | 0 | 0 | 0 | 0 | 0 | 0 | 0 | 0 | 0 | 0 | 0 | 0 | 0 | 0 | 0
F3_Commercial_Restaurant_New_Food Preparation_Natural Gas_Range_E8 | F3 | Commercial | Restaurant | New | Food Preparation | Natural Gas | Range | E8 | PACT BC Ratio | 0 | 0 | 0 | 0 | 0 | 0 | 0 | 0 | 0 | 0 | 0 | 0 | 0 | 0 | 0 | 0 | 0 | 0 | 0 | 0 | 0 | 0 | 0 | 0 | 0 | 0 | 0 | 0 | 0 | 0 | 0
F3_Commercial_Restaurant_New_Food Preparation_Natural Gas_Range_E9 | F3 | Commercial | Restaurant | New | Food Preparation | Natural Gas | Range | E9 | PACT BC Ratio | 0 | 0 | 0 | 0 | 0 | 0 | 0 | 0 | 0 | 0 | 0 | 0 | 0 | 0 | 0 | 0 | 0 | 0 | 0 | 0 | 0 | 0 | 0 | 0 | 0 | 0 | 0 | 0 | 0 | 0 | 0
F3_Commercial_Restaurant_New_Food Preparation_Natural Gas_Range_E10 | F3 | Commercial | Restaurant | New | Food Preparation | Natural Gas | Range | E10 | PACT BC Ratio | 0 | 0 | 0 | 0 | 0 | 0 | 0 | 0 | 0 | 0 | 0 | 0 | 0 | 0 | 0 | 0 | 0 | 0 | 0 | 0 | 0 | 0 | 0 | 0 | 0 | 0 | 0 | 0 | 0 | 0 | 0
F4_Commercial_Restaurant_New_Food Preparation_Natural Gas_Range_E1 | F4 | Commercial | Restaurant | New | Food Preparation | Natural Gas | Range | E1 | PCT BC Ratio | 0.9 | 0.9 | 0.9 | 0.9 | 0.9 | 0.9 | 0.9 | 0.9 | 0.9 | 0.9 | 0.9 | 0.9 | 0.9 | 0.9 | 0.9 | 0.9 | 0.9 | 0.9 | 0.9 | 0.9 | 0.9 | 0.9 | 0.9 | 0.9 | 0.9 | 0.9 | 0.9 | 0.9 | 0.9 | 0.9 | 0.9
F4_Commercial_Restaurant_New_Food Preparation_Natural Gas_Range_E2 | F4 | Commercial | Restaurant | New | Food Preparation | Natural Gas | Range | E2 | PCT BC Ratio | 2661.6339 | 2714.3714 | 2752.0895 | 2792.9794 | 2851.7097 | 2671.8307 | 2531.2492 | 2457.3217 | 2430.7657 | 2390.0152 | 2362.5134 | 2487.6415 | 2226.4381 | 2379.6796 | 2576.3539 | 2767.528 | 2774.663 | 2787.9063 | 2734.6519 | 2772.6439 | 2799.2289 | 2835.117 | 2880.2223 | 1357.254 | 1330.197 | 1304.8747 | 1281.0353 | 1258.4265 | 1236.8363 | 1216.0765 | 1196.0188
F4_Commercial_Restaurant_New_Food Preparation_Natural Gas_Range_E3 | F4 | Commercial | Restaurant | New | Food Preparation | Natural Gas | Range | E3 | PCT BC Ratio | 0 | 0 | 0 | 0 | 0 | 0 | 0 | 0 | 0 | 0 | 0 | 0 | 0 | 0 | 0 | 0 | 0 | 0 | 0 | 0 | 0 | 0 | 0 | 0 | 0 | 0 | 0 | 0 | 0 | 0 | 0
F4_Commercial_Restaurant_New_Food Preparation_Natural Gas_Range_E4 | F4 | Commercial | Restaurant | New | Food Preparation | Natural Gas | Range | E4 | PCT BC Ratio | 0 | 0 | 0 | 0 | 0 | 0 | 0 | 0 | 0 | 0 | 0 | 0 | 0 | 0 | 0 | 0 | 0 | 0 | 0 | 0 | 0 | 0 | 0 | 0 | 0 | 0 | 0 | 0 | 0 | 0 | 0
F4_Commercial_Restaurant_New_Food Preparation_Natural Gas_Range_E5 | F4 | Commercial | Restaurant | New | Food Preparation | Natural Gas | Range | E5 | PCT BC Ratio | 0 | 0 | 0 | 0 | 0 | 0 | 0 | 0 | 0 | 0 | 0 | 0 | 0 | 0 | 0 | 0 | 0 | 0 | 0 | 0 | 0 | 0 | 0 | 0 | 0 | 0 | 0 | 0 | 0 | 0 | 0
F4_Commercial_Restaurant_New_Food Preparation_Natural Gas_Range_E6 | F4 | Commercial | Restaurant | New | Food Preparation | Natural Gas | Range | E6 | PCT BC Ratio | 0 | 0 | 0 | 0 | 0 | 0 | 0 | 0 | 0 | 0 | 0 | 0 | 0 | 0 | 0 | 0 | 0 | 0 | 0 | 0 | 0 | 0 | 0 | 0 | 0 | 0 | 0 | 0 | 0 | 0 | 0
F4_Commercial_Restaurant_New_Food Preparation_Natural Gas_Range_E7 | F4 | Commercial | Restaurant | New | Food Preparation | Natural Gas | Range | E7 | PCT BC Ratio | 0 | 0 | 0 | 0 | 0 | 0 | 0 | 0 | 0 | 0 | 0 | 0 | 0 | 0 | 0 | 0 | 0 | 0 | 0 | 0 | 0 | 0 | 0 | 0 | 0 | 0 | 0 | 0 | 0 | 0 | 0
F4_Commercial_Restaurant_New_Food Preparation_Natural Gas_Range_E8 | F4 | Commercial | Restaurant | New | Food Preparation | Natural Gas | Range | E8 | PCT BC Ratio | 0 | 0 | 0 | 0 | 0 | 0 | 0 | 0 | 0 | 0 | 0 | 0 | 0 | 0 | 0 | 0 | 0 | 0 | 0 | 0 | 0 | 0 | 0 | 0 | 0 | 0 | 0 | 0 | 0 | 0 | 0
F4_Commercial_Restaurant_New_Food Preparation_Natural Gas_Range_E9 | F4 | Commercial | Restaurant | New | Food Preparation | Natural Gas | Range | E9 | PCT BC Ratio | 0 | 0 | 0 | 0 | 0 | 0 | 0 | 0 | 0 | 0 | 0 | 0 | 0 | 0 | 0 | 0 | 0 | 0 | 0 | 0 | 0 | 0 | 0 | 0 | 0 | 0 | 0 | 0 | 0 | 0 | 0
F4_Commercial_Restaurant_New_Food Preparation_Natural Gas_Range_E10 | F4 | Commercial | Restaurant | New | Food Preparation | Natural Gas | Range | E10 | PCT BC Ratio | 0 | 0 | 0 | 0 | 0 | 0 | 0 | 0 | 0 | 0 | 0 | 0 | 0 | 0 | 0 | 0 | 0 | 0 | 0 | 0 | 0 | 0 | 0 | 0 | 0 | 0 | 0 | 0 | 0 | 0 | 0
F5_Commercial_Restaurant_New_Food Preparation_Natural Gas_Range_E1 | F5 | Commercial | Restaurant | New | Food Preparation | Natural Gas | Range | E1 | RIM BC Ratio | 0.9 | 0.9 | 0.9 | 0.9 | 0.9 | 0.9 | 0.9 | 0.9 | 0.9 | 0.9 | 0.9 | 0.9 | 0.9 | 0.9 | 0.9 | 0.9 | 0.9 | 0.9 | 0.9 | 0.9 | 0.9 | 0.9 | 0.9 | 0.9 | 0.9 | 0.9 | 0.9 | 0.9 | 0.9 | 0.9 | 0.9
F5_Commercial_Restaurant_New_Food Preparation_Natural Gas_Range_E2 | F5 | Commercial | Restaurant | New | Food Preparation | Natural Gas | Range | E2 | RIM BC Ratio | 0.83402 | 0.83403 | 0.83404 | 0.83405 | 0.83406 | 0.83402 | 0.83399 | 0.83397 | 0.83396 | 0.83395 | 0.83394 | 0.83397 | 0.83389 | 0.83394 | 0.834 | 0.83405 | 0.83405 | 0.83405 | 0.83404 | 0.83405 | 0.83405 | 0.83406 | 0.83407 | 0.83339 | 0.83336 | 0.83334 | 0.83331 | 0.83329 | 0.83326 | 0.83324 | 0.83321
F5_Commercial_Restaurant_New_Food Preparation_Natural Gas_Range_E3 | F5 | Commercial | Restaurant | New | Food Preparation | Natural Gas | Range | E3 | RIM BC Ratio | 0 | 0 | 0 | 0 | 0 | 0 | 0 | 0 | 0 | 0 | 0 | 0 | 0 | 0 | 0 | 0 | 0 | 0 | 0 | 0 | 0 | 0 | 0 | 0 | 0 | 0 | 0 | 0 | 0 | 0 | 0
F5_Commercial_Restaurant_New_Food Preparation_Natural Gas_Range_E4 | F5 | Commercial | Restaurant | New | Food Preparation | Natural Gas | Range | E4 | RIM BC Ratio | 0 | 0 | 0 | 0 | 0 | 0 | 0 | 0 | 0 | 0 | 0 | 0 | 0 | 0 | 0 | 0 | 0 | 0 | 0 | 0 | 0 | 0 | 0 | 0 | 0 | 0 | 0 | 0 | 0 | 0 | 0
F5_Commercial_Restaurant_New_Food Preparation_Natural Gas_Range_E5 | F5 | Commercial | Restaurant | New | Food Preparation | Natural Gas | Range | E5 | RIM BC Ratio | 0 | 0 | 0 | 0 | 0 | 0 | 0 | 0 | 0 | 0 | 0 | 0 | 0 | 0 | 0 | 0 | 0 | 0 | 0 | 0 | 0 | 0 | 0 | 0 | 0 | 0 | 0 | 0 | 0 | 0 | 0
F5_Commercial_Restaurant_New_Food Preparation_Natural Gas_Range_E6 | F5 | Commercial | Restaurant | New | Food Preparation | Natural Gas | Range | E6 | RIM BC Ratio | 0 | 0 | 0 | 0 | 0 | 0 | 0 | 0 | 0 | 0 | 0 | 0 | 0 | 0 | 0 | 0 | 0 | 0 | 0 | 0 | 0 | 0 | 0 | 0 | 0 | 0 | 0 | 0 | 0 | 0 | 0
F5_Commercial_Restaurant_New_Food Preparation_Natural Gas_Range_E7 | F5 | Commercial | Restaurant | New | Food Preparation | Natural Gas | Range | E7 | RIM BC Ratio | 0 | 0 | 0 | 0 | 0 | 0 | 0 | 0 | 0 | 0 | 0 | 0 | 0 | 0 | 0 | 0 | 0 | 0 | 0 | 0 | 0 | 0 | 0 | 0 | 0 | 0 | 0 | 0 | 0 | 0 | 0
F5_Commercial_Restaurant_New_Food Preparation_Natural Gas_Range_E8 | F5 | Commercial | Restaurant | New | Food Preparation | Natural Gas | Range | E8 | RIM BC Ratio | 0 | 0 | 0 | 0 | 0 | 0 | 0 | 0 | 0 | 0 | 0 | 0 | 0 | 0 | 0 | 0 | 0 | 0 | 0 | 0 | 0 | 0 | 0 | 0 | 0 | 0 | 0 | 0 | 0 | 0 | 0
F5_Commercial_Restaurant_New_Food Preparation_Natural Gas_Range_E9 | F5 | Commercial | Restaurant | New | Food Preparation | Natural Gas | Range | E9 | RIM BC Ratio | 0 | 0 | 0 | 0 | 0 | 0 | 0 | 0 | 0 | 0 | 0 | 0 | 0 | 0 | 0 | 0 | 0 | 0 | 0 | 0 | 0 | 0 | 0 | 0 | 0 | 0 | 0 | 0 | 0 | 0 | 0
F5_Commercial_Restaurant_New_Food Preparation_Natural Gas_Range_E10 | F5 | Commercial | Restaurant | New | Food Preparation | Natural Gas | Range | E10 | RIM BC Ratio | 0 | 0 | 0 | 0 | 0 | 0 | 0 | 0 | 0 | 0 | 0 | 0 | 0 | 0 | 0 | 0 | 0 | 0 | 0 | 0 | 0 | 0 | 0 | 0 | 0 | 0 | 0 | 0 | 0 | 0 | 0
F0_Commercial_Restaurant_New_Food Preparation_Natural Gas_Steamer_E0 | F0 | Commercial | Restaurant | New | Food Preparation | Natural Gas | Steamer | E0 | Economic Unit | ENERGY STAR | ENERGY STAR | ENERGY STAR | ENERGY STAR | ENERGY STAR | ENERGY STAR | ENERGY STAR | ENERGY STAR | ENERGY STAR | ENERGY STAR | ENERGY STAR | ENERGY STAR | ENERGY STAR | ENERGY STAR | ENERGY STAR | ENERGY STAR | ENERGY STAR | ENERGY STAR | ENERGY STAR | ENERGY STAR | ENERGY STAR | ENERGY STAR | ENERGY STAR | ENERGY STAR | ENERGY STAR | ENERGY STAR | ENERGY STAR | ENERGY STAR | ENERGY STAR | ENERGY STAR | ENERGY STAR
F1_Commercial_Restaurant_New_Food Preparation_Natural Gas_Steamer_E1 | F1 | Commercial | Restaurant | New | Food Preparation | Natural Gas | Steamer | E1 | CCE | 0 | 0 | 0 | 0 | 0 | 0 | 0 | 0 | 0 | 0 | 0 | 0 | 0 | 0 | 0 | 0 | 0 | 0 | 0 | 0 | 0 | 0 | 0 | 0 | 0 | 0 | 0 | 0 | 0 | 0 | 0
F1_Commercial_Restaurant_New_Food Preparation_Natural Gas_Steamer_E2 | F1 | Commercial | Restaurant | New | Food Preparation | Natural Gas | Steamer | E2 | CCE | 0.0020223 | 0.0019441 | 0.0019534 | 0 | 0 | 0 | 0 | 0 | 0 | 0 | 0 | 0 | 0 | 0 | 0 | 0 | 0 | 0 | 0 | 0 | 0 | 0 | 0 | 0 | 0 | 0 | 0 | 0 | 0 | 0 | 0
F1_Commercial_Restaurant_New_Food Preparation_Natural Gas_Steamer_E3 | F1 | Commercial | Restaurant | New | Food Preparation | Natural Gas | Steamer | E3 | CCE | 0 | 0 | 0 | 0 | 0 | 0 | 0 | 0 | 0 | 0 | 0 | 0 | 0 | 0 | 0 | 0 | 0 | 0 | 0 | 0 | 0 | 0 | 0 | 0 | 0 | 0 | 0 | 0 | 0 | 0 | 0
F1_Commercial_Restaurant_New_Food Preparation_Natural Gas_Steamer_E4 | F1 | Commercial | Restaurant | New | Food Preparation | Natural Gas | Steamer | E4 | CCE | 0 | 0 | 0 | 0 | 0 | 0 | 0 | 0 | 0 | 0 | 0 | 0 | 0 | 0 | 0 | 0 | 0 | 0 | 0 | 0 | 0 | 0 | 0 | 0 | 0 | 0 | 0 | 0 | 0 | 0 | 0
F1_Commercial_Restaurant_New_Food Preparation_Natural Gas_Steamer_E5 | F1 | Commercial | Restaurant | New | Food Preparation | Natural Gas | Steamer | E5 | CCE | 0 | 0 | 0 | 0 | 0 | 0 | 0 | 0 | 0 | 0 | 0 | 0 | 0 | 0 | 0 | 0 | 0 | 0 | 0 | 0 | 0 | 0 | 0 | 0 | 0 | 0 | 0 | 0 | 0 | 0 | 0
F1_Commercial_Restaurant_New_Food Preparation_Natural Gas_Steamer_E6 | F1 | Commercial | Restaurant | New | Food Preparation | Natural Gas | Steamer | E6 | CCE | 0 | 0 | 0 | 0 | 0 | 0 | 0 | 0 | 0 | 0 | 0 | 0 | 0 | 0 | 0 | 0 | 0 | 0 | 0 | 0 | 0 | 0 | 0 | 0 | 0 | 0 | 0 | 0 | 0 | 0 | 0
F1_Commercial_Restaurant_New_Food Preparation_Natural Gas_Steamer_E7 | F1 | Commercial | Restaurant | New | Food Preparation | Natural Gas | Steamer | E7 | CCE | 0 | 0 | 0 | 0 | 0 | 0 | 0 | 0 | 0 | 0 | 0 | 0 | 0 | 0 | 0 | 0 | 0 | 0 | 0 | 0 | 0 | 0 | 0 | 0 | 0 | 0 | 0 | 0 | 0 | 0 | 0
F1_Commercial_Restaurant_New_Food Preparation_Natural Gas_Steamer_E8 | F1 | Commercial | Restaurant | New | Food Preparation | Natural Gas | Steamer | E8 | CCE | 0 | 0 | 0 | 0 | 0 | 0 | 0 | 0 | 0 | 0 | 0 | 0 | 0 | 0 | 0 | 0 | 0 | 0 | 0 | 0 | 0 | 0 | 0 | 0 | 0 | 0 | 0 | 0 | 0 | 0 | 0
F1_Commercial_Restaurant_New_Food Preparation_Natural Gas_Steamer_E9 | F1 | Commercial | Restaurant | New | Food Preparation | Natural Gas | Steamer | E9 | CCE | 0 | 0 | 0 | 0 | 0 | 0 | 0 | 0 | 0 | 0 | 0 | 0 | 0 | 0 | 0 | 0 | 0 | 0 | 0 | 0 | 0 | 0 | 0 | 0 | 0 | 0 | 0 | 0 | 0 | 0 | 0
F1_Commercial_Restaurant_New_Food Preparation_Natural Gas_Steamer_E10 | F1 | Commercial | Restaurant | New | Food Preparation | Natural Gas | Steamer | E10 | CCE | 0 | 0 | 0 | 0 | 0 | 0 | 0 | 0 | 0 | 0 | 0 | 0 | 0 | 0 | 0 | 0 | 0 | 0 | 0 | 0 | 0 | 0 | 0 | 0 | 0 | 0 | 0 | 0 | 0 | 0 | 0
F2_Commercial_Restaurant_New_Food Preparation_Natural Gas_Steamer_E1 | F2 | Commercial | Restaurant | New | Food Preparation | Natural Gas | Steamer | E1 | TRC BC Ratio | 0.9 | 0.9 | 0.9 | 0 | 0 | 0 | 0 | 0 | 0 | 0 | 0 | 0 | 0 | 0 | 0 | 0 | 0 | 0 | 0 | 0 | 0 | 0 | 0 | 0 | 0 | 0 | 0 | 0 | 0 | 0 | 0
F2_Commercial_Restaurant_New_Food Preparation_Natural Gas_Steamer_E2 | F2 | Commercial | Restaurant | New | Food Preparation | Natural Gas | Steamer | E2 | TRC BC Ratio | 5.0195 | 5.062 | 5.0865 | 0.9 | 0.9 | 0.9 | 0.9 | 0.9 | 0.9 | 0.9 | 0.9 | 0.9 | 0.9 | 0.9 | 0.9 | 0.9 | 0.9 | 0.9 | 0.9 | 0.9 | 0.9 | 0.9 | 0.9 | 0.9 | 0.9 | 0.9 | 0.9 | 0.9 | 0.9 | 0.9 | 0.9
F2_Commercial_Restaurant_New_Food Preparation_Natural Gas_Steamer_E3 | F2 | Commercial | Restaurant | New | Food Preparation | Natural Gas | Steamer | E3 | TRC BC Ratio | 0 | 0 | 0 | 0 | 0 | 0 | 0 | 0 | 0 | 0 | 0 | 0 | 0 | 0 | 0 | 0 | 0 | 0 | 0 | 0 | 0 | 0 | 0 | 0 | 0 | 0 | 0 | 0 | 0 | 0 | 0
F2_Commercial_Restaurant_New_Food Preparation_Natural Gas_Steamer_E4 | F2 | Commercial | Restaurant | New | Food Preparation | Natural Gas | Steamer | E4 | TRC BC Ratio | 0 | 0 | 0 | 0 | 0 | 0 | 0 | 0 | 0 | 0 | 0 | 0 | 0 | 0 | 0 | 0 | 0 | 0 | 0 | 0 | 0 | 0 | 0 | 0 | 0 | 0 | 0 | 0 | 0 | 0 | 0
F2_Commercial_Restaurant_New_Food Preparation_Natural Gas_Steamer_E5 | F2 | Commercial | Restaurant | New | Food Preparation | Natural Gas | Steamer | E5 | TRC BC Ratio | 0 | 0 | 0 | 0 | 0 | 0 | 0 | 0 | 0 | 0 | 0 | 0 | 0 | 0 | 0 | 0 | 0 | 0 | 0 | 0 | 0 | 0 | 0 | 0 | 0 | 0 | 0 | 0 | 0 | 0 | 0
F2_Commercial_Restaurant_New_Food Preparation_Natural Gas_Steamer_E6 | F2 | Commercial | Restaurant | New | Food Preparation | Natural Gas | Steamer | E6 | TRC BC Ratio | 0 | 0 | 0 | 0 | 0 | 0 | 0 | 0 | 0 | 0 | 0 | 0 | 0 | 0 | 0 | 0 | 0 | 0 | 0 | 0 | 0 | 0 | 0 | 0 | 0 | 0 | 0 | 0 | 0 | 0 | 0
F2_Commercial_Restaurant_New_Food Preparation_Natural Gas_Steamer_E7 | F2 | Commercial | Restaurant | New | Food Preparation | Natural Gas | Steamer | E7 | TRC BC Ratio | 0 | 0 | 0 | 0 | 0 | 0 | 0 | 0 | 0 | 0 | 0 | 0 | 0 | 0 | 0 | 0 | 0 | 0 | 0 | 0 | 0 | 0 | 0 | 0 | 0 | 0 | 0 | 0 | 0 | 0 | 0
F2_Commercial_Restaurant_New_Food Preparation_Natural Gas_Steamer_E8 | F2 | Commercial | Restaurant | New | Food Preparation | Natural Gas | Steamer | E8 | TRC BC Ratio | 0 | 0 | 0 | 0 | 0 | 0 | 0 | 0 | 0 | 0 | 0 | 0 | 0 | 0 | 0 | 0 | 0 | 0 | 0 | 0 | 0 | 0 | 0 | 0 | 0 | 0 | 0 | 0 | 0 | 0 | 0
F2_Commercial_Restaurant_New_Food Preparation_Natural Gas_Steamer_E9 | F2 | Commercial | Restaurant | New | Food Preparation | Natural Gas | Steamer | E9 | TRC BC Ratio | 0 | 0 | 0 | 0 | 0 | 0 | 0 | 0 | 0 | 0 | 0 | 0 | 0 | 0 | 0 | 0 | 0 | 0 | 0 | 0 | 0 | 0 | 0 | 0 | 0 | 0 | 0 | 0 | 0 | 0 | 0
F2_Commercial_Restaurant_New_Food Preparation_Natural Gas_Steamer_E10 | F2 | Commercial | Restaurant | New | Food Preparation | Natural Gas | Steamer | E10 | TRC BC Ratio | 0 | 0 | 0 | 0 | 0 | 0 | 0 | 0 | 0 | 0 | 0 | 0 | 0 | 0 | 0 | 0 | 0 | 0 | 0 | 0 | 0 | 0 | 0 | 0 | 0 | 0 | 0 | 0 | 0 | 0 | 0
F3_Commercial_Restaurant_New_Food Preparation_Natural Gas_Steamer_E1 | F3 | Commercial | Restaurant | New | Food Preparation | Natural Gas | Steamer | E1 | PACT BC Ratio | 0.9 | 0.9 | 0.9 | 0 | 0 | 0 | 0 | 0 | 0 | 0 | 0 | 0 | 0 | 0 | 0 | 0 | 0 | 0 | 0 | 0 | 0 | 0 | 0 | 0 | 0 | 0 | 0 | 0 | 0 | 0 | 0
F3_Commercial_Restaurant_New_Food Preparation_Natural Gas_Steamer_E2 | F3 | Commercial | Restaurant | New | Food Preparation | Natural Gas | Steamer | E2 | PACT BC Ratio | 5.4356 | 5.4817 | 5.5082 | 0.9 | 0.9 | 0.9 | 0.9 | 0.9 | 0.9 | 0.9 | 0.9 | 0.9 | 0.9 | 0.9 | 0.9 | 0.9 | 0.9 | 0.9 | 0.9 | 0.9 | 0.9 | 0.9 | 0.9 | 0.9 | 0.9 | 0.9 | 0.9 | 0.9 | 0.9 | 0.9 | 0.9
F3_Commercial_Restaurant_New_Food Preparation_Natural Gas_Steamer_E3 | F3 | Commercial | Restaurant | New | Food Preparation | Natural Gas | Steamer | E3 | PACT BC Ratio | 0 | 0 | 0 | 0 | 0 | 0 | 0 | 0 | 0 | 0 | 0 | 0 | 0 | 0 | 0 | 0 | 0 | 0 | 0 | 0 | 0 | 0 | 0 | 0 | 0 | 0 | 0 | 0 | 0 | 0 | 0
F3_Commercial_Restaurant_New_Food Preparation_Natural Gas_Steamer_E4 | F3 | Commercial | Restaurant | New | Food Preparation | Natural Gas | Steamer | E4 | PACT BC Ratio | 0 | 0 | 0 | 0 | 0 | 0 | 0 | 0 | 0 | 0 | 0 | 0 | 0 | 0 | 0 | 0 | 0 | 0 | 0 | 0 | 0 | 0 | 0 | 0 | 0 | 0 | 0 | 0 | 0 | 0 | 0
F3_Commercial_Restaurant_New_Food Preparation_Natural Gas_Steamer_E5 | F3 | Commercial | Restaurant | New | Food Preparation | Natural Gas | Steamer | E5 | PACT BC Ratio | 0 | 0 | 0 | 0 | 0 | 0 | 0 | 0 | 0 | 0 | 0 | 0 | 0 | 0 | 0 | 0 | 0 | 0 | 0 | 0 | 0 | 0 | 0 | 0 | 0 | 0 | 0 | 0 | 0 | 0 | 0
F3_Commercial_Restaurant_New_Food Preparation_Natural Gas_Steamer_E6 | F3 | Commercial | Restaurant | New | Food Preparation | Natural Gas | Steamer | E6 | PACT BC Ratio | 0 | 0 | 0 | 0 | 0 | 0 | 0 | 0 | 0 | 0 | 0 | 0 | 0 | 0 | 0 | 0 | 0 | 0 | 0 | 0 | 0 | 0 | 0 | 0 | 0 | 0 | 0 | 0 | 0 | 0 | 0
F3_Commercial_Restaurant_New_Food Preparation_Natural Gas_Steamer_E7 | F3 | Commercial | Restaurant | New | Food Preparation | Natural Gas | Steamer | E7 | PACT BC Ratio | 0 | 0 | 0 | 0 | 0 | 0 | 0 | 0 | 0 | 0 | 0 | 0 | 0 | 0 | 0 | 0 | 0 | 0 | 0 | 0 | 0 | 0 | 0 | 0 | 0 | 0 | 0 | 0 | 0 | 0 | 0
F3_Commercial_Restaurant_New_Food Preparation_Natural Gas_Steamer_E8 | F3 | Commercial | Restaurant | New | Food Preparation | Natural Gas | Steamer | E8 | PACT BC Ratio | 0 | 0 | 0 | 0 | 0 | 0 | 0 | 0 | 0 | 0 | 0 | 0 | 0 | 0 | 0 | 0 | 0 | 0 | 0 | 0 | 0 | 0 | 0 | 0 | 0 | 0 | 0 | 0 | 0 | 0 | 0
F3_Commercial_Restaurant_New_Food Preparation_Natural Gas_Steamer_E9 | F3 | Commercial | Restaurant | New | Food Preparation | Natural Gas | Steamer | E9 | PACT BC Ratio | 0 | 0 | 0 | 0 | 0 | 0 | 0 | 0 | 0 | 0 | 0 | 0 | 0 | 0 | 0 | 0 | 0 | 0 | 0 | 0 | 0 | 0 | 0 | 0 | 0 | 0 | 0 | 0 | 0 | 0 | 0
F3_Commercial_Restaurant_New_Food Preparation_Natural Gas_Steamer_E10 | F3 | Commercial | Restaurant | New | Food Preparation | Natural Gas | Steamer | E10 | PACT BC Ratio | 0 | 0 | 0 | 0 | 0 | 0 | 0 | 0 | 0 | 0 | 0 | 0 | 0 | 0 | 0 | 0 | 0 | 0 | 0 | 0 | 0 | 0 | 0 | 0 | 0 | 0 | 0 | 0 | 0 | 0 | 0
F4_Commercial_Restaurant_New_Food Preparation_Natural Gas_Steamer_E1 | F4 | Commercial | Restaurant | New | Food Preparation | Natural Gas | Steamer | E1 | PCT BC Ratio | 0.9 | 0.9 | 0.9 | 0 | 0 | 0 | 0 | 0 | 0 | 0 | 0 | 0 | 0 | 0 | 0 | 0 | 0 | 0 | 0 | 0 | 0 | 0 | 0 | 0 | 0 | 0 | 0 | 0 | 0 | 0 | 0
F4_Commercial_Restaurant_New_Food Preparation_Natural Gas_Steamer_E2 | F4 | Commercial | Restaurant | New | Food Preparation | Natural Gas | Steamer | E2 | PCT BC Ratio | 12.4994 | 12.5981 | 12.6548 | 0.9 | 0.9 | 0.9 | 0.9 | 0.9 | 0.9 | 0.9 | 0.9 | 0.9 | 0.9 | 0.9 | 0.9 | 0.9 | 0.9 | 0.9 | 0.9 | 0.9 | 0.9 | 0.9 | 0.9 | 0.9 | 0.9 | 0.9 | 0.9 | 0.9 | 0.9 | 0.9 | 0.9
F4_Commercial_Restaurant_New_Food Preparation_Natural Gas_Steamer_E3 | F4 | Commercial | Restaurant | New | Food Preparation | Natural Gas | Steamer | E3 | PCT BC Ratio | 0 | 0 | 0 | 0 | 0 | 0 | 0 | 0 | 0 | 0 | 0 | 0 | 0 | 0 | 0 | 0 | 0 | 0 | 0 | 0 | 0 | 0 | 0 | 0 | 0 | 0 | 0 | 0 | 0 | 0 | 0
F4_Commercial_Restaurant_New_Food Preparation_Natural Gas_Steamer_E4 | F4 | Commercial | Restaurant | New | Food Preparation | Natural Gas | Steamer | E4 | PCT BC Ratio | 0 | 0 | 0 | 0 | 0 | 0 | 0 | 0 | 0 | 0 | 0 | 0 | 0 | 0 | 0 | 0 | 0 | 0 | 0 | 0 | 0 | 0 | 0 | 0 | 0 | 0 | 0 | 0 | 0 | 0 | 0
F4_Commercial_Restaurant_New_Food Preparation_Natural Gas_Steamer_E5 | F4 | Commercial | Restaurant | New | Food Preparation | Natural Gas | Steamer | E5 | PCT BC Ratio | 0 | 0 | 0 | 0 | 0 | 0 | 0 | 0 | 0 | 0 | 0 | 0 | 0 | 0 | 0 | 0 | 0 | 0 | 0 | 0 | 0 | 0 | 0 | 0 | 0 | 0 | 0 | 0 | 0 | 0 | 0
F4_Commercial_Restaurant_New_Food Preparation_Natural Gas_Steamer_E6 | F4 | Commercial | Restaurant | New | Food Preparation | Natural Gas | Steamer | E6 | PCT BC Ratio | 0 | 0 | 0 | 0 | 0 | 0 | 0 | 0 | 0 | 0 | 0 | 0 | 0 | 0 | 0 | 0 | 0 | 0 | 0 | 0 | 0 | 0 | 0 | 0 | 0 | 0 | 0 | 0 | 0 | 0 | 0
F4_Commercial_Restaurant_New_Food Preparation_Natural Gas_Steamer_E7 | F4 | Commercial | Restaurant | New | Food Preparation | Natural Gas | Steamer | E7 | PCT BC Ratio | 0 | 0 | 0 | 0 | 0 | 0 | 0 | 0 | 0 | 0 | 0 | 0 | 0 | 0 | 0 | 0 | 0 | 0 | 0 | 0 | 0 | 0 | 0 | 0 | 0 | 0 | 0 | 0 | 0 | 0 | 0
F4_Commercial_Restaurant_New_Food Preparation_Natural Gas_Steamer_E8 | F4 | Commercial | Restaurant | New | Food Preparation | Natural Gas | Steamer | E8 | PCT BC Ratio | 0 | 0 | 0 | 0 | 0 | 0 | 0 | 0 | 0 | 0 | 0 | 0 | 0 | 0 | 0 | 0 | 0 | 0 | 0 | 0 | 0 | 0 | 0 | 0 | 0 | 0 | 0 | 0 | 0 | 0 | 0
F4_Commercial_Restaurant_New_Food Preparation_Natural Gas_Steamer_E9 | F4 | Commercial | Restaurant | New | Food Preparation | Natural Gas | Steamer | E9 | PCT BC Ratio | 0 | 0 | 0 | 0 | 0 | 0 | 0 | 0 | 0 | 0 | 0 | 0 | 0 | 0 | 0 | 0 | 0 | 0 | 0 | 0 | 0 | 0 | 0 | 0 | 0 | 0 | 0 | 0 | 0 | 0 | 0
F4_Commercial_Restaurant_New_Food Preparation_Natural Gas_Steamer_E10 | F4 | Commercial | Restaurant | New | Food Preparation | Natural Gas | Steamer | E10 | PCT BC Ratio | 0 | 0 | 0 | 0 | 0 | 0 | 0 | 0 | 0 | 0 | 0 | 0 | 0 | 0 | 0 | 0 | 0 | 0 | 0 | 0 | 0 | 0 | 0 | 0 | 0 | 0 | 0 | 0 | 0 | 0 | 0
F5_Commercial_Restaurant_New_Food Preparation_Natural Gas_Steamer_E1 | F5 | Commercial | Restaurant | New | Food Preparation | Natural Gas | Steamer | E1 | RIM BC Ratio | 0.9 | 0.9 | 0.9 | 0 | 0 | 0 | 0 | 0 | 0 | 0 | 0 | 0 | 0 | 0 | 0 | 0 | 0 | 0 | 0 | 0 | 0 | 0 | 0 | 0 | 0 | 0 | 0 | 0 | 0 | 0 | 0
F5_Commercial_Restaurant_New_Food Preparation_Natural Gas_Steamer_E2 | F5 | Commercial | Restaurant | New | Food Preparation | Natural Gas | Steamer | E2 | RIM BC Ratio | 0.72357 | 0.72438 | 0.72484 | 0.9 | 0.9 | 0.9 | 0.9 | 0.9 | 0.9 | 0.9 | 0.9 | 0.9 | 0.9 | 0.9 | 0.9 | 0.9 | 0.9 | 0.9 | 0.9 | 0.9 | 0.9 | 0.9 | 0.9 | 0.9 | 0.9 | 0.9 | 0.9 | 0.9 | 0.9 | 0.9 | 0.9
F5_Commercial_Restaurant_New_Food Preparation_Natural Gas_Steamer_E3 | F5 | Commercial | Restaurant | New | Food Preparation | Natural Gas | Steamer | E3 | RIM BC Ratio | 0 | 0 | 0 | 0 | 0 | 0 | 0 | 0 | 0 | 0 | 0 | 0 | 0 | 0 | 0 | 0 | 0 | 0 | 0 | 0 | 0 | 0 | 0 | 0 | 0 | 0 | 0 | 0 | 0 | 0 | 0
F5_Commercial_Restaurant_New_Food Preparation_Natural Gas_Steamer_E4 | F5 | Commercial | Restaurant | New | Food Preparation | Natural Gas | Steamer | E4 | RIM BC Ratio | 0 | 0 | 0 | 0 | 0 | 0 | 0 | 0 | 0 | 0 | 0 | 0 | 0 | 0 | 0 | 0 | 0 | 0 | 0 | 0 | 0 | 0 | 0 | 0 | 0 | 0 | 0 | 0 | 0 | 0 | 0
F5_Commercial_Restaurant_New_Food Preparation_Natural Gas_Steamer_E5 | F5 | Commercial | Restaurant | New | Food Preparation | Natural Gas | Steamer | E5 | RIM BC Ratio | 0 | 0 | 0 | 0 | 0 | 0 | 0 | 0 | 0 | 0 | 0 | 0 | 0 | 0 | 0 | 0 | 0 | 0 | 0 | 0 | 0 | 0 | 0 | 0 | 0 | 0 | 0 | 0 | 0 | 0 | 0
F5_Commercial_Restaurant_New_Food Preparation_Natural Gas_Steamer_E6 | F5 | Commercial | Restaurant | New | Food Preparation | Natural Gas | Steamer | E6 | RIM BC Ratio | 0 | 0 | 0 | 0 | 0 | 0 | 0 | 0 | 0 | 0 | 0 | 0 | 0 | 0 | 0 | 0 | 0 | 0 | 0 | 0 | 0 | 0 | 0 | 0 | 0 | 0 | 0 | 0 | 0 | 0 | 0
F5_Commercial_Restaurant_New_Food Preparation_Natural Gas_Steamer_E7 | F5 | Commercial | Restaurant | New | Food Preparation | Natural Gas | Steamer | E7 | RIM BC Ratio | 0 | 0 | 0 | 0 | 0 | 0 | 0 | 0 | 0 | 0 | 0 | 0 | 0 | 0 | 0 | 0 | 0 | 0 | 0 | 0 | 0 | 0 | 0 | 0 | 0 | 0 | 0 | 0 | 0 | 0 | 0
F5_Commercial_Restaurant_New_Food Preparation_Natural Gas_Steamer_E8 | F5 | Commercial | Restaurant | New | Food Preparation | Natural Gas | Steamer | E8 | RIM BC Ratio | 0 | 0 | 0 | 0 | 0 | 0 | 0 | 0 | 0 | 0 | 0 | 0 | 0 | 0 | 0 | 0 | 0 | 0 | 0 | 0 | 0 | 0 | 0 | 0 | 0 | 0 | 0 | 0 | 0 | 0 | 0
F5_Commercial_Restaurant_New_Food Preparation_Natural Gas_Steamer_E9 | F5 | Commercial | Restaurant | New | Food Preparation | Natural Gas | Steamer | E9 | RIM BC Ratio | 0 | 0 | 0 | 0 | 0 | 0 | 0 | 0 | 0 | 0 | 0 | 0 | 0 | 0 | 0 | 0 | 0 | 0 | 0 | 0 | 0 | 0 | 0 | 0 | 0 | 0 | 0 | 0 | 0 | 0 | 0
F5_Commercial_Restaurant_New_Food Preparation_Natural Gas_Steamer_E10 | F5 | Commercial | Restaurant | New | Food Preparation | Natural Gas | Steamer | E10 | RIM BC Ratio | 0 | 0 | 0 | 0 | 0 | 0 | 0 | 0 | 0 | 0 | 0 | 0 | 0 | 0 | 0 | 0 | 0 | 0 | 0 | 0 | 0 | 0 | 0 | 0 | 0 | 0 | 0 | 0 | 0 | 0 | 0
F0_Commercial_Restaurant_New_Food Preparation_Natural Gas_Food Prep Other_E0 | F0 | Commercial | Restaurant | New | Food Preparation | Natural Gas | Food Prep Other | E0 | Economic Unit | ENERGY STAR | ENERGY STAR | ENERGY STAR | ENERGY STAR | ENERGY STAR | ENERGY STAR | ENERGY STAR | ENERGY STAR | ENERGY STAR | ENERGY STAR | ENERGY STAR | ENERGY STAR | ENERGY STAR | ENERGY STAR | ENERGY STAR | ENERGY STAR | ENERGY STAR | ENERGY STAR | ENERGY STAR | ENERGY STAR | ENERGY STAR | ENERGY STAR | ENERGY STAR | Standard | Standard | Standard | Standard | Standard | Standard | Standard | Standard
F1_Commercial_Restaurant_New_Food Preparation_Natural Gas_Food Prep Other_E1 | F1 | Commercial | Restaurant | New | Food Preparation | Natural Gas | Food Prep Other | E1 | CCE | 0 | 0 | 0 | 0 | 0 | 0 | 0 | 0 | 0 | 0 | 0 | 0 | 0 | 0 | 0 | 0 | 0 | 0 | 0 | 0 | 0 | 0 | 0 | 0 | 0 | 0 | 0 | 0 | 0 | 0 | 0
F1_Commercial_Restaurant_New_Food Preparation_Natural Gas_Food Prep Other_E2 | F1 | Commercial | Restaurant | New | Food Preparation | Natural Gas | Food Prep Other | E2 | CCE | 0.15845 | 0.15233 | 0.15306 | 0.15466 | 0.15466 | 0.15466 | 0.15466 | 0.15466 | 0.15466 | 0.15466 | 0.15466 | 0.15466 | 0.15466 | 0.15466 | 0.15466 | 0.15466 | 0.15466 | 0.15466 | 0.15466 | 0.15466 | 0.15466 | 0.15466 | 0.15466 | 0.15466 | 0.15466 | 0.15466 | 0.15466 | 0.15466 | 0.15466 | 0.15466 | 0.15466
F1_Commercial_Restaurant_New_Food Preparation_Natural Gas_Food Prep Other_E3 | F1 | Commercial | Restaurant | New | Food Preparation | Natural Gas | Food Prep Other | E3 | CCE | 0 | 0 | 0 | 0 | 0 | 0 | 0 | 0 | 0 | 0 | 0 | 0 | 0 | 0 | 0 | 0 | 0 | 0 | 0 | 0 | 0 | 0 | 0 | 0 | 0 | 0 | 0 | 0 | 0 | 0 | 0
F1_Commercial_Restaurant_New_Food Preparation_Natural Gas_Food Prep Other_E4 | F1 | Commercial | Restaurant | New | Food Preparation | Natural Gas | Food Prep Other | E4 | CCE | 0 | 0 | 0 | 0 | 0 | 0 | 0 | 0 | 0 | 0 | 0 | 0 | 0 | 0 | 0 | 0 | 0 | 0 | 0 | 0 | 0 | 0 | 0 | 0 | 0 | 0 | 0 | 0 | 0 | 0 | 0
F1_Commercial_Restaurant_New_Food Preparation_Natural Gas_Food Prep Other_E5 | F1 | Commercial | Restaurant | New | Food Preparation | Natural Gas | Food Prep Other | E5 | CCE | 0 | 0 | 0 | 0 | 0 | 0 | 0 | 0 | 0 | 0 | 0 | 0 | 0 | 0 | 0 | 0 | 0 | 0 | 0 | 0 | 0 | 0 | 0 | 0 | 0 | 0 | 0 | 0 | 0 | 0 | 0
F1_Commercial_Restaurant_New_Food Preparation_Natural Gas_Food Prep Other_E6 | F1 | Commercial | Restaurant | New | Food Preparation | Natural Gas | Food Prep Other | E6 | CCE | 0 | 0 | 0 | 0 | 0 | 0 | 0 | 0 | 0 | 0 | 0 | 0 | 0 | 0 | 0 | 0 | 0 | 0 | 0 | 0 | 0 | 0 | 0 | 0 | 0 | 0 | 0 | 0 | 0 | 0 | 0
F1_Commercial_Restaurant_New_Food Preparation_Natural Gas_Food Prep Other_E7 | F1 | Commercial | Restaurant | New | Food Preparation | Natural Gas | Food Prep Other | E7 | CCE | 0 | 0 | 0 | 0 | 0 | 0 | 0 | 0 | 0 | 0 | 0 | 0 | 0 | 0 | 0 | 0 | 0 | 0 | 0 | 0 | 0 | 0 | 0 | 0 | 0 | 0 | 0 | 0 | 0 | 0 | 0
F1_Commercial_Restaurant_New_Food Preparation_Natural Gas_Food Prep Other_E8 | F1 | Commercial | Restaurant | New | Food Preparation | Natural Gas | Food Prep Other | E8 | CCE | 0 | 0 | 0 | 0 | 0 | 0 | 0 | 0 | 0 | 0 | 0 | 0 | 0 | 0 | 0 | 0 | 0 | 0 | 0 | 0 | 0 | 0 | 0 | 0 | 0 | 0 | 0 | 0 | 0 | 0 | 0
F1_Commercial_Restaurant_New_Food Preparation_Natural Gas_Food Prep Other_E9 | F1 | Commercial | Restaurant | New | Food Preparation | Natural Gas | Food Prep Other | E9 | CCE | 0 | 0 | 0 | 0 | 0 | 0 | 0 | 0 | 0 | 0 | 0 | 0 | 0 | 0 | 0 | 0 | 0 | 0 | 0 | 0 | 0 | 0 | 0 | 0 | 0 | 0 | 0 | 0 | 0 | 0 | 0
F1_Commercial_Restaurant_New_Food Preparation_Natural Gas_Food Prep Other_E10 | F1 | Commercial | Restaurant | New | Food Preparation | Natural Gas | Food Prep Other | E10 | CCE | 0 | 0 | 0 | 0 | 0 | 0 | 0 | 0 | 0 | 0 | 0 | 0 | 0 | 0 | 0 | 0 | 0 | 0 | 0 | 0 | 0 | 0 | 0 | 0 | 0 | 0 | 0 | 0 | 0 | 0 | 0
F2_Commercial_Restaurant_New_Food Preparation_Natural Gas_Food Prep Other_E1 | F2 | Commercial | Restaurant | New | Food Preparation | Natural Gas | Food Prep Other | E1 | TRC BC Ratio | 0.9 | 0.9 | 0.9 | 0.9 | 0.9 | 0.9 | 0.9 | 0.9 | 0.9 | 0.9 | 0.9 | 0.9 | 0.9 | 0.9 | 0.9 | 0.9 | 0.9 | 0.9 | 0.9 | 0.9 | 0.9 | 0.9 | 0.9 | 0.9 | 0.9 | 0.9 | 0.9 | 0.9 | 0.9 | 0.9 | 0.9
F2_Commercial_Restaurant_New_Food Preparation_Natural Gas_Food Prep Other_E2 | F2 | Commercial | Restaurant | New | Food Preparation | Natural Gas | Food Prep Other | E2 | TRC BC Ratio | 0.064402 | 0.065679 | 0.066592 | 0.067581 | 0.069003 | 0.064649 | 0.061246 | 0.059457 | 0.058814 | 0.057827 | 0.057162 | 0.060191 | 0.053868 | 0.057577 | 0.062338 | 0.066965 | 0.067138 | 0.067459 | 0.06617 | 0.067089 | 0.067733 | 0.068601 | 0.069693 | 0.032829 | 0.032174 | 0.031561 | 0.030984 | 0.030437 | 0.029914 | 0.029412 | 0.028926
F2_Commercial_Restaurant_New_Food Preparation_Natural Gas_Food Prep Other_E3 | F2 | Commercial | Restaurant | New | Food Preparation | Natural Gas | Food Prep Other | E3 | TRC BC Ratio | 0 | 0 | 0 | 0 | 0 | 0 | 0 | 0 | 0 | 0 | 0 | 0 | 0 | 0 | 0 | 0 | 0 | 0 | 0 | 0 | 0 | 0 | 0 | 0 | 0 | 0 | 0 | 0 | 0 | 0 | 0
F2_Commercial_Restaurant_New_Food Preparation_Natural Gas_Food Prep Other_E4 | F2 | Commercial | Restaurant | New | Food Preparation | Natural Gas | Food Prep Other | E4 | TRC BC Ratio | 0 | 0 | 0 | 0 | 0 | 0 | 0 | 0 | 0 | 0 | 0 | 0 | 0 | 0 | 0 | 0 | 0 | 0 | 0 | 0 | 0 | 0 | 0 | 0 | 0 | 0 | 0 | 0 | 0 | 0 | 0
F2_Commercial_Restaurant_New_Food Preparation_Natural Gas_Food Prep Other_E5 | F2 | Commercial | Restaurant | New | Food Preparation | Natural Gas | Food Prep Other | E5 | TRC BC Ratio | 0 | 0 | 0 | 0 | 0 | 0 | 0 | 0 | 0 | 0 | 0 | 0 | 0 | 0 | 0 | 0 | 0 | 0 | 0 | 0 | 0 | 0 | 0 | 0 | 0 | 0 | 0 | 0 | 0 | 0 | 0
F2_Commercial_Restaurant_New_Food Preparation_Natural Gas_Food Prep Other_E6 | F2 | Commercial | Restaurant | New | Food Preparation | Natural Gas | Food Prep Other | E6 | TRC BC Ratio | 0 | 0 | 0 | 0 | 0 | 0 | 0 | 0 | 0 | 0 | 0 | 0 | 0 | 0 | 0 | 0 | 0 | 0 | 0 | 0 | 0 | 0 | 0 | 0 | 0 | 0 | 0 | 0 | 0 | 0 | 0
F2_Commercial_Restaurant_New_Food Preparation_Natural Gas_Food Prep Other_E7 | F2 | Commercial | Restaurant | New | Food Preparation | Natural Gas | Food Prep Other | E7 | TRC BC Ratio | 0 | 0 | 0 | 0 | 0 | 0 | 0 | 0 | 0 | 0 | 0 | 0 | 0 | 0 | 0 | 0 | 0 | 0 | 0 | 0 | 0 | 0 | 0 | 0 | 0 | 0 | 0 | 0 | 0 | 0 | 0
F2_Commercial_Restaurant_New_Food Preparation_Natural Gas_Food Prep Other_E8 | F2 | Commercial | Restaurant | New | Food Preparation | Natural Gas | Food Prep Other | E8 | TRC BC Ratio | 0 | 0 | 0 | 0 | 0 | 0 | 0 | 0 | 0 | 0 | 0 | 0 | 0 | 0 | 0 | 0 | 0 | 0 | 0 | 0 | 0 | 0 | 0 | 0 | 0 | 0 | 0 | 0 | 0 | 0 | 0
F2_Commercial_Restaurant_New_Food Preparation_Natural Gas_Food Prep Other_E9 | F2 | Commercial | Restaurant | New | Food Preparation | Natural Gas | Food Prep Other | E9 | TRC BC Ratio | 0 | 0 | 0 | 0 | 0 | 0 | 0 | 0 | 0 | 0 | 0 | 0 | 0 | 0 | 0 | 0 | 0 | 0 | 0 | 0 | 0 | 0 | 0 | 0 | 0 | 0 | 0 | 0 | 0 | 0 | 0
F2_Commercial_Restaurant_New_Food Preparation_Natural Gas_Food Prep Other_E10 | F2 | Commercial | Restaurant | New | Food Preparation | Natural Gas | Food Prep Other | E10 | TRC BC Ratio | 0 | 0 | 0 | 0 | 0 | 0 | 0 | 0 | 0 | 0 | 0 | 0 | 0 | 0 | 0 | 0 | 0 | 0 | 0 | 0 | 0 | 0 | 0 | 0 | 0 | 0 | 0 | 0 | 0 | 0 | 0
F3_Commercial_Restaurant_New_Food Preparation_Natural Gas_Food Prep Other_E1 | F3 | Commercial | Restaurant | New | Food Preparation | Natural Gas | Food Prep Other | E1 | PACT BC Ratio | 0.9 | 0.9 | 0.9 | 0.9 | 0.9 | 0.9 | 0.9 | 0.9 | 0.9 | 0.9 | 0.9 | 0.9 | 0.9 | 0.9 | 0.9 | 0.9 | 0.9 | 0.9 | 0.9 | 0.9 | 0.9 | 0.9 | 0.9 | 0.9 | 0.9 | 0.9 | 0.9 | 0.9 | 0.9 | 0.9 | 0.9
F3_Commercial_Restaurant_New_Food Preparation_Natural Gas_Food Prep Other_E2 | F3 | Commercial | Restaurant | New | Food Preparation | Natural Gas | Food Prep Other | E2 | PACT BC Ratio | 1.1369 | 1.1594 | 1.1755 | 1.193 | 1.2181 | 1.1412 | 1.0812 | 1.0496 | 1.0382 | 1.0208 | 1.0091 | 1.0625 | 0.95093 | 1.0164 | 1.1004 | 1.1821 | 1.1852 | 1.1908 | 1.1681 | 1.1843 | 1.1957 | 1.211 | 1.2303 | 0.57953 | 0.56797 | 0.55715 | 0.54696 | 0.5373 | 0.52807 | 0.5192 | 0.51063
F3_Commercial_Restaurant_New_Food Preparation_Natural Gas_Food Prep Other_E3 | F3 | Commercial | Restaurant | New | Food Preparation | Natural Gas | Food Prep Other | E3 | PACT BC Ratio | 0 | 0 | 0 | 0 | 0 | 0 | 0 | 0 | 0 | 0 | 0 | 0 | 0 | 0 | 0 | 0 | 0 | 0 | 0 | 0 | 0 | 0 | 0 | 0 | 0 | 0 | 0 | 0 | 0 | 0 | 0
F3_Commercial_Restaurant_New_Food Preparation_Natural Gas_Food Prep Other_E4 | F3 | Commercial | Restaurant | New | Food Preparation | Natural Gas | Food Prep Other | E4 | PACT BC Ratio | 0 | 0 | 0 | 0 | 0 | 0 | 0 | 0 | 0 | 0 | 0 | 0 | 0 | 0 | 0 | 0 | 0 | 0 | 0 | 0 | 0 | 0 | 0 | 0 | 0 | 0 | 0 | 0 | 0 | 0 | 0
F3_Commercial_Restaurant_New_Food Preparation_Natural Gas_Food Prep Other_E5 | F3 | Commercial | Restaurant | New | Food Preparation | Natural Gas | Food Prep Other | E5 | PACT BC Ratio | 0 | 0 | 0 | 0 | 0 | 0 | 0 | 0 | 0 | 0 | 0 | 0 | 0 | 0 | 0 | 0 | 0 | 0 | 0 | 0 | 0 | 0 | 0 | 0 | 0 | 0 | 0 | 0 | 0 | 0 | 0
F3_Commercial_Restaurant_New_Food Preparation_Natural Gas_Food Prep Other_E6 | F3 | Commercial | Restaurant | New | Food Preparation | Natural Gas | Food Prep Other | E6 | PACT BC Ratio | 0 | 0 | 0 | 0 | 0 | 0 | 0 | 0 | 0 | 0 | 0 | 0 | 0 | 0 | 0 | 0 | 0 | 0 | 0 | 0 | 0 | 0 | 0 | 0 | 0 | 0 | 0 | 0 | 0 | 0 | 0
F3_Commercial_Restaurant_New_Food Preparation_Natural Gas_Food Prep Other_E7 | F3 | Commercial | Restaurant | New | Food Preparation | Natural Gas | Food Prep Other | E7 | PACT BC Ratio | 0 | 0 | 0 | 0 | 0 | 0 | 0 | 0 | 0 | 0 | 0 | 0 | 0 | 0 | 0 | 0 | 0 | 0 | 0 | 0 | 0 | 0 | 0 | 0 | 0 | 0 | 0 | 0 | 0 | 0 | 0
F3_Commercial_Restaurant_New_Food Preparation_Natural Gas_Food Prep Other_E8 | F3 | Commercial | Restaurant | New | Food Preparation | Natural Gas | Food Prep Other | E8 | PACT BC Ratio | 0 | 0 | 0 | 0 | 0 | 0 | 0 | 0 | 0 | 0 | 0 | 0 | 0 | 0 | 0 | 0 | 0 | 0 | 0 | 0 | 0 | 0 | 0 | 0 | 0 | 0 | 0 | 0 | 0 | 0 | 0
F3_Commercial_Restaurant_New_Food Preparation_Natural Gas_Food Prep Other_E9 | F3 | Commercial | Restaurant | New | Food Preparation | Natural Gas | Food Prep Other | E9 | PACT BC Ratio | 0 | 0 | 0 | 0 | 0 | 0 | 0 | 0 | 0 | 0 | 0 | 0 | 0 | 0 | 0 | 0 | 0 | 0 | 0 | 0 | 0 | 0 | 0 | 0 | 0 | 0 | 0 | 0 | 0 | 0 | 0
F3_Commercial_Restaurant_New_Food Preparation_Natural Gas_Food Prep Other_E10 | F3 | Commercial | Restaurant | New | Food Preparation | Natural Gas | Food Prep Other | E10 | PACT BC Ratio | 0 | 0 | 0 | 0 | 0 | 0 | 0 | 0 | 0 | 0 | 0 | 0 | 0 | 0 | 0 | 0 | 0 | 0 | 0 | 0 | 0 | 0 | 0 | 0 | 0 | 0 | 0 | 0 | 0 | 0 | 0
F4_Commercial_Restaurant_New_Food Preparation_Natural Gas_Food Prep Other_E1 | F4 | Commercial | Restaurant | New | Food Preparation | Natural Gas | Food Prep Other | E1 | PCT BC Ratio | 0.9 | 0.9 | 0.9 | 0.9 | 0.9 | 0.9 | 0.9 | 0.9 | 0.9 | 0.9 | 0.9 | 0.9 | 0.9 | 0.9 | 0.9 | 0.9 | 0.9 | 0.9 | 0.9 | 0.9 | 0.9 | 0.9 | 0.9 | 0.9 | 0.9 | 0.9 | 0.9 | 0.9 | 0.9 | 0.9 | 0.9
F4_Commercial_Restaurant_New_Food Preparation_Natural Gas_Food Prep Other_E2 | F4 | Commercial | Restaurant | New | Food Preparation | Natural Gas | Food Prep Other | E2 | PCT BC Ratio | 0.10732 | 0.10889 | 0.11002 | 0.11124 | 0.113 | 0.10762 | 0.10342 | 0.10121 | 0.10042 | 0.0992 | 0.098378 | 0.10212 | 0.094311 | 0.098891 | 0.10477 | 0.11048 | 0.1107 | 0.11109 | 0.1095 | 0.11064 | 0.11143 | 0.1125 | 0.11385 | 0.068334 | 0.067525 | 0.066768 | 0.066056 | 0.06538 | 0.064735 | 0.064115 | 0.063515
F4_Commercial_Restaurant_New_Food Preparation_Natural Gas_Food Prep Other_E3 | F4 | Commercial | Restaurant | New | Food Preparation | Natural Gas | Food Prep Other | E3 | PCT BC Ratio | 0 | 0 | 0 | 0 | 0 | 0 | 0 | 0 | 0 | 0 | 0 | 0 | 0 | 0 | 0 | 0 | 0 | 0 | 0 | 0 | 0 | 0 | 0 | 0 | 0 | 0 | 0 | 0 | 0 | 0 | 0
F4_Commercial_Restaurant_New_Food Preparation_Natural Gas_Food Prep Other_E4 | F4 | Commercial | Restaurant | New | Food Preparation | Natural Gas | Food Prep Other | E4 | PCT BC Ratio | 0 | 0 | 0 | 0 | 0 | 0 | 0 | 0 | 0 | 0 | 0 | 0 | 0 | 0 | 0 | 0 | 0 | 0 | 0 | 0 | 0 | 0 | 0 | 0 | 0 | 0 | 0 | 0 | 0 | 0 | 0
F4_Commercial_Restaurant_New_Food Preparation_Natural Gas_Food Prep Other_E5 | F4 | Commercial | Restaurant | New | Food Preparation | Natural Gas | Food Prep Other | E5 | PCT BC Ratio | 0 | 0 | 0 | 0 | 0 | 0 | 0 | 0 | 0 | 0 | 0 | 0 | 0 | 0 | 0 | 0 | 0 | 0 | 0 | 0 | 0 | 0 | 0 | 0 | 0 | 0 | 0 | 0 | 0 | 0 | 0
F4_Commercial_Restaurant_New_Food Preparation_Natural Gas_Food Prep Other_E6 | F4 | Commercial | Restaurant | New | Food Preparation | Natural Gas | Food Prep Other | E6 | PCT BC Ratio | 0 | 0 | 0 | 0 | 0 | 0 | 0 | 0 | 0 | 0 | 0 | 0 | 0 | 0 | 0 | 0 | 0 | 0 | 0 | 0 | 0 | 0 | 0 | 0 | 0 | 0 | 0 | 0 | 0 | 0 | 0
F4_Commercial_Restaurant_New_Food Preparation_Natural Gas_Food Prep Other_E7 | F4 | Commercial | Restaurant | New | Food Preparation | Natural Gas | Food Prep Other | E7 | PCT BC Ratio | 0 | 0 | 0 | 0 | 0 | 0 | 0 | 0 | 0 | 0 | 0 | 0 | 0 | 0 | 0 | 0 | 0 | 0 | 0 | 0 | 0 | 0 | 0 | 0 | 0 | 0 | 0 | 0 | 0 | 0 | 0
F4_Commercial_Restaurant_New_Food Preparation_Natural Gas_Food Prep Other_E8 | F4 | Commercial | Restaurant | New | Food Preparation | Natural Gas | Food Prep Other | E8 | PCT BC Ratio | 0 | 0 | 0 | 0 | 0 | 0 | 0 | 0 | 0 | 0 | 0 | 0 | 0 | 0 | 0 | 0 | 0 | 0 | 0 | 0 | 0 | 0 | 0 | 0 | 0 | 0 | 0 | 0 | 0 | 0 | 0
F4_Commercial_Restaurant_New_Food Preparation_Natural Gas_Food Prep Other_E9 | F4 | Commercial | Restaurant | New | Food Preparation | Natural Gas | Food Prep Other | E9 | PCT BC Ratio | 0 | 0 | 0 | 0 | 0 | 0 | 0 | 0 | 0 | 0 | 0 | 0 | 0 | 0 | 0 | 0 | 0 | 0 | 0 | 0 | 0 | 0 | 0 | 0 | 0 | 0 | 0 | 0 | 0 | 0 | 0
F4_Commercial_Restaurant_New_Food Preparation_Natural Gas_Food Prep Other_E10 | F4 | Commercial | Restaurant | New | Food Preparation | Natural Gas | Food Prep Other | E10 | PCT BC Ratio | 0 | 0 | 0 | 0 | 0 | 0 | 0 | 0 | 0 | 0 | 0 | 0 | 0 | 0 | 0 | 0 | 0 | 0 | 0 | 0 | 0 | 0 | 0 | 0 | 0 | 0 | 0 | 0 | 0 | 0 | 0
F5_Commercial_Restaurant_New_Food Preparation_Natural Gas_Food Prep Other_E1 | F5 | Commercial | Restaurant | New | Food Preparation | Natural Gas | Food Prep Other | E1 | RIM BC Ratio | 0.9 | 0.9 | 0.9 | 0.9 | 0.9 | 0.9 | 0.9 | 0.9 | 0.9 | 0.9 | 0.9 | 0.9 | 0.9 | 0.9 | 0.9 | 0.9 | 0.9 | 0.9 | 0.9 | 0.9 | 0.9 | 0.9 | 0.9 | 0.9 | 0.9 | 0.9 | 0.9 | 0.9 | 0.9 | 0.9 | 0.9
F5_Commercial_Restaurant_New_Food Preparation_Natural Gas_Food Prep Other_E2 | F5 | Commercial | Restaurant | New | Food Preparation | Natural Gas | Food Prep Other | E2 | RIM BC Ratio | 0.48131 | 0.4853 | 0.48811 | 0.49109 | 0.49529 | 0.48209 | 0.47104 | 0.46494 | 0.4627 | 0.45921 | 0.45681 | 0.46746 | 0.44451 | 0.45831 | 0.47466 | 0.48924 | 0.48976 | 0.49072 | 0.48682 | 0.48961 | 0.49154 | 0.49412 | 0.49729 | 0.34204 | 0.33798 | 0.33412 | 0.33043 | 0.32688 | 0.32344 | 0.32009 | 0.31681
F5_Commercial_Restaurant_New_Food Preparation_Natural Gas_Food Prep Other_E3 | F5 | Commercial | Restaurant | New | Food Preparation | Natural Gas | Food Prep Other | E3 | RIM BC Ratio | 0 | 0 | 0 | 0 | 0 | 0 | 0 | 0 | 0 | 0 | 0 | 0 | 0 | 0 | 0 | 0 | 0 | 0 | 0 | 0 | 0 | 0 | 0 | 0 | 0 | 0 | 0 | 0 | 0 | 0 | 0
F5_Commercial_Restaurant_New_Food Preparation_Natural Gas_Food Prep Other_E4 | F5 | Commercial | Restaurant | New | Food Preparation | Natural Gas | Food Prep Other | E4 | RIM BC Ratio | 0 | 0 | 0 | 0 | 0 | 0 | 0 | 0 | 0 | 0 | 0 | 0 | 0 | 0 | 0 | 0 | 0 | 0 | 0 | 0 | 0 | 0 | 0 | 0 | 0 | 0 | 0 | 0 | 0 | 0 | 0
F5_Commercial_Restaurant_New_Food Preparation_Natural Gas_Food Prep Other_E5 | F5 | Commercial | Restaurant | New | Food Preparation | Natural Gas | Food Prep Other | E5 | RIM BC Ratio | 0 | 0 | 0 | 0 | 0 | 0 | 0 | 0 | 0 | 0 | 0 | 0 | 0 | 0 | 0 | 0 | 0 | 0 | 0 | 0 | 0 | 0 | 0 | 0 | 0 | 0 | 0 | 0 | 0 | 0 | 0
F5_Commercial_Restaurant_New_Food Preparation_Natural Gas_Food Prep Other_E6 | F5 | Commercial | Restaurant | New | Food Preparation | Natural Gas | Food Prep Other | E6 | RIM BC Ratio | 0 | 0 | 0 | 0 | 0 | 0 | 0 | 0 | 0 | 0 | 0 | 0 | 0 | 0 | 0 | 0 | 0 | 0 | 0 | 0 | 0 | 0 | 0 | 0 | 0 | 0 | 0 | 0 | 0 | 0 | 0
F5_Commercial_Restaurant_New_Food Preparation_Natural Gas_Food Prep Other_E7 | F5 | Commercial | Restaurant | New | Food Preparation | Natural Gas | Food Prep Other | E7 | RIM BC Ratio | 0 | 0 | 0 | 0 | 0 | 0 | 0 | 0 | 0 | 0 | 0 | 0 | 0 | 0 | 0 | 0 | 0 | 0 | 0 | 0 | 0 | 0 | 0 | 0 | 0 | 0 | 0 | 0 | 0 | 0 | 0
F5_Commercial_Restaurant_New_Food Preparation_Natural Gas_Food Prep Other_E8 | F5 | Commercial | Restaurant | New | Food Preparation | Natural Gas | Food Prep Other | E8 | RIM BC Ratio | 0 | 0 | 0 | 0 | 0 | 0 | 0 | 0 | 0 | 0 | 0 | 0 | 0 | 0 | 0 | 0 | 0 | 0 | 0 | 0 | 0 | 0 | 0 | 0 | 0 | 0 | 0 | 0 | 0 | 0 | 0
F5_Commercial_Restaurant_New_Food Preparation_Natural Gas_Food Prep Other_E9 | F5 | Commercial | Restaurant | New | Food Preparation | Natural Gas | Food Prep Other | E9 | RIM BC Ratio | 0 | 0 | 0 | 0 | 0 | 0 | 0 | 0 | 0 | 0 | 0 | 0 | 0 | 0 | 0 | 0 | 0 | 0 | 0 | 0 | 0 | 0 | 0 | 0 | 0 | 0 | 0 | 0 | 0 | 0 | 0
F5_Commercial_Restaurant_New_Food Preparation_Natural Gas_Food Prep Other_E10 | F5 | Commercial | Restaurant | New | Food Preparation | Natural Gas | Food Prep Other | E10 | RIM BC Ratio | 0 | 0 | 0 | 0 | 0 | 0 | 0 | 0 | 0 | 0 | 0 | 0 | 0 | 0 | 0 | 0 | 0 | 0 | 0 | 0 | 0 | 0 | 0 | 0 | 0 | 0 | 0 | 0 | 0 | 0 | 0
F0_Commercial_Restaurant_New_Miscellaneous_Natural Gas_Pool Heater_E0 | F0 | Commercial | Restaurant | New | Miscellaneous | Natural Gas | Pool Heater | E0 | Economic Unit | Standard (EF .78) | Standard (EF .78) | Standard (EF .78) | Standard (EF .78) | Standard (EF .78) | Standard (EF .78) | Standard (EF .78) | Standard (EF .78) | Standard (EF .78) | Standard (EF .78) | Standard (EF .78) | Standard (EF .78) | Standard (EF .78) | Standard (EF .78) | Standard (EF .78) | Standard (EF .78) | Standard (EF .78) | Standard (EF .78) | Condensing (EF .90) | Condensing (EF .90) | Condensing (EF .90) | Condensing (EF .90) | Condensing (EF .90) | Standard (EF .78) | Standard (EF .78) | Standard (EF .78) | Standard (EF .78) | Standard (EF .78) | Standard (EF .78) | Standard (EF .78) | Standard (EF .78)
F1_Commercial_Restaurant_New_Miscellaneous_Natural Gas_Pool Heater_E1 | F1 | Commercial | Restaurant | New | Miscellaneous | Natural Gas | Pool Heater | E1 | CCE | 0 | 0 | 0 | 0 | 0 | 0 | 0 | 0 | 0 | 0 | 0 | 0 | 0 | 0 | 0 | 0 | 0 | 0 | 0 | 0 | 0 | 0 | 0 | 0 | 0 | 0 | 0 | 0 | 0 | 0 | 0
F1_Commercial_Restaurant_New_Miscellaneous_Natural Gas_Pool Heater_E2 | F1 | Commercial | Restaurant | New | Miscellaneous | Natural Gas | Pool Heater | E2 | CCE | 0.017772 | 0.017086 | 0.017167 | 0.017347 | 0.017347 | 0.017347 | 0.017347 | 0.017347 | 0.017347 | 0.017347 | 0.017347 | 0.017347 | 0.017347 | 0.017347 | 0.017347 | 0.017347 | 0.017347 | 0.017347 | 0.017347 | 0.017347 | 0.017347 | 0.017347 | 0.017347 | 0.017347 | 0.017347 | 0.017347 | 0.017347 | 0.017347 | 0.017347 | 0.017347 | 0.017347
F1_Commercial_Restaurant_New_Miscellaneous_Natural Gas_Pool Heater_E3 | F1 | Commercial | Restaurant | New | Miscellaneous | Natural Gas | Pool Heater | E3 | CCE | 0 | 0 | 0 | 0 | 0 | 0 | 0 | 0 | 0 | 0 | 0 | 0 | 0 | 0 | 0 | 0 | 0 | 0 | 0 | 0 | 0 | 0 | 0 | 0 | 0 | 0 | 0 | 0 | 0 | 0 | 0
F1_Commercial_Restaurant_New_Miscellaneous_Natural Gas_Pool Heater_E4 | F1 | Commercial | Restaurant | New | Miscellaneous | Natural Gas | Pool Heater | E4 | CCE | 0 | 0 | 0 | 0 | 0 | 0 | 0 | 0 | 0 | 0 | 0 | 0 | 0 | 0 | 0 | 0 | 0 | 0 | 0 | 0 | 0 | 0 | 0 | 0 | 0 | 0 | 0 | 0 | 0 | 0 | 0
F1_Commercial_Restaurant_New_Miscellaneous_Natural Gas_Pool Heater_E5 | F1 | Commercial | Restaurant | New | Miscellaneous | Natural Gas | Pool Heater | E5 | CCE | 0 | 0 | 0 | 0 | 0 | 0 | 0 | 0 | 0 | 0 | 0 | 0 | 0 | 0 | 0 | 0 | 0 | 0 | 0 | 0 | 0 | 0 | 0 | 0 | 0 | 0 | 0 | 0 | 0 | 0 | 0
F1_Commercial_Restaurant_New_Miscellaneous_Natural Gas_Pool Heater_E6 | F1 | Commercial | Restaurant | New | Miscellaneous | Natural Gas | Pool Heater | E6 | CCE | 0 | 0 | 0 | 0 | 0 | 0 | 0 | 0 | 0 | 0 | 0 | 0 | 0 | 0 | 0 | 0 | 0 | 0 | 0 | 0 | 0 | 0 | 0 | 0 | 0 | 0 | 0 | 0 | 0 | 0 | 0
F1_Commercial_Restaurant_New_Miscellaneous_Natural Gas_Pool Heater_E7 | F1 | Commercial | Restaurant | New | Miscellaneous | Natural Gas | Pool Heater | E7 | CCE | 0 | 0 | 0 | 0 | 0 | 0 | 0 | 0 | 0 | 0 | 0 | 0 | 0 | 0 | 0 | 0 | 0 | 0 | 0 | 0 | 0 | 0 | 0 | 0 | 0 | 0 | 0 | 0 | 0 | 0 | 0
F1_Commercial_Restaurant_New_Miscellaneous_Natural Gas_Pool Heater_E8 | F1 | Commercial | Restaurant | New | Miscellaneous | Natural Gas | Pool Heater | E8 | CCE | 0 | 0 | 0 | 0 | 0 | 0 | 0 | 0 | 0 | 0 | 0 | 0 | 0 | 0 | 0 | 0 | 0 | 0 | 0 | 0 | 0 | 0 | 0 | 0 | 0 | 0 | 0 | 0 | 0 | 0 | 0
F1_Commercial_Restaurant_New_Miscellaneous_Natural Gas_Pool Heater_E9 | F1 | Commercial | Restaurant | New | Miscellaneous | Natural Gas | Pool Heater | E9 | CCE | 0 | 0 | 0 | 0 | 0 | 0 | 0 | 0 | 0 | 0 | 0 | 0 | 0 | 0 | 0 | 0 | 0 | 0 | 0 | 0 | 0 | 0 | 0 | 0 | 0 | 0 | 0 | 0 | 0 | 0 | 0
F1_Commercial_Restaurant_New_Miscellaneous_Natural Gas_Pool Heater_E10 | F1 | Commercial | Restaurant | New | Miscellaneous | Natural Gas | Pool Heater | E10 | CCE | 0 | 0 | 0 | 0 | 0 | 0 | 0 | 0 | 0 | 0 | 0 | 0 | 0 | 0 | 0 | 0 | 0 | 0 | 0 | 0 | 0 | 0 | 0 | 0 | 0 | 0 | 0 | 0 | 0 | 0 | 0
F2_Commercial_Restaurant_New_Miscellaneous_Natural Gas_Pool Heater_E1 | F2 | Commercial | Restaurant | New | Miscellaneous | Natural Gas | Pool Heater | E1 | TRC BC Ratio | 0.9 | 0.9 | 0.9 | 0.9 | 0.9 | 0.9 | 0.9 | 0.9 | 0.9 | 0.9 | 0.9 | 0.9 | 0.9 | 0.9 | 0.9 | 0.9 | 0.9 | 0.9 | 0.9 | 0.9 | 0.9 | 0.9 | 0.9 | 0.9 | 0.9 | 0.9 | 0.9 | 0.9 | 0.9 | 0.9 | 0.9
F2_Commercial_Restaurant_New_Miscellaneous_Natural Gas_Pool Heater_E2 | F2 | Commercial | Restaurant | New | Miscellaneous | Natural Gas | Pool Heater | E2 | TRC BC Ratio | 0.56913 | 0.59017 | 0.59856 | 0.60055 | 0.62327 | 0.58756 | 0.56286 | 0.56218 | 0.57879 | 0.56904 | 0.56637 | 0.56026 | 0.42036 | 0.41012 | 0.40714 | 0.46017 | 0.52551 | 0.59905 | 0.65771 | 0.754 | 0.76585 | 0.78054 | 0.79807 | 0.30114 | 0.29474 | 0.28881 | 0.28328 | 0.2781 | 0.27319 | 0.2685 | 0.264
F2_Commercial_Restaurant_New_Miscellaneous_Natural Gas_Pool Heater_E3 | F2 | Commercial | Restaurant | New | Miscellaneous | Natural Gas | Pool Heater | E3 | TRC BC Ratio | 0 | 0 | 0 | 0 | 0 | 0 | 0 | 0 | 0 | 0 | 0 | 0 | 0 | 0 | 0 | 0 | 0 | 0 | 0 | 0 | 0 | 0 | 0 | 0 | 0 | 0 | 0 | 0 | 0 | 0 | 0
F2_Commercial_Restaurant_New_Miscellaneous_Natural Gas_Pool Heater_E4 | F2 | Commercial | Restaurant | New | Miscellaneous | Natural Gas | Pool Heater | E4 | TRC BC Ratio | 0 | 0 | 0 | 0 | 0 | 0 | 0 | 0 | 0 | 0 | 0 | 0 | 0 | 0 | 0 | 0 | 0 | 0 | 0 | 0 | 0 | 0 | 0 | 0 | 0 | 0 | 0 | 0 | 0 | 0 | 0
F2_Commercial_Restaurant_New_Miscellaneous_Natural Gas_Pool Heater_E5 | F2 | Commercial | Restaurant | New | Miscellaneous | Natural Gas | Pool Heater | E5 | TRC BC Ratio | 0 | 0 | 0 | 0 | 0 | 0 | 0 | 0 | 0 | 0 | 0 | 0 | 0 | 0 | 0 | 0 | 0 | 0 | 0 | 0 | 0 | 0 | 0 | 0 | 0 | 0 | 0 | 0 | 0 | 0 | 0
F2_Commercial_Restaurant_New_Miscellaneous_Natural Gas_Pool Heater_E6 | F2 | Commercial | Restaurant | New | Miscellaneous | Natural Gas | Pool Heater | E6 | TRC BC Ratio | 0 | 0 | 0 | 0 | 0 | 0 | 0 | 0 | 0 | 0 | 0 | 0 | 0 | 0 | 0 | 0 | 0 | 0 | 0 | 0 | 0 | 0 | 0 | 0 | 0 | 0 | 0 | 0 | 0 | 0 | 0
F2_Commercial_Restaurant_New_Miscellaneous_Natural Gas_Pool Heater_E7 | F2 | Commercial | Restaurant | New | Miscellaneous | Natural Gas | Pool Heater | E7 | TRC BC Ratio | 0 | 0 | 0 | 0 | 0 | 0 | 0 | 0 | 0 | 0 | 0 | 0 | 0 | 0 | 0 | 0 | 0 | 0 | 0 | 0 | 0 | 0 | 0 | 0 | 0 | 0 | 0 | 0 | 0 | 0 | 0
F2_Commercial_Restaurant_New_Miscellaneous_Natural Gas_Pool Heater_E8 | F2 | Commercial | Restaurant | New | Miscellaneous | Natural Gas | Pool Heater | E8 | TRC BC Ratio | 0 | 0 | 0 | 0 | 0 | 0 | 0 | 0 | 0 | 0 | 0 | 0 | 0 | 0 | 0 | 0 | 0 | 0 | 0 | 0 | 0 | 0 | 0 | 0 | 0 | 0 | 0 | 0 | 0 | 0 | 0
F2_Commercial_Restaurant_New_Miscellaneous_Natural Gas_Pool Heater_E9 | F2 | Commercial | Restaurant | New | Miscellaneous | Natural Gas | Pool Heater | E9 | TRC BC Ratio | 0 | 0 | 0 | 0 | 0 | 0 | 0 | 0 | 0 | 0 | 0 | 0 | 0 | 0 | 0 | 0 | 0 | 0 | 0 | 0 | 0 | 0 | 0 | 0 | 0 | 0 | 0 | 0 | 0 | 0 | 0
F2_Commercial_Restaurant_New_Miscellaneous_Natural Gas_Pool Heater_E10 | F2 | Commercial | Restaurant | New | Miscellaneous | Natural Gas | Pool Heater | E10 | TRC BC Ratio | 0 | 0 | 0 | 0 | 0 | 0 | 0 | 0 | 0 | 0 | 0 | 0 | 0 | 0 | 0 | 0 | 0 | 0 | 0 | 0 | 0 | 0 | 0 | 0 | 0 | 0 | 0 | 0 | 0 | 0 | 0
F3_Commercial_Restaurant_New_Miscellaneous_Natural Gas_Pool Heater_E1 | F3 | Commercial | Restaurant | New | Miscellaneous | Natural Gas | Pool Heater | E1 | PACT BC Ratio | 0.9 | 0.9 | 0.9 | 0.9 | 0.9 | 0.9 | 0.9 | 0.9 | 0.9 | 0.9 | 0.9 | 0.9 | 0.9 | 0.9 | 0.9 | 0.9 | 0.9 | 0.9 | 0.9 | 0.9 | 0.9 | 0.9 | 0.9 | 0.9 | 0.9 | 0.9 | 0.9 | 0.9 | 0.9 | 0.9 | 0.9
F3_Commercial_Restaurant_New_Miscellaneous_Natural Gas_Pool Heater_E2 | F3 | Commercial | Restaurant | New | Miscellaneous | Natural Gas | Pool Heater | E2 | PACT BC Ratio | 0.80033 | 0.82991 | 0.84171 | 0.84451 | 0.87645 | 0.82624 | 0.79152 | 0.79055 | 0.81391 | 0.8002 | 0.79645 | 0.78786 | 0.59112 | 0.57672 | 0.57253 | 0.64711 | 0.73899 | 0.8424 | 0.92489 | 1.0603 | 1.077 | 1.0976 | 1.1223 | 0.42347 | 0.41447 | 0.40613 | 0.39836 | 0.39107 | 0.38417 | 0.37758 | 0.37125
F3_Commercial_Restaurant_New_Miscellaneous_Natural Gas_Pool Heater_E3 | F3 | Commercial | Restaurant | New | Miscellaneous | Natural Gas | Pool Heater | E3 | PACT BC Ratio | 0 | 0 | 0 | 0 | 0 | 0 | 0 | 0 | 0 | 0 | 0 | 0 | 0 | 0 | 0 | 0 | 0 | 0 | 0 | 0 | 0 | 0 | 0 | 0 | 0 | 0 | 0 | 0 | 0 | 0 | 0
F3_Commercial_Restaurant_New_Miscellaneous_Natural Gas_Pool Heater_E4 | F3 | Commercial | Restaurant | New | Miscellaneous | Natural Gas | Pool Heater | E4 | PACT BC Ratio | 0 | 0 | 0 | 0 | 0 | 0 | 0 | 0 | 0 | 0 | 0 | 0 | 0 | 0 | 0 | 0 | 0 | 0 | 0 | 0 | 0 | 0 | 0 | 0 | 0 | 0 | 0 | 0 | 0 | 0 | 0
F3_Commercial_Restaurant_New_Miscellaneous_Natural Gas_Pool Heater_E5 | F3 | Commercial | Restaurant | New | Miscellaneous | Natural Gas | Pool Heater | E5 | PACT BC Ratio | 0 | 0 | 0 | 0 | 0 | 0 | 0 | 0 | 0 | 0 | 0 | 0 | 0 | 0 | 0 | 0 | 0 | 0 | 0 | 0 | 0 | 0 | 0 | 0 | 0 | 0 | 0 | 0 | 0 | 0 | 0
F3_Commercial_Restaurant_New_Miscellaneous_Natural Gas_Pool Heater_E6 | F3 | Commercial | Restaurant | New | Miscellaneous | Natural Gas | Pool Heater | E6 | PACT BC Ratio | 0 | 0 | 0 | 0 | 0 | 0 | 0 | 0 | 0 | 0 | 0 | 0 | 0 | 0 | 0 | 0 | 0 | 0 | 0 | 0 | 0 | 0 | 0 | 0 | 0 | 0 | 0 | 0 | 0 | 0 | 0
F3_Commercial_Restaurant_New_Miscellaneous_Natural Gas_Pool Heater_E7 | F3 | Commercial | Restaurant | New | Miscellaneous | Natural Gas | Pool Heater | E7 | PACT BC Ratio | 0 | 0 | 0 | 0 | 0 | 0 | 0 | 0 | 0 | 0 | 0 | 0 | 0 | 0 | 0 | 0 | 0 | 0 | 0 | 0 | 0 | 0 | 0 | 0 | 0 | 0 | 0 | 0 | 0 | 0 | 0
F3_Commercial_Restaurant_New_Miscellaneous_Natural Gas_Pool Heater_E8 | F3 | Commercial | Restaurant | New | Miscellaneous | Natural Gas | Pool Heater | E8 | PACT BC Ratio | 0 | 0 | 0 | 0 | 0 | 0 | 0 | 0 | 0 | 0 | 0 | 0 | 0 | 0 | 0 | 0 | 0 | 0 | 0 | 0 | 0 | 0 | 0 | 0 | 0 | 0 | 0 | 0 | 0 | 0 | 0
F3_Commercial_Restaurant_New_Miscellaneous_Natural Gas_Pool Heater_E9 | F3 | Commercial | Restaurant | New | Miscellaneous | Natural Gas | Pool Heater | E9 | PACT BC Ratio | 0 | 0 | 0 | 0 | 0 | 0 | 0 | 0 | 0 | 0 | 0 | 0 | 0 | 0 | 0 | 0 | 0 | 0 | 0 | 0 | 0 | 0 | 0 | 0 | 0 | 0 | 0 | 0 | 0 | 0 | 0
F3_Commercial_Restaurant_New_Miscellaneous_Natural Gas_Pool Heater_E10 | F3 | Commercial | Restaurant | New | Miscellaneous | Natural Gas | Pool Heater | E10 | PACT BC Ratio | 0 | 0 | 0 | 0 | 0 | 0 | 0 | 0 | 0 | 0 | 0 | 0 | 0 | 0 | 0 | 0 | 0 | 0 | 0 | 0 | 0 | 0 | 0 | 0 | 0 | 0 | 0 | 0 | 0 | 0 | 0
F4_Commercial_Restaurant_New_Miscellaneous_Natural Gas_Pool Heater_E1 | F4 | Commercial | Restaurant | New | Miscellaneous | Natural Gas | Pool Heater | E1 | PCT BC Ratio | 0.9 | 0.9 | 0.9 | 0.9 | 0.9 | 0.9 | 0.9 | 0.9 | 0.9 | 0.9 | 0.9 | 0.9 | 0.9 | 0.9 | 0.9 | 0.9 | 0.9 | 0.9 | 0.9 | 0.9 | 0.9 | 0.9 | 0.9 | 0.9 | 0.9 | 0.9 | 0.9 | 0.9 | 0.9 | 0.9 | 0.9
F4_Commercial_Restaurant_New_Miscellaneous_Natural Gas_Pool Heater_E2 | F4 | Commercial | Restaurant | New | Miscellaneous | Natural Gas | Pool Heater | E2 | PCT BC Ratio | 1.6263 | 1.6664 | 1.6824 | 1.6862 | 1.7296 | 1.6614 | 1.6143 | 1.613 | 1.6447 | 1.6261 | 1.621 | 1.6093 | 1.3422 | 1.3227 | 1.317 | 1.4182 | 1.543 | 1.6834 | 1.7954 | 1.9792 | 2.0018 | 2.0299 | 2.0634 | 1.1146 | 1.1024 | 1.091 | 1.0805 | 1.0706 | 1.0612 | 1.0523 | 1.0437
F4_Commercial_Restaurant_New_Miscellaneous_Natural Gas_Pool Heater_E3 | F4 | Commercial | Restaurant | New | Miscellaneous | Natural Gas | Pool Heater | E3 | PCT BC Ratio | 0 | 0 | 0 | 0 | 0 | 0 | 0 | 0 | 0 | 0 | 0 | 0 | 0 | 0 | 0 | 0 | 0 | 0 | 0 | 0 | 0 | 0 | 0 | 0 | 0 | 0 | 0 | 0 | 0 | 0 | 0
F4_Commercial_Restaurant_New_Miscellaneous_Natural Gas_Pool Heater_E4 | F4 | Commercial | Restaurant | New | Miscellaneous | Natural Gas | Pool Heater | E4 | PCT BC Ratio | 0 | 0 | 0 | 0 | 0 | 0 | 0 | 0 | 0 | 0 | 0 | 0 | 0 | 0 | 0 | 0 | 0 | 0 | 0 | 0 | 0 | 0 | 0 | 0 | 0 | 0 | 0 | 0 | 0 | 0 | 0
F4_Commercial_Restaurant_New_Miscellaneous_Natural Gas_Pool Heater_E5 | F4 | Commercial | Restaurant | New | Miscellaneous | Natural Gas | Pool Heater | E5 | PCT BC Ratio | 0 | 0 | 0 | 0 | 0 | 0 | 0 | 0 | 0 | 0 | 0 | 0 | 0 | 0 | 0 | 0 | 0 | 0 | 0 | 0 | 0 | 0 | 0 | 0 | 0 | 0 | 0 | 0 | 0 | 0 | 0
F4_Commercial_Restaurant_New_Miscellaneous_Natural Gas_Pool Heater_E6 | F4 | Commercial | Restaurant | New | Miscellaneous | Natural Gas | Pool Heater | E6 | PCT BC Ratio | 0 | 0 | 0 | 0 | 0 | 0 | 0 | 0 | 0 | 0 | 0 | 0 | 0 | 0 | 0 | 0 | 0 | 0 | 0 | 0 | 0 | 0 | 0 | 0 | 0 | 0 | 0 | 0 | 0 | 0 | 0
F4_Commercial_Restaurant_New_Miscellaneous_Natural Gas_Pool Heater_E7 | F4 | Commercial | Restaurant | New | Miscellaneous | Natural Gas | Pool Heater | E7 | PCT BC Ratio | 0 | 0 | 0 | 0 | 0 | 0 | 0 | 0 | 0 | 0 | 0 | 0 | 0 | 0 | 0 | 0 | 0 | 0 | 0 | 0 | 0 | 0 | 0 | 0 | 0 | 0 | 0 | 0 | 0 | 0 | 0
F4_Commercial_Restaurant_New_Miscellaneous_Natural Gas_Pool Heater_E8 | F4 | Commercial | Restaurant | New | Miscellaneous | Natural Gas | Pool Heater | E8 | PCT BC Ratio | 0 | 0 | 0 | 0 | 0 | 0 | 0 | 0 | 0 | 0 | 0 | 0 | 0 | 0 | 0 | 0 | 0 | 0 | 0 | 0 | 0 | 0 | 0 | 0 | 0 | 0 | 0 | 0 | 0 | 0 | 0
F4_Commercial_Restaurant_New_Miscellaneous_Natural Gas_Pool Heater_E9 | F4 | Commercial | Restaurant | New | Miscellaneous | Natural Gas | Pool Heater | E9 | PCT BC Ratio | 0 | 0 | 0 | 0 | 0 | 0 | 0 | 0 | 0 | 0 | 0 | 0 | 0 | 0 | 0 | 0 | 0 | 0 | 0 | 0 | 0 | 0 | 0 | 0 | 0 | 0 | 0 | 0 | 0 | 0 | 0
F4_Commercial_Restaurant_New_Miscellaneous_Natural Gas_Pool Heater_E10 | F4 | Commercial | Restaurant | New | Miscellaneous | Natural Gas | Pool Heater | E10 | PCT BC Ratio | 0 | 0 | 0 | 0 | 0 | 0 | 0 | 0 | 0 | 0 | 0 | 0 | 0 | 0 | 0 | 0 | 0 | 0 | 0 | 0 | 0 | 0 | 0 | 0 | 0 | 0 | 0 | 0 | 0 | 0 | 0
F5_Commercial_Restaurant_New_Miscellaneous_Natural Gas_Pool Heater_E1 | F5 | Commercial | Restaurant | New | Miscellaneous | Natural Gas | Pool Heater | E1 | RIM BC Ratio | 0.9 | 0.9 | 0.9 | 0.9 | 0.9 | 0.9 | 0.9 | 0.9 | 0.9 | 0.9 | 0.9 | 0.9 | 0.9 | 0.9 | 0.9 | 0.9 | 0.9 | 0.9 | 0.9 | 0.9 | 0.9 | 0.9 | 0.9 | 0.9 | 0.9 | 0.9 | 0.9 | 0.9 | 0.9 | 0.9 | 0.9
F5_Commercial_Restaurant_New_Miscellaneous_Natural Gas_Pool Heater_E2 | F5 | Commercial | Restaurant | New | Miscellaneous | Natural Gas | Pool Heater | E2 | RIM BC Ratio | 0.40857 | 0.41614 | 0.41909 | 0.41978 | 0.42753 | 0.41522 | 0.40626 | 0.40601 | 0.41208 | 0.40854 | 0.40756 | 0.4053 | 0.34605 | 0.34106 | 0.33959 | 0.36451 | 0.39196 | 0.41926 | 0.43874 | 0.46703 | 0.47023 | 0.47413 | 0.47867 | 0.28094 | 0.27695 | 0.2732 | 0.26966 | 0.2663 | 0.26308 | 0.25997 | 0.25696
F5_Commercial_Restaurant_New_Miscellaneous_Natural Gas_Pool Heater_E3 | F5 | Commercial | Restaurant | New | Miscellaneous | Natural Gas | Pool Heater | E3 | RIM BC Ratio | 0 | 0 | 0 | 0 | 0 | 0 | 0 | 0 | 0 | 0 | 0 | 0 | 0 | 0 | 0 | 0 | 0 | 0 | 0 | 0 | 0 | 0 | 0 | 0 | 0 | 0 | 0 | 0 | 0 | 0 | 0
F5_Commercial_Restaurant_New_Miscellaneous_Natural Gas_Pool Heater_E4 | F5 | Commercial | Restaurant | New | Miscellaneous | Natural Gas | Pool Heater | E4 | RIM BC Ratio | 0 | 0 | 0 | 0 | 0 | 0 | 0 | 0 | 0 | 0 | 0 | 0 | 0 | 0 | 0 | 0 | 0 | 0 | 0 | 0 | 0 | 0 | 0 | 0 | 0 | 0 | 0 | 0 | 0 | 0 | 0
F5_Commercial_Restaurant_New_Miscellaneous_Natural Gas_Pool Heater_E5 | F5 | Commercial | Restaurant | New | Miscellaneous | Natural Gas | Pool Heater | E5 | RIM BC Ratio | 0 | 0 | 0 | 0 | 0 | 0 | 0 | 0 | 0 | 0 | 0 | 0 | 0 | 0 | 0 | 0 | 0 | 0 | 0 | 0 | 0 | 0 | 0 | 0 | 0 | 0 | 0 | 0 | 0 | 0 | 0
F5_Commercial_Restaurant_New_Miscellaneous_Natural Gas_Pool Heater_E6 | F5 | Commercial | Restaurant | New | Miscellaneous | Natural Gas | Pool Heater | E6 | RIM BC Ratio | 0 | 0 | 0 | 0 | 0 | 0 | 0 | 0 | 0 | 0 | 0 | 0 | 0 | 0 | 0 | 0 | 0 | 0 | 0 | 0 | 0 | 0 | 0 | 0 | 0 | 0 | 0 | 0 | 0 | 0 | 0
F5_Commercial_Restaurant_New_Miscellaneous_Natural Gas_Pool Heater_E7 | F5 | Commercial | Restaurant | New | Miscellaneous | Natural Gas | Pool Heater | E7 | RIM BC Ratio | 0 | 0 | 0 | 0 | 0 | 0 | 0 | 0 | 0 | 0 | 0 | 0 | 0 | 0 | 0 | 0 | 0 | 0 | 0 | 0 | 0 | 0 | 0 | 0 | 0 | 0 | 0 | 0 | 0 | 0 | 0
F5_Commercial_Restaurant_New_Miscellaneous_Natural Gas_Pool Heater_E8 | F5 | Commercial | Restaurant | New | Miscellaneous | Natural Gas | Pool Heater | E8 | RIM BC Ratio | 0 | 0 | 0 | 0 | 0 | 0 | 0 | 0 | 0 | 0 | 0 | 0 | 0 | 0 | 0 | 0 | 0 | 0 | 0 | 0 | 0 | 0 | 0 | 0 | 0 | 0 | 0 | 0 | 0 | 0 | 0
F5_Commercial_Restaurant_New_Miscellaneous_Natural Gas_Pool Heater_E9 | F5 | Commercial | Restaurant | New | Miscellaneous | Natural Gas | Pool Heater | E9 | RIM BC Ratio | 0 | 0 | 0 | 0 | 0 | 0 | 0 | 0 | 0 | 0 | 0 | 0 | 0 | 0 | 0 | 0 | 0 | 0 | 0 | 0 | 0 | 0 | 0 | 0 | 0 | 0 | 0 | 0 | 0 | 0 | 0
F5_Commercial_Restaurant_New_Miscellaneous_Natural Gas_Pool Heater_E10 | F5 | Commercial | Restaurant | New | Miscellaneous | Natural Gas | Pool Heater | E10 | RIM BC Ratio | 0 | 0 | 0 | 0 | 0 | 0 | 0 | 0 | 0 | 0 | 0 | 0 | 0 | 0 | 0 | 0 | 0 | 0 | 0 | 0 | 0 | 0 | 0 | 0 | 0 | 0 | 0 | 0 | 0 | 0 | 0
F0_Commercial_Restaurant_New_Miscellaneous_Natural Gas_Miscellaneous_E0 | F0 | Commercial | Restaurant | New | Miscellaneous | Natural Gas | Miscellaneous | E0 | Economic Unit | Miscellaneous | Miscellaneous | Miscellaneous | Miscellaneous | Miscellaneous | Miscellaneous | Miscellaneous | Miscellaneous | Miscellaneous | Miscellaneous | Miscellaneous | Miscellaneous | Miscellaneous | Miscellaneous | Miscellaneous | Miscellaneous | Miscellaneous | Miscellaneous | Miscellaneous | Miscellaneous | Miscellaneous | Miscellaneous | Miscellaneous | Miscellaneous | Miscellaneous | Miscellaneous | Miscellaneous | Miscellaneous | Miscellaneous | Miscellaneous | Miscellaneous
F1_Commercial_Restaurant_New_Miscellaneous_Natural Gas_Miscellaneous_E1 | F1 | Commercial | Restaurant | New | Miscellaneous | Natural Gas | Miscellaneous | E1 | CCE | 0 | 0 | 0 | 0 | 0 | 0 | 0 | 0 | 0 | 0 | 0 | 0 | 0 | 0 | 0 | 0 | 0 | 0 | 0 | 0 | 0 | 0 | 0 | 0 | 0 | 0 | 0 | 0 | 0 | 0 | 0
F1_Commercial_Restaurant_New_Miscellaneous_Natural Gas_Miscellaneous_E2 | F1 | Commercial | Restaurant | New | Miscellaneous | Natural Gas | Miscellaneous | E2 | CCE | 0 | 0 | 0 | 0 | 0 | 0 | 0 | 0 | 0 | 0 | 0 | 0 | 0 | 0 | 0 | 0 | 0 | 0 | 0 | 0 | 0 | 0 | 0 | 0 | 0 | 0 | 0 | 0 | 0 | 0 | 0
F1_Commercial_Restaurant_New_Miscellaneous_Natural Gas_Miscellaneous_E3 | F1 | Commercial | Restaurant | New | Miscellaneous | Natural Gas | Miscellaneous | E3 | CCE | 0 | 0 | 0 | 0 | 0 | 0 | 0 | 0 | 0 | 0 | 0 | 0 | 0 | 0 | 0 | 0 | 0 | 0 | 0 | 0 | 0 | 0 | 0 | 0 | 0 | 0 | 0 | 0 | 0 | 0 | 0
F1_Commercial_Restaurant_New_Miscellaneous_Natural Gas_Miscellaneous_E4 | F1 | Commercial | Restaurant | New | Miscellaneous | Natural Gas | Miscellaneous | E4 | CCE | 0 | 0 | 0 | 0 | 0 | 0 | 0 | 0 | 0 | 0 | 0 | 0 | 0 | 0 | 0 | 0 | 0 | 0 | 0 | 0 | 0 | 0 | 0 | 0 | 0 | 0 | 0 | 0 | 0 | 0 | 0
F1_Commercial_Restaurant_New_Miscellaneous_Natural Gas_Miscellaneous_E5 | F1 | Commercial | Restaurant | New | Miscellaneous | Natural Gas | Miscellaneous | E5 | CCE | 0 | 0 | 0 | 0 | 0 | 0 | 0 | 0 | 0 | 0 | 0 | 0 | 0 | 0 | 0 | 0 | 0 | 0 | 0 | 0 | 0 | 0 | 0 | 0 | 0 | 0 | 0 | 0 | 0 | 0 | 0
F1_Commercial_Restaurant_New_Miscellaneous_Natural Gas_Miscellaneous_E6 | F1 | Commercial | Restaurant | New | Miscellaneous | Natural Gas | Miscellaneous | E6 | CCE | 0 | 0 | 0 | 0 | 0 | 0 | 0 | 0 | 0 | 0 | 0 | 0 | 0 | 0 | 0 | 0 | 0 | 0 | 0 | 0 | 0 | 0 | 0 | 0 | 0 | 0 | 0 | 0 | 0 | 0 | 0
F1_Commercial_Restaurant_New_Miscellaneous_Natural Gas_Miscellaneous_E7 | F1 | Commercial | Restaurant | New | Miscellaneous | Natural Gas | Miscellaneous | E7 | CCE | 0 | 0 | 0 | 0 | 0 | 0 | 0 | 0 | 0 | 0 | 0 | 0 | 0 | 0 | 0 | 0 | 0 | 0 | 0 | 0 | 0 | 0 | 0 | 0 | 0 | 0 | 0 | 0 | 0 | 0 | 0
F1_Commercial_Restaurant_New_Miscellaneous_Natural Gas_Miscellaneous_E8 | F1 | Commercial | Restaurant | New | Miscellaneous | Natural Gas | Miscellaneous | E8 | CCE | 0 | 0 | 0 | 0 | 0 | 0 | 0 | 0 | 0 | 0 | 0 | 0 | 0 | 0 | 0 | 0 | 0 | 0 | 0 | 0 | 0 | 0 | 0 | 0 | 0 | 0 | 0 | 0 | 0 | 0 | 0
F1_Commercial_Restaurant_New_Miscellaneous_Natural Gas_Miscellaneous_E9 | F1 | Commercial | Restaurant | New | Miscellaneous | Natural Gas | Miscellaneous | E9 | CCE | 0 | 0 | 0 | 0 | 0 | 0 | 0 | 0 | 0 | 0 | 0 | 0 | 0 | 0 | 0 | 0 | 0 | 0 | 0 | 0 | 0 | 0 | 0 | 0 | 0 | 0 | 0 | 0 | 0 | 0 | 0
F1_Commercial_Restaurant_New_Miscellaneous_Natural Gas_Miscellaneous_E10 | F1 | Commercial | Restaurant | New | Miscellaneous | Natural Gas | Miscellaneous | E10 | CCE | 0 | 0 | 0 | 0 | 0 | 0 | 0 | 0 | 0 | 0 | 0 | 0 | 0 | 0 | 0 | 0 | 0 | 0 | 0 | 0 | 0 | 0 | 0 | 0 | 0 | 0 | 0 | 0 | 0 | 0 | 0
F2_Commercial_Restaurant_New_Miscellaneous_Natural Gas_Miscellaneous_E1 | F2 | Commercial | Restaurant | New | Miscellaneous | Natural Gas | Miscellaneous | E1 | TRC BC Ratio | 0.9 | 0.9 | 0.9 | 0.9 | 0.9 | 0.9 | 0.9 | 0.9 | 0.9 | 0.9 | 0.9 | 0.9 | 0.9 | 0.9 | 0.9 | 0.9 | 0.9 | 0.9 | 0.9 | 0.9 | 0.9 | 0.9 | 0.9 | 0.9 | 0.9 | 0.9 | 0.9 | 0.9 | 0.9 | 0.9 | 0.9
F2_Commercial_Restaurant_New_Miscellaneous_Natural Gas_Miscellaneous_E2 | F2 | Commercial | Restaurant | New | Miscellaneous | Natural Gas | Miscellaneous | E2 | TRC BC Ratio | 0 | 0 | 0 | 0 | 0 | 0 | 0 | 0 | 0 | 0 | 0 | 0 | 0 | 0 | 0 | 0 | 0 | 0 | 0 | 0 | 0 | 0 | 0 | 0 | 0 | 0 | 0 | 0 | 0 | 0 | 0
F2_Commercial_Restaurant_New_Miscellaneous_Natural Gas_Miscellaneous_E3 | F2 | Commercial | Restaurant | New | Miscellaneous | Natural Gas | Miscellaneous | E3 | TRC BC Ratio | 0 | 0 | 0 | 0 | 0 | 0 | 0 | 0 | 0 | 0 | 0 | 0 | 0 | 0 | 0 | 0 | 0 | 0 | 0 | 0 | 0 | 0 | 0 | 0 | 0 | 0 | 0 | 0 | 0 | 0 | 0
F2_Commercial_Restaurant_New_Miscellaneous_Natural Gas_Miscellaneous_E4 | F2 | Commercial | Restaurant | New | Miscellaneous | Natural Gas | Miscellaneous | E4 | TRC BC Ratio | 0 | 0 | 0 | 0 | 0 | 0 | 0 | 0 | 0 | 0 | 0 | 0 | 0 | 0 | 0 | 0 | 0 | 0 | 0 | 0 | 0 | 0 | 0 | 0 | 0 | 0 | 0 | 0 | 0 | 0 | 0
F2_Commercial_Restaurant_New_Miscellaneous_Natural Gas_Miscellaneous_E5 | F2 | Commercial | Restaurant | New | Miscellaneous | Natural Gas | Miscellaneous | E5 | TRC BC Ratio | 0 | 0 | 0 | 0 | 0 | 0 | 0 | 0 | 0 | 0 | 0 | 0 | 0 | 0 | 0 | 0 | 0 | 0 | 0 | 0 | 0 | 0 | 0 | 0 | 0 | 0 | 0 | 0 | 0 | 0 | 0
F2_Commercial_Restaurant_New_Miscellaneous_Natural Gas_Miscellaneous_E6 | F2 | Commercial | Restaurant | New | Miscellaneous | Natural Gas | Miscellaneous | E6 | TRC BC Ratio | 0 | 0 | 0 | 0 | 0 | 0 | 0 | 0 | 0 | 0 | 0 | 0 | 0 | 0 | 0 | 0 | 0 | 0 | 0 | 0 | 0 | 0 | 0 | 0 | 0 | 0 | 0 | 0 | 0 | 0 | 0
F2_Commercial_Restaurant_New_Miscellaneous_Natural Gas_Miscellaneous_E7 | F2 | Commercial | Restaurant | New | Miscellaneous | Natural Gas | Miscellaneous | E7 | TRC BC Ratio | 0 | 0 | 0 | 0 | 0 | 0 | 0 | 0 | 0 | 0 | 0 | 0 | 0 | 0 | 0 | 0 | 0 | 0 | 0 | 0 | 0 | 0 | 0 | 0 | 0 | 0 | 0 | 0 | 0 | 0 | 0
F2_Commercial_Restaurant_New_Miscellaneous_Natural Gas_Miscellaneous_E8 | F2 | Commercial | Restaurant | New | Miscellaneous | Natural Gas | Miscellaneous | E8 | TRC BC Ratio | 0 | 0 | 0 | 0 | 0 | 0 | 0 | 0 | 0 | 0 | 0 | 0 | 0 | 0 | 0 | 0 | 0 | 0 | 0 | 0 | 0 | 0 | 0 | 0 | 0 | 0 | 0 | 0 | 0 | 0 | 0
F2_Commercial_Restaurant_New_Miscellaneous_Natural Gas_Miscellaneous_E9 | F2 | Commercial | Restaurant | New | Miscellaneous | Natural Gas | Miscellaneous | E9 | TRC BC Ratio | 0 | 0 | 0 | 0 | 0 | 0 | 0 | 0 | 0 | 0 | 0 | 0 | 0 | 0 | 0 | 0 | 0 | 0 | 0 | 0 | 0 | 0 | 0 | 0 | 0 | 0 | 0 | 0 | 0 | 0 | 0
F2_Commercial_Restaurant_New_Miscellaneous_Natural Gas_Miscellaneous_E10 | F2 | Commercial | Restaurant | New | Miscellaneous | Natural Gas | Miscellaneous | E10 | TRC BC Ratio | 0 | 0 | 0 | 0 | 0 | 0 | 0 | 0 | 0 | 0 | 0 | 0 | 0 | 0 | 0 | 0 | 0 | 0 | 0 | 0 | 0 | 0 | 0 | 0 | 0 | 0 | 0 | 0 | 0 | 0 | 0
F3_Commercial_Restaurant_New_Miscellaneous_Natural Gas_Miscellaneous_E1 | F3 | Commercial | Restaurant | New | Miscellaneous | Natural Gas | Miscellaneous | E1 | PACT BC Ratio | 0.9 | 0.9 | 0.9 | 0.9 | 0.9 | 0.9 | 0.9 | 0.9 | 0.9 | 0.9 | 0.9 | 0.9 | 0.9 | 0.9 | 0.9 | 0.9 | 0.9 | 0.9 | 0.9 | 0.9 | 0.9 | 0.9 | 0.9 | 0.9 | 0.9 | 0.9 | 0.9 | 0.9 | 0.9 | 0.9 | 0.9
F3_Commercial_Restaurant_New_Miscellaneous_Natural Gas_Miscellaneous_E2 | F3 | Commercial | Restaurant | New | Miscellaneous | Natural Gas | Miscellaneous | E2 | PACT BC Ratio | 0 | 0 | 0 | 0 | 0 | 0 | 0 | 0 | 0 | 0 | 0 | 0 | 0 | 0 | 0 | 0 | 0 | 0 | 0 | 0 | 0 | 0 | 0 | 0 | 0 | 0 | 0 | 0 | 0 | 0 | 0
F3_Commercial_Restaurant_New_Miscellaneous_Natural Gas_Miscellaneous_E3 | F3 | Commercial | Restaurant | New | Miscellaneous | Natural Gas | Miscellaneous | E3 | PACT BC Ratio | 0 | 0 | 0 | 0 | 0 | 0 | 0 | 0 | 0 | 0 | 0 | 0 | 0 | 0 | 0 | 0 | 0 | 0 | 0 | 0 | 0 | 0 | 0 | 0 | 0 | 0 | 0 | 0 | 0 | 0 | 0
F3_Commercial_Restaurant_New_Miscellaneous_Natural Gas_Miscellaneous_E4 | F3 | Commercial | Restaurant | New | Miscellaneous | Natural Gas | Miscellaneous | E4 | PACT BC Ratio | 0 | 0 | 0 | 0 | 0 | 0 | 0 | 0 | 0 | 0 | 0 | 0 | 0 | 0 | 0 | 0 | 0 | 0 | 0 | 0 | 0 | 0 | 0 | 0 | 0 | 0 | 0 | 0 | 0 | 0 | 0
F3_Commercial_Restaurant_New_Miscellaneous_Natural Gas_Miscellaneous_E5 | F3 | Commercial | Restaurant | New | Miscellaneous | Natural Gas | Miscellaneous | E5 | PACT BC Ratio | 0 | 0 | 0 | 0 | 0 | 0 | 0 | 0 | 0 | 0 | 0 | 0 | 0 | 0 | 0 | 0 | 0 | 0 | 0 | 0 | 0 | 0 | 0 | 0 | 0 | 0 | 0 | 0 | 0 | 0 | 0
F3_Commercial_Restaurant_New_Miscellaneous_Natural Gas_Miscellaneous_E6 | F3 | Commercial | Restaurant | New | Miscellaneous | Natural Gas | Miscellaneous | E6 | PACT BC Ratio | 0 | 0 | 0 | 0 | 0 | 0 | 0 | 0 | 0 | 0 | 0 | 0 | 0 | 0 | 0 | 0 | 0 | 0 | 0 | 0 | 0 | 0 | 0 | 0 | 0 | 0 | 0 | 0 | 0 | 0 | 0
F3_Commercial_Restaurant_New_Miscellaneous_Natural Gas_Miscellaneous_E7 | F3 | Commercial | Restaurant | New | Miscellaneous | Natural Gas | Miscellaneous | E7 | PACT BC Ratio | 0 | 0 | 0 | 0 | 0 | 0 | 0 | 0 | 0 | 0 | 0 | 0 | 0 | 0 | 0 | 0 | 0 | 0 | 0 | 0 | 0 | 0 | 0 | 0 | 0 | 0 | 0 | 0 | 0 | 0 | 0
F3_Commercial_Restaurant_New_Miscellaneous_Natural Gas_Miscellaneous_E8 | F3 | Commercial | Restaurant | New | Miscellaneous | Natural Gas | Miscellaneous | E8 | PACT BC Ratio | 0 | 0 | 0 | 0 | 0 | 0 | 0 | 0 | 0 | 0 | 0 | 0 | 0 | 0 | 0 | 0 | 0 | 0 | 0 | 0 | 0 | 0 | 0 | 0 | 0 | 0 | 0 | 0 | 0 | 0 | 0
F3_Commercial_Restaurant_New_Miscellaneous_Natural Gas_Miscellaneous_E9 | F3 | Commercial | Restaurant | New | Miscellaneous | Natural Gas | Miscellaneous | E9 | PACT BC Ratio | 0 | 0 | 0 | 0 | 0 | 0 | 0 | 0 | 0 | 0 | 0 | 0 | 0 | 0 | 0 | 0 | 0 | 0 | 0 | 0 | 0 | 0 | 0 | 0 | 0 | 0 | 0 | 0 | 0 | 0 | 0
F3_Commercial_Restaurant_New_Miscellaneous_Natural Gas_Miscellaneous_E10 | F3 | Commercial | Restaurant | New | Miscellaneous | Natural Gas | Miscellaneous | E10 | PACT BC Ratio | 0 | 0 | 0 | 0 | 0 | 0 | 0 | 0 | 0 | 0 | 0 | 0 | 0 | 0 | 0 | 0 | 0 | 0 | 0 | 0 | 0 | 0 | 0 | 0 | 0 | 0 | 0 | 0 | 0 | 0 | 0
F4_Commercial_Restaurant_New_Miscellaneous_Natural Gas_Miscellaneous_E1 | F4 | Commercial | Restaurant | New | Miscellaneous | Natural Gas | Miscellaneous | E1 | PCT BC Ratio | 0.9 | 0.9 | 0.9 | 0.9 | 0.9 | 0.9 | 0.9 | 0.9 | 0.9 | 0.9 | 0.9 | 0.9 | 0.9 | 0.9 | 0.9 | 0.9 | 0.9 | 0.9 | 0.9 | 0.9 | 0.9 | 0.9 | 0.9 | 0.9 | 0.9 | 0.9 | 0.9 | 0.9 | 0.9 | 0.9 | 0.9
F4_Commercial_Restaurant_New_Miscellaneous_Natural Gas_Miscellaneous_E2 | F4 | Commercial | Restaurant | New | Miscellaneous | Natural Gas | Miscellaneous | E2 | PCT BC Ratio | 0 | 0 | 0 | 0 | 0 | 0 | 0 | 0 | 0 | 0 | 0 | 0 | 0 | 0 | 0 | 0 | 0 | 0 | 0 | 0 | 0 | 0 | 0 | 0 | 0 | 0 | 0 | 0 | 0 | 0 | 0
F4_Commercial_Restaurant_New_Miscellaneous_Natural Gas_Miscellaneous_E3 | F4 | Commercial | Restaurant | New | Miscellaneous | Natural Gas | Miscellaneous | E3 | PCT BC Ratio | 0 | 0 | 0 | 0 | 0 | 0 | 0 | 0 | 0 | 0 | 0 | 0 | 0 | 0 | 0 | 0 | 0 | 0 | 0 | 0 | 0 | 0 | 0 | 0 | 0 | 0 | 0 | 0 | 0 | 0 | 0
F4_Commercial_Restaurant_New_Miscellaneous_Natural Gas_Miscellaneous_E4 | F4 | Commercial | Restaurant | New | Miscellaneous | Natural Gas | Miscellaneous | E4 | PCT BC Ratio | 0 | 0 | 0 | 0 | 0 | 0 | 0 | 0 | 0 | 0 | 0 | 0 | 0 | 0 | 0 | 0 | 0 | 0 | 0 | 0 | 0 | 0 | 0 | 0 | 0 | 0 | 0 | 0 | 0 | 0 | 0
F4_Commercial_Restaurant_New_Miscellaneous_Natural Gas_Miscellaneous_E5 | F4 | Commercial | Restaurant | New | Miscellaneous | Natural Gas | Miscellaneous | E5 | PCT BC Ratio | 0 | 0 | 0 | 0 | 0 | 0 | 0 | 0 | 0 | 0 | 0 | 0 | 0 | 0 | 0 | 0 | 0 | 0 | 0 | 0 | 0 | 0 | 0 | 0 | 0 | 0 | 0 | 0 | 0 | 0 | 0
F4_Commercial_Restaurant_New_Miscellaneous_Natural Gas_Miscellaneous_E6 | F4 | Commercial | Restaurant | New | Miscellaneous | Natural Gas | Miscellaneous | E6 | PCT BC Ratio | 0 | 0 | 0 | 0 | 0 | 0 | 0 | 0 | 0 | 0 | 0 | 0 | 0 | 0 | 0 | 0 | 0 | 0 | 0 | 0 | 0 | 0 | 0 | 0 | 0 | 0 | 0 | 0 | 0 | 0 | 0
F4_Commercial_Restaurant_New_Miscellaneous_Natural Gas_Miscellaneous_E7 | F4 | Commercial | Restaurant | New | Miscellaneous | Natural Gas | Miscellaneous | E7 | PCT BC Ratio | 0 | 0 | 0 | 0 | 0 | 0 | 0 | 0 | 0 | 0 | 0 | 0 | 0 | 0 | 0 | 0 | 0 | 0 | 0 | 0 | 0 | 0 | 0 | 0 | 0 | 0 | 0 | 0 | 0 | 0 | 0
F4_Commercial_Restaurant_New_Miscellaneous_Natural Gas_Miscellaneous_E8 | F4 | Commercial | Restaurant | New | Miscellaneous | Natural Gas | Miscellaneous | E8 | PCT BC Ratio | 0 | 0 | 0 | 0 | 0 | 0 | 0 | 0 | 0 | 0 | 0 | 0 | 0 | 0 | 0 | 0 | 0 | 0 | 0 | 0 | 0 | 0 | 0 | 0 | 0 | 0 | 0 | 0 | 0 | 0 | 0
F4_Commercial_Restaurant_New_Miscellaneous_Natural Gas_Miscellaneous_E9 | F4 | Commercial | Restaurant | New | Miscellaneous | Natural Gas | Miscellaneous | E9 | PCT BC Ratio | 0 | 0 | 0 | 0 | 0 | 0 | 0 | 0 | 0 | 0 | 0 | 0 | 0 | 0 | 0 | 0 | 0 | 0 | 0 | 0 | 0 | 0 | 0 | 0 | 0 | 0 | 0 | 0 | 0 | 0 | 0
F4_Commercial_Restaurant_New_Miscellaneous_Natural Gas_Miscellaneous_E10 | F4 | Commercial | Restaurant | New | Miscellaneous | Natural Gas | Miscellaneous | E10 | PCT BC Ratio | 0 | 0 | 0 | 0 | 0 | 0 | 0 | 0 | 0 | 0 | 0 | 0 | 0 | 0 | 0 | 0 | 0 | 0 | 0 | 0 | 0 | 0 | 0 | 0 | 0 | 0 | 0 | 0 | 0 | 0 | 0
F5_Commercial_Restaurant_New_Miscellaneous_Natural Gas_Miscellaneous_E1 | F5 | Commercial | Restaurant | New | Miscellaneous | Natural Gas | Miscellaneous | E1 | RIM BC Ratio | 0.9 | 0.9 | 0.9 | 0.9 | 0.9 | 0.9 | 0.9 | 0.9 | 0.9 | 0.9 | 0.9 | 0.9 | 0.9 | 0.9 | 0.9 | 0.9 | 0.9 | 0.9 | 0.9 | 0.9 | 0.9 | 0.9 | 0.9 | 0.9 | 0.9 | 0.9 | 0.9 | 0.9 | 0.9 | 0.9 | 0.9
F5_Commercial_Restaurant_New_Miscellaneous_Natural Gas_Miscellaneous_E2 | F5 | Commercial | Restaurant | New | Miscellaneous | Natural Gas | Miscellaneous | E2 | RIM BC Ratio | 0 | 0 | 0 | 0 | 0 | 0 | 0 | 0 | 0 | 0 | 0 | 0 | 0 | 0 | 0 | 0 | 0 | 0 | 0 | 0 | 0 | 0 | 0 | 0 | 0 | 0 | 0 | 0 | 0 | 0 | 0
F5_Commercial_Restaurant_New_Miscellaneous_Natural Gas_Miscellaneous_E3 | F5 | Commercial | Restaurant | New | Miscellaneous | Natural Gas | Miscellaneous | E3 | RIM BC Ratio | 0 | 0 | 0 | 0 | 0 | 0 | 0 | 0 | 0 | 0 | 0 | 0 | 0 | 0 | 0 | 0 | 0 | 0 | 0 | 0 | 0 | 0 | 0 | 0 | 0 | 0 | 0 | 0 | 0 | 0 | 0
F5_Commercial_Restaurant_New_Miscellaneous_Natural Gas_Miscellaneous_E4 | F5 | Commercial | Restaurant | New | Miscellaneous | Natural Gas | Miscellaneous | E4 | RIM BC Ratio | 0 | 0 | 0 | 0 | 0 | 0 | 0 | 0 | 0 | 0 | 0 | 0 | 0 | 0 | 0 | 0 | 0 | 0 | 0 | 0 | 0 | 0 | 0 | 0 | 0 | 0 | 0 | 0 | 0 | 0 | 0
F5_Commercial_Restaurant_New_Miscellaneous_Natural Gas_Miscellaneous_E5 | F5 | Commercial | Restaurant | New | Miscellaneous | Natural Gas | Miscellaneous | E5 | RIM BC Ratio | 0 | 0 | 0 | 0 | 0 | 0 | 0 | 0 | 0 | 0 | 0 | 0 | 0 | 0 | 0 | 0 | 0 | 0 | 0 | 0 | 0 | 0 | 0 | 0 | 0 | 0 | 0 | 0 | 0 | 0 | 0
F5_Commercial_Restaurant_New_Miscellaneous_Natural Gas_Miscellaneous_E6 | F5 | Commercial | Restaurant | New | Miscellaneous | Natural Gas | Miscellaneous | E6 | RIM BC Ratio | 0 | 0 | 0 | 0 | 0 | 0 | 0 | 0 | 0 | 0 | 0 | 0 | 0 | 0 | 0 | 0 | 0 | 0 | 0 | 0 | 0 | 0 | 0 | 0 | 0 | 0 | 0 | 0 | 0 | 0 | 0
F5_Commercial_Restaurant_New_Miscellaneous_Natural Gas_Miscellaneous_E7 | F5 | Commercial | Restaurant | New | Miscellaneous | Natural Gas | Miscellaneous | E7 | RIM BC Ratio | 0 | 0 | 0 | 0 | 0 | 0 | 0 | 0 | 0 | 0 | 0 | 0 | 0 | 0 | 0 | 0 | 0 | 0 | 0 | 0 | 0 | 0 | 0 | 0 | 0 | 0 | 0 | 0 | 0 | 0 | 0
F5_Commercial_Restaurant_New_Miscellaneous_Natural Gas_Miscellaneous_E8 | F5 | Commercial | Restaurant | New | Miscellaneous | Natural Gas | Miscellaneous | E8 | RIM BC Ratio | 0 | 0 | 0 | 0 | 0 | 0 | 0 | 0 | 0 | 0 | 0 | 0 | 0 | 0 | 0 | 0 | 0 | 0 | 0 | 0 | 0 | 0 | 0 | 0 | 0 | 0 | 0 | 0 | 0 | 0 | 0
F5_Commercial_Restaurant_New_Miscellaneous_Natural Gas_Miscellaneous_E9 | F5 | Commercial | Restaurant | New | Miscellaneous | Natural Gas | Miscellaneous | E9 | RIM BC Ratio | 0 | 0 | 0 | 0 | 0 | 0 | 0 | 0 | 0 | 0 | 0 | 0 | 0 | 0 | 0 | 0 | 0 | 0 | 0 | 0 | 0 | 0 | 0 | 0 | 0 | 0 | 0 | 0 | 0 | 0 | 0
F5_Commercial_Restaurant_New_Miscellaneous_Natural Gas_Miscellaneous_E10 | F5 | Commercial | Restaurant | New | Miscellaneous | Natural Gas | Miscellaneous | E10 | RIM BC Ratio | 0 | 0 | 0 | 0 | 0 | 0 | 0 | 0 | 0 | 0 | 0 | 0 | 0 | 0 | 0 | 0 | 0 | 0 | 0 | 0 | 0 | 0 | 0 | 0 | 0 | 0 | 0 | 0 | 0 | 0 | 0
F0_Commercial_Grocery_Existing_Space Heating_Natural Gas_Furnace_E0 | F0 | Commercial | Grocery | Existing | Space Heating | Natural Gas | Furnace | E0 | Economic Unit | AFUE 96% | AFUE 96% | AFUE 96% | AFUE 96% | AFUE 96% | AFUE 96% | AFUE 96% | AFUE 96% | AFUE 96% | AFUE 96% | AFUE 96% | AFUE 96% | AFUE 96% | AFUE 96% | AFUE 96% | AFUE 96% | AFUE 96% | AFUE 96% | AFUE 96% | AFUE 96% | AFUE 96% | AFUE 96% | AFUE 96% | AFUE 96% | AFUE 96% | AFUE 96% | AFUE 96% | AFUE 96% | AFUE 96% | AFUE 96% | AFUE 96%
F1_Commercial_Grocery_Existing_Space Heating_Natural Gas_Furnace_E1 | F1 | Commercial | Grocery | Existing | Space Heating | Natural Gas | Furnace | E1 | CCE | 0 | 0 | 0 | 0 | 0 | 0 | 0 | 0 | 0 | 0 | 0 | 0 | 0 | 0 | 0 | 0 | 0 | 0 | 0 | 0 | 0 | 0 | 0 | 0 | 0 | 0 | 0 | 0 | 0 | 0 | 0
F1_Commercial_Grocery_Existing_Space Heating_Natural Gas_Furnace_E2 | F1 | Commercial | Grocery | Existing | Space Heating | Natural Gas | Furnace | E2 | CCE | 0.06724 | 0.064642 | 0.06495 | 0.065629 | 0.065629 | 0 | 0 | 0 | 0 | 0 | 0 | 0 | 0 | 0 | 0 | 0 | 0 | 0 | 0 | 0 | 0 | 0 | 0 | 0 | 0 | 0 | 0 | 0 | 0 | 0 | 0
F1_Commercial_Grocery_Existing_Space Heating_Natural Gas_Furnace_E3 | F1 | Commercial | Grocery | Existing | Space Heating | Natural Gas | Furnace | E3 | CCE | 0.014322 | 0.013768 | 0.013834 | 0.013979 | 0.013979 | 0 | 0 | 0 | 0 | 0 | 0 | 0 | 0 | 0 | 0 | 0 | 0 | 0 | 0 | 0 | 0 | 0 | 0 | 0 | 0 | 0 | 0 | 0 | 0 | 0 | 0
F1_Commercial_Grocery_Existing_Space Heating_Natural Gas_Furnace_E4 | F1 | Commercial | Grocery | Existing | Space Heating | Natural Gas | Furnace | E4 | CCE | 0.0049298 | 0.0047393 | 0.0047619 | 0.0048117 | 0.0048117 | -0.019389 | -0.019389 | -0.019389 | -0.019389 | -0.019389 | -0.019389 | -0.019389 | -0.019389 | -0.019389 | -0.019389 | -0.019389 | -0.019389 | -0.019389 | -0.019389 | -0.019389 | -0.019389 | -0.019389 | -0.019389 | -0.019389 | -0.019389 | -0.019389 | -0.019389 | -0.019389 | -0.019389 | -0.019389 | -0.019389
F1_Commercial_Grocery_Existing_Space Heating_Natural Gas_Furnace_E5 | F1 | Commercial | Grocery | Existing | Space Heating | Natural Gas | Furnace | E5 | CCE | 0 | 0 | 0 | 0 | 0 | 0 | 0 | 0.11464 | 0.11464 | 0.11464 | 0.11464 | 0.11464 | 0.11464 | 0.11464 | 0.11464 | 0.11464 | 0.11464 | 0.11464 | 0.11464 | 0.11464 | 0.11464 | 0.11464 | 0.11464 | 0.11464 | 0.11464 | 0.11464 | 0.11464 | 0.11464 | 0.11464 | 0.11464 | 0.11464
F1_Commercial_Grocery_Existing_Space Heating_Natural Gas_Furnace_E6 | F1 | Commercial | Grocery | Existing | Space Heating | Natural Gas | Furnace | E6 | CCE | 0 | 0 | 0 | 0 | 0 | 0 | 0 | 0 | 0 | 0 | 0 | 0 | 0 | 0 | 0 | 0 | 0 | 0 | 0 | 0 | 0 | 0 | 0 | 0 | 0 | 0 | 0 | 0 | 0 | 0 | 0
F1_Commercial_Grocery_Existing_Space Heating_Natural Gas_Furnace_E7 | F1 | Commercial | Grocery | Existing | Space Heating | Natural Gas | Furnace | E7 | CCE | 0 | 0 | 0 | 0 | 0 | 0 | 0 | 0 | 0 | 0 | 0 | 0 | 0 | 0 | 0 | 0 | 0 | 0 | 0 | 0 | 0 | 0 | 0 | 0 | 0 | 0 | 0 | 0 | 0 | 0 | 0
F1_Commercial_Grocery_Existing_Space Heating_Natural Gas_Furnace_E8 | F1 | Commercial | Grocery | Existing | Space Heating | Natural Gas | Furnace | E8 | CCE | 0 | 0 | 0 | 0 | 0 | 0 | 0 | 0 | 0 | 0 | 0 | 0 | 0 | 0 | 0 | 0 | 0 | 0 | 0 | 0 | 0 | 0 | 0 | 0 | 0 | 0 | 0 | 0 | 0 | 0 | 0
F1_Commercial_Grocery_Existing_Space Heating_Natural Gas_Furnace_E9 | F1 | Commercial | Grocery | Existing | Space Heating | Natural Gas | Furnace | E9 | CCE | 0 | 0 | 0 | 0 | 0 | 0 | 0 | 0 | 0 | 0 | 0 | 0 | 0 | 0 | 0 | 0 | 0 | 0 | 0 | 0 | 0 | 0 | 0 | 0 | 0 | 0 | 0 | 0 | 0 | 0 | 0
F1_Commercial_Grocery_Existing_Space Heating_Natural Gas_Furnace_E10 | F1 | Commercial | Grocery | Existing | Space Heating | Natural Gas | Furnace | E10 | CCE | 0 | 0 | 0 | 0 | 0 | 0 | 0 | 0 | 0 | 0 | 0 | 0 | 0 | 0 | 0 | 0 | 0 | 0 | 0 | 0 | 0 | 0 | 0 | 0 | 0 | 0 | 0 | 0 | 0 | 0 | 0
F2_Commercial_Grocery_Existing_Space Heating_Natural Gas_Furnace_E1 | F2 | Commercial | Grocery | Existing | Space Heating | Natural Gas | Furnace | E1 | TRC BC Ratio | 0.9 | 0.9 | 0.9 | 0.9 | 0.9 | 0 | 0 | 0 | 0 | 0 | 0 | 0 | 0 | 0 | 0 | 0 | 0 | 0 | 0 | 0 | 0 | 0 | 0 | 0 | 0 | 0 | 0 | 0 | 0 | 0 | 0
F2_Commercial_Grocery_Existing_Space Heating_Natural Gas_Furnace_E2 | F2 | Commercial | Grocery | Existing | Space Heating | Natural Gas | Furnace | E2 | TRC BC Ratio | 0.14784 | 0.14879 | 0.14932 | 0.14996 | 0.15128 | 0 | 0 | 0 | 0 | 0 | 0 | 0 | 0 | 0 | 0 | 0 | 0 | 0 | 0 | 0 | 0 | 0 | 0 | 0 | 0 | 0 | 0 | 0 | 0 | 0 | 0
F2_Commercial_Grocery_Existing_Space Heating_Natural Gas_Furnace_E3 | F2 | Commercial | Grocery | Existing | Space Heating | Natural Gas | Furnace | E3 | TRC BC Ratio | 0.69409 | 0.69856 | 0.70104 | 0.70405 | 0.71027 | 0.9 | 0.9 | 0.9 | 0.9 | 0.9 | 0.9 | 0.9 | 0.9 | 0.9 | 0.9 | 0.9 | 0.9 | 0.9 | 0.9 | 0.9 | 0.9 | 0.9 | 0.9 | 0.9 | 0.9 | 0.9 | 0.9 | 0.9 | 0.9 | 0.9 | 0.9
F2_Commercial_Grocery_Existing_Space Heating_Natural Gas_Furnace_E4 | F2 | Commercial | Grocery | Existing | Space Heating | Natural Gas | Furnace | E4 | TRC BC Ratio | 2.0164 | 2.0294 | 2.0366 | 2.0454 | 2.0634 | 0.9 | 0.9 | 0.9 | 0.9 | 0.9 | 0.9 | 0.9 | 0.9 | 0.9 | 0.9 | 0.9 | 0.9 | 0.9 | 0.9 | 0.9 | 0.9 | 0.9 | 0.9 | 0.9 | 0.9 | 0.9 | 0.9 | 0.9 | 0.9 | 0.9 | 0.9
F2_Commercial_Grocery_Existing_Space Heating_Natural Gas_Furnace_E5 | F2 | Commercial | Grocery | Existing | Space Heating | Natural Gas | Furnace | E5 | TRC BC Ratio | 0 | 0 | 0 | 0 | 0 | 0 | 0 | 0.080765 | 0.080279 | 0.079589 | 0.079214 | 0.078694 | 0.070636 | 0.070066 | 0.069995 | 0.069467 | 0.069282 | 0.069226 | 0.067937 | 0.06837 | 0.068555 | 0.068875 | 0.069324 | 0.040331 | 0.039324 | 0.03829 | 0.03722 | 0.036102 | 0.034926 | 0.033681 | 0.03236
F2_Commercial_Grocery_Existing_Space Heating_Natural Gas_Furnace_E6 | F2 | Commercial | Grocery | Existing | Space Heating | Natural Gas | Furnace | E6 | TRC BC Ratio | 0 | 0 | 0 | 0 | 0 | 0 | 0 | 0 | 0 | 0 | 0 | 0 | 0 | 0 | 0 | 0 | 0 | 0 | 0 | 0 | 0 | 0 | 0 | 0 | 0 | 0 | 0 | 0 | 0 | 0 | 0
F2_Commercial_Grocery_Existing_Space Heating_Natural Gas_Furnace_E7 | F2 | Commercial | Grocery | Existing | Space Heating | Natural Gas | Furnace | E7 | TRC BC Ratio | 0 | 0 | 0 | 0 | 0 | 0 | 0 | 0 | 0 | 0 | 0 | 0 | 0 | 0 | 0 | 0 | 0 | 0 | 0 | 0 | 0 | 0 | 0 | 0 | 0 | 0 | 0 | 0 | 0 | 0 | 0
F2_Commercial_Grocery_Existing_Space Heating_Natural Gas_Furnace_E8 | F2 | Commercial | Grocery | Existing | Space Heating | Natural Gas | Furnace | E8 | TRC BC Ratio | 0 | 0 | 0 | 0 | 0 | 0 | 0 | 0 | 0 | 0 | 0 | 0 | 0 | 0 | 0 | 0 | 0 | 0 | 0 | 0 | 0 | 0 | 0 | 0 | 0 | 0 | 0 | 0 | 0 | 0 | 0
F2_Commercial_Grocery_Existing_Space Heating_Natural Gas_Furnace_E9 | F2 | Commercial | Grocery | Existing | Space Heating | Natural Gas | Furnace | E9 | TRC BC Ratio | 0 | 0 | 0 | 0 | 0 | 0 | 0 | 0 | 0 | 0 | 0 | 0 | 0 | 0 | 0 | 0 | 0 | 0 | 0 | 0 | 0 | 0 | 0 | 0 | 0 | 0 | 0 | 0 | 0 | 0 | 0
F2_Commercial_Grocery_Existing_Space Heating_Natural Gas_Furnace_E10 | F2 | Commercial | Grocery | Existing | Space Heating | Natural Gas | Furnace | E10 | TRC BC Ratio | 0 | 0 | 0 | 0 | 0 | 0 | 0 | 0 | 0 | 0 | 0 | 0 | 0 | 0 | 0 | 0 | 0 | 0 | 0 | 0 | 0 | 0 | 0 | 0 | 0 | 0 | 0 | 0 | 0 | 0 | 0
F3_Commercial_Grocery_Existing_Space Heating_Natural Gas_Furnace_E1 | F3 | Commercial | Grocery | Existing | Space Heating | Natural Gas | Furnace | E1 | PACT BC Ratio | 0.9 | 0.9 | 0.9 | 0.9 | 0.9 | 0 | 0 | 0 | 0 | 0 | 0 | 0 | 0 | 0 | 0 | 0 | 0 | 0 | 0 | 0 | 0 | 0 | 0 | 0 | 0 | 0 | 0 | 0 | 0 | 0 | 0
F3_Commercial_Grocery_Existing_Space Heating_Natural Gas_Furnace_E2 | F3 | Commercial | Grocery | Existing | Space Heating | Natural Gas | Furnace | E2 | PACT BC Ratio | 0.14784 | 0.14879 | 0.14932 | 0.14996 | 0.15128 | 0 | 0 | 0 | 0 | 0 | 0 | 0 | 0 | 0 | 0 | 0 | 0 | 0 | 0 | 0 | 0 | 0 | 0 | 0 | 0 | 0 | 0 | 0 | 0 | 0 | 0
F3_Commercial_Grocery_Existing_Space Heating_Natural Gas_Furnace_E3 | F3 | Commercial | Grocery | Existing | Space Heating | Natural Gas | Furnace | E3 | PACT BC Ratio | 0.69409 | 0.69856 | 0.70104 | 0.70405 | 0.71027 | 0.9 | 0.9 | 0.9 | 0.9 | 0.9 | 0.9 | 0.9 | 0.9 | 0.9 | 0.9 | 0.9 | 0.9 | 0.9 | 0.9 | 0.9 | 0.9 | 0.9 | 0.9 | 0.9 | 0.9 | 0.9 | 0.9 | 0.9 | 0.9 | 0.9 | 0.9
F3_Commercial_Grocery_Existing_Space Heating_Natural Gas_Furnace_E4 | F3 | Commercial | Grocery | Existing | Space Heating | Natural Gas | Furnace | E4 | PACT BC Ratio | 2.0164 | 2.0294 | 2.0366 | 2.0454 | 2.0634 | 0.9 | 0.9 | 0.9 | 0.9 | 0.9 | 0.9 | 0.9 | 0.9 | 0.9 | 0.9 | 0.9 | 0.9 | 0.9 | 0.9 | 0.9 | 0.9 | 0.9 | 0.9 | 0.9 | 0.9 | 0.9 | 0.9 | 0.9 | 0.9 | 0.9 | 0.9
F3_Commercial_Grocery_Existing_Space Heating_Natural Gas_Furnace_E5 | F3 | Commercial | Grocery | Existing | Space Heating | Natural Gas | Furnace | E5 | PACT BC Ratio | 0 | 0 | 0 | 0 | 0 | 0 | 0 | 0.080765 | 0.080279 | 0.079589 | 0.079214 | 0.078694 | 0.070636 | 0.070066 | 0.069995 | 0.069467 | 0.069282 | 0.069226 | 0.067937 | 0.06837 | 0.068555 | 0.068875 | 0.069324 | 0.040331 | 0.039324 | 0.03829 | 0.03722 | 0.036102 | 0.034926 | 0.033681 | 0.03236
F3_Commercial_Grocery_Existing_Space Heating_Natural Gas_Furnace_E6 | F3 | Commercial | Grocery | Existing | Space Heating | Natural Gas | Furnace | E6 | PACT BC Ratio | 0 | 0 | 0 | 0 | 0 | 0 | 0 | 0 | 0 | 0 | 0 | 0 | 0 | 0 | 0 | 0 | 0 | 0 | 0 | 0 | 0 | 0 | 0 | 0 | 0 | 0 | 0 | 0 | 0 | 0 | 0
F3_Commercial_Grocery_Existing_Space Heating_Natural Gas_Furnace_E7 | F3 | Commercial | Grocery | Existing | Space Heating | Natural Gas | Furnace | E7 | PACT BC Ratio | 0 | 0 | 0 | 0 | 0 | 0 | 0 | 0 | 0 | 0 | 0 | 0 | 0 | 0 | 0 | 0 | 0 | 0 | 0 | 0 | 0 | 0 | 0 | 0 | 0 | 0 | 0 | 0 | 0 | 0 | 0
F3_Commercial_Grocery_Existing_Space Heating_Natural Gas_Furnace_E8 | F3 | Commercial | Grocery | Existing | Space Heating | Natural Gas | Furnace | E8 | PACT BC Ratio | 0 | 0 | 0 | 0 | 0 | 0 | 0 | 0 | 0 | 0 | 0 | 0 | 0 | 0 | 0 | 0 | 0 | 0 | 0 | 0 | 0 | 0 | 0 | 0 | 0 | 0 | 0 | 0 | 0 | 0 | 0
F3_Commercial_Grocery_Existing_Space Heating_Natural Gas_Furnace_E9 | F3 | Commercial | Grocery | Existing | Space Heating | Natural Gas | Furnace | E9 | PACT BC Ratio | 0 | 0 | 0 | 0 | 0 | 0 | 0 | 0 | 0 | 0 | 0 | 0 | 0 | 0 | 0 | 0 | 0 | 0 | 0 | 0 | 0 | 0 | 0 | 0 | 0 | 0 | 0 | 0 | 0 | 0 | 0
F3_Commercial_Grocery_Existing_Space Heating_Natural Gas_Furnace_E10 | F3 | Commercial | Grocery | Existing | Space Heating | Natural Gas | Furnace | E10 | PACT BC Ratio | 0 | 0 | 0 | 0 | 0 | 0 | 0 | 0 | 0 | 0 | 0 | 0 | 0 | 0 | 0 | 0 | 0 | 0 | 0 | 0 | 0 | 0 | 0 | 0 | 0 | 0 | 0 | 0 | 0 | 0 | 0
F4_Commercial_Grocery_Existing_Space Heating_Natural Gas_Furnace_E1 | F4 | Commercial | Grocery | Existing | Space Heating | Natural Gas | Furnace | E1 | PCT BC Ratio | 0.9 | 0.9 | 0.9 | 0.9 | 0.9 | 0 | 0 | 0 | 0 | 0 | 0 | 0 | 0 | 0 | 0 | 0 | 0 | 0 | 0 | 0 | 0 | 0 | 0 | 0 | 0 | 0 | 0 | 0 | 0 | 0 | 0
F4_Commercial_Grocery_Existing_Space Heating_Natural Gas_Furnace_E2 | F4 | Commercial | Grocery | Existing | Space Heating | Natural Gas | Furnace | E2 | PCT BC Ratio | 1.372 | 1.3743 | 1.3757 | 1.3773 | 1.3806 | 0 | 0 | 0 | 0 | 0 | 0 | 0 | 0 | 0 | 0 | 0 | 0 | 0 | 0 | 0 | 0 | 0 | 0 | 0 | 0 | 0 | 0 | 0 | 0 | 0 | 0
F4_Commercial_Grocery_Existing_Space Heating_Natural Gas_Furnace_E3 | F4 | Commercial | Grocery | Existing | Space Heating | Natural Gas | Furnace | E3 | PCT BC Ratio | 2.7463 | 2.7575 | 2.7638 | 2.7713 | 2.787 | 0.9 | 0.9 | 0.9 | 0.9 | 0.9 | 0.9 | 0.9 | 0.9 | 0.9 | 0.9 | 0.9 | 0.9 | 0.9 | 0.9 | 0.9 | 0.9 | 0.9 | 0.9 | 0.9 | 0.9 | 0.9 | 0.9 | 0.9 | 0.9 | 0.9 | 0.9
F4_Commercial_Grocery_Existing_Space Heating_Natural Gas_Furnace_E4 | F4 | Commercial | Grocery | Existing | Space Heating | Natural Gas | Furnace | E4 | PCT BC Ratio | 6.0732 | 6.1059 | 6.124 | 6.146 | 6.1915 | 0.9 | 0.9 | 0.9 | 0.9 | 0.9 | 0.9 | 0.9 | 0.9 | 0.9 | 0.9 | 0.9 | 0.9 | 0.9 | 0.9 | 0.9 | 0.9 | 0.9 | 0.9 | 0.9 | 0.9 | 0.9 | 0.9 | 0.9 | 0.9 | 0.9 | 0.9
F4_Commercial_Grocery_Existing_Space Heating_Natural Gas_Furnace_E5 | F4 | Commercial | Grocery | Existing | Space Heating | Natural Gas | Furnace | E5 | PCT BC Ratio | 0 | 0 | 0 | 0 | 0 | 0 | 0 | 1.2032 | 1.202 | 1.2002 | 1.1993 | 1.198 | 1.1777 | 1.1763 | 1.1761 | 1.1748 | 1.1743 | 1.1742 | 1.1709 | 1.172 | 1.1725 | 1.1733 | 1.1744 | 1.1015 | 1.0989 | 1.0963 | 1.0936 | 1.0908 | 1.0879 | 1.0847 | 1.0814
F4_Commercial_Grocery_Existing_Space Heating_Natural Gas_Furnace_E6 | F4 | Commercial | Grocery | Existing | Space Heating | Natural Gas | Furnace | E6 | PCT BC Ratio | 0 | 0 | 0 | 0 | 0 | 0 | 0 | 0 | 0 | 0 | 0 | 0 | 0 | 0 | 0 | 0 | 0 | 0 | 0 | 0 | 0 | 0 | 0 | 0 | 0 | 0 | 0 | 0 | 0 | 0 | 0
F4_Commercial_Grocery_Existing_Space Heating_Natural Gas_Furnace_E7 | F4 | Commercial | Grocery | Existing | Space Heating | Natural Gas | Furnace | E7 | PCT BC Ratio | 0 | 0 | 0 | 0 | 0 | 0 | 0 | 0 | 0 | 0 | 0 | 0 | 0 | 0 | 0 | 0 | 0 | 0 | 0 | 0 | 0 | 0 | 0 | 0 | 0 | 0 | 0 | 0 | 0 | 0 | 0
F4_Commercial_Grocery_Existing_Space Heating_Natural Gas_Furnace_E8 | F4 | Commercial | Grocery | Existing | Space Heating | Natural Gas | Furnace | E8 | PCT BC Ratio | 0 | 0 | 0 | 0 | 0 | 0 | 0 | 0 | 0 | 0 | 0 | 0 | 0 | 0 | 0 | 0 | 0 | 0 | 0 | 0 | 0 | 0 | 0 | 0 | 0 | 0 | 0 | 0 | 0 | 0 | 0
F4_Commercial_Grocery_Existing_Space Heating_Natural Gas_Furnace_E9 | F4 | Commercial | Grocery | Existing | Space Heating | Natural Gas | Furnace | E9 | PCT BC Ratio | 0 | 0 | 0 | 0 | 0 | 0 | 0 | 0 | 0 | 0 | 0 | 0 | 0 | 0 | 0 | 0 | 0 | 0 | 0 | 0 | 0 | 0 | 0 | 0 | 0 | 0 | 0 | 0 | 0 | 0 | 0
F4_Commercial_Grocery_Existing_Space Heating_Natural Gas_Furnace_E10 | F4 | Commercial | Grocery | Existing | Space Heating | Natural Gas | Furnace | E10 | PCT BC Ratio | 0 | 0 | 0 | 0 | 0 | 0 | 0 | 0 | 0 | 0 | 0 | 0 | 0 | 0 | 0 | 0 | 0 | 0 | 0 | 0 | 0 | 0 | 0 | 0 | 0 | 0 | 0 | 0 | 0 | 0 | 0
F5_Commercial_Grocery_Existing_Space Heating_Natural Gas_Furnace_E1 | F5 | Commercial | Grocery | Existing | Space Heating | Natural Gas | Furnace | E1 | RIM BC Ratio | 0.9 | 0.9 | 0.9 | 0.9 | 0.9 | 0 | 0 | 0 | 0 | 0 | 0 | 0 | 0 | 0 | 0 | 0 | 0 | 0 | 0 | 0 | 0 | 0 | 0 | 0 | 0 | 0 | 0 | 0 | 0 | 0 | 0
F5_Commercial_Grocery_Existing_Space Heating_Natural Gas_Furnace_E2 | F5 | Commercial | Grocery | Existing | Space Heating | Natural Gas | Furnace | E2 | RIM BC Ratio | 0.12559 | 0.12628 | 0.12666 | 0.12712 | 0.12807 | 0 | 0 | 0 | 0 | 0 | 0 | 0 | 0 | 0 | 0 | 0 | 0 | 0 | 0 | 0 | 0 | 0 | 0 | 0 | 0 | 0 | 0 | 0 | 0 | 0 | 0
F5_Commercial_Grocery_Existing_Space Heating_Natural Gas_Furnace_E3 | F5 | Commercial | Grocery | Existing | Space Heating | Natural Gas | Furnace | E3 | RIM BC Ratio | 0.37896 | 0.38029 | 0.38102 | 0.38191 | 0.38373 | 0.9 | 0.9 | 0.9 | 0.9 | 0.9 | 0.9 | 0.9 | 0.9 | 0.9 | 0.9 | 0.9 | 0.9 | 0.9 | 0.9 | 0.9 | 0.9 | 0.9 | 0.9 | 0.9 | 0.9 | 0.9 | 0.9 | 0.9 | 0.9 | 0.9 | 0.9
F5_Commercial_Grocery_Existing_Space Heating_Natural Gas_Furnace_E4 | F5 | Commercial | Grocery | Existing | Space Heating | Natural Gas | Furnace | E4 | RIM BC Ratio | 0.59032 | 0.59143 | 0.59204 | 0.59278 | 0.59429 | 0.9 | 0.9 | 0.9 | 0.9 | 0.9 | 0.9 | 0.9 | 0.9 | 0.9 | 0.9 | 0.9 | 0.9 | 0.9 | 0.9 | 0.9 | 0.9 | 0.9 | 0.9 | 0.9 | 0.9 | 0.9 | 0.9 | 0.9 | 0.9 | 0.9 | 0.9
F5_Commercial_Grocery_Existing_Space Heating_Natural Gas_Furnace_E5 | F5 | Commercial | Grocery | Existing | Space Heating | Natural Gas | Furnace | E5 | RIM BC Ratio | 0 | 0 | 0 | 0 | 0 | 0 | 0 | 0.07364 | 0.073235 | 0.07266 | 0.072348 | 0.071914 | 0.065124 | 0.06464 | 0.064579 | 0.06413 | 0.063972 | 0.063925 | 0.062824 | 0.063194 | 0.063351 | 0.063625 | 0.064008 | 0.038472 | 0.037555 | 0.036611 | 0.035631 | 0.034605 | 0.033523 | 0.032375 | 0.031152
F5_Commercial_Grocery_Existing_Space Heating_Natural Gas_Furnace_E6 | F5 | Commercial | Grocery | Existing | Space Heating | Natural Gas | Furnace | E6 | RIM BC Ratio | 0 | 0 | 0 | 0 | 0 | 0 | 0 | 0 | 0 | 0 | 0 | 0 | 0 | 0 | 0 | 0 | 0 | 0 | 0 | 0 | 0 | 0 | 0 | 0 | 0 | 0 | 0 | 0 | 0 | 0 | 0
F5_Commercial_Grocery_Existing_Space Heating_Natural Gas_Furnace_E7 | F5 | Commercial | Grocery | Existing | Space Heating | Natural Gas | Furnace | E7 | RIM BC Ratio | 0 | 0 | 0 | 0 | 0 | 0 | 0 | 0 | 0 | 0 | 0 | 0 | 0 | 0 | 0 | 0 | 0 | 0 | 0 | 0 | 0 | 0 | 0 | 0 | 0 | 0 | 0 | 0 | 0 | 0 | 0
F5_Commercial_Grocery_Existing_Space Heating_Natural Gas_Furnace_E8 | F5 | Commercial | Grocery | Existing | Space Heating | Natural Gas | Furnace | E8 | RIM BC Ratio | 0 | 0 | 0 | 0 | 0 | 0 | 0 | 0 | 0 | 0 | 0 | 0 | 0 | 0 | 0 | 0 | 0 | 0 | 0 | 0 | 0 | 0 | 0 | 0 | 0 | 0 | 0 | 0 | 0 | 0 | 0
F5_Commercial_Grocery_Existing_Space Heating_Natural Gas_Furnace_E9 | F5 | Commercial | Grocery | Existing | Space Heating | Natural Gas | Furnace | E9 | RIM BC Ratio | 0 | 0 | 0 | 0 | 0 | 0 | 0 | 0 | 0 | 0 | 0 | 0 | 0 | 0 | 0 | 0 | 0 | 0 | 0 | 0 | 0 | 0 | 0 | 0 | 0 | 0 | 0 | 0 | 0 | 0 | 0
F5_Commercial_Grocery_Existing_Space Heating_Natural Gas_Furnace_E10 | F5 | Commercial | Grocery | Existing | Space Heating | Natural Gas | Furnace | E10 | RIM BC Ratio | 0 | 0 | 0 | 0 | 0 | 0 | 0 | 0 | 0 | 0 | 0 | 0 | 0 | 0 | 0 | 0 | 0 | 0 | 0 | 0 | 0 | 0 | 0 | 0 | 0 | 0 | 0 | 0 | 0 | 0 | 0
F0_Commercial_Grocery_Existing_Space Heating_Natural Gas_Boiler_E0 | F0 | Commercial | Grocery | Existing | Space Heating | Natural Gas | Boiler | E0 | Economic Unit | Convert to Gas-Fired ASHP | Convert to Gas-Fired ASHP | Convert to Gas-Fired ASHP | Convert to Gas-Fired ASHP | Convert to Gas-Fired ASHP | Convert to Gas-Fired ASHP | Convert to Gas-Fired ASHP | Convert to Gas-Fired ASHP | Convert to Gas-Fired ASHP | Convert to Gas-Fired ASHP | Convert to Gas-Fired ASHP | Convert to Gas-Fired ASHP | Convert to Gas-Fired ASHP | Convert to Gas-Fired ASHP | Convert to Gas-Fired ASHP | Convert to Gas-Fired ASHP | Convert to Gas-Fired ASHP | Convert to Gas-Fired ASHP | Convert to Gas-Fired ASHP | Convert to Gas-Fired ASHP | Convert to Gas-Fired ASHP | Convert to Gas-Fired ASHP | Convert to Gas-Fired ASHP | TE 98% | TE 98% | TE 98% | TE 98% | TE 98% | TE 98% | TE 98% | TE 98%
F1_Commercial_Grocery_Existing_Space Heating_Natural Gas_Boiler_E1 | F1 | Commercial | Grocery | Existing | Space Heating | Natural Gas | Boiler | E1 | CCE | 0 | 0 | 0 | 0 | 0 | 0 | 0 | 0 | 0 | 0 | 0 | 0 | 0 | 0 | 0 | 0 | 0 | 0 | 0 | 0 | 0 | 0 | 0 | 0 | 0 | 0 | 0 | 0 | 0 | 0 | 0
F1_Commercial_Grocery_Existing_Space Heating_Natural Gas_Boiler_E2 | F1 | Commercial | Grocery | Existing | Space Heating | Natural Gas | Boiler | E2 | CCE | 0.00068641 | 0.00065989 | 0.00066303 | 0.00066996 | 0.00066996 | 0 | 0 | 0 | 0 | 0 | 0 | 0 | 0 | 0 | 0 | 0 | 0 | 0 | 0 | 0 | 0 | 0 | 0 | 0 | 0 | 0 | 0 | 0 | 0 | 0 | 0
F1_Commercial_Grocery_Existing_Space Heating_Natural Gas_Boiler_E3 | F1 | Commercial | Grocery | Existing | Space Heating | Natural Gas | Boiler | E3 | CCE | 0.0040666 | 0.0039094 | 0.0039281 | 0.0039691 | 0.0039691 | 0 | 0 | 0 | 0 | 0 | 0 | 0 | 0 | 0 | 0 | 0 | 0 | 0 | 0 | 0 | 0 | 0 | 0 | 0 | 0 | 0 | 0 | 0 | 0 | 0 | 0
F1_Commercial_Grocery_Existing_Space Heating_Natural Gas_Boiler_E4 | F1 | Commercial | Grocery | Existing | Space Heating | Natural Gas | Boiler | E4 | CCE | 0.0041005 | 0.003942 | 0.0039608 | 0.0040022 | 0.0040022 | 0.0041441 | 0.0041441 | 0.0041441 | 0.0041441 | 0.0041441 | 0.0041441 | 0.0041441 | 0.0041441 | 0.0041441 | 0.0041441 | 0.0041441 | 0.0041441 | 0.0041441 | 0.0041441 | 0.0041441 | 0.0041441 | 0.0041441 | 0.0041441 | 0.0041441 | 0.0041441 | 0.0041441 | 0.0041441 | 0.0041441 | 0.0041441 | 0.0041441 | 0.0041441
F1_Commercial_Grocery_Existing_Space Heating_Natural Gas_Boiler_E5 | F1 | Commercial | Grocery | Existing | Space Heating | Natural Gas | Boiler | E5 | CCE | 0.012221 | 0.011749 | 0.011805 | 0.011928 | 0.011928 | 0.016958 | 0.016958 | 0.016958 | 0.016958 | 0.016958 | 0.016958 | 0.016958 | 0.016958 | 0.016958 | 0.016958 | 0.016958 | 0.016958 | 0.016958 | 0.016958 | 0.016958 | 0.016958 | 0.016958 | 0.016958 | 0.016958 | 0.016958 | 0.016958 | 0.016958 | 0.016958 | 0.016958 | 0.016958 | 0.016958
F1_Commercial_Grocery_Existing_Space Heating_Natural Gas_Boiler_E6 | F1 | Commercial | Grocery | Existing | Space Heating | Natural Gas | Boiler | E6 | CCE | 0 | 0 | 0 | 0 | 0 | 0 | 0 | 0 | 0 | 0 | 0 | 0 | 0 | 0 | 0 | 0 | 0 | 0 | 0 | 0 | 0 | 0 | 0 | 0 | 0 | 0 | 0 | 0 | 0 | 0 | 0
F1_Commercial_Grocery_Existing_Space Heating_Natural Gas_Boiler_E7 | F1 | Commercial | Grocery | Existing | Space Heating | Natural Gas | Boiler | E7 | CCE | 0 | 0 | 0 | 0 | 0 | 0 | 0 | 0 | 0 | 0 | 0 | 0 | 0 | 0 | 0 | 0 | 0 | 0 | 0 | 0 | 0 | 0 | 0 | 0 | 0 | 0 | 0 | 0 | 0 | 0 | 0
F1_Commercial_Grocery_Existing_Space Heating_Natural Gas_Boiler_E8 | F1 | Commercial | Grocery | Existing | Space Heating | Natural Gas | Boiler | E8 | CCE | 0 | 0 | 0 | 0 | 0 | 0 | 0 | 0 | 0 | 0 | 0 | 0 | 0 | 0 | 0 | 0 | 0 | 0 | 0 | 0 | 0 | 0 | 0 | 0 | 0 | 0 | 0 | 0 | 0 | 0 | 0
F1_Commercial_Grocery_Existing_Space Heating_Natural Gas_Boiler_E9 | F1 | Commercial | Grocery | Existing | Space Heating | Natural Gas | Boiler | E9 | CCE | 0 | 0 | 0 | 0 | 0 | 0 | 0 | 0 | 0 | 0 | 0 | 0 | 0 | 0 | 0 | 0 | 0 | 0 | 0 | 0 | 0 | 0 | 0 | 0 | 0 | 0 | 0 | 0 | 0 | 0 | 0
F1_Commercial_Grocery_Existing_Space Heating_Natural Gas_Boiler_E10 | F1 | Commercial | Grocery | Existing | Space Heating | Natural Gas | Boiler | E10 | CCE | 0 | 0 | 0 | 0 | 0 | 0 | 0 | 0 | 0 | 0 | 0 | 0 | 0 | 0 | 0 | 0 | 0 | 0 | 0 | 0 | 0 | 0 | 0 | 0 | 0 | 0 | 0 | 0 | 0 | 0 | 0
F2_Commercial_Grocery_Existing_Space Heating_Natural Gas_Boiler_E1 | F2 | Commercial | Grocery | Existing | Space Heating | Natural Gas | Boiler | E1 | TRC BC Ratio | 0.9 | 0.9 | 0.9 | 0.9 | 0.9 | 0 | 0 | 0 | 0 | 0 | 0 | 0 | 0 | 0 | 0 | 0 | 0 | 0 | 0 | 0 | 0 | 0 | 0 | 0 | 0 | 0 | 0 | 0 | 0 | 0 | 0
F2_Commercial_Grocery_Existing_Space Heating_Natural Gas_Boiler_E2 | F2 | Commercial | Grocery | Existing | Space Heating | Natural Gas | Boiler | E2 | TRC BC Ratio | 14.4732 | 14.5596 | 14.6146 | 14.68 | 14.8114 | 0 | 0 | 0 | 0 | 0 | 0 | 0 | 0 | 0 | 0 | 0 | 0 | 0 | 0 | 0 | 0 | 0 | 0 | 0 | 0 | 0 | 0 | 0 | 0 | 0 | 0
F2_Commercial_Grocery_Existing_Space Heating_Natural Gas_Boiler_E3 | F2 | Commercial | Grocery | Existing | Space Heating | Natural Gas | Boiler | E3 | TRC BC Ratio | 2.443 | 2.4576 | 2.4669 | 2.4779 | 2.5001 | 0.9 | 0.9 | 0.9 | 0.9 | 0.9 | 0.9 | 0.9 | 0.9 | 0.9 | 0.9 | 0.9 | 0.9 | 0.9 | 0.9 | 0.9 | 0.9 | 0.9 | 0.9 | 0.9 | 0.9 | 0.9 | 0.9 | 0.9 | 0.9 | 0.9 | 0.9
F2_Commercial_Grocery_Existing_Space Heating_Natural Gas_Boiler_E4 | F2 | Commercial | Grocery | Existing | Space Heating | Natural Gas | Boiler | E4 | TRC BC Ratio | 2.4228 | 2.4373 | 2.4465 | 2.4574 | 2.4794 | 2.3032 | 2.2294 | 2.1898 | 2.176 | 2.1568 | 2.1461 | 2.1315 | 1.9173 | 1.9014 | 1.8988 | 1.8841 | 1.8785 | 1.8763 | 1.8405 | 1.8491 | 1.8511 | 1.8567 | 1.8656 | 1.0946 | 1.0647 | 1.0341 | 1.0023 | 0.96925 | 0.93451 | 0.89786 | 0.85903
F2_Commercial_Grocery_Existing_Space Heating_Natural Gas_Boiler_E5 | F2 | Commercial | Grocery | Existing | Space Heating | Natural Gas | Boiler | E5 | TRC BC Ratio | 0.81289 | 0.81774 | 0.82083 | 0.8245 | 0.83188 | 0.56283 | 0.5448 | 0.53512 | 0.53175 | 0.52707 | 0.52443 | 0.52087 | 0.46853 | 0.46465 | 0.46401 | 0.46042 | 0.45905 | 0.45852 | 0.44976 | 0.45187 | 0.45236 | 0.45372 | 0.45588 | 0.26748 | 0.26018 | 0.25269 | 0.24494 | 0.23685 | 0.22837 | 0.21941 | 0.20992
F2_Commercial_Grocery_Existing_Space Heating_Natural Gas_Boiler_E6 | F2 | Commercial | Grocery | Existing | Space Heating | Natural Gas | Boiler | E6 | TRC BC Ratio | 0 | 0 | 0 | 0 | 0 | 0 | 0 | 0 | 0 | 0 | 0 | 0 | 0 | 0 | 0 | 0 | 0 | 0 | 0 | 0 | 0 | 0 | 0 | 0 | 0 | 0 | 0 | 0 | 0 | 0 | 0
F2_Commercial_Grocery_Existing_Space Heating_Natural Gas_Boiler_E7 | F2 | Commercial | Grocery | Existing | Space Heating | Natural Gas | Boiler | E7 | TRC BC Ratio | 0 | 0 | 0 | 0 | 0 | 0 | 0 | 0 | 0 | 0 | 0 | 0 | 0 | 0 | 0 | 0 | 0 | 0 | 0 | 0 | 0 | 0 | 0 | 0 | 0 | 0 | 0 | 0 | 0 | 0 | 0
F2_Commercial_Grocery_Existing_Space Heating_Natural Gas_Boiler_E8 | F2 | Commercial | Grocery | Existing | Space Heating | Natural Gas | Boiler | E8 | TRC BC Ratio | 0 | 0 | 0 | 0 | 0 | 0 | 0 | 0 | 0 | 0 | 0 | 0 | 0 | 0 | 0 | 0 | 0 | 0 | 0 | 0 | 0 | 0 | 0 | 0 | 0 | 0 | 0 | 0 | 0 | 0 | 0
F2_Commercial_Grocery_Existing_Space Heating_Natural Gas_Boiler_E9 | F2 | Commercial | Grocery | Existing | Space Heating | Natural Gas | Boiler | E9 | TRC BC Ratio | 0 | 0 | 0 | 0 | 0 | 0 | 0 | 0 | 0 | 0 | 0 | 0 | 0 | 0 | 0 | 0 | 0 | 0 | 0 | 0 | 0 | 0 | 0 | 0 | 0 | 0 | 0 | 0 | 0 | 0 | 0
F2_Commercial_Grocery_Existing_Space Heating_Natural Gas_Boiler_E10 | F2 | Commercial | Grocery | Existing | Space Heating | Natural Gas | Boiler | E10 | TRC BC Ratio | 0 | 0 | 0 | 0 | 0 | 0 | 0 | 0 | 0 | 0 | 0 | 0 | 0 | 0 | 0 | 0 | 0 | 0 | 0 | 0 | 0 | 0 | 0 | 0 | 0 | 0 | 0 | 0 | 0 | 0 | 0
F3_Commercial_Grocery_Existing_Space Heating_Natural Gas_Boiler_E1 | F3 | Commercial | Grocery | Existing | Space Heating | Natural Gas | Boiler | E1 | PACT BC Ratio | 0.9 | 0.9 | 0.9 | 0.9 | 0.9 | 0 | 0 | 0 | 0 | 0 | 0 | 0 | 0 | 0 | 0 | 0 | 0 | 0 | 0 | 0 | 0 | 0 | 0 | 0 | 0 | 0 | 0 | 0 | 0 | 0 | 0
F3_Commercial_Grocery_Existing_Space Heating_Natural Gas_Boiler_E2 | F3 | Commercial | Grocery | Existing | Space Heating | Natural Gas | Boiler | E2 | PACT BC Ratio | 36.9315 | 37.152 | 37.2922 | 37.4592 | 37.7944 | 0 | 0 | 0 | 0 | 0 | 0 | 0 | 0 | 0 | 0 | 0 | 0 | 0 | 0 | 0 | 0 | 0 | 0 | 0 | 0 | 0 | 0 | 0 | 0 | 0 | 0
F3_Commercial_Grocery_Existing_Space Heating_Natural Gas_Boiler_E3 | F3 | Commercial | Grocery | Existing | Space Heating | Natural Gas | Boiler | E3 | PACT BC Ratio | 6.2338 | 6.271 | 6.2947 | 6.3229 | 6.3795 | 0.9 | 0.9 | 0.9 | 0.9 | 0.9 | 0.9 | 0.9 | 0.9 | 0.9 | 0.9 | 0.9 | 0.9 | 0.9 | 0.9 | 0.9 | 0.9 | 0.9 | 0.9 | 0.9 | 0.9 | 0.9 | 0.9 | 0.9 | 0.9 | 0.9 | 0.9
F3_Commercial_Grocery_Existing_Space Heating_Natural Gas_Boiler_E4 | F3 | Commercial | Grocery | Existing | Space Heating | Natural Gas | Boiler | E4 | PACT BC Ratio | 6.1823 | 6.2192 | 6.2426 | 6.2706 | 6.3267 | 5.8771 | 5.6888 | 5.5877 | 5.5525 | 5.5036 | 5.4761 | 5.439 | 4.8924 | 4.8519 | 4.8452 | 4.8078 | 4.7934 | 4.7879 | 4.6964 | 4.7185 | 4.7236 | 4.7377 | 4.7603 | 2.793 | 2.7168 | 2.6386 | 2.5577 | 2.4732 | 2.3846 | 2.2911 | 2.192
F3_Commercial_Grocery_Existing_Space Heating_Natural Gas_Boiler_E5 | F3 | Commercial | Grocery | Existing | Space Heating | Natural Gas | Boiler | E5 | PACT BC Ratio | 2.0743 | 2.0866 | 2.0945 | 2.1039 | 2.1227 | 1.4362 | 1.3902 | 1.3655 | 1.3569 | 1.3449 | 1.3382 | 1.3291 | 1.1955 | 1.1857 | 1.184 | 1.1749 | 1.1714 | 1.17 | 1.1477 | 1.153 | 1.1543 | 1.1578 | 1.1633 | 0.68253 | 0.66391 | 0.6448 | 0.62502 | 0.60438 | 0.58272 | 0.55987 | 0.53566
F3_Commercial_Grocery_Existing_Space Heating_Natural Gas_Boiler_E6 | F3 | Commercial | Grocery | Existing | Space Heating | Natural Gas | Boiler | E6 | PACT BC Ratio | 0 | 0 | 0 | 0 | 0 | 0 | 0 | 0 | 0 | 0 | 0 | 0 | 0 | 0 | 0 | 0 | 0 | 0 | 0 | 0 | 0 | 0 | 0 | 0 | 0 | 0 | 0 | 0 | 0 | 0 | 0
F3_Commercial_Grocery_Existing_Space Heating_Natural Gas_Boiler_E7 | F3 | Commercial | Grocery | Existing | Space Heating | Natural Gas | Boiler | E7 | PACT BC Ratio | 0 | 0 | 0 | 0 | 0 | 0 | 0 | 0 | 0 | 0 | 0 | 0 | 0 | 0 | 0 | 0 | 0 | 0 | 0 | 0 | 0 | 0 | 0 | 0 | 0 | 0 | 0 | 0 | 0 | 0 | 0
F3_Commercial_Grocery_Existing_Space Heating_Natural Gas_Boiler_E8 | F3 | Commercial | Grocery | Existing | Space Heating | Natural Gas | Boiler | E8 | PACT BC Ratio | 0 | 0 | 0 | 0 | 0 | 0 | 0 | 0 | 0 | 0 | 0 | 0 | 0 | 0 | 0 | 0 | 0 | 0 | 0 | 0 | 0 | 0 | 0 | 0 | 0 | 0 | 0 | 0 | 0 | 0 | 0
F3_Commercial_Grocery_Existing_Space Heating_Natural Gas_Boiler_E9 | F3 | Commercial | Grocery | Existing | Space Heating | Natural Gas | Boiler | E9 | PACT BC Ratio | 0 | 0 | 0 | 0 | 0 | 0 | 0 | 0 | 0 | 0 | 0 | 0 | 0 | 0 | 0 | 0 | 0 | 0 | 0 | 0 | 0 | 0 | 0 | 0 | 0 | 0 | 0 | 0 | 0 | 0 | 0
F3_Commercial_Grocery_Existing_Space Heating_Natural Gas_Boiler_E10 | F3 | Commercial | Grocery | Existing | Space Heating | Natural Gas | Boiler | E10 | PACT BC Ratio | 0 | 0 | 0 | 0 | 0 | 0 | 0 | 0 | 0 | 0 | 0 | 0 | 0 | 0 | 0 | 0 | 0 | 0 | 0 | 0 | 0 | 0 | 0 | 0 | 0 | 0 | 0 | 0 | 0 | 0 | 0
F4_Commercial_Grocery_Existing_Space Heating_Natural Gas_Boiler_E1 | F4 | Commercial | Grocery | Existing | Space Heating | Natural Gas | Boiler | E1 | PCT BC Ratio | 0.9 | 0.9 | 0.9 | 0.9 | 0.9 | 0 | 0 | 0 | 0 | 0 | 0 | 0 | 0 | 0 | 0 | 0 | 0 | 0 | 0 | 0 | 0 | 0 | 0 | 0 | 0 | 0 | 0 | 0 | 0 | 0 | 0
F4_Commercial_Grocery_Existing_Space Heating_Natural Gas_Boiler_E2 | F4 | Commercial | Grocery | Existing | Space Heating | Natural Gas | Boiler | E2 | PCT BC Ratio | 22.0536 | 22.1839 | 22.2667 | 22.3654 | 22.5634 | 0 | 0 | 0 | 0 | 0 | 0 | 0 | 0 | 0 | 0 | 0 | 0 | 0 | 0 | 0 | 0 | 0 | 0 | 0 | 0 | 0 | 0 | 0 | 0 | 0 | 0
F4_Commercial_Grocery_Existing_Space Heating_Natural Gas_Boiler_E3 | F4 | Commercial | Grocery | Existing | Space Heating | Natural Gas | Boiler | E3 | PCT BC Ratio | 3.9177 | 3.9397 | 3.9537 | 3.9703 | 4.0037 | 0.9 | 0.9 | 0.9 | 0.9 | 0.9 | 0.9 | 0.9 | 0.9 | 0.9 | 0.9 | 0.9 | 0.9 | 0.9 | 0.9 | 0.9 | 0.9 | 0.9 | 0.9 | 0.9 | 0.9 | 0.9 | 0.9 | 0.9 | 0.9 | 0.9 | 0.9
F4_Commercial_Grocery_Existing_Space Heating_Natural Gas_Boiler_E4 | F4 | Commercial | Grocery | Existing | Space Heating | Natural Gas | Boiler | E4 | PCT BC Ratio | 3.8872 | 3.909 | 3.9229 | 3.9394 | 3.9726 | 3.7069 | 3.5957 | 3.536 | 3.5152 | 3.4863 | 3.4701 | 3.4481 | 3.1252 | 3.1013 | 3.0973 | 3.0752 | 3.0667 | 3.0635 | 3.0094 | 3.0224 | 3.0255 | 3.0338 | 3.0472 | 1.8849 | 1.8399 | 1.7937 | 1.7459 | 1.696 | 1.6436 | 1.5884 | 1.5298
F4_Commercial_Grocery_Existing_Space Heating_Natural Gas_Boiler_E5 | F4 | Commercial | Grocery | Existing | Space Heating | Natural Gas | Boiler | E5 | PCT BC Ratio | 1.4603 | 1.4676 | 1.4722 | 1.4778 | 1.4889 | 1.0833 | 1.0561 | 1.0415 | 1.0364 | 1.0294 | 1.0254 | 1.0201 | 0.94114 | 0.9353 | 0.93433 | 0.92892 | 0.92685 | 0.92605 | 0.91285 | 0.91603 | 0.91677 | 0.91881 | 0.92208 | 0.63805 | 0.62705 | 0.61576 | 0.60408 | 0.59188 | 0.57909 | 0.56558 | 0.55128
F4_Commercial_Grocery_Existing_Space Heating_Natural Gas_Boiler_E6 | F4 | Commercial | Grocery | Existing | Space Heating | Natural Gas | Boiler | E6 | PCT BC Ratio | 0 | 0 | 0 | 0 | 0 | 0 | 0 | 0 | 0 | 0 | 0 | 0 | 0 | 0 | 0 | 0 | 0 | 0 | 0 | 0 | 0 | 0 | 0 | 0 | 0 | 0 | 0 | 0 | 0 | 0 | 0
F4_Commercial_Grocery_Existing_Space Heating_Natural Gas_Boiler_E7 | F4 | Commercial | Grocery | Existing | Space Heating | Natural Gas | Boiler | E7 | PCT BC Ratio | 0 | 0 | 0 | 0 | 0 | 0 | 0 | 0 | 0 | 0 | 0 | 0 | 0 | 0 | 0 | 0 | 0 | 0 | 0 | 0 | 0 | 0 | 0 | 0 | 0 | 0 | 0 | 0 | 0 | 0 | 0
F4_Commercial_Grocery_Existing_Space Heating_Natural Gas_Boiler_E8 | F4 | Commercial | Grocery | Existing | Space Heating | Natural Gas | Boiler | E8 | PCT BC Ratio | 0 | 0 | 0 | 0 | 0 | 0 | 0 | 0 | 0 | 0 | 0 | 0 | 0 | 0 | 0 | 0 | 0 | 0 | 0 | 0 | 0 | 0 | 0 | 0 | 0 | 0 | 0 | 0 | 0 | 0 | 0
F4_Commercial_Grocery_Existing_Space Heating_Natural Gas_Boiler_E9 | F4 | Commercial | Grocery | Existing | Space Heating | Natural Gas | Boiler | E9 | PCT BC Ratio | 0 | 0 | 0 | 0 | 0 | 0 | 0 | 0 | 0 | 0 | 0 | 0 | 0 | 0 | 0 | 0 | 0 | 0 | 0 | 0 | 0 | 0 | 0 | 0 | 0 | 0 | 0 | 0 | 0 | 0 | 0
F4_Commercial_Grocery_Existing_Space Heating_Natural Gas_Boiler_E10 | F4 | Commercial | Grocery | Existing | Space Heating | Natural Gas | Boiler | E10 | PCT BC Ratio | 0 | 0 | 0 | 0 | 0 | 0 | 0 | 0 | 0 | 0 | 0 | 0 | 0 | 0 | 0 | 0 | 0 | 0 | 0 | 0 | 0 | 0 | 0 | 0 | 0 | 0 | 0 | 0 | 0 | 0 | 0
F5_Commercial_Grocery_Existing_Space Heating_Natural Gas_Boiler_E1 | F5 | Commercial | Grocery | Existing | Space Heating | Natural Gas | Boiler | E1 | RIM BC Ratio | 0.9 | 0.9 | 0.9 | 0.9 | 0.9 | 0 | 0 | 0 | 0 | 0 | 0 | 0 | 0 | 0 | 0 | 0 | 0 | 0 | 0 | 0 | 0 | 0 | 0 | 0 | 0 | 0 | 0 | 0 | 0 | 0 | 0
F5_Commercial_Grocery_Existing_Space Heating_Natural Gas_Boiler_E2 | F5 | Commercial | Grocery | Existing | Space Heating | Natural Gas | Boiler | E2 | RIM BC Ratio | 0.81623 | 0.81634 | 0.81641 | 0.81649 | 0.81664 | 0 | 0 | 0 | 0 | 0 | 0 | 0 | 0 | 0 | 0 | 0 | 0 | 0 | 0 | 0 | 0 | 0 | 0 | 0 | 0 | 0 | 0 | 0 | 0 | 0 | 0
F5_Commercial_Grocery_Existing_Space Heating_Natural Gas_Boiler_E3 | F5 | Commercial | Grocery | Existing | Space Heating | Natural Gas | Boiler | E3 | RIM BC Ratio | 0.73612 | 0.73663 | 0.73696 | 0.73734 | 0.73811 | 0.9 | 0.9 | 0.9 | 0.9 | 0.9 | 0.9 | 0.9 | 0.9 | 0.9 | 0.9 | 0.9 | 0.9 | 0.9 | 0.9 | 0.9 | 0.9 | 0.9 | 0.9 | 0.9 | 0.9 | 0.9 | 0.9 | 0.9 | 0.9 | 0.9 | 0.9
F5_Commercial_Grocery_Existing_Space Heating_Natural Gas_Boiler_E4 | F5 | Commercial | Grocery | Existing | Space Heating | Natural Gas | Boiler | E4 | RIM BC Ratio | 0.73539 | 0.73591 | 0.73624 | 0.73663 | 0.73739 | 0.73088 | 0.72788 | 0.7262 | 0.7256 | 0.72476 | 0.72428 | 0.72363 | 0.71303 | 0.71216 | 0.71202 | 0.71121 | 0.71089 | 0.71077 | 0.70872 | 0.70922 | 0.70934 | 0.70965 | 0.71016 | 0.64263 | 0.63851 | 0.6341 | 0.62931 | 0.62407 | 0.61827 | 0.61179 | 0.6045
F5_Commercial_Grocery_Existing_Space Heating_Natural Gas_Boiler_E5 | F5 | Commercial | Grocery | Existing | Space Heating | Natural Gas | Boiler | E5 | RIM BC Ratio | 0.59518 | 0.59619 | 0.59684 | 0.59759 | 0.5991 | 0.52788 | 0.52154 | 0.51802 | 0.51678 | 0.51504 | 0.51405 | 0.5127 | 0.49152 | 0.48984 | 0.48956 | 0.48799 | 0.48738 | 0.48715 | 0.48323 | 0.48418 | 0.4844 | 0.48501 | 0.48598 | 0.37549 | 0.36978 | 0.36378 | 0.3574 | 0.35055 | 0.34315 | 0.3351 | 0.32627
F5_Commercial_Grocery_Existing_Space Heating_Natural Gas_Boiler_E6 | F5 | Commercial | Grocery | Existing | Space Heating | Natural Gas | Boiler | E6 | RIM BC Ratio | 0 | 0 | 0 | 0 | 0 | 0 | 0 | 0 | 0 | 0 | 0 | 0 | 0 | 0 | 0 | 0 | 0 | 0 | 0 | 0 | 0 | 0 | 0 | 0 | 0 | 0 | 0 | 0 | 0 | 0 | 0
F5_Commercial_Grocery_Existing_Space Heating_Natural Gas_Boiler_E7 | F5 | Commercial | Grocery | Existing | Space Heating | Natural Gas | Boiler | E7 | RIM BC Ratio | 0 | 0 | 0 | 0 | 0 | 0 | 0 | 0 | 0 | 0 | 0 | 0 | 0 | 0 | 0 | 0 | 0 | 0 | 0 | 0 | 0 | 0 | 0 | 0 | 0 | 0 | 0 | 0 | 0 | 0 | 0
F5_Commercial_Grocery_Existing_Space Heating_Natural Gas_Boiler_E8 | F5 | Commercial | Grocery | Existing | Space Heating | Natural Gas | Boiler | E8 | RIM BC Ratio | 0 | 0 | 0 | 0 | 0 | 0 | 0 | 0 | 0 | 0 | 0 | 0 | 0 | 0 | 0 | 0 | 0 | 0 | 0 | 0 | 0 | 0 | 0 | 0 | 0 | 0 | 0 | 0 | 0 | 0 | 0
F5_Commercial_Grocery_Existing_Space Heating_Natural Gas_Boiler_E9 | F5 | Commercial | Grocery | Existing | Space Heating | Natural Gas | Boiler | E9 | RIM BC Ratio | 0 | 0 | 0 | 0 | 0 | 0 | 0 | 0 | 0 | 0 | 0 | 0 | 0 | 0 | 0 | 0 | 0 | 0 | 0 | 0 | 0 | 0 | 0 | 0 | 0 | 0 | 0 | 0 | 0 | 0 | 0
F5_Commercial_Grocery_Existing_Space Heating_Natural Gas_Boiler_E10 | F5 | Commercial | Grocery | Existing | Space Heating | Natural Gas | Boiler | E10 | RIM BC Ratio | 0 | 0 | 0 | 0 | 0 | 0 | 0 | 0 | 0 | 0 | 0 | 0 | 0 | 0 | 0 | 0 | 0 | 0 | 0 | 0 | 0 | 0 | 0 | 0 | 0 | 0 | 0 | 0 | 0 | 0 | 0
F0_Commercial_Grocery_Existing_Space Heating_Natural Gas_Unit Heater_E0 | F0 | Commercial | Grocery | Existing | Space Heating | Natural Gas | Unit Heater | E0 | Economic Unit | Infrared Radiant | Infrared Radiant | Infrared Radiant | Infrared Radiant | Infrared Radiant | Infrared Radiant | Infrared Radiant | Infrared Radiant | Infrared Radiant | Infrared Radiant | Infrared Radiant | Infrared Radiant | Infrared Radiant | Infrared Radiant | Infrared Radiant | Infrared Radiant | Infrared Radiant | Infrared Radiant | Infrared Radiant | Infrared Radiant | Infrared Radiant | Infrared Radiant | Infrared Radiant | Infrared Radiant | Infrared Radiant | Infrared Radiant | Infrared Radiant | Infrared Radiant | Infrared Radiant | Infrared Radiant | Infrared Radiant
F1_Commercial_Grocery_Existing_Space Heating_Natural Gas_Unit Heater_E1 | F1 | Commercial | Grocery | Existing | Space Heating | Natural Gas | Unit Heater | E1 | CCE | 0 | 0 | 0 | 0 | 0 | 0 | 0 | 0 | 0 | 0 | 0 | 0 | 0 | 0 | 0 | 0 | 0 | 0 | 0 | 0 | 0 | 0 | 0 | 0 | 0 | 0 | 0 | 0 | 0 | 0 | 0
F1_Commercial_Grocery_Existing_Space Heating_Natural Gas_Unit Heater_E2 | F1 | Commercial | Grocery | Existing | Space Heating | Natural Gas | Unit Heater | E2 | CCE | 0.046756 | 0.044949 | 0.045164 | 0.045636 | 0.045636 | 0 | 0 | 0 | 0 | 0 | 0 | 0 | 0 | 0 | 0 | 0 | 0 | 0 | 0 | 0 | 0 | 0 | 0 | 0 | 0 | 0 | 0 | 0 | 0 | 0 | 0
F1_Commercial_Grocery_Existing_Space Heating_Natural Gas_Unit Heater_E3 | F1 | Commercial | Grocery | Existing | Space Heating | Natural Gas | Unit Heater | E3 | CCE | 0.0036453 | 0.0035045 | 0.0035212 | 0.003558 | 0.003558 | -0.030773 | -0.030773 | -0.030773 | -0.030773 | -0.030773 | -0.030773 | -0.030773 | -0.030773 | -0.030773 | -0.030773 | -0.030773 | -0.030773 | -0.030773 | -0.030773 | -0.030773 | -0.030773 | -0.030773 | -0.030773 | -0.030773 | -0.030773 | -0.030773 | -0.030773 | -0.030773 | -0.030773 | -0.030773 | -0.030773
F1_Commercial_Grocery_Existing_Space Heating_Natural Gas_Unit Heater_E4 | F1 | Commercial | Grocery | Existing | Space Heating | Natural Gas | Unit Heater | E4 | CCE | 0 | 0 | 0 | 0 | 0 | 0 | 0 | 0 | 0 | 0 | 0 | 0 | 0 | 0 | 0 | 0 | 0 | 0 | 0 | 0 | 0 | 0 | 0 | 0 | 0 | 0 | 0 | 0 | 0 | 0 | 0
F1_Commercial_Grocery_Existing_Space Heating_Natural Gas_Unit Heater_E5 | F1 | Commercial | Grocery | Existing | Space Heating | Natural Gas | Unit Heater | E5 | CCE | 0 | 0 | 0 | 0 | 0 | 0 | 0 | 0 | 0 | 0 | 0 | 0 | 0 | 0 | 0 | 0 | 0 | 0 | 0 | 0 | 0 | 0 | 0 | 0 | 0 | 0 | 0 | 0 | 0 | 0 | 0
F1_Commercial_Grocery_Existing_Space Heating_Natural Gas_Unit Heater_E6 | F1 | Commercial | Grocery | Existing | Space Heating | Natural Gas | Unit Heater | E6 | CCE | 0 | 0 | 0 | 0 | 0 | 0 | 0 | 0 | 0 | 0 | 0 | 0 | 0 | 0 | 0 | 0 | 0 | 0 | 0 | 0 | 0 | 0 | 0 | 0 | 0 | 0 | 0 | 0 | 0 | 0 | 0
F1_Commercial_Grocery_Existing_Space Heating_Natural Gas_Unit Heater_E7 | F1 | Commercial | Grocery | Existing | Space Heating | Natural Gas | Unit Heater | E7 | CCE | 0 | 0 | 0 | 0 | 0 | 0 | 0 | 0 | 0 | 0 | 0 | 0 | 0 | 0 | 0 | 0 | 0 | 0 | 0 | 0 | 0 | 0 | 0 | 0 | 0 | 0 | 0 | 0 | 0 | 0 | 0
F1_Commercial_Grocery_Existing_Space Heating_Natural Gas_Unit Heater_E8 | F1 | Commercial | Grocery | Existing | Space Heating | Natural Gas | Unit Heater | E8 | CCE | 0 | 0 | 0 | 0 | 0 | 0 | 0 | 0 | 0 | 0 | 0 | 0 | 0 | 0 | 0 | 0 | 0 | 0 | 0 | 0 | 0 | 0 | 0 | 0 | 0 | 0 | 0 | 0 | 0 | 0 | 0
F1_Commercial_Grocery_Existing_Space Heating_Natural Gas_Unit Heater_E9 | F1 | Commercial | Grocery | Existing | Space Heating | Natural Gas | Unit Heater | E9 | CCE | 0 | 0 | 0 | 0 | 0 | 0 | 0 | 0 | 0 | 0 | 0 | 0 | 0 | 0 | 0 | 0 | 0 | 0 | 0 | 0 | 0 | 0 | 0 | 0 | 0 | 0 | 0 | 0 | 0 | 0 | 0
F1_Commercial_Grocery_Existing_Space Heating_Natural Gas_Unit Heater_E10 | F1 | Commercial | Grocery | Existing | Space Heating | Natural Gas | Unit Heater | E10 | CCE | 0 | 0 | 0 | 0 | 0 | 0 | 0 | 0 | 0 | 0 | 0 | 0 | 0 | 0 | 0 | 0 | 0 | 0 | 0 | 0 | 0 | 0 | 0 | 0 | 0 | 0 | 0 | 0 | 0 | 0 | 0
F2_Commercial_Grocery_Existing_Space Heating_Natural Gas_Unit Heater_E1 | F2 | Commercial | Grocery | Existing | Space Heating | Natural Gas | Unit Heater | E1 | TRC BC Ratio | 0.9 | 0.9 | 0.9 | 0.9 | 0.9 | 0 | 0 | 0 | 0 | 0 | 0 | 0 | 0 | 0 | 0 | 0 | 0 | 0 | 0 | 0 | 0 | 0 | 0 | 0 | 0 | 0 | 0 | 0 | 0 | 0 | 0
F2_Commercial_Grocery_Existing_Space Heating_Natural Gas_Unit Heater_E2 | F2 | Commercial | Grocery | Existing | Space Heating | Natural Gas | Unit Heater | E2 | TRC BC Ratio | 0.2185 | 0.22085 | 0.22228 | 0.224 | 0.22407 | 0.9 | 0.9 | 0.9 | 0.9 | 0.9 | 0.9 | 0.9 | 0.9 | 0.9 | 0.9 | 0.9 | 0.9 | 0.9 | 0.9 | 0.9 | 0.9 | 0.9 | 0.9 | 0.9 | 0.9 | 0.9 | 0.9 | 0.9 | 0.9 | 0.9 | 0.9
F2_Commercial_Grocery_Existing_Space Heating_Natural Gas_Unit Heater_E3 | F2 | Commercial | Grocery | Existing | Space Heating | Natural Gas | Unit Heater | E3 | TRC BC Ratio | 2.8026 | 2.8327 | 2.851 | 2.8731 | 2.874 | 0.9 | 0.9 | 0.9 | 0.9 | 0.9 | 0.9 | 0.9 | 0.9 | 0.9 | 0.9 | 0.9 | 0.9 | 0.9 | 0.9 | 0.9 | 0.9 | 0.9 | 0.9 | 0.9 | 0.9 | 0.9 | 0.9 | 0.9 | 0.9 | 0.9 | 0.9
F2_Commercial_Grocery_Existing_Space Heating_Natural Gas_Unit Heater_E4 | F2 | Commercial | Grocery | Existing | Space Heating | Natural Gas | Unit Heater | E4 | TRC BC Ratio | 0 | 0 | 0 | 0 | 0 | 0 | 0 | 0 | 0 | 0 | 0 | 0 | 0 | 0 | 0 | 0 | 0 | 0 | 0 | 0 | 0 | 0 | 0 | 0 | 0 | 0 | 0 | 0 | 0 | 0 | 0
F2_Commercial_Grocery_Existing_Space Heating_Natural Gas_Unit Heater_E5 | F2 | Commercial | Grocery | Existing | Space Heating | Natural Gas | Unit Heater | E5 | TRC BC Ratio | 0 | 0 | 0 | 0 | 0 | 0 | 0 | 0 | 0 | 0 | 0 | 0 | 0 | 0 | 0 | 0 | 0 | 0 | 0 | 0 | 0 | 0 | 0 | 0 | 0 | 0 | 0 | 0 | 0 | 0 | 0
F2_Commercial_Grocery_Existing_Space Heating_Natural Gas_Unit Heater_E6 | F2 | Commercial | Grocery | Existing | Space Heating | Natural Gas | Unit Heater | E6 | TRC BC Ratio | 0 | 0 | 0 | 0 | 0 | 0 | 0 | 0 | 0 | 0 | 0 | 0 | 0 | 0 | 0 | 0 | 0 | 0 | 0 | 0 | 0 | 0 | 0 | 0 | 0 | 0 | 0 | 0 | 0 | 0 | 0
F2_Commercial_Grocery_Existing_Space Heating_Natural Gas_Unit Heater_E7 | F2 | Commercial | Grocery | Existing | Space Heating | Natural Gas | Unit Heater | E7 | TRC BC Ratio | 0 | 0 | 0 | 0 | 0 | 0 | 0 | 0 | 0 | 0 | 0 | 0 | 0 | 0 | 0 | 0 | 0 | 0 | 0 | 0 | 0 | 0 | 0 | 0 | 0 | 0 | 0 | 0 | 0 | 0 | 0
F2_Commercial_Grocery_Existing_Space Heating_Natural Gas_Unit Heater_E8 | F2 | Commercial | Grocery | Existing | Space Heating | Natural Gas | Unit Heater | E8 | TRC BC Ratio | 0 | 0 | 0 | 0 | 0 | 0 | 0 | 0 | 0 | 0 | 0 | 0 | 0 | 0 | 0 | 0 | 0 | 0 | 0 | 0 | 0 | 0 | 0 | 0 | 0 | 0 | 0 | 0 | 0 | 0 | 0
F2_Commercial_Grocery_Existing_Space Heating_Natural Gas_Unit Heater_E9 | F2 | Commercial | Grocery | Existing | Space Heating | Natural Gas | Unit Heater | E9 | TRC BC Ratio | 0 | 0 | 0 | 0 | 0 | 0 | 0 | 0 | 0 | 0 | 0 | 0 | 0 | 0 | 0 | 0 | 0 | 0 | 0 | 0 | 0 | 0 | 0 | 0 | 0 | 0 | 0 | 0 | 0 | 0 | 0
F2_Commercial_Grocery_Existing_Space Heating_Natural Gas_Unit Heater_E10 | F2 | Commercial | Grocery | Existing | Space Heating | Natural Gas | Unit Heater | E10 | TRC BC Ratio | 0 | 0 | 0 | 0 | 0 | 0 | 0 | 0 | 0 | 0 | 0 | 0 | 0 | 0 | 0 | 0 | 0 | 0 | 0 | 0 | 0 | 0 | 0 | 0 | 0 | 0 | 0 | 0 | 0 | 0 | 0
F3_Commercial_Grocery_Existing_Space Heating_Natural Gas_Unit Heater_E1 | F3 | Commercial | Grocery | Existing | Space Heating | Natural Gas | Unit Heater | E1 | PACT BC Ratio | 0.9 | 0.9 | 0.9 | 0.9 | 0.9 | 0 | 0 | 0 | 0 | 0 | 0 | 0 | 0 | 0 | 0 | 0 | 0 | 0 | 0 | 0 | 0 | 0 | 0 | 0 | 0 | 0 | 0 | 0 | 0 | 0 | 0
F3_Commercial_Grocery_Existing_Space Heating_Natural Gas_Unit Heater_E2 | F3 | Commercial | Grocery | Existing | Space Heating | Natural Gas | Unit Heater | E2 | PACT BC Ratio | 0.2185 | 0.22085 | 0.22228 | 0.224 | 0.22407 | 0.9 | 0.9 | 0.9 | 0.9 | 0.9 | 0.9 | 0.9 | 0.9 | 0.9 | 0.9 | 0.9 | 0.9 | 0.9 | 0.9 | 0.9 | 0.9 | 0.9 | 0.9 | 0.9 | 0.9 | 0.9 | 0.9 | 0.9 | 0.9 | 0.9 | 0.9
F3_Commercial_Grocery_Existing_Space Heating_Natural Gas_Unit Heater_E3 | F3 | Commercial | Grocery | Existing | Space Heating | Natural Gas | Unit Heater | E3 | PACT BC Ratio | 2.8026 | 2.8327 | 2.851 | 2.8731 | 2.874 | 0.9 | 0.9 | 0.9 | 0.9 | 0.9 | 0.9 | 0.9 | 0.9 | 0.9 | 0.9 | 0.9 | 0.9 | 0.9 | 0.9 | 0.9 | 0.9 | 0.9 | 0.9 | 0.9 | 0.9 | 0.9 | 0.9 | 0.9 | 0.9 | 0.9 | 0.9
F3_Commercial_Grocery_Existing_Space Heating_Natural Gas_Unit Heater_E4 | F3 | Commercial | Grocery | Existing | Space Heating | Natural Gas | Unit Heater | E4 | PACT BC Ratio | 0 | 0 | 0 | 0 | 0 | 0 | 0 | 0 | 0 | 0 | 0 | 0 | 0 | 0 | 0 | 0 | 0 | 0 | 0 | 0 | 0 | 0 | 0 | 0 | 0 | 0 | 0 | 0 | 0 | 0 | 0
F3_Commercial_Grocery_Existing_Space Heating_Natural Gas_Unit Heater_E5 | F3 | Commercial | Grocery | Existing | Space Heating | Natural Gas | Unit Heater | E5 | PACT BC Ratio | 0 | 0 | 0 | 0 | 0 | 0 | 0 | 0 | 0 | 0 | 0 | 0 | 0 | 0 | 0 | 0 | 0 | 0 | 0 | 0 | 0 | 0 | 0 | 0 | 0 | 0 | 0 | 0 | 0 | 0 | 0
F3_Commercial_Grocery_Existing_Space Heating_Natural Gas_Unit Heater_E6 | F3 | Commercial | Grocery | Existing | Space Heating | Natural Gas | Unit Heater | E6 | PACT BC Ratio | 0 | 0 | 0 | 0 | 0 | 0 | 0 | 0 | 0 | 0 | 0 | 0 | 0 | 0 | 0 | 0 | 0 | 0 | 0 | 0 | 0 | 0 | 0 | 0 | 0 | 0 | 0 | 0 | 0 | 0 | 0
F3_Commercial_Grocery_Existing_Space Heating_Natural Gas_Unit Heater_E7 | F3 | Commercial | Grocery | Existing | Space Heating | Natural Gas | Unit Heater | E7 | PACT BC Ratio | 0 | 0 | 0 | 0 | 0 | 0 | 0 | 0 | 0 | 0 | 0 | 0 | 0 | 0 | 0 | 0 | 0 | 0 | 0 | 0 | 0 | 0 | 0 | 0 | 0 | 0 | 0 | 0 | 0 | 0 | 0
F3_Commercial_Grocery_Existing_Space Heating_Natural Gas_Unit Heater_E8 | F3 | Commercial | Grocery | Existing | Space Heating | Natural Gas | Unit Heater | E8 | PACT BC Ratio | 0 | 0 | 0 | 0 | 0 | 0 | 0 | 0 | 0 | 0 | 0 | 0 | 0 | 0 | 0 | 0 | 0 | 0 | 0 | 0 | 0 | 0 | 0 | 0 | 0 | 0 | 0 | 0 | 0 | 0 | 0
F3_Commercial_Grocery_Existing_Space Heating_Natural Gas_Unit Heater_E9 | F3 | Commercial | Grocery | Existing | Space Heating | Natural Gas | Unit Heater | E9 | PACT BC Ratio | 0 | 0 | 0 | 0 | 0 | 0 | 0 | 0 | 0 | 0 | 0 | 0 | 0 | 0 | 0 | 0 | 0 | 0 | 0 | 0 | 0 | 0 | 0 | 0 | 0 | 0 | 0 | 0 | 0 | 0 | 0
F3_Commercial_Grocery_Existing_Space Heating_Natural Gas_Unit Heater_E10 | F3 | Commercial | Grocery | Existing | Space Heating | Natural Gas | Unit Heater | E10 | PACT BC Ratio | 0 | 0 | 0 | 0 | 0 | 0 | 0 | 0 | 0 | 0 | 0 | 0 | 0 | 0 | 0 | 0 | 0 | 0 | 0 | 0 | 0 | 0 | 0 | 0 | 0 | 0 | 0 | 0 | 0 | 0 | 0
F4_Commercial_Grocery_Existing_Space Heating_Natural Gas_Unit Heater_E1 | F4 | Commercial | Grocery | Existing | Space Heating | Natural Gas | Unit Heater | E1 | PCT BC Ratio | 0.9 | 0.9 | 0.9 | 0.9 | 0.9 | 0 | 0 | 0 | 0 | 0 | 0 | 0 | 0 | 0 | 0 | 0 | 0 | 0 | 0 | 0 | 0 | 0 | 0 | 0 | 0 | 0 | 0 | 0 | 0 | 0 | 0
F4_Commercial_Grocery_Existing_Space Heating_Natural Gas_Unit Heater_E2 | F4 | Commercial | Grocery | Existing | Space Heating | Natural Gas | Unit Heater | E2 | PCT BC Ratio | 1.5497 | 1.5556 | 1.5592 | 1.5636 | 1.5637 | 0.9 | 0.9 | 0.9 | 0.9 | 0.9 | 0.9 | 0.9 | 0.9 | 0.9 | 0.9 | 0.9 | 0.9 | 0.9 | 0.9 | 0.9 | 0.9 | 0.9 | 0.9 | 0.9 | 0.9 | 0.9 | 0.9 | 0.9 | 0.9 | 0.9 | 0.9
F4_Commercial_Grocery_Existing_Space Heating_Natural Gas_Unit Heater_E3 | F4 | Commercial | Grocery | Existing | Space Heating | Natural Gas | Unit Heater | E3 | PCT BC Ratio | 8.0511 | 8.1268 | 8.1729 | 8.2284 | 8.2307 | 0.9 | 0.9 | 0.9 | 0.9 | 0.9 | 0.9 | 0.9 | 0.9 | 0.9 | 0.9 | 0.9 | 0.9 | 0.9 | 0.9 | 0.9 | 0.9 | 0.9 | 0.9 | 0.9 | 0.9 | 0.9 | 0.9 | 0.9 | 0.9 | 0.9 | 0.9
F4_Commercial_Grocery_Existing_Space Heating_Natural Gas_Unit Heater_E4 | F4 | Commercial | Grocery | Existing | Space Heating | Natural Gas | Unit Heater | E4 | PCT BC Ratio | 0 | 0 | 0 | 0 | 0 | 0 | 0 | 0 | 0 | 0 | 0 | 0 | 0 | 0 | 0 | 0 | 0 | 0 | 0 | 0 | 0 | 0 | 0 | 0 | 0 | 0 | 0 | 0 | 0 | 0 | 0
F4_Commercial_Grocery_Existing_Space Heating_Natural Gas_Unit Heater_E5 | F4 | Commercial | Grocery | Existing | Space Heating | Natural Gas | Unit Heater | E5 | PCT BC Ratio | 0 | 0 | 0 | 0 | 0 | 0 | 0 | 0 | 0 | 0 | 0 | 0 | 0 | 0 | 0 | 0 | 0 | 0 | 0 | 0 | 0 | 0 | 0 | 0 | 0 | 0 | 0 | 0 | 0 | 0 | 0
F4_Commercial_Grocery_Existing_Space Heating_Natural Gas_Unit Heater_E6 | F4 | Commercial | Grocery | Existing | Space Heating | Natural Gas | Unit Heater | E6 | PCT BC Ratio | 0 | 0 | 0 | 0 | 0 | 0 | 0 | 0 | 0 | 0 | 0 | 0 | 0 | 0 | 0 | 0 | 0 | 0 | 0 | 0 | 0 | 0 | 0 | 0 | 0 | 0 | 0 | 0 | 0 | 0 | 0
F4_Commercial_Grocery_Existing_Space Heating_Natural Gas_Unit Heater_E7 | F4 | Commercial | Grocery | Existing | Space Heating | Natural Gas | Unit Heater | E7 | PCT BC Ratio | 0 | 0 | 0 | 0 | 0 | 0 | 0 | 0 | 0 | 0 | 0 | 0 | 0 | 0 | 0 | 0 | 0 | 0 | 0 | 0 | 0 | 0 | 0 | 0 | 0 | 0 | 0 | 0 | 0 | 0 | 0
F4_Commercial_Grocery_Existing_Space Heating_Natural Gas_Unit Heater_E8 | F4 | Commercial | Grocery | Existing | Space Heating | Natural Gas | Unit Heater | E8 | PCT BC Ratio | 0 | 0 | 0 | 0 | 0 | 0 | 0 | 0 | 0 | 0 | 0 | 0 | 0 | 0 | 0 | 0 | 0 | 0 | 0 | 0 | 0 | 0 | 0 | 0 | 0 | 0 | 0 | 0 | 0 | 0 | 0
F4_Commercial_Grocery_Existing_Space Heating_Natural Gas_Unit Heater_E9 | F4 | Commercial | Grocery | Existing | Space Heating | Natural Gas | Unit Heater | E9 | PCT BC Ratio | 0 | 0 | 0 | 0 | 0 | 0 | 0 | 0 | 0 | 0 | 0 | 0 | 0 | 0 | 0 | 0 | 0 | 0 | 0 | 0 | 0 | 0 | 0 | 0 | 0 | 0 | 0 | 0 | 0 | 0 | 0
F4_Commercial_Grocery_Existing_Space Heating_Natural Gas_Unit Heater_E10 | F4 | Commercial | Grocery | Existing | Space Heating | Natural Gas | Unit Heater | E10 | PCT BC Ratio | 0 | 0 | 0 | 0 | 0 | 0 | 0 | 0 | 0 | 0 | 0 | 0 | 0 | 0 | 0 | 0 | 0 | 0 | 0 | 0 | 0 | 0 | 0 | 0 | 0 | 0 | 0 | 0 | 0 | 0 | 0
F5_Commercial_Grocery_Existing_Space Heating_Natural Gas_Unit Heater_E1 | F5 | Commercial | Grocery | Existing | Space Heating | Natural Gas | Unit Heater | E1 | RIM BC Ratio | 0.9 | 0.9 | 0.9 | 0.9 | 0.9 | 0 | 0 | 0 | 0 | 0 | 0 | 0 | 0 | 0 | 0 | 0 | 0 | 0 | 0 | 0 | 0 | 0 | 0 | 0 | 0 | 0 | 0 | 0 | 0 | 0 | 0
F5_Commercial_Grocery_Existing_Space Heating_Natural Gas_Unit Heater_E2 | F5 | Commercial | Grocery | Existing | Space Heating | Natural Gas | Unit Heater | E2 | RIM BC Ratio | 0.17317 | 0.17464 | 0.17553 | 0.1766 | 0.17665 | 0.9 | 0.9 | 0.9 | 0.9 | 0.9 | 0.9 | 0.9 | 0.9 | 0.9 | 0.9 | 0.9 | 0.9 | 0.9 | 0.9 | 0.9 | 0.9 | 0.9 | 0.9 | 0.9 | 0.9 | 0.9 | 0.9 | 0.9 | 0.9 | 0.9 | 0.9
F5_Commercial_Grocery_Existing_Space Heating_Natural Gas_Unit Heater_E3 | F5 | Commercial | Grocery | Existing | Space Heating | Natural Gas | Unit Heater | E3 | RIM BC Ratio | 0.64314 | 0.64471 | 0.64565 | 0.64678 | 0.64682 | 0.9 | 0.9 | 0.9 | 0.9 | 0.9 | 0.9 | 0.9 | 0.9 | 0.9 | 0.9 | 0.9 | 0.9 | 0.9 | 0.9 | 0.9 | 0.9 | 0.9 | 0.9 | 0.9 | 0.9 | 0.9 | 0.9 | 0.9 | 0.9 | 0.9 | 0.9
F5_Commercial_Grocery_Existing_Space Heating_Natural Gas_Unit Heater_E4 | F5 | Commercial | Grocery | Existing | Space Heating | Natural Gas | Unit Heater | E4 | RIM BC Ratio | 0 | 0 | 0 | 0 | 0 | 0 | 0 | 0 | 0 | 0 | 0 | 0 | 0 | 0 | 0 | 0 | 0 | 0 | 0 | 0 | 0 | 0 | 0 | 0 | 0 | 0 | 0 | 0 | 0 | 0 | 0
F5_Commercial_Grocery_Existing_Space Heating_Natural Gas_Unit Heater_E5 | F5 | Commercial | Grocery | Existing | Space Heating | Natural Gas | Unit Heater | E5 | RIM BC Ratio | 0 | 0 | 0 | 0 | 0 | 0 | 0 | 0 | 0 | 0 | 0 | 0 | 0 | 0 | 0 | 0 | 0 | 0 | 0 | 0 | 0 | 0 | 0 | 0 | 0 | 0 | 0 | 0 | 0 | 0 | 0
F5_Commercial_Grocery_Existing_Space Heating_Natural Gas_Unit Heater_E6 | F5 | Commercial | Grocery | Existing | Space Heating | Natural Gas | Unit Heater | E6 | RIM BC Ratio | 0 | 0 | 0 | 0 | 0 | 0 | 0 | 0 | 0 | 0 | 0 | 0 | 0 | 0 | 0 | 0 | 0 | 0 | 0 | 0 | 0 | 0 | 0 | 0 | 0 | 0 | 0 | 0 | 0 | 0 | 0
F5_Commercial_Grocery_Existing_Space Heating_Natural Gas_Unit Heater_E7 | F5 | Commercial | Grocery | Existing | Space Heating | Natural Gas | Unit Heater | E7 | RIM BC Ratio | 0 | 0 | 0 | 0 | 0 | 0 | 0 | 0 | 0 | 0 | 0 | 0 | 0 | 0 | 0 | 0 | 0 | 0 | 0 | 0 | 0 | 0 | 0 | 0 | 0 | 0 | 0 | 0 | 0 | 0 | 0
F5_Commercial_Grocery_Existing_Space Heating_Natural Gas_Unit Heater_E8 | F5 | Commercial | Grocery | Existing | Space Heating | Natural Gas | Unit Heater | E8 | RIM BC Ratio | 0 | 0 | 0 | 0 | 0 | 0 | 0 | 0 | 0 | 0 | 0 | 0 | 0 | 0 | 0 | 0 | 0 | 0 | 0 | 0 | 0 | 0 | 0 | 0 | 0 | 0 | 0 | 0 | 0 | 0 | 0
F5_Commercial_Grocery_Existing_Space Heating_Natural Gas_Unit Heater_E9 | F5 | Commercial | Grocery | Existing | Space Heating | Natural Gas | Unit Heater | E9 | RIM BC Ratio | 0 | 0 | 0 | 0 | 0 | 0 | 0 | 0 | 0 | 0 | 0 | 0 | 0 | 0 | 0 | 0 | 0 | 0 | 0 | 0 | 0 | 0 | 0 | 0 | 0 | 0 | 0 | 0 | 0 | 0 | 0
F5_Commercial_Grocery_Existing_Space Heating_Natural Gas_Unit Heater_E10 | F5 | Commercial | Grocery | Existing | Space Heating | Natural Gas | Unit Heater | E10 | RIM BC Ratio | 0 | 0 | 0 | 0 | 0 | 0 | 0 | 0 | 0 | 0 | 0 | 0 | 0 | 0 | 0 | 0 | 0 | 0 | 0 | 0 | 0 | 0 | 0 | 0 | 0 | 0 | 0 | 0 | 0 | 0 | 0
F0_Commercial_Grocery_Existing_Water Heating_Natural Gas_Water Heater_E0 | F0 | Commercial | Grocery | Existing | Water Heating | Natural Gas | Water Heater | E0 | Economic Unit | TE 96% (Instantaneous) | TE 96% (Instantaneous) | TE 96% (Instantaneous) | TE 96% (Instantaneous) | TE 96% (Instantaneous) | TE 96% (Instantaneous) | TE 96% (Instantaneous) | UEF 1.0+ (Gas-Fired HPWH) | UEF 1.0+ (Gas-Fired HPWH) | UEF 1.0+ (Gas-Fired HPWH) | UEF 1.0+ (Gas-Fired HPWH) | UEF 1.0+ (Gas-Fired HPWH) | UEF 1.0+ (Gas-Fired HPWH) | UEF 1.0+ (Gas-Fired HPWH) | UEF 1.0+ (Gas-Fired HPWH) | UEF 1.0+ (Gas-Fired HPWH) | UEF 1.0+ (Gas-Fired HPWH) | UEF 1.0+ (Gas-Fired HPWH) | UEF 1.0+ (Gas-Fired HPWH) | UEF 1.0+ (Gas-Fired HPWH) | UEF 1.0+ (Gas-Fired HPWH) | UEF 1.0+ (Gas-Fired HPWH) | UEF 1.0+ (Gas-Fired HPWH) | UEF 1.0+ (Gas-Fired HPWH) | UEF 1.0+ (Gas-Fired HPWH) | UEF 1.0+ (Gas-Fired HPWH) | UEF 1.0+ (Gas-Fired HPWH) | UEF 1.0+ (Gas-Fired HPWH) | UEF 1.0+ (Gas-Fired HPWH) | UEF 1.0+ (Gas-Fired HPWH) | UEF 1.0+ (Gas-Fired HPWH)
F1_Commercial_Grocery_Existing_Water Heating_Natural Gas_Water Heater_E1 | F1 | Commercial | Grocery | Existing | Water Heating | Natural Gas | Water Heater | E1 | CCE | 0 | 0 | 0 | 0 | 0 | 0 | 0 | 0 | 0 | 0 | 0 | 0 | 0 | 0 | 0 | 0 | 0 | 0 | 0 | 0 | 0 | 0 | 0 | 0 | 0 | 0 | 0 | 0 | 0 | 0 | 0
F1_Commercial_Grocery_Existing_Water Heating_Natural Gas_Water Heater_E2 | F1 | Commercial | Grocery | Existing | Water Heating | Natural Gas | Water Heater | E2 | CCE | 0.0010015 | 0.00096277 | 0.00096736 | 0.00097747 | 0.00097747 | 0.00097747 | 0.00097747 | 0.00097747 | 0.00097747 | 0.00097747 | 0.00097747 | 0.00097747 | 0.00097747 | 0.00097747 | 0.00097747 | 0.00097747 | 0.00097747 | 0.00097747 | 0.00097747 | 0.00097747 | 0.00097747 | 0.00097747 | 0.00097747 | 0.00097747 | 0.00097747 | 0.00097747 | 0.00097747 | 0.00097747 | 0.00097747 | 0.00097747 | 0.00097747
F1_Commercial_Grocery_Existing_Water Heating_Natural Gas_Water Heater_E3 | F1 | Commercial | Grocery | Existing | Water Heating | Natural Gas | Water Heater | E3 | CCE | 0.00073407 | 0.0007057 | 0.00070907 | 0.00071648 | 0.00071648 | 0.00071648 | 0.00071648 | 0.00071648 | 0.00071648 | 0.00071648 | 0.00071648 | 0.00071648 | 0.00071648 | 0.00071648 | 0.00071648 | 0.00071648 | 0.00071648 | 0.00071648 | 0.00071648 | 0.00071648 | 0.00071648 | 0.00071648 | 0.00071648 | 0.00071648 | 0.00071648 | 0.00071648 | 0.00071648 | 0.00071648 | 0.00071648 | 0.00071648 | 0.00071648
F1_Commercial_Grocery_Existing_Water Heating_Natural Gas_Water Heater_E4 | F1 | Commercial | Grocery | Existing | Water Heating | Natural Gas | Water Heater | E4 | CCE | 0 | 0 | 0 | 0 | 0 | 0 | 0 | 0.0016046 | 0.0016046 | 0.0016046 | 0.0016046 | 0.0016046 | 0.0016046 | 0.0016046 | 0.0016046 | 0.0016046 | 0.0016046 | 0.0016046 | 0.0016046 | 0.0016046 | 0.0016046 | 0.0016046 | 0.0016046 | 0.0016046 | 0.0016046 | 0.0016046 | 0.0016046 | 0.0016046 | 0.0016046 | 0.0016046 | 0.0016046
F1_Commercial_Grocery_Existing_Water Heating_Natural Gas_Water Heater_E5 | F1 | Commercial | Grocery | Existing | Water Heating | Natural Gas | Water Heater | E5 | CCE | 0 | 0 | 0 | 0 | 0 | 0 | 0 | 0 | 0 | 0 | 0 | 0 | 0 | 0 | 0 | 0 | 0 | 0 | 0 | 0 | 0 | 0 | 0 | 0 | 0 | 0 | 0 | 0 | 0 | 0 | 0
F1_Commercial_Grocery_Existing_Water Heating_Natural Gas_Water Heater_E6 | F1 | Commercial | Grocery | Existing | Water Heating | Natural Gas | Water Heater | E6 | CCE | 0 | 0 | 0 | 0 | 0 | 0 | 0 | 0 | 0 | 0 | 0 | 0 | 0 | 0 | 0 | 0 | 0 | 0 | 0 | 0 | 0 | 0 | 0 | 0 | 0 | 0 | 0 | 0 | 0 | 0 | 0
F1_Commercial_Grocery_Existing_Water Heating_Natural Gas_Water Heater_E7 | F1 | Commercial | Grocery | Existing | Water Heating | Natural Gas | Water Heater | E7 | CCE | 0 | 0 | 0 | 0 | 0 | 0 | 0 | 0 | 0 | 0 | 0 | 0 | 0 | 0 | 0 | 0 | 0 | 0 | 0 | 0 | 0 | 0 | 0 | 0 | 0 | 0 | 0 | 0 | 0 | 0 | 0
F1_Commercial_Grocery_Existing_Water Heating_Natural Gas_Water Heater_E8 | F1 | Commercial | Grocery | Existing | Water Heating | Natural Gas | Water Heater | E8 | CCE | 0 | 0 | 0 | 0 | 0 | 0 | 0 | 0 | 0 | 0 | 0 | 0 | 0 | 0 | 0 | 0 | 0 | 0 | 0 | 0 | 0 | 0 | 0 | 0 | 0 | 0 | 0 | 0 | 0 | 0 | 0
F1_Commercial_Grocery_Existing_Water Heating_Natural Gas_Water Heater_E9 | F1 | Commercial | Grocery | Existing | Water Heating | Natural Gas | Water Heater | E9 | CCE | 0 | 0 | 0 | 0 | 0 | 0 | 0 | 0 | 0 | 0 | 0 | 0 | 0 | 0 | 0 | 0 | 0 | 0 | 0 | 0 | 0 | 0 | 0 | 0 | 0 | 0 | 0 | 0 | 0 | 0 | 0
F1_Commercial_Grocery_Existing_Water Heating_Natural Gas_Water Heater_E10 | F1 | Commercial | Grocery | Existing | Water Heating | Natural Gas | Water Heater | E10 | CCE | 0 | 0 | 0 | 0 | 0 | 0 | 0 | 0 | 0 | 0 | 0 | 0 | 0 | 0 | 0 | 0 | 0 | 0 | 0 | 0 | 0 | 0 | 0 | 0 | 0 | 0 | 0 | 0 | 0 | 0 | 0
F2_Commercial_Grocery_Existing_Water Heating_Natural Gas_Water Heater_E1 | F2 | Commercial | Grocery | Existing | Water Heating | Natural Gas | Water Heater | E1 | TRC BC Ratio | 0.9 | 0.9 | 0.9 | 0.9 | 0.9 | 0.9 | 0.9 | 0.9 | 0.9 | 0.9 | 0.9 | 0.9 | 0.9 | 0.9 | 0.9 | 0.9 | 0.9 | 0.9 | 0.9 | 0.9 | 0.9 | 0.9 | 0.9 | 0.9 | 0.9 | 0.9 | 0.9 | 0.9 | 0.9 | 0.9 | 0.9
F2_Commercial_Grocery_Existing_Water Heating_Natural Gas_Water Heater_E2 | F2 | Commercial | Grocery | Existing | Water Heating | Natural Gas | Water Heater | E2 | TRC BC Ratio | 10.1898 | 10.3918 | 10.5363 | 10.6929 | 10.9178 | 10.2289 | 9.6905 | 9.4073 | 9.3056 | 9.1496 | 9.0442 | 9.5235 | 8.5231 | 9.11 | 9.8632 | 10.5954 | 10.6227 | 10.6734 | 10.4695 | 10.615 | 10.7168 | 10.8542 | 11.027 | 5.1943 | 5.0906 | 4.9936 | 4.9023 | 4.8158 | 4.7331 | 4.6536 | 4.5767
F2_Commercial_Grocery_Existing_Water Heating_Natural Gas_Water Heater_E3 | F2 | Commercial | Grocery | Existing | Water Heating | Natural Gas | Water Heater | E3 | TRC BC Ratio | 13.9017 | 14.1773 | 14.3744 | 14.588 | 14.8949 | 13.955 | 13.2205 | 12.8342 | 12.6955 | 12.4825 | 12.3388 | 12.9926 | 11.6278 | 12.4285 | 13.4561 | 14.455 | 14.4923 | 14.5615 | 14.2832 | 14.4818 | 14.6207 | 14.8082 | 15.0438 | 7.0864 | 6.945 | 6.8127 | 6.6881 | 6.57 | 6.4572 | 6.3487 | 6.2439
F2_Commercial_Grocery_Existing_Water Heating_Natural Gas_Water Heater_E4 | F2 | Commercial | Grocery | Existing | Water Heating | Natural Gas | Water Heater | E4 | TRC BC Ratio | 0 | 0 | 0 | 0 | 0 | 0 | 0 | 5.6251 | 5.3944 | 5.0992 | 4.8227 | 5.3119 | 4.6486 | 5.4604 | 6.4378 | 7.4371 | 7.4766 | 7.5334 | 7.3885 | 7.5183 | 7.613 | 7.7352 | 7.8849 | 3.3003 | 3.2314 | 3.1675 | 3.1078 | 3.0515 | 2.9981 | 2.9469 | 2.9086
F2_Commercial_Grocery_Existing_Water Heating_Natural Gas_Water Heater_E5 | F2 | Commercial | Grocery | Existing | Water Heating | Natural Gas | Water Heater | E5 | TRC BC Ratio | 0 | 0 | 0 | 0 | 0 | 0 | 0 | 0 | 0 | 0 | 0 | 0 | 0 | 0 | 0 | 0 | 0 | 0 | 0 | 0 | 0 | 0 | 0 | 0 | 0 | 0 | 0 | 0 | 0 | 0 | 0
F2_Commercial_Grocery_Existing_Water Heating_Natural Gas_Water Heater_E6 | F2 | Commercial | Grocery | Existing | Water Heating | Natural Gas | Water Heater | E6 | TRC BC Ratio | 0 | 0 | 0 | 0 | 0 | 0 | 0 | 0 | 0 | 0 | 0 | 0 | 0 | 0 | 0 | 0 | 0 | 0 | 0 | 0 | 0 | 0 | 0 | 0 | 0 | 0 | 0 | 0 | 0 | 0 | 0
F2_Commercial_Grocery_Existing_Water Heating_Natural Gas_Water Heater_E7 | F2 | Commercial | Grocery | Existing | Water Heating | Natural Gas | Water Heater | E7 | TRC BC Ratio | 0 | 0 | 0 | 0 | 0 | 0 | 0 | 0 | 0 | 0 | 0 | 0 | 0 | 0 | 0 | 0 | 0 | 0 | 0 | 0 | 0 | 0 | 0 | 0 | 0 | 0 | 0 | 0 | 0 | 0 | 0
F2_Commercial_Grocery_Existing_Water Heating_Natural Gas_Water Heater_E8 | F2 | Commercial | Grocery | Existing | Water Heating | Natural Gas | Water Heater | E8 | TRC BC Ratio | 0 | 0 | 0 | 0 | 0 | 0 | 0 | 0 | 0 | 0 | 0 | 0 | 0 | 0 | 0 | 0 | 0 | 0 | 0 | 0 | 0 | 0 | 0 | 0 | 0 | 0 | 0 | 0 | 0 | 0 | 0
F2_Commercial_Grocery_Existing_Water Heating_Natural Gas_Water Heater_E9 | F2 | Commercial | Grocery | Existing | Water Heating | Natural Gas | Water Heater | E9 | TRC BC Ratio | 0 | 0 | 0 | 0 | 0 | 0 | 0 | 0 | 0 | 0 | 0 | 0 | 0 | 0 | 0 | 0 | 0 | 0 | 0 | 0 | 0 | 0 | 0 | 0 | 0 | 0 | 0 | 0 | 0 | 0 | 0
F2_Commercial_Grocery_Existing_Water Heating_Natural Gas_Water Heater_E10 | F2 | Commercial | Grocery | Existing | Water Heating | Natural Gas | Water Heater | E10 | TRC BC Ratio | 0 | 0 | 0 | 0 | 0 | 0 | 0 | 0 | 0 | 0 | 0 | 0 | 0 | 0 | 0 | 0 | 0 | 0 | 0 | 0 | 0 | 0 | 0 | 0 | 0 | 0 | 0 | 0 | 0 | 0 | 0
F3_Commercial_Grocery_Existing_Water Heating_Natural Gas_Water Heater_E1 | F3 | Commercial | Grocery | Existing | Water Heating | Natural Gas | Water Heater | E1 | PACT BC Ratio | 0.9 | 0.9 | 0.9 | 0.9 | 0.9 | 0.9 | 0.9 | 0.9 | 0.9 | 0.9 | 0.9 | 0.9 | 0.9 | 0.9 | 0.9 | 0.9 | 0.9 | 0.9 | 0.9 | 0.9 | 0.9 | 0.9 | 0.9 | 0.9 | 0.9 | 0.9 | 0.9 | 0.9 | 0.9 | 0.9 | 0.9
F3_Commercial_Grocery_Existing_Water Heating_Natural Gas_Water Heater_E2 | F3 | Commercial | Grocery | Existing | Water Heating | Natural Gas | Water Heater | E2 | PACT BC Ratio | 16.663 | 16.9933 | 17.2295 | 17.4856 | 17.8534 | 16.7269 | 15.8464 | 15.3834 | 15.2171 | 14.9619 | 14.7897 | 15.5733 | 13.9375 | 14.8972 | 16.1289 | 17.3262 | 17.3709 | 17.4538 | 17.1203 | 17.3582 | 17.5247 | 17.7495 | 18.032 | 8.4939 | 8.3245 | 8.1659 | 8.0166 | 7.875 | 7.7398 | 7.6098 | 7.4842
F3_Commercial_Grocery_Existing_Water Heating_Natural Gas_Water Heater_E3 | F3 | Commercial | Grocery | Existing | Water Heating | Natural Gas | Water Heater | E3 | PACT BC Ratio | 22.7329 | 23.1835 | 23.5058 | 23.8551 | 24.3569 | 22.82 | 21.6189 | 20.9872 | 20.7603 | 20.4121 | 20.1772 | 21.2463 | 19.0145 | 20.3238 | 22.0043 | 23.6377 | 23.6986 | 23.8118 | 23.3568 | 23.6814 | 23.9085 | 24.2152 | 24.6006 | 11.5881 | 11.3569 | 11.1405 | 10.9368 | 10.7437 | 10.5592 | 10.3818 | 10.2104
F3_Commercial_Grocery_Existing_Water Heating_Natural Gas_Water Heater_E4 | F3 | Commercial | Grocery | Existing | Water Heating | Natural Gas | Water Heater | E4 | PACT BC Ratio | 0 | 0 | 0 | 0 | 0 | 0 | 0 | 9.1985 | 8.8212 | 8.3384 | 7.8864 | 8.6863 | 7.6017 | 8.9291 | 10.5275 | 12.1616 | 12.2262 | 12.3191 | 12.0821 | 12.2943 | 12.4492 | 12.6491 | 12.8938 | 5.3969 | 5.2842 | 5.1797 | 5.082 | 4.99 | 4.9026 | 4.819 | 4.7563
F3_Commercial_Grocery_Existing_Water Heating_Natural Gas_Water Heater_E5 | F3 | Commercial | Grocery | Existing | Water Heating | Natural Gas | Water Heater | E5 | PACT BC Ratio | 0 | 0 | 0 | 0 | 0 | 0 | 0 | 0 | 0 | 0 | 0 | 0 | 0 | 0 | 0 | 0 | 0 | 0 | 0 | 0 | 0 | 0 | 0 | 0 | 0 | 0 | 0 | 0 | 0 | 0 | 0
F3_Commercial_Grocery_Existing_Water Heating_Natural Gas_Water Heater_E6 | F3 | Commercial | Grocery | Existing | Water Heating | Natural Gas | Water Heater | E6 | PACT BC Ratio | 0 | 0 | 0 | 0 | 0 | 0 | 0 | 0 | 0 | 0 | 0 | 0 | 0 | 0 | 0 | 0 | 0 | 0 | 0 | 0 | 0 | 0 | 0 | 0 | 0 | 0 | 0 | 0 | 0 | 0 | 0
F3_Commercial_Grocery_Existing_Water Heating_Natural Gas_Water Heater_E7 | F3 | Commercial | Grocery | Existing | Water Heating | Natural Gas | Water Heater | E7 | PACT BC Ratio | 0 | 0 | 0 | 0 | 0 | 0 | 0 | 0 | 0 | 0 | 0 | 0 | 0 | 0 | 0 | 0 | 0 | 0 | 0 | 0 | 0 | 0 | 0 | 0 | 0 | 0 | 0 | 0 | 0 | 0 | 0
F3_Commercial_Grocery_Existing_Water Heating_Natural Gas_Water Heater_E8 | F3 | Commercial | Grocery | Existing | Water Heating | Natural Gas | Water Heater | E8 | PACT BC Ratio | 0 | 0 | 0 | 0 | 0 | 0 | 0 | 0 | 0 | 0 | 0 | 0 | 0 | 0 | 0 | 0 | 0 | 0 | 0 | 0 | 0 | 0 | 0 | 0 | 0 | 0 | 0 | 0 | 0 | 0 | 0
F3_Commercial_Grocery_Existing_Water Heating_Natural Gas_Water Heater_E9 | F3 | Commercial | Grocery | Existing | Water Heating | Natural Gas | Water Heater | E9 | PACT BC Ratio | 0 | 0 | 0 | 0 | 0 | 0 | 0 | 0 | 0 | 0 | 0 | 0 | 0 | 0 | 0 | 0 | 0 | 0 | 0 | 0 | 0 | 0 | 0 | 0 | 0 | 0 | 0 | 0 | 0 | 0 | 0
F3_Commercial_Grocery_Existing_Water Heating_Natural Gas_Water Heater_E10 | F3 | Commercial | Grocery | Existing | Water Heating | Natural Gas | Water Heater | E10 | PACT BC Ratio | 0 | 0 | 0 | 0 | 0 | 0 | 0 | 0 | 0 | 0 | 0 | 0 | 0 | 0 | 0 | 0 | 0 | 0 | 0 | 0 | 0 | 0 | 0 | 0 | 0 | 0 | 0 | 0 | 0 | 0 | 0
F4_Commercial_Grocery_Existing_Water Heating_Natural Gas_Water Heater_E1 | F4 | Commercial | Grocery | Existing | Water Heating | Natural Gas | Water Heater | E1 | PCT BC Ratio | 0.9 | 0.9 | 0.9 | 0.9 | 0.9 | 0.9 | 0.9 | 0.9 | 0.9 | 0.9 | 0.9 | 0.9 | 0.9 | 0.9 | 0.9 | 0.9 | 0.9 | 0.9 | 0.9 | 0.9 | 0.9 | 0.9 | 0.9 | 0.9 | 0.9 | 0.9 | 0.9 | 0.9 | 0.9 | 0.9 | 0.9
F4_Commercial_Grocery_Existing_Water Heating_Natural Gas_Water Heater_E2 | F4 | Commercial | Grocery | Existing | Water Heating | Natural Gas | Water Heater | E2 | PCT BC Ratio | 18.39 | 18.746 | 19.0007 | 19.2767 | 19.6732 | 18.4589 | 17.5098 | 17.0107 | 16.8315 | 16.5564 | 16.3707 | 17.2154 | 15.4521 | 16.4866 | 17.8143 | 19.1049 | 19.1531 | 19.2425 | 18.883 | 19.1394 | 19.3189 | 19.5612 | 19.8657 | 9.5843 | 9.4017 | 9.2307 | 9.0698 | 8.9172 | 8.7714 | 8.6313 | 8.4959
F4_Commercial_Grocery_Existing_Water Heating_Natural Gas_Water Heater_E3 | F4 | Commercial | Grocery | Existing | Water Heating | Natural Gas | Water Heater | E3 | PCT BC Ratio | 24.933 | 25.4187 | 25.7661 | 26.1427 | 26.6836 | 25.0269 | 23.7321 | 23.0513 | 22.8067 | 22.4314 | 22.1781 | 23.3305 | 20.9248 | 22.3362 | 24.1475 | 25.9083 | 25.974 | 26.0959 | 25.6055 | 25.9554 | 26.2002 | 26.5308 | 26.9462 | 12.9196 | 12.6704 | 12.4372 | 12.2176 | 12.0094 | 11.8105 | 11.6193 | 11.4346
F4_Commercial_Grocery_Existing_Water Heating_Natural Gas_Water Heater_E4 | F4 | Commercial | Grocery | Existing | Water Heating | Natural Gas | Water Heater | E4 | PCT BC Ratio | 0 | 0 | 0 | 0 | 0 | 0 | 0 | 10.3438 | 9.9371 | 9.4167 | 8.9294 | 9.7917 | 8.6225 | 10.0534 | 11.7764 | 13.5379 | 13.6075 | 13.7076 | 13.4522 | 13.6809 | 13.8478 | 14.0633 | 14.3271 | 6.2459 | 6.1245 | 6.0118 | 5.9065 | 5.8073 | 5.7131 | 5.623 | 5.5554
F4_Commercial_Grocery_Existing_Water Heating_Natural Gas_Water Heater_E5 | F4 | Commercial | Grocery | Existing | Water Heating | Natural Gas | Water Heater | E5 | PCT BC Ratio | 0 | 0 | 0 | 0 | 0 | 0 | 0 | 0 | 0 | 0 | 0 | 0 | 0 | 0 | 0 | 0 | 0 | 0 | 0 | 0 | 0 | 0 | 0 | 0 | 0 | 0 | 0 | 0 | 0 | 0 | 0
F4_Commercial_Grocery_Existing_Water Heating_Natural Gas_Water Heater_E6 | F4 | Commercial | Grocery | Existing | Water Heating | Natural Gas | Water Heater | E6 | PCT BC Ratio | 0 | 0 | 0 | 0 | 0 | 0 | 0 | 0 | 0 | 0 | 0 | 0 | 0 | 0 | 0 | 0 | 0 | 0 | 0 | 0 | 0 | 0 | 0 | 0 | 0 | 0 | 0 | 0 | 0 | 0 | 0
F4_Commercial_Grocery_Existing_Water Heating_Natural Gas_Water Heater_E7 | F4 | Commercial | Grocery | Existing | Water Heating | Natural Gas | Water Heater | E7 | PCT BC Ratio | 0 | 0 | 0 | 0 | 0 | 0 | 0 | 0 | 0 | 0 | 0 | 0 | 0 | 0 | 0 | 0 | 0 | 0 | 0 | 0 | 0 | 0 | 0 | 0 | 0 | 0 | 0 | 0 | 0 | 0 | 0
F4_Commercial_Grocery_Existing_Water Heating_Natural Gas_Water Heater_E8 | F4 | Commercial | Grocery | Existing | Water Heating | Natural Gas | Water Heater | E8 | PCT BC Ratio | 0 | 0 | 0 | 0 | 0 | 0 | 0 | 0 | 0 | 0 | 0 | 0 | 0 | 0 | 0 | 0 | 0 | 0 | 0 | 0 | 0 | 0 | 0 | 0 | 0 | 0 | 0 | 0 | 0 | 0 | 0
F4_Commercial_Grocery_Existing_Water Heating_Natural Gas_Water Heater_E9 | F4 | Commercial | Grocery | Existing | Water Heating | Natural Gas | Water Heater | E9 | PCT BC Ratio | 0 | 0 | 0 | 0 | 0 | 0 | 0 | 0 | 0 | 0 | 0 | 0 | 0 | 0 | 0 | 0 | 0 | 0 | 0 | 0 | 0 | 0 | 0 | 0 | 0 | 0 | 0 | 0 | 0 | 0 | 0
F4_Commercial_Grocery_Existing_Water Heating_Natural Gas_Water Heater_E10 | F4 | Commercial | Grocery | Existing | Water Heating | Natural Gas | Water Heater | E10 | PCT BC Ratio | 0 | 0 | 0 | 0 | 0 | 0 | 0 | 0 | 0 | 0 | 0 | 0 | 0 | 0 | 0 | 0 | 0 | 0 | 0 | 0 | 0 | 0 | 0 | 0 | 0 | 0 | 0 | 0 | 0 | 0 | 0
F5_Commercial_Grocery_Existing_Water Heating_Natural Gas_Water Heater_E1 | F5 | Commercial | Grocery | Existing | Water Heating | Natural Gas | Water Heater | E1 | RIM BC Ratio | 0.9 | 0.9 | 0.9 | 0.9 | 0.9 | 0.9 | 0.9 | 0.9 | 0.9 | 0.9 | 0.9 | 0.9 | 0.9 | 0.9 | 0.9 | 0.9 | 0.9 | 0.9 | 0.9 | 0.9 | 0.9 | 0.9 | 0.9 | 0.9 | 0.9 | 0.9 | 0.9 | 0.9 | 0.9 | 0.9 | 0.9
F5_Commercial_Grocery_Existing_Water Heating_Natural Gas_Water Heater_E2 | F5 | Commercial | Grocery | Existing | Water Heating | Natural Gas | Water Heater | E2 | RIM BC Ratio | 0.79486 | 0.7956 | 0.79611 | 0.79665 | 0.7974 | 0.79501 | 0.79291 | 0.79172 | 0.79128 | 0.79058 | 0.79009 | 0.79222 | 0.78752 | 0.79039 | 0.79361 | 0.79632 | 0.79641 | 0.79658 | 0.79588 | 0.79638 | 0.79673 | 0.79719 | 0.79775 | 0.76 | 0.75861 | 0.75727 | 0.75597 | 0.75469 | 0.75343 | 0.75218 | 0.75093
F5_Commercial_Grocery_Existing_Water Heating_Natural Gas_Water Heater_E3 | F5 | Commercial | Grocery | Existing | Water Heating | Natural Gas | Water Heater | E3 | RIM BC Ratio | 0.80512 | 0.80567 | 0.80606 | 0.80646 | 0.80702 | 0.80523 | 0.80365 | 0.80275 | 0.80242 | 0.80189 | 0.80152 | 0.80313 | 0.79958 | 0.80175 | 0.80417 | 0.80621 | 0.80628 | 0.80641 | 0.80588 | 0.80626 | 0.80652 | 0.80687 | 0.80729 | 0.7786 | 0.77753 | 0.7765 | 0.77549 | 0.77451 | 0.77353 | 0.77257 | 0.7716
F5_Commercial_Grocery_Existing_Water Heating_Natural Gas_Water Heater_E4 | F5 | Commercial | Grocery | Existing | Water Heating | Natural Gas | Water Heater | E4 | RIM BC Ratio | 0 | 0 | 0 | 0 | 0 | 0 | 0 | 0.76524 | 0.76253 | 0.75873 | 0.75479 | 0.7615 | 0.7521 | 0.76332 | 0.77336 | 0.78107 | 0.78134 | 0.78171 | 0.78074 | 0.78161 | 0.78223 | 0.78301 | 0.78393 | 0.72288 | 0.72082 | 0.71884 | 0.71693 | 0.71507 | 0.71325 | 0.71145 | 0.71007
F5_Commercial_Grocery_Existing_Water Heating_Natural Gas_Water Heater_E5 | F5 | Commercial | Grocery | Existing | Water Heating | Natural Gas | Water Heater | E5 | RIM BC Ratio | 0 | 0 | 0 | 0 | 0 | 0 | 0 | 0 | 0 | 0 | 0 | 0 | 0 | 0 | 0 | 0 | 0 | 0 | 0 | 0 | 0 | 0 | 0 | 0 | 0 | 0 | 0 | 0 | 0 | 0 | 0
F5_Commercial_Grocery_Existing_Water Heating_Natural Gas_Water Heater_E6 | F5 | Commercial | Grocery | Existing | Water Heating | Natural Gas | Water Heater | E6 | RIM BC Ratio | 0 | 0 | 0 | 0 | 0 | 0 | 0 | 0 | 0 | 0 | 0 | 0 | 0 | 0 | 0 | 0 | 0 | 0 | 0 | 0 | 0 | 0 | 0 | 0 | 0 | 0 | 0 | 0 | 0 | 0 | 0
F5_Commercial_Grocery_Existing_Water Heating_Natural Gas_Water Heater_E7 | F5 | Commercial | Grocery | Existing | Water Heating | Natural Gas | Water Heater | E7 | RIM BC Ratio | 0 | 0 | 0 | 0 | 0 | 0 | 0 | 0 | 0 | 0 | 0 | 0 | 0 | 0 | 0 | 0 | 0 | 0 | 0 | 0 | 0 | 0 | 0 | 0 | 0 | 0 | 0 | 0 | 0 | 0 | 0
F5_Commercial_Grocery_Existing_Water Heating_Natural Gas_Water Heater_E8 | F5 | Commercial | Grocery | Existing | Water Heating | Natural Gas | Water Heater | E8 | RIM BC Ratio | 0 | 0 | 0 | 0 | 0 | 0 | 0 | 0 | 0 | 0 | 0 | 0 | 0 | 0 | 0 | 0 | 0 | 0 | 0 | 0 | 0 | 0 | 0 | 0 | 0 | 0 | 0 | 0 | 0 | 0 | 0
F5_Commercial_Grocery_Existing_Water Heating_Natural Gas_Water Heater_E9 | F5 | Commercial | Grocery | Existing | Water Heating | Natural Gas | Water Heater | E9 | RIM BC Ratio | 0 | 0 | 0 | 0 | 0 | 0 | 0 | 0 | 0 | 0 | 0 | 0 | 0 | 0 | 0 | 0 | 0 | 0 | 0 | 0 | 0 | 0 | 0 | 0 | 0 | 0 | 0 | 0 | 0 | 0 | 0
F5_Commercial_Grocery_Existing_Water Heating_Natural Gas_Water Heater_E10 | F5 | Commercial | Grocery | Existing | Water Heating | Natural Gas | Water Heater | E10 | RIM BC Ratio | 0 | 0 | 0 | 0 | 0 | 0 | 0 | 0 | 0 | 0 | 0 | 0 | 0 | 0 | 0 | 0 | 0 | 0 | 0 | 0 | 0 | 0 | 0 | 0 | 0 | 0 | 0 | 0 | 0 | 0 | 0
F0_Commercial_Grocery_Existing_Food Preparation_Natural Gas_Oven_E0 | F0 | Commercial | Grocery | Existing | Food Preparation | Natural Gas | Oven | E0 | Economic Unit | ENERGY STAR (3.0) | ENERGY STAR (3.0) | ENERGY STAR (3.0) | ENERGY STAR (3.0) | ENERGY STAR (3.0) | ENERGY STAR (3.0) | ENERGY STAR (3.0) | ENERGY STAR (3.0) | ENERGY STAR (3.0) | ENERGY STAR (3.0) | ENERGY STAR (3.0) | ENERGY STAR (3.0) | ENERGY STAR (3.0) | ENERGY STAR (3.0) | ENERGY STAR (3.0) | ENERGY STAR (3.0) | ENERGY STAR (3.0) | ENERGY STAR (3.0) | ENERGY STAR (3.0) | ENERGY STAR (3.0) | ENERGY STAR (3.0) | ENERGY STAR (3.0) | ENERGY STAR (3.0) | Standard | Standard | Standard | Standard | Standard | Standard | Standard | Standard
F1_Commercial_Grocery_Existing_Food Preparation_Natural Gas_Oven_E1 | F1 | Commercial | Grocery | Existing | Food Preparation | Natural Gas | Oven | E1 | CCE | 0 | 0 | 0 | 0 | 0 | 0 | 0 | 0 | 0 | 0 | 0 | 0 | 0 | 0 | 0 | 0 | 0 | 0 | 0 | 0 | 0 | 0 | 0 | 0 | 0 | 0 | 0 | 0 | 0 | 0 | 0
F1_Commercial_Grocery_Existing_Food Preparation_Natural Gas_Oven_E2 | F1 | Commercial | Grocery | Existing | Food Preparation | Natural Gas | Oven | E2 | CCE | 0.0062008 | 0.0059612 | 0.0059896 | 0.0060522 | 0.0060522 | 0.0060522 | 0.0060522 | 0.0060522 | 0.0060522 | 0.0060522 | 0.0060522 | 0.0060522 | 0.0060522 | 0.0060522 | 0.0060522 | 0.0060522 | 0.0060522 | 0.0060522 | 0.0060522 | 0.0060522 | 0.0060522 | 0.0060522 | 0.0060522 | 0.0060522 | 0.0060522 | 0.0060522 | 0.0060522 | 0.0060522 | 0.0060522 | 0.0060522 | 0.0060522
F1_Commercial_Grocery_Existing_Food Preparation_Natural Gas_Oven_E3 | F1 | Commercial | Grocery | Existing | Food Preparation | Natural Gas | Oven | E3 | CCE | 0 | 0 | 0 | 0 | 0 | 0 | 0 | 0 | 0 | 0 | 0 | 0 | 0 | 0 | 0 | 0 | 0 | 0 | 0 | 0 | 0 | 0 | 0 | 0 | 0 | 0 | 0 | 0 | 0 | 0 | 0
F1_Commercial_Grocery_Existing_Food Preparation_Natural Gas_Oven_E4 | F1 | Commercial | Grocery | Existing | Food Preparation | Natural Gas | Oven | E4 | CCE | 0 | 0 | 0 | 0 | 0 | 0 | 0 | 0 | 0 | 0 | 0 | 0 | 0 | 0 | 0 | 0 | 0 | 0 | 0 | 0 | 0 | 0 | 0 | 0 | 0 | 0 | 0 | 0 | 0 | 0 | 0
F1_Commercial_Grocery_Existing_Food Preparation_Natural Gas_Oven_E5 | F1 | Commercial | Grocery | Existing | Food Preparation | Natural Gas | Oven | E5 | CCE | 0 | 0 | 0 | 0 | 0 | 0 | 0 | 0 | 0 | 0 | 0 | 0 | 0 | 0 | 0 | 0 | 0 | 0 | 0 | 0 | 0 | 0 | 0 | 0 | 0 | 0 | 0 | 0 | 0 | 0 | 0
F1_Commercial_Grocery_Existing_Food Preparation_Natural Gas_Oven_E6 | F1 | Commercial | Grocery | Existing | Food Preparation | Natural Gas | Oven | E6 | CCE | 0 | 0 | 0 | 0 | 0 | 0 | 0 | 0 | 0 | 0 | 0 | 0 | 0 | 0 | 0 | 0 | 0 | 0 | 0 | 0 | 0 | 0 | 0 | 0 | 0 | 0 | 0 | 0 | 0 | 0 | 0
F1_Commercial_Grocery_Existing_Food Preparation_Natural Gas_Oven_E7 | F1 | Commercial | Grocery | Existing | Food Preparation | Natural Gas | Oven | E7 | CCE | 0 | 0 | 0 | 0 | 0 | 0 | 0 | 0 | 0 | 0 | 0 | 0 | 0 | 0 | 0 | 0 | 0 | 0 | 0 | 0 | 0 | 0 | 0 | 0 | 0 | 0 | 0 | 0 | 0 | 0 | 0
F1_Commercial_Grocery_Existing_Food Preparation_Natural Gas_Oven_E8 | F1 | Commercial | Grocery | Existing | Food Preparation | Natural Gas | Oven | E8 | CCE | 0 | 0 | 0 | 0 | 0 | 0 | 0 | 0 | 0 | 0 | 0 | 0 | 0 | 0 | 0 | 0 | 0 | 0 | 0 | 0 | 0 | 0 | 0 | 0 | 0 | 0 | 0 | 0 | 0 | 0 | 0
F1_Commercial_Grocery_Existing_Food Preparation_Natural Gas_Oven_E9 | F1 | Commercial | Grocery | Existing | Food Preparation | Natural Gas | Oven | E9 | CCE | 0 | 0 | 0 | 0 | 0 | 0 | 0 | 0 | 0 | 0 | 0 | 0 | 0 | 0 | 0 | 0 | 0 | 0 | 0 | 0 | 0 | 0 | 0 | 0 | 0 | 0 | 0 | 0 | 0 | 0 | 0
F1_Commercial_Grocery_Existing_Food Preparation_Natural Gas_Oven_E10 | F1 | Commercial | Grocery | Existing | Food Preparation | Natural Gas | Oven | E10 | CCE | 0 | 0 | 0 | 0 | 0 | 0 | 0 | 0 | 0 | 0 | 0 | 0 | 0 | 0 | 0 | 0 | 0 | 0 | 0 | 0 | 0 | 0 | 0 | 0 | 0 | 0 | 0 | 0 | 0 | 0 | 0
F2_Commercial_Grocery_Existing_Food Preparation_Natural Gas_Oven_E1 | F2 | Commercial | Grocery | Existing | Food Preparation | Natural Gas | Oven | E1 | TRC BC Ratio | 0.9 | 0.9 | 0.9 | 0.9 | 0.9 | 0.9 | 0.9 | 0.9 | 0.9 | 0.9 | 0.9 | 0.9 | 0.9 | 0.9 | 0.9 | 0.9 | 0.9 | 0.9 | 0.9 | 0.9 | 0.9 | 0.9 | 0.9 | 0.9 | 0.9 | 0.9 | 0.9 | 0.9 | 0.9 | 0.9 | 0.9
F2_Commercial_Grocery_Existing_Food Preparation_Natural Gas_Oven_E2 | F2 | Commercial | Grocery | Existing | Food Preparation | Natural Gas | Oven | E2 | TRC BC Ratio | 1.651 | 1.6761 | 1.6937 | 1.7118 | 1.7402 | 1.6356 | 1.5492 | 1.5033 | 1.4856 | 1.4593 | 1.5232 | 1.584 | 1.4129 | 1.4871 | 1.5856 | 1.6788 | 1.6824 | 1.6897 | 1.6574 | 1.6795 | 1.6949 | 1.7158 | 1.7422 | 0.83439 | 0.81785 | 0.80234 | 0.78773 | 0.77386 | 0.7606 | 0.74785 | 0.73552
F2_Commercial_Grocery_Existing_Food Preparation_Natural Gas_Oven_E3 | F2 | Commercial | Grocery | Existing | Food Preparation | Natural Gas | Oven | E3 | TRC BC Ratio | 0 | 0 | 0 | 0 | 0 | 0 | 0 | 0 | 0 | 0 | 0 | 0 | 0 | 0 | 0 | 0 | 0 | 0 | 0 | 0 | 0 | 0 | 0 | 0 | 0 | 0 | 0 | 0 | 0 | 0 | 0
F2_Commercial_Grocery_Existing_Food Preparation_Natural Gas_Oven_E4 | F2 | Commercial | Grocery | Existing | Food Preparation | Natural Gas | Oven | E4 | TRC BC Ratio | 0 | 0 | 0 | 0 | 0 | 0 | 0 | 0 | 0 | 0 | 0 | 0 | 0 | 0 | 0 | 0 | 0 | 0 | 0 | 0 | 0 | 0 | 0 | 0 | 0 | 0 | 0 | 0 | 0 | 0 | 0
F2_Commercial_Grocery_Existing_Food Preparation_Natural Gas_Oven_E5 | F2 | Commercial | Grocery | Existing | Food Preparation | Natural Gas | Oven | E5 | TRC BC Ratio | 0 | 0 | 0 | 0 | 0 | 0 | 0 | 0 | 0 | 0 | 0 | 0 | 0 | 0 | 0 | 0 | 0 | 0 | 0 | 0 | 0 | 0 | 0 | 0 | 0 | 0 | 0 | 0 | 0 | 0 | 0
F2_Commercial_Grocery_Existing_Food Preparation_Natural Gas_Oven_E6 | F2 | Commercial | Grocery | Existing | Food Preparation | Natural Gas | Oven | E6 | TRC BC Ratio | 0 | 0 | 0 | 0 | 0 | 0 | 0 | 0 | 0 | 0 | 0 | 0 | 0 | 0 | 0 | 0 | 0 | 0 | 0 | 0 | 0 | 0 | 0 | 0 | 0 | 0 | 0 | 0 | 0 | 0 | 0
F2_Commercial_Grocery_Existing_Food Preparation_Natural Gas_Oven_E7 | F2 | Commercial | Grocery | Existing | Food Preparation | Natural Gas | Oven | E7 | TRC BC Ratio | 0 | 0 | 0 | 0 | 0 | 0 | 0 | 0 | 0 | 0 | 0 | 0 | 0 | 0 | 0 | 0 | 0 | 0 | 0 | 0 | 0 | 0 | 0 | 0 | 0 | 0 | 0 | 0 | 0 | 0 | 0
F2_Commercial_Grocery_Existing_Food Preparation_Natural Gas_Oven_E8 | F2 | Commercial | Grocery | Existing | Food Preparation | Natural Gas | Oven | E8 | TRC BC Ratio | 0 | 0 | 0 | 0 | 0 | 0 | 0 | 0 | 0 | 0 | 0 | 0 | 0 | 0 | 0 | 0 | 0 | 0 | 0 | 0 | 0 | 0 | 0 | 0 | 0 | 0 | 0 | 0 | 0 | 0 | 0
F2_Commercial_Grocery_Existing_Food Preparation_Natural Gas_Oven_E9 | F2 | Commercial | Grocery | Existing | Food Preparation | Natural Gas | Oven | E9 | TRC BC Ratio | 0 | 0 | 0 | 0 | 0 | 0 | 0 | 0 | 0 | 0 | 0 | 0 | 0 | 0 | 0 | 0 | 0 | 0 | 0 | 0 | 0 | 0 | 0 | 0 | 0 | 0 | 0 | 0 | 0 | 0 | 0
F2_Commercial_Grocery_Existing_Food Preparation_Natural Gas_Oven_E10 | F2 | Commercial | Grocery | Existing | Food Preparation | Natural Gas | Oven | E10 | TRC BC Ratio | 0 | 0 | 0 | 0 | 0 | 0 | 0 | 0 | 0 | 0 | 0 | 0 | 0 | 0 | 0 | 0 | 0 | 0 | 0 | 0 | 0 | 0 | 0 | 0 | 0 | 0 | 0 | 0 | 0 | 0 | 0
F3_Commercial_Grocery_Existing_Food Preparation_Natural Gas_Oven_E1 | F3 | Commercial | Grocery | Existing | Food Preparation | Natural Gas | Oven | E1 | PACT BC Ratio | 0.9 | 0.9 | 0.9 | 0.9 | 0.9 | 0.9 | 0.9 | 0.9 | 0.9 | 0.9 | 0.9 | 0.9 | 0.9 | 0.9 | 0.9 | 0.9 | 0.9 | 0.9 | 0.9 | 0.9 | 0.9 | 0.9 | 0.9 | 0.9 | 0.9 | 0.9 | 0.9 | 0.9 | 0.9 | 0.9 | 0.9
F3_Commercial_Grocery_Existing_Food Preparation_Natural Gas_Oven_E2 | F3 | Commercial | Grocery | Existing | Food Preparation | Natural Gas | Oven | E2 | PACT BC Ratio | 1.651 | 1.6761 | 1.6937 | 1.7118 | 1.7402 | 1.6356 | 1.5492 | 1.5033 | 1.4856 | 1.4593 | 1.5232 | 1.584 | 1.4129 | 1.4871 | 1.5856 | 1.6788 | 1.6824 | 1.6897 | 1.6574 | 1.6795 | 1.6949 | 1.7158 | 1.7422 | 0.83439 | 0.81785 | 0.80234 | 0.78773 | 0.77386 | 0.7606 | 0.74785 | 0.73552
F3_Commercial_Grocery_Existing_Food Preparation_Natural Gas_Oven_E3 | F3 | Commercial | Grocery | Existing | Food Preparation | Natural Gas | Oven | E3 | PACT BC Ratio | 0 | 0 | 0 | 0 | 0 | 0 | 0 | 0 | 0 | 0 | 0 | 0 | 0 | 0 | 0 | 0 | 0 | 0 | 0 | 0 | 0 | 0 | 0 | 0 | 0 | 0 | 0 | 0 | 0 | 0 | 0
F3_Commercial_Grocery_Existing_Food Preparation_Natural Gas_Oven_E4 | F3 | Commercial | Grocery | Existing | Food Preparation | Natural Gas | Oven | E4 | PACT BC Ratio | 0 | 0 | 0 | 0 | 0 | 0 | 0 | 0 | 0 | 0 | 0 | 0 | 0 | 0 | 0 | 0 | 0 | 0 | 0 | 0 | 0 | 0 | 0 | 0 | 0 | 0 | 0 | 0 | 0 | 0 | 0
F3_Commercial_Grocery_Existing_Food Preparation_Natural Gas_Oven_E5 | F3 | Commercial | Grocery | Existing | Food Preparation | Natural Gas | Oven | E5 | PACT BC Ratio | 0 | 0 | 0 | 0 | 0 | 0 | 0 | 0 | 0 | 0 | 0 | 0 | 0 | 0 | 0 | 0 | 0 | 0 | 0 | 0 | 0 | 0 | 0 | 0 | 0 | 0 | 0 | 0 | 0 | 0 | 0
F3_Commercial_Grocery_Existing_Food Preparation_Natural Gas_Oven_E6 | F3 | Commercial | Grocery | Existing | Food Preparation | Natural Gas | Oven | E6 | PACT BC Ratio | 0 | 0 | 0 | 0 | 0 | 0 | 0 | 0 | 0 | 0 | 0 | 0 | 0 | 0 | 0 | 0 | 0 | 0 | 0 | 0 | 0 | 0 | 0 | 0 | 0 | 0 | 0 | 0 | 0 | 0 | 0
F3_Commercial_Grocery_Existing_Food Preparation_Natural Gas_Oven_E7 | F3 | Commercial | Grocery | Existing | Food Preparation | Natural Gas | Oven | E7 | PACT BC Ratio | 0 | 0 | 0 | 0 | 0 | 0 | 0 | 0 | 0 | 0 | 0 | 0 | 0 | 0 | 0 | 0 | 0 | 0 | 0 | 0 | 0 | 0 | 0 | 0 | 0 | 0 | 0 | 0 | 0 | 0 | 0
F3_Commercial_Grocery_Existing_Food Preparation_Natural Gas_Oven_E8 | F3 | Commercial | Grocery | Existing | Food Preparation | Natural Gas | Oven | E8 | PACT BC Ratio | 0 | 0 | 0 | 0 | 0 | 0 | 0 | 0 | 0 | 0 | 0 | 0 | 0 | 0 | 0 | 0 | 0 | 0 | 0 | 0 | 0 | 0 | 0 | 0 | 0 | 0 | 0 | 0 | 0 | 0 | 0
F3_Commercial_Grocery_Existing_Food Preparation_Natural Gas_Oven_E9 | F3 | Commercial | Grocery | Existing | Food Preparation | Natural Gas | Oven | E9 | PACT BC Ratio | 0 | 0 | 0 | 0 | 0 | 0 | 0 | 0 | 0 | 0 | 0 | 0 | 0 | 0 | 0 | 0 | 0 | 0 | 0 | 0 | 0 | 0 | 0 | 0 | 0 | 0 | 0 | 0 | 0 | 0 | 0
F3_Commercial_Grocery_Existing_Food Preparation_Natural Gas_Oven_E10 | F3 | Commercial | Grocery | Existing | Food Preparation | Natural Gas | Oven | E10 | PACT BC Ratio | 0 | 0 | 0 | 0 | 0 | 0 | 0 | 0 | 0 | 0 | 0 | 0 | 0 | 0 | 0 | 0 | 0 | 0 | 0 | 0 | 0 | 0 | 0 | 0 | 0 | 0 | 0 | 0 | 0 | 0 | 0
F4_Commercial_Grocery_Existing_Food Preparation_Natural Gas_Oven_E1 | F4 | Commercial | Grocery | Existing | Food Preparation | Natural Gas | Oven | E1 | PCT BC Ratio | 0.9 | 0.9 | 0.9 | 0.9 | 0.9 | 0.9 | 0.9 | 0.9 | 0.9 | 0.9 | 0.9 | 0.9 | 0.9 | 0.9 | 0.9 | 0.9 | 0.9 | 0.9 | 0.9 | 0.9 | 0.9 | 0.9 | 0.9 | 0.9 | 0.9 | 0.9 | 0.9 | 0.9 | 0.9 | 0.9 | 0.9
F4_Commercial_Grocery_Existing_Food Preparation_Natural Gas_Oven_E2 | F4 | Commercial | Grocery | Existing | Food Preparation | Natural Gas | Oven | E2 | PCT BC Ratio | 5.1538 | 5.2169 | 5.2611 | 5.3069 | 5.3783 | 5.115 | 4.8976 | 4.7822 | 4.7376 | 4.6715 | 4.8323 | 4.9851 | 4.5547 | 4.7415 | 4.9892 | 5.2237 | 5.2328 | 5.2512 | 5.1699 | 5.2256 | 5.2642 | 5.3168 | 5.3833 | 3.0993 | 3.0576 | 3.0186 | 2.9819 | 2.947 | 2.9136 | 2.8815 | 2.8505
F4_Commercial_Grocery_Existing_Food Preparation_Natural Gas_Oven_E3 | F4 | Commercial | Grocery | Existing | Food Preparation | Natural Gas | Oven | E3 | PCT BC Ratio | 0 | 0 | 0 | 0 | 0 | 0 | 0 | 0 | 0 | 0 | 0 | 0 | 0 | 0 | 0 | 0 | 0 | 0 | 0 | 0 | 0 | 0 | 0 | 0 | 0 | 0 | 0 | 0 | 0 | 0 | 0
F4_Commercial_Grocery_Existing_Food Preparation_Natural Gas_Oven_E4 | F4 | Commercial | Grocery | Existing | Food Preparation | Natural Gas | Oven | E4 | PCT BC Ratio | 0 | 0 | 0 | 0 | 0 | 0 | 0 | 0 | 0 | 0 | 0 | 0 | 0 | 0 | 0 | 0 | 0 | 0 | 0 | 0 | 0 | 0 | 0 | 0 | 0 | 0 | 0 | 0 | 0 | 0 | 0
F4_Commercial_Grocery_Existing_Food Preparation_Natural Gas_Oven_E5 | F4 | Commercial | Grocery | Existing | Food Preparation | Natural Gas | Oven | E5 | PCT BC Ratio | 0 | 0 | 0 | 0 | 0 | 0 | 0 | 0 | 0 | 0 | 0 | 0 | 0 | 0 | 0 | 0 | 0 | 0 | 0 | 0 | 0 | 0 | 0 | 0 | 0 | 0 | 0 | 0 | 0 | 0 | 0
F4_Commercial_Grocery_Existing_Food Preparation_Natural Gas_Oven_E6 | F4 | Commercial | Grocery | Existing | Food Preparation | Natural Gas | Oven | E6 | PCT BC Ratio | 0 | 0 | 0 | 0 | 0 | 0 | 0 | 0 | 0 | 0 | 0 | 0 | 0 | 0 | 0 | 0 | 0 | 0 | 0 | 0 | 0 | 0 | 0 | 0 | 0 | 0 | 0 | 0 | 0 | 0 | 0
F4_Commercial_Grocery_Existing_Food Preparation_Natural Gas_Oven_E7 | F4 | Commercial | Grocery | Existing | Food Preparation | Natural Gas | Oven | E7 | PCT BC Ratio | 0 | 0 | 0 | 0 | 0 | 0 | 0 | 0 | 0 | 0 | 0 | 0 | 0 | 0 | 0 | 0 | 0 | 0 | 0 | 0 | 0 | 0 | 0 | 0 | 0 | 0 | 0 | 0 | 0 | 0 | 0
F4_Commercial_Grocery_Existing_Food Preparation_Natural Gas_Oven_E8 | F4 | Commercial | Grocery | Existing | Food Preparation | Natural Gas | Oven | E8 | PCT BC Ratio | 0 | 0 | 0 | 0 | 0 | 0 | 0 | 0 | 0 | 0 | 0 | 0 | 0 | 0 | 0 | 0 | 0 | 0 | 0 | 0 | 0 | 0 | 0 | 0 | 0 | 0 | 0 | 0 | 0 | 0 | 0
F4_Commercial_Grocery_Existing_Food Preparation_Natural Gas_Oven_E9 | F4 | Commercial | Grocery | Existing | Food Preparation | Natural Gas | Oven | E9 | PCT BC Ratio | 0 | 0 | 0 | 0 | 0 | 0 | 0 | 0 | 0 | 0 | 0 | 0 | 0 | 0 | 0 | 0 | 0 | 0 | 0 | 0 | 0 | 0 | 0 | 0 | 0 | 0 | 0 | 0 | 0 | 0 | 0
F4_Commercial_Grocery_Existing_Food Preparation_Natural Gas_Oven_E10 | F4 | Commercial | Grocery | Existing | Food Preparation | Natural Gas | Oven | E10 | PCT BC Ratio | 0 | 0 | 0 | 0 | 0 | 0 | 0 | 0 | 0 | 0 | 0 | 0 | 0 | 0 | 0 | 0 | 0 | 0 | 0 | 0 | 0 | 0 | 0 | 0 | 0 | 0 | 0 | 0 | 0 | 0 | 0
F5_Commercial_Grocery_Existing_Food Preparation_Natural Gas_Oven_E1 | F5 | Commercial | Grocery | Existing | Food Preparation | Natural Gas | Oven | E1 | RIM BC Ratio | 0.9 | 0.9 | 0.9 | 0.9 | 0.9 | 0.9 | 0.9 | 0.9 | 0.9 | 0.9 | 0.9 | 0.9 | 0.9 | 0.9 | 0.9 | 0.9 | 0.9 | 0.9 | 0.9 | 0.9 | 0.9 | 0.9 | 0.9 | 0.9 | 0.9 | 0.9 | 0.9 | 0.9 | 0.9 | 0.9 | 0.9
F5_Commercial_Grocery_Existing_Food Preparation_Natural Gas_Oven_E2 | F5 | Commercial | Grocery | Existing | Food Preparation | Natural Gas | Oven | E2 | RIM BC Ratio | 0.5544 | 0.5572 | 0.55913 | 0.56109 | 0.56411 | 0.55265 | 0.54242 | 0.53669 | 0.53442 | 0.53097 | 0.53921 | 0.54663 | 0.5247 | 0.53462 | 0.54682 | 0.5575 | 0.55789 | 0.55869 | 0.55512 | 0.55758 | 0.55926 | 0.56152 | 0.56432 | 0.41727 | 0.41309 | 0.4091 | 0.40526 | 0.40156 | 0.39796 | 0.39444 | 0.39099
F5_Commercial_Grocery_Existing_Food Preparation_Natural Gas_Oven_E3 | F5 | Commercial | Grocery | Existing | Food Preparation | Natural Gas | Oven | E3 | RIM BC Ratio | 0 | 0 | 0 | 0 | 0 | 0 | 0 | 0 | 0 | 0 | 0 | 0 | 0 | 0 | 0 | 0 | 0 | 0 | 0 | 0 | 0 | 0 | 0 | 0 | 0 | 0 | 0 | 0 | 0 | 0 | 0
F5_Commercial_Grocery_Existing_Food Preparation_Natural Gas_Oven_E4 | F5 | Commercial | Grocery | Existing | Food Preparation | Natural Gas | Oven | E4 | RIM BC Ratio | 0 | 0 | 0 | 0 | 0 | 0 | 0 | 0 | 0 | 0 | 0 | 0 | 0 | 0 | 0 | 0 | 0 | 0 | 0 | 0 | 0 | 0 | 0 | 0 | 0 | 0 | 0 | 0 | 0 | 0 | 0
F5_Commercial_Grocery_Existing_Food Preparation_Natural Gas_Oven_E5 | F5 | Commercial | Grocery | Existing | Food Preparation | Natural Gas | Oven | E5 | RIM BC Ratio | 0 | 0 | 0 | 0 | 0 | 0 | 0 | 0 | 0 | 0 | 0 | 0 | 0 | 0 | 0 | 0 | 0 | 0 | 0 | 0 | 0 | 0 | 0 | 0 | 0 | 0 | 0 | 0 | 0 | 0 | 0
F5_Commercial_Grocery_Existing_Food Preparation_Natural Gas_Oven_E6 | F5 | Commercial | Grocery | Existing | Food Preparation | Natural Gas | Oven | E6 | RIM BC Ratio | 0 | 0 | 0 | 0 | 0 | 0 | 0 | 0 | 0 | 0 | 0 | 0 | 0 | 0 | 0 | 0 | 0 | 0 | 0 | 0 | 0 | 0 | 0 | 0 | 0 | 0 | 0 | 0 | 0 | 0 | 0
F5_Commercial_Grocery_Existing_Food Preparation_Natural Gas_Oven_E7 | F5 | Commercial | Grocery | Existing | Food Preparation | Natural Gas | Oven | E7 | RIM BC Ratio | 0 | 0 | 0 | 0 | 0 | 0 | 0 | 0 | 0 | 0 | 0 | 0 | 0 | 0 | 0 | 0 | 0 | 0 | 0 | 0 | 0 | 0 | 0 | 0 | 0 | 0 | 0 | 0 | 0 | 0 | 0
F5_Commercial_Grocery_Existing_Food Preparation_Natural Gas_Oven_E8 | F5 | Commercial | Grocery | Existing | Food Preparation | Natural Gas | Oven | E8 | RIM BC Ratio | 0 | 0 | 0 | 0 | 0 | 0 | 0 | 0 | 0 | 0 | 0 | 0 | 0 | 0 | 0 | 0 | 0 | 0 | 0 | 0 | 0 | 0 | 0 | 0 | 0 | 0 | 0 | 0 | 0 | 0 | 0
F5_Commercial_Grocery_Existing_Food Preparation_Natural Gas_Oven_E9 | F5 | Commercial | Grocery | Existing | Food Preparation | Natural Gas | Oven | E9 | RIM BC Ratio | 0 | 0 | 0 | 0 | 0 | 0 | 0 | 0 | 0 | 0 | 0 | 0 | 0 | 0 | 0 | 0 | 0 | 0 | 0 | 0 | 0 | 0 | 0 | 0 | 0 | 0 | 0 | 0 | 0 | 0 | 0
F5_Commercial_Grocery_Existing_Food Preparation_Natural Gas_Oven_E10 | F5 | Commercial | Grocery | Existing | Food Preparation | Natural Gas | Oven | E10 | RIM BC Ratio | 0 | 0 | 0 | 0 | 0 | 0 | 0 | 0 | 0 | 0 | 0 | 0 | 0 | 0 | 0 | 0 | 0 | 0 | 0 | 0 | 0 | 0 | 0 | 0 | 0 | 0 | 0 | 0 | 0 | 0 | 0
F0_Commercial_Grocery_Existing_Food Preparation_Natural Gas_Conveyor Oven_E0 | F0 | Commercial | Grocery | Existing | Food Preparation | Natural Gas | Conveyor Oven | E0 | Economic Unit | Efficient (>44% Baking Efficiency) | Efficient (>44% Baking Efficiency) | Efficient (>44% Baking Efficiency) | Efficient (>44% Baking Efficiency) | Efficient (>44% Baking Efficiency) | Efficient (>44% Baking Efficiency) | Efficient (>44% Baking Efficiency) | Efficient (>44% Baking Efficiency) | Efficient (>44% Baking Efficiency) | Efficient (>44% Baking Efficiency) | Efficient (>44% Baking Efficiency) | Efficient (>44% Baking Efficiency) | Efficient (>44% Baking Efficiency) | Efficient (>44% Baking Efficiency) | Efficient (>44% Baking Efficiency) | Efficient (>44% Baking Efficiency) | Efficient (>44% Baking Efficiency) | Efficient (>44% Baking Efficiency) | Efficient (>44% Baking Efficiency) | Efficient (>44% Baking Efficiency) | Efficient (>44% Baking Efficiency) | Efficient (>44% Baking Efficiency) | Efficient (>44% Baking Efficiency) | Efficient (>44% Baking Efficiency) | Efficient (>44% Baking Efficiency) | Efficient (>44% Baking Efficiency) | Efficient (>44% Baking Efficiency) | Efficient (>44% Baking Efficiency) | Efficient (>44% Baking Efficiency) | Efficient (>44% Baking Efficiency) | Efficient (>44% Baking Efficiency)
F1_Commercial_Grocery_Existing_Food Preparation_Natural Gas_Conveyor Oven_E1 | F1 | Commercial | Grocery | Existing | Food Preparation | Natural Gas | Conveyor Oven | E1 | CCE | 0 | 0 | 0 | 0 | 0 | 0 | 0 | 0 | 0 | 0 | 0 | 0 | 0 | 0 | 0 | 0 | 0 | 0 | 0 | 0 | 0 | 0 | 0 | 0 | 0 | 0 | 0 | 0 | 0 | 0 | 0
F1_Commercial_Grocery_Existing_Food Preparation_Natural Gas_Conveyor Oven_E2 | F1 | Commercial | Grocery | Existing | Food Preparation | Natural Gas | Conveyor Oven | E2 | CCE | 0.0038084 | 0.0036613 | 0.0036787 | 0.0037172 | 0.0037172 | 0.0037172 | 0.0037172 | 0.0037172 | 0.0037172 | 0.0037172 | 0.0037172 | 0.0037172 | 0.0037172 | 0.0037172 | 0.0037172 | 0.0037172 | 0.0037172 | 0.0037172 | 0.0037172 | 0.0037172 | 0.0037172 | 0.0037172 | 0.0037172 | 0.0037172 | 0.0037172 | 0.0037172 | 0.0037172 | 0.0037172 | 0.0037172 | 0.0037172 | 0.0037172
F1_Commercial_Grocery_Existing_Food Preparation_Natural Gas_Conveyor Oven_E3 | F1 | Commercial | Grocery | Existing | Food Preparation | Natural Gas | Conveyor Oven | E3 | CCE | 0 | 0 | 0 | 0 | 0 | 0 | 0 | 0 | 0 | 0 | 0 | 0 | 0 | 0 | 0 | 0 | 0 | 0 | 0 | 0 | 0 | 0 | 0 | 0 | 0 | 0 | 0 | 0 | 0 | 0 | 0
F1_Commercial_Grocery_Existing_Food Preparation_Natural Gas_Conveyor Oven_E4 | F1 | Commercial | Grocery | Existing | Food Preparation | Natural Gas | Conveyor Oven | E4 | CCE | 0 | 0 | 0 | 0 | 0 | 0 | 0 | 0 | 0 | 0 | 0 | 0 | 0 | 0 | 0 | 0 | 0 | 0 | 0 | 0 | 0 | 0 | 0 | 0 | 0 | 0 | 0 | 0 | 0 | 0 | 0
F1_Commercial_Grocery_Existing_Food Preparation_Natural Gas_Conveyor Oven_E5 | F1 | Commercial | Grocery | Existing | Food Preparation | Natural Gas | Conveyor Oven | E5 | CCE | 0 | 0 | 0 | 0 | 0 | 0 | 0 | 0 | 0 | 0 | 0 | 0 | 0 | 0 | 0 | 0 | 0 | 0 | 0 | 0 | 0 | 0 | 0 | 0 | 0 | 0 | 0 | 0 | 0 | 0 | 0
F1_Commercial_Grocery_Existing_Food Preparation_Natural Gas_Conveyor Oven_E6 | F1 | Commercial | Grocery | Existing | Food Preparation | Natural Gas | Conveyor Oven | E6 | CCE | 0 | 0 | 0 | 0 | 0 | 0 | 0 | 0 | 0 | 0 | 0 | 0 | 0 | 0 | 0 | 0 | 0 | 0 | 0 | 0 | 0 | 0 | 0 | 0 | 0 | 0 | 0 | 0 | 0 | 0 | 0
F1_Commercial_Grocery_Existing_Food Preparation_Natural Gas_Conveyor Oven_E7 | F1 | Commercial | Grocery | Existing | Food Preparation | Natural Gas | Conveyor Oven | E7 | CCE | 0 | 0 | 0 | 0 | 0 | 0 | 0 | 0 | 0 | 0 | 0 | 0 | 0 | 0 | 0 | 0 | 0 | 0 | 0 | 0 | 0 | 0 | 0 | 0 | 0 | 0 | 0 | 0 | 0 | 0 | 0
F1_Commercial_Grocery_Existing_Food Preparation_Natural Gas_Conveyor Oven_E8 | F1 | Commercial | Grocery | Existing | Food Preparation | Natural Gas | Conveyor Oven | E8 | CCE | 0 | 0 | 0 | 0 | 0 | 0 | 0 | 0 | 0 | 0 | 0 | 0 | 0 | 0 | 0 | 0 | 0 | 0 | 0 | 0 | 0 | 0 | 0 | 0 | 0 | 0 | 0 | 0 | 0 | 0 | 0
F1_Commercial_Grocery_Existing_Food Preparation_Natural Gas_Conveyor Oven_E9 | F1 | Commercial | Grocery | Existing | Food Preparation | Natural Gas | Conveyor Oven | E9 | CCE | 0 | 0 | 0 | 0 | 0 | 0 | 0 | 0 | 0 | 0 | 0 | 0 | 0 | 0 | 0 | 0 | 0 | 0 | 0 | 0 | 0 | 0 | 0 | 0 | 0 | 0 | 0 | 0 | 0 | 0 | 0
F1_Commercial_Grocery_Existing_Food Preparation_Natural Gas_Conveyor Oven_E10 | F1 | Commercial | Grocery | Existing | Food Preparation | Natural Gas | Conveyor Oven | E10 | CCE | 0 | 0 | 0 | 0 | 0 | 0 | 0 | 0 | 0 | 0 | 0 | 0 | 0 | 0 | 0 | 0 | 0 | 0 | 0 | 0 | 0 | 0 | 0 | 0 | 0 | 0 | 0 | 0 | 0 | 0 | 0
F2_Commercial_Grocery_Existing_Food Preparation_Natural Gas_Conveyor Oven_E1 | F2 | Commercial | Grocery | Existing | Food Preparation | Natural Gas | Conveyor Oven | E1 | TRC BC Ratio | 0.9 | 0.9 | 0.9 | 0.9 | 0.9 | 0.9 | 0.9 | 0.9 | 0.9 | 0.9 | 0.9 | 0.9 | 0.9 | 0.9 | 0.9 | 0.9 | 0.9 | 0.9 | 0.9 | 0.9 | 0.9 | 0.9 | 0.9 | 0.9 | 0.9 | 0.9 | 0.9 | 0.9 | 0.9 | 0.9 | 0.9
F2_Commercial_Grocery_Existing_Food Preparation_Natural Gas_Conveyor Oven_E2 | F2 | Commercial | Grocery | Existing | Food Preparation | Natural Gas | Conveyor Oven | E2 | TRC BC Ratio | 2.6175 | 2.6105 | 2.5926 | 2.5726 | 2.643 | 2.5958 | 2.5803 | 2.6208 | 2.7065 | 2.6859 | 2.6766 | 2.6618 | 2.3689 | 2.3519 | 2.3531 | 2.3373 | 2.3341 | 2.3356 | 2.2915 | 2.3108 | 2.3225 | 2.3409 | 2.3658 | 1.3075 | 1.2829 | 1.2596 | 1.2374 | 1.2162 | 1.1958 | 1.1761 | 1.1502
F2_Commercial_Grocery_Existing_Food Preparation_Natural Gas_Conveyor Oven_E3 | F2 | Commercial | Grocery | Existing | Food Preparation | Natural Gas | Conveyor Oven | E3 | TRC BC Ratio | 0 | 0 | 0 | 0 | 0 | 0 | 0 | 0 | 0 | 0 | 0 | 0 | 0 | 0 | 0 | 0 | 0 | 0 | 0 | 0 | 0 | 0 | 0 | 0 | 0 | 0 | 0 | 0 | 0 | 0 | 0
F2_Commercial_Grocery_Existing_Food Preparation_Natural Gas_Conveyor Oven_E4 | F2 | Commercial | Grocery | Existing | Food Preparation | Natural Gas | Conveyor Oven | E4 | TRC BC Ratio | 0 | 0 | 0 | 0 | 0 | 0 | 0 | 0 | 0 | 0 | 0 | 0 | 0 | 0 | 0 | 0 | 0 | 0 | 0 | 0 | 0 | 0 | 0 | 0 | 0 | 0 | 0 | 0 | 0 | 0 | 0
F2_Commercial_Grocery_Existing_Food Preparation_Natural Gas_Conveyor Oven_E5 | F2 | Commercial | Grocery | Existing | Food Preparation | Natural Gas | Conveyor Oven | E5 | TRC BC Ratio | 0 | 0 | 0 | 0 | 0 | 0 | 0 | 0 | 0 | 0 | 0 | 0 | 0 | 0 | 0 | 0 | 0 | 0 | 0 | 0 | 0 | 0 | 0 | 0 | 0 | 0 | 0 | 0 | 0 | 0 | 0
F2_Commercial_Grocery_Existing_Food Preparation_Natural Gas_Conveyor Oven_E6 | F2 | Commercial | Grocery | Existing | Food Preparation | Natural Gas | Conveyor Oven | E6 | TRC BC Ratio | 0 | 0 | 0 | 0 | 0 | 0 | 0 | 0 | 0 | 0 | 0 | 0 | 0 | 0 | 0 | 0 | 0 | 0 | 0 | 0 | 0 | 0 | 0 | 0 | 0 | 0 | 0 | 0 | 0 | 0 | 0
F2_Commercial_Grocery_Existing_Food Preparation_Natural Gas_Conveyor Oven_E7 | F2 | Commercial | Grocery | Existing | Food Preparation | Natural Gas | Conveyor Oven | E7 | TRC BC Ratio | 0 | 0 | 0 | 0 | 0 | 0 | 0 | 0 | 0 | 0 | 0 | 0 | 0 | 0 | 0 | 0 | 0 | 0 | 0 | 0 | 0 | 0 | 0 | 0 | 0 | 0 | 0 | 0 | 0 | 0 | 0
F2_Commercial_Grocery_Existing_Food Preparation_Natural Gas_Conveyor Oven_E8 | F2 | Commercial | Grocery | Existing | Food Preparation | Natural Gas | Conveyor Oven | E8 | TRC BC Ratio | 0 | 0 | 0 | 0 | 0 | 0 | 0 | 0 | 0 | 0 | 0 | 0 | 0 | 0 | 0 | 0 | 0 | 0 | 0 | 0 | 0 | 0 | 0 | 0 | 0 | 0 | 0 | 0 | 0 | 0 | 0
F2_Commercial_Grocery_Existing_Food Preparation_Natural Gas_Conveyor Oven_E9 | F2 | Commercial | Grocery | Existing | Food Preparation | Natural Gas | Conveyor Oven | E9 | TRC BC Ratio | 0 | 0 | 0 | 0 | 0 | 0 | 0 | 0 | 0 | 0 | 0 | 0 | 0 | 0 | 0 | 0 | 0 | 0 | 0 | 0 | 0 | 0 | 0 | 0 | 0 | 0 | 0 | 0 | 0 | 0 | 0
F2_Commercial_Grocery_Existing_Food Preparation_Natural Gas_Conveyor Oven_E10 | F2 | Commercial | Grocery | Existing | Food Preparation | Natural Gas | Conveyor Oven | E10 | TRC BC Ratio | 0 | 0 | 0 | 0 | 0 | 0 | 0 | 0 | 0 | 0 | 0 | 0 | 0 | 0 | 0 | 0 | 0 | 0 | 0 | 0 | 0 | 0 | 0 | 0 | 0 | 0 | 0 | 0 | 0 | 0 | 0
F3_Commercial_Grocery_Existing_Food Preparation_Natural Gas_Conveyor Oven_E1 | F3 | Commercial | Grocery | Existing | Food Preparation | Natural Gas | Conveyor Oven | E1 | PACT BC Ratio | 0.9 | 0.9 | 0.9 | 0.9 | 0.9 | 0.9 | 0.9 | 0.9 | 0.9 | 0.9 | 0.9 | 0.9 | 0.9 | 0.9 | 0.9 | 0.9 | 0.9 | 0.9 | 0.9 | 0.9 | 0.9 | 0.9 | 0.9 | 0.9 | 0.9 | 0.9 | 0.9 | 0.9 | 0.9 | 0.9 | 0.9
F3_Commercial_Grocery_Existing_Food Preparation_Natural Gas_Conveyor Oven_E2 | F3 | Commercial | Grocery | Existing | Food Preparation | Natural Gas | Conveyor Oven | E2 | PACT BC Ratio | 7.5479 | 7.5277 | 7.476 | 7.4185 | 7.6214 | 7.4852 | 7.4407 | 7.5574 | 7.8046 | 7.7451 | 7.7184 | 7.6756 | 6.831 | 6.7818 | 6.7853 | 6.7399 | 6.7306 | 6.7348 | 6.6078 | 6.6635 | 6.6972 | 6.7501 | 6.8219 | 3.7704 | 3.6993 | 3.6321 | 3.5682 | 3.507 | 3.4482 | 3.3914 | 3.3167
F3_Commercial_Grocery_Existing_Food Preparation_Natural Gas_Conveyor Oven_E3 | F3 | Commercial | Grocery | Existing | Food Preparation | Natural Gas | Conveyor Oven | E3 | PACT BC Ratio | 0 | 0 | 0 | 0 | 0 | 0 | 0 | 0 | 0 | 0 | 0 | 0 | 0 | 0 | 0 | 0 | 0 | 0 | 0 | 0 | 0 | 0 | 0 | 0 | 0 | 0 | 0 | 0 | 0 | 0 | 0
F3_Commercial_Grocery_Existing_Food Preparation_Natural Gas_Conveyor Oven_E4 | F3 | Commercial | Grocery | Existing | Food Preparation | Natural Gas | Conveyor Oven | E4 | PACT BC Ratio | 0 | 0 | 0 | 0 | 0 | 0 | 0 | 0 | 0 | 0 | 0 | 0 | 0 | 0 | 0 | 0 | 0 | 0 | 0 | 0 | 0 | 0 | 0 | 0 | 0 | 0 | 0 | 0 | 0 | 0 | 0
F3_Commercial_Grocery_Existing_Food Preparation_Natural Gas_Conveyor Oven_E5 | F3 | Commercial | Grocery | Existing | Food Preparation | Natural Gas | Conveyor Oven | E5 | PACT BC Ratio | 0 | 0 | 0 | 0 | 0 | 0 | 0 | 0 | 0 | 0 | 0 | 0 | 0 | 0 | 0 | 0 | 0 | 0 | 0 | 0 | 0 | 0 | 0 | 0 | 0 | 0 | 0 | 0 | 0 | 0 | 0
F3_Commercial_Grocery_Existing_Food Preparation_Natural Gas_Conveyor Oven_E6 | F3 | Commercial | Grocery | Existing | Food Preparation | Natural Gas | Conveyor Oven | E6 | PACT BC Ratio | 0 | 0 | 0 | 0 | 0 | 0 | 0 | 0 | 0 | 0 | 0 | 0 | 0 | 0 | 0 | 0 | 0 | 0 | 0 | 0 | 0 | 0 | 0 | 0 | 0 | 0 | 0 | 0 | 0 | 0 | 0
F3_Commercial_Grocery_Existing_Food Preparation_Natural Gas_Conveyor Oven_E7 | F3 | Commercial | Grocery | Existing | Food Preparation | Natural Gas | Conveyor Oven | E7 | PACT BC Ratio | 0 | 0 | 0 | 0 | 0 | 0 | 0 | 0 | 0 | 0 | 0 | 0 | 0 | 0 | 0 | 0 | 0 | 0 | 0 | 0 | 0 | 0 | 0 | 0 | 0 | 0 | 0 | 0 | 0 | 0 | 0
F3_Commercial_Grocery_Existing_Food Preparation_Natural Gas_Conveyor Oven_E8 | F3 | Commercial | Grocery | Existing | Food Preparation | Natural Gas | Conveyor Oven | E8 | PACT BC Ratio | 0 | 0 | 0 | 0 | 0 | 0 | 0 | 0 | 0 | 0 | 0 | 0 | 0 | 0 | 0 | 0 | 0 | 0 | 0 | 0 | 0 | 0 | 0 | 0 | 0 | 0 | 0 | 0 | 0 | 0 | 0
F3_Commercial_Grocery_Existing_Food Preparation_Natural Gas_Conveyor Oven_E9 | F3 | Commercial | Grocery | Existing | Food Preparation | Natural Gas | Conveyor Oven | E9 | PACT BC Ratio | 0 | 0 | 0 | 0 | 0 | 0 | 0 | 0 | 0 | 0 | 0 | 0 | 0 | 0 | 0 | 0 | 0 | 0 | 0 | 0 | 0 | 0 | 0 | 0 | 0 | 0 | 0 | 0 | 0 | 0 | 0
F3_Commercial_Grocery_Existing_Food Preparation_Natural Gas_Conveyor Oven_E10 | F3 | Commercial | Grocery | Existing | Food Preparation | Natural Gas | Conveyor Oven | E10 | PACT BC Ratio | 0 | 0 | 0 | 0 | 0 | 0 | 0 | 0 | 0 | 0 | 0 | 0 | 0 | 0 | 0 | 0 | 0 | 0 | 0 | 0 | 0 | 0 | 0 | 0 | 0 | 0 | 0 | 0 | 0 | 0 | 0
F4_Commercial_Grocery_Existing_Food Preparation_Natural Gas_Conveyor Oven_E1 | F4 | Commercial | Grocery | Existing | Food Preparation | Natural Gas | Conveyor Oven | E1 | PCT BC Ratio | 0.9 | 0.9 | 0.9 | 0.9 | 0.9 | 0.9 | 0.9 | 0.9 | 0.9 | 0.9 | 0.9 | 0.9 | 0.9 | 0.9 | 0.9 | 0.9 | 0.9 | 0.9 | 0.9 | 0.9 | 0.9 | 0.9 | 0.9 | 0.9 | 0.9 | 0.9 | 0.9 | 0.9 | 0.9 | 0.9 | 0.9
F4_Commercial_Grocery_Existing_Food Preparation_Natural Gas_Conveyor Oven_E2 | F4 | Commercial | Grocery | Existing | Food Preparation | Natural Gas | Conveyor Oven | E2 | PCT BC Ratio | 4.0339 | 4.0236 | 3.9973 | 3.9682 | 4.0712 | 4.002 | 3.9794 | 4.0387 | 4.1642 | 4.134 | 4.1204 | 4.0987 | 3.6699 | 3.6449 | 3.6467 | 3.6237 | 3.6189 | 3.6211 | 3.5566 | 3.5848 | 3.602 | 3.6288 | 3.6653 | 2.116 | 2.0799 | 2.0458 | 2.0134 | 1.9823 | 1.9525 | 1.9236 | 1.8857
F4_Commercial_Grocery_Existing_Food Preparation_Natural Gas_Conveyor Oven_E3 | F4 | Commercial | Grocery | Existing | Food Preparation | Natural Gas | Conveyor Oven | E3 | PCT BC Ratio | 0 | 0 | 0 | 0 | 0 | 0 | 0 | 0 | 0 | 0 | 0 | 0 | 0 | 0 | 0 | 0 | 0 | 0 | 0 | 0 | 0 | 0 | 0 | 0 | 0 | 0 | 0 | 0 | 0 | 0 | 0
F4_Commercial_Grocery_Existing_Food Preparation_Natural Gas_Conveyor Oven_E4 | F4 | Commercial | Grocery | Existing | Food Preparation | Natural Gas | Conveyor Oven | E4 | PCT BC Ratio | 0 | 0 | 0 | 0 | 0 | 0 | 0 | 0 | 0 | 0 | 0 | 0 | 0 | 0 | 0 | 0 | 0 | 0 | 0 | 0 | 0 | 0 | 0 | 0 | 0 | 0 | 0 | 0 | 0 | 0 | 0
F4_Commercial_Grocery_Existing_Food Preparation_Natural Gas_Conveyor Oven_E5 | F4 | Commercial | Grocery | Existing | Food Preparation | Natural Gas | Conveyor Oven | E5 | PCT BC Ratio | 0 | 0 | 0 | 0 | 0 | 0 | 0 | 0 | 0 | 0 | 0 | 0 | 0 | 0 | 0 | 0 | 0 | 0 | 0 | 0 | 0 | 0 | 0 | 0 | 0 | 0 | 0 | 0 | 0 | 0 | 0
F4_Commercial_Grocery_Existing_Food Preparation_Natural Gas_Conveyor Oven_E6 | F4 | Commercial | Grocery | Existing | Food Preparation | Natural Gas | Conveyor Oven | E6 | PCT BC Ratio | 0 | 0 | 0 | 0 | 0 | 0 | 0 | 0 | 0 | 0 | 0 | 0 | 0 | 0 | 0 | 0 | 0 | 0 | 0 | 0 | 0 | 0 | 0 | 0 | 0 | 0 | 0 | 0 | 0 | 0 | 0
F4_Commercial_Grocery_Existing_Food Preparation_Natural Gas_Conveyor Oven_E7 | F4 | Commercial | Grocery | Existing | Food Preparation | Natural Gas | Conveyor Oven | E7 | PCT BC Ratio | 0 | 0 | 0 | 0 | 0 | 0 | 0 | 0 | 0 | 0 | 0 | 0 | 0 | 0 | 0 | 0 | 0 | 0 | 0 | 0 | 0 | 0 | 0 | 0 | 0 | 0 | 0 | 0 | 0 | 0 | 0
F4_Commercial_Grocery_Existing_Food Preparation_Natural Gas_Conveyor Oven_E8 | F4 | Commercial | Grocery | Existing | Food Preparation | Natural Gas | Conveyor Oven | E8 | PCT BC Ratio | 0 | 0 | 0 | 0 | 0 | 0 | 0 | 0 | 0 | 0 | 0 | 0 | 0 | 0 | 0 | 0 | 0 | 0 | 0 | 0 | 0 | 0 | 0 | 0 | 0 | 0 | 0 | 0 | 0 | 0 | 0
F4_Commercial_Grocery_Existing_Food Preparation_Natural Gas_Conveyor Oven_E9 | F4 | Commercial | Grocery | Existing | Food Preparation | Natural Gas | Conveyor Oven | E9 | PCT BC Ratio | 0 | 0 | 0 | 0 | 0 | 0 | 0 | 0 | 0 | 0 | 0 | 0 | 0 | 0 | 0 | 0 | 0 | 0 | 0 | 0 | 0 | 0 | 0 | 0 | 0 | 0 | 0 | 0 | 0 | 0 | 0
F4_Commercial_Grocery_Existing_Food Preparation_Natural Gas_Conveyor Oven_E10 | F4 | Commercial | Grocery | Existing | Food Preparation | Natural Gas | Conveyor Oven | E10 | PCT BC Ratio | 0 | 0 | 0 | 0 | 0 | 0 | 0 | 0 | 0 | 0 | 0 | 0 | 0 | 0 | 0 | 0 | 0 | 0 | 0 | 0 | 0 | 0 | 0 | 0 | 0 | 0 | 0 | 0 | 0 | 0 | 0
F5_Commercial_Grocery_Existing_Food Preparation_Natural Gas_Conveyor Oven_E1 | F5 | Commercial | Grocery | Existing | Food Preparation | Natural Gas | Conveyor Oven | E1 | RIM BC Ratio | 0.9 | 0.9 | 0.9 | 0.9 | 0.9 | 0.9 | 0.9 | 0.9 | 0.9 | 0.9 | 0.9 | 0.9 | 0.9 | 0.9 | 0.9 | 0.9 | 0.9 | 0.9 | 0.9 | 0.9 | 0.9 | 0.9 | 0.9 | 0.9 | 0.9 | 0.9 | 0.9 | 0.9 | 0.9 | 0.9 | 0.9
F5_Commercial_Grocery_Existing_Food Preparation_Natural Gas_Conveyor Oven_E2 | F5 | Commercial | Grocery | Existing | Food Preparation | Natural Gas | Conveyor Oven | E2 | RIM BC Ratio | 0.75157 | 0.75137 | 0.75085 | 0.75026 | 0.75229 | 0.75094 | 0.75049 | 0.75166 | 0.75404 | 0.75348 | 0.75322 | 0.75281 | 0.74379 | 0.74321 | 0.74325 | 0.7427 | 0.74259 | 0.74264 | 0.74107 | 0.74176 | 0.74218 | 0.74283 | 0.74369 | 0.68339 | 0.68102 | 0.67871 | 0.67644 | 0.67421 | 0.67201 | 0.66982 | 0.66686
F5_Commercial_Grocery_Existing_Food Preparation_Natural Gas_Conveyor Oven_E3 | F5 | Commercial | Grocery | Existing | Food Preparation | Natural Gas | Conveyor Oven | E3 | RIM BC Ratio | 0 | 0 | 0 | 0 | 0 | 0 | 0 | 0 | 0 | 0 | 0 | 0 | 0 | 0 | 0 | 0 | 0 | 0 | 0 | 0 | 0 | 0 | 0 | 0 | 0 | 0 | 0 | 0 | 0 | 0 | 0
F5_Commercial_Grocery_Existing_Food Preparation_Natural Gas_Conveyor Oven_E4 | F5 | Commercial | Grocery | Existing | Food Preparation | Natural Gas | Conveyor Oven | E4 | RIM BC Ratio | 0 | 0 | 0 | 0 | 0 | 0 | 0 | 0 | 0 | 0 | 0 | 0 | 0 | 0 | 0 | 0 | 0 | 0 | 0 | 0 | 0 | 0 | 0 | 0 | 0 | 0 | 0 | 0 | 0 | 0 | 0
F5_Commercial_Grocery_Existing_Food Preparation_Natural Gas_Conveyor Oven_E5 | F5 | Commercial | Grocery | Existing | Food Preparation | Natural Gas | Conveyor Oven | E5 | RIM BC Ratio | 0 | 0 | 0 | 0 | 0 | 0 | 0 | 0 | 0 | 0 | 0 | 0 | 0 | 0 | 0 | 0 | 0 | 0 | 0 | 0 | 0 | 0 | 0 | 0 | 0 | 0 | 0 | 0 | 0 | 0 | 0
F5_Commercial_Grocery_Existing_Food Preparation_Natural Gas_Conveyor Oven_E6 | F5 | Commercial | Grocery | Existing | Food Preparation | Natural Gas | Conveyor Oven | E6 | RIM BC Ratio | 0 | 0 | 0 | 0 | 0 | 0 | 0 | 0 | 0 | 0 | 0 | 0 | 0 | 0 | 0 | 0 | 0 | 0 | 0 | 0 | 0 | 0 | 0 | 0 | 0 | 0 | 0 | 0 | 0 | 0 | 0
F5_Commercial_Grocery_Existing_Food Preparation_Natural Gas_Conveyor Oven_E7 | F5 | Commercial | Grocery | Existing | Food Preparation | Natural Gas | Conveyor Oven | E7 | RIM BC Ratio | 0 | 0 | 0 | 0 | 0 | 0 | 0 | 0 | 0 | 0 | 0 | 0 | 0 | 0 | 0 | 0 | 0 | 0 | 0 | 0 | 0 | 0 | 0 | 0 | 0 | 0 | 0 | 0 | 0 | 0 | 0
F5_Commercial_Grocery_Existing_Food Preparation_Natural Gas_Conveyor Oven_E8 | F5 | Commercial | Grocery | Existing | Food Preparation | Natural Gas | Conveyor Oven | E8 | RIM BC Ratio | 0 | 0 | 0 | 0 | 0 | 0 | 0 | 0 | 0 | 0 | 0 | 0 | 0 | 0 | 0 | 0 | 0 | 0 | 0 | 0 | 0 | 0 | 0 | 0 | 0 | 0 | 0 | 0 | 0 | 0 | 0
F5_Commercial_Grocery_Existing_Food Preparation_Natural Gas_Conveyor Oven_E9 | F5 | Commercial | Grocery | Existing | Food Preparation | Natural Gas | Conveyor Oven | E9 | RIM BC Ratio | 0 | 0 | 0 | 0 | 0 | 0 | 0 | 0 | 0 | 0 | 0 | 0 | 0 | 0 | 0 | 0 | 0 | 0 | 0 | 0 | 0 | 0 | 0 | 0 | 0 | 0 | 0 | 0 | 0 | 0 | 0
F5_Commercial_Grocery_Existing_Food Preparation_Natural Gas_Conveyor Oven_E10 | F5 | Commercial | Grocery | Existing | Food Preparation | Natural Gas | Conveyor Oven | E10 | RIM BC Ratio | 0 | 0 | 0 | 0 | 0 | 0 | 0 | 0 | 0 | 0 | 0 | 0 | 0 | 0 | 0 | 0 | 0 | 0 | 0 | 0 | 0 | 0 | 0 | 0 | 0 | 0 | 0 | 0 | 0 | 0 | 0
F0_Commercial_Grocery_Existing_Food Preparation_Natural Gas_Double Rack Oven_E0 | F0 | Commercial | Grocery | Existing | Food Preparation | Natural Gas | Double Rack Oven | E0 | Economic Unit | FTSC Qualified (>50% Cooking Efficiency) | FTSC Qualified (>50% Cooking Efficiency) | FTSC Qualified (>50% Cooking Efficiency) | FTSC Qualified (>50% Cooking Efficiency) | FTSC Qualified (>50% Cooking Efficiency) | FTSC Qualified (>50% Cooking Efficiency) | FTSC Qualified (>50% Cooking Efficiency) | FTSC Qualified (>50% Cooking Efficiency) | FTSC Qualified (>50% Cooking Efficiency) | FTSC Qualified (>50% Cooking Efficiency) | FTSC Qualified (>50% Cooking Efficiency) | FTSC Qualified (>50% Cooking Efficiency) | FTSC Qualified (>50% Cooking Efficiency) | FTSC Qualified (>50% Cooking Efficiency) | FTSC Qualified (>50% Cooking Efficiency) | FTSC Qualified (>50% Cooking Efficiency) | FTSC Qualified (>50% Cooking Efficiency) | FTSC Qualified (>50% Cooking Efficiency) | FTSC Qualified (>50% Cooking Efficiency) | FTSC Qualified (>50% Cooking Efficiency) | FTSC Qualified (>50% Cooking Efficiency) | FTSC Qualified (>50% Cooking Efficiency) | FTSC Qualified (>50% Cooking Efficiency) | FTSC Qualified (>50% Cooking Efficiency) | FTSC Qualified (>50% Cooking Efficiency) | FTSC Qualified (>50% Cooking Efficiency) | FTSC Qualified (>50% Cooking Efficiency) | FTSC Qualified (>50% Cooking Efficiency) | FTSC Qualified (>50% Cooking Efficiency) | FTSC Qualified (>50% Cooking Efficiency) | FTSC Qualified (>50% Cooking Efficiency)
F1_Commercial_Grocery_Existing_Food Preparation_Natural Gas_Double Rack Oven_E1 | F1 | Commercial | Grocery | Existing | Food Preparation | Natural Gas | Double Rack Oven | E1 | CCE | 0 | 0 | 0 | 0 | 0 | 0 | 0 | 0 | 0 | 0 | 0 | 0 | 0 | 0 | 0 | 0 | 0 | 0 | 0 | 0 | 0 | 0 | 0 | 0 | 0 | 0 | 0 | 0 | 0 | 0 | 0
F1_Commercial_Grocery_Existing_Food Preparation_Natural Gas_Double Rack Oven_E2 | F1 | Commercial | Grocery | Existing | Food Preparation | Natural Gas | Double Rack Oven | E2 | CCE | 0.004326 | 0.0041588 | 0.0041786 | 0.0042223 | 0.0042223 | 0.0042223 | 0.0042223 | 0.0042223 | 0.0042223 | 0.0042223 | 0.0042223 | 0.0042223 | 0.0042223 | 0.0042223 | 0.0042223 | 0.0042223 | 0.0042223 | 0.0042223 | 0.0042223 | 0.0042223 | 0.0042223 | 0.0042223 | 0.0042223 | 0.0042223 | 0.0042223 | 0.0042223 | 0.0042223 | 0.0042223 | 0.0042223 | 0.0042223 | 0.0042223
F1_Commercial_Grocery_Existing_Food Preparation_Natural Gas_Double Rack Oven_E3 | F1 | Commercial | Grocery | Existing | Food Preparation | Natural Gas | Double Rack Oven | E3 | CCE | 0 | 0 | 0 | 0 | 0 | 0 | 0 | 0 | 0 | 0 | 0 | 0 | 0 | 0 | 0 | 0 | 0 | 0 | 0 | 0 | 0 | 0 | 0 | 0 | 0 | 0 | 0 | 0 | 0 | 0 | 0
F1_Commercial_Grocery_Existing_Food Preparation_Natural Gas_Double Rack Oven_E4 | F1 | Commercial | Grocery | Existing | Food Preparation | Natural Gas | Double Rack Oven | E4 | CCE | 0 | 0 | 0 | 0 | 0 | 0 | 0 | 0 | 0 | 0 | 0 | 0 | 0 | 0 | 0 | 0 | 0 | 0 | 0 | 0 | 0 | 0 | 0 | 0 | 0 | 0 | 0 | 0 | 0 | 0 | 0
F1_Commercial_Grocery_Existing_Food Preparation_Natural Gas_Double Rack Oven_E5 | F1 | Commercial | Grocery | Existing | Food Preparation | Natural Gas | Double Rack Oven | E5 | CCE | 0 | 0 | 0 | 0 | 0 | 0 | 0 | 0 | 0 | 0 | 0 | 0 | 0 | 0 | 0 | 0 | 0 | 0 | 0 | 0 | 0 | 0 | 0 | 0 | 0 | 0 | 0 | 0 | 0 | 0 | 0
F1_Commercial_Grocery_Existing_Food Preparation_Natural Gas_Double Rack Oven_E6 | F1 | Commercial | Grocery | Existing | Food Preparation | Natural Gas | Double Rack Oven | E6 | CCE | 0 | 0 | 0 | 0 | 0 | 0 | 0 | 0 | 0 | 0 | 0 | 0 | 0 | 0 | 0 | 0 | 0 | 0 | 0 | 0 | 0 | 0 | 0 | 0 | 0 | 0 | 0 | 0 | 0 | 0 | 0
F1_Commercial_Grocery_Existing_Food Preparation_Natural Gas_Double Rack Oven_E7 | F1 | Commercial | Grocery | Existing | Food Preparation | Natural Gas | Double Rack Oven | E7 | CCE | 0 | 0 | 0 | 0 | 0 | 0 | 0 | 0 | 0 | 0 | 0 | 0 | 0 | 0 | 0 | 0 | 0 | 0 | 0 | 0 | 0 | 0 | 0 | 0 | 0 | 0 | 0 | 0 | 0 | 0 | 0
F1_Commercial_Grocery_Existing_Food Preparation_Natural Gas_Double Rack Oven_E8 | F1 | Commercial | Grocery | Existing | Food Preparation | Natural Gas | Double Rack Oven | E8 | CCE | 0 | 0 | 0 | 0 | 0 | 0 | 0 | 0 | 0 | 0 | 0 | 0 | 0 | 0 | 0 | 0 | 0 | 0 | 0 | 0 | 0 | 0 | 0 | 0 | 0 | 0 | 0 | 0 | 0 | 0 | 0
F1_Commercial_Grocery_Existing_Food Preparation_Natural Gas_Double Rack Oven_E9 | F1 | Commercial | Grocery | Existing | Food Preparation | Natural Gas | Double Rack Oven | E9 | CCE | 0 | 0 | 0 | 0 | 0 | 0 | 0 | 0 | 0 | 0 | 0 | 0 | 0 | 0 | 0 | 0 | 0 | 0 | 0 | 0 | 0 | 0 | 0 | 0 | 0 | 0 | 0 | 0 | 0 | 0 | 0
F1_Commercial_Grocery_Existing_Food Preparation_Natural Gas_Double Rack Oven_E10 | F1 | Commercial | Grocery | Existing | Food Preparation | Natural Gas | Double Rack Oven | E10 | CCE | 0 | 0 | 0 | 0 | 0 | 0 | 0 | 0 | 0 | 0 | 0 | 0 | 0 | 0 | 0 | 0 | 0 | 0 | 0 | 0 | 0 | 0 | 0 | 0 | 0 | 0 | 0 | 0 | 0 | 0 | 0
F2_Commercial_Grocery_Existing_Food Preparation_Natural Gas_Double Rack Oven_E1 | F2 | Commercial | Grocery | Existing | Food Preparation | Natural Gas | Double Rack Oven | E1 | TRC BC Ratio | 0.9 | 0.9 | 0.9 | 0.9 | 0.9 | 0.9 | 0.9 | 0.9 | 0.9 | 0.9 | 0.9 | 0.9 | 0.9 | 0.9 | 0.9 | 0.9 | 0.9 | 0.9 | 0.9 | 0.9 | 0.9 | 0.9 | 0.9 | 0.9 | 0.9 | 0.9 | 0.9 | 0.9 | 0.9 | 0.9 | 0.9
F2_Commercial_Grocery_Existing_Food Preparation_Natural Gas_Double Rack Oven_E2 | F2 | Commercial | Grocery | Existing | Food Preparation | Natural Gas | Double Rack Oven | E2 | TRC BC Ratio | 2.3756 | 2.4122 | 2.4389 | 2.4253 | 2.4277 | 2.2883 | 2.173 | 2.1086 | 2.0819 | 2.1591 | 2.2604 | 2.3663 | 2.1732 | 2.3021 | 2.3099 | 2.2984 | 2.3005 | 2.3076 | 2.2635 | 2.2901 | 2.3081 | 2.3333 | 2.3658 | 1.1865 | 1.1634 | 1.1416 | 1.121 | 1.1014 | 1.0827 | 1.0646 | 1.0472
F2_Commercial_Grocery_Existing_Food Preparation_Natural Gas_Double Rack Oven_E3 | F2 | Commercial | Grocery | Existing | Food Preparation | Natural Gas | Double Rack Oven | E3 | TRC BC Ratio | 0 | 0 | 0 | 0 | 0 | 0 | 0 | 0 | 0 | 0 | 0 | 0 | 0 | 0 | 0 | 0 | 0 | 0 | 0 | 0 | 0 | 0 | 0 | 0 | 0 | 0 | 0 | 0 | 0 | 0 | 0
F2_Commercial_Grocery_Existing_Food Preparation_Natural Gas_Double Rack Oven_E4 | F2 | Commercial | Grocery | Existing | Food Preparation | Natural Gas | Double Rack Oven | E4 | TRC BC Ratio | 0 | 0 | 0 | 0 | 0 | 0 | 0 | 0 | 0 | 0 | 0 | 0 | 0 | 0 | 0 | 0 | 0 | 0 | 0 | 0 | 0 | 0 | 0 | 0 | 0 | 0 | 0 | 0 | 0 | 0 | 0
F2_Commercial_Grocery_Existing_Food Preparation_Natural Gas_Double Rack Oven_E5 | F2 | Commercial | Grocery | Existing | Food Preparation | Natural Gas | Double Rack Oven | E5 | TRC BC Ratio | 0 | 0 | 0 | 0 | 0 | 0 | 0 | 0 | 0 | 0 | 0 | 0 | 0 | 0 | 0 | 0 | 0 | 0 | 0 | 0 | 0 | 0 | 0 | 0 | 0 | 0 | 0 | 0 | 0 | 0 | 0
F2_Commercial_Grocery_Existing_Food Preparation_Natural Gas_Double Rack Oven_E6 | F2 | Commercial | Grocery | Existing | Food Preparation | Natural Gas | Double Rack Oven | E6 | TRC BC Ratio | 0 | 0 | 0 | 0 | 0 | 0 | 0 | 0 | 0 | 0 | 0 | 0 | 0 | 0 | 0 | 0 | 0 | 0 | 0 | 0 | 0 | 0 | 0 | 0 | 0 | 0 | 0 | 0 | 0 | 0 | 0
F2_Commercial_Grocery_Existing_Food Preparation_Natural Gas_Double Rack Oven_E7 | F2 | Commercial | Grocery | Existing | Food Preparation | Natural Gas | Double Rack Oven | E7 | TRC BC Ratio | 0 | 0 | 0 | 0 | 0 | 0 | 0 | 0 | 0 | 0 | 0 | 0 | 0 | 0 | 0 | 0 | 0 | 0 | 0 | 0 | 0 | 0 | 0 | 0 | 0 | 0 | 0 | 0 | 0 | 0 | 0
F2_Commercial_Grocery_Existing_Food Preparation_Natural Gas_Double Rack Oven_E8 | F2 | Commercial | Grocery | Existing | Food Preparation | Natural Gas | Double Rack Oven | E8 | TRC BC Ratio | 0 | 0 | 0 | 0 | 0 | 0 | 0 | 0 | 0 | 0 | 0 | 0 | 0 | 0 | 0 | 0 | 0 | 0 | 0 | 0 | 0 | 0 | 0 | 0 | 0 | 0 | 0 | 0 | 0 | 0 | 0
F2_Commercial_Grocery_Existing_Food Preparation_Natural Gas_Double Rack Oven_E9 | F2 | Commercial | Grocery | Existing | Food Preparation | Natural Gas | Double Rack Oven | E9 | TRC BC Ratio | 0 | 0 | 0 | 0 | 0 | 0 | 0 | 0 | 0 | 0 | 0 | 0 | 0 | 0 | 0 | 0 | 0 | 0 | 0 | 0 | 0 | 0 | 0 | 0 | 0 | 0 | 0 | 0 | 0 | 0 | 0
F2_Commercial_Grocery_Existing_Food Preparation_Natural Gas_Double Rack Oven_E10 | F2 | Commercial | Grocery | Existing | Food Preparation | Natural Gas | Double Rack Oven | E10 | TRC BC Ratio | 0 | 0 | 0 | 0 | 0 | 0 | 0 | 0 | 0 | 0 | 0 | 0 | 0 | 0 | 0 | 0 | 0 | 0 | 0 | 0 | 0 | 0 | 0 | 0 | 0 | 0 | 0 | 0 | 0 | 0 | 0
F3_Commercial_Grocery_Existing_Food Preparation_Natural Gas_Double Rack Oven_E1 | F3 | Commercial | Grocery | Existing | Food Preparation | Natural Gas | Double Rack Oven | E1 | PACT BC Ratio | 0.9 | 0.9 | 0.9 | 0.9 | 0.9 | 0.9 | 0.9 | 0.9 | 0.9 | 0.9 | 0.9 | 0.9 | 0.9 | 0.9 | 0.9 | 0.9 | 0.9 | 0.9 | 0.9 | 0.9 | 0.9 | 0.9 | 0.9 | 0.9 | 0.9 | 0.9 | 0.9 | 0.9 | 0.9 | 0.9 | 0.9
F3_Commercial_Grocery_Existing_Food Preparation_Natural Gas_Double Rack Oven_E2 | F3 | Commercial | Grocery | Existing | Food Preparation | Natural Gas | Double Rack Oven | E2 | PACT BC Ratio | 3.1122 | 3.1603 | 3.1951 | 3.1773 | 3.1806 | 2.9979 | 2.8468 | 2.7625 | 2.7275 | 2.8286 | 2.9613 | 3.1001 | 2.8471 | 3.016 | 3.0263 | 3.0112 | 3.0139 | 3.0232 | 2.9654 | 3.0003 | 3.0238 | 3.0569 | 3.0994 | 1.5545 | 1.5241 | 1.4956 | 1.4686 | 1.443 | 1.4184 | 1.3948 | 1.3719
F3_Commercial_Grocery_Existing_Food Preparation_Natural Gas_Double Rack Oven_E3 | F3 | Commercial | Grocery | Existing | Food Preparation | Natural Gas | Double Rack Oven | E3 | PACT BC Ratio | 0 | 0 | 0 | 0 | 0 | 0 | 0 | 0 | 0 | 0 | 0 | 0 | 0 | 0 | 0 | 0 | 0 | 0 | 0 | 0 | 0 | 0 | 0 | 0 | 0 | 0 | 0 | 0 | 0 | 0 | 0
F3_Commercial_Grocery_Existing_Food Preparation_Natural Gas_Double Rack Oven_E4 | F3 | Commercial | Grocery | Existing | Food Preparation | Natural Gas | Double Rack Oven | E4 | PACT BC Ratio | 0 | 0 | 0 | 0 | 0 | 0 | 0 | 0 | 0 | 0 | 0 | 0 | 0 | 0 | 0 | 0 | 0 | 0 | 0 | 0 | 0 | 0 | 0 | 0 | 0 | 0 | 0 | 0 | 0 | 0 | 0
F3_Commercial_Grocery_Existing_Food Preparation_Natural Gas_Double Rack Oven_E5 | F3 | Commercial | Grocery | Existing | Food Preparation | Natural Gas | Double Rack Oven | E5 | PACT BC Ratio | 0 | 0 | 0 | 0 | 0 | 0 | 0 | 0 | 0 | 0 | 0 | 0 | 0 | 0 | 0 | 0 | 0 | 0 | 0 | 0 | 0 | 0 | 0 | 0 | 0 | 0 | 0 | 0 | 0 | 0 | 0
F3_Commercial_Grocery_Existing_Food Preparation_Natural Gas_Double Rack Oven_E6 | F3 | Commercial | Grocery | Existing | Food Preparation | Natural Gas | Double Rack Oven | E6 | PACT BC Ratio | 0 | 0 | 0 | 0 | 0 | 0 | 0 | 0 | 0 | 0 | 0 | 0 | 0 | 0 | 0 | 0 | 0 | 0 | 0 | 0 | 0 | 0 | 0 | 0 | 0 | 0 | 0 | 0 | 0 | 0 | 0
F3_Commercial_Grocery_Existing_Food Preparation_Natural Gas_Double Rack Oven_E7 | F3 | Commercial | Grocery | Existing | Food Preparation | Natural Gas | Double Rack Oven | E7 | PACT BC Ratio | 0 | 0 | 0 | 0 | 0 | 0 | 0 | 0 | 0 | 0 | 0 | 0 | 0 | 0 | 0 | 0 | 0 | 0 | 0 | 0 | 0 | 0 | 0 | 0 | 0 | 0 | 0 | 0 | 0 | 0 | 0
F3_Commercial_Grocery_Existing_Food Preparation_Natural Gas_Double Rack Oven_E8 | F3 | Commercial | Grocery | Existing | Food Preparation | Natural Gas | Double Rack Oven | E8 | PACT BC Ratio | 0 | 0 | 0 | 0 | 0 | 0 | 0 | 0 | 0 | 0 | 0 | 0 | 0 | 0 | 0 | 0 | 0 | 0 | 0 | 0 | 0 | 0 | 0 | 0 | 0 | 0 | 0 | 0 | 0 | 0 | 0
F3_Commercial_Grocery_Existing_Food Preparation_Natural Gas_Double Rack Oven_E9 | F3 | Commercial | Grocery | Existing | Food Preparation | Natural Gas | Double Rack Oven | E9 | PACT BC Ratio | 0 | 0 | 0 | 0 | 0 | 0 | 0 | 0 | 0 | 0 | 0 | 0 | 0 | 0 | 0 | 0 | 0 | 0 | 0 | 0 | 0 | 0 | 0 | 0 | 0 | 0 | 0 | 0 | 0 | 0 | 0
F3_Commercial_Grocery_Existing_Food Preparation_Natural Gas_Double Rack Oven_E10 | F3 | Commercial | Grocery | Existing | Food Preparation | Natural Gas | Double Rack Oven | E10 | PACT BC Ratio | 0 | 0 | 0 | 0 | 0 | 0 | 0 | 0 | 0 | 0 | 0 | 0 | 0 | 0 | 0 | 0 | 0 | 0 | 0 | 0 | 0 | 0 | 0 | 0 | 0 | 0 | 0 | 0 | 0 | 0 | 0
F4_Commercial_Grocery_Existing_Food Preparation_Natural Gas_Double Rack Oven_E1 | F4 | Commercial | Grocery | Existing | Food Preparation | Natural Gas | Double Rack Oven | E1 | PCT BC Ratio | 0.9 | 0.9 | 0.9 | 0.9 | 0.9 | 0.9 | 0.9 | 0.9 | 0.9 | 0.9 | 0.9 | 0.9 | 0.9 | 0.9 | 0.9 | 0.9 | 0.9 | 0.9 | 0.9 | 0.9 | 0.9 | 0.9 | 0.9 | 0.9 | 0.9 | 0.9 | 0.9 | 0.9 | 0.9 | 0.9 | 0.9
F4_Commercial_Grocery_Existing_Food Preparation_Natural Gas_Double Rack Oven_E2 | F4 | Commercial | Grocery | Existing | Food Preparation | Natural Gas | Double Rack Oven | E2 | PCT BC Ratio | 5.3478 | 5.4209 | 5.4741 | 5.4469 | 5.4518 | 5.1735 | 4.9433 | 4.8148 | 4.7615 | 4.9155 | 5.1178 | 5.3292 | 4.9438 | 5.201 | 5.2167 | 5.1937 | 5.1979 | 5.2121 | 5.1241 | 5.1772 | 5.213 | 5.2634 | 5.3282 | 2.9741 | 2.9279 | 2.8844 | 2.8434 | 2.8043 | 2.7669 | 2.7308 | 2.6959
F4_Commercial_Grocery_Existing_Food Preparation_Natural Gas_Double Rack Oven_E3 | F4 | Commercial | Grocery | Existing | Food Preparation | Natural Gas | Double Rack Oven | E3 | PCT BC Ratio | 0 | 0 | 0 | 0 | 0 | 0 | 0 | 0 | 0 | 0 | 0 | 0 | 0 | 0 | 0 | 0 | 0 | 0 | 0 | 0 | 0 | 0 | 0 | 0 | 0 | 0 | 0 | 0 | 0 | 0 | 0
F4_Commercial_Grocery_Existing_Food Preparation_Natural Gas_Double Rack Oven_E4 | F4 | Commercial | Grocery | Existing | Food Preparation | Natural Gas | Double Rack Oven | E4 | PCT BC Ratio | 0 | 0 | 0 | 0 | 0 | 0 | 0 | 0 | 0 | 0 | 0 | 0 | 0 | 0 | 0 | 0 | 0 | 0 | 0 | 0 | 0 | 0 | 0 | 0 | 0 | 0 | 0 | 0 | 0 | 0 | 0
F4_Commercial_Grocery_Existing_Food Preparation_Natural Gas_Double Rack Oven_E5 | F4 | Commercial | Grocery | Existing | Food Preparation | Natural Gas | Double Rack Oven | E5 | PCT BC Ratio | 0 | 0 | 0 | 0 | 0 | 0 | 0 | 0 | 0 | 0 | 0 | 0 | 0 | 0 | 0 | 0 | 0 | 0 | 0 | 0 | 0 | 0 | 0 | 0 | 0 | 0 | 0 | 0 | 0 | 0 | 0
F4_Commercial_Grocery_Existing_Food Preparation_Natural Gas_Double Rack Oven_E6 | F4 | Commercial | Grocery | Existing | Food Preparation | Natural Gas | Double Rack Oven | E6 | PCT BC Ratio | 0 | 0 | 0 | 0 | 0 | 0 | 0 | 0 | 0 | 0 | 0 | 0 | 0 | 0 | 0 | 0 | 0 | 0 | 0 | 0 | 0 | 0 | 0 | 0 | 0 | 0 | 0 | 0 | 0 | 0 | 0
F4_Commercial_Grocery_Existing_Food Preparation_Natural Gas_Double Rack Oven_E7 | F4 | Commercial | Grocery | Existing | Food Preparation | Natural Gas | Double Rack Oven | E7 | PCT BC Ratio | 0 | 0 | 0 | 0 | 0 | 0 | 0 | 0 | 0 | 0 | 0 | 0 | 0 | 0 | 0 | 0 | 0 | 0 | 0 | 0 | 0 | 0 | 0 | 0 | 0 | 0 | 0 | 0 | 0 | 0 | 0
F4_Commercial_Grocery_Existing_Food Preparation_Natural Gas_Double Rack Oven_E8 | F4 | Commercial | Grocery | Existing | Food Preparation | Natural Gas | Double Rack Oven | E8 | PCT BC Ratio | 0 | 0 | 0 | 0 | 0 | 0 | 0 | 0 | 0 | 0 | 0 | 0 | 0 | 0 | 0 | 0 | 0 | 0 | 0 | 0 | 0 | 0 | 0 | 0 | 0 | 0 | 0 | 0 | 0 | 0 | 0
F4_Commercial_Grocery_Existing_Food Preparation_Natural Gas_Double Rack Oven_E9 | F4 | Commercial | Grocery | Existing | Food Preparation | Natural Gas | Double Rack Oven | E9 | PCT BC Ratio | 0 | 0 | 0 | 0 | 0 | 0 | 0 | 0 | 0 | 0 | 0 | 0 | 0 | 0 | 0 | 0 | 0 | 0 | 0 | 0 | 0 | 0 | 0 | 0 | 0 | 0 | 0 | 0 | 0 | 0 | 0
F4_Commercial_Grocery_Existing_Food Preparation_Natural Gas_Double Rack Oven_E10 | F4 | Commercial | Grocery | Existing | Food Preparation | Natural Gas | Double Rack Oven | E10 | PCT BC Ratio | 0 | 0 | 0 | 0 | 0 | 0 | 0 | 0 | 0 | 0 | 0 | 0 | 0 | 0 | 0 | 0 | 0 | 0 | 0 | 0 | 0 | 0 | 0 | 0 | 0 | 0 | 0 | 0 | 0 | 0 | 0
F5_Commercial_Grocery_Existing_Food Preparation_Natural Gas_Double Rack Oven_E1 | F5 | Commercial | Grocery | Existing | Food Preparation | Natural Gas | Double Rack Oven | E1 | RIM BC Ratio | 0.9 | 0.9 | 0.9 | 0.9 | 0.9 | 0.9 | 0.9 | 0.9 | 0.9 | 0.9 | 0.9 | 0.9 | 0.9 | 0.9 | 0.9 | 0.9 | 0.9 | 0.9 | 0.9 | 0.9 | 0.9 | 0.9 | 0.9 | 0.9 | 0.9 | 0.9 | 0.9 | 0.9 | 0.9 | 0.9 | 0.9
F5_Commercial_Grocery_Existing_Food Preparation_Natural Gas_Double Rack Oven_E2 | F5 | Commercial | Grocery | Existing | Food Preparation | Natural Gas | Double Rack Oven | E2 | RIM BC Ratio | 0.65816 | 0.66029 | 0.6618 | 0.66103 | 0.66117 | 0.6529 | 0.64544 | 0.641 | 0.6391 | 0.6445 | 0.65115 | 0.65762 | 0.64545 | 0.65375 | 0.65423 | 0.65352 | 0.65365 | 0.65409 | 0.65135 | 0.65301 | 0.65412 | 0.65565 | 0.65759 | 0.54307 | 0.53932 | 0.5357 | 0.53221 | 0.5288 | 0.52547 | 0.52219 | 0.51894
F5_Commercial_Grocery_Existing_Food Preparation_Natural Gas_Double Rack Oven_E3 | F5 | Commercial | Grocery | Existing | Food Preparation | Natural Gas | Double Rack Oven | E3 | RIM BC Ratio | 0 | 0 | 0 | 0 | 0 | 0 | 0 | 0 | 0 | 0 | 0 | 0 | 0 | 0 | 0 | 0 | 0 | 0 | 0 | 0 | 0 | 0 | 0 | 0 | 0 | 0 | 0 | 0 | 0 | 0 | 0
F5_Commercial_Grocery_Existing_Food Preparation_Natural Gas_Double Rack Oven_E4 | F5 | Commercial | Grocery | Existing | Food Preparation | Natural Gas | Double Rack Oven | E4 | RIM BC Ratio | 0 | 0 | 0 | 0 | 0 | 0 | 0 | 0 | 0 | 0 | 0 | 0 | 0 | 0 | 0 | 0 | 0 | 0 | 0 | 0 | 0 | 0 | 0 | 0 | 0 | 0 | 0 | 0 | 0 | 0 | 0
F5_Commercial_Grocery_Existing_Food Preparation_Natural Gas_Double Rack Oven_E5 | F5 | Commercial | Grocery | Existing | Food Preparation | Natural Gas | Double Rack Oven | E5 | RIM BC Ratio | 0 | 0 | 0 | 0 | 0 | 0 | 0 | 0 | 0 | 0 | 0 | 0 | 0 | 0 | 0 | 0 | 0 | 0 | 0 | 0 | 0 | 0 | 0 | 0 | 0 | 0 | 0 | 0 | 0 | 0 | 0
F5_Commercial_Grocery_Existing_Food Preparation_Natural Gas_Double Rack Oven_E6 | F5 | Commercial | Grocery | Existing | Food Preparation | Natural Gas | Double Rack Oven | E6 | RIM BC Ratio | 0 | 0 | 0 | 0 | 0 | 0 | 0 | 0 | 0 | 0 | 0 | 0 | 0 | 0 | 0 | 0 | 0 | 0 | 0 | 0 | 0 | 0 | 0 | 0 | 0 | 0 | 0 | 0 | 0 | 0 | 0
F5_Commercial_Grocery_Existing_Food Preparation_Natural Gas_Double Rack Oven_E7 | F5 | Commercial | Grocery | Existing | Food Preparation | Natural Gas | Double Rack Oven | E7 | RIM BC Ratio | 0 | 0 | 0 | 0 | 0 | 0 | 0 | 0 | 0 | 0 | 0 | 0 | 0 | 0 | 0 | 0 | 0 | 0 | 0 | 0 | 0 | 0 | 0 | 0 | 0 | 0 | 0 | 0 | 0 | 0 | 0
F5_Commercial_Grocery_Existing_Food Preparation_Natural Gas_Double Rack Oven_E8 | F5 | Commercial | Grocery | Existing | Food Preparation | Natural Gas | Double Rack Oven | E8 | RIM BC Ratio | 0 | 0 | 0 | 0 | 0 | 0 | 0 | 0 | 0 | 0 | 0 | 0 | 0 | 0 | 0 | 0 | 0 | 0 | 0 | 0 | 0 | 0 | 0 | 0 | 0 | 0 | 0 | 0 | 0 | 0 | 0
F5_Commercial_Grocery_Existing_Food Preparation_Natural Gas_Double Rack Oven_E9 | F5 | Commercial | Grocery | Existing | Food Preparation | Natural Gas | Double Rack Oven | E9 | RIM BC Ratio | 0 | 0 | 0 | 0 | 0 | 0 | 0 | 0 | 0 | 0 | 0 | 0 | 0 | 0 | 0 | 0 | 0 | 0 | 0 | 0 | 0 | 0 | 0 | 0 | 0 | 0 | 0 | 0 | 0 | 0 | 0
F5_Commercial_Grocery_Existing_Food Preparation_Natural Gas_Double Rack Oven_E10 | F5 | Commercial | Grocery | Existing | Food Preparation | Natural Gas | Double Rack Oven | E10 | RIM BC Ratio | 0 | 0 | 0 | 0 | 0 | 0 | 0 | 0 | 0 | 0 | 0 | 0 | 0 | 0 | 0 | 0 | 0 | 0 | 0 | 0 | 0 | 0 | 0 | 0 | 0 | 0 | 0 | 0 | 0 | 0 | 0
F0_Commercial_Grocery_Existing_Food Preparation_Natural Gas_Fryer_E0 | F0 | Commercial | Grocery | Existing | Food Preparation | Natural Gas | Fryer | E0 | Economic Unit | ENERGY STAR (3.0) | ENERGY STAR (3.0) | ENERGY STAR (3.0) | ENERGY STAR (3.0) | ENERGY STAR (3.0) | ENERGY STAR (3.0) | ENERGY STAR (3.0) | ENERGY STAR (3.0) | ENERGY STAR (3.0) | ENERGY STAR (3.0) | ENERGY STAR (3.0) | ENERGY STAR (3.0) | ENERGY STAR (3.0) | ENERGY STAR (3.0) | ENERGY STAR (3.0) | ENERGY STAR (3.0) | ENERGY STAR (3.0) | ENERGY STAR (3.0) | ENERGY STAR (3.0) | ENERGY STAR (3.0) | ENERGY STAR (3.0) | ENERGY STAR (3.0) | ENERGY STAR (3.0) | ENERGY STAR (3.0) | ENERGY STAR (3.0) | ENERGY STAR (3.0) | ENERGY STAR (3.0) | ENERGY STAR (3.0) | ENERGY STAR (3.0) | ENERGY STAR (3.0) | ENERGY STAR (3.0)
F1_Commercial_Grocery_Existing_Food Preparation_Natural Gas_Fryer_E1 | F1 | Commercial | Grocery | Existing | Food Preparation | Natural Gas | Fryer | E1 | CCE | 0 | 0 | 0 | 0 | 0 | 0 | 0 | 0 | 0 | 0 | 0 | 0 | 0 | 0 | 0 | 0 | 0 | 0 | 0 | 0 | 0 | 0 | 0 | 0 | 0 | 0 | 0 | 0 | 0 | 0 | 0
F1_Commercial_Grocery_Existing_Food Preparation_Natural Gas_Fryer_E2 | F1 | Commercial | Grocery | Existing | Food Preparation | Natural Gas | Fryer | E2 | CCE | 0.0069821 | 0.0067123 | 0.0067443 | 0 | 0 | 0 | 0 | 0 | 0 | 0 | 0 | 0 | 0 | 0 | 0 | 0 | 0 | 0 | 0 | 0 | 0 | 0 | 0 | 0 | 0 | 0 | 0 | 0 | 0 | 0 | 0
F1_Commercial_Grocery_Existing_Food Preparation_Natural Gas_Fryer_E3 | F1 | Commercial | Grocery | Existing | Food Preparation | Natural Gas | Fryer | E3 | CCE | 0 | 0 | 0 | 0 | 0 | 0 | 0 | 0 | 0 | 0 | 0 | 0 | 0 | 0 | 0 | 0 | 0 | 0 | 0 | 0 | 0 | 0 | 0 | 0 | 0 | 0 | 0 | 0 | 0 | 0 | 0
F1_Commercial_Grocery_Existing_Food Preparation_Natural Gas_Fryer_E4 | F1 | Commercial | Grocery | Existing | Food Preparation | Natural Gas | Fryer | E4 | CCE | 0 | 0 | 0 | 0 | 0 | 0 | 0 | 0 | 0 | 0 | 0 | 0 | 0 | 0 | 0 | 0 | 0 | 0 | 0 | 0 | 0 | 0 | 0 | 0 | 0 | 0 | 0 | 0 | 0 | 0 | 0
F1_Commercial_Grocery_Existing_Food Preparation_Natural Gas_Fryer_E5 | F1 | Commercial | Grocery | Existing | Food Preparation | Natural Gas | Fryer | E5 | CCE | 0 | 0 | 0 | 0 | 0 | 0 | 0 | 0 | 0 | 0 | 0 | 0 | 0 | 0 | 0 | 0 | 0 | 0 | 0 | 0 | 0 | 0 | 0 | 0 | 0 | 0 | 0 | 0 | 0 | 0 | 0
F1_Commercial_Grocery_Existing_Food Preparation_Natural Gas_Fryer_E6 | F1 | Commercial | Grocery | Existing | Food Preparation | Natural Gas | Fryer | E6 | CCE | 0 | 0 | 0 | 0 | 0 | 0 | 0 | 0 | 0 | 0 | 0 | 0 | 0 | 0 | 0 | 0 | 0 | 0 | 0 | 0 | 0 | 0 | 0 | 0 | 0 | 0 | 0 | 0 | 0 | 0 | 0
F1_Commercial_Grocery_Existing_Food Preparation_Natural Gas_Fryer_E7 | F1 | Commercial | Grocery | Existing | Food Preparation | Natural Gas | Fryer | E7 | CCE | 0 | 0 | 0 | 0 | 0 | 0 | 0 | 0 | 0 | 0 | 0 | 0 | 0 | 0 | 0 | 0 | 0 | 0 | 0 | 0 | 0 | 0 | 0 | 0 | 0 | 0 | 0 | 0 | 0 | 0 | 0
F1_Commercial_Grocery_Existing_Food Preparation_Natural Gas_Fryer_E8 | F1 | Commercial | Grocery | Existing | Food Preparation | Natural Gas | Fryer | E8 | CCE | 0 | 0 | 0 | 0 | 0 | 0 | 0 | 0 | 0 | 0 | 0 | 0 | 0 | 0 | 0 | 0 | 0 | 0 | 0 | 0 | 0 | 0 | 0 | 0 | 0 | 0 | 0 | 0 | 0 | 0 | 0
F1_Commercial_Grocery_Existing_Food Preparation_Natural Gas_Fryer_E9 | F1 | Commercial | Grocery | Existing | Food Preparation | Natural Gas | Fryer | E9 | CCE | 0 | 0 | 0 | 0 | 0 | 0 | 0 | 0 | 0 | 0 | 0 | 0 | 0 | 0 | 0 | 0 | 0 | 0 | 0 | 0 | 0 | 0 | 0 | 0 | 0 | 0 | 0 | 0 | 0 | 0 | 0
F1_Commercial_Grocery_Existing_Food Preparation_Natural Gas_Fryer_E10 | F1 | Commercial | Grocery | Existing | Food Preparation | Natural Gas | Fryer | E10 | CCE | 0 | 0 | 0 | 0 | 0 | 0 | 0 | 0 | 0 | 0 | 0 | 0 | 0 | 0 | 0 | 0 | 0 | 0 | 0 | 0 | 0 | 0 | 0 | 0 | 0 | 0 | 0 | 0 | 0 | 0 | 0
F2_Commercial_Grocery_Existing_Food Preparation_Natural Gas_Fryer_E1 | F2 | Commercial | Grocery | Existing | Food Preparation | Natural Gas | Fryer | E1 | TRC BC Ratio | 0.9 | 0.9 | 0.9 | 0 | 0 | 0 | 0 | 0 | 0 | 0 | 0 | 0 | 0 | 0 | 0 | 0 | 0 | 0 | 0 | 0 | 0 | 0 | 0 | 0 | 0 | 0 | 0 | 0 | 0 | 0 | 0
F2_Commercial_Grocery_Existing_Food Preparation_Natural Gas_Fryer_E2 | F2 | Commercial | Grocery | Existing | Food Preparation | Natural Gas | Fryer | E2 | TRC BC Ratio | 1.4526 | 1.4846 | 1.5103 | 0.9 | 0.9 | 0.9 | 0.9 | 0.9 | 0.9 | 0.9 | 0.9 | 0.9 | 0.9 | 0.9 | 0.9 | 0.9 | 0.9 | 0.9 | 0.9 | 0.9 | 0.9 | 0.9 | 0.9 | 0.9 | 0.9 | 0.9 | 0.9 | 0.9 | 0.9 | 0.9 | 0.9
F2_Commercial_Grocery_Existing_Food Preparation_Natural Gas_Fryer_E3 | F2 | Commercial | Grocery | Existing | Food Preparation | Natural Gas | Fryer | E3 | TRC BC Ratio | 0 | 0 | 0 | 0 | 0 | 0 | 0 | 0 | 0 | 0 | 0 | 0 | 0 | 0 | 0 | 0 | 0 | 0 | 0 | 0 | 0 | 0 | 0 | 0 | 0 | 0 | 0 | 0 | 0 | 0 | 0
F2_Commercial_Grocery_Existing_Food Preparation_Natural Gas_Fryer_E4 | F2 | Commercial | Grocery | Existing | Food Preparation | Natural Gas | Fryer | E4 | TRC BC Ratio | 0 | 0 | 0 | 0 | 0 | 0 | 0 | 0 | 0 | 0 | 0 | 0 | 0 | 0 | 0 | 0 | 0 | 0 | 0 | 0 | 0 | 0 | 0 | 0 | 0 | 0 | 0 | 0 | 0 | 0 | 0
F2_Commercial_Grocery_Existing_Food Preparation_Natural Gas_Fryer_E5 | F2 | Commercial | Grocery | Existing | Food Preparation | Natural Gas | Fryer | E5 | TRC BC Ratio | 0 | 0 | 0 | 0 | 0 | 0 | 0 | 0 | 0 | 0 | 0 | 0 | 0 | 0 | 0 | 0 | 0 | 0 | 0 | 0 | 0 | 0 | 0 | 0 | 0 | 0 | 0 | 0 | 0 | 0 | 0
F2_Commercial_Grocery_Existing_Food Preparation_Natural Gas_Fryer_E6 | F2 | Commercial | Grocery | Existing | Food Preparation | Natural Gas | Fryer | E6 | TRC BC Ratio | 0 | 0 | 0 | 0 | 0 | 0 | 0 | 0 | 0 | 0 | 0 | 0 | 0 | 0 | 0 | 0 | 0 | 0 | 0 | 0 | 0 | 0 | 0 | 0 | 0 | 0 | 0 | 0 | 0 | 0 | 0
F2_Commercial_Grocery_Existing_Food Preparation_Natural Gas_Fryer_E7 | F2 | Commercial | Grocery | Existing | Food Preparation | Natural Gas | Fryer | E7 | TRC BC Ratio | 0 | 0 | 0 | 0 | 0 | 0 | 0 | 0 | 0 | 0 | 0 | 0 | 0 | 0 | 0 | 0 | 0 | 0 | 0 | 0 | 0 | 0 | 0 | 0 | 0 | 0 | 0 | 0 | 0 | 0 | 0
F2_Commercial_Grocery_Existing_Food Preparation_Natural Gas_Fryer_E8 | F2 | Commercial | Grocery | Existing | Food Preparation | Natural Gas | Fryer | E8 | TRC BC Ratio | 0 | 0 | 0 | 0 | 0 | 0 | 0 | 0 | 0 | 0 | 0 | 0 | 0 | 0 | 0 | 0 | 0 | 0 | 0 | 0 | 0 | 0 | 0 | 0 | 0 | 0 | 0 | 0 | 0 | 0 | 0
F2_Commercial_Grocery_Existing_Food Preparation_Natural Gas_Fryer_E9 | F2 | Commercial | Grocery | Existing | Food Preparation | Natural Gas | Fryer | E9 | TRC BC Ratio | 0 | 0 | 0 | 0 | 0 | 0 | 0 | 0 | 0 | 0 | 0 | 0 | 0 | 0 | 0 | 0 | 0 | 0 | 0 | 0 | 0 | 0 | 0 | 0 | 0 | 0 | 0 | 0 | 0 | 0 | 0
F2_Commercial_Grocery_Existing_Food Preparation_Natural Gas_Fryer_E10 | F2 | Commercial | Grocery | Existing | Food Preparation | Natural Gas | Fryer | E10 | TRC BC Ratio | 0 | 0 | 0 | 0 | 0 | 0 | 0 | 0 | 0 | 0 | 0 | 0 | 0 | 0 | 0 | 0 | 0 | 0 | 0 | 0 | 0 | 0 | 0 | 0 | 0 | 0 | 0 | 0 | 0 | 0 | 0
F3_Commercial_Grocery_Existing_Food Preparation_Natural Gas_Fryer_E1 | F3 | Commercial | Grocery | Existing | Food Preparation | Natural Gas | Fryer | E1 | PACT BC Ratio | 0.9 | 0.9 | 0.9 | 0 | 0 | 0 | 0 | 0 | 0 | 0 | 0 | 0 | 0 | 0 | 0 | 0 | 0 | 0 | 0 | 0 | 0 | 0 | 0 | 0 | 0 | 0 | 0 | 0 | 0 | 0 | 0
F3_Commercial_Grocery_Existing_Food Preparation_Natural Gas_Fryer_E2 | F3 | Commercial | Grocery | Existing | Food Preparation | Natural Gas | Fryer | E2 | PACT BC Ratio | 1.4526 | 1.4846 | 1.5103 | 0.9 | 0.9 | 0.9 | 0.9 | 0.9 | 0.9 | 0.9 | 0.9 | 0.9 | 0.9 | 0.9 | 0.9 | 0.9 | 0.9 | 0.9 | 0.9 | 0.9 | 0.9 | 0.9 | 0.9 | 0.9 | 0.9 | 0.9 | 0.9 | 0.9 | 0.9 | 0.9 | 0.9
F3_Commercial_Grocery_Existing_Food Preparation_Natural Gas_Fryer_E3 | F3 | Commercial | Grocery | Existing | Food Preparation | Natural Gas | Fryer | E3 | PACT BC Ratio | 0 | 0 | 0 | 0 | 0 | 0 | 0 | 0 | 0 | 0 | 0 | 0 | 0 | 0 | 0 | 0 | 0 | 0 | 0 | 0 | 0 | 0 | 0 | 0 | 0 | 0 | 0 | 0 | 0 | 0 | 0
F3_Commercial_Grocery_Existing_Food Preparation_Natural Gas_Fryer_E4 | F3 | Commercial | Grocery | Existing | Food Preparation | Natural Gas | Fryer | E4 | PACT BC Ratio | 0 | 0 | 0 | 0 | 0 | 0 | 0 | 0 | 0 | 0 | 0 | 0 | 0 | 0 | 0 | 0 | 0 | 0 | 0 | 0 | 0 | 0 | 0 | 0 | 0 | 0 | 0 | 0 | 0 | 0 | 0
F3_Commercial_Grocery_Existing_Food Preparation_Natural Gas_Fryer_E5 | F3 | Commercial | Grocery | Existing | Food Preparation | Natural Gas | Fryer | E5 | PACT BC Ratio | 0 | 0 | 0 | 0 | 0 | 0 | 0 | 0 | 0 | 0 | 0 | 0 | 0 | 0 | 0 | 0 | 0 | 0 | 0 | 0 | 0 | 0 | 0 | 0 | 0 | 0 | 0 | 0 | 0 | 0 | 0
F3_Commercial_Grocery_Existing_Food Preparation_Natural Gas_Fryer_E6 | F3 | Commercial | Grocery | Existing | Food Preparation | Natural Gas | Fryer | E6 | PACT BC Ratio | 0 | 0 | 0 | 0 | 0 | 0 | 0 | 0 | 0 | 0 | 0 | 0 | 0 | 0 | 0 | 0 | 0 | 0 | 0 | 0 | 0 | 0 | 0 | 0 | 0 | 0 | 0 | 0 | 0 | 0 | 0
F3_Commercial_Grocery_Existing_Food Preparation_Natural Gas_Fryer_E7 | F3 | Commercial | Grocery | Existing | Food Preparation | Natural Gas | Fryer | E7 | PACT BC Ratio | 0 | 0 | 0 | 0 | 0 | 0 | 0 | 0 | 0 | 0 | 0 | 0 | 0 | 0 | 0 | 0 | 0 | 0 | 0 | 0 | 0 | 0 | 0 | 0 | 0 | 0 | 0 | 0 | 0 | 0 | 0
F3_Commercial_Grocery_Existing_Food Preparation_Natural Gas_Fryer_E8 | F3 | Commercial | Grocery | Existing | Food Preparation | Natural Gas | Fryer | E8 | PACT BC Ratio | 0 | 0 | 0 | 0 | 0 | 0 | 0 | 0 | 0 | 0 | 0 | 0 | 0 | 0 | 0 | 0 | 0 | 0 | 0 | 0 | 0 | 0 | 0 | 0 | 0 | 0 | 0 | 0 | 0 | 0 | 0
F3_Commercial_Grocery_Existing_Food Preparation_Natural Gas_Fryer_E9 | F3 | Commercial | Grocery | Existing | Food Preparation | Natural Gas | Fryer | E9 | PACT BC Ratio | 0 | 0 | 0 | 0 | 0 | 0 | 0 | 0 | 0 | 0 | 0 | 0 | 0 | 0 | 0 | 0 | 0 | 0 | 0 | 0 | 0 | 0 | 0 | 0 | 0 | 0 | 0 | 0 | 0 | 0 | 0
F3_Commercial_Grocery_Existing_Food Preparation_Natural Gas_Fryer_E10 | F3 | Commercial | Grocery | Existing | Food Preparation | Natural Gas | Fryer | E10 | PACT BC Ratio | 0 | 0 | 0 | 0 | 0 | 0 | 0 | 0 | 0 | 0 | 0 | 0 | 0 | 0 | 0 | 0 | 0 | 0 | 0 | 0 | 0 | 0 | 0 | 0 | 0 | 0 | 0 | 0 | 0 | 0 | 0
F4_Commercial_Grocery_Existing_Food Preparation_Natural Gas_Fryer_E1 | F4 | Commercial | Grocery | Existing | Food Preparation | Natural Gas | Fryer | E1 | PCT BC Ratio | 0.9 | 0.9 | 0.9 | 0 | 0 | 0 | 0 | 0 | 0 | 0 | 0 | 0 | 0 | 0 | 0 | 0 | 0 | 0 | 0 | 0 | 0 | 0 | 0 | 0 | 0 | 0 | 0 | 0 | 0 | 0 | 0
F4_Commercial_Grocery_Existing_Food Preparation_Natural Gas_Fryer_E2 | F4 | Commercial | Grocery | Existing | Food Preparation | Natural Gas | Fryer | E2 | PCT BC Ratio | 4.6546 | 4.7351 | 4.7997 | 0.9 | 0.9 | 0.9 | 0.9 | 0.9 | 0.9 | 0.9 | 0.9 | 0.9 | 0.9 | 0.9 | 0.9 | 0.9 | 0.9 | 0.9 | 0.9 | 0.9 | 0.9 | 0.9 | 0.9 | 0.9 | 0.9 | 0.9 | 0.9 | 0.9 | 0.9 | 0.9 | 0.9
F4_Commercial_Grocery_Existing_Food Preparation_Natural Gas_Fryer_E3 | F4 | Commercial | Grocery | Existing | Food Preparation | Natural Gas | Fryer | E3 | PCT BC Ratio | 0 | 0 | 0 | 0 | 0 | 0 | 0 | 0 | 0 | 0 | 0 | 0 | 0 | 0 | 0 | 0 | 0 | 0 | 0 | 0 | 0 | 0 | 0 | 0 | 0 | 0 | 0 | 0 | 0 | 0 | 0
F4_Commercial_Grocery_Existing_Food Preparation_Natural Gas_Fryer_E4 | F4 | Commercial | Grocery | Existing | Food Preparation | Natural Gas | Fryer | E4 | PCT BC Ratio | 0 | 0 | 0 | 0 | 0 | 0 | 0 | 0 | 0 | 0 | 0 | 0 | 0 | 0 | 0 | 0 | 0 | 0 | 0 | 0 | 0 | 0 | 0 | 0 | 0 | 0 | 0 | 0 | 0 | 0 | 0
F4_Commercial_Grocery_Existing_Food Preparation_Natural Gas_Fryer_E5 | F4 | Commercial | Grocery | Existing | Food Preparation | Natural Gas | Fryer | E5 | PCT BC Ratio | 0 | 0 | 0 | 0 | 0 | 0 | 0 | 0 | 0 | 0 | 0 | 0 | 0 | 0 | 0 | 0 | 0 | 0 | 0 | 0 | 0 | 0 | 0 | 0 | 0 | 0 | 0 | 0 | 0 | 0 | 0
F4_Commercial_Grocery_Existing_Food Preparation_Natural Gas_Fryer_E6 | F4 | Commercial | Grocery | Existing | Food Preparation | Natural Gas | Fryer | E6 | PCT BC Ratio | 0 | 0 | 0 | 0 | 0 | 0 | 0 | 0 | 0 | 0 | 0 | 0 | 0 | 0 | 0 | 0 | 0 | 0 | 0 | 0 | 0 | 0 | 0 | 0 | 0 | 0 | 0 | 0 | 0 | 0 | 0
F4_Commercial_Grocery_Existing_Food Preparation_Natural Gas_Fryer_E7 | F4 | Commercial | Grocery | Existing | Food Preparation | Natural Gas | Fryer | E7 | PCT BC Ratio | 0 | 0 | 0 | 0 | 0 | 0 | 0 | 0 | 0 | 0 | 0 | 0 | 0 | 0 | 0 | 0 | 0 | 0 | 0 | 0 | 0 | 0 | 0 | 0 | 0 | 0 | 0 | 0 | 0 | 0 | 0
F4_Commercial_Grocery_Existing_Food Preparation_Natural Gas_Fryer_E8 | F4 | Commercial | Grocery | Existing | Food Preparation | Natural Gas | Fryer | E8 | PCT BC Ratio | 0 | 0 | 0 | 0 | 0 | 0 | 0 | 0 | 0 | 0 | 0 | 0 | 0 | 0 | 0 | 0 | 0 | 0 | 0 | 0 | 0 | 0 | 0 | 0 | 0 | 0 | 0 | 0 | 0 | 0 | 0
F4_Commercial_Grocery_Existing_Food Preparation_Natural Gas_Fryer_E9 | F4 | Commercial | Grocery | Existing | Food Preparation | Natural Gas | Fryer | E9 | PCT BC Ratio | 0 | 0 | 0 | 0 | 0 | 0 | 0 | 0 | 0 | 0 | 0 | 0 | 0 | 0 | 0 | 0 | 0 | 0 | 0 | 0 | 0 | 0 | 0 | 0 | 0 | 0 | 0 | 0 | 0 | 0 | 0
F4_Commercial_Grocery_Existing_Food Preparation_Natural Gas_Fryer_E10 | F4 | Commercial | Grocery | Existing | Food Preparation | Natural Gas | Fryer | E10 | PCT BC Ratio | 0 | 0 | 0 | 0 | 0 | 0 | 0 | 0 | 0 | 0 | 0 | 0 | 0 | 0 | 0 | 0 | 0 | 0 | 0 | 0 | 0 | 0 | 0 | 0 | 0 | 0 | 0 | 0 | 0 | 0 | 0
F5_Commercial_Grocery_Existing_Food Preparation_Natural Gas_Fryer_E1 | F5 | Commercial | Grocery | Existing | Food Preparation | Natural Gas | Fryer | E1 | RIM BC Ratio | 0.9 | 0.9 | 0.9 | 0 | 0 | 0 | 0 | 0 | 0 | 0 | 0 | 0 | 0 | 0 | 0 | 0 | 0 | 0 | 0 | 0 | 0 | 0 | 0 | 0 | 0 | 0 | 0 | 0 | 0 | 0 | 0
F5_Commercial_Grocery_Existing_Food Preparation_Natural Gas_Fryer_E2 | F5 | Commercial | Grocery | Existing | Food Preparation | Natural Gas | Fryer | E2 | RIM BC Ratio | 0.53008 | 0.53428 | 0.53758 | 0.9 | 0.9 | 0.9 | 0.9 | 0.9 | 0.9 | 0.9 | 0.9 | 0.9 | 0.9 | 0.9 | 0.9 | 0.9 | 0.9 | 0.9 | 0.9 | 0.9 | 0.9 | 0.9 | 0.9 | 0.9 | 0.9 | 0.9 | 0.9 | 0.9 | 0.9 | 0.9 | 0.9
F5_Commercial_Grocery_Existing_Food Preparation_Natural Gas_Fryer_E3 | F5 | Commercial | Grocery | Existing | Food Preparation | Natural Gas | Fryer | E3 | RIM BC Ratio | 0 | 0 | 0 | 0 | 0 | 0 | 0 | 0 | 0 | 0 | 0 | 0 | 0 | 0 | 0 | 0 | 0 | 0 | 0 | 0 | 0 | 0 | 0 | 0 | 0 | 0 | 0 | 0 | 0 | 0 | 0
F5_Commercial_Grocery_Existing_Food Preparation_Natural Gas_Fryer_E4 | F5 | Commercial | Grocery | Existing | Food Preparation | Natural Gas | Fryer | E4 | RIM BC Ratio | 0 | 0 | 0 | 0 | 0 | 0 | 0 | 0 | 0 | 0 | 0 | 0 | 0 | 0 | 0 | 0 | 0 | 0 | 0 | 0 | 0 | 0 | 0 | 0 | 0 | 0 | 0 | 0 | 0 | 0 | 0
F5_Commercial_Grocery_Existing_Food Preparation_Natural Gas_Fryer_E5 | F5 | Commercial | Grocery | Existing | Food Preparation | Natural Gas | Fryer | E5 | RIM BC Ratio | 0 | 0 | 0 | 0 | 0 | 0 | 0 | 0 | 0 | 0 | 0 | 0 | 0 | 0 | 0 | 0 | 0 | 0 | 0 | 0 | 0 | 0 | 0 | 0 | 0 | 0 | 0 | 0 | 0 | 0 | 0
F5_Commercial_Grocery_Existing_Food Preparation_Natural Gas_Fryer_E6 | F5 | Commercial | Grocery | Existing | Food Preparation | Natural Gas | Fryer | E6 | RIM BC Ratio | 0 | 0 | 0 | 0 | 0 | 0 | 0 | 0 | 0 | 0 | 0 | 0 | 0 | 0 | 0 | 0 | 0 | 0 | 0 | 0 | 0 | 0 | 0 | 0 | 0 | 0 | 0 | 0 | 0 | 0 | 0
F5_Commercial_Grocery_Existing_Food Preparation_Natural Gas_Fryer_E7 | F5 | Commercial | Grocery | Existing | Food Preparation | Natural Gas | Fryer | E7 | RIM BC Ratio | 0 | 0 | 0 | 0 | 0 | 0 | 0 | 0 | 0 | 0 | 0 | 0 | 0 | 0 | 0 | 0 | 0 | 0 | 0 | 0 | 0 | 0 | 0 | 0 | 0 | 0 | 0 | 0 | 0 | 0 | 0
F5_Commercial_Grocery_Existing_Food Preparation_Natural Gas_Fryer_E8 | F5 | Commercial | Grocery | Existing | Food Preparation | Natural Gas | Fryer | E8 | RIM BC Ratio | 0 | 0 | 0 | 0 | 0 | 0 | 0 | 0 | 0 | 0 | 0 | 0 | 0 | 0 | 0 | 0 | 0 | 0 | 0 | 0 | 0 | 0 | 0 | 0 | 0 | 0 | 0 | 0 | 0 | 0 | 0
F5_Commercial_Grocery_Existing_Food Preparation_Natural Gas_Fryer_E9 | F5 | Commercial | Grocery | Existing | Food Preparation | Natural Gas | Fryer | E9 | RIM BC Ratio | 0 | 0 | 0 | 0 | 0 | 0 | 0 | 0 | 0 | 0 | 0 | 0 | 0 | 0 | 0 | 0 | 0 | 0 | 0 | 0 | 0 | 0 | 0 | 0 | 0 | 0 | 0 | 0 | 0 | 0 | 0
F5_Commercial_Grocery_Existing_Food Preparation_Natural Gas_Fryer_E10 | F5 | Commercial | Grocery | Existing | Food Preparation | Natural Gas | Fryer | E10 | RIM BC Ratio | 0 | 0 | 0 | 0 | 0 | 0 | 0 | 0 | 0 | 0 | 0 | 0 | 0 | 0 | 0 | 0 | 0 | 0 | 0 | 0 | 0 | 0 | 0 | 0 | 0 | 0 | 0 | 0 | 0 | 0 | 0
F0_Commercial_Grocery_Existing_Food Preparation_Natural Gas_Broiler_E0 | F0 | Commercial | Grocery | Existing | Food Preparation | Natural Gas | Broiler | E0 | Economic Unit | Infrared Burners | Infrared Burners | Infrared Burners | Infrared Burners | Infrared Burners | Infrared Burners | Infrared Burners | Infrared Burners | Infrared Burners | Infrared Burners | Infrared Burners | Infrared Burners | Infrared Burners | Infrared Burners | Infrared Burners | Infrared Burners | Infrared Burners | Infrared Burners | Infrared Burners | Infrared Burners | Infrared Burners | Infrared Burners | Infrared Burners | Standard | Standard | Standard | Standard | Standard | Standard | Standard | Standard
F1_Commercial_Grocery_Existing_Food Preparation_Natural Gas_Broiler_E1 | F1 | Commercial | Grocery | Existing | Food Preparation | Natural Gas | Broiler | E1 | CCE | 0 | 0 | 0 | 0 | 0 | 0 | 0 | 0 | 0 | 0 | 0 | 0 | 0 | 0 | 0 | 0 | 0 | 0 | 0 | 0 | 0 | 0 | 0 | 0 | 0 | 0 | 0 | 0 | 0 | 0 | 0
F1_Commercial_Grocery_Existing_Food Preparation_Natural Gas_Broiler_E2 | F1 | Commercial | Grocery | Existing | Food Preparation | Natural Gas | Broiler | E2 | CCE | 0.0095007 | 0.0091336 | 0.0091772 | 0.0092731 | 0.0092731 | 0.0092731 | 0.0092731 | 0.0092731 | 0.0092731 | 0.0092731 | 0.0092731 | 0.0092731 | 0.0092731 | 0.0092731 | 0.0092731 | 0.0092731 | 0.0092731 | 0.0092731 | 0.0092731 | 0.0092731 | 0.0092731 | 0.0092731 | 0.0092731 | 0.0092731 | 0.0092731 | 0.0092731 | 0.0092731 | 0.0092731 | 0.0092731 | 0.0092731 | 0.0092731
F1_Commercial_Grocery_Existing_Food Preparation_Natural Gas_Broiler_E3 | F1 | Commercial | Grocery | Existing | Food Preparation | Natural Gas | Broiler | E3 | CCE | 0 | 0 | 0 | 0 | 0 | 0 | 0 | 0 | 0 | 0 | 0 | 0 | 0 | 0 | 0 | 0 | 0 | 0 | 0 | 0 | 0 | 0 | 0 | 0 | 0 | 0 | 0 | 0 | 0 | 0 | 0
F1_Commercial_Grocery_Existing_Food Preparation_Natural Gas_Broiler_E4 | F1 | Commercial | Grocery | Existing | Food Preparation | Natural Gas | Broiler | E4 | CCE | 0 | 0 | 0 | 0 | 0 | 0 | 0 | 0 | 0 | 0 | 0 | 0 | 0 | 0 | 0 | 0 | 0 | 0 | 0 | 0 | 0 | 0 | 0 | 0 | 0 | 0 | 0 | 0 | 0 | 0 | 0
F1_Commercial_Grocery_Existing_Food Preparation_Natural Gas_Broiler_E5 | F1 | Commercial | Grocery | Existing | Food Preparation | Natural Gas | Broiler | E5 | CCE | 0 | 0 | 0 | 0 | 0 | 0 | 0 | 0 | 0 | 0 | 0 | 0 | 0 | 0 | 0 | 0 | 0 | 0 | 0 | 0 | 0 | 0 | 0 | 0 | 0 | 0 | 0 | 0 | 0 | 0 | 0
F1_Commercial_Grocery_Existing_Food Preparation_Natural Gas_Broiler_E6 | F1 | Commercial | Grocery | Existing | Food Preparation | Natural Gas | Broiler | E6 | CCE | 0 | 0 | 0 | 0 | 0 | 0 | 0 | 0 | 0 | 0 | 0 | 0 | 0 | 0 | 0 | 0 | 0 | 0 | 0 | 0 | 0 | 0 | 0 | 0 | 0 | 0 | 0 | 0 | 0 | 0 | 0
F1_Commercial_Grocery_Existing_Food Preparation_Natural Gas_Broiler_E7 | F1 | Commercial | Grocery | Existing | Food Preparation | Natural Gas | Broiler | E7 | CCE | 0 | 0 | 0 | 0 | 0 | 0 | 0 | 0 | 0 | 0 | 0 | 0 | 0 | 0 | 0 | 0 | 0 | 0 | 0 | 0 | 0 | 0 | 0 | 0 | 0 | 0 | 0 | 0 | 0 | 0 | 0
F1_Commercial_Grocery_Existing_Food Preparation_Natural Gas_Broiler_E8 | F1 | Commercial | Grocery | Existing | Food Preparation | Natural Gas | Broiler | E8 | CCE | 0 | 0 | 0 | 0 | 0 | 0 | 0 | 0 | 0 | 0 | 0 | 0 | 0 | 0 | 0 | 0 | 0 | 0 | 0 | 0 | 0 | 0 | 0 | 0 | 0 | 0 | 0 | 0 | 0 | 0 | 0
F1_Commercial_Grocery_Existing_Food Preparation_Natural Gas_Broiler_E9 | F1 | Commercial | Grocery | Existing | Food Preparation | Natural Gas | Broiler | E9 | CCE | 0 | 0 | 0 | 0 | 0 | 0 | 0 | 0 | 0 | 0 | 0 | 0 | 0 | 0 | 0 | 0 | 0 | 0 | 0 | 0 | 0 | 0 | 0 | 0 | 0 | 0 | 0 | 0 | 0 | 0 | 0
F1_Commercial_Grocery_Existing_Food Preparation_Natural Gas_Broiler_E10 | F1 | Commercial | Grocery | Existing | Food Preparation | Natural Gas | Broiler | E10 | CCE | 0 | 0 | 0 | 0 | 0 | 0 | 0 | 0 | 0 | 0 | 0 | 0 | 0 | 0 | 0 | 0 | 0 | 0 | 0 | 0 | 0 | 0 | 0 | 0 | 0 | 0 | 0 | 0 | 0 | 0 | 0
F2_Commercial_Grocery_Existing_Food Preparation_Natural Gas_Broiler_E1 | F2 | Commercial | Grocery | Existing | Food Preparation | Natural Gas | Broiler | E1 | TRC BC Ratio | 0.9 | 0.9 | 0.9 | 0.9 | 0.9 | 0.9 | 0.9 | 0.9 | 0.9 | 0.9 | 0.9 | 0.9 | 0.9 | 0.9 | 0.9 | 0.9 | 0.9 | 0.9 | 0.9 | 0.9 | 0.9 | 0.9 | 0.9 | 0.9 | 0.9 | 0.9 | 0.9 | 0.9 | 0.9 | 0.9 | 0.9
F2_Commercial_Grocery_Existing_Food Preparation_Natural Gas_Broiler_E2 | F2 | Commercial | Grocery | Existing | Food Preparation | Natural Gas | Broiler | E2 | TRC BC Ratio | 1.0817 | 1.0984 | 1.1105 | 1.1043 | 1.1054 | 1.0419 | 0.98943 | 0.96011 | 0.94795 | 0.98308 | 1.0292 | 1.0775 | 0.98953 | 1.0482 | 1.0518 | 1.0465 | 1.0475 | 1.0507 | 1.0307 | 1.0428 | 1.0509 | 1.0624 | 1.0772 | 0.54026 | 0.52971 | 0.5198 | 0.51043 | 0.50152 | 0.49298 | 0.48476 | 0.4768
F2_Commercial_Grocery_Existing_Food Preparation_Natural Gas_Broiler_E3 | F2 | Commercial | Grocery | Existing | Food Preparation | Natural Gas | Broiler | E3 | TRC BC Ratio | 0 | 0 | 0 | 0 | 0 | 0 | 0 | 0 | 0 | 0 | 0 | 0 | 0 | 0 | 0 | 0 | 0 | 0 | 0 | 0 | 0 | 0 | 0 | 0 | 0 | 0 | 0 | 0 | 0 | 0 | 0
F2_Commercial_Grocery_Existing_Food Preparation_Natural Gas_Broiler_E4 | F2 | Commercial | Grocery | Existing | Food Preparation | Natural Gas | Broiler | E4 | TRC BC Ratio | 0 | 0 | 0 | 0 | 0 | 0 | 0 | 0 | 0 | 0 | 0 | 0 | 0 | 0 | 0 | 0 | 0 | 0 | 0 | 0 | 0 | 0 | 0 | 0 | 0 | 0 | 0 | 0 | 0 | 0 | 0
F2_Commercial_Grocery_Existing_Food Preparation_Natural Gas_Broiler_E5 | F2 | Commercial | Grocery | Existing | Food Preparation | Natural Gas | Broiler | E5 | TRC BC Ratio | 0 | 0 | 0 | 0 | 0 | 0 | 0 | 0 | 0 | 0 | 0 | 0 | 0 | 0 | 0 | 0 | 0 | 0 | 0 | 0 | 0 | 0 | 0 | 0 | 0 | 0 | 0 | 0 | 0 | 0 | 0
F2_Commercial_Grocery_Existing_Food Preparation_Natural Gas_Broiler_E6 | F2 | Commercial | Grocery | Existing | Food Preparation | Natural Gas | Broiler | E6 | TRC BC Ratio | 0 | 0 | 0 | 0 | 0 | 0 | 0 | 0 | 0 | 0 | 0 | 0 | 0 | 0 | 0 | 0 | 0 | 0 | 0 | 0 | 0 | 0 | 0 | 0 | 0 | 0 | 0 | 0 | 0 | 0 | 0
F2_Commercial_Grocery_Existing_Food Preparation_Natural Gas_Broiler_E7 | F2 | Commercial | Grocery | Existing | Food Preparation | Natural Gas | Broiler | E7 | TRC BC Ratio | 0 | 0 | 0 | 0 | 0 | 0 | 0 | 0 | 0 | 0 | 0 | 0 | 0 | 0 | 0 | 0 | 0 | 0 | 0 | 0 | 0 | 0 | 0 | 0 | 0 | 0 | 0 | 0 | 0 | 0 | 0
F2_Commercial_Grocery_Existing_Food Preparation_Natural Gas_Broiler_E8 | F2 | Commercial | Grocery | Existing | Food Preparation | Natural Gas | Broiler | E8 | TRC BC Ratio | 0 | 0 | 0 | 0 | 0 | 0 | 0 | 0 | 0 | 0 | 0 | 0 | 0 | 0 | 0 | 0 | 0 | 0 | 0 | 0 | 0 | 0 | 0 | 0 | 0 | 0 | 0 | 0 | 0 | 0 | 0
F2_Commercial_Grocery_Existing_Food Preparation_Natural Gas_Broiler_E9 | F2 | Commercial | Grocery | Existing | Food Preparation | Natural Gas | Broiler | E9 | TRC BC Ratio | 0 | 0 | 0 | 0 | 0 | 0 | 0 | 0 | 0 | 0 | 0 | 0 | 0 | 0 | 0 | 0 | 0 | 0 | 0 | 0 | 0 | 0 | 0 | 0 | 0 | 0 | 0 | 0 | 0 | 0 | 0
F2_Commercial_Grocery_Existing_Food Preparation_Natural Gas_Broiler_E10 | F2 | Commercial | Grocery | Existing | Food Preparation | Natural Gas | Broiler | E10 | TRC BC Ratio | 0 | 0 | 0 | 0 | 0 | 0 | 0 | 0 | 0 | 0 | 0 | 0 | 0 | 0 | 0 | 0 | 0 | 0 | 0 | 0 | 0 | 0 | 0 | 0 | 0 | 0 | 0 | 0 | 0 | 0 | 0
F3_Commercial_Grocery_Existing_Food Preparation_Natural Gas_Broiler_E1 | F3 | Commercial | Grocery | Existing | Food Preparation | Natural Gas | Broiler | E1 | PACT BC Ratio | 0.9 | 0.9 | 0.9 | 0.9 | 0.9 | 0.9 | 0.9 | 0.9 | 0.9 | 0.9 | 0.9 | 0.9 | 0.9 | 0.9 | 0.9 | 0.9 | 0.9 | 0.9 | 0.9 | 0.9 | 0.9 | 0.9 | 0.9 | 0.9 | 0.9 | 0.9 | 0.9 | 0.9 | 0.9 | 0.9 | 0.9
F3_Commercial_Grocery_Existing_Food Preparation_Natural Gas_Broiler_E2 | F3 | Commercial | Grocery | Existing | Food Preparation | Natural Gas | Broiler | E2 | PACT BC Ratio | 1.3418 | 1.3625 | 1.3776 | 1.3699 | 1.3713 | 1.2925 | 1.2274 | 1.191 | 1.1759 | 1.2195 | 1.2768 | 1.3366 | 1.2275 | 1.3003 | 1.3048 | 1.2982 | 1.2994 | 1.3034 | 1.2785 | 1.2936 | 1.3037 | 1.318 | 1.3363 | 0.6702 | 0.65711 | 0.64482 | 0.6332 | 0.62214 | 0.61155 | 0.60135 | 0.59148
F3_Commercial_Grocery_Existing_Food Preparation_Natural Gas_Broiler_E3 | F3 | Commercial | Grocery | Existing | Food Preparation | Natural Gas | Broiler | E3 | PACT BC Ratio | 0 | 0 | 0 | 0 | 0 | 0 | 0 | 0 | 0 | 0 | 0 | 0 | 0 | 0 | 0 | 0 | 0 | 0 | 0 | 0 | 0 | 0 | 0 | 0 | 0 | 0 | 0 | 0 | 0 | 0 | 0
F3_Commercial_Grocery_Existing_Food Preparation_Natural Gas_Broiler_E4 | F3 | Commercial | Grocery | Existing | Food Preparation | Natural Gas | Broiler | E4 | PACT BC Ratio | 0 | 0 | 0 | 0 | 0 | 0 | 0 | 0 | 0 | 0 | 0 | 0 | 0 | 0 | 0 | 0 | 0 | 0 | 0 | 0 | 0 | 0 | 0 | 0 | 0 | 0 | 0 | 0 | 0 | 0 | 0
F3_Commercial_Grocery_Existing_Food Preparation_Natural Gas_Broiler_E5 | F3 | Commercial | Grocery | Existing | Food Preparation | Natural Gas | Broiler | E5 | PACT BC Ratio | 0 | 0 | 0 | 0 | 0 | 0 | 0 | 0 | 0 | 0 | 0 | 0 | 0 | 0 | 0 | 0 | 0 | 0 | 0 | 0 | 0 | 0 | 0 | 0 | 0 | 0 | 0 | 0 | 0 | 0 | 0
F3_Commercial_Grocery_Existing_Food Preparation_Natural Gas_Broiler_E6 | F3 | Commercial | Grocery | Existing | Food Preparation | Natural Gas | Broiler | E6 | PACT BC Ratio | 0 | 0 | 0 | 0 | 0 | 0 | 0 | 0 | 0 | 0 | 0 | 0 | 0 | 0 | 0 | 0 | 0 | 0 | 0 | 0 | 0 | 0 | 0 | 0 | 0 | 0 | 0 | 0 | 0 | 0 | 0
F3_Commercial_Grocery_Existing_Food Preparation_Natural Gas_Broiler_E7 | F3 | Commercial | Grocery | Existing | Food Preparation | Natural Gas | Broiler | E7 | PACT BC Ratio | 0 | 0 | 0 | 0 | 0 | 0 | 0 | 0 | 0 | 0 | 0 | 0 | 0 | 0 | 0 | 0 | 0 | 0 | 0 | 0 | 0 | 0 | 0 | 0 | 0 | 0 | 0 | 0 | 0 | 0 | 0
F3_Commercial_Grocery_Existing_Food Preparation_Natural Gas_Broiler_E8 | F3 | Commercial | Grocery | Existing | Food Preparation | Natural Gas | Broiler | E8 | PACT BC Ratio | 0 | 0 | 0 | 0 | 0 | 0 | 0 | 0 | 0 | 0 | 0 | 0 | 0 | 0 | 0 | 0 | 0 | 0 | 0 | 0 | 0 | 0 | 0 | 0 | 0 | 0 | 0 | 0 | 0 | 0 | 0
F3_Commercial_Grocery_Existing_Food Preparation_Natural Gas_Broiler_E9 | F3 | Commercial | Grocery | Existing | Food Preparation | Natural Gas | Broiler | E9 | PACT BC Ratio | 0 | 0 | 0 | 0 | 0 | 0 | 0 | 0 | 0 | 0 | 0 | 0 | 0 | 0 | 0 | 0 | 0 | 0 | 0 | 0 | 0 | 0 | 0 | 0 | 0 | 0 | 0 | 0 | 0 | 0 | 0
F3_Commercial_Grocery_Existing_Food Preparation_Natural Gas_Broiler_E10 | F3 | Commercial | Grocery | Existing | Food Preparation | Natural Gas | Broiler | E10 | PACT BC Ratio | 0 | 0 | 0 | 0 | 0 | 0 | 0 | 0 | 0 | 0 | 0 | 0 | 0 | 0 | 0 | 0 | 0 | 0 | 0 | 0 | 0 | 0 | 0 | 0 | 0 | 0 | 0 | 0 | 0 | 0 | 0
F4_Commercial_Grocery_Existing_Food Preparation_Natural Gas_Broiler_E1 | F4 | Commercial | Grocery | Existing | Food Preparation | Natural Gas | Broiler | E1 | PCT BC Ratio | 0.9 | 0.9 | 0.9 | 0.9 | 0.9 | 0.9 | 0.9 | 0.9 | 0.9 | 0.9 | 0.9 | 0.9 | 0.9 | 0.9 | 0.9 | 0.9 | 0.9 | 0.9 | 0.9 | 0.9 | 0.9 | 0.9 | 0.9 | 0.9 | 0.9 | 0.9 | 0.9 | 0.9 | 0.9 | 0.9 | 0.9
F4_Commercial_Grocery_Existing_Food Preparation_Natural Gas_Broiler_E2 | F4 | Commercial | Grocery | Existing | Food Preparation | Natural Gas | Broiler | E2 | PCT BC Ratio | 2.9075 | 2.9421 | 2.9672 | 2.9544 | 2.9567 | 2.8251 | 2.7162 | 2.6554 | 2.6302 | 2.703 | 2.7987 | 2.8987 | 2.7164 | 2.8381 | 2.8455 | 2.8346 | 2.8366 | 2.8433 | 2.8017 | 2.8268 | 2.8437 | 2.8676 | 2.8982 | 1.7847 | 1.7629 | 1.7423 | 1.7229 | 1.7044 | 1.6867 | 1.6697 | 1.6532
F4_Commercial_Grocery_Existing_Food Preparation_Natural Gas_Broiler_E3 | F4 | Commercial | Grocery | Existing | Food Preparation | Natural Gas | Broiler | E3 | PCT BC Ratio | 0 | 0 | 0 | 0 | 0 | 0 | 0 | 0 | 0 | 0 | 0 | 0 | 0 | 0 | 0 | 0 | 0 | 0 | 0 | 0 | 0 | 0 | 0 | 0 | 0 | 0 | 0 | 0 | 0 | 0 | 0
F4_Commercial_Grocery_Existing_Food Preparation_Natural Gas_Broiler_E4 | F4 | Commercial | Grocery | Existing | Food Preparation | Natural Gas | Broiler | E4 | PCT BC Ratio | 0 | 0 | 0 | 0 | 0 | 0 | 0 | 0 | 0 | 0 | 0 | 0 | 0 | 0 | 0 | 0 | 0 | 0 | 0 | 0 | 0 | 0 | 0 | 0 | 0 | 0 | 0 | 0 | 0 | 0 | 0
F4_Commercial_Grocery_Existing_Food Preparation_Natural Gas_Broiler_E5 | F4 | Commercial | Grocery | Existing | Food Preparation | Natural Gas | Broiler | E5 | PCT BC Ratio | 0 | 0 | 0 | 0 | 0 | 0 | 0 | 0 | 0 | 0 | 0 | 0 | 0 | 0 | 0 | 0 | 0 | 0 | 0 | 0 | 0 | 0 | 0 | 0 | 0 | 0 | 0 | 0 | 0 | 0 | 0
F4_Commercial_Grocery_Existing_Food Preparation_Natural Gas_Broiler_E6 | F4 | Commercial | Grocery | Existing | Food Preparation | Natural Gas | Broiler | E6 | PCT BC Ratio | 0 | 0 | 0 | 0 | 0 | 0 | 0 | 0 | 0 | 0 | 0 | 0 | 0 | 0 | 0 | 0 | 0 | 0 | 0 | 0 | 0 | 0 | 0 | 0 | 0 | 0 | 0 | 0 | 0 | 0 | 0
F4_Commercial_Grocery_Existing_Food Preparation_Natural Gas_Broiler_E7 | F4 | Commercial | Grocery | Existing | Food Preparation | Natural Gas | Broiler | E7 | PCT BC Ratio | 0 | 0 | 0 | 0 | 0 | 0 | 0 | 0 | 0 | 0 | 0 | 0 | 0 | 0 | 0 | 0 | 0 | 0 | 0 | 0 | 0 | 0 | 0 | 0 | 0 | 0 | 0 | 0 | 0 | 0 | 0
F4_Commercial_Grocery_Existing_Food Preparation_Natural Gas_Broiler_E8 | F4 | Commercial | Grocery | Existing | Food Preparation | Natural Gas | Broiler | E8 | PCT BC Ratio | 0 | 0 | 0 | 0 | 0 | 0 | 0 | 0 | 0 | 0 | 0 | 0 | 0 | 0 | 0 | 0 | 0 | 0 | 0 | 0 | 0 | 0 | 0 | 0 | 0 | 0 | 0 | 0 | 0 | 0 | 0
F4_Commercial_Grocery_Existing_Food Preparation_Natural Gas_Broiler_E9 | F4 | Commercial | Grocery | Existing | Food Preparation | Natural Gas | Broiler | E9 | PCT BC Ratio | 0 | 0 | 0 | 0 | 0 | 0 | 0 | 0 | 0 | 0 | 0 | 0 | 0 | 0 | 0 | 0 | 0 | 0 | 0 | 0 | 0 | 0 | 0 | 0 | 0 | 0 | 0 | 0 | 0 | 0 | 0
F4_Commercial_Grocery_Existing_Food Preparation_Natural Gas_Broiler_E10 | F4 | Commercial | Grocery | Existing | Food Preparation | Natural Gas | Broiler | E10 | PCT BC Ratio | 0 | 0 | 0 | 0 | 0 | 0 | 0 | 0 | 0 | 0 | 0 | 0 | 0 | 0 | 0 | 0 | 0 | 0 | 0 | 0 | 0 | 0 | 0 | 0 | 0 | 0 | 0 | 0 | 0 | 0 | 0
F5_Commercial_Grocery_Existing_Food Preparation_Natural Gas_Broiler_E1 | F5 | Commercial | Grocery | Existing | Food Preparation | Natural Gas | Broiler | E1 | RIM BC Ratio | 0.9 | 0.9 | 0.9 | 0.9 | 0.9 | 0.9 | 0.9 | 0.9 | 0.9 | 0.9 | 0.9 | 0.9 | 0.9 | 0.9 | 0.9 | 0.9 | 0.9 | 0.9 | 0.9 | 0.9 | 0.9 | 0.9 | 0.9 | 0.9 | 0.9 | 0.9 | 0.9 | 0.9 | 0.9 | 0.9 | 0.9
F5_Commercial_Grocery_Existing_Food Preparation_Natural Gas_Broiler_E2 | F5 | Commercial | Grocery | Existing | Food Preparation | Natural Gas | Broiler | E2 | RIM BC Ratio | 0.51458 | 0.5176 | 0.51976 | 0.51866 | 0.51886 | 0.50717 | 0.49682 | 0.49075 | 0.48817 | 0.49553 | 0.50472 | 0.51381 | 0.49684 | 0.50836 | 0.50904 | 0.50804 | 0.50823 | 0.50884 | 0.505 | 0.50733 | 0.50888 | 0.51103 | 0.51377 | 0.37172 | 0.36766 | 0.36378 | 0.36005 | 0.35645 | 0.35295 | 0.34953 | 0.34617
F5_Commercial_Grocery_Existing_Food Preparation_Natural Gas_Broiler_E3 | F5 | Commercial | Grocery | Existing | Food Preparation | Natural Gas | Broiler | E3 | RIM BC Ratio | 0 | 0 | 0 | 0 | 0 | 0 | 0 | 0 | 0 | 0 | 0 | 0 | 0 | 0 | 0 | 0 | 0 | 0 | 0 | 0 | 0 | 0 | 0 | 0 | 0 | 0 | 0 | 0 | 0 | 0 | 0
F5_Commercial_Grocery_Existing_Food Preparation_Natural Gas_Broiler_E4 | F5 | Commercial | Grocery | Existing | Food Preparation | Natural Gas | Broiler | E4 | RIM BC Ratio | 0 | 0 | 0 | 0 | 0 | 0 | 0 | 0 | 0 | 0 | 0 | 0 | 0 | 0 | 0 | 0 | 0 | 0 | 0 | 0 | 0 | 0 | 0 | 0 | 0 | 0 | 0 | 0 | 0 | 0 | 0
F5_Commercial_Grocery_Existing_Food Preparation_Natural Gas_Broiler_E5 | F5 | Commercial | Grocery | Existing | Food Preparation | Natural Gas | Broiler | E5 | RIM BC Ratio | 0 | 0 | 0 | 0 | 0 | 0 | 0 | 0 | 0 | 0 | 0 | 0 | 0 | 0 | 0 | 0 | 0 | 0 | 0 | 0 | 0 | 0 | 0 | 0 | 0 | 0 | 0 | 0 | 0 | 0 | 0
F5_Commercial_Grocery_Existing_Food Preparation_Natural Gas_Broiler_E6 | F5 | Commercial | Grocery | Existing | Food Preparation | Natural Gas | Broiler | E6 | RIM BC Ratio | 0 | 0 | 0 | 0 | 0 | 0 | 0 | 0 | 0 | 0 | 0 | 0 | 0 | 0 | 0 | 0 | 0 | 0 | 0 | 0 | 0 | 0 | 0 | 0 | 0 | 0 | 0 | 0 | 0 | 0 | 0
F5_Commercial_Grocery_Existing_Food Preparation_Natural Gas_Broiler_E7 | F5 | Commercial | Grocery | Existing | Food Preparation | Natural Gas | Broiler | E7 | RIM BC Ratio | 0 | 0 | 0 | 0 | 0 | 0 | 0 | 0 | 0 | 0 | 0 | 0 | 0 | 0 | 0 | 0 | 0 | 0 | 0 | 0 | 0 | 0 | 0 | 0 | 0 | 0 | 0 | 0 | 0 | 0 | 0
F5_Commercial_Grocery_Existing_Food Preparation_Natural Gas_Broiler_E8 | F5 | Commercial | Grocery | Existing | Food Preparation | Natural Gas | Broiler | E8 | RIM BC Ratio | 0 | 0 | 0 | 0 | 0 | 0 | 0 | 0 | 0 | 0 | 0 | 0 | 0 | 0 | 0 | 0 | 0 | 0 | 0 | 0 | 0 | 0 | 0 | 0 | 0 | 0 | 0 | 0 | 0 | 0 | 0
F5_Commercial_Grocery_Existing_Food Preparation_Natural Gas_Broiler_E9 | F5 | Commercial | Grocery | Existing | Food Preparation | Natural Gas | Broiler | E9 | RIM BC Ratio | 0 | 0 | 0 | 0 | 0 | 0 | 0 | 0 | 0 | 0 | 0 | 0 | 0 | 0 | 0 | 0 | 0 | 0 | 0 | 0 | 0 | 0 | 0 | 0 | 0 | 0 | 0 | 0 | 0 | 0 | 0
F5_Commercial_Grocery_Existing_Food Preparation_Natural Gas_Broiler_E10 | F5 | Commercial | Grocery | Existing | Food Preparation | Natural Gas | Broiler | E10 | RIM BC Ratio | 0 | 0 | 0 | 0 | 0 | 0 | 0 | 0 | 0 | 0 | 0 | 0 | 0 | 0 | 0 | 0 | 0 | 0 | 0 | 0 | 0 | 0 | 0 | 0 | 0 | 0 | 0 | 0 | 0 | 0 | 0
F0_Commercial_Grocery_Existing_Food Preparation_Natural Gas_Griddle_E0 | F0 | Commercial | Grocery | Existing | Food Preparation | Natural Gas | Griddle | E0 | Economic Unit | ENERGY STAR | ENERGY STAR | ENERGY STAR | ENERGY STAR | ENERGY STAR | ENERGY STAR | ENERGY STAR | ENERGY STAR | ENERGY STAR | ENERGY STAR | ENERGY STAR | ENERGY STAR | ENERGY STAR | ENERGY STAR | ENERGY STAR | ENERGY STAR | ENERGY STAR | ENERGY STAR | ENERGY STAR | ENERGY STAR | ENERGY STAR | ENERGY STAR | ENERGY STAR | Standard | Standard | Standard | Standard | Standard | Standard | Standard | Standard
F1_Commercial_Grocery_Existing_Food Preparation_Natural Gas_Griddle_E1 | F1 | Commercial | Grocery | Existing | Food Preparation | Natural Gas | Griddle | E1 | CCE | 0 | 0 | 0 | 0 | 0 | 0 | 0 | 0 | 0 | 0 | 0 | 0 | 0 | 0 | 0 | 0 | 0 | 0 | 0 | 0 | 0 | 0 | 0 | 0 | 0 | 0 | 0 | 0 | 0 | 0 | 0
F1_Commercial_Grocery_Existing_Food Preparation_Natural Gas_Griddle_E2 | F1 | Commercial | Grocery | Existing | Food Preparation | Natural Gas | Griddle | E2 | CCE | 0.005722 | 0.0055009 | 0.0055271 | 0.0055849 | 0.0055849 | 0.0055849 | 0.0055849 | 0.0055849 | 0.0055849 | 0.0055849 | 0.0055849 | 0.0055849 | 0.0055849 | 0.0055849 | 0.0055849 | 0.0055849 | 0.0055849 | 0.0055849 | 0.0055849 | 0.0055849 | 0.0055849 | 0.0055849 | 0.0055849 | 0.0055849 | 0.0055849 | 0.0055849 | 0.0055849 | 0.0055849 | 0.0055849 | 0.0055849 | 0.0055849
F1_Commercial_Grocery_Existing_Food Preparation_Natural Gas_Griddle_E3 | F1 | Commercial | Grocery | Existing | Food Preparation | Natural Gas | Griddle | E3 | CCE | 0 | 0 | 0 | 0 | 0 | 0 | 0 | 0 | 0 | 0 | 0 | 0 | 0 | 0 | 0 | 0 | 0 | 0 | 0 | 0 | 0 | 0 | 0 | 0 | 0 | 0 | 0 | 0 | 0 | 0 | 0
F1_Commercial_Grocery_Existing_Food Preparation_Natural Gas_Griddle_E4 | F1 | Commercial | Grocery | Existing | Food Preparation | Natural Gas | Griddle | E4 | CCE | 0 | 0 | 0 | 0 | 0 | 0 | 0 | 0 | 0 | 0 | 0 | 0 | 0 | 0 | 0 | 0 | 0 | 0 | 0 | 0 | 0 | 0 | 0 | 0 | 0 | 0 | 0 | 0 | 0 | 0 | 0
F1_Commercial_Grocery_Existing_Food Preparation_Natural Gas_Griddle_E5 | F1 | Commercial | Grocery | Existing | Food Preparation | Natural Gas | Griddle | E5 | CCE | 0 | 0 | 0 | 0 | 0 | 0 | 0 | 0 | 0 | 0 | 0 | 0 | 0 | 0 | 0 | 0 | 0 | 0 | 0 | 0 | 0 | 0 | 0 | 0 | 0 | 0 | 0 | 0 | 0 | 0 | 0
F1_Commercial_Grocery_Existing_Food Preparation_Natural Gas_Griddle_E6 | F1 | Commercial | Grocery | Existing | Food Preparation | Natural Gas | Griddle | E6 | CCE | 0 | 0 | 0 | 0 | 0 | 0 | 0 | 0 | 0 | 0 | 0 | 0 | 0 | 0 | 0 | 0 | 0 | 0 | 0 | 0 | 0 | 0 | 0 | 0 | 0 | 0 | 0 | 0 | 0 | 0 | 0
F1_Commercial_Grocery_Existing_Food Preparation_Natural Gas_Griddle_E7 | F1 | Commercial | Grocery | Existing | Food Preparation | Natural Gas | Griddle | E7 | CCE | 0 | 0 | 0 | 0 | 0 | 0 | 0 | 0 | 0 | 0 | 0 | 0 | 0 | 0 | 0 | 0 | 0 | 0 | 0 | 0 | 0 | 0 | 0 | 0 | 0 | 0 | 0 | 0 | 0 | 0 | 0
F1_Commercial_Grocery_Existing_Food Preparation_Natural Gas_Griddle_E8 | F1 | Commercial | Grocery | Existing | Food Preparation | Natural Gas | Griddle | E8 | CCE | 0 | 0 | 0 | 0 | 0 | 0 | 0 | 0 | 0 | 0 | 0 | 0 | 0 | 0 | 0 | 0 | 0 | 0 | 0 | 0 | 0 | 0 | 0 | 0 | 0 | 0 | 0 | 0 | 0 | 0 | 0
F1_Commercial_Grocery_Existing_Food Preparation_Natural Gas_Griddle_E9 | F1 | Commercial | Grocery | Existing | Food Preparation | Natural Gas | Griddle | E9 | CCE | 0 | 0 | 0 | 0 | 0 | 0 | 0 | 0 | 0 | 0 | 0 | 0 | 0 | 0 | 0 | 0 | 0 | 0 | 0 | 0 | 0 | 0 | 0 | 0 | 0 | 0 | 0 | 0 | 0 | 0 | 0
F1_Commercial_Grocery_Existing_Food Preparation_Natural Gas_Griddle_E10 | F1 | Commercial | Grocery | Existing | Food Preparation | Natural Gas | Griddle | E10 | CCE | 0 | 0 | 0 | 0 | 0 | 0 | 0 | 0 | 0 | 0 | 0 | 0 | 0 | 0 | 0 | 0 | 0 | 0 | 0 | 0 | 0 | 0 | 0 | 0 | 0 | 0 | 0 | 0 | 0 | 0 | 0
F2_Commercial_Grocery_Existing_Food Preparation_Natural Gas_Griddle_E1 | F2 | Commercial | Grocery | Existing | Food Preparation | Natural Gas | Griddle | E1 | TRC BC Ratio | 0.9 | 0.9 | 0.9 | 0.9 | 0.9 | 0.9 | 0.9 | 0.9 | 0.9 | 0.9 | 0.9 | 0.9 | 0.9 | 0.9 | 0.9 | 0.9 | 0.9 | 0.9 | 0.9 | 0.9 | 0.9 | 0.9 | 0.9 | 0.9 | 0.9 | 0.9 | 0.9 | 0.9 | 0.9 | 0.9 | 0.9
F2_Commercial_Grocery_Existing_Food Preparation_Natural Gas_Griddle_E2 | F2 | Commercial | Grocery | Existing | Food Preparation | Natural Gas | Griddle | E2 | TRC BC Ratio | 1.796 | 1.8237 | 1.8438 | 1.8336 | 1.8354 | 1.73 | 1.6428 | 1.5942 | 1.574 | 1.6323 | 1.7089 | 1.789 | 1.643 | 1.7404 | 1.7464 | 1.7377 | 1.7393 | 1.7446 | 1.7113 | 1.7314 | 1.745 | 1.764 | 1.7886 | 0.89704 | 0.87953 | 0.86307 | 0.84752 | 0.83272 | 0.81854 | 0.80489 | 0.79167
F2_Commercial_Grocery_Existing_Food Preparation_Natural Gas_Griddle_E3 | F2 | Commercial | Grocery | Existing | Food Preparation | Natural Gas | Griddle | E3 | TRC BC Ratio | 0 | 0 | 0 | 0 | 0 | 0 | 0 | 0 | 0 | 0 | 0 | 0 | 0 | 0 | 0 | 0 | 0 | 0 | 0 | 0 | 0 | 0 | 0 | 0 | 0 | 0 | 0 | 0 | 0 | 0 | 0
F2_Commercial_Grocery_Existing_Food Preparation_Natural Gas_Griddle_E4 | F2 | Commercial | Grocery | Existing | Food Preparation | Natural Gas | Griddle | E4 | TRC BC Ratio | 0 | 0 | 0 | 0 | 0 | 0 | 0 | 0 | 0 | 0 | 0 | 0 | 0 | 0 | 0 | 0 | 0 | 0 | 0 | 0 | 0 | 0 | 0 | 0 | 0 | 0 | 0 | 0 | 0 | 0 | 0
F2_Commercial_Grocery_Existing_Food Preparation_Natural Gas_Griddle_E5 | F2 | Commercial | Grocery | Existing | Food Preparation | Natural Gas | Griddle | E5 | TRC BC Ratio | 0 | 0 | 0 | 0 | 0 | 0 | 0 | 0 | 0 | 0 | 0 | 0 | 0 | 0 | 0 | 0 | 0 | 0 | 0 | 0 | 0 | 0 | 0 | 0 | 0 | 0 | 0 | 0 | 0 | 0 | 0
F2_Commercial_Grocery_Existing_Food Preparation_Natural Gas_Griddle_E6 | F2 | Commercial | Grocery | Existing | Food Preparation | Natural Gas | Griddle | E6 | TRC BC Ratio | 0 | 0 | 0 | 0 | 0 | 0 | 0 | 0 | 0 | 0 | 0 | 0 | 0 | 0 | 0 | 0 | 0 | 0 | 0 | 0 | 0 | 0 | 0 | 0 | 0 | 0 | 0 | 0 | 0 | 0 | 0
F2_Commercial_Grocery_Existing_Food Preparation_Natural Gas_Griddle_E7 | F2 | Commercial | Grocery | Existing | Food Preparation | Natural Gas | Griddle | E7 | TRC BC Ratio | 0 | 0 | 0 | 0 | 0 | 0 | 0 | 0 | 0 | 0 | 0 | 0 | 0 | 0 | 0 | 0 | 0 | 0 | 0 | 0 | 0 | 0 | 0 | 0 | 0 | 0 | 0 | 0 | 0 | 0 | 0
F2_Commercial_Grocery_Existing_Food Preparation_Natural Gas_Griddle_E8 | F2 | Commercial | Grocery | Existing | Food Preparation | Natural Gas | Griddle | E8 | TRC BC Ratio | 0 | 0 | 0 | 0 | 0 | 0 | 0 | 0 | 0 | 0 | 0 | 0 | 0 | 0 | 0 | 0 | 0 | 0 | 0 | 0 | 0 | 0 | 0 | 0 | 0 | 0 | 0 | 0 | 0 | 0 | 0
F2_Commercial_Grocery_Existing_Food Preparation_Natural Gas_Griddle_E9 | F2 | Commercial | Grocery | Existing | Food Preparation | Natural Gas | Griddle | E9 | TRC BC Ratio | 0 | 0 | 0 | 0 | 0 | 0 | 0 | 0 | 0 | 0 | 0 | 0 | 0 | 0 | 0 | 0 | 0 | 0 | 0 | 0 | 0 | 0 | 0 | 0 | 0 | 0 | 0 | 0 | 0 | 0 | 0
F2_Commercial_Grocery_Existing_Food Preparation_Natural Gas_Griddle_E10 | F2 | Commercial | Grocery | Existing | Food Preparation | Natural Gas | Griddle | E10 | TRC BC Ratio | 0 | 0 | 0 | 0 | 0 | 0 | 0 | 0 | 0 | 0 | 0 | 0 | 0 | 0 | 0 | 0 | 0 | 0 | 0 | 0 | 0 | 0 | 0 | 0 | 0 | 0 | 0 | 0 | 0 | 0 | 0
F3_Commercial_Grocery_Existing_Food Preparation_Natural Gas_Griddle_E1 | F3 | Commercial | Grocery | Existing | Food Preparation | Natural Gas | Griddle | E1 | PACT BC Ratio | 0.9 | 0.9 | 0.9 | 0.9 | 0.9 | 0.9 | 0.9 | 0.9 | 0.9 | 0.9 | 0.9 | 0.9 | 0.9 | 0.9 | 0.9 | 0.9 | 0.9 | 0.9 | 0.9 | 0.9 | 0.9 | 0.9 | 0.9 | 0.9 | 0.9 | 0.9 | 0.9 | 0.9 | 0.9 | 0.9 | 0.9
F3_Commercial_Grocery_Existing_Food Preparation_Natural Gas_Griddle_E2 | F3 | Commercial | Grocery | Existing | Food Preparation | Natural Gas | Griddle | E2 | PACT BC Ratio | 1.796 | 1.8237 | 1.8438 | 1.8336 | 1.8354 | 1.73 | 1.6428 | 1.5942 | 1.574 | 1.6323 | 1.7089 | 1.789 | 1.643 | 1.7404 | 1.7464 | 1.7377 | 1.7393 | 1.7446 | 1.7113 | 1.7314 | 1.745 | 1.764 | 1.7886 | 0.89704 | 0.87953 | 0.86307 | 0.84752 | 0.83272 | 0.81854 | 0.80489 | 0.79167
F3_Commercial_Grocery_Existing_Food Preparation_Natural Gas_Griddle_E3 | F3 | Commercial | Grocery | Existing | Food Preparation | Natural Gas | Griddle | E3 | PACT BC Ratio | 0 | 0 | 0 | 0 | 0 | 0 | 0 | 0 | 0 | 0 | 0 | 0 | 0 | 0 | 0 | 0 | 0 | 0 | 0 | 0 | 0 | 0 | 0 | 0 | 0 | 0 | 0 | 0 | 0 | 0 | 0
F3_Commercial_Grocery_Existing_Food Preparation_Natural Gas_Griddle_E4 | F3 | Commercial | Grocery | Existing | Food Preparation | Natural Gas | Griddle | E4 | PACT BC Ratio | 0 | 0 | 0 | 0 | 0 | 0 | 0 | 0 | 0 | 0 | 0 | 0 | 0 | 0 | 0 | 0 | 0 | 0 | 0 | 0 | 0 | 0 | 0 | 0 | 0 | 0 | 0 | 0 | 0 | 0 | 0
F3_Commercial_Grocery_Existing_Food Preparation_Natural Gas_Griddle_E5 | F3 | Commercial | Grocery | Existing | Food Preparation | Natural Gas | Griddle | E5 | PACT BC Ratio | 0 | 0 | 0 | 0 | 0 | 0 | 0 | 0 | 0 | 0 | 0 | 0 | 0 | 0 | 0 | 0 | 0 | 0 | 0 | 0 | 0 | 0 | 0 | 0 | 0 | 0 | 0 | 0 | 0 | 0 | 0
F3_Commercial_Grocery_Existing_Food Preparation_Natural Gas_Griddle_E6 | F3 | Commercial | Grocery | Existing | Food Preparation | Natural Gas | Griddle | E6 | PACT BC Ratio | 0 | 0 | 0 | 0 | 0 | 0 | 0 | 0 | 0 | 0 | 0 | 0 | 0 | 0 | 0 | 0 | 0 | 0 | 0 | 0 | 0 | 0 | 0 | 0 | 0 | 0 | 0 | 0 | 0 | 0 | 0
F3_Commercial_Grocery_Existing_Food Preparation_Natural Gas_Griddle_E7 | F3 | Commercial | Grocery | Existing | Food Preparation | Natural Gas | Griddle | E7 | PACT BC Ratio | 0 | 0 | 0 | 0 | 0 | 0 | 0 | 0 | 0 | 0 | 0 | 0 | 0 | 0 | 0 | 0 | 0 | 0 | 0 | 0 | 0 | 0 | 0 | 0 | 0 | 0 | 0 | 0 | 0 | 0 | 0
F3_Commercial_Grocery_Existing_Food Preparation_Natural Gas_Griddle_E8 | F3 | Commercial | Grocery | Existing | Food Preparation | Natural Gas | Griddle | E8 | PACT BC Ratio | 0 | 0 | 0 | 0 | 0 | 0 | 0 | 0 | 0 | 0 | 0 | 0 | 0 | 0 | 0 | 0 | 0 | 0 | 0 | 0 | 0 | 0 | 0 | 0 | 0 | 0 | 0 | 0 | 0 | 0 | 0
F3_Commercial_Grocery_Existing_Food Preparation_Natural Gas_Griddle_E9 | F3 | Commercial | Grocery | Existing | Food Preparation | Natural Gas | Griddle | E9 | PACT BC Ratio | 0 | 0 | 0 | 0 | 0 | 0 | 0 | 0 | 0 | 0 | 0 | 0 | 0 | 0 | 0 | 0 | 0 | 0 | 0 | 0 | 0 | 0 | 0 | 0 | 0 | 0 | 0 | 0 | 0 | 0 | 0
F3_Commercial_Grocery_Existing_Food Preparation_Natural Gas_Griddle_E10 | F3 | Commercial | Grocery | Existing | Food Preparation | Natural Gas | Griddle | E10 | PACT BC Ratio | 0 | 0 | 0 | 0 | 0 | 0 | 0 | 0 | 0 | 0 | 0 | 0 | 0 | 0 | 0 | 0 | 0 | 0 | 0 | 0 | 0 | 0 | 0 | 0 | 0 | 0 | 0 | 0 | 0 | 0 | 0
F4_Commercial_Grocery_Existing_Food Preparation_Natural Gas_Griddle_E1 | F4 | Commercial | Grocery | Existing | Food Preparation | Natural Gas | Griddle | E1 | PCT BC Ratio | 0.9 | 0.9 | 0.9 | 0.9 | 0.9 | 0.9 | 0.9 | 0.9 | 0.9 | 0.9 | 0.9 | 0.9 | 0.9 | 0.9 | 0.9 | 0.9 | 0.9 | 0.9 | 0.9 | 0.9 | 0.9 | 0.9 | 0.9 | 0.9 | 0.9 | 0.9 | 0.9 | 0.9 | 0.9 | 0.9 | 0.9
F4_Commercial_Grocery_Existing_Food Preparation_Natural Gas_Griddle_E2 | F4 | Commercial | Grocery | Existing | Food Preparation | Natural Gas | Griddle | E2 | PCT BC Ratio | 5.5186 | 5.5883 | 5.639 | 5.6131 | 5.6178 | 5.3526 | 5.1333 | 5.0108 | 4.96 | 5.1068 | 5.2995 | 5.501 | 5.1337 | 5.3789 | 5.3938 | 5.3719 | 5.3759 | 5.3893 | 5.3055 | 5.3561 | 5.3902 | 5.4382 | 5.5 | 3.2569 | 3.2128 | 3.1714 | 3.1323 | 3.0951 | 3.0594 | 3.0251 | 2.9918
F4_Commercial_Grocery_Existing_Food Preparation_Natural Gas_Griddle_E3 | F4 | Commercial | Grocery | Existing | Food Preparation | Natural Gas | Griddle | E3 | PCT BC Ratio | 0 | 0 | 0 | 0 | 0 | 0 | 0 | 0 | 0 | 0 | 0 | 0 | 0 | 0 | 0 | 0 | 0 | 0 | 0 | 0 | 0 | 0 | 0 | 0 | 0 | 0 | 0 | 0 | 0 | 0 | 0
F4_Commercial_Grocery_Existing_Food Preparation_Natural Gas_Griddle_E4 | F4 | Commercial | Grocery | Existing | Food Preparation | Natural Gas | Griddle | E4 | PCT BC Ratio | 0 | 0 | 0 | 0 | 0 | 0 | 0 | 0 | 0 | 0 | 0 | 0 | 0 | 0 | 0 | 0 | 0 | 0 | 0 | 0 | 0 | 0 | 0 | 0 | 0 | 0 | 0 | 0 | 0 | 0 | 0
F4_Commercial_Grocery_Existing_Food Preparation_Natural Gas_Griddle_E5 | F4 | Commercial | Grocery | Existing | Food Preparation | Natural Gas | Griddle | E5 | PCT BC Ratio | 0 | 0 | 0 | 0 | 0 | 0 | 0 | 0 | 0 | 0 | 0 | 0 | 0 | 0 | 0 | 0 | 0 | 0 | 0 | 0 | 0 | 0 | 0 | 0 | 0 | 0 | 0 | 0 | 0 | 0 | 0
F4_Commercial_Grocery_Existing_Food Preparation_Natural Gas_Griddle_E6 | F4 | Commercial | Grocery | Existing | Food Preparation | Natural Gas | Griddle | E6 | PCT BC Ratio | 0 | 0 | 0 | 0 | 0 | 0 | 0 | 0 | 0 | 0 | 0 | 0 | 0 | 0 | 0 | 0 | 0 | 0 | 0 | 0 | 0 | 0 | 0 | 0 | 0 | 0 | 0 | 0 | 0 | 0 | 0
F4_Commercial_Grocery_Existing_Food Preparation_Natural Gas_Griddle_E7 | F4 | Commercial | Grocery | Existing | Food Preparation | Natural Gas | Griddle | E7 | PCT BC Ratio | 0 | 0 | 0 | 0 | 0 | 0 | 0 | 0 | 0 | 0 | 0 | 0 | 0 | 0 | 0 | 0 | 0 | 0 | 0 | 0 | 0 | 0 | 0 | 0 | 0 | 0 | 0 | 0 | 0 | 0 | 0
F4_Commercial_Grocery_Existing_Food Preparation_Natural Gas_Griddle_E8 | F4 | Commercial | Grocery | Existing | Food Preparation | Natural Gas | Griddle | E8 | PCT BC Ratio | 0 | 0 | 0 | 0 | 0 | 0 | 0 | 0 | 0 | 0 | 0 | 0 | 0 | 0 | 0 | 0 | 0 | 0 | 0 | 0 | 0 | 0 | 0 | 0 | 0 | 0 | 0 | 0 | 0 | 0 | 0
F4_Commercial_Grocery_Existing_Food Preparation_Natural Gas_Griddle_E9 | F4 | Commercial | Grocery | Existing | Food Preparation | Natural Gas | Griddle | E9 | PCT BC Ratio | 0 | 0 | 0 | 0 | 0 | 0 | 0 | 0 | 0 | 0 | 0 | 0 | 0 | 0 | 0 | 0 | 0 | 0 | 0 | 0 | 0 | 0 | 0 | 0 | 0 | 0 | 0 | 0 | 0 | 0 | 0
F4_Commercial_Grocery_Existing_Food Preparation_Natural Gas_Griddle_E10 | F4 | Commercial | Grocery | Existing | Food Preparation | Natural Gas | Griddle | E10 | PCT BC Ratio | 0 | 0 | 0 | 0 | 0 | 0 | 0 | 0 | 0 | 0 | 0 | 0 | 0 | 0 | 0 | 0 | 0 | 0 | 0 | 0 | 0 | 0 | 0 | 0 | 0 | 0 | 0 | 0 | 0 | 0 | 0
F5_Commercial_Grocery_Existing_Food Preparation_Natural Gas_Griddle_E1 | F5 | Commercial | Grocery | Existing | Food Preparation | Natural Gas | Griddle | E1 | RIM BC Ratio | 0.9 | 0.9 | 0.9 | 0.9 | 0.9 | 0.9 | 0.9 | 0.9 | 0.9 | 0.9 | 0.9 | 0.9 | 0.9 | 0.9 | 0.9 | 0.9 | 0.9 | 0.9 | 0.9 | 0.9 | 0.9 | 0.9 | 0.9 | 0.9 | 0.9 | 0.9 | 0.9 | 0.9 | 0.9 | 0.9 | 0.9
F5_Commercial_Grocery_Existing_Food Preparation_Natural Gas_Griddle_E2 | F5 | Commercial | Grocery | Existing | Food Preparation | Natural Gas | Griddle | E2 | RIM BC Ratio | 0.56985 | 0.57261 | 0.57458 | 0.57358 | 0.57376 | 0.56303 | 0.55347 | 0.54784 | 0.54543 | 0.55227 | 0.56078 | 0.56914 | 0.55349 | 0.56413 | 0.56476 | 0.56384 | 0.56401 | 0.56457 | 0.56103 | 0.56318 | 0.56461 | 0.56659 | 0.5691 | 0.43237 | 0.42826 | 0.42432 | 0.42052 | 0.41685 | 0.41327 | 0.40976 | 0.4063
F5_Commercial_Grocery_Existing_Food Preparation_Natural Gas_Griddle_E3 | F5 | Commercial | Grocery | Existing | Food Preparation | Natural Gas | Griddle | E3 | RIM BC Ratio | 0 | 0 | 0 | 0 | 0 | 0 | 0 | 0 | 0 | 0 | 0 | 0 | 0 | 0 | 0 | 0 | 0 | 0 | 0 | 0 | 0 | 0 | 0 | 0 | 0 | 0 | 0 | 0 | 0 | 0 | 0
F5_Commercial_Grocery_Existing_Food Preparation_Natural Gas_Griddle_E4 | F5 | Commercial | Grocery | Existing | Food Preparation | Natural Gas | Griddle | E4 | RIM BC Ratio | 0 | 0 | 0 | 0 | 0 | 0 | 0 | 0 | 0 | 0 | 0 | 0 | 0 | 0 | 0 | 0 | 0 | 0 | 0 | 0 | 0 | 0 | 0 | 0 | 0 | 0 | 0 | 0 | 0 | 0 | 0
F5_Commercial_Grocery_Existing_Food Preparation_Natural Gas_Griddle_E5 | F5 | Commercial | Grocery | Existing | Food Preparation | Natural Gas | Griddle | E5 | RIM BC Ratio | 0 | 0 | 0 | 0 | 0 | 0 | 0 | 0 | 0 | 0 | 0 | 0 | 0 | 0 | 0 | 0 | 0 | 0 | 0 | 0 | 0 | 0 | 0 | 0 | 0 | 0 | 0 | 0 | 0 | 0 | 0
F5_Commercial_Grocery_Existing_Food Preparation_Natural Gas_Griddle_E6 | F5 | Commercial | Grocery | Existing | Food Preparation | Natural Gas | Griddle | E6 | RIM BC Ratio | 0 | 0 | 0 | 0 | 0 | 0 | 0 | 0 | 0 | 0 | 0 | 0 | 0 | 0 | 0 | 0 | 0 | 0 | 0 | 0 | 0 | 0 | 0 | 0 | 0 | 0 | 0 | 0 | 0 | 0 | 0
F5_Commercial_Grocery_Existing_Food Preparation_Natural Gas_Griddle_E7 | F5 | Commercial | Grocery | Existing | Food Preparation | Natural Gas | Griddle | E7 | RIM BC Ratio | 0 | 0 | 0 | 0 | 0 | 0 | 0 | 0 | 0 | 0 | 0 | 0 | 0 | 0 | 0 | 0 | 0 | 0 | 0 | 0 | 0 | 0 | 0 | 0 | 0 | 0 | 0 | 0 | 0 | 0 | 0
F5_Commercial_Grocery_Existing_Food Preparation_Natural Gas_Griddle_E8 | F5 | Commercial | Grocery | Existing | Food Preparation | Natural Gas | Griddle | E8 | RIM BC Ratio | 0 | 0 | 0 | 0 | 0 | 0 | 0 | 0 | 0 | 0 | 0 | 0 | 0 | 0 | 0 | 0 | 0 | 0 | 0 | 0 | 0 | 0 | 0 | 0 | 0 | 0 | 0 | 0 | 0 | 0 | 0
F5_Commercial_Grocery_Existing_Food Preparation_Natural Gas_Griddle_E9 | F5 | Commercial | Grocery | Existing | Food Preparation | Natural Gas | Griddle | E9 | RIM BC Ratio | 0 | 0 | 0 | 0 | 0 | 0 | 0 | 0 | 0 | 0 | 0 | 0 | 0 | 0 | 0 | 0 | 0 | 0 | 0 | 0 | 0 | 0 | 0 | 0 | 0 | 0 | 0 | 0 | 0 | 0 | 0
F5_Commercial_Grocery_Existing_Food Preparation_Natural Gas_Griddle_E10 | F5 | Commercial | Grocery | Existing | Food Preparation | Natural Gas | Griddle | E10 | RIM BC Ratio | 0 | 0 | 0 | 0 | 0 | 0 | 0 | 0 | 0 | 0 | 0 | 0 | 0 | 0 | 0 | 0 | 0 | 0 | 0 | 0 | 0 | 0 | 0 | 0 | 0 | 0 | 0 | 0 | 0 | 0 | 0
F0_Commercial_Grocery_Existing_Food Preparation_Natural Gas_Range_E0 | F0 | Commercial | Grocery | Existing | Food Preparation | Natural Gas | Range | E0 | Economic Unit | High Efficiency | High Efficiency | High Efficiency | High Efficiency | High Efficiency | High Efficiency | High Efficiency | High Efficiency | High Efficiency | High Efficiency | High Efficiency | High Efficiency | High Efficiency | High Efficiency | High Efficiency | High Efficiency | High Efficiency | High Efficiency | High Efficiency | High Efficiency | High Efficiency | High Efficiency | High Efficiency | High Efficiency | High Efficiency | High Efficiency | High Efficiency | High Efficiency | High Efficiency | High Efficiency | High Efficiency
F1_Commercial_Grocery_Existing_Food Preparation_Natural Gas_Range_E1 | F1 | Commercial | Grocery | Existing | Food Preparation | Natural Gas | Range | E1 | CCE | 0 | 0 | 0 | 0 | 0 | 0 | 0 | 0 | 0 | 0 | 0 | 0 | 0 | 0 | 0 | 0 | 0 | 0 | 0 | 0 | 0 | 0 | 0 | 0 | 0 | 0 | 0 | 0 | 0 | 0 | 0
F1_Commercial_Grocery_Existing_Food Preparation_Natural Gas_Range_E2 | F1 | Commercial | Grocery | Existing | Food Preparation | Natural Gas | Range | E2 | CCE | 9.6499e-06 | 9.277e-06 | 9.3212e-06 | 9.4186e-06 | 9.4186e-06 | 9.4186e-06 | 9.4186e-06 | 9.4186e-06 | 9.4186e-06 | 9.4186e-06 | 9.4186e-06 | 9.4186e-06 | 9.4186e-06 | 9.4186e-06 | 9.4186e-06 | 9.4186e-06 | 9.4186e-06 | 9.4186e-06 | 9.4186e-06 | 9.4186e-06 | 9.4186e-06 | 9.4186e-06 | 9.4186e-06 | 9.4186e-06 | 9.4186e-06 | 9.4186e-06 | 9.4186e-06 | 9.4186e-06 | 9.4186e-06 | 9.4186e-06 | 9.4186e-06
F1_Commercial_Grocery_Existing_Food Preparation_Natural Gas_Range_E3 | F1 | Commercial | Grocery | Existing | Food Preparation | Natural Gas | Range | E3 | CCE | 0 | 0 | 0 | 0 | 0 | 0 | 0 | 0 | 0 | 0 | 0 | 0 | 0 | 0 | 0 | 0 | 0 | 0 | 0 | 0 | 0 | 0 | 0 | 0 | 0 | 0 | 0 | 0 | 0 | 0 | 0
F1_Commercial_Grocery_Existing_Food Preparation_Natural Gas_Range_E4 | F1 | Commercial | Grocery | Existing | Food Preparation | Natural Gas | Range | E4 | CCE | 0 | 0 | 0 | 0 | 0 | 0 | 0 | 0 | 0 | 0 | 0 | 0 | 0 | 0 | 0 | 0 | 0 | 0 | 0 | 0 | 0 | 0 | 0 | 0 | 0 | 0 | 0 | 0 | 0 | 0 | 0
F1_Commercial_Grocery_Existing_Food Preparation_Natural Gas_Range_E5 | F1 | Commercial | Grocery | Existing | Food Preparation | Natural Gas | Range | E5 | CCE | 0 | 0 | 0 | 0 | 0 | 0 | 0 | 0 | 0 | 0 | 0 | 0 | 0 | 0 | 0 | 0 | 0 | 0 | 0 | 0 | 0 | 0 | 0 | 0 | 0 | 0 | 0 | 0 | 0 | 0 | 0
F1_Commercial_Grocery_Existing_Food Preparation_Natural Gas_Range_E6 | F1 | Commercial | Grocery | Existing | Food Preparation | Natural Gas | Range | E6 | CCE | 0 | 0 | 0 | 0 | 0 | 0 | 0 | 0 | 0 | 0 | 0 | 0 | 0 | 0 | 0 | 0 | 0 | 0 | 0 | 0 | 0 | 0 | 0 | 0 | 0 | 0 | 0 | 0 | 0 | 0 | 0
F1_Commercial_Grocery_Existing_Food Preparation_Natural Gas_Range_E7 | F1 | Commercial | Grocery | Existing | Food Preparation | Natural Gas | Range | E7 | CCE | 0 | 0 | 0 | 0 | 0 | 0 | 0 | 0 | 0 | 0 | 0 | 0 | 0 | 0 | 0 | 0 | 0 | 0 | 0 | 0 | 0 | 0 | 0 | 0 | 0 | 0 | 0 | 0 | 0 | 0 | 0
F1_Commercial_Grocery_Existing_Food Preparation_Natural Gas_Range_E8 | F1 | Commercial | Grocery | Existing | Food Preparation | Natural Gas | Range | E8 | CCE | 0 | 0 | 0 | 0 | 0 | 0 | 0 | 0 | 0 | 0 | 0 | 0 | 0 | 0 | 0 | 0 | 0 | 0 | 0 | 0 | 0 | 0 | 0 | 0 | 0 | 0 | 0 | 0 | 0 | 0 | 0
F1_Commercial_Grocery_Existing_Food Preparation_Natural Gas_Range_E9 | F1 | Commercial | Grocery | Existing | Food Preparation | Natural Gas | Range | E9 | CCE | 0 | 0 | 0 | 0 | 0 | 0 | 0 | 0 | 0 | 0 | 0 | 0 | 0 | 0 | 0 | 0 | 0 | 0 | 0 | 0 | 0 | 0 | 0 | 0 | 0 | 0 | 0 | 0 | 0 | 0 | 0
F1_Commercial_Grocery_Existing_Food Preparation_Natural Gas_Range_E10 | F1 | Commercial | Grocery | Existing | Food Preparation | Natural Gas | Range | E10 | CCE | 0 | 0 | 0 | 0 | 0 | 0 | 0 | 0 | 0 | 0 | 0 | 0 | 0 | 0 | 0 | 0 | 0 | 0 | 0 | 0 | 0 | 0 | 0 | 0 | 0 | 0 | 0 | 0 | 0 | 0 | 0
F2_Commercial_Grocery_Existing_Food Preparation_Natural Gas_Range_E1 | F2 | Commercial | Grocery | Existing | Food Preparation | Natural Gas | Range | E1 | TRC BC Ratio | 0.9 | 0.9 | 0.9 | 0.9 | 0.9 | 0.9 | 0.9 | 0.9 | 0.9 | 0.9 | 0.9 | 0.9 | 0.9 | 0.9 | 0.9 | 0.9 | 0.9 | 0.9 | 0.9 | 0.9 | 0.9 | 0.9 | 0.9 | 0.9 | 0.9 | 0.9 | 0.9 | 0.9 | 0.9 | 0.9 | 0.9
F2_Commercial_Grocery_Existing_Food Preparation_Natural Gas_Range_E2 | F2 | Commercial | Grocery | Existing | Food Preparation | Natural Gas | Range | E2 | TRC BC Ratio | 1057.5122 | 1078.4736 | 1093.4653 | 1109.7176 | 1133.061 | 1061.5651 | 1005.6887 | 976.305 | 965.7499 | 949.553 | 938.6219 | 988.3561 | 884.5366 | 945.4449 | 1023.6163 | 1099.6016 | 1102.4375 | 1107.7013 | 1086.5344 | 1101.6349 | 1112.2016 | 1126.4659 | 1144.3937 | 539.0652 | 528.311 | 518.2462 | 508.7709 | 499.7846 | 491.2032 | 482.9519 | 474.9797
F2_Commercial_Grocery_Existing_Food Preparation_Natural Gas_Range_E3 | F2 | Commercial | Grocery | Existing | Food Preparation | Natural Gas | Range | E3 | TRC BC Ratio | 0 | 0 | 0 | 0 | 0 | 0 | 0 | 0 | 0 | 0 | 0 | 0 | 0 | 0 | 0 | 0 | 0 | 0 | 0 | 0 | 0 | 0 | 0 | 0 | 0 | 0 | 0 | 0 | 0 | 0 | 0
F2_Commercial_Grocery_Existing_Food Preparation_Natural Gas_Range_E4 | F2 | Commercial | Grocery | Existing | Food Preparation | Natural Gas | Range | E4 | TRC BC Ratio | 0 | 0 | 0 | 0 | 0 | 0 | 0 | 0 | 0 | 0 | 0 | 0 | 0 | 0 | 0 | 0 | 0 | 0 | 0 | 0 | 0 | 0 | 0 | 0 | 0 | 0 | 0 | 0 | 0 | 0 | 0
F2_Commercial_Grocery_Existing_Food Preparation_Natural Gas_Range_E5 | F2 | Commercial | Grocery | Existing | Food Preparation | Natural Gas | Range | E5 | TRC BC Ratio | 0 | 0 | 0 | 0 | 0 | 0 | 0 | 0 | 0 | 0 | 0 | 0 | 0 | 0 | 0 | 0 | 0 | 0 | 0 | 0 | 0 | 0 | 0 | 0 | 0 | 0 | 0 | 0 | 0 | 0 | 0
F2_Commercial_Grocery_Existing_Food Preparation_Natural Gas_Range_E6 | F2 | Commercial | Grocery | Existing | Food Preparation | Natural Gas | Range | E6 | TRC BC Ratio | 0 | 0 | 0 | 0 | 0 | 0 | 0 | 0 | 0 | 0 | 0 | 0 | 0 | 0 | 0 | 0 | 0 | 0 | 0 | 0 | 0 | 0 | 0 | 0 | 0 | 0 | 0 | 0 | 0 | 0 | 0
F2_Commercial_Grocery_Existing_Food Preparation_Natural Gas_Range_E7 | F2 | Commercial | Grocery | Existing | Food Preparation | Natural Gas | Range | E7 | TRC BC Ratio | 0 | 0 | 0 | 0 | 0 | 0 | 0 | 0 | 0 | 0 | 0 | 0 | 0 | 0 | 0 | 0 | 0 | 0 | 0 | 0 | 0 | 0 | 0 | 0 | 0 | 0 | 0 | 0 | 0 | 0 | 0
F2_Commercial_Grocery_Existing_Food Preparation_Natural Gas_Range_E8 | F2 | Commercial | Grocery | Existing | Food Preparation | Natural Gas | Range | E8 | TRC BC Ratio | 0 | 0 | 0 | 0 | 0 | 0 | 0 | 0 | 0 | 0 | 0 | 0 | 0 | 0 | 0 | 0 | 0 | 0 | 0 | 0 | 0 | 0 | 0 | 0 | 0 | 0 | 0 | 0 | 0 | 0 | 0
F2_Commercial_Grocery_Existing_Food Preparation_Natural Gas_Range_E9 | F2 | Commercial | Grocery | Existing | Food Preparation | Natural Gas | Range | E9 | TRC BC Ratio | 0 | 0 | 0 | 0 | 0 | 0 | 0 | 0 | 0 | 0 | 0 | 0 | 0 | 0 | 0 | 0 | 0 | 0 | 0 | 0 | 0 | 0 | 0 | 0 | 0 | 0 | 0 | 0 | 0 | 0 | 0
F2_Commercial_Grocery_Existing_Food Preparation_Natural Gas_Range_E10 | F2 | Commercial | Grocery | Existing | Food Preparation | Natural Gas | Range | E10 | TRC BC Ratio | 0 | 0 | 0 | 0 | 0 | 0 | 0 | 0 | 0 | 0 | 0 | 0 | 0 | 0 | 0 | 0 | 0 | 0 | 0 | 0 | 0 | 0 | 0 | 0 | 0 | 0 | 0 | 0 | 0 | 0 | 0
F3_Commercial_Grocery_Existing_Food Preparation_Natural Gas_Range_E1 | F3 | Commercial | Grocery | Existing | Food Preparation | Natural Gas | Range | E1 | PACT BC Ratio | 0.9 | 0.9 | 0.9 | 0.9 | 0.9 | 0.9 | 0.9 | 0.9 | 0.9 | 0.9 | 0.9 | 0.9 | 0.9 | 0.9 | 0.9 | 0.9 | 0.9 | 0.9 | 0.9 | 0.9 | 0.9 | 0.9 | 0.9 | 0.9 | 0.9 | 0.9 | 0.9 | 0.9 | 0.9 | 0.9 | 0.9
F3_Commercial_Grocery_Existing_Food Preparation_Natural Gas_Range_E2 | F3 | Commercial | Grocery | Existing | Food Preparation | Natural Gas | Range | E2 | PACT BC Ratio | 1057.5122 | 1078.4736 | 1093.4653 | 1109.7176 | 1133.061 | 1061.5651 | 1005.6887 | 976.305 | 965.7499 | 949.553 | 938.6219 | 988.3561 | 884.5366 | 945.4449 | 1023.6163 | 1099.6016 | 1102.4375 | 1107.7013 | 1086.5344 | 1101.6349 | 1112.2016 | 1126.4659 | 1144.3937 | 539.0652 | 528.311 | 518.2462 | 508.7709 | 499.7846 | 491.2032 | 482.9519 | 474.9797
F3_Commercial_Grocery_Existing_Food Preparation_Natural Gas_Range_E3 | F3 | Commercial | Grocery | Existing | Food Preparation | Natural Gas | Range | E3 | PACT BC Ratio | 0 | 0 | 0 | 0 | 0 | 0 | 0 | 0 | 0 | 0 | 0 | 0 | 0 | 0 | 0 | 0 | 0 | 0 | 0 | 0 | 0 | 0 | 0 | 0 | 0 | 0 | 0 | 0 | 0 | 0 | 0
F3_Commercial_Grocery_Existing_Food Preparation_Natural Gas_Range_E4 | F3 | Commercial | Grocery | Existing | Food Preparation | Natural Gas | Range | E4 | PACT BC Ratio | 0 | 0 | 0 | 0 | 0 | 0 | 0 | 0 | 0 | 0 | 0 | 0 | 0 | 0 | 0 | 0 | 0 | 0 | 0 | 0 | 0 | 0 | 0 | 0 | 0 | 0 | 0 | 0 | 0 | 0 | 0
F3_Commercial_Grocery_Existing_Food Preparation_Natural Gas_Range_E5 | F3 | Commercial | Grocery | Existing | Food Preparation | Natural Gas | Range | E5 | PACT BC Ratio | 0 | 0 | 0 | 0 | 0 | 0 | 0 | 0 | 0 | 0 | 0 | 0 | 0 | 0 | 0 | 0 | 0 | 0 | 0 | 0 | 0 | 0 | 0 | 0 | 0 | 0 | 0 | 0 | 0 | 0 | 0
F3_Commercial_Grocery_Existing_Food Preparation_Natural Gas_Range_E6 | F3 | Commercial | Grocery | Existing | Food Preparation | Natural Gas | Range | E6 | PACT BC Ratio | 0 | 0 | 0 | 0 | 0 | 0 | 0 | 0 | 0 | 0 | 0 | 0 | 0 | 0 | 0 | 0 | 0 | 0 | 0 | 0 | 0 | 0 | 0 | 0 | 0 | 0 | 0 | 0 | 0 | 0 | 0
F3_Commercial_Grocery_Existing_Food Preparation_Natural Gas_Range_E7 | F3 | Commercial | Grocery | Existing | Food Preparation | Natural Gas | Range | E7 | PACT BC Ratio | 0 | 0 | 0 | 0 | 0 | 0 | 0 | 0 | 0 | 0 | 0 | 0 | 0 | 0 | 0 | 0 | 0 | 0 | 0 | 0 | 0 | 0 | 0 | 0 | 0 | 0 | 0 | 0 | 0 | 0 | 0
F3_Commercial_Grocery_Existing_Food Preparation_Natural Gas_Range_E8 | F3 | Commercial | Grocery | Existing | Food Preparation | Natural Gas | Range | E8 | PACT BC Ratio | 0 | 0 | 0 | 0 | 0 | 0 | 0 | 0 | 0 | 0 | 0 | 0 | 0 | 0 | 0 | 0 | 0 | 0 | 0 | 0 | 0 | 0 | 0 | 0 | 0 | 0 | 0 | 0 | 0 | 0 | 0
F3_Commercial_Grocery_Existing_Food Preparation_Natural Gas_Range_E9 | F3 | Commercial | Grocery | Existing | Food Preparation | Natural Gas | Range | E9 | PACT BC Ratio | 0 | 0 | 0 | 0 | 0 | 0 | 0 | 0 | 0 | 0 | 0 | 0 | 0 | 0 | 0 | 0 | 0 | 0 | 0 | 0 | 0 | 0 | 0 | 0 | 0 | 0 | 0 | 0 | 0 | 0 | 0
F3_Commercial_Grocery_Existing_Food Preparation_Natural Gas_Range_E10 | F3 | Commercial | Grocery | Existing | Food Preparation | Natural Gas | Range | E10 | PACT BC Ratio | 0 | 0 | 0 | 0 | 0 | 0 | 0 | 0 | 0 | 0 | 0 | 0 | 0 | 0 | 0 | 0 | 0 | 0 | 0 | 0 | 0 | 0 | 0 | 0 | 0 | 0 | 0 | 0 | 0 | 0 | 0
F4_Commercial_Grocery_Existing_Food Preparation_Natural Gas_Range_E1 | F4 | Commercial | Grocery | Existing | Food Preparation | Natural Gas | Range | E1 | PCT BC Ratio | 0.9 | 0.9 | 0.9 | 0.9 | 0.9 | 0.9 | 0.9 | 0.9 | 0.9 | 0.9 | 0.9 | 0.9 | 0.9 | 0.9 | 0.9 | 0.9 | 0.9 | 0.9 | 0.9 | 0.9 | 0.9 | 0.9 | 0.9 | 0.9 | 0.9 | 0.9 | 0.9 | 0.9 | 0.9 | 0.9 | 0.9
F4_Commercial_Grocery_Existing_Food Preparation_Natural Gas_Range_E2 | F4 | Commercial | Grocery | Existing | Food Preparation | Natural Gas | Range | E2 | PCT BC Ratio | 2661.6339 | 2714.3714 | 2752.0895 | 2792.9794 | 2851.7097 | 2671.8307 | 2531.2492 | 2457.3217 | 2430.7657 | 2390.0152 | 2362.5134 | 2487.6415 | 2226.4381 | 2379.6796 | 2576.3539 | 2767.528 | 2774.663 | 2787.9063 | 2734.6519 | 2772.6439 | 2799.2289 | 2835.117 | 2880.2223 | 1357.254 | 1330.197 | 1304.8747 | 1281.0353 | 1258.4265 | 1236.8363 | 1216.0765 | 1196.0188
F4_Commercial_Grocery_Existing_Food Preparation_Natural Gas_Range_E3 | F4 | Commercial | Grocery | Existing | Food Preparation | Natural Gas | Range | E3 | PCT BC Ratio | 0 | 0 | 0 | 0 | 0 | 0 | 0 | 0 | 0 | 0 | 0 | 0 | 0 | 0 | 0 | 0 | 0 | 0 | 0 | 0 | 0 | 0 | 0 | 0 | 0 | 0 | 0 | 0 | 0 | 0 | 0
F4_Commercial_Grocery_Existing_Food Preparation_Natural Gas_Range_E4 | F4 | Commercial | Grocery | Existing | Food Preparation | Natural Gas | Range | E4 | PCT BC Ratio | 0 | 0 | 0 | 0 | 0 | 0 | 0 | 0 | 0 | 0 | 0 | 0 | 0 | 0 | 0 | 0 | 0 | 0 | 0 | 0 | 0 | 0 | 0 | 0 | 0 | 0 | 0 | 0 | 0 | 0 | 0
F4_Commercial_Grocery_Existing_Food Preparation_Natural Gas_Range_E5 | F4 | Commercial | Grocery | Existing | Food Preparation | Natural Gas | Range | E5 | PCT BC Ratio | 0 | 0 | 0 | 0 | 0 | 0 | 0 | 0 | 0 | 0 | 0 | 0 | 0 | 0 | 0 | 0 | 0 | 0 | 0 | 0 | 0 | 0 | 0 | 0 | 0 | 0 | 0 | 0 | 0 | 0 | 0
F4_Commercial_Grocery_Existing_Food Preparation_Natural Gas_Range_E6 | F4 | Commercial | Grocery | Existing | Food Preparation | Natural Gas | Range | E6 | PCT BC Ratio | 0 | 0 | 0 | 0 | 0 | 0 | 0 | 0 | 0 | 0 | 0 | 0 | 0 | 0 | 0 | 0 | 0 | 0 | 0 | 0 | 0 | 0 | 0 | 0 | 0 | 0 | 0 | 0 | 0 | 0 | 0
F4_Commercial_Grocery_Existing_Food Preparation_Natural Gas_Range_E7 | F4 | Commercial | Grocery | Existing | Food Preparation | Natural Gas | Range | E7 | PCT BC Ratio | 0 | 0 | 0 | 0 | 0 | 0 | 0 | 0 | 0 | 0 | 0 | 0 | 0 | 0 | 0 | 0 | 0 | 0 | 0 | 0 | 0 | 0 | 0 | 0 | 0 | 0 | 0 | 0 | 0 | 0 | 0
F4_Commercial_Grocery_Existing_Food Preparation_Natural Gas_Range_E8 | F4 | Commercial | Grocery | Existing | Food Preparation | Natural Gas | Range | E8 | PCT BC Ratio | 0 | 0 | 0 | 0 | 0 | 0 | 0 | 0 | 0 | 0 | 0 | 0 | 0 | 0 | 0 | 0 | 0 | 0 | 0 | 0 | 0 | 0 | 0 | 0 | 0 | 0 | 0 | 0 | 0 | 0 | 0
F4_Commercial_Grocery_Existing_Food Preparation_Natural Gas_Range_E9 | F4 | Commercial | Grocery | Existing | Food Preparation | Natural Gas | Range | E9 | PCT BC Ratio | 0 | 0 | 0 | 0 | 0 | 0 | 0 | 0 | 0 | 0 | 0 | 0 | 0 | 0 | 0 | 0 | 0 | 0 | 0 | 0 | 0 | 0 | 0 | 0 | 0 | 0 | 0 | 0 | 0 | 0 | 0
F4_Commercial_Grocery_Existing_Food Preparation_Natural Gas_Range_E10 | F4 | Commercial | Grocery | Existing | Food Preparation | Natural Gas | Range | E10 | PCT BC Ratio | 0 | 0 | 0 | 0 | 0 | 0 | 0 | 0 | 0 | 0 | 0 | 0 | 0 | 0 | 0 | 0 | 0 | 0 | 0 | 0 | 0 | 0 | 0 | 0 | 0 | 0 | 0 | 0 | 0 | 0 | 0
F5_Commercial_Grocery_Existing_Food Preparation_Natural Gas_Range_E1 | F5 | Commercial | Grocery | Existing | Food Preparation | Natural Gas | Range | E1 | RIM BC Ratio | 0.9 | 0.9 | 0.9 | 0.9 | 0.9 | 0.9 | 0.9 | 0.9 | 0.9 | 0.9 | 0.9 | 0.9 | 0.9 | 0.9 | 0.9 | 0.9 | 0.9 | 0.9 | 0.9 | 0.9 | 0.9 | 0.9 | 0.9 | 0.9 | 0.9 | 0.9 | 0.9 | 0.9 | 0.9 | 0.9 | 0.9
F5_Commercial_Grocery_Existing_Food Preparation_Natural Gas_Range_E2 | F5 | Commercial | Grocery | Existing | Food Preparation | Natural Gas | Range | E2 | RIM BC Ratio | 0.83402 | 0.83403 | 0.83404 | 0.83405 | 0.83406 | 0.83402 | 0.83399 | 0.83397 | 0.83396 | 0.83395 | 0.83394 | 0.83397 | 0.83389 | 0.83394 | 0.834 | 0.83405 | 0.83405 | 0.83405 | 0.83404 | 0.83405 | 0.83405 | 0.83406 | 0.83407 | 0.83339 | 0.83336 | 0.83334 | 0.83331 | 0.83329 | 0.83326 | 0.83324 | 0.83321
F5_Commercial_Grocery_Existing_Food Preparation_Natural Gas_Range_E3 | F5 | Commercial | Grocery | Existing | Food Preparation | Natural Gas | Range | E3 | RIM BC Ratio | 0 | 0 | 0 | 0 | 0 | 0 | 0 | 0 | 0 | 0 | 0 | 0 | 0 | 0 | 0 | 0 | 0 | 0 | 0 | 0 | 0 | 0 | 0 | 0 | 0 | 0 | 0 | 0 | 0 | 0 | 0
F5_Commercial_Grocery_Existing_Food Preparation_Natural Gas_Range_E4 | F5 | Commercial | Grocery | Existing | Food Preparation | Natural Gas | Range | E4 | RIM BC Ratio | 0 | 0 | 0 | 0 | 0 | 0 | 0 | 0 | 0 | 0 | 0 | 0 | 0 | 0 | 0 | 0 | 0 | 0 | 0 | 0 | 0 | 0 | 0 | 0 | 0 | 0 | 0 | 0 | 0 | 0 | 0
F5_Commercial_Grocery_Existing_Food Preparation_Natural Gas_Range_E5 | F5 | Commercial | Grocery | Existing | Food Preparation | Natural Gas | Range | E5 | RIM BC Ratio | 0 | 0 | 0 | 0 | 0 | 0 | 0 | 0 | 0 | 0 | 0 | 0 | 0 | 0 | 0 | 0 | 0 | 0 | 0 | 0 | 0 | 0 | 0 | 0 | 0 | 0 | 0 | 0 | 0 | 0 | 0
F5_Commercial_Grocery_Existing_Food Preparation_Natural Gas_Range_E6 | F5 | Commercial | Grocery | Existing | Food Preparation | Natural Gas | Range | E6 | RIM BC Ratio | 0 | 0 | 0 | 0 | 0 | 0 | 0 | 0 | 0 | 0 | 0 | 0 | 0 | 0 | 0 | 0 | 0 | 0 | 0 | 0 | 0 | 0 | 0 | 0 | 0 | 0 | 0 | 0 | 0 | 0 | 0
F5_Commercial_Grocery_Existing_Food Preparation_Natural Gas_Range_E7 | F5 | Commercial | Grocery | Existing | Food Preparation | Natural Gas | Range | E7 | RIM BC Ratio | 0 | 0 | 0 | 0 | 0 | 0 | 0 | 0 | 0 | 0 | 0 | 0 | 0 | 0 | 0 | 0 | 0 | 0 | 0 | 0 | 0 | 0 | 0 | 0 | 0 | 0 | 0 | 0 | 0 | 0 | 0
F5_Commercial_Grocery_Existing_Food Preparation_Natural Gas_Range_E8 | F5 | Commercial | Grocery | Existing | Food Preparation | Natural Gas | Range | E8 | RIM BC Ratio | 0 | 0 | 0 | 0 | 0 | 0 | 0 | 0 | 0 | 0 | 0 | 0 | 0 | 0 | 0 | 0 | 0 | 0 | 0 | 0 | 0 | 0 | 0 | 0 | 0 | 0 | 0 | 0 | 0 | 0 | 0
F5_Commercial_Grocery_Existing_Food Preparation_Natural Gas_Range_E9 | F5 | Commercial | Grocery | Existing | Food Preparation | Natural Gas | Range | E9 | RIM BC Ratio | 0 | 0 | 0 | 0 | 0 | 0 | 0 | 0 | 0 | 0 | 0 | 0 | 0 | 0 | 0 | 0 | 0 | 0 | 0 | 0 | 0 | 0 | 0 | 0 | 0 | 0 | 0 | 0 | 0 | 0 | 0
F5_Commercial_Grocery_Existing_Food Preparation_Natural Gas_Range_E10 | F5 | Commercial | Grocery | Existing | Food Preparation | Natural Gas | Range | E10 | RIM BC Ratio | 0 | 0 | 0 | 0 | 0 | 0 | 0 | 0 | 0 | 0 | 0 | 0 | 0 | 0 | 0 | 0 | 0 | 0 | 0 | 0 | 0 | 0 | 0 | 0 | 0 | 0 | 0 | 0 | 0 | 0 | 0
F0_Commercial_Grocery_Existing_Food Preparation_Natural Gas_Steamer_E0 | F0 | Commercial | Grocery | Existing | Food Preparation | Natural Gas | Steamer | E0 | Economic Unit | ENERGY STAR | ENERGY STAR | ENERGY STAR | ENERGY STAR | ENERGY STAR | ENERGY STAR | ENERGY STAR | ENERGY STAR | ENERGY STAR | ENERGY STAR | ENERGY STAR | ENERGY STAR | ENERGY STAR | ENERGY STAR | ENERGY STAR | ENERGY STAR | ENERGY STAR | ENERGY STAR | ENERGY STAR | ENERGY STAR | ENERGY STAR | ENERGY STAR | ENERGY STAR | ENERGY STAR | ENERGY STAR | ENERGY STAR | ENERGY STAR | ENERGY STAR | ENERGY STAR | ENERGY STAR | ENERGY STAR
F1_Commercial_Grocery_Existing_Food Preparation_Natural Gas_Steamer_E1 | F1 | Commercial | Grocery | Existing | Food Preparation | Natural Gas | Steamer | E1 | CCE | 0 | 0 | 0 | 0 | 0 | 0 | 0 | 0 | 0 | 0 | 0 | 0 | 0 | 0 | 0 | 0 | 0 | 0 | 0 | 0 | 0 | 0 | 0 | 0 | 0 | 0 | 0 | 0 | 0 | 0 | 0
F1_Commercial_Grocery_Existing_Food Preparation_Natural Gas_Steamer_E2 | F1 | Commercial | Grocery | Existing | Food Preparation | Natural Gas | Steamer | E2 | CCE | 0.0020223 | 0.0019441 | 0.0019534 | 0 | 0 | 0 | 0 | 0 | 0 | 0 | 0 | 0 | 0 | 0 | 0 | 0 | 0 | 0 | 0 | 0 | 0 | 0 | 0 | 0 | 0 | 0 | 0 | 0 | 0 | 0 | 0
F1_Commercial_Grocery_Existing_Food Preparation_Natural Gas_Steamer_E3 | F1 | Commercial | Grocery | Existing | Food Preparation | Natural Gas | Steamer | E3 | CCE | 0 | 0 | 0 | 0 | 0 | 0 | 0 | 0 | 0 | 0 | 0 | 0 | 0 | 0 | 0 | 0 | 0 | 0 | 0 | 0 | 0 | 0 | 0 | 0 | 0 | 0 | 0 | 0 | 0 | 0 | 0
F1_Commercial_Grocery_Existing_Food Preparation_Natural Gas_Steamer_E4 | F1 | Commercial | Grocery | Existing | Food Preparation | Natural Gas | Steamer | E4 | CCE | 0 | 0 | 0 | 0 | 0 | 0 | 0 | 0 | 0 | 0 | 0 | 0 | 0 | 0 | 0 | 0 | 0 | 0 | 0 | 0 | 0 | 0 | 0 | 0 | 0 | 0 | 0 | 0 | 0 | 0 | 0
F1_Commercial_Grocery_Existing_Food Preparation_Natural Gas_Steamer_E5 | F1 | Commercial | Grocery | Existing | Food Preparation | Natural Gas | Steamer | E5 | CCE | 0 | 0 | 0 | 0 | 0 | 0 | 0 | 0 | 0 | 0 | 0 | 0 | 0 | 0 | 0 | 0 | 0 | 0 | 0 | 0 | 0 | 0 | 0 | 0 | 0 | 0 | 0 | 0 | 0 | 0 | 0
F1_Commercial_Grocery_Existing_Food Preparation_Natural Gas_Steamer_E6 | F1 | Commercial | Grocery | Existing | Food Preparation | Natural Gas | Steamer | E6 | CCE | 0 | 0 | 0 | 0 | 0 | 0 | 0 | 0 | 0 | 0 | 0 | 0 | 0 | 0 | 0 | 0 | 0 | 0 | 0 | 0 | 0 | 0 | 0 | 0 | 0 | 0 | 0 | 0 | 0 | 0 | 0
F1_Commercial_Grocery_Existing_Food Preparation_Natural Gas_Steamer_E7 | F1 | Commercial | Grocery | Existing | Food Preparation | Natural Gas | Steamer | E7 | CCE | 0 | 0 | 0 | 0 | 0 | 0 | 0 | 0 | 0 | 0 | 0 | 0 | 0 | 0 | 0 | 0 | 0 | 0 | 0 | 0 | 0 | 0 | 0 | 0 | 0 | 0 | 0 | 0 | 0 | 0 | 0
F1_Commercial_Grocery_Existing_Food Preparation_Natural Gas_Steamer_E8 | F1 | Commercial | Grocery | Existing | Food Preparation | Natural Gas | Steamer | E8 | CCE | 0 | 0 | 0 | 0 | 0 | 0 | 0 | 0 | 0 | 0 | 0 | 0 | 0 | 0 | 0 | 0 | 0 | 0 | 0 | 0 | 0 | 0 | 0 | 0 | 0 | 0 | 0 | 0 | 0 | 0 | 0
F1_Commercial_Grocery_Existing_Food Preparation_Natural Gas_Steamer_E9 | F1 | Commercial | Grocery | Existing | Food Preparation | Natural Gas | Steamer | E9 | CCE | 0 | 0 | 0 | 0 | 0 | 0 | 0 | 0 | 0 | 0 | 0 | 0 | 0 | 0 | 0 | 0 | 0 | 0 | 0 | 0 | 0 | 0 | 0 | 0 | 0 | 0 | 0 | 0 | 0 | 0 | 0
F1_Commercial_Grocery_Existing_Food Preparation_Natural Gas_Steamer_E10 | F1 | Commercial | Grocery | Existing | Food Preparation | Natural Gas | Steamer | E10 | CCE | 0 | 0 | 0 | 0 | 0 | 0 | 0 | 0 | 0 | 0 | 0 | 0 | 0 | 0 | 0 | 0 | 0 | 0 | 0 | 0 | 0 | 0 | 0 | 0 | 0 | 0 | 0 | 0 | 0 | 0 | 0
F2_Commercial_Grocery_Existing_Food Preparation_Natural Gas_Steamer_E1 | F2 | Commercial | Grocery | Existing | Food Preparation | Natural Gas | Steamer | E1 | TRC BC Ratio | 0.9 | 0.9 | 0.9 | 0 | 0 | 0 | 0 | 0 | 0 | 0 | 0 | 0 | 0 | 0 | 0 | 0 | 0 | 0 | 0 | 0 | 0 | 0 | 0 | 0 | 0 | 0 | 0 | 0 | 0 | 0 | 0
F2_Commercial_Grocery_Existing_Food Preparation_Natural Gas_Steamer_E2 | F2 | Commercial | Grocery | Existing | Food Preparation | Natural Gas | Steamer | E2 | TRC BC Ratio | 5.0195 | 5.062 | 5.0865 | 0.9 | 0.9 | 0.9 | 0.9 | 0.9 | 0.9 | 0.9 | 0.9 | 0.9 | 0.9 | 0.9 | 0.9 | 0.9 | 0.9 | 0.9 | 0.9 | 0.9 | 0.9 | 0.9 | 0.9 | 0.9 | 0.9 | 0.9 | 0.9 | 0.9 | 0.9 | 0.9 | 0.9
F2_Commercial_Grocery_Existing_Food Preparation_Natural Gas_Steamer_E3 | F2 | Commercial | Grocery | Existing | Food Preparation | Natural Gas | Steamer | E3 | TRC BC Ratio | 0 | 0 | 0 | 0 | 0 | 0 | 0 | 0 | 0 | 0 | 0 | 0 | 0 | 0 | 0 | 0 | 0 | 0 | 0 | 0 | 0 | 0 | 0 | 0 | 0 | 0 | 0 | 0 | 0 | 0 | 0
F2_Commercial_Grocery_Existing_Food Preparation_Natural Gas_Steamer_E4 | F2 | Commercial | Grocery | Existing | Food Preparation | Natural Gas | Steamer | E4 | TRC BC Ratio | 0 | 0 | 0 | 0 | 0 | 0 | 0 | 0 | 0 | 0 | 0 | 0 | 0 | 0 | 0 | 0 | 0 | 0 | 0 | 0 | 0 | 0 | 0 | 0 | 0 | 0 | 0 | 0 | 0 | 0 | 0
F2_Commercial_Grocery_Existing_Food Preparation_Natural Gas_Steamer_E5 | F2 | Commercial | Grocery | Existing | Food Preparation | Natural Gas | Steamer | E5 | TRC BC Ratio | 0 | 0 | 0 | 0 | 0 | 0 | 0 | 0 | 0 | 0 | 0 | 0 | 0 | 0 | 0 | 0 | 0 | 0 | 0 | 0 | 0 | 0 | 0 | 0 | 0 | 0 | 0 | 0 | 0 | 0 | 0
F2_Commercial_Grocery_Existing_Food Preparation_Natural Gas_Steamer_E6 | F2 | Commercial | Grocery | Existing | Food Preparation | Natural Gas | Steamer | E6 | TRC BC Ratio | 0 | 0 | 0 | 0 | 0 | 0 | 0 | 0 | 0 | 0 | 0 | 0 | 0 | 0 | 0 | 0 | 0 | 0 | 0 | 0 | 0 | 0 | 0 | 0 | 0 | 0 | 0 | 0 | 0 | 0 | 0
F2_Commercial_Grocery_Existing_Food Preparation_Natural Gas_Steamer_E7 | F2 | Commercial | Grocery | Existing | Food Preparation | Natural Gas | Steamer | E7 | TRC BC Ratio | 0 | 0 | 0 | 0 | 0 | 0 | 0 | 0 | 0 | 0 | 0 | 0 | 0 | 0 | 0 | 0 | 0 | 0 | 0 | 0 | 0 | 0 | 0 | 0 | 0 | 0 | 0 | 0 | 0 | 0 | 0
F2_Commercial_Grocery_Existing_Food Preparation_Natural Gas_Steamer_E8 | F2 | Commercial | Grocery | Existing | Food Preparation | Natural Gas | Steamer | E8 | TRC BC Ratio | 0 | 0 | 0 | 0 | 0 | 0 | 0 | 0 | 0 | 0 | 0 | 0 | 0 | 0 | 0 | 0 | 0 | 0 | 0 | 0 | 0 | 0 | 0 | 0 | 0 | 0 | 0 | 0 | 0 | 0 | 0
F2_Commercial_Grocery_Existing_Food Preparation_Natural Gas_Steamer_E9 | F2 | Commercial | Grocery | Existing | Food Preparation | Natural Gas | Steamer | E9 | TRC BC Ratio | 0 | 0 | 0 | 0 | 0 | 0 | 0 | 0 | 0 | 0 | 0 | 0 | 0 | 0 | 0 | 0 | 0 | 0 | 0 | 0 | 0 | 0 | 0 | 0 | 0 | 0 | 0 | 0 | 0 | 0 | 0
F2_Commercial_Grocery_Existing_Food Preparation_Natural Gas_Steamer_E10 | F2 | Commercial | Grocery | Existing | Food Preparation | Natural Gas | Steamer | E10 | TRC BC Ratio | 0 | 0 | 0 | 0 | 0 | 0 | 0 | 0 | 0 | 0 | 0 | 0 | 0 | 0 | 0 | 0 | 0 | 0 | 0 | 0 | 0 | 0 | 0 | 0 | 0 | 0 | 0 | 0 | 0 | 0 | 0
F3_Commercial_Grocery_Existing_Food Preparation_Natural Gas_Steamer_E1 | F3 | Commercial | Grocery | Existing | Food Preparation | Natural Gas | Steamer | E1 | PACT BC Ratio | 0.9 | 0.9 | 0.9 | 0 | 0 | 0 | 0 | 0 | 0 | 0 | 0 | 0 | 0 | 0 | 0 | 0 | 0 | 0 | 0 | 0 | 0 | 0 | 0 | 0 | 0 | 0 | 0 | 0 | 0 | 0 | 0
F3_Commercial_Grocery_Existing_Food Preparation_Natural Gas_Steamer_E2 | F3 | Commercial | Grocery | Existing | Food Preparation | Natural Gas | Steamer | E2 | PACT BC Ratio | 5.4356 | 5.4817 | 5.5082 | 0.9 | 0.9 | 0.9 | 0.9 | 0.9 | 0.9 | 0.9 | 0.9 | 0.9 | 0.9 | 0.9 | 0.9 | 0.9 | 0.9 | 0.9 | 0.9 | 0.9 | 0.9 | 0.9 | 0.9 | 0.9 | 0.9 | 0.9 | 0.9 | 0.9 | 0.9 | 0.9 | 0.9
F3_Commercial_Grocery_Existing_Food Preparation_Natural Gas_Steamer_E3 | F3 | Commercial | Grocery | Existing | Food Preparation | Natural Gas | Steamer | E3 | PACT BC Ratio | 0 | 0 | 0 | 0 | 0 | 0 | 0 | 0 | 0 | 0 | 0 | 0 | 0 | 0 | 0 | 0 | 0 | 0 | 0 | 0 | 0 | 0 | 0 | 0 | 0 | 0 | 0 | 0 | 0 | 0 | 0
F3_Commercial_Grocery_Existing_Food Preparation_Natural Gas_Steamer_E4 | F3 | Commercial | Grocery | Existing | Food Preparation | Natural Gas | Steamer | E4 | PACT BC Ratio | 0 | 0 | 0 | 0 | 0 | 0 | 0 | 0 | 0 | 0 | 0 | 0 | 0 | 0 | 0 | 0 | 0 | 0 | 0 | 0 | 0 | 0 | 0 | 0 | 0 | 0 | 0 | 0 | 0 | 0 | 0
F3_Commercial_Grocery_Existing_Food Preparation_Natural Gas_Steamer_E5 | F3 | Commercial | Grocery | Existing | Food Preparation | Natural Gas | Steamer | E5 | PACT BC Ratio | 0 | 0 | 0 | 0 | 0 | 0 | 0 | 0 | 0 | 0 | 0 | 0 | 0 | 0 | 0 | 0 | 0 | 0 | 0 | 0 | 0 | 0 | 0 | 0 | 0 | 0 | 0 | 0 | 0 | 0 | 0
F3_Commercial_Grocery_Existing_Food Preparation_Natural Gas_Steamer_E6 | F3 | Commercial | Grocery | Existing | Food Preparation | Natural Gas | Steamer | E6 | PACT BC Ratio | 0 | 0 | 0 | 0 | 0 | 0 | 0 | 0 | 0 | 0 | 0 | 0 | 0 | 0 | 0 | 0 | 0 | 0 | 0 | 0 | 0 | 0 | 0 | 0 | 0 | 0 | 0 | 0 | 0 | 0 | 0
F3_Commercial_Grocery_Existing_Food Preparation_Natural Gas_Steamer_E7 | F3 | Commercial | Grocery | Existing | Food Preparation | Natural Gas | Steamer | E7 | PACT BC Ratio | 0 | 0 | 0 | 0 | 0 | 0 | 0 | 0 | 0 | 0 | 0 | 0 | 0 | 0 | 0 | 0 | 0 | 0 | 0 | 0 | 0 | 0 | 0 | 0 | 0 | 0 | 0 | 0 | 0 | 0 | 0
F3_Commercial_Grocery_Existing_Food Preparation_Natural Gas_Steamer_E8 | F3 | Commercial | Grocery | Existing | Food Preparation | Natural Gas | Steamer | E8 | PACT BC Ratio | 0 | 0 | 0 | 0 | 0 | 0 | 0 | 0 | 0 | 0 | 0 | 0 | 0 | 0 | 0 | 0 | 0 | 0 | 0 | 0 | 0 | 0 | 0 | 0 | 0 | 0 | 0 | 0 | 0 | 0 | 0
F3_Commercial_Grocery_Existing_Food Preparation_Natural Gas_Steamer_E9 | F3 | Commercial | Grocery | Existing | Food Preparation | Natural Gas | Steamer | E9 | PACT BC Ratio | 0 | 0 | 0 | 0 | 0 | 0 | 0 | 0 | 0 | 0 | 0 | 0 | 0 | 0 | 0 | 0 | 0 | 0 | 0 | 0 | 0 | 0 | 0 | 0 | 0 | 0 | 0 | 0 | 0 | 0 | 0
F3_Commercial_Grocery_Existing_Food Preparation_Natural Gas_Steamer_E10 | F3 | Commercial | Grocery | Existing | Food Preparation | Natural Gas | Steamer | E10 | PACT BC Ratio | 0 | 0 | 0 | 0 | 0 | 0 | 0 | 0 | 0 | 0 | 0 | 0 | 0 | 0 | 0 | 0 | 0 | 0 | 0 | 0 | 0 | 0 | 0 | 0 | 0 | 0 | 0 | 0 | 0 | 0 | 0
F4_Commercial_Grocery_Existing_Food Preparation_Natural Gas_Steamer_E1 | F4 | Commercial | Grocery | Existing | Food Preparation | Natural Gas | Steamer | E1 | PCT BC Ratio | 0.9 | 0.9 | 0.9 | 0 | 0 | 0 | 0 | 0 | 0 | 0 | 0 | 0 | 0 | 0 | 0 | 0 | 0 | 0 | 0 | 0 | 0 | 0 | 0 | 0 | 0 | 0 | 0 | 0 | 0 | 0 | 0
F4_Commercial_Grocery_Existing_Food Preparation_Natural Gas_Steamer_E2 | F4 | Commercial | Grocery | Existing | Food Preparation | Natural Gas | Steamer | E2 | PCT BC Ratio | 12.4994 | 12.5981 | 12.6548 | 0.9 | 0.9 | 0.9 | 0.9 | 0.9 | 0.9 | 0.9 | 0.9 | 0.9 | 0.9 | 0.9 | 0.9 | 0.9 | 0.9 | 0.9 | 0.9 | 0.9 | 0.9 | 0.9 | 0.9 | 0.9 | 0.9 | 0.9 | 0.9 | 0.9 | 0.9 | 0.9 | 0.9
F4_Commercial_Grocery_Existing_Food Preparation_Natural Gas_Steamer_E3 | F4 | Commercial | Grocery | Existing | Food Preparation | Natural Gas | Steamer | E3 | PCT BC Ratio | 0 | 0 | 0 | 0 | 0 | 0 | 0 | 0 | 0 | 0 | 0 | 0 | 0 | 0 | 0 | 0 | 0 | 0 | 0 | 0 | 0 | 0 | 0 | 0 | 0 | 0 | 0 | 0 | 0 | 0 | 0
F4_Commercial_Grocery_Existing_Food Preparation_Natural Gas_Steamer_E4 | F4 | Commercial | Grocery | Existing | Food Preparation | Natural Gas | Steamer | E4 | PCT BC Ratio | 0 | 0 | 0 | 0 | 0 | 0 | 0 | 0 | 0 | 0 | 0 | 0 | 0 | 0 | 0 | 0 | 0 | 0 | 0 | 0 | 0 | 0 | 0 | 0 | 0 | 0 | 0 | 0 | 0 | 0 | 0
F4_Commercial_Grocery_Existing_Food Preparation_Natural Gas_Steamer_E5 | F4 | Commercial | Grocery | Existing | Food Preparation | Natural Gas | Steamer | E5 | PCT BC Ratio | 0 | 0 | 0 | 0 | 0 | 0 | 0 | 0 | 0 | 0 | 0 | 0 | 0 | 0 | 0 | 0 | 0 | 0 | 0 | 0 | 0 | 0 | 0 | 0 | 0 | 0 | 0 | 0 | 0 | 0 | 0
F4_Commercial_Grocery_Existing_Food Preparation_Natural Gas_Steamer_E6 | F4 | Commercial | Grocery | Existing | Food Preparation | Natural Gas | Steamer | E6 | PCT BC Ratio | 0 | 0 | 0 | 0 | 0 | 0 | 0 | 0 | 0 | 0 | 0 | 0 | 0 | 0 | 0 | 0 | 0 | 0 | 0 | 0 | 0 | 0 | 0 | 0 | 0 | 0 | 0 | 0 | 0 | 0 | 0
F4_Commercial_Grocery_Existing_Food Preparation_Natural Gas_Steamer_E7 | F4 | Commercial | Grocery | Existing | Food Preparation | Natural Gas | Steamer | E7 | PCT BC Ratio | 0 | 0 | 0 | 0 | 0 | 0 | 0 | 0 | 0 | 0 | 0 | 0 | 0 | 0 | 0 | 0 | 0 | 0 | 0 | 0 | 0 | 0 | 0 | 0 | 0 | 0 | 0 | 0 | 0 | 0 | 0
F4_Commercial_Grocery_Existing_Food Preparation_Natural Gas_Steamer_E8 | F4 | Commercial | Grocery | Existing | Food Preparation | Natural Gas | Steamer | E8 | PCT BC Ratio | 0 | 0 | 0 | 0 | 0 | 0 | 0 | 0 | 0 | 0 | 0 | 0 | 0 | 0 | 0 | 0 | 0 | 0 | 0 | 0 | 0 | 0 | 0 | 0 | 0 | 0 | 0 | 0 | 0 | 0 | 0
F4_Commercial_Grocery_Existing_Food Preparation_Natural Gas_Steamer_E9 | F4 | Commercial | Grocery | Existing | Food Preparation | Natural Gas | Steamer | E9 | PCT BC Ratio | 0 | 0 | 0 | 0 | 0 | 0 | 0 | 0 | 0 | 0 | 0 | 0 | 0 | 0 | 0 | 0 | 0 | 0 | 0 | 0 | 0 | 0 | 0 | 0 | 0 | 0 | 0 | 0 | 0 | 0 | 0
F4_Commercial_Grocery_Existing_Food Preparation_Natural Gas_Steamer_E10 | F4 | Commercial | Grocery | Existing | Food Preparation | Natural Gas | Steamer | E10 | PCT BC Ratio | 0 | 0 | 0 | 0 | 0 | 0 | 0 | 0 | 0 | 0 | 0 | 0 | 0 | 0 | 0 | 0 | 0 | 0 | 0 | 0 | 0 | 0 | 0 | 0 | 0 | 0 | 0 | 0 | 0 | 0 | 0
F5_Commercial_Grocery_Existing_Food Preparation_Natural Gas_Steamer_E1 | F5 | Commercial | Grocery | Existing | Food Preparation | Natural Gas | Steamer | E1 | RIM BC Ratio | 0.9 | 0.9 | 0.9 | 0 | 0 | 0 | 0 | 0 | 0 | 0 | 0 | 0 | 0 | 0 | 0 | 0 | 0 | 0 | 0 | 0 | 0 | 0 | 0 | 0 | 0 | 0 | 0 | 0 | 0 | 0 | 0
F5_Commercial_Grocery_Existing_Food Preparation_Natural Gas_Steamer_E2 | F5 | Commercial | Grocery | Existing | Food Preparation | Natural Gas | Steamer | E2 | RIM BC Ratio | 0.72357 | 0.72438 | 0.72484 | 0.9 | 0.9 | 0.9 | 0.9 | 0.9 | 0.9 | 0.9 | 0.9 | 0.9 | 0.9 | 0.9 | 0.9 | 0.9 | 0.9 | 0.9 | 0.9 | 0.9 | 0.9 | 0.9 | 0.9 | 0.9 | 0.9 | 0.9 | 0.9 | 0.9 | 0.9 | 0.9 | 0.9
F5_Commercial_Grocery_Existing_Food Preparation_Natural Gas_Steamer_E3 | F5 | Commercial | Grocery | Existing | Food Preparation | Natural Gas | Steamer | E3 | RIM BC Ratio | 0 | 0 | 0 | 0 | 0 | 0 | 0 | 0 | 0 | 0 | 0 | 0 | 0 | 0 | 0 | 0 | 0 | 0 | 0 | 0 | 0 | 0 | 0 | 0 | 0 | 0 | 0 | 0 | 0 | 0 | 0
F5_Commercial_Grocery_Existing_Food Preparation_Natural Gas_Steamer_E4 | F5 | Commercial | Grocery | Existing | Food Preparation | Natural Gas | Steamer | E4 | RIM BC Ratio | 0 | 0 | 0 | 0 | 0 | 0 | 0 | 0 | 0 | 0 | 0 | 0 | 0 | 0 | 0 | 0 | 0 | 0 | 0 | 0 | 0 | 0 | 0 | 0 | 0 | 0 | 0 | 0 | 0 | 0 | 0
F5_Commercial_Grocery_Existing_Food Preparation_Natural Gas_Steamer_E5 | F5 | Commercial | Grocery | Existing | Food Preparation | Natural Gas | Steamer | E5 | RIM BC Ratio | 0 | 0 | 0 | 0 | 0 | 0 | 0 | 0 | 0 | 0 | 0 | 0 | 0 | 0 | 0 | 0 | 0 | 0 | 0 | 0 | 0 | 0 | 0 | 0 | 0 | 0 | 0 | 0 | 0 | 0 | 0
F5_Commercial_Grocery_Existing_Food Preparation_Natural Gas_Steamer_E6 | F5 | Commercial | Grocery | Existing | Food Preparation | Natural Gas | Steamer | E6 | RIM BC Ratio | 0 | 0 | 0 | 0 | 0 | 0 | 0 | 0 | 0 | 0 | 0 | 0 | 0 | 0 | 0 | 0 | 0 | 0 | 0 | 0 | 0 | 0 | 0 | 0 | 0 | 0 | 0 | 0 | 0 | 0 | 0
F5_Commercial_Grocery_Existing_Food Preparation_Natural Gas_Steamer_E7 | F5 | Commercial | Grocery | Existing | Food Preparation | Natural Gas | Steamer | E7 | RIM BC Ratio | 0 | 0 | 0 | 0 | 0 | 0 | 0 | 0 | 0 | 0 | 0 | 0 | 0 | 0 | 0 | 0 | 0 | 0 | 0 | 0 | 0 | 0 | 0 | 0 | 0 | 0 | 0 | 0 | 0 | 0 | 0
F5_Commercial_Grocery_Existing_Food Preparation_Natural Gas_Steamer_E8 | F5 | Commercial | Grocery | Existing | Food Preparation | Natural Gas | Steamer | E8 | RIM BC Ratio | 0 | 0 | 0 | 0 | 0 | 0 | 0 | 0 | 0 | 0 | 0 | 0 | 0 | 0 | 0 | 0 | 0 | 0 | 0 | 0 | 0 | 0 | 0 | 0 | 0 | 0 | 0 | 0 | 0 | 0 | 0
F5_Commercial_Grocery_Existing_Food Preparation_Natural Gas_Steamer_E9 | F5 | Commercial | Grocery | Existing | Food Preparation | Natural Gas | Steamer | E9 | RIM BC Ratio | 0 | 0 | 0 | 0 | 0 | 0 | 0 | 0 | 0 | 0 | 0 | 0 | 0 | 0 | 0 | 0 | 0 | 0 | 0 | 0 | 0 | 0 | 0 | 0 | 0 | 0 | 0 | 0 | 0 | 0 | 0
F5_Commercial_Grocery_Existing_Food Preparation_Natural Gas_Steamer_E10 | F5 | Commercial | Grocery | Existing | Food Preparation | Natural Gas | Steamer | E10 | RIM BC Ratio | 0 | 0 | 0 | 0 | 0 | 0 | 0 | 0 | 0 | 0 | 0 | 0 | 0 | 0 | 0 | 0 | 0 | 0 | 0 | 0 | 0 | 0 | 0 | 0 | 0 | 0 | 0 | 0 | 0 | 0 | 0
F0_Commercial_Grocery_Existing_Food Preparation_Natural Gas_Food Prep Other_E0 | F0 | Commercial | Grocery | Existing | Food Preparation | Natural Gas | Food Prep Other | E0 | Economic Unit | ENERGY STAR | ENERGY STAR | ENERGY STAR | ENERGY STAR | ENERGY STAR | ENERGY STAR | ENERGY STAR | ENERGY STAR | ENERGY STAR | ENERGY STAR | ENERGY STAR | ENERGY STAR | ENERGY STAR | ENERGY STAR | ENERGY STAR | ENERGY STAR | ENERGY STAR | ENERGY STAR | ENERGY STAR | ENERGY STAR | ENERGY STAR | ENERGY STAR | ENERGY STAR | Standard | Standard | Standard | Standard | Standard | Standard | Standard | Standard
F1_Commercial_Grocery_Existing_Food Preparation_Natural Gas_Food Prep Other_E1 | F1 | Commercial | Grocery | Existing | Food Preparation | Natural Gas | Food Prep Other | E1 | CCE | 0 | 0 | 0 | 0 | 0 | 0 | 0 | 0 | 0 | 0 | 0 | 0 | 0 | 0 | 0 | 0 | 0 | 0 | 0 | 0 | 0 | 0 | 0 | 0 | 0 | 0 | 0 | 0 | 0 | 0 | 0
F1_Commercial_Grocery_Existing_Food Preparation_Natural Gas_Food Prep Other_E2 | F1 | Commercial | Grocery | Existing | Food Preparation | Natural Gas | Food Prep Other | E2 | CCE | 0.15845 | 0.15233 | 0.15306 | 0.15466 | 0.15466 | 0.15466 | 0.15466 | 0.15466 | 0.15466 | 0.15466 | 0.15466 | 0.15466 | 0.15466 | 0.15466 | 0.15466 | 0.15466 | 0.15466 | 0.15466 | 0.15466 | 0.15466 | 0.15466 | 0.15466 | 0.15466 | 0.15466 | 0.15466 | 0.15466 | 0.15466 | 0.15466 | 0.15466 | 0.15466 | 0.15466
F1_Commercial_Grocery_Existing_Food Preparation_Natural Gas_Food Prep Other_E3 | F1 | Commercial | Grocery | Existing | Food Preparation | Natural Gas | Food Prep Other | E3 | CCE | 0 | 0 | 0 | 0 | 0 | 0 | 0 | 0 | 0 | 0 | 0 | 0 | 0 | 0 | 0 | 0 | 0 | 0 | 0 | 0 | 0 | 0 | 0 | 0 | 0 | 0 | 0 | 0 | 0 | 0 | 0
F1_Commercial_Grocery_Existing_Food Preparation_Natural Gas_Food Prep Other_E4 | F1 | Commercial | Grocery | Existing | Food Preparation | Natural Gas | Food Prep Other | E4 | CCE | 0 | 0 | 0 | 0 | 0 | 0 | 0 | 0 | 0 | 0 | 0 | 0 | 0 | 0 | 0 | 0 | 0 | 0 | 0 | 0 | 0 | 0 | 0 | 0 | 0 | 0 | 0 | 0 | 0 | 0 | 0
F1_Commercial_Grocery_Existing_Food Preparation_Natural Gas_Food Prep Other_E5 | F1 | Commercial | Grocery | Existing | Food Preparation | Natural Gas | Food Prep Other | E5 | CCE | 0 | 0 | 0 | 0 | 0 | 0 | 0 | 0 | 0 | 0 | 0 | 0 | 0 | 0 | 0 | 0 | 0 | 0 | 0 | 0 | 0 | 0 | 0 | 0 | 0 | 0 | 0 | 0 | 0 | 0 | 0
F1_Commercial_Grocery_Existing_Food Preparation_Natural Gas_Food Prep Other_E6 | F1 | Commercial | Grocery | Existing | Food Preparation | Natural Gas | Food Prep Other | E6 | CCE | 0 | 0 | 0 | 0 | 0 | 0 | 0 | 0 | 0 | 0 | 0 | 0 | 0 | 0 | 0 | 0 | 0 | 0 | 0 | 0 | 0 | 0 | 0 | 0 | 0 | 0 | 0 | 0 | 0 | 0 | 0
F1_Commercial_Grocery_Existing_Food Preparation_Natural Gas_Food Prep Other_E7 | F1 | Commercial | Grocery | Existing | Food Preparation | Natural Gas | Food Prep Other | E7 | CCE | 0 | 0 | 0 | 0 | 0 | 0 | 0 | 0 | 0 | 0 | 0 | 0 | 0 | 0 | 0 | 0 | 0 | 0 | 0 | 0 | 0 | 0 | 0 | 0 | 0 | 0 | 0 | 0 | 0 | 0 | 0
F1_Commercial_Grocery_Existing_Food Preparation_Natural Gas_Food Prep Other_E8 | F1 | Commercial | Grocery | Existing | Food Preparation | Natural Gas | Food Prep Other | E8 | CCE | 0 | 0 | 0 | 0 | 0 | 0 | 0 | 0 | 0 | 0 | 0 | 0 | 0 | 0 | 0 | 0 | 0 | 0 | 0 | 0 | 0 | 0 | 0 | 0 | 0 | 0 | 0 | 0 | 0 | 0 | 0
F1_Commercial_Grocery_Existing_Food Preparation_Natural Gas_Food Prep Other_E9 | F1 | Commercial | Grocery | Existing | Food Preparation | Natural Gas | Food Prep Other | E9 | CCE | 0 | 0 | 0 | 0 | 0 | 0 | 0 | 0 | 0 | 0 | 0 | 0 | 0 | 0 | 0 | 0 | 0 | 0 | 0 | 0 | 0 | 0 | 0 | 0 | 0 | 0 | 0 | 0 | 0 | 0 | 0
F1_Commercial_Grocery_Existing_Food Preparation_Natural Gas_Food Prep Other_E10 | F1 | Commercial | Grocery | Existing | Food Preparation | Natural Gas | Food Prep Other | E10 | CCE | 0 | 0 | 0 | 0 | 0 | 0 | 0 | 0 | 0 | 0 | 0 | 0 | 0 | 0 | 0 | 0 | 0 | 0 | 0 | 0 | 0 | 0 | 0 | 0 | 0 | 0 | 0 | 0 | 0 | 0 | 0
F2_Commercial_Grocery_Existing_Food Preparation_Natural Gas_Food Prep Other_E1 | F2 | Commercial | Grocery | Existing | Food Preparation | Natural Gas | Food Prep Other | E1 | TRC BC Ratio | 0.9 | 0.9 | 0.9 | 0.9 | 0.9 | 0.9 | 0.9 | 0.9 | 0.9 | 0.9 | 0.9 | 0.9 | 0.9 | 0.9 | 0.9 | 0.9 | 0.9 | 0.9 | 0.9 | 0.9 | 0.9 | 0.9 | 0.9 | 0.9 | 0.9 | 0.9 | 0.9 | 0.9 | 0.9 | 0.9 | 0.9
F2_Commercial_Grocery_Existing_Food Preparation_Natural Gas_Food Prep Other_E2 | F2 | Commercial | Grocery | Existing | Food Preparation | Natural Gas | Food Prep Other | E2 | TRC BC Ratio | 0.064402 | 0.065679 | 0.066592 | 0.067581 | 0.069003 | 0.064649 | 0.061246 | 0.059457 | 0.058814 | 0.057827 | 0.057162 | 0.060191 | 0.053868 | 0.057577 | 0.062338 | 0.066965 | 0.067138 | 0.067459 | 0.06617 | 0.067089 | 0.067733 | 0.068601 | 0.069693 | 0.032829 | 0.032174 | 0.031561 | 0.030984 | 0.030437 | 0.029914 | 0.029412 | 0.028926
F2_Commercial_Grocery_Existing_Food Preparation_Natural Gas_Food Prep Other_E3 | F2 | Commercial | Grocery | Existing | Food Preparation | Natural Gas | Food Prep Other | E3 | TRC BC Ratio | 0 | 0 | 0 | 0 | 0 | 0 | 0 | 0 | 0 | 0 | 0 | 0 | 0 | 0 | 0 | 0 | 0 | 0 | 0 | 0 | 0 | 0 | 0 | 0 | 0 | 0 | 0 | 0 | 0 | 0 | 0
F2_Commercial_Grocery_Existing_Food Preparation_Natural Gas_Food Prep Other_E4 | F2 | Commercial | Grocery | Existing | Food Preparation | Natural Gas | Food Prep Other | E4 | TRC BC Ratio | 0 | 0 | 0 | 0 | 0 | 0 | 0 | 0 | 0 | 0 | 0 | 0 | 0 | 0 | 0 | 0 | 0 | 0 | 0 | 0 | 0 | 0 | 0 | 0 | 0 | 0 | 0 | 0 | 0 | 0 | 0
F2_Commercial_Grocery_Existing_Food Preparation_Natural Gas_Food Prep Other_E5 | F2 | Commercial | Grocery | Existing | Food Preparation | Natural Gas | Food Prep Other | E5 | TRC BC Ratio | 0 | 0 | 0 | 0 | 0 | 0 | 0 | 0 | 0 | 0 | 0 | 0 | 0 | 0 | 0 | 0 | 0 | 0 | 0 | 0 | 0 | 0 | 0 | 0 | 0 | 0 | 0 | 0 | 0 | 0 | 0
F2_Commercial_Grocery_Existing_Food Preparation_Natural Gas_Food Prep Other_E6 | F2 | Commercial | Grocery | Existing | Food Preparation | Natural Gas | Food Prep Other | E6 | TRC BC Ratio | 0 | 0 | 0 | 0 | 0 | 0 | 0 | 0 | 0 | 0 | 0 | 0 | 0 | 0 | 0 | 0 | 0 | 0 | 0 | 0 | 0 | 0 | 0 | 0 | 0 | 0 | 0 | 0 | 0 | 0 | 0
F2_Commercial_Grocery_Existing_Food Preparation_Natural Gas_Food Prep Other_E7 | F2 | Commercial | Grocery | Existing | Food Preparation | Natural Gas | Food Prep Other | E7 | TRC BC Ratio | 0 | 0 | 0 | 0 | 0 | 0 | 0 | 0 | 0 | 0 | 0 | 0 | 0 | 0 | 0 | 0 | 0 | 0 | 0 | 0 | 0 | 0 | 0 | 0 | 0 | 0 | 0 | 0 | 0 | 0 | 0
F2_Commercial_Grocery_Existing_Food Preparation_Natural Gas_Food Prep Other_E8 | F2 | Commercial | Grocery | Existing | Food Preparation | Natural Gas | Food Prep Other | E8 | TRC BC Ratio | 0 | 0 | 0 | 0 | 0 | 0 | 0 | 0 | 0 | 0 | 0 | 0 | 0 | 0 | 0 | 0 | 0 | 0 | 0 | 0 | 0 | 0 | 0 | 0 | 0 | 0 | 0 | 0 | 0 | 0 | 0
F2_Commercial_Grocery_Existing_Food Preparation_Natural Gas_Food Prep Other_E9 | F2 | Commercial | Grocery | Existing | Food Preparation | Natural Gas | Food Prep Other | E9 | TRC BC Ratio | 0 | 0 | 0 | 0 | 0 | 0 | 0 | 0 | 0 | 0 | 0 | 0 | 0 | 0 | 0 | 0 | 0 | 0 | 0 | 0 | 0 | 0 | 0 | 0 | 0 | 0 | 0 | 0 | 0 | 0 | 0
F2_Commercial_Grocery_Existing_Food Preparation_Natural Gas_Food Prep Other_E10 | F2 | Commercial | Grocery | Existing | Food Preparation | Natural Gas | Food Prep Other | E10 | TRC BC Ratio | 0 | 0 | 0 | 0 | 0 | 0 | 0 | 0 | 0 | 0 | 0 | 0 | 0 | 0 | 0 | 0 | 0 | 0 | 0 | 0 | 0 | 0 | 0 | 0 | 0 | 0 | 0 | 0 | 0 | 0 | 0
F3_Commercial_Grocery_Existing_Food Preparation_Natural Gas_Food Prep Other_E1 | F3 | Commercial | Grocery | Existing | Food Preparation | Natural Gas | Food Prep Other | E1 | PACT BC Ratio | 0.9 | 0.9 | 0.9 | 0.9 | 0.9 | 0.9 | 0.9 | 0.9 | 0.9 | 0.9 | 0.9 | 0.9 | 0.9 | 0.9 | 0.9 | 0.9 | 0.9 | 0.9 | 0.9 | 0.9 | 0.9 | 0.9 | 0.9 | 0.9 | 0.9 | 0.9 | 0.9 | 0.9 | 0.9 | 0.9 | 0.9
F3_Commercial_Grocery_Existing_Food Preparation_Natural Gas_Food Prep Other_E2 | F3 | Commercial | Grocery | Existing | Food Preparation | Natural Gas | Food Prep Other | E2 | PACT BC Ratio | 1.1369 | 1.1594 | 1.1755 | 1.193 | 1.2181 | 1.1412 | 1.0812 | 1.0496 | 1.0382 | 1.0208 | 1.0091 | 1.0625 | 0.95093 | 1.0164 | 1.1004 | 1.1821 | 1.1852 | 1.1908 | 1.1681 | 1.1843 | 1.1957 | 1.211 | 1.2303 | 0.57953 | 0.56797 | 0.55715 | 0.54696 | 0.5373 | 0.52807 | 0.5192 | 0.51063
F3_Commercial_Grocery_Existing_Food Preparation_Natural Gas_Food Prep Other_E3 | F3 | Commercial | Grocery | Existing | Food Preparation | Natural Gas | Food Prep Other | E3 | PACT BC Ratio | 0 | 0 | 0 | 0 | 0 | 0 | 0 | 0 | 0 | 0 | 0 | 0 | 0 | 0 | 0 | 0 | 0 | 0 | 0 | 0 | 0 | 0 | 0 | 0 | 0 | 0 | 0 | 0 | 0 | 0 | 0
F3_Commercial_Grocery_Existing_Food Preparation_Natural Gas_Food Prep Other_E4 | F3 | Commercial | Grocery | Existing | Food Preparation | Natural Gas | Food Prep Other | E4 | PACT BC Ratio | 0 | 0 | 0 | 0 | 0 | 0 | 0 | 0 | 0 | 0 | 0 | 0 | 0 | 0 | 0 | 0 | 0 | 0 | 0 | 0 | 0 | 0 | 0 | 0 | 0 | 0 | 0 | 0 | 0 | 0 | 0
F3_Commercial_Grocery_Existing_Food Preparation_Natural Gas_Food Prep Other_E5 | F3 | Commercial | Grocery | Existing | Food Preparation | Natural Gas | Food Prep Other | E5 | PACT BC Ratio | 0 | 0 | 0 | 0 | 0 | 0 | 0 | 0 | 0 | 0 | 0 | 0 | 0 | 0 | 0 | 0 | 0 | 0 | 0 | 0 | 0 | 0 | 0 | 0 | 0 | 0 | 0 | 0 | 0 | 0 | 0
F3_Commercial_Grocery_Existing_Food Preparation_Natural Gas_Food Prep Other_E6 | F3 | Commercial | Grocery | Existing | Food Preparation | Natural Gas | Food Prep Other | E6 | PACT BC Ratio | 0 | 0 | 0 | 0 | 0 | 0 | 0 | 0 | 0 | 0 | 0 | 0 | 0 | 0 | 0 | 0 | 0 | 0 | 0 | 0 | 0 | 0 | 0 | 0 | 0 | 0 | 0 | 0 | 0 | 0 | 0
F3_Commercial_Grocery_Existing_Food Preparation_Natural Gas_Food Prep Other_E7 | F3 | Commercial | Grocery | Existing | Food Preparation | Natural Gas | Food Prep Other | E7 | PACT BC Ratio | 0 | 0 | 0 | 0 | 0 | 0 | 0 | 0 | 0 | 0 | 0 | 0 | 0 | 0 | 0 | 0 | 0 | 0 | 0 | 0 | 0 | 0 | 0 | 0 | 0 | 0 | 0 | 0 | 0 | 0 | 0
F3_Commercial_Grocery_Existing_Food Preparation_Natural Gas_Food Prep Other_E8 | F3 | Commercial | Grocery | Existing | Food Preparation | Natural Gas | Food Prep Other | E8 | PACT BC Ratio | 0 | 0 | 0 | 0 | 0 | 0 | 0 | 0 | 0 | 0 | 0 | 0 | 0 | 0 | 0 | 0 | 0 | 0 | 0 | 0 | 0 | 0 | 0 | 0 | 0 | 0 | 0 | 0 | 0 | 0 | 0
F3_Commercial_Grocery_Existing_Food Preparation_Natural Gas_Food Prep Other_E9 | F3 | Commercial | Grocery | Existing | Food Preparation | Natural Gas | Food Prep Other | E9 | PACT BC Ratio | 0 | 0 | 0 | 0 | 0 | 0 | 0 | 0 | 0 | 0 | 0 | 0 | 0 | 0 | 0 | 0 | 0 | 0 | 0 | 0 | 0 | 0 | 0 | 0 | 0 | 0 | 0 | 0 | 0 | 0 | 0
F3_Commercial_Grocery_Existing_Food Preparation_Natural Gas_Food Prep Other_E10 | F3 | Commercial | Grocery | Existing | Food Preparation | Natural Gas | Food Prep Other | E10 | PACT BC Ratio | 0 | 0 | 0 | 0 | 0 | 0 | 0 | 0 | 0 | 0 | 0 | 0 | 0 | 0 | 0 | 0 | 0 | 0 | 0 | 0 | 0 | 0 | 0 | 0 | 0 | 0 | 0 | 0 | 0 | 0 | 0
F4_Commercial_Grocery_Existing_Food Preparation_Natural Gas_Food Prep Other_E1 | F4 | Commercial | Grocery | Existing | Food Preparation | Natural Gas | Food Prep Other | E1 | PCT BC Ratio | 0.9 | 0.9 | 0.9 | 0.9 | 0.9 | 0.9 | 0.9 | 0.9 | 0.9 | 0.9 | 0.9 | 0.9 | 0.9 | 0.9 | 0.9 | 0.9 | 0.9 | 0.9 | 0.9 | 0.9 | 0.9 | 0.9 | 0.9 | 0.9 | 0.9 | 0.9 | 0.9 | 0.9 | 0.9 | 0.9 | 0.9
F4_Commercial_Grocery_Existing_Food Preparation_Natural Gas_Food Prep Other_E2 | F4 | Commercial | Grocery | Existing | Food Preparation | Natural Gas | Food Prep Other | E2 | PCT BC Ratio | 0.10732 | 0.10889 | 0.11002 | 0.11124 | 0.113 | 0.10762 | 0.10342 | 0.10121 | 0.10042 | 0.0992 | 0.098378 | 0.10212 | 0.094311 | 0.098891 | 0.10477 | 0.11048 | 0.1107 | 0.11109 | 0.1095 | 0.11064 | 0.11143 | 0.1125 | 0.11385 | 0.068334 | 0.067525 | 0.066768 | 0.066056 | 0.06538 | 0.064735 | 0.064115 | 0.063515
F4_Commercial_Grocery_Existing_Food Preparation_Natural Gas_Food Prep Other_E3 | F4 | Commercial | Grocery | Existing | Food Preparation | Natural Gas | Food Prep Other | E3 | PCT BC Ratio | 0 | 0 | 0 | 0 | 0 | 0 | 0 | 0 | 0 | 0 | 0 | 0 | 0 | 0 | 0 | 0 | 0 | 0 | 0 | 0 | 0 | 0 | 0 | 0 | 0 | 0 | 0 | 0 | 0 | 0 | 0
F4_Commercial_Grocery_Existing_Food Preparation_Natural Gas_Food Prep Other_E4 | F4 | Commercial | Grocery | Existing | Food Preparation | Natural Gas | Food Prep Other | E4 | PCT BC Ratio | 0 | 0 | 0 | 0 | 0 | 0 | 0 | 0 | 0 | 0 | 0 | 0 | 0 | 0 | 0 | 0 | 0 | 0 | 0 | 0 | 0 | 0 | 0 | 0 | 0 | 0 | 0 | 0 | 0 | 0 | 0
F4_Commercial_Grocery_Existing_Food Preparation_Natural Gas_Food Prep Other_E5 | F4 | Commercial | Grocery | Existing | Food Preparation | Natural Gas | Food Prep Other | E5 | PCT BC Ratio | 0 | 0 | 0 | 0 | 0 | 0 | 0 | 0 | 0 | 0 | 0 | 0 | 0 | 0 | 0 | 0 | 0 | 0 | 0 | 0 | 0 | 0 | 0 | 0 | 0 | 0 | 0 | 0 | 0 | 0 | 0
F4_Commercial_Grocery_Existing_Food Preparation_Natural Gas_Food Prep Other_E6 | F4 | Commercial | Grocery | Existing | Food Preparation | Natural Gas | Food Prep Other | E6 | PCT BC Ratio | 0 | 0 | 0 | 0 | 0 | 0 | 0 | 0 | 0 | 0 | 0 | 0 | 0 | 0 | 0 | 0 | 0 | 0 | 0 | 0 | 0 | 0 | 0 | 0 | 0 | 0 | 0 | 0 | 0 | 0 | 0
F4_Commercial_Grocery_Existing_Food Preparation_Natural Gas_Food Prep Other_E7 | F4 | Commercial | Grocery | Existing | Food Preparation | Natural Gas | Food Prep Other | E7 | PCT BC Ratio | 0 | 0 | 0 | 0 | 0 | 0 | 0 | 0 | 0 | 0 | 0 | 0 | 0 | 0 | 0 | 0 | 0 | 0 | 0 | 0 | 0 | 0 | 0 | 0 | 0 | 0 | 0 | 0 | 0 | 0 | 0
F4_Commercial_Grocery_Existing_Food Preparation_Natural Gas_Food Prep Other_E8 | F4 | Commercial | Grocery | Existing | Food Preparation | Natural Gas | Food Prep Other | E8 | PCT BC Ratio | 0 | 0 | 0 | 0 | 0 | 0 | 0 | 0 | 0 | 0 | 0 | 0 | 0 | 0 | 0 | 0 | 0 | 0 | 0 | 0 | 0 | 0 | 0 | 0 | 0 | 0 | 0 | 0 | 0 | 0 | 0
F4_Commercial_Grocery_Existing_Food Preparation_Natural Gas_Food Prep Other_E9 | F4 | Commercial | Grocery | Existing | Food Preparation | Natural Gas | Food Prep Other | E9 | PCT BC Ratio | 0 | 0 | 0 | 0 | 0 | 0 | 0 | 0 | 0 | 0 | 0 | 0 | 0 | 0 | 0 | 0 | 0 | 0 | 0 | 0 | 0 | 0 | 0 | 0 | 0 | 0 | 0 | 0 | 0 | 0 | 0
F4_Commercial_Grocery_Existing_Food Preparation_Natural Gas_Food Prep Other_E10 | F4 | Commercial | Grocery | Existing | Food Preparation | Natural Gas | Food Prep Other | E10 | PCT BC Ratio | 0 | 0 | 0 | 0 | 0 | 0 | 0 | 0 | 0 | 0 | 0 | 0 | 0 | 0 | 0 | 0 | 0 | 0 | 0 | 0 | 0 | 0 | 0 | 0 | 0 | 0 | 0 | 0 | 0 | 0 | 0
F5_Commercial_Grocery_Existing_Food Preparation_Natural Gas_Food Prep Other_E1 | F5 | Commercial | Grocery | Existing | Food Preparation | Natural Gas | Food Prep Other | E1 | RIM BC Ratio | 0.9 | 0.9 | 0.9 | 0.9 | 0.9 | 0.9 | 0.9 | 0.9 | 0.9 | 0.9 | 0.9 | 0.9 | 0.9 | 0.9 | 0.9 | 0.9 | 0.9 | 0.9 | 0.9 | 0.9 | 0.9 | 0.9 | 0.9 | 0.9 | 0.9 | 0.9 | 0.9 | 0.9 | 0.9 | 0.9 | 0.9
F5_Commercial_Grocery_Existing_Food Preparation_Natural Gas_Food Prep Other_E2 | F5 | Commercial | Grocery | Existing | Food Preparation | Natural Gas | Food Prep Other | E2 | RIM BC Ratio | 0.48131 | 0.4853 | 0.48811 | 0.49109 | 0.49529 | 0.48209 | 0.47104 | 0.46494 | 0.4627 | 0.45921 | 0.45681 | 0.46746 | 0.44451 | 0.45831 | 0.47466 | 0.48924 | 0.48976 | 0.49072 | 0.48682 | 0.48961 | 0.49154 | 0.49412 | 0.49729 | 0.34204 | 0.33798 | 0.33412 | 0.33043 | 0.32688 | 0.32344 | 0.32009 | 0.31681
F5_Commercial_Grocery_Existing_Food Preparation_Natural Gas_Food Prep Other_E3 | F5 | Commercial | Grocery | Existing | Food Preparation | Natural Gas | Food Prep Other | E3 | RIM BC Ratio | 0 | 0 | 0 | 0 | 0 | 0 | 0 | 0 | 0 | 0 | 0 | 0 | 0 | 0 | 0 | 0 | 0 | 0 | 0 | 0 | 0 | 0 | 0 | 0 | 0 | 0 | 0 | 0 | 0 | 0 | 0
F5_Commercial_Grocery_Existing_Food Preparation_Natural Gas_Food Prep Other_E4 | F5 | Commercial | Grocery | Existing | Food Preparation | Natural Gas | Food Prep Other | E4 | RIM BC Ratio | 0 | 0 | 0 | 0 | 0 | 0 | 0 | 0 | 0 | 0 | 0 | 0 | 0 | 0 | 0 | 0 | 0 | 0 | 0 | 0 | 0 | 0 | 0 | 0 | 0 | 0 | 0 | 0 | 0 | 0 | 0
F5_Commercial_Grocery_Existing_Food Preparation_Natural Gas_Food Prep Other_E5 | F5 | Commercial | Grocery | Existing | Food Preparation | Natural Gas | Food Prep Other | E5 | RIM BC Ratio | 0 | 0 | 0 | 0 | 0 | 0 | 0 | 0 | 0 | 0 | 0 | 0 | 0 | 0 | 0 | 0 | 0 | 0 | 0 | 0 | 0 | 0 | 0 | 0 | 0 | 0 | 0 | 0 | 0 | 0 | 0
F5_Commercial_Grocery_Existing_Food Preparation_Natural Gas_Food Prep Other_E6 | F5 | Commercial | Grocery | Existing | Food Preparation | Natural Gas | Food Prep Other | E6 | RIM BC Ratio | 0 | 0 | 0 | 0 | 0 | 0 | 0 | 0 | 0 | 0 | 0 | 0 | 0 | 0 | 0 | 0 | 0 | 0 | 0 | 0 | 0 | 0 | 0 | 0 | 0 | 0 | 0 | 0 | 0 | 0 | 0
F5_Commercial_Grocery_Existing_Food Preparation_Natural Gas_Food Prep Other_E7 | F5 | Commercial | Grocery | Existing | Food Preparation | Natural Gas | Food Prep Other | E7 | RIM BC Ratio | 0 | 0 | 0 | 0 | 0 | 0 | 0 | 0 | 0 | 0 | 0 | 0 | 0 | 0 | 0 | 0 | 0 | 0 | 0 | 0 | 0 | 0 | 0 | 0 | 0 | 0 | 0 | 0 | 0 | 0 | 0
F5_Commercial_Grocery_Existing_Food Preparation_Natural Gas_Food Prep Other_E8 | F5 | Commercial | Grocery | Existing | Food Preparation | Natural Gas | Food Prep Other | E8 | RIM BC Ratio | 0 | 0 | 0 | 0 | 0 | 0 | 0 | 0 | 0 | 0 | 0 | 0 | 0 | 0 | 0 | 0 | 0 | 0 | 0 | 0 | 0 | 0 | 0 | 0 | 0 | 0 | 0 | 0 | 0 | 0 | 0
F5_Commercial_Grocery_Existing_Food Preparation_Natural Gas_Food Prep Other_E9 | F5 | Commercial | Grocery | Existing | Food Preparation | Natural Gas | Food Prep Other | E9 | RIM BC Ratio | 0 | 0 | 0 | 0 | 0 | 0 | 0 | 0 | 0 | 0 | 0 | 0 | 0 | 0 | 0 | 0 | 0 | 0 | 0 | 0 | 0 | 0 | 0 | 0 | 0 | 0 | 0 | 0 | 0 | 0 | 0
F5_Commercial_Grocery_Existing_Food Preparation_Natural Gas_Food Prep Other_E10 | F5 | Commercial | Grocery | Existing | Food Preparation | Natural Gas | Food Prep Other | E10 | RIM BC Ratio | 0 | 0 | 0 | 0 | 0 | 0 | 0 | 0 | 0 | 0 | 0 | 0 | 0 | 0 | 0 | 0 | 0 | 0 | 0 | 0 | 0 | 0 | 0 | 0 | 0 | 0 | 0 | 0 | 0 | 0 | 0
F0_Commercial_Grocery_Existing_Miscellaneous_Natural Gas_Pool Heater_E0 | F0 | Commercial | Grocery | Existing | Miscellaneous | Natural Gas | Pool Heater | E0 | Economic Unit | Standard (EF .78) | Standard (EF .78) | Standard (EF .78) | Standard (EF .78) | Standard (EF .78) | Standard (EF .78) | Standard (EF .78) | Standard (EF .78) | Standard (EF .78) | Standard (EF .78) | Standard (EF .78) | Standard (EF .78) | Standard (EF .78) | Standard (EF .78) | Standard (EF .78) | Standard (EF .78) | Standard (EF .78) | Standard (EF .78) | Condensing (EF .90) | Condensing (EF .90) | Condensing (EF .90) | Condensing (EF .90) | Condensing (EF .90) | Standard (EF .78) | Standard (EF .78) | Standard (EF .78) | Standard (EF .78) | Standard (EF .78) | Standard (EF .78) | Standard (EF .78) | Standard (EF .78)
F1_Commercial_Grocery_Existing_Miscellaneous_Natural Gas_Pool Heater_E1 | F1 | Commercial | Grocery | Existing | Miscellaneous | Natural Gas | Pool Heater | E1 | CCE | 0 | 0 | 0 | 0 | 0 | 0 | 0 | 0 | 0 | 0 | 0 | 0 | 0 | 0 | 0 | 0 | 0 | 0 | 0 | 0 | 0 | 0 | 0 | 0 | 0 | 0 | 0 | 0 | 0 | 0 | 0
F1_Commercial_Grocery_Existing_Miscellaneous_Natural Gas_Pool Heater_E2 | F1 | Commercial | Grocery | Existing | Miscellaneous | Natural Gas | Pool Heater | E2 | CCE | 0.017772 | 0.017086 | 0.017167 | 0.017347 | 0.017347 | 0.017347 | 0.017347 | 0.017347 | 0.017347 | 0.017347 | 0.017347 | 0.017347 | 0.017347 | 0.017347 | 0.017347 | 0.017347 | 0.017347 | 0.017347 | 0.017347 | 0.017347 | 0.017347 | 0.017347 | 0.017347 | 0.017347 | 0.017347 | 0.017347 | 0.017347 | 0.017347 | 0.017347 | 0.017347 | 0.017347
F1_Commercial_Grocery_Existing_Miscellaneous_Natural Gas_Pool Heater_E3 | F1 | Commercial | Grocery | Existing | Miscellaneous | Natural Gas | Pool Heater | E3 | CCE | 0 | 0 | 0 | 0 | 0 | 0 | 0 | 0 | 0 | 0 | 0 | 0 | 0 | 0 | 0 | 0 | 0 | 0 | 0 | 0 | 0 | 0 | 0 | 0 | 0 | 0 | 0 | 0 | 0 | 0 | 0
F1_Commercial_Grocery_Existing_Miscellaneous_Natural Gas_Pool Heater_E4 | F1 | Commercial | Grocery | Existing | Miscellaneous | Natural Gas | Pool Heater | E4 | CCE | 0 | 0 | 0 | 0 | 0 | 0 | 0 | 0 | 0 | 0 | 0 | 0 | 0 | 0 | 0 | 0 | 0 | 0 | 0 | 0 | 0 | 0 | 0 | 0 | 0 | 0 | 0 | 0 | 0 | 0 | 0
F1_Commercial_Grocery_Existing_Miscellaneous_Natural Gas_Pool Heater_E5 | F1 | Commercial | Grocery | Existing | Miscellaneous | Natural Gas | Pool Heater | E5 | CCE | 0 | 0 | 0 | 0 | 0 | 0 | 0 | 0 | 0 | 0 | 0 | 0 | 0 | 0 | 0 | 0 | 0 | 0 | 0 | 0 | 0 | 0 | 0 | 0 | 0 | 0 | 0 | 0 | 0 | 0 | 0
F1_Commercial_Grocery_Existing_Miscellaneous_Natural Gas_Pool Heater_E6 | F1 | Commercial | Grocery | Existing | Miscellaneous | Natural Gas | Pool Heater | E6 | CCE | 0 | 0 | 0 | 0 | 0 | 0 | 0 | 0 | 0 | 0 | 0 | 0 | 0 | 0 | 0 | 0 | 0 | 0 | 0 | 0 | 0 | 0 | 0 | 0 | 0 | 0 | 0 | 0 | 0 | 0 | 0
F1_Commercial_Grocery_Existing_Miscellaneous_Natural Gas_Pool Heater_E7 | F1 | Commercial | Grocery | Existing | Miscellaneous | Natural Gas | Pool Heater | E7 | CCE | 0 | 0 | 0 | 0 | 0 | 0 | 0 | 0 | 0 | 0 | 0 | 0 | 0 | 0 | 0 | 0 | 0 | 0 | 0 | 0 | 0 | 0 | 0 | 0 | 0 | 0 | 0 | 0 | 0 | 0 | 0
F1_Commercial_Grocery_Existing_Miscellaneous_Natural Gas_Pool Heater_E8 | F1 | Commercial | Grocery | Existing | Miscellaneous | Natural Gas | Pool Heater | E8 | CCE | 0 | 0 | 0 | 0 | 0 | 0 | 0 | 0 | 0 | 0 | 0 | 0 | 0 | 0 | 0 | 0 | 0 | 0 | 0 | 0 | 0 | 0 | 0 | 0 | 0 | 0 | 0 | 0 | 0 | 0 | 0
F1_Commercial_Grocery_Existing_Miscellaneous_Natural Gas_Pool Heater_E9 | F1 | Commercial | Grocery | Existing | Miscellaneous | Natural Gas | Pool Heater | E9 | CCE | 0 | 0 | 0 | 0 | 0 | 0 | 0 | 0 | 0 | 0 | 0 | 0 | 0 | 0 | 0 | 0 | 0 | 0 | 0 | 0 | 0 | 0 | 0 | 0 | 0 | 0 | 0 | 0 | 0 | 0 | 0
F1_Commercial_Grocery_Existing_Miscellaneous_Natural Gas_Pool Heater_E10 | F1 | Commercial | Grocery | Existing | Miscellaneous | Natural Gas | Pool Heater | E10 | CCE | 0 | 0 | 0 | 0 | 0 | 0 | 0 | 0 | 0 | 0 | 0 | 0 | 0 | 0 | 0 | 0 | 0 | 0 | 0 | 0 | 0 | 0 | 0 | 0 | 0 | 0 | 0 | 0 | 0 | 0 | 0
F2_Commercial_Grocery_Existing_Miscellaneous_Natural Gas_Pool Heater_E1 | F2 | Commercial | Grocery | Existing | Miscellaneous | Natural Gas | Pool Heater | E1 | TRC BC Ratio | 0.9 | 0.9 | 0.9 | 0.9 | 0.9 | 0.9 | 0.9 | 0.9 | 0.9 | 0.9 | 0.9 | 0.9 | 0.9 | 0.9 | 0.9 | 0.9 | 0.9 | 0.9 | 0.9 | 0.9 | 0.9 | 0.9 | 0.9 | 0.9 | 0.9 | 0.9 | 0.9 | 0.9 | 0.9 | 0.9 | 0.9
F2_Commercial_Grocery_Existing_Miscellaneous_Natural Gas_Pool Heater_E2 | F2 | Commercial | Grocery | Existing | Miscellaneous | Natural Gas | Pool Heater | E2 | TRC BC Ratio | 0.56913 | 0.59017 | 0.59856 | 0.60055 | 0.62327 | 0.58756 | 0.56286 | 0.56218 | 0.57879 | 0.56904 | 0.56637 | 0.56026 | 0.42036 | 0.41012 | 0.40714 | 0.46017 | 0.52551 | 0.59905 | 0.65771 | 0.754 | 0.76585 | 0.78054 | 0.79807 | 0.30114 | 0.29474 | 0.28881 | 0.28328 | 0.2781 | 0.27319 | 0.2685 | 0.264
F2_Commercial_Grocery_Existing_Miscellaneous_Natural Gas_Pool Heater_E3 | F2 | Commercial | Grocery | Existing | Miscellaneous | Natural Gas | Pool Heater | E3 | TRC BC Ratio | 0 | 0 | 0 | 0 | 0 | 0 | 0 | 0 | 0 | 0 | 0 | 0 | 0 | 0 | 0 | 0 | 0 | 0 | 0 | 0 | 0 | 0 | 0 | 0 | 0 | 0 | 0 | 0 | 0 | 0 | 0
F2_Commercial_Grocery_Existing_Miscellaneous_Natural Gas_Pool Heater_E4 | F2 | Commercial | Grocery | Existing | Miscellaneous | Natural Gas | Pool Heater | E4 | TRC BC Ratio | 0 | 0 | 0 | 0 | 0 | 0 | 0 | 0 | 0 | 0 | 0 | 0 | 0 | 0 | 0 | 0 | 0 | 0 | 0 | 0 | 0 | 0 | 0 | 0 | 0 | 0 | 0 | 0 | 0 | 0 | 0
F2_Commercial_Grocery_Existing_Miscellaneous_Natural Gas_Pool Heater_E5 | F2 | Commercial | Grocery | Existing | Miscellaneous | Natural Gas | Pool Heater | E5 | TRC BC Ratio | 0 | 0 | 0 | 0 | 0 | 0 | 0 | 0 | 0 | 0 | 0 | 0 | 0 | 0 | 0 | 0 | 0 | 0 | 0 | 0 | 0 | 0 | 0 | 0 | 0 | 0 | 0 | 0 | 0 | 0 | 0
F2_Commercial_Grocery_Existing_Miscellaneous_Natural Gas_Pool Heater_E6 | F2 | Commercial | Grocery | Existing | Miscellaneous | Natural Gas | Pool Heater | E6 | TRC BC Ratio | 0 | 0 | 0 | 0 | 0 | 0 | 0 | 0 | 0 | 0 | 0 | 0 | 0 | 0 | 0 | 0 | 0 | 0 | 0 | 0 | 0 | 0 | 0 | 0 | 0 | 0 | 0 | 0 | 0 | 0 | 0
F2_Commercial_Grocery_Existing_Miscellaneous_Natural Gas_Pool Heater_E7 | F2 | Commercial | Grocery | Existing | Miscellaneous | Natural Gas | Pool Heater | E7 | TRC BC Ratio | 0 | 0 | 0 | 0 | 0 | 0 | 0 | 0 | 0 | 0 | 0 | 0 | 0 | 0 | 0 | 0 | 0 | 0 | 0 | 0 | 0 | 0 | 0 | 0 | 0 | 0 | 0 | 0 | 0 | 0 | 0
F2_Commercial_Grocery_Existing_Miscellaneous_Natural Gas_Pool Heater_E8 | F2 | Commercial | Grocery | Existing | Miscellaneous | Natural Gas | Pool Heater | E8 | TRC BC Ratio | 0 | 0 | 0 | 0 | 0 | 0 | 0 | 0 | 0 | 0 | 0 | 0 | 0 | 0 | 0 | 0 | 0 | 0 | 0 | 0 | 0 | 0 | 0 | 0 | 0 | 0 | 0 | 0 | 0 | 0 | 0
F2_Commercial_Grocery_Existing_Miscellaneous_Natural Gas_Pool Heater_E9 | F2 | Commercial | Grocery | Existing | Miscellaneous | Natural Gas | Pool Heater | E9 | TRC BC Ratio | 0 | 0 | 0 | 0 | 0 | 0 | 0 | 0 | 0 | 0 | 0 | 0 | 0 | 0 | 0 | 0 | 0 | 0 | 0 | 0 | 0 | 0 | 0 | 0 | 0 | 0 | 0 | 0 | 0 | 0 | 0
F2_Commercial_Grocery_Existing_Miscellaneous_Natural Gas_Pool Heater_E10 | F2 | Commercial | Grocery | Existing | Miscellaneous | Natural Gas | Pool Heater | E10 | TRC BC Ratio | 0 | 0 | 0 | 0 | 0 | 0 | 0 | 0 | 0 | 0 | 0 | 0 | 0 | 0 | 0 | 0 | 0 | 0 | 0 | 0 | 0 | 0 | 0 | 0 | 0 | 0 | 0 | 0 | 0 | 0 | 0
F3_Commercial_Grocery_Existing_Miscellaneous_Natural Gas_Pool Heater_E1 | F3 | Commercial | Grocery | Existing | Miscellaneous | Natural Gas | Pool Heater | E1 | PACT BC Ratio | 0.9 | 0.9 | 0.9 | 0.9 | 0.9 | 0.9 | 0.9 | 0.9 | 0.9 | 0.9 | 0.9 | 0.9 | 0.9 | 0.9 | 0.9 | 0.9 | 0.9 | 0.9 | 0.9 | 0.9 | 0.9 | 0.9 | 0.9 | 0.9 | 0.9 | 0.9 | 0.9 | 0.9 | 0.9 | 0.9 | 0.9
F3_Commercial_Grocery_Existing_Miscellaneous_Natural Gas_Pool Heater_E2 | F3 | Commercial | Grocery | Existing | Miscellaneous | Natural Gas | Pool Heater | E2 | PACT BC Ratio | 0.80033 | 0.82991 | 0.84171 | 0.84451 | 0.87645 | 0.82624 | 0.79152 | 0.79055 | 0.81391 | 0.8002 | 0.79645 | 0.78786 | 0.59112 | 0.57672 | 0.57253 | 0.64711 | 0.73899 | 0.8424 | 0.92489 | 1.0603 | 1.077 | 1.0976 | 1.1223 | 0.42347 | 0.41447 | 0.40613 | 0.39836 | 0.39107 | 0.38417 | 0.37758 | 0.37125
F3_Commercial_Grocery_Existing_Miscellaneous_Natural Gas_Pool Heater_E3 | F3 | Commercial | Grocery | Existing | Miscellaneous | Natural Gas | Pool Heater | E3 | PACT BC Ratio | 0 | 0 | 0 | 0 | 0 | 0 | 0 | 0 | 0 | 0 | 0 | 0 | 0 | 0 | 0 | 0 | 0 | 0 | 0 | 0 | 0 | 0 | 0 | 0 | 0 | 0 | 0 | 0 | 0 | 0 | 0
F3_Commercial_Grocery_Existing_Miscellaneous_Natural Gas_Pool Heater_E4 | F3 | Commercial | Grocery | Existing | Miscellaneous | Natural Gas | Pool Heater | E4 | PACT BC Ratio | 0 | 0 | 0 | 0 | 0 | 0 | 0 | 0 | 0 | 0 | 0 | 0 | 0 | 0 | 0 | 0 | 0 | 0 | 0 | 0 | 0 | 0 | 0 | 0 | 0 | 0 | 0 | 0 | 0 | 0 | 0
F3_Commercial_Grocery_Existing_Miscellaneous_Natural Gas_Pool Heater_E5 | F3 | Commercial | Grocery | Existing | Miscellaneous | Natural Gas | Pool Heater | E5 | PACT BC Ratio | 0 | 0 | 0 | 0 | 0 | 0 | 0 | 0 | 0 | 0 | 0 | 0 | 0 | 0 | 0 | 0 | 0 | 0 | 0 | 0 | 0 | 0 | 0 | 0 | 0 | 0 | 0 | 0 | 0 | 0 | 0
F3_Commercial_Grocery_Existing_Miscellaneous_Natural Gas_Pool Heater_E6 | F3 | Commercial | Grocery | Existing | Miscellaneous | Natural Gas | Pool Heater | E6 | PACT BC Ratio | 0 | 0 | 0 | 0 | 0 | 0 | 0 | 0 | 0 | 0 | 0 | 0 | 0 | 0 | 0 | 0 | 0 | 0 | 0 | 0 | 0 | 0 | 0 | 0 | 0 | 0 | 0 | 0 | 0 | 0 | 0
F3_Commercial_Grocery_Existing_Miscellaneous_Natural Gas_Pool Heater_E7 | F3 | Commercial | Grocery | Existing | Miscellaneous | Natural Gas | Pool Heater | E7 | PACT BC Ratio | 0 | 0 | 0 | 0 | 0 | 0 | 0 | 0 | 0 | 0 | 0 | 0 | 0 | 0 | 0 | 0 | 0 | 0 | 0 | 0 | 0 | 0 | 0 | 0 | 0 | 0 | 0 | 0 | 0 | 0 | 0
F3_Commercial_Grocery_Existing_Miscellaneous_Natural Gas_Pool Heater_E8 | F3 | Commercial | Grocery | Existing | Miscellaneous | Natural Gas | Pool Heater | E8 | PACT BC Ratio | 0 | 0 | 0 | 0 | 0 | 0 | 0 | 0 | 0 | 0 | 0 | 0 | 0 | 0 | 0 | 0 | 0 | 0 | 0 | 0 | 0 | 0 | 0 | 0 | 0 | 0 | 0 | 0 | 0 | 0 | 0
F3_Commercial_Grocery_Existing_Miscellaneous_Natural Gas_Pool Heater_E9 | F3 | Commercial | Grocery | Existing | Miscellaneous | Natural Gas | Pool Heater | E9 | PACT BC Ratio | 0 | 0 | 0 | 0 | 0 | 0 | 0 | 0 | 0 | 0 | 0 | 0 | 0 | 0 | 0 | 0 | 0 | 0 | 0 | 0 | 0 | 0 | 0 | 0 | 0 | 0 | 0 | 0 | 0 | 0 | 0
F3_Commercial_Grocery_Existing_Miscellaneous_Natural Gas_Pool Heater_E10 | F3 | Commercial | Grocery | Existing | Miscellaneous | Natural Gas | Pool Heater | E10 | PACT BC Ratio | 0 | 0 | 0 | 0 | 0 | 0 | 0 | 0 | 0 | 0 | 0 | 0 | 0 | 0 | 0 | 0 | 0 | 0 | 0 | 0 | 0 | 0 | 0 | 0 | 0 | 0 | 0 | 0 | 0 | 0 | 0
F4_Commercial_Grocery_Existing_Miscellaneous_Natural Gas_Pool Heater_E1 | F4 | Commercial | Grocery | Existing | Miscellaneous | Natural Gas | Pool Heater | E1 | PCT BC Ratio | 0.9 | 0.9 | 0.9 | 0.9 | 0.9 | 0.9 | 0.9 | 0.9 | 0.9 | 0.9 | 0.9 | 0.9 | 0.9 | 0.9 | 0.9 | 0.9 | 0.9 | 0.9 | 0.9 | 0.9 | 0.9 | 0.9 | 0.9 | 0.9 | 0.9 | 0.9 | 0.9 | 0.9 | 0.9 | 0.9 | 0.9
F4_Commercial_Grocery_Existing_Miscellaneous_Natural Gas_Pool Heater_E2 | F4 | Commercial | Grocery | Existing | Miscellaneous | Natural Gas | Pool Heater | E2 | PCT BC Ratio | 1.6263 | 1.6664 | 1.6824 | 1.6862 | 1.7296 | 1.6614 | 1.6143 | 1.613 | 1.6447 | 1.6261 | 1.621 | 1.6093 | 1.3422 | 1.3227 | 1.317 | 1.4182 | 1.543 | 1.6834 | 1.7954 | 1.9792 | 2.0018 | 2.0299 | 2.0634 | 1.1146 | 1.1024 | 1.091 | 1.0805 | 1.0706 | 1.0612 | 1.0523 | 1.0437
F4_Commercial_Grocery_Existing_Miscellaneous_Natural Gas_Pool Heater_E3 | F4 | Commercial | Grocery | Existing | Miscellaneous | Natural Gas | Pool Heater | E3 | PCT BC Ratio | 0 | 0 | 0 | 0 | 0 | 0 | 0 | 0 | 0 | 0 | 0 | 0 | 0 | 0 | 0 | 0 | 0 | 0 | 0 | 0 | 0 | 0 | 0 | 0 | 0 | 0 | 0 | 0 | 0 | 0 | 0
F4_Commercial_Grocery_Existing_Miscellaneous_Natural Gas_Pool Heater_E4 | F4 | Commercial | Grocery | Existing | Miscellaneous | Natural Gas | Pool Heater | E4 | PCT BC Ratio | 0 | 0 | 0 | 0 | 0 | 0 | 0 | 0 | 0 | 0 | 0 | 0 | 0 | 0 | 0 | 0 | 0 | 0 | 0 | 0 | 0 | 0 | 0 | 0 | 0 | 0 | 0 | 0 | 0 | 0 | 0
F4_Commercial_Grocery_Existing_Miscellaneous_Natural Gas_Pool Heater_E5 | F4 | Commercial | Grocery | Existing | Miscellaneous | Natural Gas | Pool Heater | E5 | PCT BC Ratio | 0 | 0 | 0 | 0 | 0 | 0 | 0 | 0 | 0 | 0 | 0 | 0 | 0 | 0 | 0 | 0 | 0 | 0 | 0 | 0 | 0 | 0 | 0 | 0 | 0 | 0 | 0 | 0 | 0 | 0 | 0
F4_Commercial_Grocery_Existing_Miscellaneous_Natural Gas_Pool Heater_E6 | F4 | Commercial | Grocery | Existing | Miscellaneous | Natural Gas | Pool Heater | E6 | PCT BC Ratio | 0 | 0 | 0 | 0 | 0 | 0 | 0 | 0 | 0 | 0 | 0 | 0 | 0 | 0 | 0 | 0 | 0 | 0 | 0 | 0 | 0 | 0 | 0 | 0 | 0 | 0 | 0 | 0 | 0 | 0 | 0
F4_Commercial_Grocery_Existing_Miscellaneous_Natural Gas_Pool Heater_E7 | F4 | Commercial | Grocery | Existing | Miscellaneous | Natural Gas | Pool Heater | E7 | PCT BC Ratio | 0 | 0 | 0 | 0 | 0 | 0 | 0 | 0 | 0 | 0 | 0 | 0 | 0 | 0 | 0 | 0 | 0 | 0 | 0 | 0 | 0 | 0 | 0 | 0 | 0 | 0 | 0 | 0 | 0 | 0 | 0
F4_Commercial_Grocery_Existing_Miscellaneous_Natural Gas_Pool Heater_E8 | F4 | Commercial | Grocery | Existing | Miscellaneous | Natural Gas | Pool Heater | E8 | PCT BC Ratio | 0 | 0 | 0 | 0 | 0 | 0 | 0 | 0 | 0 | 0 | 0 | 0 | 0 | 0 | 0 | 0 | 0 | 0 | 0 | 0 | 0 | 0 | 0 | 0 | 0 | 0 | 0 | 0 | 0 | 0 | 0
F4_Commercial_Grocery_Existing_Miscellaneous_Natural Gas_Pool Heater_E9 | F4 | Commercial | Grocery | Existing | Miscellaneous | Natural Gas | Pool Heater | E9 | PCT BC Ratio | 0 | 0 | 0 | 0 | 0 | 0 | 0 | 0 | 0 | 0 | 0 | 0 | 0 | 0 | 0 | 0 | 0 | 0 | 0 | 0 | 0 | 0 | 0 | 0 | 0 | 0 | 0 | 0 | 0 | 0 | 0
F4_Commercial_Grocery_Existing_Miscellaneous_Natural Gas_Pool Heater_E10 | F4 | Commercial | Grocery | Existing | Miscellaneous | Natural Gas | Pool Heater | E10 | PCT BC Ratio | 0 | 0 | 0 | 0 | 0 | 0 | 0 | 0 | 0 | 0 | 0 | 0 | 0 | 0 | 0 | 0 | 0 | 0 | 0 | 0 | 0 | 0 | 0 | 0 | 0 | 0 | 0 | 0 | 0 | 0 | 0
F5_Commercial_Grocery_Existing_Miscellaneous_Natural Gas_Pool Heater_E1 | F5 | Commercial | Grocery | Existing | Miscellaneous | Natural Gas | Pool Heater | E1 | RIM BC Ratio | 0.9 | 0.9 | 0.9 | 0.9 | 0.9 | 0.9 | 0.9 | 0.9 | 0.9 | 0.9 | 0.9 | 0.9 | 0.9 | 0.9 | 0.9 | 0.9 | 0.9 | 0.9 | 0.9 | 0.9 | 0.9 | 0.9 | 0.9 | 0.9 | 0.9 | 0.9 | 0.9 | 0.9 | 0.9 | 0.9 | 0.9
F5_Commercial_Grocery_Existing_Miscellaneous_Natural Gas_Pool Heater_E2 | F5 | Commercial | Grocery | Existing | Miscellaneous | Natural Gas | Pool Heater | E2 | RIM BC Ratio | 0.40857 | 0.41614 | 0.41909 | 0.41978 | 0.42753 | 0.41522 | 0.40626 | 0.40601 | 0.41208 | 0.40854 | 0.40756 | 0.4053 | 0.34605 | 0.34106 | 0.33959 | 0.36451 | 0.39196 | 0.41926 | 0.43874 | 0.46703 | 0.47023 | 0.47413 | 0.47867 | 0.28094 | 0.27695 | 0.2732 | 0.26966 | 0.2663 | 0.26308 | 0.25997 | 0.25696
F5_Commercial_Grocery_Existing_Miscellaneous_Natural Gas_Pool Heater_E3 | F5 | Commercial | Grocery | Existing | Miscellaneous | Natural Gas | Pool Heater | E3 | RIM BC Ratio | 0 | 0 | 0 | 0 | 0 | 0 | 0 | 0 | 0 | 0 | 0 | 0 | 0 | 0 | 0 | 0 | 0 | 0 | 0 | 0 | 0 | 0 | 0 | 0 | 0 | 0 | 0 | 0 | 0 | 0 | 0
F5_Commercial_Grocery_Existing_Miscellaneous_Natural Gas_Pool Heater_E4 | F5 | Commercial | Grocery | Existing | Miscellaneous | Natural Gas | Pool Heater | E4 | RIM BC Ratio | 0 | 0 | 0 | 0 | 0 | 0 | 0 | 0 | 0 | 0 | 0 | 0 | 0 | 0 | 0 | 0 | 0 | 0 | 0 | 0 | 0 | 0 | 0 | 0 | 0 | 0 | 0 | 0 | 0 | 0 | 0
F5_Commercial_Grocery_Existing_Miscellaneous_Natural Gas_Pool Heater_E5 | F5 | Commercial | Grocery | Existing | Miscellaneous | Natural Gas | Pool Heater | E5 | RIM BC Ratio | 0 | 0 | 0 | 0 | 0 | 0 | 0 | 0 | 0 | 0 | 0 | 0 | 0 | 0 | 0 | 0 | 0 | 0 | 0 | 0 | 0 | 0 | 0 | 0 | 0 | 0 | 0 | 0 | 0 | 0 | 0
F5_Commercial_Grocery_Existing_Miscellaneous_Natural Gas_Pool Heater_E6 | F5 | Commercial | Grocery | Existing | Miscellaneous | Natural Gas | Pool Heater | E6 | RIM BC Ratio | 0 | 0 | 0 | 0 | 0 | 0 | 0 | 0 | 0 | 0 | 0 | 0 | 0 | 0 | 0 | 0 | 0 | 0 | 0 | 0 | 0 | 0 | 0 | 0 | 0 | 0 | 0 | 0 | 0 | 0 | 0
F5_Commercial_Grocery_Existing_Miscellaneous_Natural Gas_Pool Heater_E7 | F5 | Commercial | Grocery | Existing | Miscellaneous | Natural Gas | Pool Heater | E7 | RIM BC Ratio | 0 | 0 | 0 | 0 | 0 | 0 | 0 | 0 | 0 | 0 | 0 | 0 | 0 | 0 | 0 | 0 | 0 | 0 | 0 | 0 | 0 | 0 | 0 | 0 | 0 | 0 | 0 | 0 | 0 | 0 | 0
F5_Commercial_Grocery_Existing_Miscellaneous_Natural Gas_Pool Heater_E8 | F5 | Commercial | Grocery | Existing | Miscellaneous | Natural Gas | Pool Heater | E8 | RIM BC Ratio | 0 | 0 | 0 | 0 | 0 | 0 | 0 | 0 | 0 | 0 | 0 | 0 | 0 | 0 | 0 | 0 | 0 | 0 | 0 | 0 | 0 | 0 | 0 | 0 | 0 | 0 | 0 | 0 | 0 | 0 | 0
F5_Commercial_Grocery_Existing_Miscellaneous_Natural Gas_Pool Heater_E9 | F5 | Commercial | Grocery | Existing | Miscellaneous | Natural Gas | Pool Heater | E9 | RIM BC Ratio | 0 | 0 | 0 | 0 | 0 | 0 | 0 | 0 | 0 | 0 | 0 | 0 | 0 | 0 | 0 | 0 | 0 | 0 | 0 | 0 | 0 | 0 | 0 | 0 | 0 | 0 | 0 | 0 | 0 | 0 | 0
F5_Commercial_Grocery_Existing_Miscellaneous_Natural Gas_Pool Heater_E10 | F5 | Commercial | Grocery | Existing | Miscellaneous | Natural Gas | Pool Heater | E10 | RIM BC Ratio | 0 | 0 | 0 | 0 | 0 | 0 | 0 | 0 | 0 | 0 | 0 | 0 | 0 | 0 | 0 | 0 | 0 | 0 | 0 | 0 | 0 | 0 | 0 | 0 | 0 | 0 | 0 | 0 | 0 | 0 | 0
F0_Commercial_Grocery_Existing_Miscellaneous_Natural Gas_Miscellaneous_E0 | F0 | Commercial | Grocery | Existing | Miscellaneous | Natural Gas | Miscellaneous | E0 | Economic Unit | Miscellaneous | Miscellaneous | Miscellaneous | Miscellaneous | Miscellaneous | Miscellaneous | Miscellaneous | Miscellaneous | Miscellaneous | Miscellaneous | Miscellaneous | Miscellaneous | Miscellaneous | Miscellaneous | Miscellaneous | Miscellaneous | Miscellaneous | Miscellaneous | Miscellaneous | Miscellaneous | Miscellaneous | Miscellaneous | Miscellaneous | Miscellaneous | Miscellaneous | Miscellaneous | Miscellaneous | Miscellaneous | Miscellaneous | Miscellaneous | Miscellaneous
F1_Commercial_Grocery_Existing_Miscellaneous_Natural Gas_Miscellaneous_E1 | F1 | Commercial | Grocery | Existing | Miscellaneous | Natural Gas | Miscellaneous | E1 | CCE | 0 | 0 | 0 | 0 | 0 | 0 | 0 | 0 | 0 | 0 | 0 | 0 | 0 | 0 | 0 | 0 | 0 | 0 | 0 | 0 | 0 | 0 | 0 | 0 | 0 | 0 | 0 | 0 | 0 | 0 | 0
F1_Commercial_Grocery_Existing_Miscellaneous_Natural Gas_Miscellaneous_E2 | F1 | Commercial | Grocery | Existing | Miscellaneous | Natural Gas | Miscellaneous | E2 | CCE | 0 | 0 | 0 | 0 | 0 | 0 | 0 | 0 | 0 | 0 | 0 | 0 | 0 | 0 | 0 | 0 | 0 | 0 | 0 | 0 | 0 | 0 | 0 | 0 | 0 | 0 | 0 | 0 | 0 | 0 | 0
F1_Commercial_Grocery_Existing_Miscellaneous_Natural Gas_Miscellaneous_E3 | F1 | Commercial | Grocery | Existing | Miscellaneous | Natural Gas | Miscellaneous | E3 | CCE | 0 | 0 | 0 | 0 | 0 | 0 | 0 | 0 | 0 | 0 | 0 | 0 | 0 | 0 | 0 | 0 | 0 | 0 | 0 | 0 | 0 | 0 | 0 | 0 | 0 | 0 | 0 | 0 | 0 | 0 | 0
F1_Commercial_Grocery_Existing_Miscellaneous_Natural Gas_Miscellaneous_E4 | F1 | Commercial | Grocery | Existing | Miscellaneous | Natural Gas | Miscellaneous | E4 | CCE | 0 | 0 | 0 | 0 | 0 | 0 | 0 | 0 | 0 | 0 | 0 | 0 | 0 | 0 | 0 | 0 | 0 | 0 | 0 | 0 | 0 | 0 | 0 | 0 | 0 | 0 | 0 | 0 | 0 | 0 | 0
F1_Commercial_Grocery_Existing_Miscellaneous_Natural Gas_Miscellaneous_E5 | F1 | Commercial | Grocery | Existing | Miscellaneous | Natural Gas | Miscellaneous | E5 | CCE | 0 | 0 | 0 | 0 | 0 | 0 | 0 | 0 | 0 | 0 | 0 | 0 | 0 | 0 | 0 | 0 | 0 | 0 | 0 | 0 | 0 | 0 | 0 | 0 | 0 | 0 | 0 | 0 | 0 | 0 | 0
F1_Commercial_Grocery_Existing_Miscellaneous_Natural Gas_Miscellaneous_E6 | F1 | Commercial | Grocery | Existing | Miscellaneous | Natural Gas | Miscellaneous | E6 | CCE | 0 | 0 | 0 | 0 | 0 | 0 | 0 | 0 | 0 | 0 | 0 | 0 | 0 | 0 | 0 | 0 | 0 | 0 | 0 | 0 | 0 | 0 | 0 | 0 | 0 | 0 | 0 | 0 | 0 | 0 | 0
F1_Commercial_Grocery_Existing_Miscellaneous_Natural Gas_Miscellaneous_E7 | F1 | Commercial | Grocery | Existing | Miscellaneous | Natural Gas | Miscellaneous | E7 | CCE | 0 | 0 | 0 | 0 | 0 | 0 | 0 | 0 | 0 | 0 | 0 | 0 | 0 | 0 | 0 | 0 | 0 | 0 | 0 | 0 | 0 | 0 | 0 | 0 | 0 | 0 | 0 | 0 | 0 | 0 | 0
F1_Commercial_Grocery_Existing_Miscellaneous_Natural Gas_Miscellaneous_E8 | F1 | Commercial | Grocery | Existing | Miscellaneous | Natural Gas | Miscellaneous | E8 | CCE | 0 | 0 | 0 | 0 | 0 | 0 | 0 | 0 | 0 | 0 | 0 | 0 | 0 | 0 | 0 | 0 | 0 | 0 | 0 | 0 | 0 | 0 | 0 | 0 | 0 | 0 | 0 | 0 | 0 | 0 | 0
F1_Commercial_Grocery_Existing_Miscellaneous_Natural Gas_Miscellaneous_E9 | F1 | Commercial | Grocery | Existing | Miscellaneous | Natural Gas | Miscellaneous | E9 | CCE | 0 | 0 | 0 | 0 | 0 | 0 | 0 | 0 | 0 | 0 | 0 | 0 | 0 | 0 | 0 | 0 | 0 | 0 | 0 | 0 | 0 | 0 | 0 | 0 | 0 | 0 | 0 | 0 | 0 | 0 | 0
F1_Commercial_Grocery_Existing_Miscellaneous_Natural Gas_Miscellaneous_E10 | F1 | Commercial | Grocery | Existing | Miscellaneous | Natural Gas | Miscellaneous | E10 | CCE | 0 | 0 | 0 | 0 | 0 | 0 | 0 | 0 | 0 | 0 | 0 | 0 | 0 | 0 | 0 | 0 | 0 | 0 | 0 | 0 | 0 | 0 | 0 | 0 | 0 | 0 | 0 | 0 | 0 | 0 | 0
F2_Commercial_Grocery_Existing_Miscellaneous_Natural Gas_Miscellaneous_E1 | F2 | Commercial | Grocery | Existing | Miscellaneous | Natural Gas | Miscellaneous | E1 | TRC BC Ratio | 0.9 | 0.9 | 0.9 | 0.9 | 0.9 | 0.9 | 0.9 | 0.9 | 0.9 | 0.9 | 0.9 | 0.9 | 0.9 | 0.9 | 0.9 | 0.9 | 0.9 | 0.9 | 0.9 | 0.9 | 0.9 | 0.9 | 0.9 | 0.9 | 0.9 | 0.9 | 0.9 | 0.9 | 0.9 | 0.9 | 0.9
F2_Commercial_Grocery_Existing_Miscellaneous_Natural Gas_Miscellaneous_E2 | F2 | Commercial | Grocery | Existing | Miscellaneous | Natural Gas | Miscellaneous | E2 | TRC BC Ratio | 0 | 0 | 0 | 0 | 0 | 0 | 0 | 0 | 0 | 0 | 0 | 0 | 0 | 0 | 0 | 0 | 0 | 0 | 0 | 0 | 0 | 0 | 0 | 0 | 0 | 0 | 0 | 0 | 0 | 0 | 0
F2_Commercial_Grocery_Existing_Miscellaneous_Natural Gas_Miscellaneous_E3 | F2 | Commercial | Grocery | Existing | Miscellaneous | Natural Gas | Miscellaneous | E3 | TRC BC Ratio | 0 | 0 | 0 | 0 | 0 | 0 | 0 | 0 | 0 | 0 | 0 | 0 | 0 | 0 | 0 | 0 | 0 | 0 | 0 | 0 | 0 | 0 | 0 | 0 | 0 | 0 | 0 | 0 | 0 | 0 | 0
F2_Commercial_Grocery_Existing_Miscellaneous_Natural Gas_Miscellaneous_E4 | F2 | Commercial | Grocery | Existing | Miscellaneous | Natural Gas | Miscellaneous | E4 | TRC BC Ratio | 0 | 0 | 0 | 0 | 0 | 0 | 0 | 0 | 0 | 0 | 0 | 0 | 0 | 0 | 0 | 0 | 0 | 0 | 0 | 0 | 0 | 0 | 0 | 0 | 0 | 0 | 0 | 0 | 0 | 0 | 0
F2_Commercial_Grocery_Existing_Miscellaneous_Natural Gas_Miscellaneous_E5 | F2 | Commercial | Grocery | Existing | Miscellaneous | Natural Gas | Miscellaneous | E5 | TRC BC Ratio | 0 | 0 | 0 | 0 | 0 | 0 | 0 | 0 | 0 | 0 | 0 | 0 | 0 | 0 | 0 | 0 | 0 | 0 | 0 | 0 | 0 | 0 | 0 | 0 | 0 | 0 | 0 | 0 | 0 | 0 | 0
F2_Commercial_Grocery_Existing_Miscellaneous_Natural Gas_Miscellaneous_E6 | F2 | Commercial | Grocery | Existing | Miscellaneous | Natural Gas | Miscellaneous | E6 | TRC BC Ratio | 0 | 0 | 0 | 0 | 0 | 0 | 0 | 0 | 0 | 0 | 0 | 0 | 0 | 0 | 0 | 0 | 0 | 0 | 0 | 0 | 0 | 0 | 0 | 0 | 0 | 0 | 0 | 0 | 0 | 0 | 0
F2_Commercial_Grocery_Existing_Miscellaneous_Natural Gas_Miscellaneous_E7 | F2 | Commercial | Grocery | Existing | Miscellaneous | Natural Gas | Miscellaneous | E7 | TRC BC Ratio | 0 | 0 | 0 | 0 | 0 | 0 | 0 | 0 | 0 | 0 | 0 | 0 | 0 | 0 | 0 | 0 | 0 | 0 | 0 | 0 | 0 | 0 | 0 | 0 | 0 | 0 | 0 | 0 | 0 | 0 | 0
F2_Commercial_Grocery_Existing_Miscellaneous_Natural Gas_Miscellaneous_E8 | F2 | Commercial | Grocery | Existing | Miscellaneous | Natural Gas | Miscellaneous | E8 | TRC BC Ratio | 0 | 0 | 0 | 0 | 0 | 0 | 0 | 0 | 0 | 0 | 0 | 0 | 0 | 0 | 0 | 0 | 0 | 0 | 0 | 0 | 0 | 0 | 0 | 0 | 0 | 0 | 0 | 0 | 0 | 0 | 0
F2_Commercial_Grocery_Existing_Miscellaneous_Natural Gas_Miscellaneous_E9 | F2 | Commercial | Grocery | Existing | Miscellaneous | Natural Gas | Miscellaneous | E9 | TRC BC Ratio | 0 | 0 | 0 | 0 | 0 | 0 | 0 | 0 | 0 | 0 | 0 | 0 | 0 | 0 | 0 | 0 | 0 | 0 | 0 | 0 | 0 | 0 | 0 | 0 | 0 | 0 | 0 | 0 | 0 | 0 | 0
F2_Commercial_Grocery_Existing_Miscellaneous_Natural Gas_Miscellaneous_E10 | F2 | Commercial | Grocery | Existing | Miscellaneous | Natural Gas | Miscellaneous | E10 | TRC BC Ratio | 0 | 0 | 0 | 0 | 0 | 0 | 0 | 0 | 0 | 0 | 0 | 0 | 0 | 0 | 0 | 0 | 0 | 0 | 0 | 0 | 0 | 0 | 0 | 0 | 0 | 0 | 0 | 0 | 0 | 0 | 0
F3_Commercial_Grocery_Existing_Miscellaneous_Natural Gas_Miscellaneous_E1 | F3 | Commercial | Grocery | Existing | Miscellaneous | Natural Gas | Miscellaneous | E1 | PACT BC Ratio | 0.9 | 0.9 | 0.9 | 0.9 | 0.9 | 0.9 | 0.9 | 0.9 | 0.9 | 0.9 | 0.9 | 0.9 | 0.9 | 0.9 | 0.9 | 0.9 | 0.9 | 0.9 | 0.9 | 0.9 | 0.9 | 0.9 | 0.9 | 0.9 | 0.9 | 0.9 | 0.9 | 0.9 | 0.9 | 0.9 | 0.9
F3_Commercial_Grocery_Existing_Miscellaneous_Natural Gas_Miscellaneous_E2 | F3 | Commercial | Grocery | Existing | Miscellaneous | Natural Gas | Miscellaneous | E2 | PACT BC Ratio | 0 | 0 | 0 | 0 | 0 | 0 | 0 | 0 | 0 | 0 | 0 | 0 | 0 | 0 | 0 | 0 | 0 | 0 | 0 | 0 | 0 | 0 | 0 | 0 | 0 | 0 | 0 | 0 | 0 | 0 | 0
F3_Commercial_Grocery_Existing_Miscellaneous_Natural Gas_Miscellaneous_E3 | F3 | Commercial | Grocery | Existing | Miscellaneous | Natural Gas | Miscellaneous | E3 | PACT BC Ratio | 0 | 0 | 0 | 0 | 0 | 0 | 0 | 0 | 0 | 0 | 0 | 0 | 0 | 0 | 0 | 0 | 0 | 0 | 0 | 0 | 0 | 0 | 0 | 0 | 0 | 0 | 0 | 0 | 0 | 0 | 0
F3_Commercial_Grocery_Existing_Miscellaneous_Natural Gas_Miscellaneous_E4 | F3 | Commercial | Grocery | Existing | Miscellaneous | Natural Gas | Miscellaneous | E4 | PACT BC Ratio | 0 | 0 | 0 | 0 | 0 | 0 | 0 | 0 | 0 | 0 | 0 | 0 | 0 | 0 | 0 | 0 | 0 | 0 | 0 | 0 | 0 | 0 | 0 | 0 | 0 | 0 | 0 | 0 | 0 | 0 | 0
F3_Commercial_Grocery_Existing_Miscellaneous_Natural Gas_Miscellaneous_E5 | F3 | Commercial | Grocery | Existing | Miscellaneous | Natural Gas | Miscellaneous | E5 | PACT BC Ratio | 0 | 0 | 0 | 0 | 0 | 0 | 0 | 0 | 0 | 0 | 0 | 0 | 0 | 0 | 0 | 0 | 0 | 0 | 0 | 0 | 0 | 0 | 0 | 0 | 0 | 0 | 0 | 0 | 0 | 0 | 0
F3_Commercial_Grocery_Existing_Miscellaneous_Natural Gas_Miscellaneous_E6 | F3 | Commercial | Grocery | Existing | Miscellaneous | Natural Gas | Miscellaneous | E6 | PACT BC Ratio | 0 | 0 | 0 | 0 | 0 | 0 | 0 | 0 | 0 | 0 | 0 | 0 | 0 | 0 | 0 | 0 | 0 | 0 | 0 | 0 | 0 | 0 | 0 | 0 | 0 | 0 | 0 | 0 | 0 | 0 | 0
F3_Commercial_Grocery_Existing_Miscellaneous_Natural Gas_Miscellaneous_E7 | F3 | Commercial | Grocery | Existing | Miscellaneous | Natural Gas | Miscellaneous | E7 | PACT BC Ratio | 0 | 0 | 0 | 0 | 0 | 0 | 0 | 0 | 0 | 0 | 0 | 0 | 0 | 0 | 0 | 0 | 0 | 0 | 0 | 0 | 0 | 0 | 0 | 0 | 0 | 0 | 0 | 0 | 0 | 0 | 0
F3_Commercial_Grocery_Existing_Miscellaneous_Natural Gas_Miscellaneous_E8 | F3 | Commercial | Grocery | Existing | Miscellaneous | Natural Gas | Miscellaneous | E8 | PACT BC Ratio | 0 | 0 | 0 | 0 | 0 | 0 | 0 | 0 | 0 | 0 | 0 | 0 | 0 | 0 | 0 | 0 | 0 | 0 | 0 | 0 | 0 | 0 | 0 | 0 | 0 | 0 | 0 | 0 | 0 | 0 | 0
F3_Commercial_Grocery_Existing_Miscellaneous_Natural Gas_Miscellaneous_E9 | F3 | Commercial | Grocery | Existing | Miscellaneous | Natural Gas | Miscellaneous | E9 | PACT BC Ratio | 0 | 0 | 0 | 0 | 0 | 0 | 0 | 0 | 0 | 0 | 0 | 0 | 0 | 0 | 0 | 0 | 0 | 0 | 0 | 0 | 0 | 0 | 0 | 0 | 0 | 0 | 0 | 0 | 0 | 0 | 0
F3_Commercial_Grocery_Existing_Miscellaneous_Natural Gas_Miscellaneous_E10 | F3 | Commercial | Grocery | Existing | Miscellaneous | Natural Gas | Miscellaneous | E10 | PACT BC Ratio | 0 | 0 | 0 | 0 | 0 | 0 | 0 | 0 | 0 | 0 | 0 | 0 | 0 | 0 | 0 | 0 | 0 | 0 | 0 | 0 | 0 | 0 | 0 | 0 | 0 | 0 | 0 | 0 | 0 | 0 | 0
F4_Commercial_Grocery_Existing_Miscellaneous_Natural Gas_Miscellaneous_E1 | F4 | Commercial | Grocery | Existing | Miscellaneous | Natural Gas | Miscellaneous | E1 | PCT BC Ratio | 0.9 | 0.9 | 0.9 | 0.9 | 0.9 | 0.9 | 0.9 | 0.9 | 0.9 | 0.9 | 0.9 | 0.9 | 0.9 | 0.9 | 0.9 | 0.9 | 0.9 | 0.9 | 0.9 | 0.9 | 0.9 | 0.9 | 0.9 | 0.9 | 0.9 | 0.9 | 0.9 | 0.9 | 0.9 | 0.9 | 0.9
F4_Commercial_Grocery_Existing_Miscellaneous_Natural Gas_Miscellaneous_E2 | F4 | Commercial | Grocery | Existing | Miscellaneous | Natural Gas | Miscellaneous | E2 | PCT BC Ratio | 0 | 0 | 0 | 0 | 0 | 0 | 0 | 0 | 0 | 0 | 0 | 0 | 0 | 0 | 0 | 0 | 0 | 0 | 0 | 0 | 0 | 0 | 0 | 0 | 0 | 0 | 0 | 0 | 0 | 0 | 0
F4_Commercial_Grocery_Existing_Miscellaneous_Natural Gas_Miscellaneous_E3 | F4 | Commercial | Grocery | Existing | Miscellaneous | Natural Gas | Miscellaneous | E3 | PCT BC Ratio | 0 | 0 | 0 | 0 | 0 | 0 | 0 | 0 | 0 | 0 | 0 | 0 | 0 | 0 | 0 | 0 | 0 | 0 | 0 | 0 | 0 | 0 | 0 | 0 | 0 | 0 | 0 | 0 | 0 | 0 | 0
F4_Commercial_Grocery_Existing_Miscellaneous_Natural Gas_Miscellaneous_E4 | F4 | Commercial | Grocery | Existing | Miscellaneous | Natural Gas | Miscellaneous | E4 | PCT BC Ratio | 0 | 0 | 0 | 0 | 0 | 0 | 0 | 0 | 0 | 0 | 0 | 0 | 0 | 0 | 0 | 0 | 0 | 0 | 0 | 0 | 0 | 0 | 0 | 0 | 0 | 0 | 0 | 0 | 0 | 0 | 0
F4_Commercial_Grocery_Existing_Miscellaneous_Natural Gas_Miscellaneous_E5 | F4 | Commercial | Grocery | Existing | Miscellaneous | Natural Gas | Miscellaneous | E5 | PCT BC Ratio | 0 | 0 | 0 | 0 | 0 | 0 | 0 | 0 | 0 | 0 | 0 | 0 | 0 | 0 | 0 | 0 | 0 | 0 | 0 | 0 | 0 | 0 | 0 | 0 | 0 | 0 | 0 | 0 | 0 | 0 | 0
F4_Commercial_Grocery_Existing_Miscellaneous_Natural Gas_Miscellaneous_E6 | F4 | Commercial | Grocery | Existing | Miscellaneous | Natural Gas | Miscellaneous | E6 | PCT BC Ratio | 0 | 0 | 0 | 0 | 0 | 0 | 0 | 0 | 0 | 0 | 0 | 0 | 0 | 0 | 0 | 0 | 0 | 0 | 0 | 0 | 0 | 0 | 0 | 0 | 0 | 0 | 0 | 0 | 0 | 0 | 0
F4_Commercial_Grocery_Existing_Miscellaneous_Natural Gas_Miscellaneous_E7 | F4 | Commercial | Grocery | Existing | Miscellaneous | Natural Gas | Miscellaneous | E7 | PCT BC Ratio | 0 | 0 | 0 | 0 | 0 | 0 | 0 | 0 | 0 | 0 | 0 | 0 | 0 | 0 | 0 | 0 | 0 | 0 | 0 | 0 | 0 | 0 | 0 | 0 | 0 | 0 | 0 | 0 | 0 | 0 | 0
F4_Commercial_Grocery_Existing_Miscellaneous_Natural Gas_Miscellaneous_E8 | F4 | Commercial | Grocery | Existing | Miscellaneous | Natural Gas | Miscellaneous | E8 | PCT BC Ratio | 0 | 0 | 0 | 0 | 0 | 0 | 0 | 0 | 0 | 0 | 0 | 0 | 0 | 0 | 0 | 0 | 0 | 0 | 0 | 0 | 0 | 0 | 0 | 0 | 0 | 0 | 0 | 0 | 0 | 0 | 0
F4_Commercial_Grocery_Existing_Miscellaneous_Natural Gas_Miscellaneous_E9 | F4 | Commercial | Grocery | Existing | Miscellaneous | Natural Gas | Miscellaneous | E9 | PCT BC Ratio | 0 | 0 | 0 | 0 | 0 | 0 | 0 | 0 | 0 | 0 | 0 | 0 | 0 | 0 | 0 | 0 | 0 | 0 | 0 | 0 | 0 | 0 | 0 | 0 | 0 | 0 | 0 | 0 | 0 | 0 | 0
F4_Commercial_Grocery_Existing_Miscellaneous_Natural Gas_Miscellaneous_E10 | F4 | Commercial | Grocery | Existing | Miscellaneous | Natural Gas | Miscellaneous | E10 | PCT BC Ratio | 0 | 0 | 0 | 0 | 0 | 0 | 0 | 0 | 0 | 0 | 0 | 0 | 0 | 0 | 0 | 0 | 0 | 0 | 0 | 0 | 0 | 0 | 0 | 0 | 0 | 0 | 0 | 0 | 0 | 0 | 0
F5_Commercial_Grocery_Existing_Miscellaneous_Natural Gas_Miscellaneous_E1 | F5 | Commercial | Grocery | Existing | Miscellaneous | Natural Gas | Miscellaneous | E1 | RIM BC Ratio | 0.9 | 0.9 | 0.9 | 0.9 | 0.9 | 0.9 | 0.9 | 0.9 | 0.9 | 0.9 | 0.9 | 0.9 | 0.9 | 0.9 | 0.9 | 0.9 | 0.9 | 0.9 | 0.9 | 0.9 | 0.9 | 0.9 | 0.9 | 0.9 | 0.9 | 0.9 | 0.9 | 0.9 | 0.9 | 0.9 | 0.9
F5_Commercial_Grocery_Existing_Miscellaneous_Natural Gas_Miscellaneous_E2 | F5 | Commercial | Grocery | Existing | Miscellaneous | Natural Gas | Miscellaneous | E2 | RIM BC Ratio | 0 | 0 | 0 | 0 | 0 | 0 | 0 | 0 | 0 | 0 | 0 | 0 | 0 | 0 | 0 | 0 | 0 | 0 | 0 | 0 | 0 | 0 | 0 | 0 | 0 | 0 | 0 | 0 | 0 | 0 | 0
F5_Commercial_Grocery_Existing_Miscellaneous_Natural Gas_Miscellaneous_E3 | F5 | Commercial | Grocery | Existing | Miscellaneous | Natural Gas | Miscellaneous | E3 | RIM BC Ratio | 0 | 0 | 0 | 0 | 0 | 0 | 0 | 0 | 0 | 0 | 0 | 0 | 0 | 0 | 0 | 0 | 0 | 0 | 0 | 0 | 0 | 0 | 0 | 0 | 0 | 0 | 0 | 0 | 0 | 0 | 0
F5_Commercial_Grocery_Existing_Miscellaneous_Natural Gas_Miscellaneous_E4 | F5 | Commercial | Grocery | Existing | Miscellaneous | Natural Gas | Miscellaneous | E4 | RIM BC Ratio | 0 | 0 | 0 | 0 | 0 | 0 | 0 | 0 | 0 | 0 | 0 | 0 | 0 | 0 | 0 | 0 | 0 | 0 | 0 | 0 | 0 | 0 | 0 | 0 | 0 | 0 | 0 | 0 | 0 | 0 | 0
F5_Commercial_Grocery_Existing_Miscellaneous_Natural Gas_Miscellaneous_E5 | F5 | Commercial | Grocery | Existing | Miscellaneous | Natural Gas | Miscellaneous | E5 | RIM BC Ratio | 0 | 0 | 0 | 0 | 0 | 0 | 0 | 0 | 0 | 0 | 0 | 0 | 0 | 0 | 0 | 0 | 0 | 0 | 0 | 0 | 0 | 0 | 0 | 0 | 0 | 0 | 0 | 0 | 0 | 0 | 0
F5_Commercial_Grocery_Existing_Miscellaneous_Natural Gas_Miscellaneous_E6 | F5 | Commercial | Grocery | Existing | Miscellaneous | Natural Gas | Miscellaneous | E6 | RIM BC Ratio | 0 | 0 | 0 | 0 | 0 | 0 | 0 | 0 | 0 | 0 | 0 | 0 | 0 | 0 | 0 | 0 | 0 | 0 | 0 | 0 | 0 | 0 | 0 | 0 | 0 | 0 | 0 | 0 | 0 | 0 | 0
F5_Commercial_Grocery_Existing_Miscellaneous_Natural Gas_Miscellaneous_E7 | F5 | Commercial | Grocery | Existing | Miscellaneous | Natural Gas | Miscellaneous | E7 | RIM BC Ratio | 0 | 0 | 0 | 0 | 0 | 0 | 0 | 0 | 0 | 0 | 0 | 0 | 0 | 0 | 0 | 0 | 0 | 0 | 0 | 0 | 0 | 0 | 0 | 0 | 0 | 0 | 0 | 0 | 0 | 0 | 0
F5_Commercial_Grocery_Existing_Miscellaneous_Natural Gas_Miscellaneous_E8 | F5 | Commercial | Grocery | Existing | Miscellaneous | Natural Gas | Miscellaneous | E8 | RIM BC Ratio | 0 | 0 | 0 | 0 | 0 | 0 | 0 | 0 | 0 | 0 | 0 | 0 | 0 | 0 | 0 | 0 | 0 | 0 | 0 | 0 | 0 | 0 | 0 | 0 | 0 | 0 | 0 | 0 | 0 | 0 | 0
F5_Commercial_Grocery_Existing_Miscellaneous_Natural Gas_Miscellaneous_E9 | F5 | Commercial | Grocery | Existing | Miscellaneous | Natural Gas | Miscellaneous | E9 | RIM BC Ratio | 0 | 0 | 0 | 0 | 0 | 0 | 0 | 0 | 0 | 0 | 0 | 0 | 0 | 0 | 0 | 0 | 0 | 0 | 0 | 0 | 0 | 0 | 0 | 0 | 0 | 0 | 0 | 0 | 0 | 0 | 0
F5_Commercial_Grocery_Existing_Miscellaneous_Natural Gas_Miscellaneous_E10 | F5 | Commercial | Grocery | Existing | Miscellaneous | Natural Gas | Miscellaneous | E10 | RIM BC Ratio | 0 | 0 | 0 | 0 | 0 | 0 | 0 | 0 | 0 | 0 | 0 | 0 | 0 | 0 | 0 | 0 | 0 | 0 | 0 | 0 | 0 | 0 | 0 | 0 | 0 | 0 | 0 | 0 | 0 | 0 | 0
F0_Commercial_Grocery_New_Space Heating_Natural Gas_Furnace_E0 | F0 | Commercial | Grocery | New | Space Heating | Natural Gas | Furnace | E0 | Economic Unit | AFUE 96% | AFUE 96% | AFUE 96% | AFUE 96% | AFUE 96% | AFUE 96% | AFUE 96% | AFUE 96% | AFUE 96% | AFUE 96% | AFUE 96% | AFUE 96% | AFUE 96% | AFUE 96% | AFUE 96% | AFUE 96% | AFUE 96% | AFUE 96% | AFUE 96% | AFUE 96% | AFUE 96% | AFUE 96% | AFUE 96% | AFUE 96% | AFUE 96% | AFUE 96% | AFUE 96% | AFUE 96% | AFUE 96% | AFUE 96% | AFUE 96%
F1_Commercial_Grocery_New_Space Heating_Natural Gas_Furnace_E1 | F1 | Commercial | Grocery | New | Space Heating | Natural Gas | Furnace | E1 | CCE | 0 | 0 | 0 | 0 | 0 | 0 | 0 | 0 | 0 | 0 | 0 | 0 | 0 | 0 | 0 | 0 | 0 | 0 | 0 | 0 | 0 | 0 | 0 | 0 | 0 | 0 | 0 | 0 | 0 | 0 | 0
F1_Commercial_Grocery_New_Space Heating_Natural Gas_Furnace_E2 | F1 | Commercial | Grocery | New | Space Heating | Natural Gas | Furnace | E2 | CCE | 0.06724 | 0.064641 | 0.06495 | 0.065628 | 0.065628 | 0 | 0 | 0 | 0 | 0 | 0 | 0 | 0 | 0 | 0 | 0 | 0 | 0 | 0 | 0 | 0 | 0 | 0 | 0 | 0 | 0 | 0 | 0 | 0 | 0 | 0
F1_Commercial_Grocery_New_Space Heating_Natural Gas_Furnace_E3 | F1 | Commercial | Grocery | New | Space Heating | Natural Gas | Furnace | E3 | CCE | 0.014322 | 0.013768 | 0.013834 | 0.013979 | 0.013979 | 0 | 0 | 0 | 0 | 0 | 0 | 0 | 0 | 0 | 0 | 0 | 0 | 0 | 0 | 0 | 0 | 0 | 0 | 0 | 0 | 0 | 0 | 0 | 0 | 0 | 0
F1_Commercial_Grocery_New_Space Heating_Natural Gas_Furnace_E4 | F1 | Commercial | Grocery | New | Space Heating | Natural Gas | Furnace | E4 | CCE | 0.0049298 | 0.0047393 | 0.0047619 | 0.0048116 | 0.0048116 | -0.019389 | -0.019389 | -0.019389 | -0.019389 | -0.019389 | -0.019389 | -0.019389 | -0.019389 | -0.019389 | -0.019389 | -0.019389 | -0.019389 | -0.019389 | -0.019389 | -0.019389 | -0.019389 | -0.019389 | -0.019389 | -0.019389 | -0.019389 | -0.019389 | -0.019389 | -0.019389 | -0.019389 | -0.019389 | -0.019389
F1_Commercial_Grocery_New_Space Heating_Natural Gas_Furnace_E5 | F1 | Commercial | Grocery | New | Space Heating | Natural Gas | Furnace | E5 | CCE | 0 | 0 | 0 | 0 | 0 | 0 | 0 | 0.11464 | 0.11464 | 0.11464 | 0.11464 | 0.11464 | 0.11464 | 0.11464 | 0.11464 | 0.11464 | 0.11464 | 0.11464 | 0.11464 | 0.11464 | 0.11464 | 0.11464 | 0.11464 | 0.11464 | 0.11464 | 0.11464 | 0.11464 | 0.11464 | 0.11464 | 0.11464 | 0.11464
F1_Commercial_Grocery_New_Space Heating_Natural Gas_Furnace_E6 | F1 | Commercial | Grocery | New | Space Heating | Natural Gas | Furnace | E6 | CCE | 0 | 0 | 0 | 0 | 0 | 0 | 0 | 0 | 0 | 0 | 0 | 0 | 0 | 0 | 0 | 0 | 0 | 0 | 0 | 0 | 0 | 0 | 0 | 0 | 0 | 0 | 0 | 0 | 0 | 0 | 0
F1_Commercial_Grocery_New_Space Heating_Natural Gas_Furnace_E7 | F1 | Commercial | Grocery | New | Space Heating | Natural Gas | Furnace | E7 | CCE | 0 | 0 | 0 | 0 | 0 | 0 | 0 | 0 | 0 | 0 | 0 | 0 | 0 | 0 | 0 | 0 | 0 | 0 | 0 | 0 | 0 | 0 | 0 | 0 | 0 | 0 | 0 | 0 | 0 | 0 | 0
F1_Commercial_Grocery_New_Space Heating_Natural Gas_Furnace_E8 | F1 | Commercial | Grocery | New | Space Heating | Natural Gas | Furnace | E8 | CCE | 0 | 0 | 0 | 0 | 0 | 0 | 0 | 0 | 0 | 0 | 0 | 0 | 0 | 0 | 0 | 0 | 0 | 0 | 0 | 0 | 0 | 0 | 0 | 0 | 0 | 0 | 0 | 0 | 0 | 0 | 0
F1_Commercial_Grocery_New_Space Heating_Natural Gas_Furnace_E9 | F1 | Commercial | Grocery | New | Space Heating | Natural Gas | Furnace | E9 | CCE | 0 | 0 | 0 | 0 | 0 | 0 | 0 | 0 | 0 | 0 | 0 | 0 | 0 | 0 | 0 | 0 | 0 | 0 | 0 | 0 | 0 | 0 | 0 | 0 | 0 | 0 | 0 | 0 | 0 | 0 | 0
F1_Commercial_Grocery_New_Space Heating_Natural Gas_Furnace_E10 | F1 | Commercial | Grocery | New | Space Heating | Natural Gas | Furnace | E10 | CCE | 0 | 0 | 0 | 0 | 0 | 0 | 0 | 0 | 0 | 0 | 0 | 0 | 0 | 0 | 0 | 0 | 0 | 0 | 0 | 0 | 0 | 0 | 0 | 0 | 0 | 0 | 0 | 0 | 0 | 0 | 0
F2_Commercial_Grocery_New_Space Heating_Natural Gas_Furnace_E1 | F2 | Commercial | Grocery | New | Space Heating | Natural Gas | Furnace | E1 | TRC BC Ratio | 0.9 | 0.9 | 0.9 | 0.9 | 0.9 | 0 | 0 | 0 | 0 | 0 | 0 | 0 | 0 | 0 | 0 | 0 | 0 | 0 | 0 | 0 | 0 | 0 | 0 | 0 | 0 | 0 | 0 | 0 | 0 | 0 | 0
F2_Commercial_Grocery_New_Space Heating_Natural Gas_Furnace_E2 | F2 | Commercial | Grocery | New | Space Heating | Natural Gas | Furnace | E2 | TRC BC Ratio | 0.14784 | 0.14879 | 0.14932 | 0.14996 | 0.15129 | 0 | 0 | 0 | 0 | 0 | 0 | 0 | 0 | 0 | 0 | 0 | 0 | 0 | 0 | 0 | 0 | 0 | 0 | 0 | 0 | 0 | 0 | 0 | 0 | 0 | 0
F2_Commercial_Grocery_New_Space Heating_Natural Gas_Furnace_E3 | F2 | Commercial | Grocery | New | Space Heating | Natural Gas | Furnace | E3 | TRC BC Ratio | 0.69409 | 0.69856 | 0.70104 | 0.70405 | 0.71027 | 0.9 | 0.9 | 0.9 | 0.9 | 0.9 | 0.9 | 0.9 | 0.9 | 0.9 | 0.9 | 0.9 | 0.9 | 0.9 | 0.9 | 0.9 | 0.9 | 0.9 | 0.9 | 0.9 | 0.9 | 0.9 | 0.9 | 0.9 | 0.9 | 0.9 | 0.9
F2_Commercial_Grocery_New_Space Heating_Natural Gas_Furnace_E4 | F2 | Commercial | Grocery | New | Space Heating | Natural Gas | Furnace | E4 | TRC BC Ratio | 2.0165 | 2.0294 | 2.0366 | 2.0454 | 2.0635 | 0.9 | 0.9 | 0.9 | 0.9 | 0.9 | 0.9 | 0.9 | 0.9 | 0.9 | 0.9 | 0.9 | 0.9 | 0.9 | 0.9 | 0.9 | 0.9 | 0.9 | 0.9 | 0.9 | 0.9 | 0.9 | 0.9 | 0.9 | 0.9 | 0.9 | 0.9
F2_Commercial_Grocery_New_Space Heating_Natural Gas_Furnace_E5 | F2 | Commercial | Grocery | New | Space Heating | Natural Gas | Furnace | E5 | TRC BC Ratio | 0 | 0 | 0 | 0 | 0 | 0 | 0 | 0.080765 | 0.08028 | 0.079589 | 0.079214 | 0.078695 | 0.070636 | 0.070066 | 0.069995 | 0.069468 | 0.069282 | 0.069227 | 0.067938 | 0.06837 | 0.068555 | 0.068875 | 0.069324 | 0.040331 | 0.039324 | 0.038291 | 0.03722 | 0.036102 | 0.034926 | 0.033681 | 0.03236
F2_Commercial_Grocery_New_Space Heating_Natural Gas_Furnace_E6 | F2 | Commercial | Grocery | New | Space Heating | Natural Gas | Furnace | E6 | TRC BC Ratio | 0 | 0 | 0 | 0 | 0 | 0 | 0 | 0 | 0 | 0 | 0 | 0 | 0 | 0 | 0 | 0 | 0 | 0 | 0 | 0 | 0 | 0 | 0 | 0 | 0 | 0 | 0 | 0 | 0 | 0 | 0
F2_Commercial_Grocery_New_Space Heating_Natural Gas_Furnace_E7 | F2 | Commercial | Grocery | New | Space Heating | Natural Gas | Furnace | E7 | TRC BC Ratio | 0 | 0 | 0 | 0 | 0 | 0 | 0 | 0 | 0 | 0 | 0 | 0 | 0 | 0 | 0 | 0 | 0 | 0 | 0 | 0 | 0 | 0 | 0 | 0 | 0 | 0 | 0 | 0 | 0 | 0 | 0
F2_Commercial_Grocery_New_Space Heating_Natural Gas_Furnace_E8 | F2 | Commercial | Grocery | New | Space Heating | Natural Gas | Furnace | E8 | TRC BC Ratio | 0 | 0 | 0 | 0 | 0 | 0 | 0 | 0 | 0 | 0 | 0 | 0 | 0 | 0 | 0 | 0 | 0 | 0 | 0 | 0 | 0 | 0 | 0 | 0 | 0 | 0 | 0 | 0 | 0 | 0 | 0
F2_Commercial_Grocery_New_Space Heating_Natural Gas_Furnace_E9 | F2 | Commercial | Grocery | New | Space Heating | Natural Gas | Furnace | E9 | TRC BC Ratio | 0 | 0 | 0 | 0 | 0 | 0 | 0 | 0 | 0 | 0 | 0 | 0 | 0 | 0 | 0 | 0 | 0 | 0 | 0 | 0 | 0 | 0 | 0 | 0 | 0 | 0 | 0 | 0 | 0 | 0 | 0
F2_Commercial_Grocery_New_Space Heating_Natural Gas_Furnace_E10 | F2 | Commercial | Grocery | New | Space Heating | Natural Gas | Furnace | E10 | TRC BC Ratio | 0 | 0 | 0 | 0 | 0 | 0 | 0 | 0 | 0 | 0 | 0 | 0 | 0 | 0 | 0 | 0 | 0 | 0 | 0 | 0 | 0 | 0 | 0 | 0 | 0 | 0 | 0 | 0 | 0 | 0 | 0
F3_Commercial_Grocery_New_Space Heating_Natural Gas_Furnace_E1 | F3 | Commercial | Grocery | New | Space Heating | Natural Gas | Furnace | E1 | PACT BC Ratio | 0.9 | 0.9 | 0.9 | 0.9 | 0.9 | 0 | 0 | 0 | 0 | 0 | 0 | 0 | 0 | 0 | 0 | 0 | 0 | 0 | 0 | 0 | 0 | 0 | 0 | 0 | 0 | 0 | 0 | 0 | 0 | 0 | 0
F3_Commercial_Grocery_New_Space Heating_Natural Gas_Furnace_E2 | F3 | Commercial | Grocery | New | Space Heating | Natural Gas | Furnace | E2 | PACT BC Ratio | 0.14784 | 0.14879 | 0.14932 | 0.14996 | 0.15129 | 0 | 0 | 0 | 0 | 0 | 0 | 0 | 0 | 0 | 0 | 0 | 0 | 0 | 0 | 0 | 0 | 0 | 0 | 0 | 0 | 0 | 0 | 0 | 0 | 0 | 0
F3_Commercial_Grocery_New_Space Heating_Natural Gas_Furnace_E3 | F3 | Commercial | Grocery | New | Space Heating | Natural Gas | Furnace | E3 | PACT BC Ratio | 0.69409 | 0.69856 | 0.70104 | 0.70405 | 0.71027 | 0.9 | 0.9 | 0.9 | 0.9 | 0.9 | 0.9 | 0.9 | 0.9 | 0.9 | 0.9 | 0.9 | 0.9 | 0.9 | 0.9 | 0.9 | 0.9 | 0.9 | 0.9 | 0.9 | 0.9 | 0.9 | 0.9 | 0.9 | 0.9 | 0.9 | 0.9
F3_Commercial_Grocery_New_Space Heating_Natural Gas_Furnace_E4 | F3 | Commercial | Grocery | New | Space Heating | Natural Gas | Furnace | E4 | PACT BC Ratio | 2.0165 | 2.0294 | 2.0366 | 2.0454 | 2.0635 | 0.9 | 0.9 | 0.9 | 0.9 | 0.9 | 0.9 | 0.9 | 0.9 | 0.9 | 0.9 | 0.9 | 0.9 | 0.9 | 0.9 | 0.9 | 0.9 | 0.9 | 0.9 | 0.9 | 0.9 | 0.9 | 0.9 | 0.9 | 0.9 | 0.9 | 0.9
F3_Commercial_Grocery_New_Space Heating_Natural Gas_Furnace_E5 | F3 | Commercial | Grocery | New | Space Heating | Natural Gas | Furnace | E5 | PACT BC Ratio | 0 | 0 | 0 | 0 | 0 | 0 | 0 | 0.080765 | 0.08028 | 0.079589 | 0.079214 | 0.078695 | 0.070636 | 0.070066 | 0.069995 | 0.069468 | 0.069282 | 0.069227 | 0.067938 | 0.06837 | 0.068555 | 0.068875 | 0.069324 | 0.040331 | 0.039324 | 0.038291 | 0.03722 | 0.036102 | 0.034926 | 0.033681 | 0.03236
F3_Commercial_Grocery_New_Space Heating_Natural Gas_Furnace_E6 | F3 | Commercial | Grocery | New | Space Heating | Natural Gas | Furnace | E6 | PACT BC Ratio | 0 | 0 | 0 | 0 | 0 | 0 | 0 | 0 | 0 | 0 | 0 | 0 | 0 | 0 | 0 | 0 | 0 | 0 | 0 | 0 | 0 | 0 | 0 | 0 | 0 | 0 | 0 | 0 | 0 | 0 | 0
F3_Commercial_Grocery_New_Space Heating_Natural Gas_Furnace_E7 | F3 | Commercial | Grocery | New | Space Heating | Natural Gas | Furnace | E7 | PACT BC Ratio | 0 | 0 | 0 | 0 | 0 | 0 | 0 | 0 | 0 | 0 | 0 | 0 | 0 | 0 | 0 | 0 | 0 | 0 | 0 | 0 | 0 | 0 | 0 | 0 | 0 | 0 | 0 | 0 | 0 | 0 | 0
F3_Commercial_Grocery_New_Space Heating_Natural Gas_Furnace_E8 | F3 | Commercial | Grocery | New | Space Heating | Natural Gas | Furnace | E8 | PACT BC Ratio | 0 | 0 | 0 | 0 | 0 | 0 | 0 | 0 | 0 | 0 | 0 | 0 | 0 | 0 | 0 | 0 | 0 | 0 | 0 | 0 | 0 | 0 | 0 | 0 | 0 | 0 | 0 | 0 | 0 | 0 | 0
F3_Commercial_Grocery_New_Space Heating_Natural Gas_Furnace_E9 | F3 | Commercial | Grocery | New | Space Heating | Natural Gas | Furnace | E9 | PACT BC Ratio | 0 | 0 | 0 | 0 | 0 | 0 | 0 | 0 | 0 | 0 | 0 | 0 | 0 | 0 | 0 | 0 | 0 | 0 | 0 | 0 | 0 | 0 | 0 | 0 | 0 | 0 | 0 | 0 | 0 | 0 | 0
F3_Commercial_Grocery_New_Space Heating_Natural Gas_Furnace_E10 | F3 | Commercial | Grocery | New | Space Heating | Natural Gas | Furnace | E10 | PACT BC Ratio | 0 | 0 | 0 | 0 | 0 | 0 | 0 | 0 | 0 | 0 | 0 | 0 | 0 | 0 | 0 | 0 | 0 | 0 | 0 | 0 | 0 | 0 | 0 | 0 | 0 | 0 | 0 | 0 | 0 | 0 | 0
F4_Commercial_Grocery_New_Space Heating_Natural Gas_Furnace_E1 | F4 | Commercial | Grocery | New | Space Heating | Natural Gas | Furnace | E1 | PCT BC Ratio | 0.9 | 0.9 | 0.9 | 0.9 | 0.9 | 0 | 0 | 0 | 0 | 0 | 0 | 0 | 0 | 0 | 0 | 0 | 0 | 0 | 0 | 0 | 0 | 0 | 0 | 0 | 0 | 0 | 0 | 0 | 0 | 0 | 0
F4_Commercial_Grocery_New_Space Heating_Natural Gas_Furnace_E2 | F4 | Commercial | Grocery | New | Space Heating | Natural Gas | Furnace | E2 | PCT BC Ratio | 1.372 | 1.3743 | 1.3757 | 1.3773 | 1.3806 | 0 | 0 | 0 | 0 | 0 | 0 | 0 | 0 | 0 | 0 | 0 | 0 | 0 | 0 | 0 | 0 | 0 | 0 | 0 | 0 | 0 | 0 | 0 | 0 | 0 | 0
F4_Commercial_Grocery_New_Space Heating_Natural Gas_Furnace_E3 | F4 | Commercial | Grocery | New | Space Heating | Natural Gas | Furnace | E3 | PCT BC Ratio | 2.7463 | 2.7575 | 2.7638 | 2.7714 | 2.787 | 0.9 | 0.9 | 0.9 | 0.9 | 0.9 | 0.9 | 0.9 | 0.9 | 0.9 | 0.9 | 0.9 | 0.9 | 0.9 | 0.9 | 0.9 | 0.9 | 0.9 | 0.9 | 0.9 | 0.9 | 0.9 | 0.9 | 0.9 | 0.9 | 0.9 | 0.9
F4_Commercial_Grocery_New_Space Heating_Natural Gas_Furnace_E4 | F4 | Commercial | Grocery | New | Space Heating | Natural Gas | Furnace | E4 | PCT BC Ratio | 6.0733 | 6.1059 | 6.124 | 6.1461 | 6.1915 | 0.9 | 0.9 | 0.9 | 0.9 | 0.9 | 0.9 | 0.9 | 0.9 | 0.9 | 0.9 | 0.9 | 0.9 | 0.9 | 0.9 | 0.9 | 0.9 | 0.9 | 0.9 | 0.9 | 0.9 | 0.9 | 0.9 | 0.9 | 0.9 | 0.9 | 0.9
F4_Commercial_Grocery_New_Space Heating_Natural Gas_Furnace_E5 | F4 | Commercial | Grocery | New | Space Heating | Natural Gas | Furnace | E5 | PCT BC Ratio | 0 | 0 | 0 | 0 | 0 | 0 | 0 | 1.2032 | 1.202 | 1.2002 | 1.1993 | 1.198 | 1.1777 | 1.1763 | 1.1761 | 1.1748 | 1.1743 | 1.1742 | 1.1709 | 1.172 | 1.1725 | 1.1733 | 1.1744 | 1.1015 | 1.0989 | 1.0963 | 1.0936 | 1.0908 | 1.0879 | 1.0847 | 1.0814
F4_Commercial_Grocery_New_Space Heating_Natural Gas_Furnace_E6 | F4 | Commercial | Grocery | New | Space Heating | Natural Gas | Furnace | E6 | PCT BC Ratio | 0 | 0 | 0 | 0 | 0 | 0 | 0 | 0 | 0 | 0 | 0 | 0 | 0 | 0 | 0 | 0 | 0 | 0 | 0 | 0 | 0 | 0 | 0 | 0 | 0 | 0 | 0 | 0 | 0 | 0 | 0
F4_Commercial_Grocery_New_Space Heating_Natural Gas_Furnace_E7 | F4 | Commercial | Grocery | New | Space Heating | Natural Gas | Furnace | E7 | PCT BC Ratio | 0 | 0 | 0 | 0 | 0 | 0 | 0 | 0 | 0 | 0 | 0 | 0 | 0 | 0 | 0 | 0 | 0 | 0 | 0 | 0 | 0 | 0 | 0 | 0 | 0 | 0 | 0 | 0 | 0 | 0 | 0
F4_Commercial_Grocery_New_Space Heating_Natural Gas_Furnace_E8 | F4 | Commercial | Grocery | New | Space Heating | Natural Gas | Furnace | E8 | PCT BC Ratio | 0 | 0 | 0 | 0 | 0 | 0 | 0 | 0 | 0 | 0 | 0 | 0 | 0 | 0 | 0 | 0 | 0 | 0 | 0 | 0 | 0 | 0 | 0 | 0 | 0 | 0 | 0 | 0 | 0 | 0 | 0
F4_Commercial_Grocery_New_Space Heating_Natural Gas_Furnace_E9 | F4 | Commercial | Grocery | New | Space Heating | Natural Gas | Furnace | E9 | PCT BC Ratio | 0 | 0 | 0 | 0 | 0 | 0 | 0 | 0 | 0 | 0 | 0 | 0 | 0 | 0 | 0 | 0 | 0 | 0 | 0 | 0 | 0 | 0 | 0 | 0 | 0 | 0 | 0 | 0 | 0 | 0 | 0
F4_Commercial_Grocery_New_Space Heating_Natural Gas_Furnace_E10 | F4 | Commercial | Grocery | New | Space Heating | Natural Gas | Furnace | E10 | PCT BC Ratio | 0 | 0 | 0 | 0 | 0 | 0 | 0 | 0 | 0 | 0 | 0 | 0 | 0 | 0 | 0 | 0 | 0 | 0 | 0 | 0 | 0 | 0 | 0 | 0 | 0 | 0 | 0 | 0 | 0 | 0 | 0
F5_Commercial_Grocery_New_Space Heating_Natural Gas_Furnace_E1 | F5 | Commercial | Grocery | New | Space Heating | Natural Gas | Furnace | E1 | RIM BC Ratio | 0.9 | 0.9 | 0.9 | 0.9 | 0.9 | 0 | 0 | 0 | 0 | 0 | 0 | 0 | 0 | 0 | 0 | 0 | 0 | 0 | 0 | 0 | 0 | 0 | 0 | 0 | 0 | 0 | 0 | 0 | 0 | 0 | 0
F5_Commercial_Grocery_New_Space Heating_Natural Gas_Furnace_E2 | F5 | Commercial | Grocery | New | Space Heating | Natural Gas | Furnace | E2 | RIM BC Ratio | 0.12559 | 0.12628 | 0.12666 | 0.12712 | 0.12807 | 0 | 0 | 0 | 0 | 0 | 0 | 0 | 0 | 0 | 0 | 0 | 0 | 0 | 0 | 0 | 0 | 0 | 0 | 0 | 0 | 0 | 0 | 0 | 0 | 0 | 0
F5_Commercial_Grocery_New_Space Heating_Natural Gas_Furnace_E3 | F5 | Commercial | Grocery | New | Space Heating | Natural Gas | Furnace | E3 | RIM BC Ratio | 0.37896 | 0.38029 | 0.38102 | 0.38191 | 0.38373 | 0.9 | 0.9 | 0.9 | 0.9 | 0.9 | 0.9 | 0.9 | 0.9 | 0.9 | 0.9 | 0.9 | 0.9 | 0.9 | 0.9 | 0.9 | 0.9 | 0.9 | 0.9 | 0.9 | 0.9 | 0.9 | 0.9 | 0.9 | 0.9 | 0.9 | 0.9
F5_Commercial_Grocery_New_Space Heating_Natural Gas_Furnace_E4 | F5 | Commercial | Grocery | New | Space Heating | Natural Gas | Furnace | E4 | RIM BC Ratio | 0.59032 | 0.59143 | 0.59204 | 0.59278 | 0.59429 | 0.9 | 0.9 | 0.9 | 0.9 | 0.9 | 0.9 | 0.9 | 0.9 | 0.9 | 0.9 | 0.9 | 0.9 | 0.9 | 0.9 | 0.9 | 0.9 | 0.9 | 0.9 | 0.9 | 0.9 | 0.9 | 0.9 | 0.9 | 0.9 | 0.9 | 0.9
F5_Commercial_Grocery_New_Space Heating_Natural Gas_Furnace_E5 | F5 | Commercial | Grocery | New | Space Heating | Natural Gas | Furnace | E5 | RIM BC Ratio | 0 | 0 | 0 | 0 | 0 | 0 | 0 | 0.07364 | 0.073236 | 0.072661 | 0.072348 | 0.071915 | 0.065125 | 0.06464 | 0.06458 | 0.06413 | 0.063972 | 0.063925 | 0.062824 | 0.063194 | 0.063352 | 0.063625 | 0.064008 | 0.038472 | 0.037555 | 0.036611 | 0.035631 | 0.034605 | 0.033523 | 0.032375 | 0.031152
F5_Commercial_Grocery_New_Space Heating_Natural Gas_Furnace_E6 | F5 | Commercial | Grocery | New | Space Heating | Natural Gas | Furnace | E6 | RIM BC Ratio | 0 | 0 | 0 | 0 | 0 | 0 | 0 | 0 | 0 | 0 | 0 | 0 | 0 | 0 | 0 | 0 | 0 | 0 | 0 | 0 | 0 | 0 | 0 | 0 | 0 | 0 | 0 | 0 | 0 | 0 | 0
F5_Commercial_Grocery_New_Space Heating_Natural Gas_Furnace_E7 | F5 | Commercial | Grocery | New | Space Heating | Natural Gas | Furnace | E7 | RIM BC Ratio | 0 | 0 | 0 | 0 | 0 | 0 | 0 | 0 | 0 | 0 | 0 | 0 | 0 | 0 | 0 | 0 | 0 | 0 | 0 | 0 | 0 | 0 | 0 | 0 | 0 | 0 | 0 | 0 | 0 | 0 | 0
F5_Commercial_Grocery_New_Space Heating_Natural Gas_Furnace_E8 | F5 | Commercial | Grocery | New | Space Heating | Natural Gas | Furnace | E8 | RIM BC Ratio | 0 | 0 | 0 | 0 | 0 | 0 | 0 | 0 | 0 | 0 | 0 | 0 | 0 | 0 | 0 | 0 | 0 | 0 | 0 | 0 | 0 | 0 | 0 | 0 | 0 | 0 | 0 | 0 | 0 | 0 | 0
F5_Commercial_Grocery_New_Space Heating_Natural Gas_Furnace_E9 | F5 | Commercial | Grocery | New | Space Heating | Natural Gas | Furnace | E9 | RIM BC Ratio | 0 | 0 | 0 | 0 | 0 | 0 | 0 | 0 | 0 | 0 | 0 | 0 | 0 | 0 | 0 | 0 | 0 | 0 | 0 | 0 | 0 | 0 | 0 | 0 | 0 | 0 | 0 | 0 | 0 | 0 | 0
F5_Commercial_Grocery_New_Space Heating_Natural Gas_Furnace_E10 | F5 | Commercial | Grocery | New | Space Heating | Natural Gas | Furnace | E10 | RIM BC Ratio | 0 | 0 | 0 | 0 | 0 | 0 | 0 | 0 | 0 | 0 | 0 | 0 | 0 | 0 | 0 | 0 | 0 | 0 | 0 | 0 | 0 | 0 | 0 | 0 | 0 | 0 | 0 | 0 | 0 | 0 | 0
F0_Commercial_Grocery_New_Space Heating_Natural Gas_Boiler_E0 | F0 | Commercial | Grocery | New | Space Heating | Natural Gas | Boiler | E0 | Economic Unit | Convert to Gas-Fired ASHP | Convert to Gas-Fired ASHP | Convert to Gas-Fired ASHP | Convert to Gas-Fired ASHP | Convert to Gas-Fired ASHP | Convert to Gas-Fired ASHP | Convert to Gas-Fired ASHP | Convert to Gas-Fired ASHP | Convert to Gas-Fired ASHP | Convert to Gas-Fired ASHP | Convert to Gas-Fired ASHP | Convert to Gas-Fired ASHP | Convert to Gas-Fired ASHP | Convert to Gas-Fired ASHP | Convert to Gas-Fired ASHP | Convert to Gas-Fired ASHP | Convert to Gas-Fired ASHP | Convert to Gas-Fired ASHP | Convert to Gas-Fired ASHP | Convert to Gas-Fired ASHP | Convert to Gas-Fired ASHP | Convert to Gas-Fired ASHP | Convert to Gas-Fired ASHP | TE 98% | TE 98% | TE 98% | TE 98% | TE 98% | TE 98% | TE 98% | TE 98%
F1_Commercial_Grocery_New_Space Heating_Natural Gas_Boiler_E1 | F1 | Commercial | Grocery | New | Space Heating | Natural Gas | Boiler | E1 | CCE | 0 | 0 | 0 | 0 | 0 | 0 | 0 | 0 | 0 | 0 | 0 | 0 | 0 | 0 | 0 | 0 | 0 | 0 | 0 | 0 | 0 | 0 | 0 | 0 | 0 | 0 | 0 | 0 | 0 | 0 | 0
F1_Commercial_Grocery_New_Space Heating_Natural Gas_Boiler_E2 | F1 | Commercial | Grocery | New | Space Heating | Natural Gas | Boiler | E2 | CCE | 0.00068641 | 0.00065989 | 0.00066304 | 0.00066996 | 0.00066996 | 0 | 0 | 0 | 0 | 0 | 0 | 0 | 0 | 0 | 0 | 0 | 0 | 0 | 0 | 0 | 0 | 0 | 0 | 0 | 0 | 0 | 0 | 0 | 0 | 0 | 0
F1_Commercial_Grocery_New_Space Heating_Natural Gas_Boiler_E3 | F1 | Commercial | Grocery | New | Space Heating | Natural Gas | Boiler | E3 | CCE | 0.0040666 | 0.0039094 | 0.0039281 | 0.0039691 | 0.0039691 | 0 | 0 | 0 | 0 | 0 | 0 | 0 | 0 | 0 | 0 | 0 | 0 | 0 | 0 | 0 | 0 | 0 | 0 | 0 | 0 | 0 | 0 | 0 | 0 | 0 | 0
F1_Commercial_Grocery_New_Space Heating_Natural Gas_Boiler_E4 | F1 | Commercial | Grocery | New | Space Heating | Natural Gas | Boiler | E4 | CCE | 0.0041005 | 0.003942 | 0.0039608 | 0.0040022 | 0.0040022 | 0.0041441 | 0.0041441 | 0.0041441 | 0.0041441 | 0.0041441 | 0.0041441 | 0.0041441 | 0.0041441 | 0.0041441 | 0.0041441 | 0.0041441 | 0.0041441 | 0.0041441 | 0.0041441 | 0.0041441 | 0.0041441 | 0.0041441 | 0.0041441 | 0.0041441 | 0.0041441 | 0.0041441 | 0.0041441 | 0.0041441 | 0.0041441 | 0.0041441 | 0.0041441
F1_Commercial_Grocery_New_Space Heating_Natural Gas_Boiler_E5 | F1 | Commercial | Grocery | New | Space Heating | Natural Gas | Boiler | E5 | CCE | 0.012221 | 0.011749 | 0.011805 | 0.011929 | 0.011929 | 0.016958 | 0.016958 | 0.016958 | 0.016958 | 0.016958 | 0.016958 | 0.016958 | 0.016958 | 0.016958 | 0.016958 | 0.016958 | 0.016958 | 0.016958 | 0.016958 | 0.016958 | 0.016958 | 0.016958 | 0.016958 | 0.016958 | 0.016958 | 0.016958 | 0.016958 | 0.016958 | 0.016958 | 0.016958 | 0.016958
F1_Commercial_Grocery_New_Space Heating_Natural Gas_Boiler_E6 | F1 | Commercial | Grocery | New | Space Heating | Natural Gas | Boiler | E6 | CCE | 0 | 0 | 0 | 0 | 0 | 0 | 0 | 0 | 0 | 0 | 0 | 0 | 0 | 0 | 0 | 0 | 0 | 0 | 0 | 0 | 0 | 0 | 0 | 0 | 0 | 0 | 0 | 0 | 0 | 0 | 0
F1_Commercial_Grocery_New_Space Heating_Natural Gas_Boiler_E7 | F1 | Commercial | Grocery | New | Space Heating | Natural Gas | Boiler | E7 | CCE | 0 | 0 | 0 | 0 | 0 | 0 | 0 | 0 | 0 | 0 | 0 | 0 | 0 | 0 | 0 | 0 | 0 | 0 | 0 | 0 | 0 | 0 | 0 | 0 | 0 | 0 | 0 | 0 | 0 | 0 | 0
F1_Commercial_Grocery_New_Space Heating_Natural Gas_Boiler_E8 | F1 | Commercial | Grocery | New | Space Heating | Natural Gas | Boiler | E8 | CCE | 0 | 0 | 0 | 0 | 0 | 0 | 0 | 0 | 0 | 0 | 0 | 0 | 0 | 0 | 0 | 0 | 0 | 0 | 0 | 0 | 0 | 0 | 0 | 0 | 0 | 0 | 0 | 0 | 0 | 0 | 0
F1_Commercial_Grocery_New_Space Heating_Natural Gas_Boiler_E9 | F1 | Commercial | Grocery | New | Space Heating | Natural Gas | Boiler | E9 | CCE | 0 | 0 | 0 | 0 | 0 | 0 | 0 | 0 | 0 | 0 | 0 | 0 | 0 | 0 | 0 | 0 | 0 | 0 | 0 | 0 | 0 | 0 | 0 | 0 | 0 | 0 | 0 | 0 | 0 | 0 | 0
F1_Commercial_Grocery_New_Space Heating_Natural Gas_Boiler_E10 | F1 | Commercial | Grocery | New | Space Heating | Natural Gas | Boiler | E10 | CCE | 0 | 0 | 0 | 0 | 0 | 0 | 0 | 0 | 0 | 0 | 0 | 0 | 0 | 0 | 0 | 0 | 0 | 0 | 0 | 0 | 0 | 0 | 0 | 0 | 0 | 0 | 0 | 0 | 0 | 0 | 0
F2_Commercial_Grocery_New_Space Heating_Natural Gas_Boiler_E1 | F2 | Commercial | Grocery | New | Space Heating | Natural Gas | Boiler | E1 | TRC BC Ratio | 0.9 | 0.9 | 0.9 | 0.9 | 0.9 | 0 | 0 | 0 | 0 | 0 | 0 | 0 | 0 | 0 | 0 | 0 | 0 | 0 | 0 | 0 | 0 | 0 | 0 | 0 | 0 | 0 | 0 | 0 | 0 | 0 | 0
F2_Commercial_Grocery_New_Space Heating_Natural Gas_Boiler_E2 | F2 | Commercial | Grocery | New | Space Heating | Natural Gas | Boiler | E2 | TRC BC Ratio | 14.4732 | 14.5596 | 14.6145 | 14.68 | 14.8113 | 0 | 0 | 0 | 0 | 0 | 0 | 0 | 0 | 0 | 0 | 0 | 0 | 0 | 0 | 0 | 0 | 0 | 0 | 0 | 0 | 0 | 0 | 0 | 0 | 0 | 0
F2_Commercial_Grocery_New_Space Heating_Natural Gas_Boiler_E3 | F2 | Commercial | Grocery | New | Space Heating | Natural Gas | Boiler | E3 | TRC BC Ratio | 2.443 | 2.4576 | 2.4668 | 2.4779 | 2.5001 | 0.9 | 0.9 | 0.9 | 0.9 | 0.9 | 0.9 | 0.9 | 0.9 | 0.9 | 0.9 | 0.9 | 0.9 | 0.9 | 0.9 | 0.9 | 0.9 | 0.9 | 0.9 | 0.9 | 0.9 | 0.9 | 0.9 | 0.9 | 0.9 | 0.9 | 0.9
F2_Commercial_Grocery_New_Space Heating_Natural Gas_Boiler_E4 | F2 | Commercial | Grocery | New | Space Heating | Natural Gas | Boiler | E4 | TRC BC Ratio | 2.4228 | 2.4372 | 2.4464 | 2.4574 | 2.4794 | 2.3032 | 2.2294 | 2.1898 | 2.176 | 2.1568 | 2.146 | 2.1315 | 1.9173 | 1.9014 | 1.8988 | 1.8841 | 1.8785 | 1.8763 | 1.8405 | 1.8491 | 1.8511 | 1.8567 | 1.8655 | 1.0946 | 1.0647 | 1.0341 | 1.0023 | 0.96924 | 0.9345 | 0.89785 | 0.85902
F2_Commercial_Grocery_New_Space Heating_Natural Gas_Boiler_E5 | F2 | Commercial | Grocery | New | Space Heating | Natural Gas | Boiler | E5 | TRC BC Ratio | 0.81288 | 0.81774 | 0.82082 | 0.8245 | 0.83188 | 0.56283 | 0.54479 | 0.53512 | 0.53175 | 0.52706 | 0.52443 | 0.52087 | 0.46852 | 0.46465 | 0.46401 | 0.46042 | 0.45905 | 0.45852 | 0.44976 | 0.45187 | 0.45236 | 0.45371 | 0.45588 | 0.26748 | 0.26018 | 0.25269 | 0.24494 | 0.23685 | 0.22836 | 0.21941 | 0.20992
F2_Commercial_Grocery_New_Space Heating_Natural Gas_Boiler_E6 | F2 | Commercial | Grocery | New | Space Heating | Natural Gas | Boiler | E6 | TRC BC Ratio | 0 | 0 | 0 | 0 | 0 | 0 | 0 | 0 | 0 | 0 | 0 | 0 | 0 | 0 | 0 | 0 | 0 | 0 | 0 | 0 | 0 | 0 | 0 | 0 | 0 | 0 | 0 | 0 | 0 | 0 | 0
F2_Commercial_Grocery_New_Space Heating_Natural Gas_Boiler_E7 | F2 | Commercial | Grocery | New | Space Heating | Natural Gas | Boiler | E7 | TRC BC Ratio | 0 | 0 | 0 | 0 | 0 | 0 | 0 | 0 | 0 | 0 | 0 | 0 | 0 | 0 | 0 | 0 | 0 | 0 | 0 | 0 | 0 | 0 | 0 | 0 | 0 | 0 | 0 | 0 | 0 | 0 | 0
F2_Commercial_Grocery_New_Space Heating_Natural Gas_Boiler_E8 | F2 | Commercial | Grocery | New | Space Heating | Natural Gas | Boiler | E8 | TRC BC Ratio | 0 | 0 | 0 | 0 | 0 | 0 | 0 | 0 | 0 | 0 | 0 | 0 | 0 | 0 | 0 | 0 | 0 | 0 | 0 | 0 | 0 | 0 | 0 | 0 | 0 | 0 | 0 | 0 | 0 | 0 | 0
F2_Commercial_Grocery_New_Space Heating_Natural Gas_Boiler_E9 | F2 | Commercial | Grocery | New | Space Heating | Natural Gas | Boiler | E9 | TRC BC Ratio | 0 | 0 | 0 | 0 | 0 | 0 | 0 | 0 | 0 | 0 | 0 | 0 | 0 | 0 | 0 | 0 | 0 | 0 | 0 | 0 | 0 | 0 | 0 | 0 | 0 | 0 | 0 | 0 | 0 | 0 | 0
F2_Commercial_Grocery_New_Space Heating_Natural Gas_Boiler_E10 | F2 | Commercial | Grocery | New | Space Heating | Natural Gas | Boiler | E10 | TRC BC Ratio | 0 | 0 | 0 | 0 | 0 | 0 | 0 | 0 | 0 | 0 | 0 | 0 | 0 | 0 | 0 | 0 | 0 | 0 | 0 | 0 | 0 | 0 | 0 | 0 | 0 | 0 | 0 | 0 | 0 | 0 | 0
F3_Commercial_Grocery_New_Space Heating_Natural Gas_Boiler_E1 | F3 | Commercial | Grocery | New | Space Heating | Natural Gas | Boiler | E1 | PACT BC Ratio | 0.9 | 0.9 | 0.9 | 0.9 | 0.9 | 0 | 0 | 0 | 0 | 0 | 0 | 0 | 0 | 0 | 0 | 0 | 0 | 0 | 0 | 0 | 0 | 0 | 0 | 0 | 0 | 0 | 0 | 0 | 0 | 0 | 0
F3_Commercial_Grocery_New_Space Heating_Natural Gas_Boiler_E2 | F3 | Commercial | Grocery | New | Space Heating | Natural Gas | Boiler | E2 | PACT BC Ratio | 36.9313 | 37.1518 | 37.292 | 37.459 | 37.7942 | 0 | 0 | 0 | 0 | 0 | 0 | 0 | 0 | 0 | 0 | 0 | 0 | 0 | 0 | 0 | 0 | 0 | 0 | 0 | 0 | 0 | 0 | 0 | 0 | 0 | 0
F3_Commercial_Grocery_New_Space Heating_Natural Gas_Boiler_E3 | F3 | Commercial | Grocery | New | Space Heating | Natural Gas | Boiler | E3 | PACT BC Ratio | 6.2338 | 6.271 | 6.2947 | 6.3228 | 6.3794 | 0.9 | 0.9 | 0.9 | 0.9 | 0.9 | 0.9 | 0.9 | 0.9 | 0.9 | 0.9 | 0.9 | 0.9 | 0.9 | 0.9 | 0.9 | 0.9 | 0.9 | 0.9 | 0.9 | 0.9 | 0.9 | 0.9 | 0.9 | 0.9 | 0.9 | 0.9
F3_Commercial_Grocery_New_Space Heating_Natural Gas_Boiler_E4 | F3 | Commercial | Grocery | New | Space Heating | Natural Gas | Boiler | E4 | PACT BC Ratio | 6.1822 | 6.2191 | 6.2426 | 6.2706 | 6.3267 | 5.877 | 5.6887 | 5.5877 | 5.5525 | 5.5036 | 5.4761 | 5.4389 | 4.8923 | 4.8519 | 4.8452 | 4.8077 | 4.7934 | 4.7879 | 4.6964 | 4.7184 | 4.7236 | 4.7377 | 4.7603 | 2.793 | 2.7168 | 2.6386 | 2.5577 | 2.4732 | 2.3846 | 2.2911 | 2.192
F3_Commercial_Grocery_New_Space Heating_Natural Gas_Boiler_E5 | F3 | Commercial | Grocery | New | Space Heating | Natural Gas | Boiler | E5 | PACT BC Ratio | 2.0742 | 2.0866 | 2.0945 | 2.1039 | 2.1227 | 1.4362 | 1.3902 | 1.3655 | 1.3569 | 1.3449 | 1.3382 | 1.3291 | 1.1955 | 1.1857 | 1.184 | 1.1749 | 1.1714 | 1.17 | 1.1477 | 1.153 | 1.1543 | 1.1577 | 1.1633 | 0.68252 | 0.66391 | 0.6448 | 0.62502 | 0.60438 | 0.58272 | 0.55987 | 0.53565
F3_Commercial_Grocery_New_Space Heating_Natural Gas_Boiler_E6 | F3 | Commercial | Grocery | New | Space Heating | Natural Gas | Boiler | E6 | PACT BC Ratio | 0 | 0 | 0 | 0 | 0 | 0 | 0 | 0 | 0 | 0 | 0 | 0 | 0 | 0 | 0 | 0 | 0 | 0 | 0 | 0 | 0 | 0 | 0 | 0 | 0 | 0 | 0 | 0 | 0 | 0 | 0
F3_Commercial_Grocery_New_Space Heating_Natural Gas_Boiler_E7 | F3 | Commercial | Grocery | New | Space Heating | Natural Gas | Boiler | E7 | PACT BC Ratio | 0 | 0 | 0 | 0 | 0 | 0 | 0 | 0 | 0 | 0 | 0 | 0 | 0 | 0 | 0 | 0 | 0 | 0 | 0 | 0 | 0 | 0 | 0 | 0 | 0 | 0 | 0 | 0 | 0 | 0 | 0
F3_Commercial_Grocery_New_Space Heating_Natural Gas_Boiler_E8 | F3 | Commercial | Grocery | New | Space Heating | Natural Gas | Boiler | E8 | PACT BC Ratio | 0 | 0 | 0 | 0 | 0 | 0 | 0 | 0 | 0 | 0 | 0 | 0 | 0 | 0 | 0 | 0 | 0 | 0 | 0 | 0 | 0 | 0 | 0 | 0 | 0 | 0 | 0 | 0 | 0 | 0 | 0
F3_Commercial_Grocery_New_Space Heating_Natural Gas_Boiler_E9 | F3 | Commercial | Grocery | New | Space Heating | Natural Gas | Boiler | E9 | PACT BC Ratio | 0 | 0 | 0 | 0 | 0 | 0 | 0 | 0 | 0 | 0 | 0 | 0 | 0 | 0 | 0 | 0 | 0 | 0 | 0 | 0 | 0 | 0 | 0 | 0 | 0 | 0 | 0 | 0 | 0 | 0 | 0
F3_Commercial_Grocery_New_Space Heating_Natural Gas_Boiler_E10 | F3 | Commercial | Grocery | New | Space Heating | Natural Gas | Boiler | E10 | PACT BC Ratio | 0 | 0 | 0 | 0 | 0 | 0 | 0 | 0 | 0 | 0 | 0 | 0 | 0 | 0 | 0 | 0 | 0 | 0 | 0 | 0 | 0 | 0 | 0 | 0 | 0 | 0 | 0 | 0 | 0 | 0 | 0
F4_Commercial_Grocery_New_Space Heating_Natural Gas_Boiler_E1 | F4 | Commercial | Grocery | New | Space Heating | Natural Gas | Boiler | E1 | PCT BC Ratio | 0.9 | 0.9 | 0.9 | 0.9 | 0.9 | 0 | 0 | 0 | 0 | 0 | 0 | 0 | 0 | 0 | 0 | 0 | 0 | 0 | 0 | 0 | 0 | 0 | 0 | 0 | 0 | 0 | 0 | 0 | 0 | 0 | 0
F4_Commercial_Grocery_New_Space Heating_Natural Gas_Boiler_E2 | F4 | Commercial | Grocery | New | Space Heating | Natural Gas | Boiler | E2 | PCT BC Ratio | 22.0535 | 22.1837 | 22.2666 | 22.3652 | 22.5633 | 0 | 0 | 0 | 0 | 0 | 0 | 0 | 0 | 0 | 0 | 0 | 0 | 0 | 0 | 0 | 0 | 0 | 0 | 0 | 0 | 0 | 0 | 0 | 0 | 0 | 0
F4_Commercial_Grocery_New_Space Heating_Natural Gas_Boiler_E3 | F4 | Commercial | Grocery | New | Space Heating | Natural Gas | Boiler | E3 | PCT BC Ratio | 3.9177 | 3.9397 | 3.9536 | 3.9703 | 4.0037 | 0.9 | 0.9 | 0.9 | 0.9 | 0.9 | 0.9 | 0.9 | 0.9 | 0.9 | 0.9 | 0.9 | 0.9 | 0.9 | 0.9 | 0.9 | 0.9 | 0.9 | 0.9 | 0.9 | 0.9 | 0.9 | 0.9 | 0.9 | 0.9 | 0.9 | 0.9
F4_Commercial_Grocery_New_Space Heating_Natural Gas_Boiler_E4 | F4 | Commercial | Grocery | New | Space Heating | Natural Gas | Boiler | E4 | PCT BC Ratio | 3.8872 | 3.909 | 3.9229 | 3.9394 | 3.9726 | 3.7069 | 3.5957 | 3.536 | 3.5152 | 3.4863 | 3.47 | 3.4481 | 3.1252 | 3.1013 | 3.0973 | 3.0752 | 3.0667 | 3.0634 | 3.0094 | 3.0224 | 3.0255 | 3.0338 | 3.0472 | 1.8849 | 1.8399 | 1.7937 | 1.7459 | 1.696 | 1.6436 | 1.5884 | 1.5298
F4_Commercial_Grocery_New_Space Heating_Natural Gas_Boiler_E5 | F4 | Commercial | Grocery | New | Space Heating | Natural Gas | Boiler | E5 | PCT BC Ratio | 1.4603 | 1.4676 | 1.4722 | 1.4778 | 1.4889 | 1.0833 | 1.0561 | 1.0415 | 1.0364 | 1.0294 | 1.0254 | 1.02 | 0.94113 | 0.93529 | 0.93433 | 0.92892 | 0.92685 | 0.92605 | 0.91284 | 0.91603 | 0.91677 | 0.91881 | 0.92207 | 0.63805 | 0.62705 | 0.61576 | 0.60407 | 0.59188 | 0.57909 | 0.56558 | 0.55128
F4_Commercial_Grocery_New_Space Heating_Natural Gas_Boiler_E6 | F4 | Commercial | Grocery | New | Space Heating | Natural Gas | Boiler | E6 | PCT BC Ratio | 0 | 0 | 0 | 0 | 0 | 0 | 0 | 0 | 0 | 0 | 0 | 0 | 0 | 0 | 0 | 0 | 0 | 0 | 0 | 0 | 0 | 0 | 0 | 0 | 0 | 0 | 0 | 0 | 0 | 0 | 0
F4_Commercial_Grocery_New_Space Heating_Natural Gas_Boiler_E7 | F4 | Commercial | Grocery | New | Space Heating | Natural Gas | Boiler | E7 | PCT BC Ratio | 0 | 0 | 0 | 0 | 0 | 0 | 0 | 0 | 0 | 0 | 0 | 0 | 0 | 0 | 0 | 0 | 0 | 0 | 0 | 0 | 0 | 0 | 0 | 0 | 0 | 0 | 0 | 0 | 0 | 0 | 0
F4_Commercial_Grocery_New_Space Heating_Natural Gas_Boiler_E8 | F4 | Commercial | Grocery | New | Space Heating | Natural Gas | Boiler | E8 | PCT BC Ratio | 0 | 0 | 0 | 0 | 0 | 0 | 0 | 0 | 0 | 0 | 0 | 0 | 0 | 0 | 0 | 0 | 0 | 0 | 0 | 0 | 0 | 0 | 0 | 0 | 0 | 0 | 0 | 0 | 0 | 0 | 0
F4_Commercial_Grocery_New_Space Heating_Natural Gas_Boiler_E9 | F4 | Commercial | Grocery | New | Space Heating | Natural Gas | Boiler | E9 | PCT BC Ratio | 0 | 0 | 0 | 0 | 0 | 0 | 0 | 0 | 0 | 0 | 0 | 0 | 0 | 0 | 0 | 0 | 0 | 0 | 0 | 0 | 0 | 0 | 0 | 0 | 0 | 0 | 0 | 0 | 0 | 0 | 0
F4_Commercial_Grocery_New_Space Heating_Natural Gas_Boiler_E10 | F4 | Commercial | Grocery | New | Space Heating | Natural Gas | Boiler | E10 | PCT BC Ratio | 0 | 0 | 0 | 0 | 0 | 0 | 0 | 0 | 0 | 0 | 0 | 0 | 0 | 0 | 0 | 0 | 0 | 0 | 0 | 0 | 0 | 0 | 0 | 0 | 0 | 0 | 0 | 0 | 0 | 0 | 0
F5_Commercial_Grocery_New_Space Heating_Natural Gas_Boiler_E1 | F5 | Commercial | Grocery | New | Space Heating | Natural Gas | Boiler | E1 | RIM BC Ratio | 0.9 | 0.9 | 0.9 | 0.9 | 0.9 | 0 | 0 | 0 | 0 | 0 | 0 | 0 | 0 | 0 | 0 | 0 | 0 | 0 | 0 | 0 | 0 | 0 | 0 | 0 | 0 | 0 | 0 | 0 | 0 | 0 | 0
F5_Commercial_Grocery_New_Space Heating_Natural Gas_Boiler_E2 | F5 | Commercial | Grocery | New | Space Heating | Natural Gas | Boiler | E2 | RIM BC Ratio | 0.81623 | 0.81634 | 0.81641 | 0.81649 | 0.81664 | 0 | 0 | 0 | 0 | 0 | 0 | 0 | 0 | 0 | 0 | 0 | 0 | 0 | 0 | 0 | 0 | 0 | 0 | 0 | 0 | 0 | 0 | 0 | 0 | 0 | 0
F5_Commercial_Grocery_New_Space Heating_Natural Gas_Boiler_E3 | F5 | Commercial | Grocery | New | Space Heating | Natural Gas | Boiler | E3 | RIM BC Ratio | 0.73612 | 0.73663 | 0.73696 | 0.73734 | 0.73811 | 0.9 | 0.9 | 0.9 | 0.9 | 0.9 | 0.9 | 0.9 | 0.9 | 0.9 | 0.9 | 0.9 | 0.9 | 0.9 | 0.9 | 0.9 | 0.9 | 0.9 | 0.9 | 0.9 | 0.9 | 0.9 | 0.9 | 0.9 | 0.9 | 0.9 | 0.9
F5_Commercial_Grocery_New_Space Heating_Natural Gas_Boiler_E4 | F5 | Commercial | Grocery | New | Space Heating | Natural Gas | Boiler | E4 | RIM BC Ratio | 0.73539 | 0.73591 | 0.73624 | 0.73663 | 0.73739 | 0.73088 | 0.72788 | 0.7262 | 0.7256 | 0.72476 | 0.72428 | 0.72363 | 0.71303 | 0.71216 | 0.71202 | 0.71121 | 0.71089 | 0.71077 | 0.70872 | 0.70922 | 0.70934 | 0.70965 | 0.71016 | 0.64263 | 0.63851 | 0.63409 | 0.62931 | 0.62407 | 0.61827 | 0.61179 | 0.60449
F5_Commercial_Grocery_New_Space Heating_Natural Gas_Boiler_E5 | F5 | Commercial | Grocery | New | Space Heating | Natural Gas | Boiler | E5 | RIM BC Ratio | 0.59518 | 0.59619 | 0.59683 | 0.59759 | 0.5991 | 0.52788 | 0.52154 | 0.51802 | 0.51678 | 0.51504 | 0.51405 | 0.5127 | 0.49152 | 0.48984 | 0.48956 | 0.48799 | 0.48738 | 0.48715 | 0.48323 | 0.48418 | 0.4844 | 0.48501 | 0.48598 | 0.37549 | 0.36978 | 0.36378 | 0.35739 | 0.35055 | 0.34315 | 0.3351 | 0.32627
F5_Commercial_Grocery_New_Space Heating_Natural Gas_Boiler_E6 | F5 | Commercial | Grocery | New | Space Heating | Natural Gas | Boiler | E6 | RIM BC Ratio | 0 | 0 | 0 | 0 | 0 | 0 | 0 | 0 | 0 | 0 | 0 | 0 | 0 | 0 | 0 | 0 | 0 | 0 | 0 | 0 | 0 | 0 | 0 | 0 | 0 | 0 | 0 | 0 | 0 | 0 | 0
F5_Commercial_Grocery_New_Space Heating_Natural Gas_Boiler_E7 | F5 | Commercial | Grocery | New | Space Heating | Natural Gas | Boiler | E7 | RIM BC Ratio | 0 | 0 | 0 | 0 | 0 | 0 | 0 | 0 | 0 | 0 | 0 | 0 | 0 | 0 | 0 | 0 | 0 | 0 | 0 | 0 | 0 | 0 | 0 | 0 | 0 | 0 | 0 | 0 | 0 | 0 | 0
F5_Commercial_Grocery_New_Space Heating_Natural Gas_Boiler_E8 | F5 | Commercial | Grocery | New | Space Heating | Natural Gas | Boiler | E8 | RIM BC Ratio | 0 | 0 | 0 | 0 | 0 | 0 | 0 | 0 | 0 | 0 | 0 | 0 | 0 | 0 | 0 | 0 | 0 | 0 | 0 | 0 | 0 | 0 | 0 | 0 | 0 | 0 | 0 | 0 | 0 | 0 | 0
F5_Commercial_Grocery_New_Space Heating_Natural Gas_Boiler_E9 | F5 | Commercial | Grocery | New | Space Heating | Natural Gas | Boiler | E9 | RIM BC Ratio | 0 | 0 | 0 | 0 | 0 | 0 | 0 | 0 | 0 | 0 | 0 | 0 | 0 | 0 | 0 | 0 | 0 | 0 | 0 | 0 | 0 | 0 | 0 | 0 | 0 | 0 | 0 | 0 | 0 | 0 | 0
F5_Commercial_Grocery_New_Space Heating_Natural Gas_Boiler_E10 | F5 | Commercial | Grocery | New | Space Heating | Natural Gas | Boiler | E10 | RIM BC Ratio | 0 | 0 | 0 | 0 | 0 | 0 | 0 | 0 | 0 | 0 | 0 | 0 | 0 | 0 | 0 | 0 | 0 | 0 | 0 | 0 | 0 | 0 | 0 | 0 | 0 | 0 | 0 | 0 | 0 | 0 | 0
F0_Commercial_Grocery_New_Space Heating_Natural Gas_Unit Heater_E0 | F0 | Commercial | Grocery | New | Space Heating | Natural Gas | Unit Heater | E0 | Economic Unit | Infrared Radiant | Infrared Radiant | Infrared Radiant | Infrared Radiant | Infrared Radiant | Infrared Radiant | Infrared Radiant | Infrared Radiant | Infrared Radiant | Infrared Radiant | Infrared Radiant | Infrared Radiant | Infrared Radiant | Infrared Radiant | Infrared Radiant | Infrared Radiant | Infrared Radiant | Infrared Radiant | Infrared Radiant | Infrared Radiant | Infrared Radiant | Infrared Radiant | Infrared Radiant | Infrared Radiant | Infrared Radiant | Infrared Radiant | Infrared Radiant | Infrared Radiant | Infrared Radiant | Infrared Radiant | Infrared Radiant
F1_Commercial_Grocery_New_Space Heating_Natural Gas_Unit Heater_E1 | F1 | Commercial | Grocery | New | Space Heating | Natural Gas | Unit Heater | E1 | CCE | 0 | 0 | 0 | 0 | 0 | 0 | 0 | 0 | 0 | 0 | 0 | 0 | 0 | 0 | 0 | 0 | 0 | 0 | 0 | 0 | 0 | 0 | 0 | 0 | 0 | 0 | 0 | 0 | 0 | 0 | 0
F1_Commercial_Grocery_New_Space Heating_Natural Gas_Unit Heater_E2 | F1 | Commercial | Grocery | New | Space Heating | Natural Gas | Unit Heater | E2 | CCE | 0.046756 | 0.044949 | 0.045164 | 0.045636 | 0.045636 | 0 | 0 | 0 | 0 | 0 | 0 | 0 | 0 | 0 | 0 | 0 | 0 | 0 | 0 | 0 | 0 | 0 | 0 | 0 | 0 | 0 | 0 | 0 | 0 | 0 | 0
F1_Commercial_Grocery_New_Space Heating_Natural Gas_Unit Heater_E3 | F1 | Commercial | Grocery | New | Space Heating | Natural Gas | Unit Heater | E3 | CCE | 0.0036453 | 0.0035045 | 0.0035212 | 0.003558 | 0.003558 | -0.030773 | -0.030773 | -0.030773 | -0.030773 | -0.030773 | -0.030773 | -0.030773 | -0.030773 | -0.030773 | -0.030773 | -0.030773 | -0.030773 | -0.030773 | -0.030773 | -0.030773 | -0.030773 | -0.030773 | -0.030773 | -0.030773 | -0.030773 | -0.030773 | -0.030773 | -0.030773 | -0.030773 | -0.030773 | -0.030773
F1_Commercial_Grocery_New_Space Heating_Natural Gas_Unit Heater_E4 | F1 | Commercial | Grocery | New | Space Heating | Natural Gas | Unit Heater | E4 | CCE | 0 | 0 | 0 | 0 | 0 | 0 | 0 | 0 | 0 | 0 | 0 | 0 | 0 | 0 | 0 | 0 | 0 | 0 | 0 | 0 | 0 | 0 | 0 | 0 | 0 | 0 | 0 | 0 | 0 | 0 | 0
F1_Commercial_Grocery_New_Space Heating_Natural Gas_Unit Heater_E5 | F1 | Commercial | Grocery | New | Space Heating | Natural Gas | Unit Heater | E5 | CCE | 0 | 0 | 0 | 0 | 0 | 0 | 0 | 0 | 0 | 0 | 0 | 0 | 0 | 0 | 0 | 0 | 0 | 0 | 0 | 0 | 0 | 0 | 0 | 0 | 0 | 0 | 0 | 0 | 0 | 0 | 0
F1_Commercial_Grocery_New_Space Heating_Natural Gas_Unit Heater_E6 | F1 | Commercial | Grocery | New | Space Heating | Natural Gas | Unit Heater | E6 | CCE | 0 | 0 | 0 | 0 | 0 | 0 | 0 | 0 | 0 | 0 | 0 | 0 | 0 | 0 | 0 | 0 | 0 | 0 | 0 | 0 | 0 | 0 | 0 | 0 | 0 | 0 | 0 | 0 | 0 | 0 | 0
F1_Commercial_Grocery_New_Space Heating_Natural Gas_Unit Heater_E7 | F1 | Commercial | Grocery | New | Space Heating | Natural Gas | Unit Heater | E7 | CCE | 0 | 0 | 0 | 0 | 0 | 0 | 0 | 0 | 0 | 0 | 0 | 0 | 0 | 0 | 0 | 0 | 0 | 0 | 0 | 0 | 0 | 0 | 0 | 0 | 0 | 0 | 0 | 0 | 0 | 0 | 0
F1_Commercial_Grocery_New_Space Heating_Natural Gas_Unit Heater_E8 | F1 | Commercial | Grocery | New | Space Heating | Natural Gas | Unit Heater | E8 | CCE | 0 | 0 | 0 | 0 | 0 | 0 | 0 | 0 | 0 | 0 | 0 | 0 | 0 | 0 | 0 | 0 | 0 | 0 | 0 | 0 | 0 | 0 | 0 | 0 | 0 | 0 | 0 | 0 | 0 | 0 | 0
F1_Commercial_Grocery_New_Space Heating_Natural Gas_Unit Heater_E9 | F1 | Commercial | Grocery | New | Space Heating | Natural Gas | Unit Heater | E9 | CCE | 0 | 0 | 0 | 0 | 0 | 0 | 0 | 0 | 0 | 0 | 0 | 0 | 0 | 0 | 0 | 0 | 0 | 0 | 0 | 0 | 0 | 0 | 0 | 0 | 0 | 0 | 0 | 0 | 0 | 0 | 0
F1_Commercial_Grocery_New_Space Heating_Natural Gas_Unit Heater_E10 | F1 | Commercial | Grocery | New | Space Heating | Natural Gas | Unit Heater | E10 | CCE | 0 | 0 | 0 | 0 | 0 | 0 | 0 | 0 | 0 | 0 | 0 | 0 | 0 | 0 | 0 | 0 | 0 | 0 | 0 | 0 | 0 | 0 | 0 | 0 | 0 | 0 | 0 | 0 | 0 | 0 | 0
F2_Commercial_Grocery_New_Space Heating_Natural Gas_Unit Heater_E1 | F2 | Commercial | Grocery | New | Space Heating | Natural Gas | Unit Heater | E1 | TRC BC Ratio | 0.9 | 0.9 | 0.9 | 0.9 | 0.9 | 0 | 0 | 0 | 0 | 0 | 0 | 0 | 0 | 0 | 0 | 0 | 0 | 0 | 0 | 0 | 0 | 0 | 0 | 0 | 0 | 0 | 0 | 0 | 0 | 0 | 0
F2_Commercial_Grocery_New_Space Heating_Natural Gas_Unit Heater_E2 | F2 | Commercial | Grocery | New | Space Heating | Natural Gas | Unit Heater | E2 | TRC BC Ratio | 0.2185 | 0.22085 | 0.22228 | 0.224 | 0.22407 | 0.9 | 0.9 | 0.9 | 0.9 | 0.9 | 0.9 | 0.9 | 0.9 | 0.9 | 0.9 | 0.9 | 0.9 | 0.9 | 0.9 | 0.9 | 0.9 | 0.9 | 0.9 | 0.9 | 0.9 | 0.9 | 0.9 | 0.9 | 0.9 | 0.9 | 0.9
F2_Commercial_Grocery_New_Space Heating_Natural Gas_Unit Heater_E3 | F2 | Commercial | Grocery | New | Space Heating | Natural Gas | Unit Heater | E3 | TRC BC Ratio | 2.8026 | 2.8327 | 2.851 | 2.8731 | 2.874 | 0.9 | 0.9 | 0.9 | 0.9 | 0.9 | 0.9 | 0.9 | 0.9 | 0.9 | 0.9 | 0.9 | 0.9 | 0.9 | 0.9 | 0.9 | 0.9 | 0.9 | 0.9 | 0.9 | 0.9 | 0.9 | 0.9 | 0.9 | 0.9 | 0.9 | 0.9
F2_Commercial_Grocery_New_Space Heating_Natural Gas_Unit Heater_E4 | F2 | Commercial | Grocery | New | Space Heating | Natural Gas | Unit Heater | E4 | TRC BC Ratio | 0 | 0 | 0 | 0 | 0 | 0 | 0 | 0 | 0 | 0 | 0 | 0 | 0 | 0 | 0 | 0 | 0 | 0 | 0 | 0 | 0 | 0 | 0 | 0 | 0 | 0 | 0 | 0 | 0 | 0 | 0
F2_Commercial_Grocery_New_Space Heating_Natural Gas_Unit Heater_E5 | F2 | Commercial | Grocery | New | Space Heating | Natural Gas | Unit Heater | E5 | TRC BC Ratio | 0 | 0 | 0 | 0 | 0 | 0 | 0 | 0 | 0 | 0 | 0 | 0 | 0 | 0 | 0 | 0 | 0 | 0 | 0 | 0 | 0 | 0 | 0 | 0 | 0 | 0 | 0 | 0 | 0 | 0 | 0
F2_Commercial_Grocery_New_Space Heating_Natural Gas_Unit Heater_E6 | F2 | Commercial | Grocery | New | Space Heating | Natural Gas | Unit Heater | E6 | TRC BC Ratio | 0 | 0 | 0 | 0 | 0 | 0 | 0 | 0 | 0 | 0 | 0 | 0 | 0 | 0 | 0 | 0 | 0 | 0 | 0 | 0 | 0 | 0 | 0 | 0 | 0 | 0 | 0 | 0 | 0 | 0 | 0
F2_Commercial_Grocery_New_Space Heating_Natural Gas_Unit Heater_E7 | F2 | Commercial | Grocery | New | Space Heating | Natural Gas | Unit Heater | E7 | TRC BC Ratio | 0 | 0 | 0 | 0 | 0 | 0 | 0 | 0 | 0 | 0 | 0 | 0 | 0 | 0 | 0 | 0 | 0 | 0 | 0 | 0 | 0 | 0 | 0 | 0 | 0 | 0 | 0 | 0 | 0 | 0 | 0
F2_Commercial_Grocery_New_Space Heating_Natural Gas_Unit Heater_E8 | F2 | Commercial | Grocery | New | Space Heating | Natural Gas | Unit Heater | E8 | TRC BC Ratio | 0 | 0 | 0 | 0 | 0 | 0 | 0 | 0 | 0 | 0 | 0 | 0 | 0 | 0 | 0 | 0 | 0 | 0 | 0 | 0 | 0 | 0 | 0 | 0 | 0 | 0 | 0 | 0 | 0 | 0 | 0
F2_Commercial_Grocery_New_Space Heating_Natural Gas_Unit Heater_E9 | F2 | Commercial | Grocery | New | Space Heating | Natural Gas | Unit Heater | E9 | TRC BC Ratio | 0 | 0 | 0 | 0 | 0 | 0 | 0 | 0 | 0 | 0 | 0 | 0 | 0 | 0 | 0 | 0 | 0 | 0 | 0 | 0 | 0 | 0 | 0 | 0 | 0 | 0 | 0 | 0 | 0 | 0 | 0
F2_Commercial_Grocery_New_Space Heating_Natural Gas_Unit Heater_E10 | F2 | Commercial | Grocery | New | Space Heating | Natural Gas | Unit Heater | E10 | TRC BC Ratio | 0 | 0 | 0 | 0 | 0 | 0 | 0 | 0 | 0 | 0 | 0 | 0 | 0 | 0 | 0 | 0 | 0 | 0 | 0 | 0 | 0 | 0 | 0 | 0 | 0 | 0 | 0 | 0 | 0 | 0 | 0
F3_Commercial_Grocery_New_Space Heating_Natural Gas_Unit Heater_E1 | F3 | Commercial | Grocery | New | Space Heating | Natural Gas | Unit Heater | E1 | PACT BC Ratio | 0.9 | 0.9 | 0.9 | 0.9 | 0.9 | 0 | 0 | 0 | 0 | 0 | 0 | 0 | 0 | 0 | 0 | 0 | 0 | 0 | 0 | 0 | 0 | 0 | 0 | 0 | 0 | 0 | 0 | 0 | 0 | 0 | 0
F3_Commercial_Grocery_New_Space Heating_Natural Gas_Unit Heater_E2 | F3 | Commercial | Grocery | New | Space Heating | Natural Gas | Unit Heater | E2 | PACT BC Ratio | 0.2185 | 0.22085 | 0.22228 | 0.224 | 0.22407 | 0.9 | 0.9 | 0.9 | 0.9 | 0.9 | 0.9 | 0.9 | 0.9 | 0.9 | 0.9 | 0.9 | 0.9 | 0.9 | 0.9 | 0.9 | 0.9 | 0.9 | 0.9 | 0.9 | 0.9 | 0.9 | 0.9 | 0.9 | 0.9 | 0.9 | 0.9
F3_Commercial_Grocery_New_Space Heating_Natural Gas_Unit Heater_E3 | F3 | Commercial | Grocery | New | Space Heating | Natural Gas | Unit Heater | E3 | PACT BC Ratio | 2.8026 | 2.8327 | 2.851 | 2.8731 | 2.874 | 0.9 | 0.9 | 0.9 | 0.9 | 0.9 | 0.9 | 0.9 | 0.9 | 0.9 | 0.9 | 0.9 | 0.9 | 0.9 | 0.9 | 0.9 | 0.9 | 0.9 | 0.9 | 0.9 | 0.9 | 0.9 | 0.9 | 0.9 | 0.9 | 0.9 | 0.9
F3_Commercial_Grocery_New_Space Heating_Natural Gas_Unit Heater_E4 | F3 | Commercial | Grocery | New | Space Heating | Natural Gas | Unit Heater | E4 | PACT BC Ratio | 0 | 0 | 0 | 0 | 0 | 0 | 0 | 0 | 0 | 0 | 0 | 0 | 0 | 0 | 0 | 0 | 0 | 0 | 0 | 0 | 0 | 0 | 0 | 0 | 0 | 0 | 0 | 0 | 0 | 0 | 0
F3_Commercial_Grocery_New_Space Heating_Natural Gas_Unit Heater_E5 | F3 | Commercial | Grocery | New | Space Heating | Natural Gas | Unit Heater | E5 | PACT BC Ratio | 0 | 0 | 0 | 0 | 0 | 0 | 0 | 0 | 0 | 0 | 0 | 0 | 0 | 0 | 0 | 0 | 0 | 0 | 0 | 0 | 0 | 0 | 0 | 0 | 0 | 0 | 0 | 0 | 0 | 0 | 0
F3_Commercial_Grocery_New_Space Heating_Natural Gas_Unit Heater_E6 | F3 | Commercial | Grocery | New | Space Heating | Natural Gas | Unit Heater | E6 | PACT BC Ratio | 0 | 0 | 0 | 0 | 0 | 0 | 0 | 0 | 0 | 0 | 0 | 0 | 0 | 0 | 0 | 0 | 0 | 0 | 0 | 0 | 0 | 0 | 0 | 0 | 0 | 0 | 0 | 0 | 0 | 0 | 0
F3_Commercial_Grocery_New_Space Heating_Natural Gas_Unit Heater_E7 | F3 | Commercial | Grocery | New | Space Heating | Natural Gas | Unit Heater | E7 | PACT BC Ratio | 0 | 0 | 0 | 0 | 0 | 0 | 0 | 0 | 0 | 0 | 0 | 0 | 0 | 0 | 0 | 0 | 0 | 0 | 0 | 0 | 0 | 0 | 0 | 0 | 0 | 0 | 0 | 0 | 0 | 0 | 0
F3_Commercial_Grocery_New_Space Heating_Natural Gas_Unit Heater_E8 | F3 | Commercial | Grocery | New | Space Heating | Natural Gas | Unit Heater | E8 | PACT BC Ratio | 0 | 0 | 0 | 0 | 0 | 0 | 0 | 0 | 0 | 0 | 0 | 0 | 0 | 0 | 0 | 0 | 0 | 0 | 0 | 0 | 0 | 0 | 0 | 0 | 0 | 0 | 0 | 0 | 0 | 0 | 0
F3_Commercial_Grocery_New_Space Heating_Natural Gas_Unit Heater_E9 | F3 | Commercial | Grocery | New | Space Heating | Natural Gas | Unit Heater | E9 | PACT BC Ratio | 0 | 0 | 0 | 0 | 0 | 0 | 0 | 0 | 0 | 0 | 0 | 0 | 0 | 0 | 0 | 0 | 0 | 0 | 0 | 0 | 0 | 0 | 0 | 0 | 0 | 0 | 0 | 0 | 0 | 0 | 0
F3_Commercial_Grocery_New_Space Heating_Natural Gas_Unit Heater_E10 | F3 | Commercial | Grocery | New | Space Heating | Natural Gas | Unit Heater | E10 | PACT BC Ratio | 0 | 0 | 0 | 0 | 0 | 0 | 0 | 0 | 0 | 0 | 0 | 0 | 0 | 0 | 0 | 0 | 0 | 0 | 0 | 0 | 0 | 0 | 0 | 0 | 0 | 0 | 0 | 0 | 0 | 0 | 0
F4_Commercial_Grocery_New_Space Heating_Natural Gas_Unit Heater_E1 | F4 | Commercial | Grocery | New | Space Heating | Natural Gas | Unit Heater | E1 | PCT BC Ratio | 0.9 | 0.9 | 0.9 | 0.9 | 0.9 | 0 | 0 | 0 | 0 | 0 | 0 | 0 | 0 | 0 | 0 | 0 | 0 | 0 | 0 | 0 | 0 | 0 | 0 | 0 | 0 | 0 | 0 | 0 | 0 | 0 | 0
F4_Commercial_Grocery_New_Space Heating_Natural Gas_Unit Heater_E2 | F4 | Commercial | Grocery | New | Space Heating | Natural Gas | Unit Heater | E2 | PCT BC Ratio | 1.5497 | 1.5556 | 1.5592 | 1.5636 | 1.5637 | 0.9 | 0.9 | 0.9 | 0.9 | 0.9 | 0.9 | 0.9 | 0.9 | 0.9 | 0.9 | 0.9 | 0.9 | 0.9 | 0.9 | 0.9 | 0.9 | 0.9 | 0.9 | 0.9 | 0.9 | 0.9 | 0.9 | 0.9 | 0.9 | 0.9 | 0.9
F4_Commercial_Grocery_New_Space Heating_Natural Gas_Unit Heater_E3 | F4 | Commercial | Grocery | New | Space Heating | Natural Gas | Unit Heater | E3 | PCT BC Ratio | 8.0511 | 8.1268 | 8.1729 | 8.2284 | 8.2307 | 0.9 | 0.9 | 0.9 | 0.9 | 0.9 | 0.9 | 0.9 | 0.9 | 0.9 | 0.9 | 0.9 | 0.9 | 0.9 | 0.9 | 0.9 | 0.9 | 0.9 | 0.9 | 0.9 | 0.9 | 0.9 | 0.9 | 0.9 | 0.9 | 0.9 | 0.9
F4_Commercial_Grocery_New_Space Heating_Natural Gas_Unit Heater_E4 | F4 | Commercial | Grocery | New | Space Heating | Natural Gas | Unit Heater | E4 | PCT BC Ratio | 0 | 0 | 0 | 0 | 0 | 0 | 0 | 0 | 0 | 0 | 0 | 0 | 0 | 0 | 0 | 0 | 0 | 0 | 0 | 0 | 0 | 0 | 0 | 0 | 0 | 0 | 0 | 0 | 0 | 0 | 0
F4_Commercial_Grocery_New_Space Heating_Natural Gas_Unit Heater_E5 | F4 | Commercial | Grocery | New | Space Heating | Natural Gas | Unit Heater | E5 | PCT BC Ratio | 0 | 0 | 0 | 0 | 0 | 0 | 0 | 0 | 0 | 0 | 0 | 0 | 0 | 0 | 0 | 0 | 0 | 0 | 0 | 0 | 0 | 0 | 0 | 0 | 0 | 0 | 0 | 0 | 0 | 0 | 0
F4_Commercial_Grocery_New_Space Heating_Natural Gas_Unit Heater_E6 | F4 | Commercial | Grocery | New | Space Heating | Natural Gas | Unit Heater | E6 | PCT BC Ratio | 0 | 0 | 0 | 0 | 0 | 0 | 0 | 0 | 0 | 0 | 0 | 0 | 0 | 0 | 0 | 0 | 0 | 0 | 0 | 0 | 0 | 0 | 0 | 0 | 0 | 0 | 0 | 0 | 0 | 0 | 0
F4_Commercial_Grocery_New_Space Heating_Natural Gas_Unit Heater_E7 | F4 | Commercial | Grocery | New | Space Heating | Natural Gas | Unit Heater | E7 | PCT BC Ratio | 0 | 0 | 0 | 0 | 0 | 0 | 0 | 0 | 0 | 0 | 0 | 0 | 0 | 0 | 0 | 0 | 0 | 0 | 0 | 0 | 0 | 0 | 0 | 0 | 0 | 0 | 0 | 0 | 0 | 0 | 0
F4_Commercial_Grocery_New_Space Heating_Natural Gas_Unit Heater_E8 | F4 | Commercial | Grocery | New | Space Heating | Natural Gas | Unit Heater | E8 | PCT BC Ratio | 0 | 0 | 0 | 0 | 0 | 0 | 0 | 0 | 0 | 0 | 0 | 0 | 0 | 0 | 0 | 0 | 0 | 0 | 0 | 0 | 0 | 0 | 0 | 0 | 0 | 0 | 0 | 0 | 0 | 0 | 0
F4_Commercial_Grocery_New_Space Heating_Natural Gas_Unit Heater_E9 | F4 | Commercial | Grocery | New | Space Heating | Natural Gas | Unit Heater | E9 | PCT BC Ratio | 0 | 0 | 0 | 0 | 0 | 0 | 0 | 0 | 0 | 0 | 0 | 0 | 0 | 0 | 0 | 0 | 0 | 0 | 0 | 0 | 0 | 0 | 0 | 0 | 0 | 0 | 0 | 0 | 0 | 0 | 0
F4_Commercial_Grocery_New_Space Heating_Natural Gas_Unit Heater_E10 | F4 | Commercial | Grocery | New | Space Heating | Natural Gas | Unit Heater | E10 | PCT BC Ratio | 0 | 0 | 0 | 0 | 0 | 0 | 0 | 0 | 0 | 0 | 0 | 0 | 0 | 0 | 0 | 0 | 0 | 0 | 0 | 0 | 0 | 0 | 0 | 0 | 0 | 0 | 0 | 0 | 0 | 0 | 0
F5_Commercial_Grocery_New_Space Heating_Natural Gas_Unit Heater_E1 | F5 | Commercial | Grocery | New | Space Heating | Natural Gas | Unit Heater | E1 | RIM BC Ratio | 0.9 | 0.9 | 0.9 | 0.9 | 0.9 | 0 | 0 | 0 | 0 | 0 | 0 | 0 | 0 | 0 | 0 | 0 | 0 | 0 | 0 | 0 | 0 | 0 | 0 | 0 | 0 | 0 | 0 | 0 | 0 | 0 | 0
F5_Commercial_Grocery_New_Space Heating_Natural Gas_Unit Heater_E2 | F5 | Commercial | Grocery | New | Space Heating | Natural Gas | Unit Heater | E2 | RIM BC Ratio | 0.17317 | 0.17464 | 0.17553 | 0.1766 | 0.17665 | 0.9 | 0.9 | 0.9 | 0.9 | 0.9 | 0.9 | 0.9 | 0.9 | 0.9 | 0.9 | 0.9 | 0.9 | 0.9 | 0.9 | 0.9 | 0.9 | 0.9 | 0.9 | 0.9 | 0.9 | 0.9 | 0.9 | 0.9 | 0.9 | 0.9 | 0.9
F5_Commercial_Grocery_New_Space Heating_Natural Gas_Unit Heater_E3 | F5 | Commercial | Grocery | New | Space Heating | Natural Gas | Unit Heater | E3 | RIM BC Ratio | 0.64314 | 0.64471 | 0.64565 | 0.64678 | 0.64682 | 0.9 | 0.9 | 0.9 | 0.9 | 0.9 | 0.9 | 0.9 | 0.9 | 0.9 | 0.9 | 0.9 | 0.9 | 0.9 | 0.9 | 0.9 | 0.9 | 0.9 | 0.9 | 0.9 | 0.9 | 0.9 | 0.9 | 0.9 | 0.9 | 0.9 | 0.9
F5_Commercial_Grocery_New_Space Heating_Natural Gas_Unit Heater_E4 | F5 | Commercial | Grocery | New | Space Heating | Natural Gas | Unit Heater | E4 | RIM BC Ratio | 0 | 0 | 0 | 0 | 0 | 0 | 0 | 0 | 0 | 0 | 0 | 0 | 0 | 0 | 0 | 0 | 0 | 0 | 0 | 0 | 0 | 0 | 0 | 0 | 0 | 0 | 0 | 0 | 0 | 0 | 0
F5_Commercial_Grocery_New_Space Heating_Natural Gas_Unit Heater_E5 | F5 | Commercial | Grocery | New | Space Heating | Natural Gas | Unit Heater | E5 | RIM BC Ratio | 0 | 0 | 0 | 0 | 0 | 0 | 0 | 0 | 0 | 0 | 0 | 0 | 0 | 0 | 0 | 0 | 0 | 0 | 0 | 0 | 0 | 0 | 0 | 0 | 0 | 0 | 0 | 0 | 0 | 0 | 0
F5_Commercial_Grocery_New_Space Heating_Natural Gas_Unit Heater_E6 | F5 | Commercial | Grocery | New | Space Heating | Natural Gas | Unit Heater | E6 | RIM BC Ratio | 0 | 0 | 0 | 0 | 0 | 0 | 0 | 0 | 0 | 0 | 0 | 0 | 0 | 0 | 0 | 0 | 0 | 0 | 0 | 0 | 0 | 0 | 0 | 0 | 0 | 0 | 0 | 0 | 0 | 0 | 0
F5_Commercial_Grocery_New_Space Heating_Natural Gas_Unit Heater_E7 | F5 | Commercial | Grocery | New | Space Heating | Natural Gas | Unit Heater | E7 | RIM BC Ratio | 0 | 0 | 0 | 0 | 0 | 0 | 0 | 0 | 0 | 0 | 0 | 0 | 0 | 0 | 0 | 0 | 0 | 0 | 0 | 0 | 0 | 0 | 0 | 0 | 0 | 0 | 0 | 0 | 0 | 0 | 0
F5_Commercial_Grocery_New_Space Heating_Natural Gas_Unit Heater_E8 | F5 | Commercial | Grocery | New | Space Heating | Natural Gas | Unit Heater | E8 | RIM BC Ratio | 0 | 0 | 0 | 0 | 0 | 0 | 0 | 0 | 0 | 0 | 0 | 0 | 0 | 0 | 0 | 0 | 0 | 0 | 0 | 0 | 0 | 0 | 0 | 0 | 0 | 0 | 0 | 0 | 0 | 0 | 0
F5_Commercial_Grocery_New_Space Heating_Natural Gas_Unit Heater_E9 | F5 | Commercial | Grocery | New | Space Heating | Natural Gas | Unit Heater | E9 | RIM BC Ratio | 0 | 0 | 0 | 0 | 0 | 0 | 0 | 0 | 0 | 0 | 0 | 0 | 0 | 0 | 0 | 0 | 0 | 0 | 0 | 0 | 0 | 0 | 0 | 0 | 0 | 0 | 0 | 0 | 0 | 0 | 0
F5_Commercial_Grocery_New_Space Heating_Natural Gas_Unit Heater_E10 | F5 | Commercial | Grocery | New | Space Heating | Natural Gas | Unit Heater | E10 | RIM BC Ratio | 0 | 0 | 0 | 0 | 0 | 0 | 0 | 0 | 0 | 0 | 0 | 0 | 0 | 0 | 0 | 0 | 0 | 0 | 0 | 0 | 0 | 0 | 0 | 0 | 0 | 0 | 0 | 0 | 0 | 0 | 0
F0_Commercial_Grocery_New_Water Heating_Natural Gas_Water Heater_E0 | F0 | Commercial | Grocery | New | Water Heating | Natural Gas | Water Heater | E0 | Economic Unit | TE 96% (Instantaneous) | TE 96% (Instantaneous) | TE 96% (Instantaneous) | TE 96% (Instantaneous) | TE 96% (Instantaneous) | TE 96% (Instantaneous) | TE 96% (Instantaneous) | UEF 1.0+ (Gas-Fired HPWH) | UEF 1.0+ (Gas-Fired HPWH) | UEF 1.0+ (Gas-Fired HPWH) | UEF 1.0+ (Gas-Fired HPWH) | UEF 1.0+ (Gas-Fired HPWH) | UEF 1.0+ (Gas-Fired HPWH) | UEF 1.0+ (Gas-Fired HPWH) | UEF 1.0+ (Gas-Fired HPWH) | UEF 1.0+ (Gas-Fired HPWH) | UEF 1.0+ (Gas-Fired HPWH) | UEF 1.0+ (Gas-Fired HPWH) | UEF 1.0+ (Gas-Fired HPWH) | UEF 1.0+ (Gas-Fired HPWH) | UEF 1.0+ (Gas-Fired HPWH) | UEF 1.0+ (Gas-Fired HPWH) | UEF 1.0+ (Gas-Fired HPWH) | UEF 1.0+ (Gas-Fired HPWH) | UEF 1.0+ (Gas-Fired HPWH) | UEF 1.0+ (Gas-Fired HPWH) | UEF 1.0+ (Gas-Fired HPWH) | UEF 1.0+ (Gas-Fired HPWH) | UEF 1.0+ (Gas-Fired HPWH) | UEF 1.0+ (Gas-Fired HPWH) | UEF 1.0+ (Gas-Fired HPWH)
F1_Commercial_Grocery_New_Water Heating_Natural Gas_Water Heater_E1 | F1 | Commercial | Grocery | New | Water Heating | Natural Gas | Water Heater | E1 | CCE | 0 | 0 | 0 | 0 | 0 | 0 | 0 | 0 | 0 | 0 | 0 | 0 | 0 | 0 | 0 | 0 | 0 | 0 | 0 | 0 | 0 | 0 | 0 | 0 | 0 | 0 | 0 | 0 | 0 | 0 | 0
F1_Commercial_Grocery_New_Water Heating_Natural Gas_Water Heater_E2 | F1 | Commercial | Grocery | New | Water Heating | Natural Gas | Water Heater | E2 | CCE | 0.00069574 | 0.00066886 | 0.00067205 | 0.00067907 | 0.00067907 | 0.00067907 | 0.00067907 | 0.00067907 | 0.00067907 | 0.00067907 | 0.00067907 | 0.00067907 | 0.00067907 | 0.00067907 | 0.00067907 | 0.00067907 | 0.00067907 | 0.00067907 | 0.00067907 | 0.00067907 | 0.00067907 | 0.00067907 | 0.00067907 | 0.00067907 | 0.00067907 | 0.00067907 | 0.00067907 | 0.00067907 | 0.00067907 | 0.00067907 | 0.00067907
F1_Commercial_Grocery_New_Water Heating_Natural Gas_Water Heater_E3 | F1 | Commercial | Grocery | New | Water Heating | Natural Gas | Water Heater | E3 | CCE | 0.00050997 | 0.00049027 | 0.0004926 | 0.00049775 | 0.00049775 | 0.00049775 | 0.00049775 | 0.00049775 | 0.00049775 | 0.00049775 | 0.00049775 | 0.00049775 | 0.00049775 | 0.00049775 | 0.00049775 | 0.00049775 | 0.00049775 | 0.00049775 | 0.00049775 | 0.00049775 | 0.00049775 | 0.00049775 | 0.00049775 | 0.00049775 | 0.00049775 | 0.00049775 | 0.00049775 | 0.00049775 | 0.00049775 | 0.00049775 | 0.00049775
F1_Commercial_Grocery_New_Water Heating_Natural Gas_Water Heater_E4 | F1 | Commercial | Grocery | New | Water Heating | Natural Gas | Water Heater | E4 | CCE | 0 | 0 | 0 | 0 | 0 | 0 | 0 | 0.0011147 | 0.0011147 | 0.0011147 | 0.0011147 | 0.0011147 | 0.0011147 | 0.0011147 | 0.0011147 | 0.0011147 | 0.0011147 | 0.0011147 | 0.0011147 | 0.0011147 | 0.0011147 | 0.0011147 | 0.0011147 | 0.0011147 | 0.0011147 | 0.0011147 | 0.0011147 | 0.0011147 | 0.0011147 | 0.0011147 | 0.0011147
F1_Commercial_Grocery_New_Water Heating_Natural Gas_Water Heater_E5 | F1 | Commercial | Grocery | New | Water Heating | Natural Gas | Water Heater | E5 | CCE | 0 | 0 | 0 | 0 | 0 | 0 | 0 | 0 | 0 | 0 | 0 | 0 | 0 | 0 | 0 | 0 | 0 | 0 | 0 | 0 | 0 | 0 | 0 | 0 | 0 | 0 | 0 | 0 | 0 | 0 | 0
F1_Commercial_Grocery_New_Water Heating_Natural Gas_Water Heater_E6 | F1 | Commercial | Grocery | New | Water Heating | Natural Gas | Water Heater | E6 | CCE | 0 | 0 | 0 | 0 | 0 | 0 | 0 | 0 | 0 | 0 | 0 | 0 | 0 | 0 | 0 | 0 | 0 | 0 | 0 | 0 | 0 | 0 | 0 | 0 | 0 | 0 | 0 | 0 | 0 | 0 | 0
F1_Commercial_Grocery_New_Water Heating_Natural Gas_Water Heater_E7 | F1 | Commercial | Grocery | New | Water Heating | Natural Gas | Water Heater | E7 | CCE | 0 | 0 | 0 | 0 | 0 | 0 | 0 | 0 | 0 | 0 | 0 | 0 | 0 | 0 | 0 | 0 | 0 | 0 | 0 | 0 | 0 | 0 | 0 | 0 | 0 | 0 | 0 | 0 | 0 | 0 | 0
F1_Commercial_Grocery_New_Water Heating_Natural Gas_Water Heater_E8 | F1 | Commercial | Grocery | New | Water Heating | Natural Gas | Water Heater | E8 | CCE | 0 | 0 | 0 | 0 | 0 | 0 | 0 | 0 | 0 | 0 | 0 | 0 | 0 | 0 | 0 | 0 | 0 | 0 | 0 | 0 | 0 | 0 | 0 | 0 | 0 | 0 | 0 | 0 | 0 | 0 | 0
F1_Commercial_Grocery_New_Water Heating_Natural Gas_Water Heater_E9 | F1 | Commercial | Grocery | New | Water Heating | Natural Gas | Water Heater | E9 | CCE | 0 | 0 | 0 | 0 | 0 | 0 | 0 | 0 | 0 | 0 | 0 | 0 | 0 | 0 | 0 | 0 | 0 | 0 | 0 | 0 | 0 | 0 | 0 | 0 | 0 | 0 | 0 | 0 | 0 | 0 | 0
F1_Commercial_Grocery_New_Water Heating_Natural Gas_Water Heater_E10 | F1 | Commercial | Grocery | New | Water Heating | Natural Gas | Water Heater | E10 | CCE | 0 | 0 | 0 | 0 | 0 | 0 | 0 | 0 | 0 | 0 | 0 | 0 | 0 | 0 | 0 | 0 | 0 | 0 | 0 | 0 | 0 | 0 | 0 | 0 | 0 | 0 | 0 | 0 | 0 | 0 | 0
F2_Commercial_Grocery_New_Water Heating_Natural Gas_Water Heater_E1 | F2 | Commercial | Grocery | New | Water Heating | Natural Gas | Water Heater | E1 | TRC BC Ratio | 0.9 | 0.9 | 0.9 | 0.9 | 0.9 | 0.9 | 0.9 | 0.9 | 0.9 | 0.9 | 0.9 | 0.9 | 0.9 | 0.9 | 0.9 | 0.9 | 0.9 | 0.9 | 0.9 | 0.9 | 0.9 | 0.9 | 0.9 | 0.9 | 0.9 | 0.9 | 0.9 | 0.9 | 0.9 | 0.9 | 0.9
F2_Commercial_Grocery_New_Water Heating_Natural Gas_Water Heater_E2 | F2 | Commercial | Grocery | New | Water Heating | Natural Gas | Water Heater | E2 | TRC BC Ratio | 14.6675 | 14.9583 | 15.1662 | 15.3916 | 15.7154 | 14.7238 | 13.9488 | 13.5412 | 13.3948 | 13.1702 | 13.0185 | 13.7084 | 12.2684 | 13.1132 | 14.1974 | 15.2513 | 15.2906 | 15.3637 | 15.0701 | 15.2795 | 15.4261 | 15.6239 | 15.8726 | 7.4768 | 7.3276 | 7.188 | 7.0566 | 6.9319 | 6.8129 | 6.6985 | 6.5879
F2_Commercial_Grocery_New_Water Heating_Natural Gas_Water Heater_E3 | F2 | Commercial | Grocery | New | Water Heating | Natural Gas | Water Heater | E3 | TRC BC Ratio | 20.0106 | 20.4072 | 20.6909 | 20.9984 | 21.4401 | 20.0872 | 19.0299 | 18.4739 | 18.2742 | 17.9677 | 17.7609 | 18.702 | 16.7375 | 17.89 | 19.3692 | 20.807 | 20.8606 | 20.9602 | 20.5597 | 20.8455 | 21.0454 | 21.3153 | 21.6546 | 10.2004 | 9.9969 | 9.8064 | 9.6271 | 9.4571 | 9.2947 | 9.1386 | 8.9877
F2_Commercial_Grocery_New_Water Heating_Natural Gas_Water Heater_E4 | F2 | Commercial | Grocery | New | Water Heating | Natural Gas | Water Heater | E4 | TRC BC Ratio | 0 | 0 | 0 | 0 | 0 | 0 | 0 | 8.097 | 7.7648 | 7.3399 | 6.942 | 7.6461 | 6.6913 | 7.8598 | 9.2668 | 10.7052 | 10.7621 | 10.8439 | 10.6353 | 10.8221 | 10.9584 | 11.1343 | 11.3497 | 4.7506 | 4.6514 | 4.5594 | 4.4734 | 4.3924 | 4.3155 | 4.2419 | 4.1867
F2_Commercial_Grocery_New_Water Heating_Natural Gas_Water Heater_E5 | F2 | Commercial | Grocery | New | Water Heating | Natural Gas | Water Heater | E5 | TRC BC Ratio | 0 | 0 | 0 | 0 | 0 | 0 | 0 | 0 | 0 | 0 | 0 | 0 | 0 | 0 | 0 | 0 | 0 | 0 | 0 | 0 | 0 | 0 | 0 | 0 | 0 | 0 | 0 | 0 | 0 | 0 | 0
F2_Commercial_Grocery_New_Water Heating_Natural Gas_Water Heater_E6 | F2 | Commercial | Grocery | New | Water Heating | Natural Gas | Water Heater | E6 | TRC BC Ratio | 0 | 0 | 0 | 0 | 0 | 0 | 0 | 0 | 0 | 0 | 0 | 0 | 0 | 0 | 0 | 0 | 0 | 0 | 0 | 0 | 0 | 0 | 0 | 0 | 0 | 0 | 0 | 0 | 0 | 0 | 0
F2_Commercial_Grocery_New_Water Heating_Natural Gas_Water Heater_E7 | F2 | Commercial | Grocery | New | Water Heating | Natural Gas | Water Heater | E7 | TRC BC Ratio | 0 | 0 | 0 | 0 | 0 | 0 | 0 | 0 | 0 | 0 | 0 | 0 | 0 | 0 | 0 | 0 | 0 | 0 | 0 | 0 | 0 | 0 | 0 | 0 | 0 | 0 | 0 | 0 | 0 | 0 | 0
F2_Commercial_Grocery_New_Water Heating_Natural Gas_Water Heater_E8 | F2 | Commercial | Grocery | New | Water Heating | Natural Gas | Water Heater | E8 | TRC BC Ratio | 0 | 0 | 0 | 0 | 0 | 0 | 0 | 0 | 0 | 0 | 0 | 0 | 0 | 0 | 0 | 0 | 0 | 0 | 0 | 0 | 0 | 0 | 0 | 0 | 0 | 0 | 0 | 0 | 0 | 0 | 0
F2_Commercial_Grocery_New_Water Heating_Natural Gas_Water Heater_E9 | F2 | Commercial | Grocery | New | Water Heating | Natural Gas | Water Heater | E9 | TRC BC Ratio | 0 | 0 | 0 | 0 | 0 | 0 | 0 | 0 | 0 | 0 | 0 | 0 | 0 | 0 | 0 | 0 | 0 | 0 | 0 | 0 | 0 | 0 | 0 | 0 | 0 | 0 | 0 | 0 | 0 | 0 | 0
F2_Commercial_Grocery_New_Water Heating_Natural Gas_Water Heater_E10 | F2 | Commercial | Grocery | New | Water Heating | Natural Gas | Water Heater | E10 | TRC BC Ratio | 0 | 0 | 0 | 0 | 0 | 0 | 0 | 0 | 0 | 0 | 0 | 0 | 0 | 0 | 0 | 0 | 0 | 0 | 0 | 0 | 0 | 0 | 0 | 0 | 0 | 0 | 0 | 0 | 0 | 0 | 0
F3_Commercial_Grocery_New_Water Heating_Natural Gas_Water Heater_E1 | F3 | Commercial | Grocery | New | Water Heating | Natural Gas | Water Heater | E1 | PACT BC Ratio | 0.9 | 0.9 | 0.9 | 0.9 | 0.9 | 0.9 | 0.9 | 0.9 | 0.9 | 0.9 | 0.9 | 0.9 | 0.9 | 0.9 | 0.9 | 0.9 | 0.9 | 0.9 | 0.9 | 0.9 | 0.9 | 0.9 | 0.9 | 0.9 | 0.9 | 0.9 | 0.9 | 0.9 | 0.9 | 0.9 | 0.9
F3_Commercial_Grocery_New_Water Heating_Natural Gas_Water Heater_E2 | F3 | Commercial | Grocery | New | Water Heating | Natural Gas | Water Heater | E2 | PACT BC Ratio | 23.9852 | 24.4606 | 24.8006 | 25.1693 | 25.6987 | 24.0771 | 22.8098 | 22.1434 | 21.904 | 21.5366 | 21.2887 | 22.4167 | 20.062 | 21.4434 | 23.2164 | 24.9398 | 25.0041 | 25.1235 | 24.6434 | 24.9859 | 25.2256 | 25.5491 | 25.9557 | 12.2264 | 11.9825 | 11.7542 | 11.5393 | 11.3355 | 11.1409 | 10.9537 | 10.7729
F3_Commercial_Grocery_New_Water Heating_Natural Gas_Water Heater_E3 | F3 | Commercial | Grocery | New | Water Heating | Natural Gas | Water Heater | E3 | PACT BC Ratio | 32.7224 | 33.371 | 33.8349 | 34.3378 | 35.0601 | 32.8478 | 31.1188 | 30.2096 | 29.883 | 29.3818 | 29.0436 | 30.5825 | 27.37 | 29.2547 | 31.6736 | 34.0248 | 34.1125 | 34.2754 | 33.6204 | 34.0877 | 34.4146 | 34.856 | 35.4108 | 16.6802 | 16.3474 | 16.036 | 15.7428 | 15.4647 | 15.1992 | 14.9439 | 14.6972
F3_Commercial_Grocery_New_Water Heating_Natural Gas_Water Heater_E4 | F3 | Commercial | Grocery | New | Water Heating | Natural Gas | Water Heater | E4 | PACT BC Ratio | 0 | 0 | 0 | 0 | 0 | 0 | 0 | 13.2406 | 12.6974 | 12.0026 | 11.3519 | 12.5033 | 10.942 | 12.8528 | 15.1536 | 17.5058 | 17.5988 | 17.7325 | 17.3914 | 17.6968 | 17.9197 | 18.2075 | 18.5598 | 7.7684 | 7.6062 | 7.4557 | 7.3152 | 7.1827 | 7.057 | 6.9366 | 6.8463
F3_Commercial_Grocery_New_Water Heating_Natural Gas_Water Heater_E5 | F3 | Commercial | Grocery | New | Water Heating | Natural Gas | Water Heater | E5 | PACT BC Ratio | 0 | 0 | 0 | 0 | 0 | 0 | 0 | 0 | 0 | 0 | 0 | 0 | 0 | 0 | 0 | 0 | 0 | 0 | 0 | 0 | 0 | 0 | 0 | 0 | 0 | 0 | 0 | 0 | 0 | 0 | 0
F3_Commercial_Grocery_New_Water Heating_Natural Gas_Water Heater_E6 | F3 | Commercial | Grocery | New | Water Heating | Natural Gas | Water Heater | E6 | PACT BC Ratio | 0 | 0 | 0 | 0 | 0 | 0 | 0 | 0 | 0 | 0 | 0 | 0 | 0 | 0 | 0 | 0 | 0 | 0 | 0 | 0 | 0 | 0 | 0 | 0 | 0 | 0 | 0 | 0 | 0 | 0 | 0
F3_Commercial_Grocery_New_Water Heating_Natural Gas_Water Heater_E7 | F3 | Commercial | Grocery | New | Water Heating | Natural Gas | Water Heater | E7 | PACT BC Ratio | 0 | 0 | 0 | 0 | 0 | 0 | 0 | 0 | 0 | 0 | 0 | 0 | 0 | 0 | 0 | 0 | 0 | 0 | 0 | 0 | 0 | 0 | 0 | 0 | 0 | 0 | 0 | 0 | 0 | 0 | 0
F3_Commercial_Grocery_New_Water Heating_Natural Gas_Water Heater_E8 | F3 | Commercial | Grocery | New | Water Heating | Natural Gas | Water Heater | E8 | PACT BC Ratio | 0 | 0 | 0 | 0 | 0 | 0 | 0 | 0 | 0 | 0 | 0 | 0 | 0 | 0 | 0 | 0 | 0 | 0 | 0 | 0 | 0 | 0 | 0 | 0 | 0 | 0 | 0 | 0 | 0 | 0 | 0
F3_Commercial_Grocery_New_Water Heating_Natural Gas_Water Heater_E9 | F3 | Commercial | Grocery | New | Water Heating | Natural Gas | Water Heater | E9 | PACT BC Ratio | 0 | 0 | 0 | 0 | 0 | 0 | 0 | 0 | 0 | 0 | 0 | 0 | 0 | 0 | 0 | 0 | 0 | 0 | 0 | 0 | 0 | 0 | 0 | 0 | 0 | 0 | 0 | 0 | 0 | 0 | 0
F3_Commercial_Grocery_New_Water Heating_Natural Gas_Water Heater_E10 | F3 | Commercial | Grocery | New | Water Heating | Natural Gas | Water Heater | E10 | PACT BC Ratio | 0 | 0 | 0 | 0 | 0 | 0 | 0 | 0 | 0 | 0 | 0 | 0 | 0 | 0 | 0 | 0 | 0 | 0 | 0 | 0 | 0 | 0 | 0 | 0 | 0 | 0 | 0 | 0 | 0 | 0 | 0
F4_Commercial_Grocery_New_Water Heating_Natural Gas_Water Heater_E1 | F4 | Commercial | Grocery | New | Water Heating | Natural Gas | Water Heater | E1 | PCT BC Ratio | 0.9 | 0.9 | 0.9 | 0.9 | 0.9 | 0.9 | 0.9 | 0.9 | 0.9 | 0.9 | 0.9 | 0.9 | 0.9 | 0.9 | 0.9 | 0.9 | 0.9 | 0.9 | 0.9 | 0.9 | 0.9 | 0.9 | 0.9 | 0.9 | 0.9 | 0.9 | 0.9 | 0.9 | 0.9 | 0.9 | 0.9
F4_Commercial_Grocery_New_Water Heating_Natural Gas_Water Heater_E2 | F4 | Commercial | Grocery | New | Water Heating | Natural Gas | Water Heater | E2 | PCT BC Ratio | 26.2829 | 26.7953 | 27.1619 | 27.5592 | 28.1299 | 26.3819 | 25.0159 | 24.2975 | 24.0394 | 23.6434 | 23.3762 | 24.5921 | 22.0539 | 23.543 | 25.4542 | 27.3119 | 27.3812 | 27.5099 | 26.9924 | 27.3616 | 27.6199 | 27.9687 | 28.407 | 13.6077 | 13.3448 | 13.0987 | 12.867 | 12.6473 | 12.4375 | 12.2358 | 12.0409
F4_Commercial_Grocery_New_Water Heating_Natural Gas_Water Heater_E3 | F4 | Commercial | Grocery | New | Water Heating | Natural Gas | Water Heater | E3 | PCT BC Ratio | 35.701 | 36.4001 | 36.9002 | 37.4422 | 38.2208 | 35.8362 | 33.9724 | 32.9924 | 32.6403 | 32.1001 | 31.7355 | 33.3943 | 29.9315 | 31.9631 | 34.5704 | 37.1048 | 37.1994 | 37.375 | 36.669 | 37.1727 | 37.5251 | 38.0009 | 38.5988 | 18.4086 | 18.0499 | 17.7142 | 17.3981 | 17.0984 | 16.8122 | 16.5369 | 16.271
F4_Commercial_Grocery_New_Water Heating_Natural Gas_Water Heater_E4 | F4 | Commercial | Grocery | New | Water Heating | Natural Gas | Water Heater | E4 | PCT BC Ratio | 0 | 0 | 0 | 0 | 0 | 0 | 0 | 14.7009 | 14.1154 | 13.3664 | 12.665 | 13.9062 | 12.2232 | 14.2829 | 16.763 | 19.2985 | 19.3987 | 19.5429 | 19.1752 | 19.5044 | 19.7447 | 20.0549 | 20.4346 | 8.8022 | 8.6275 | 8.4652 | 8.3137 | 8.1709 | 8.0354 | 7.9056 | 7.8083
F4_Commercial_Grocery_New_Water Heating_Natural Gas_Water Heater_E5 | F4 | Commercial | Grocery | New | Water Heating | Natural Gas | Water Heater | E5 | PCT BC Ratio | 0 | 0 | 0 | 0 | 0 | 0 | 0 | 0 | 0 | 0 | 0 | 0 | 0 | 0 | 0 | 0 | 0 | 0 | 0 | 0 | 0 | 0 | 0 | 0 | 0 | 0 | 0 | 0 | 0 | 0 | 0
F4_Commercial_Grocery_New_Water Heating_Natural Gas_Water Heater_E6 | F4 | Commercial | Grocery | New | Water Heating | Natural Gas | Water Heater | E6 | PCT BC Ratio | 0 | 0 | 0 | 0 | 0 | 0 | 0 | 0 | 0 | 0 | 0 | 0 | 0 | 0 | 0 | 0 | 0 | 0 | 0 | 0 | 0 | 0 | 0 | 0 | 0 | 0 | 0 | 0 | 0 | 0 | 0
F4_Commercial_Grocery_New_Water Heating_Natural Gas_Water Heater_E7 | F4 | Commercial | Grocery | New | Water Heating | Natural Gas | Water Heater | E7 | PCT BC Ratio | 0 | 0 | 0 | 0 | 0 | 0 | 0 | 0 | 0 | 0 | 0 | 0 | 0 | 0 | 0 | 0 | 0 | 0 | 0 | 0 | 0 | 0 | 0 | 0 | 0 | 0 | 0 | 0 | 0 | 0 | 0
F4_Commercial_Grocery_New_Water Heating_Natural Gas_Water Heater_E8 | F4 | Commercial | Grocery | New | Water Heating | Natural Gas | Water Heater | E8 | PCT BC Ratio | 0 | 0 | 0 | 0 | 0 | 0 | 0 | 0 | 0 | 0 | 0 | 0 | 0 | 0 | 0 | 0 | 0 | 0 | 0 | 0 | 0 | 0 | 0 | 0 | 0 | 0 | 0 | 0 | 0 | 0 | 0
F4_Commercial_Grocery_New_Water Heating_Natural Gas_Water Heater_E9 | F4 | Commercial | Grocery | New | Water Heating | Natural Gas | Water Heater | E9 | PCT BC Ratio | 0 | 0 | 0 | 0 | 0 | 0 | 0 | 0 | 0 | 0 | 0 | 0 | 0 | 0 | 0 | 0 | 0 | 0 | 0 | 0 | 0 | 0 | 0 | 0 | 0 | 0 | 0 | 0 | 0 | 0 | 0
F4_Commercial_Grocery_New_Water Heating_Natural Gas_Water Heater_E10 | F4 | Commercial | Grocery | New | Water Heating | Natural Gas | Water Heater | E10 | PCT BC Ratio | 0 | 0 | 0 | 0 | 0 | 0 | 0 | 0 | 0 | 0 | 0 | 0 | 0 | 0 | 0 | 0 | 0 | 0 | 0 | 0 | 0 | 0 | 0 | 0 | 0 | 0 | 0 | 0 | 0 | 0 | 0
F5_Commercial_Grocery_New_Water Heating_Natural Gas_Water Heater_E1 | F5 | Commercial | Grocery | New | Water Heating | Natural Gas | Water Heater | E1 | RIM BC Ratio | 0.9 | 0.9 | 0.9 | 0.9 | 0.9 | 0.9 | 0.9 | 0.9 | 0.9 | 0.9 | 0.9 | 0.9 | 0.9 | 0.9 | 0.9 | 0.9 | 0.9 | 0.9 | 0.9 | 0.9 | 0.9 | 0.9 | 0.9 | 0.9 | 0.9 | 0.9 | 0.9 | 0.9 | 0.9 | 0.9 | 0.9
F5_Commercial_Grocery_New_Water Heating_Natural Gas_Water Heater_E2 | F5 | Commercial | Grocery | New | Water Heating | Natural Gas | Water Heater | E2 | RIM BC Ratio | 0.80661 | 0.80714 | 0.8075 | 0.80789 | 0.80842 | 0.80671 | 0.80521 | 0.80436 | 0.80404 | 0.80354 | 0.80319 | 0.80472 | 0.80134 | 0.80341 | 0.80571 | 0.80765 | 0.80772 | 0.80784 | 0.80733 | 0.8077 | 0.80795 | 0.80827 | 0.80867 | 0.78134 | 0.78032 | 0.77934 | 0.77838 | 0.77743 | 0.7765 | 0.77558 | 0.77466
F5_Commercial_Grocery_New_Water Heating_Natural Gas_Water Heater_E3 | F5 | Commercial | Grocery | New | Water Heating | Natural Gas | Water Heater | E3 | RIM BC Ratio | 0.81392 | 0.81431 | 0.81458 | 0.81487 | 0.81527 | 0.814 | 0.81288 | 0.81224 | 0.812 | 0.81162 | 0.81136 | 0.8125 | 0.80998 | 0.81153 | 0.81325 | 0.81469 | 0.81474 | 0.81484 | 0.81446 | 0.81473 | 0.81491 | 0.81516 | 0.81546 | 0.7949 | 0.79413 | 0.79338 | 0.79265 | 0.79194 | 0.79123 | 0.79053 | 0.78982
F5_Commercial_Grocery_New_Water Heating_Natural Gas_Water Heater_E4 | F5 | Commercial | Grocery | New | Water Heating | Natural Gas | Water Heater | E4 | RIM BC Ratio | 0 | 0 | 0 | 0 | 0 | 0 | 0 | 0.78518 | 0.7832 | 0.78041 | 0.77751 | 0.78245 | 0.77552 | 0.78378 | 0.7911 | 0.79669 | 0.79688 | 0.79716 | 0.79645 | 0.79708 | 0.79753 | 0.79809 | 0.79876 | 0.7537 | 0.75214 | 0.75064 | 0.74919 | 0.74778 | 0.7464 | 0.74503 | 0.74398
F5_Commercial_Grocery_New_Water Heating_Natural Gas_Water Heater_E5 | F5 | Commercial | Grocery | New | Water Heating | Natural Gas | Water Heater | E5 | RIM BC Ratio | 0 | 0 | 0 | 0 | 0 | 0 | 0 | 0 | 0 | 0 | 0 | 0 | 0 | 0 | 0 | 0 | 0 | 0 | 0 | 0 | 0 | 0 | 0 | 0 | 0 | 0 | 0 | 0 | 0 | 0 | 0
F5_Commercial_Grocery_New_Water Heating_Natural Gas_Water Heater_E6 | F5 | Commercial | Grocery | New | Water Heating | Natural Gas | Water Heater | E6 | RIM BC Ratio | 0 | 0 | 0 | 0 | 0 | 0 | 0 | 0 | 0 | 0 | 0 | 0 | 0 | 0 | 0 | 0 | 0 | 0 | 0 | 0 | 0 | 0 | 0 | 0 | 0 | 0 | 0 | 0 | 0 | 0 | 0
F5_Commercial_Grocery_New_Water Heating_Natural Gas_Water Heater_E7 | F5 | Commercial | Grocery | New | Water Heating | Natural Gas | Water Heater | E7 | RIM BC Ratio | 0 | 0 | 0 | 0 | 0 | 0 | 0 | 0 | 0 | 0 | 0 | 0 | 0 | 0 | 0 | 0 | 0 | 0 | 0 | 0 | 0 | 0 | 0 | 0 | 0 | 0 | 0 | 0 | 0 | 0 | 0
F5_Commercial_Grocery_New_Water Heating_Natural Gas_Water Heater_E8 | F5 | Commercial | Grocery | New | Water Heating | Natural Gas | Water Heater | E8 | RIM BC Ratio | 0 | 0 | 0 | 0 | 0 | 0 | 0 | 0 | 0 | 0 | 0 | 0 | 0 | 0 | 0 | 0 | 0 | 0 | 0 | 0 | 0 | 0 | 0 | 0 | 0 | 0 | 0 | 0 | 0 | 0 | 0
F5_Commercial_Grocery_New_Water Heating_Natural Gas_Water Heater_E9 | F5 | Commercial | Grocery | New | Water Heating | Natural Gas | Water Heater | E9 | RIM BC Ratio | 0 | 0 | 0 | 0 | 0 | 0 | 0 | 0 | 0 | 0 | 0 | 0 | 0 | 0 | 0 | 0 | 0 | 0 | 0 | 0 | 0 | 0 | 0 | 0 | 0 | 0 | 0 | 0 | 0 | 0 | 0
F5_Commercial_Grocery_New_Water Heating_Natural Gas_Water Heater_E10 | F5 | Commercial | Grocery | New | Water Heating | Natural Gas | Water Heater | E10 | RIM BC Ratio | 0 | 0 | 0 | 0 | 0 | 0 | 0 | 0 | 0 | 0 | 0 | 0 | 0 | 0 | 0 | 0 | 0 | 0 | 0 | 0 | 0 | 0 | 0 | 0 | 0 | 0 | 0 | 0 | 0 | 0 | 0
F0_Commercial_Grocery_New_Food Preparation_Natural Gas_Oven_E0 | F0 | Commercial | Grocery | New | Food Preparation | Natural Gas | Oven | E0 | Economic Unit | ENERGY STAR (3.0) | ENERGY STAR (3.0) | ENERGY STAR (3.0) | ENERGY STAR (3.0) | ENERGY STAR (3.0) | ENERGY STAR (3.0) | ENERGY STAR (3.0) | ENERGY STAR (3.0) | ENERGY STAR (3.0) | ENERGY STAR (3.0) | ENERGY STAR (3.0) | ENERGY STAR (3.0) | ENERGY STAR (3.0) | ENERGY STAR (3.0) | ENERGY STAR (3.0) | ENERGY STAR (3.0) | ENERGY STAR (3.0) | ENERGY STAR (3.0) | ENERGY STAR (3.0) | ENERGY STAR (3.0) | ENERGY STAR (3.0) | ENERGY STAR (3.0) | ENERGY STAR (3.0) | Standard | Standard | Standard | Standard | Standard | Standard | Standard | Standard
F1_Commercial_Grocery_New_Food Preparation_Natural Gas_Oven_E1 | F1 | Commercial | Grocery | New | Food Preparation | Natural Gas | Oven | E1 | CCE | 0 | 0 | 0 | 0 | 0 | 0 | 0 | 0 | 0 | 0 | 0 | 0 | 0 | 0 | 0 | 0 | 0 | 0 | 0 | 0 | 0 | 0 | 0 | 0 | 0 | 0 | 0 | 0 | 0 | 0 | 0
F1_Commercial_Grocery_New_Food Preparation_Natural Gas_Oven_E2 | F1 | Commercial | Grocery | New | Food Preparation | Natural Gas | Oven | E2 | CCE | 0.0062008 | 0.0059612 | 0.0059896 | 0.0060522 | 0.0060522 | 0.0060522 | 0.0060522 | 0.0060522 | 0.0060522 | 0.0060522 | 0.0060522 | 0.0060522 | 0.0060522 | 0.0060522 | 0.0060522 | 0.0060522 | 0.0060522 | 0.0060522 | 0.0060522 | 0.0060522 | 0.0060522 | 0.0060522 | 0.0060522 | 0.0060522 | 0.0060522 | 0.0060522 | 0.0060522 | 0.0060522 | 0.0060522 | 0.0060522 | 0.0060522
F1_Commercial_Grocery_New_Food Preparation_Natural Gas_Oven_E3 | F1 | Commercial | Grocery | New | Food Preparation | Natural Gas | Oven | E3 | CCE | 0 | 0 | 0 | 0 | 0 | 0 | 0 | 0 | 0 | 0 | 0 | 0 | 0 | 0 | 0 | 0 | 0 | 0 | 0 | 0 | 0 | 0 | 0 | 0 | 0 | 0 | 0 | 0 | 0 | 0 | 0
F1_Commercial_Grocery_New_Food Preparation_Natural Gas_Oven_E4 | F1 | Commercial | Grocery | New | Food Preparation | Natural Gas | Oven | E4 | CCE | 0 | 0 | 0 | 0 | 0 | 0 | 0 | 0 | 0 | 0 | 0 | 0 | 0 | 0 | 0 | 0 | 0 | 0 | 0 | 0 | 0 | 0 | 0 | 0 | 0 | 0 | 0 | 0 | 0 | 0 | 0
F1_Commercial_Grocery_New_Food Preparation_Natural Gas_Oven_E5 | F1 | Commercial | Grocery | New | Food Preparation | Natural Gas | Oven | E5 | CCE | 0 | 0 | 0 | 0 | 0 | 0 | 0 | 0 | 0 | 0 | 0 | 0 | 0 | 0 | 0 | 0 | 0 | 0 | 0 | 0 | 0 | 0 | 0 | 0 | 0 | 0 | 0 | 0 | 0 | 0 | 0
F1_Commercial_Grocery_New_Food Preparation_Natural Gas_Oven_E6 | F1 | Commercial | Grocery | New | Food Preparation | Natural Gas | Oven | E6 | CCE | 0 | 0 | 0 | 0 | 0 | 0 | 0 | 0 | 0 | 0 | 0 | 0 | 0 | 0 | 0 | 0 | 0 | 0 | 0 | 0 | 0 | 0 | 0 | 0 | 0 | 0 | 0 | 0 | 0 | 0 | 0
F1_Commercial_Grocery_New_Food Preparation_Natural Gas_Oven_E7 | F1 | Commercial | Grocery | New | Food Preparation | Natural Gas | Oven | E7 | CCE | 0 | 0 | 0 | 0 | 0 | 0 | 0 | 0 | 0 | 0 | 0 | 0 | 0 | 0 | 0 | 0 | 0 | 0 | 0 | 0 | 0 | 0 | 0 | 0 | 0 | 0 | 0 | 0 | 0 | 0 | 0
F1_Commercial_Grocery_New_Food Preparation_Natural Gas_Oven_E8 | F1 | Commercial | Grocery | New | Food Preparation | Natural Gas | Oven | E8 | CCE | 0 | 0 | 0 | 0 | 0 | 0 | 0 | 0 | 0 | 0 | 0 | 0 | 0 | 0 | 0 | 0 | 0 | 0 | 0 | 0 | 0 | 0 | 0 | 0 | 0 | 0 | 0 | 0 | 0 | 0 | 0
F1_Commercial_Grocery_New_Food Preparation_Natural Gas_Oven_E9 | F1 | Commercial | Grocery | New | Food Preparation | Natural Gas | Oven | E9 | CCE | 0 | 0 | 0 | 0 | 0 | 0 | 0 | 0 | 0 | 0 | 0 | 0 | 0 | 0 | 0 | 0 | 0 | 0 | 0 | 0 | 0 | 0 | 0 | 0 | 0 | 0 | 0 | 0 | 0 | 0 | 0
F1_Commercial_Grocery_New_Food Preparation_Natural Gas_Oven_E10 | F1 | Commercial | Grocery | New | Food Preparation | Natural Gas | Oven | E10 | CCE | 0 | 0 | 0 | 0 | 0 | 0 | 0 | 0 | 0 | 0 | 0 | 0 | 0 | 0 | 0 | 0 | 0 | 0 | 0 | 0 | 0 | 0 | 0 | 0 | 0 | 0 | 0 | 0 | 0 | 0 | 0
F2_Commercial_Grocery_New_Food Preparation_Natural Gas_Oven_E1 | F2 | Commercial | Grocery | New | Food Preparation | Natural Gas | Oven | E1 | TRC BC Ratio | 0.9 | 0.9 | 0.9 | 0.9 | 0.9 | 0.9 | 0.9 | 0.9 | 0.9 | 0.9 | 0.9 | 0.9 | 0.9 | 0.9 | 0.9 | 0.9 | 0.9 | 0.9 | 0.9 | 0.9 | 0.9 | 0.9 | 0.9 | 0.9 | 0.9 | 0.9 | 0.9 | 0.9 | 0.9 | 0.9 | 0.9
F2_Commercial_Grocery_New_Food Preparation_Natural Gas_Oven_E2 | F2 | Commercial | Grocery | New | Food Preparation | Natural Gas | Oven | E2 | TRC BC Ratio | 1.651 | 1.6761 | 1.6937 | 1.7118 | 1.7402 | 1.6356 | 1.5492 | 1.5033 | 1.4856 | 1.4593 | 1.5232 | 1.584 | 1.4129 | 1.4871 | 1.5856 | 1.6788 | 1.6824 | 1.6897 | 1.6574 | 1.6795 | 1.6949 | 1.7158 | 1.7422 | 0.83439 | 0.81785 | 0.80234 | 0.78773 | 0.77386 | 0.7606 | 0.74785 | 0.73552
F2_Commercial_Grocery_New_Food Preparation_Natural Gas_Oven_E3 | F2 | Commercial | Grocery | New | Food Preparation | Natural Gas | Oven | E3 | TRC BC Ratio | 0 | 0 | 0 | 0 | 0 | 0 | 0 | 0 | 0 | 0 | 0 | 0 | 0 | 0 | 0 | 0 | 0 | 0 | 0 | 0 | 0 | 0 | 0 | 0 | 0 | 0 | 0 | 0 | 0 | 0 | 0
F2_Commercial_Grocery_New_Food Preparation_Natural Gas_Oven_E4 | F2 | Commercial | Grocery | New | Food Preparation | Natural Gas | Oven | E4 | TRC BC Ratio | 0 | 0 | 0 | 0 | 0 | 0 | 0 | 0 | 0 | 0 | 0 | 0 | 0 | 0 | 0 | 0 | 0 | 0 | 0 | 0 | 0 | 0 | 0 | 0 | 0 | 0 | 0 | 0 | 0 | 0 | 0
F2_Commercial_Grocery_New_Food Preparation_Natural Gas_Oven_E5 | F2 | Commercial | Grocery | New | Food Preparation | Natural Gas | Oven | E5 | TRC BC Ratio | 0 | 0 | 0 | 0 | 0 | 0 | 0 | 0 | 0 | 0 | 0 | 0 | 0 | 0 | 0 | 0 | 0 | 0 | 0 | 0 | 0 | 0 | 0 | 0 | 0 | 0 | 0 | 0 | 0 | 0 | 0
F2_Commercial_Grocery_New_Food Preparation_Natural Gas_Oven_E6 | F2 | Commercial | Grocery | New | Food Preparation | Natural Gas | Oven | E6 | TRC BC Ratio | 0 | 0 | 0 | 0 | 0 | 0 | 0 | 0 | 0 | 0 | 0 | 0 | 0 | 0 | 0 | 0 | 0 | 0 | 0 | 0 | 0 | 0 | 0 | 0 | 0 | 0 | 0 | 0 | 0 | 0 | 0
F2_Commercial_Grocery_New_Food Preparation_Natural Gas_Oven_E7 | F2 | Commercial | Grocery | New | Food Preparation | Natural Gas | Oven | E7 | TRC BC Ratio | 0 | 0 | 0 | 0 | 0 | 0 | 0 | 0 | 0 | 0 | 0 | 0 | 0 | 0 | 0 | 0 | 0 | 0 | 0 | 0 | 0 | 0 | 0 | 0 | 0 | 0 | 0 | 0 | 0 | 0 | 0
F2_Commercial_Grocery_New_Food Preparation_Natural Gas_Oven_E8 | F2 | Commercial | Grocery | New | Food Preparation | Natural Gas | Oven | E8 | TRC BC Ratio | 0 | 0 | 0 | 0 | 0 | 0 | 0 | 0 | 0 | 0 | 0 | 0 | 0 | 0 | 0 | 0 | 0 | 0 | 0 | 0 | 0 | 0 | 0 | 0 | 0 | 0 | 0 | 0 | 0 | 0 | 0
F2_Commercial_Grocery_New_Food Preparation_Natural Gas_Oven_E9 | F2 | Commercial | Grocery | New | Food Preparation | Natural Gas | Oven | E9 | TRC BC Ratio | 0 | 0 | 0 | 0 | 0 | 0 | 0 | 0 | 0 | 0 | 0 | 0 | 0 | 0 | 0 | 0 | 0 | 0 | 0 | 0 | 0 | 0 | 0 | 0 | 0 | 0 | 0 | 0 | 0 | 0 | 0
F2_Commercial_Grocery_New_Food Preparation_Natural Gas_Oven_E10 | F2 | Commercial | Grocery | New | Food Preparation | Natural Gas | Oven | E10 | TRC BC Ratio | 0 | 0 | 0 | 0 | 0 | 0 | 0 | 0 | 0 | 0 | 0 | 0 | 0 | 0 | 0 | 0 | 0 | 0 | 0 | 0 | 0 | 0 | 0 | 0 | 0 | 0 | 0 | 0 | 0 | 0 | 0
F3_Commercial_Grocery_New_Food Preparation_Natural Gas_Oven_E1 | F3 | Commercial | Grocery | New | Food Preparation | Natural Gas | Oven | E1 | PACT BC Ratio | 0.9 | 0.9 | 0.9 | 0.9 | 0.9 | 0.9 | 0.9 | 0.9 | 0.9 | 0.9 | 0.9 | 0.9 | 0.9 | 0.9 | 0.9 | 0.9 | 0.9 | 0.9 | 0.9 | 0.9 | 0.9 | 0.9 | 0.9 | 0.9 | 0.9 | 0.9 | 0.9 | 0.9 | 0.9 | 0.9 | 0.9
F3_Commercial_Grocery_New_Food Preparation_Natural Gas_Oven_E2 | F3 | Commercial | Grocery | New | Food Preparation | Natural Gas | Oven | E2 | PACT BC Ratio | 1.651 | 1.6761 | 1.6937 | 1.7118 | 1.7402 | 1.6356 | 1.5492 | 1.5033 | 1.4856 | 1.4593 | 1.5232 | 1.584 | 1.4129 | 1.4871 | 1.5856 | 1.6788 | 1.6824 | 1.6897 | 1.6574 | 1.6795 | 1.6949 | 1.7158 | 1.7422 | 0.83439 | 0.81785 | 0.80234 | 0.78773 | 0.77386 | 0.7606 | 0.74785 | 0.73552
F3_Commercial_Grocery_New_Food Preparation_Natural Gas_Oven_E3 | F3 | Commercial | Grocery | New | Food Preparation | Natural Gas | Oven | E3 | PACT BC Ratio | 0 | 0 | 0 | 0 | 0 | 0 | 0 | 0 | 0 | 0 | 0 | 0 | 0 | 0 | 0 | 0 | 0 | 0 | 0 | 0 | 0 | 0 | 0 | 0 | 0 | 0 | 0 | 0 | 0 | 0 | 0
F3_Commercial_Grocery_New_Food Preparation_Natural Gas_Oven_E4 | F3 | Commercial | Grocery | New | Food Preparation | Natural Gas | Oven | E4 | PACT BC Ratio | 0 | 0 | 0 | 0 | 0 | 0 | 0 | 0 | 0 | 0 | 0 | 0 | 0 | 0 | 0 | 0 | 0 | 0 | 0 | 0 | 0 | 0 | 0 | 0 | 0 | 0 | 0 | 0 | 0 | 0 | 0
F3_Commercial_Grocery_New_Food Preparation_Natural Gas_Oven_E5 | F3 | Commercial | Grocery | New | Food Preparation | Natural Gas | Oven | E5 | PACT BC Ratio | 0 | 0 | 0 | 0 | 0 | 0 | 0 | 0 | 0 | 0 | 0 | 0 | 0 | 0 | 0 | 0 | 0 | 0 | 0 | 0 | 0 | 0 | 0 | 0 | 0 | 0 | 0 | 0 | 0 | 0 | 0
F3_Commercial_Grocery_New_Food Preparation_Natural Gas_Oven_E6 | F3 | Commercial | Grocery | New | Food Preparation | Natural Gas | Oven | E6 | PACT BC Ratio | 0 | 0 | 0 | 0 | 0 | 0 | 0 | 0 | 0 | 0 | 0 | 0 | 0 | 0 | 0 | 0 | 0 | 0 | 0 | 0 | 0 | 0 | 0 | 0 | 0 | 0 | 0 | 0 | 0 | 0 | 0
F3_Commercial_Grocery_New_Food Preparation_Natural Gas_Oven_E7 | F3 | Commercial | Grocery | New | Food Preparation | Natural Gas | Oven | E7 | PACT BC Ratio | 0 | 0 | 0 | 0 | 0 | 0 | 0 | 0 | 0 | 0 | 0 | 0 | 0 | 0 | 0 | 0 | 0 | 0 | 0 | 0 | 0 | 0 | 0 | 0 | 0 | 0 | 0 | 0 | 0 | 0 | 0
F3_Commercial_Grocery_New_Food Preparation_Natural Gas_Oven_E8 | F3 | Commercial | Grocery | New | Food Preparation | Natural Gas | Oven | E8 | PACT BC Ratio | 0 | 0 | 0 | 0 | 0 | 0 | 0 | 0 | 0 | 0 | 0 | 0 | 0 | 0 | 0 | 0 | 0 | 0 | 0 | 0 | 0 | 0 | 0 | 0 | 0 | 0 | 0 | 0 | 0 | 0 | 0
F3_Commercial_Grocery_New_Food Preparation_Natural Gas_Oven_E9 | F3 | Commercial | Grocery | New | Food Preparation | Natural Gas | Oven | E9 | PACT BC Ratio | 0 | 0 | 0 | 0 | 0 | 0 | 0 | 0 | 0 | 0 | 0 | 0 | 0 | 0 | 0 | 0 | 0 | 0 | 0 | 0 | 0 | 0 | 0 | 0 | 0 | 0 | 0 | 0 | 0 | 0 | 0
F3_Commercial_Grocery_New_Food Preparation_Natural Gas_Oven_E10 | F3 | Commercial | Grocery | New | Food Preparation | Natural Gas | Oven | E10 | PACT BC Ratio | 0 | 0 | 0 | 0 | 0 | 0 | 0 | 0 | 0 | 0 | 0 | 0 | 0 | 0 | 0 | 0 | 0 | 0 | 0 | 0 | 0 | 0 | 0 | 0 | 0 | 0 | 0 | 0 | 0 | 0 | 0
F4_Commercial_Grocery_New_Food Preparation_Natural Gas_Oven_E1 | F4 | Commercial | Grocery | New | Food Preparation | Natural Gas | Oven | E1 | PCT BC Ratio | 0.9 | 0.9 | 0.9 | 0.9 | 0.9 | 0.9 | 0.9 | 0.9 | 0.9 | 0.9 | 0.9 | 0.9 | 0.9 | 0.9 | 0.9 | 0.9 | 0.9 | 0.9 | 0.9 | 0.9 | 0.9 | 0.9 | 0.9 | 0.9 | 0.9 | 0.9 | 0.9 | 0.9 | 0.9 | 0.9 | 0.9
F4_Commercial_Grocery_New_Food Preparation_Natural Gas_Oven_E2 | F4 | Commercial | Grocery | New | Food Preparation | Natural Gas | Oven | E2 | PCT BC Ratio | 5.1538 | 5.2169 | 5.2611 | 5.3069 | 5.3783 | 5.115 | 4.8976 | 4.7822 | 4.7376 | 4.6715 | 4.8323 | 4.9851 | 4.5547 | 4.7415 | 4.9892 | 5.2237 | 5.2328 | 5.2512 | 5.1699 | 5.2256 | 5.2642 | 5.3168 | 5.3833 | 3.0993 | 3.0576 | 3.0186 | 2.9819 | 2.947 | 2.9136 | 2.8815 | 2.8505
F4_Commercial_Grocery_New_Food Preparation_Natural Gas_Oven_E3 | F4 | Commercial | Grocery | New | Food Preparation | Natural Gas | Oven | E3 | PCT BC Ratio | 0 | 0 | 0 | 0 | 0 | 0 | 0 | 0 | 0 | 0 | 0 | 0 | 0 | 0 | 0 | 0 | 0 | 0 | 0 | 0 | 0 | 0 | 0 | 0 | 0 | 0 | 0 | 0 | 0 | 0 | 0
F4_Commercial_Grocery_New_Food Preparation_Natural Gas_Oven_E4 | F4 | Commercial | Grocery | New | Food Preparation | Natural Gas | Oven | E4 | PCT BC Ratio | 0 | 0 | 0 | 0 | 0 | 0 | 0 | 0 | 0 | 0 | 0 | 0 | 0 | 0 | 0 | 0 | 0 | 0 | 0 | 0 | 0 | 0 | 0 | 0 | 0 | 0 | 0 | 0 | 0 | 0 | 0
F4_Commercial_Grocery_New_Food Preparation_Natural Gas_Oven_E5 | F4 | Commercial | Grocery | New | Food Preparation | Natural Gas | Oven | E5 | PCT BC Ratio | 0 | 0 | 0 | 0 | 0 | 0 | 0 | 0 | 0 | 0 | 0 | 0 | 0 | 0 | 0 | 0 | 0 | 0 | 0 | 0 | 0 | 0 | 0 | 0 | 0 | 0 | 0 | 0 | 0 | 0 | 0
F4_Commercial_Grocery_New_Food Preparation_Natural Gas_Oven_E6 | F4 | Commercial | Grocery | New | Food Preparation | Natural Gas | Oven | E6 | PCT BC Ratio | 0 | 0 | 0 | 0 | 0 | 0 | 0 | 0 | 0 | 0 | 0 | 0 | 0 | 0 | 0 | 0 | 0 | 0 | 0 | 0 | 0 | 0 | 0 | 0 | 0 | 0 | 0 | 0 | 0 | 0 | 0
F4_Commercial_Grocery_New_Food Preparation_Natural Gas_Oven_E7 | F4 | Commercial | Grocery | New | Food Preparation | Natural Gas | Oven | E7 | PCT BC Ratio | 0 | 0 | 0 | 0 | 0 | 0 | 0 | 0 | 0 | 0 | 0 | 0 | 0 | 0 | 0 | 0 | 0 | 0 | 0 | 0 | 0 | 0 | 0 | 0 | 0 | 0 | 0 | 0 | 0 | 0 | 0
F4_Commercial_Grocery_New_Food Preparation_Natural Gas_Oven_E8 | F4 | Commercial | Grocery | New | Food Preparation | Natural Gas | Oven | E8 | PCT BC Ratio | 0 | 0 | 0 | 0 | 0 | 0 | 0 | 0 | 0 | 0 | 0 | 0 | 0 | 0 | 0 | 0 | 0 | 0 | 0 | 0 | 0 | 0 | 0 | 0 | 0 | 0 | 0 | 0 | 0 | 0 | 0
F4_Commercial_Grocery_New_Food Preparation_Natural Gas_Oven_E9 | F4 | Commercial | Grocery | New | Food Preparation | Natural Gas | Oven | E9 | PCT BC Ratio | 0 | 0 | 0 | 0 | 0 | 0 | 0 | 0 | 0 | 0 | 0 | 0 | 0 | 0 | 0 | 0 | 0 | 0 | 0 | 0 | 0 | 0 | 0 | 0 | 0 | 0 | 0 | 0 | 0 | 0 | 0
F4_Commercial_Grocery_New_Food Preparation_Natural Gas_Oven_E10 | F4 | Commercial | Grocery | New | Food Preparation | Natural Gas | Oven | E10 | PCT BC Ratio | 0 | 0 | 0 | 0 | 0 | 0 | 0 | 0 | 0 | 0 | 0 | 0 | 0 | 0 | 0 | 0 | 0 | 0 | 0 | 0 | 0 | 0 | 0 | 0 | 0 | 0 | 0 | 0 | 0 | 0 | 0
F5_Commercial_Grocery_New_Food Preparation_Natural Gas_Oven_E1 | F5 | Commercial | Grocery | New | Food Preparation | Natural Gas | Oven | E1 | RIM BC Ratio | 0.9 | 0.9 | 0.9 | 0.9 | 0.9 | 0.9 | 0.9 | 0.9 | 0.9 | 0.9 | 0.9 | 0.9 | 0.9 | 0.9 | 0.9 | 0.9 | 0.9 | 0.9 | 0.9 | 0.9 | 0.9 | 0.9 | 0.9 | 0.9 | 0.9 | 0.9 | 0.9 | 0.9 | 0.9 | 0.9 | 0.9
F5_Commercial_Grocery_New_Food Preparation_Natural Gas_Oven_E2 | F5 | Commercial | Grocery | New | Food Preparation | Natural Gas | Oven | E2 | RIM BC Ratio | 0.5544 | 0.5572 | 0.55913 | 0.56109 | 0.56411 | 0.55265 | 0.54242 | 0.53669 | 0.53442 | 0.53097 | 0.53921 | 0.54663 | 0.5247 | 0.53462 | 0.54682 | 0.5575 | 0.55789 | 0.55869 | 0.55512 | 0.55758 | 0.55926 | 0.56152 | 0.56432 | 0.41727 | 0.41309 | 0.4091 | 0.40526 | 0.40156 | 0.39796 | 0.39444 | 0.39099
F5_Commercial_Grocery_New_Food Preparation_Natural Gas_Oven_E3 | F5 | Commercial | Grocery | New | Food Preparation | Natural Gas | Oven | E3 | RIM BC Ratio | 0 | 0 | 0 | 0 | 0 | 0 | 0 | 0 | 0 | 0 | 0 | 0 | 0 | 0 | 0 | 0 | 0 | 0 | 0 | 0 | 0 | 0 | 0 | 0 | 0 | 0 | 0 | 0 | 0 | 0 | 0
F5_Commercial_Grocery_New_Food Preparation_Natural Gas_Oven_E4 | F5 | Commercial | Grocery | New | Food Preparation | Natural Gas | Oven | E4 | RIM BC Ratio | 0 | 0 | 0 | 0 | 0 | 0 | 0 | 0 | 0 | 0 | 0 | 0 | 0 | 0 | 0 | 0 | 0 | 0 | 0 | 0 | 0 | 0 | 0 | 0 | 0 | 0 | 0 | 0 | 0 | 0 | 0
F5_Commercial_Grocery_New_Food Preparation_Natural Gas_Oven_E5 | F5 | Commercial | Grocery | New | Food Preparation | Natural Gas | Oven | E5 | RIM BC Ratio | 0 | 0 | 0 | 0 | 0 | 0 | 0 | 0 | 0 | 0 | 0 | 0 | 0 | 0 | 0 | 0 | 0 | 0 | 0 | 0 | 0 | 0 | 0 | 0 | 0 | 0 | 0 | 0 | 0 | 0 | 0
F5_Commercial_Grocery_New_Food Preparation_Natural Gas_Oven_E6 | F5 | Commercial | Grocery | New | Food Preparation | Natural Gas | Oven | E6 | RIM BC Ratio | 0 | 0 | 0 | 0 | 0 | 0 | 0 | 0 | 0 | 0 | 0 | 0 | 0 | 0 | 0 | 0 | 0 | 0 | 0 | 0 | 0 | 0 | 0 | 0 | 0 | 0 | 0 | 0 | 0 | 0 | 0
F5_Commercial_Grocery_New_Food Preparation_Natural Gas_Oven_E7 | F5 | Commercial | Grocery | New | Food Preparation | Natural Gas | Oven | E7 | RIM BC Ratio | 0 | 0 | 0 | 0 | 0 | 0 | 0 | 0 | 0 | 0 | 0 | 0 | 0 | 0 | 0 | 0 | 0 | 0 | 0 | 0 | 0 | 0 | 0 | 0 | 0 | 0 | 0 | 0 | 0 | 0 | 0
F5_Commercial_Grocery_New_Food Preparation_Natural Gas_Oven_E8 | F5 | Commercial | Grocery | New | Food Preparation | Natural Gas | Oven | E8 | RIM BC Ratio | 0 | 0 | 0 | 0 | 0 | 0 | 0 | 0 | 0 | 0 | 0 | 0 | 0 | 0 | 0 | 0 | 0 | 0 | 0 | 0 | 0 | 0 | 0 | 0 | 0 | 0 | 0 | 0 | 0 | 0 | 0
F5_Commercial_Grocery_New_Food Preparation_Natural Gas_Oven_E9 | F5 | Commercial | Grocery | New | Food Preparation | Natural Gas | Oven | E9 | RIM BC Ratio | 0 | 0 | 0 | 0 | 0 | 0 | 0 | 0 | 0 | 0 | 0 | 0 | 0 | 0 | 0 | 0 | 0 | 0 | 0 | 0 | 0 | 0 | 0 | 0 | 0 | 0 | 0 | 0 | 0 | 0 | 0
F5_Commercial_Grocery_New_Food Preparation_Natural Gas_Oven_E10 | F5 | Commercial | Grocery | New | Food Preparation | Natural Gas | Oven | E10 | RIM BC Ratio | 0 | 0 | 0 | 0 | 0 | 0 | 0 | 0 | 0 | 0 | 0 | 0 | 0 | 0 | 0 | 0 | 0 | 0 | 0 | 0 | 0 | 0 | 0 | 0 | 0 | 0 | 0 | 0 | 0 | 0 | 0
F0_Commercial_Grocery_New_Food Preparation_Natural Gas_Conveyor Oven_E0 | F0 | Commercial | Grocery | New | Food Preparation | Natural Gas | Conveyor Oven | E0 | Economic Unit | Efficient (>44% Baking Efficiency) | Efficient (>44% Baking Efficiency) | Efficient (>44% Baking Efficiency) | Efficient (>44% Baking Efficiency) | Efficient (>44% Baking Efficiency) | Efficient (>44% Baking Efficiency) | Efficient (>44% Baking Efficiency) | Efficient (>44% Baking Efficiency) | Efficient (>44% Baking Efficiency) | Efficient (>44% Baking Efficiency) | Efficient (>44% Baking Efficiency) | Efficient (>44% Baking Efficiency) | Efficient (>44% Baking Efficiency) | Efficient (>44% Baking Efficiency) | Efficient (>44% Baking Efficiency) | Efficient (>44% Baking Efficiency) | Efficient (>44% Baking Efficiency) | Efficient (>44% Baking Efficiency) | Efficient (>44% Baking Efficiency) | Efficient (>44% Baking Efficiency) | Efficient (>44% Baking Efficiency) | Efficient (>44% Baking Efficiency) | Efficient (>44% Baking Efficiency) | Efficient (>44% Baking Efficiency) | Efficient (>44% Baking Efficiency) | Efficient (>44% Baking Efficiency) | Efficient (>44% Baking Efficiency) | Efficient (>44% Baking Efficiency) | Efficient (>44% Baking Efficiency) | Efficient (>44% Baking Efficiency) | Efficient (>44% Baking Efficiency)
F1_Commercial_Grocery_New_Food Preparation_Natural Gas_Conveyor Oven_E1 | F1 | Commercial | Grocery | New | Food Preparation | Natural Gas | Conveyor Oven | E1 | CCE | 0 | 0 | 0 | 0 | 0 | 0 | 0 | 0 | 0 | 0 | 0 | 0 | 0 | 0 | 0 | 0 | 0 | 0 | 0 | 0 | 0 | 0 | 0 | 0 | 0 | 0 | 0 | 0 | 0 | 0 | 0
F1_Commercial_Grocery_New_Food Preparation_Natural Gas_Conveyor Oven_E2 | F1 | Commercial | Grocery | New | Food Preparation | Natural Gas | Conveyor Oven | E2 | CCE | 0.0038084 | 0.0036613 | 0.0036787 | 0.0037172 | 0.0037172 | 0.0037172 | 0.0037172 | 0.0037172 | 0.0037172 | 0.0037172 | 0.0037172 | 0.0037172 | 0.0037172 | 0.0037172 | 0.0037172 | 0.0037172 | 0.0037172 | 0.0037172 | 0.0037172 | 0.0037172 | 0.0037172 | 0.0037172 | 0.0037172 | 0.0037172 | 0.0037172 | 0.0037172 | 0.0037172 | 0.0037172 | 0.0037172 | 0.0037172 | 0.0037172
F1_Commercial_Grocery_New_Food Preparation_Natural Gas_Conveyor Oven_E3 | F1 | Commercial | Grocery | New | Food Preparation | Natural Gas | Conveyor Oven | E3 | CCE | 0 | 0 | 0 | 0 | 0 | 0 | 0 | 0 | 0 | 0 | 0 | 0 | 0 | 0 | 0 | 0 | 0 | 0 | 0 | 0 | 0 | 0 | 0 | 0 | 0 | 0 | 0 | 0 | 0 | 0 | 0
F1_Commercial_Grocery_New_Food Preparation_Natural Gas_Conveyor Oven_E4 | F1 | Commercial | Grocery | New | Food Preparation | Natural Gas | Conveyor Oven | E4 | CCE | 0 | 0 | 0 | 0 | 0 | 0 | 0 | 0 | 0 | 0 | 0 | 0 | 0 | 0 | 0 | 0 | 0 | 0 | 0 | 0 | 0 | 0 | 0 | 0 | 0 | 0 | 0 | 0 | 0 | 0 | 0
F1_Commercial_Grocery_New_Food Preparation_Natural Gas_Conveyor Oven_E5 | F1 | Commercial | Grocery | New | Food Preparation | Natural Gas | Conveyor Oven | E5 | CCE | 0 | 0 | 0 | 0 | 0 | 0 | 0 | 0 | 0 | 0 | 0 | 0 | 0 | 0 | 0 | 0 | 0 | 0 | 0 | 0 | 0 | 0 | 0 | 0 | 0 | 0 | 0 | 0 | 0 | 0 | 0
F1_Commercial_Grocery_New_Food Preparation_Natural Gas_Conveyor Oven_E6 | F1 | Commercial | Grocery | New | Food Preparation | Natural Gas | Conveyor Oven | E6 | CCE | 0 | 0 | 0 | 0 | 0 | 0 | 0 | 0 | 0 | 0 | 0 | 0 | 0 | 0 | 0 | 0 | 0 | 0 | 0 | 0 | 0 | 0 | 0 | 0 | 0 | 0 | 0 | 0 | 0 | 0 | 0
F1_Commercial_Grocery_New_Food Preparation_Natural Gas_Conveyor Oven_E7 | F1 | Commercial | Grocery | New | Food Preparation | Natural Gas | Conveyor Oven | E7 | CCE | 0 | 0 | 0 | 0 | 0 | 0 | 0 | 0 | 0 | 0 | 0 | 0 | 0 | 0 | 0 | 0 | 0 | 0 | 0 | 0 | 0 | 0 | 0 | 0 | 0 | 0 | 0 | 0 | 0 | 0 | 0
F1_Commercial_Grocery_New_Food Preparation_Natural Gas_Conveyor Oven_E8 | F1 | Commercial | Grocery | New | Food Preparation | Natural Gas | Conveyor Oven | E8 | CCE | 0 | 0 | 0 | 0 | 0 | 0 | 0 | 0 | 0 | 0 | 0 | 0 | 0 | 0 | 0 | 0 | 0 | 0 | 0 | 0 | 0 | 0 | 0 | 0 | 0 | 0 | 0 | 0 | 0 | 0 | 0
F1_Commercial_Grocery_New_Food Preparation_Natural Gas_Conveyor Oven_E9 | F1 | Commercial | Grocery | New | Food Preparation | Natural Gas | Conveyor Oven | E9 | CCE | 0 | 0 | 0 | 0 | 0 | 0 | 0 | 0 | 0 | 0 | 0 | 0 | 0 | 0 | 0 | 0 | 0 | 0 | 0 | 0 | 0 | 0 | 0 | 0 | 0 | 0 | 0 | 0 | 0 | 0 | 0
F1_Commercial_Grocery_New_Food Preparation_Natural Gas_Conveyor Oven_E10 | F1 | Commercial | Grocery | New | Food Preparation | Natural Gas | Conveyor Oven | E10 | CCE | 0 | 0 | 0 | 0 | 0 | 0 | 0 | 0 | 0 | 0 | 0 | 0 | 0 | 0 | 0 | 0 | 0 | 0 | 0 | 0 | 0 | 0 | 0 | 0 | 0 | 0 | 0 | 0 | 0 | 0 | 0
F2_Commercial_Grocery_New_Food Preparation_Natural Gas_Conveyor Oven_E1 | F2 | Commercial | Grocery | New | Food Preparation | Natural Gas | Conveyor Oven | E1 | TRC BC Ratio | 0.9 | 0.9 | 0.9 | 0.9 | 0.9 | 0.9 | 0.9 | 0.9 | 0.9 | 0.9 | 0.9 | 0.9 | 0.9 | 0.9 | 0.9 | 0.9 | 0.9 | 0.9 | 0.9 | 0.9 | 0.9 | 0.9 | 0.9 | 0.9 | 0.9 | 0.9 | 0.9 | 0.9 | 0.9 | 0.9 | 0.9
F2_Commercial_Grocery_New_Food Preparation_Natural Gas_Conveyor Oven_E2 | F2 | Commercial | Grocery | New | Food Preparation | Natural Gas | Conveyor Oven | E2 | TRC BC Ratio | 2.6175 | 2.6105 | 2.5926 | 2.5726 | 2.643 | 2.5958 | 2.5803 | 2.6208 | 2.7065 | 2.6859 | 2.6766 | 2.6618 | 2.3689 | 2.3519 | 2.3531 | 2.3373 | 2.3341 | 2.3356 | 2.2915 | 2.3108 | 2.3225 | 2.3409 | 2.3658 | 1.3075 | 1.2829 | 1.2596 | 1.2374 | 1.2162 | 1.1958 | 1.1761 | 1.1502
F2_Commercial_Grocery_New_Food Preparation_Natural Gas_Conveyor Oven_E3 | F2 | Commercial | Grocery | New | Food Preparation | Natural Gas | Conveyor Oven | E3 | TRC BC Ratio | 0 | 0 | 0 | 0 | 0 | 0 | 0 | 0 | 0 | 0 | 0 | 0 | 0 | 0 | 0 | 0 | 0 | 0 | 0 | 0 | 0 | 0 | 0 | 0 | 0 | 0 | 0 | 0 | 0 | 0 | 0
F2_Commercial_Grocery_New_Food Preparation_Natural Gas_Conveyor Oven_E4 | F2 | Commercial | Grocery | New | Food Preparation | Natural Gas | Conveyor Oven | E4 | TRC BC Ratio | 0 | 0 | 0 | 0 | 0 | 0 | 0 | 0 | 0 | 0 | 0 | 0 | 0 | 0 | 0 | 0 | 0 | 0 | 0 | 0 | 0 | 0 | 0 | 0 | 0 | 0 | 0 | 0 | 0 | 0 | 0
F2_Commercial_Grocery_New_Food Preparation_Natural Gas_Conveyor Oven_E5 | F2 | Commercial | Grocery | New | Food Preparation | Natural Gas | Conveyor Oven | E5 | TRC BC Ratio | 0 | 0 | 0 | 0 | 0 | 0 | 0 | 0 | 0 | 0 | 0 | 0 | 0 | 0 | 0 | 0 | 0 | 0 | 0 | 0 | 0 | 0 | 0 | 0 | 0 | 0 | 0 | 0 | 0 | 0 | 0
F2_Commercial_Grocery_New_Food Preparation_Natural Gas_Conveyor Oven_E6 | F2 | Commercial | Grocery | New | Food Preparation | Natural Gas | Conveyor Oven | E6 | TRC BC Ratio | 0 | 0 | 0 | 0 | 0 | 0 | 0 | 0 | 0 | 0 | 0 | 0 | 0 | 0 | 0 | 0 | 0 | 0 | 0 | 0 | 0 | 0 | 0 | 0 | 0 | 0 | 0 | 0 | 0 | 0 | 0
F2_Commercial_Grocery_New_Food Preparation_Natural Gas_Conveyor Oven_E7 | F2 | Commercial | Grocery | New | Food Preparation | Natural Gas | Conveyor Oven | E7 | TRC BC Ratio | 0 | 0 | 0 | 0 | 0 | 0 | 0 | 0 | 0 | 0 | 0 | 0 | 0 | 0 | 0 | 0 | 0 | 0 | 0 | 0 | 0 | 0 | 0 | 0 | 0 | 0 | 0 | 0 | 0 | 0 | 0
F2_Commercial_Grocery_New_Food Preparation_Natural Gas_Conveyor Oven_E8 | F2 | Commercial | Grocery | New | Food Preparation | Natural Gas | Conveyor Oven | E8 | TRC BC Ratio | 0 | 0 | 0 | 0 | 0 | 0 | 0 | 0 | 0 | 0 | 0 | 0 | 0 | 0 | 0 | 0 | 0 | 0 | 0 | 0 | 0 | 0 | 0 | 0 | 0 | 0 | 0 | 0 | 0 | 0 | 0
F2_Commercial_Grocery_New_Food Preparation_Natural Gas_Conveyor Oven_E9 | F2 | Commercial | Grocery | New | Food Preparation | Natural Gas | Conveyor Oven | E9 | TRC BC Ratio | 0 | 0 | 0 | 0 | 0 | 0 | 0 | 0 | 0 | 0 | 0 | 0 | 0 | 0 | 0 | 0 | 0 | 0 | 0 | 0 | 0 | 0 | 0 | 0 | 0 | 0 | 0 | 0 | 0 | 0 | 0
F2_Commercial_Grocery_New_Food Preparation_Natural Gas_Conveyor Oven_E10 | F2 | Commercial | Grocery | New | Food Preparation | Natural Gas | Conveyor Oven | E10 | TRC BC Ratio | 0 | 0 | 0 | 0 | 0 | 0 | 0 | 0 | 0 | 0 | 0 | 0 | 0 | 0 | 0 | 0 | 0 | 0 | 0 | 0 | 0 | 0 | 0 | 0 | 0 | 0 | 0 | 0 | 0 | 0 | 0
F3_Commercial_Grocery_New_Food Preparation_Natural Gas_Conveyor Oven_E1 | F3 | Commercial | Grocery | New | Food Preparation | Natural Gas | Conveyor Oven | E1 | PACT BC Ratio | 0.9 | 0.9 | 0.9 | 0.9 | 0.9 | 0.9 | 0.9 | 0.9 | 0.9 | 0.9 | 0.9 | 0.9 | 0.9 | 0.9 | 0.9 | 0.9 | 0.9 | 0.9 | 0.9 | 0.9 | 0.9 | 0.9 | 0.9 | 0.9 | 0.9 | 0.9 | 0.9 | 0.9 | 0.9 | 0.9 | 0.9
F3_Commercial_Grocery_New_Food Preparation_Natural Gas_Conveyor Oven_E2 | F3 | Commercial | Grocery | New | Food Preparation | Natural Gas | Conveyor Oven | E2 | PACT BC Ratio | 7.5479 | 7.5277 | 7.476 | 7.4185 | 7.6214 | 7.4852 | 7.4407 | 7.5574 | 7.8046 | 7.7451 | 7.7184 | 7.6756 | 6.831 | 6.7818 | 6.7853 | 6.7399 | 6.7306 | 6.7348 | 6.6078 | 6.6635 | 6.6972 | 6.7501 | 6.8219 | 3.7704 | 3.6993 | 3.6321 | 3.5682 | 3.507 | 3.4482 | 3.3914 | 3.3167
F3_Commercial_Grocery_New_Food Preparation_Natural Gas_Conveyor Oven_E3 | F3 | Commercial | Grocery | New | Food Preparation | Natural Gas | Conveyor Oven | E3 | PACT BC Ratio | 0 | 0 | 0 | 0 | 0 | 0 | 0 | 0 | 0 | 0 | 0 | 0 | 0 | 0 | 0 | 0 | 0 | 0 | 0 | 0 | 0 | 0 | 0 | 0 | 0 | 0 | 0 | 0 | 0 | 0 | 0
F3_Commercial_Grocery_New_Food Preparation_Natural Gas_Conveyor Oven_E4 | F3 | Commercial | Grocery | New | Food Preparation | Natural Gas | Conveyor Oven | E4 | PACT BC Ratio | 0 | 0 | 0 | 0 | 0 | 0 | 0 | 0 | 0 | 0 | 0 | 0 | 0 | 0 | 0 | 0 | 0 | 0 | 0 | 0 | 0 | 0 | 0 | 0 | 0 | 0 | 0 | 0 | 0 | 0 | 0
F3_Commercial_Grocery_New_Food Preparation_Natural Gas_Conveyor Oven_E5 | F3 | Commercial | Grocery | New | Food Preparation | Natural Gas | Conveyor Oven | E5 | PACT BC Ratio | 0 | 0 | 0 | 0 | 0 | 0 | 0 | 0 | 0 | 0 | 0 | 0 | 0 | 0 | 0 | 0 | 0 | 0 | 0 | 0 | 0 | 0 | 0 | 0 | 0 | 0 | 0 | 0 | 0 | 0 | 0
F3_Commercial_Grocery_New_Food Preparation_Natural Gas_Conveyor Oven_E6 | F3 | Commercial | Grocery | New | Food Preparation | Natural Gas | Conveyor Oven | E6 | PACT BC Ratio | 0 | 0 | 0 | 0 | 0 | 0 | 0 | 0 | 0 | 0 | 0 | 0 | 0 | 0 | 0 | 0 | 0 | 0 | 0 | 0 | 0 | 0 | 0 | 0 | 0 | 0 | 0 | 0 | 0 | 0 | 0
F3_Commercial_Grocery_New_Food Preparation_Natural Gas_Conveyor Oven_E7 | F3 | Commercial | Grocery | New | Food Preparation | Natural Gas | Conveyor Oven | E7 | PACT BC Ratio | 0 | 0 | 0 | 0 | 0 | 0 | 0 | 0 | 0 | 0 | 0 | 0 | 0 | 0 | 0 | 0 | 0 | 0 | 0 | 0 | 0 | 0 | 0 | 0 | 0 | 0 | 0 | 0 | 0 | 0 | 0
F3_Commercial_Grocery_New_Food Preparation_Natural Gas_Conveyor Oven_E8 | F3 | Commercial | Grocery | New | Food Preparation | Natural Gas | Conveyor Oven | E8 | PACT BC Ratio | 0 | 0 | 0 | 0 | 0 | 0 | 0 | 0 | 0 | 0 | 0 | 0 | 0 | 0 | 0 | 0 | 0 | 0 | 0 | 0 | 0 | 0 | 0 | 0 | 0 | 0 | 0 | 0 | 0 | 0 | 0
F3_Commercial_Grocery_New_Food Preparation_Natural Gas_Conveyor Oven_E9 | F3 | Commercial | Grocery | New | Food Preparation | Natural Gas | Conveyor Oven | E9 | PACT BC Ratio | 0 | 0 | 0 | 0 | 0 | 0 | 0 | 0 | 0 | 0 | 0 | 0 | 0 | 0 | 0 | 0 | 0 | 0 | 0 | 0 | 0 | 0 | 0 | 0 | 0 | 0 | 0 | 0 | 0 | 0 | 0
F3_Commercial_Grocery_New_Food Preparation_Natural Gas_Conveyor Oven_E10 | F3 | Commercial | Grocery | New | Food Preparation | Natural Gas | Conveyor Oven | E10 | PACT BC Ratio | 0 | 0 | 0 | 0 | 0 | 0 | 0 | 0 | 0 | 0 | 0 | 0 | 0 | 0 | 0 | 0 | 0 | 0 | 0 | 0 | 0 | 0 | 0 | 0 | 0 | 0 | 0 | 0 | 0 | 0 | 0
F4_Commercial_Grocery_New_Food Preparation_Natural Gas_Conveyor Oven_E1 | F4 | Commercial | Grocery | New | Food Preparation | Natural Gas | Conveyor Oven | E1 | PCT BC Ratio | 0.9 | 0.9 | 0.9 | 0.9 | 0.9 | 0.9 | 0.9 | 0.9 | 0.9 | 0.9 | 0.9 | 0.9 | 0.9 | 0.9 | 0.9 | 0.9 | 0.9 | 0.9 | 0.9 | 0.9 | 0.9 | 0.9 | 0.9 | 0.9 | 0.9 | 0.9 | 0.9 | 0.9 | 0.9 | 0.9 | 0.9
F4_Commercial_Grocery_New_Food Preparation_Natural Gas_Conveyor Oven_E2 | F4 | Commercial | Grocery | New | Food Preparation | Natural Gas | Conveyor Oven | E2 | PCT BC Ratio | 4.0339 | 4.0236 | 3.9973 | 3.9682 | 4.0712 | 4.002 | 3.9794 | 4.0387 | 4.1642 | 4.134 | 4.1204 | 4.0987 | 3.6699 | 3.6449 | 3.6467 | 3.6237 | 3.6189 | 3.6211 | 3.5566 | 3.5848 | 3.602 | 3.6288 | 3.6653 | 2.116 | 2.0799 | 2.0458 | 2.0134 | 1.9823 | 1.9525 | 1.9236 | 1.8857
F4_Commercial_Grocery_New_Food Preparation_Natural Gas_Conveyor Oven_E3 | F4 | Commercial | Grocery | New | Food Preparation | Natural Gas | Conveyor Oven | E3 | PCT BC Ratio | 0 | 0 | 0 | 0 | 0 | 0 | 0 | 0 | 0 | 0 | 0 | 0 | 0 | 0 | 0 | 0 | 0 | 0 | 0 | 0 | 0 | 0 | 0 | 0 | 0 | 0 | 0 | 0 | 0 | 0 | 0
F4_Commercial_Grocery_New_Food Preparation_Natural Gas_Conveyor Oven_E4 | F4 | Commercial | Grocery | New | Food Preparation | Natural Gas | Conveyor Oven | E4 | PCT BC Ratio | 0 | 0 | 0 | 0 | 0 | 0 | 0 | 0 | 0 | 0 | 0 | 0 | 0 | 0 | 0 | 0 | 0 | 0 | 0 | 0 | 0 | 0 | 0 | 0 | 0 | 0 | 0 | 0 | 0 | 0 | 0
F4_Commercial_Grocery_New_Food Preparation_Natural Gas_Conveyor Oven_E5 | F4 | Commercial | Grocery | New | Food Preparation | Natural Gas | Conveyor Oven | E5 | PCT BC Ratio | 0 | 0 | 0 | 0 | 0 | 0 | 0 | 0 | 0 | 0 | 0 | 0 | 0 | 0 | 0 | 0 | 0 | 0 | 0 | 0 | 0 | 0 | 0 | 0 | 0 | 0 | 0 | 0 | 0 | 0 | 0
F4_Commercial_Grocery_New_Food Preparation_Natural Gas_Conveyor Oven_E6 | F4 | Commercial | Grocery | New | Food Preparation | Natural Gas | Conveyor Oven | E6 | PCT BC Ratio | 0 | 0 | 0 | 0 | 0 | 0 | 0 | 0 | 0 | 0 | 0 | 0 | 0 | 0 | 0 | 0 | 0 | 0 | 0 | 0 | 0 | 0 | 0 | 0 | 0 | 0 | 0 | 0 | 0 | 0 | 0
F4_Commercial_Grocery_New_Food Preparation_Natural Gas_Conveyor Oven_E7 | F4 | Commercial | Grocery | New | Food Preparation | Natural Gas | Conveyor Oven | E7 | PCT BC Ratio | 0 | 0 | 0 | 0 | 0 | 0 | 0 | 0 | 0 | 0 | 0 | 0 | 0 | 0 | 0 | 0 | 0 | 0 | 0 | 0 | 0 | 0 | 0 | 0 | 0 | 0 | 0 | 0 | 0 | 0 | 0
F4_Commercial_Grocery_New_Food Preparation_Natural Gas_Conveyor Oven_E8 | F4 | Commercial | Grocery | New | Food Preparation | Natural Gas | Conveyor Oven | E8 | PCT BC Ratio | 0 | 0 | 0 | 0 | 0 | 0 | 0 | 0 | 0 | 0 | 0 | 0 | 0 | 0 | 0 | 0 | 0 | 0 | 0 | 0 | 0 | 0 | 0 | 0 | 0 | 0 | 0 | 0 | 0 | 0 | 0
F4_Commercial_Grocery_New_Food Preparation_Natural Gas_Conveyor Oven_E9 | F4 | Commercial | Grocery | New | Food Preparation | Natural Gas | Conveyor Oven | E9 | PCT BC Ratio | 0 | 0 | 0 | 0 | 0 | 0 | 0 | 0 | 0 | 0 | 0 | 0 | 0 | 0 | 0 | 0 | 0 | 0 | 0 | 0 | 0 | 0 | 0 | 0 | 0 | 0 | 0 | 0 | 0 | 0 | 0
F4_Commercial_Grocery_New_Food Preparation_Natural Gas_Conveyor Oven_E10 | F4 | Commercial | Grocery | New | Food Preparation | Natural Gas | Conveyor Oven | E10 | PCT BC Ratio | 0 | 0 | 0 | 0 | 0 | 0 | 0 | 0 | 0 | 0 | 0 | 0 | 0 | 0 | 0 | 0 | 0 | 0 | 0 | 0 | 0 | 0 | 0 | 0 | 0 | 0 | 0 | 0 | 0 | 0 | 0
F5_Commercial_Grocery_New_Food Preparation_Natural Gas_Conveyor Oven_E1 | F5 | Commercial | Grocery | New | Food Preparation | Natural Gas | Conveyor Oven | E1 | RIM BC Ratio | 0.9 | 0.9 | 0.9 | 0.9 | 0.9 | 0.9 | 0.9 | 0.9 | 0.9 | 0.9 | 0.9 | 0.9 | 0.9 | 0.9 | 0.9 | 0.9 | 0.9 | 0.9 | 0.9 | 0.9 | 0.9 | 0.9 | 0.9 | 0.9 | 0.9 | 0.9 | 0.9 | 0.9 | 0.9 | 0.9 | 0.9
F5_Commercial_Grocery_New_Food Preparation_Natural Gas_Conveyor Oven_E2 | F5 | Commercial | Grocery | New | Food Preparation | Natural Gas | Conveyor Oven | E2 | RIM BC Ratio | 0.75157 | 0.75137 | 0.75085 | 0.75026 | 0.75229 | 0.75094 | 0.75049 | 0.75166 | 0.75404 | 0.75348 | 0.75322 | 0.75281 | 0.74379 | 0.74321 | 0.74325 | 0.7427 | 0.74259 | 0.74264 | 0.74107 | 0.74176 | 0.74218 | 0.74283 | 0.74369 | 0.68339 | 0.68102 | 0.67871 | 0.67644 | 0.67421 | 0.67201 | 0.66982 | 0.66686
F5_Commercial_Grocery_New_Food Preparation_Natural Gas_Conveyor Oven_E3 | F5 | Commercial | Grocery | New | Food Preparation | Natural Gas | Conveyor Oven | E3 | RIM BC Ratio | 0 | 0 | 0 | 0 | 0 | 0 | 0 | 0 | 0 | 0 | 0 | 0 | 0 | 0 | 0 | 0 | 0 | 0 | 0 | 0 | 0 | 0 | 0 | 0 | 0 | 0 | 0 | 0 | 0 | 0 | 0
F5_Commercial_Grocery_New_Food Preparation_Natural Gas_Conveyor Oven_E4 | F5 | Commercial | Grocery | New | Food Preparation | Natural Gas | Conveyor Oven | E4 | RIM BC Ratio | 0 | 0 | 0 | 0 | 0 | 0 | 0 | 0 | 0 | 0 | 0 | 0 | 0 | 0 | 0 | 0 | 0 | 0 | 0 | 0 | 0 | 0 | 0 | 0 | 0 | 0 | 0 | 0 | 0 | 0 | 0
F5_Commercial_Grocery_New_Food Preparation_Natural Gas_Conveyor Oven_E5 | F5 | Commercial | Grocery | New | Food Preparation | Natural Gas | Conveyor Oven | E5 | RIM BC Ratio | 0 | 0 | 0 | 0 | 0 | 0 | 0 | 0 | 0 | 0 | 0 | 0 | 0 | 0 | 0 | 0 | 0 | 0 | 0 | 0 | 0 | 0 | 0 | 0 | 0 | 0 | 0 | 0 | 0 | 0 | 0
F5_Commercial_Grocery_New_Food Preparation_Natural Gas_Conveyor Oven_E6 | F5 | Commercial | Grocery | New | Food Preparation | Natural Gas | Conveyor Oven | E6 | RIM BC Ratio | 0 | 0 | 0 | 0 | 0 | 0 | 0 | 0 | 0 | 0 | 0 | 0 | 0 | 0 | 0 | 0 | 0 | 0 | 0 | 0 | 0 | 0 | 0 | 0 | 0 | 0 | 0 | 0 | 0 | 0 | 0
F5_Commercial_Grocery_New_Food Preparation_Natural Gas_Conveyor Oven_E7 | F5 | Commercial | Grocery | New | Food Preparation | Natural Gas | Conveyor Oven | E7 | RIM BC Ratio | 0 | 0 | 0 | 0 | 0 | 0 | 0 | 0 | 0 | 0 | 0 | 0 | 0 | 0 | 0 | 0 | 0 | 0 | 0 | 0 | 0 | 0 | 0 | 0 | 0 | 0 | 0 | 0 | 0 | 0 | 0
F5_Commercial_Grocery_New_Food Preparation_Natural Gas_Conveyor Oven_E8 | F5 | Commercial | Grocery | New | Food Preparation | Natural Gas | Conveyor Oven | E8 | RIM BC Ratio | 0 | 0 | 0 | 0 | 0 | 0 | 0 | 0 | 0 | 0 | 0 | 0 | 0 | 0 | 0 | 0 | 0 | 0 | 0 | 0 | 0 | 0 | 0 | 0 | 0 | 0 | 0 | 0 | 0 | 0 | 0
F5_Commercial_Grocery_New_Food Preparation_Natural Gas_Conveyor Oven_E9 | F5 | Commercial | Grocery | New | Food Preparation | Natural Gas | Conveyor Oven | E9 | RIM BC Ratio | 0 | 0 | 0 | 0 | 0 | 0 | 0 | 0 | 0 | 0 | 0 | 0 | 0 | 0 | 0 | 0 | 0 | 0 | 0 | 0 | 0 | 0 | 0 | 0 | 0 | 0 | 0 | 0 | 0 | 0 | 0
F5_Commercial_Grocery_New_Food Preparation_Natural Gas_Conveyor Oven_E10 | F5 | Commercial | Grocery | New | Food Preparation | Natural Gas | Conveyor Oven | E10 | RIM BC Ratio | 0 | 0 | 0 | 0 | 0 | 0 | 0 | 0 | 0 | 0 | 0 | 0 | 0 | 0 | 0 | 0 | 0 | 0 | 0 | 0 | 0 | 0 | 0 | 0 | 0 | 0 | 0 | 0 | 0 | 0 | 0
F0_Commercial_Grocery_New_Food Preparation_Natural Gas_Double Rack Oven_E0 | F0 | Commercial | Grocery | New | Food Preparation | Natural Gas | Double Rack Oven | E0 | Economic Unit | FTSC Qualified (>50% Cooking Efficiency) | FTSC Qualified (>50% Cooking Efficiency) | FTSC Qualified (>50% Cooking Efficiency) | FTSC Qualified (>50% Cooking Efficiency) | FTSC Qualified (>50% Cooking Efficiency) | FTSC Qualified (>50% Cooking Efficiency) | FTSC Qualified (>50% Cooking Efficiency) | FTSC Qualified (>50% Cooking Efficiency) | FTSC Qualified (>50% Cooking Efficiency) | FTSC Qualified (>50% Cooking Efficiency) | FTSC Qualified (>50% Cooking Efficiency) | FTSC Qualified (>50% Cooking Efficiency) | FTSC Qualified (>50% Cooking Efficiency) | FTSC Qualified (>50% Cooking Efficiency) | FTSC Qualified (>50% Cooking Efficiency) | FTSC Qualified (>50% Cooking Efficiency) | FTSC Qualified (>50% Cooking Efficiency) | FTSC Qualified (>50% Cooking Efficiency) | FTSC Qualified (>50% Cooking Efficiency) | FTSC Qualified (>50% Cooking Efficiency) | FTSC Qualified (>50% Cooking Efficiency) | FTSC Qualified (>50% Cooking Efficiency) | FTSC Qualified (>50% Cooking Efficiency) | FTSC Qualified (>50% Cooking Efficiency) | FTSC Qualified (>50% Cooking Efficiency) | FTSC Qualified (>50% Cooking Efficiency) | FTSC Qualified (>50% Cooking Efficiency) | FTSC Qualified (>50% Cooking Efficiency) | FTSC Qualified (>50% Cooking Efficiency) | FTSC Qualified (>50% Cooking Efficiency) | FTSC Qualified (>50% Cooking Efficiency)
F1_Commercial_Grocery_New_Food Preparation_Natural Gas_Double Rack Oven_E1 | F1 | Commercial | Grocery | New | Food Preparation | Natural Gas | Double Rack Oven | E1 | CCE | 0 | 0 | 0 | 0 | 0 | 0 | 0 | 0 | 0 | 0 | 0 | 0 | 0 | 0 | 0 | 0 | 0 | 0 | 0 | 0 | 0 | 0 | 0 | 0 | 0 | 0 | 0 | 0 | 0 | 0 | 0
F1_Commercial_Grocery_New_Food Preparation_Natural Gas_Double Rack Oven_E2 | F1 | Commercial | Grocery | New | Food Preparation | Natural Gas | Double Rack Oven | E2 | CCE | 0.004326 | 0.0041588 | 0.0041786 | 0.0042223 | 0.0042223 | 0.0042223 | 0.0042223 | 0.0042223 | 0.0042223 | 0.0042223 | 0.0042223 | 0.0042223 | 0.0042223 | 0.0042223 | 0.0042223 | 0.0042223 | 0.0042223 | 0.0042223 | 0.0042223 | 0.0042223 | 0.0042223 | 0.0042223 | 0.0042223 | 0.0042223 | 0.0042223 | 0.0042223 | 0.0042223 | 0.0042223 | 0.0042223 | 0.0042223 | 0.0042223
F1_Commercial_Grocery_New_Food Preparation_Natural Gas_Double Rack Oven_E3 | F1 | Commercial | Grocery | New | Food Preparation | Natural Gas | Double Rack Oven | E3 | CCE | 0 | 0 | 0 | 0 | 0 | 0 | 0 | 0 | 0 | 0 | 0 | 0 | 0 | 0 | 0 | 0 | 0 | 0 | 0 | 0 | 0 | 0 | 0 | 0 | 0 | 0 | 0 | 0 | 0 | 0 | 0
F1_Commercial_Grocery_New_Food Preparation_Natural Gas_Double Rack Oven_E4 | F1 | Commercial | Grocery | New | Food Preparation | Natural Gas | Double Rack Oven | E4 | CCE | 0 | 0 | 0 | 0 | 0 | 0 | 0 | 0 | 0 | 0 | 0 | 0 | 0 | 0 | 0 | 0 | 0 | 0 | 0 | 0 | 0 | 0 | 0 | 0 | 0 | 0 | 0 | 0 | 0 | 0 | 0
F1_Commercial_Grocery_New_Food Preparation_Natural Gas_Double Rack Oven_E5 | F1 | Commercial | Grocery | New | Food Preparation | Natural Gas | Double Rack Oven | E5 | CCE | 0 | 0 | 0 | 0 | 0 | 0 | 0 | 0 | 0 | 0 | 0 | 0 | 0 | 0 | 0 | 0 | 0 | 0 | 0 | 0 | 0 | 0 | 0 | 0 | 0 | 0 | 0 | 0 | 0 | 0 | 0
F1_Commercial_Grocery_New_Food Preparation_Natural Gas_Double Rack Oven_E6 | F1 | Commercial | Grocery | New | Food Preparation | Natural Gas | Double Rack Oven | E6 | CCE | 0 | 0 | 0 | 0 | 0 | 0 | 0 | 0 | 0 | 0 | 0 | 0 | 0 | 0 | 0 | 0 | 0 | 0 | 0 | 0 | 0 | 0 | 0 | 0 | 0 | 0 | 0 | 0 | 0 | 0 | 0
F1_Commercial_Grocery_New_Food Preparation_Natural Gas_Double Rack Oven_E7 | F1 | Commercial | Grocery | New | Food Preparation | Natural Gas | Double Rack Oven | E7 | CCE | 0 | 0 | 0 | 0 | 0 | 0 | 0 | 0 | 0 | 0 | 0 | 0 | 0 | 0 | 0 | 0 | 0 | 0 | 0 | 0 | 0 | 0 | 0 | 0 | 0 | 0 | 0 | 0 | 0 | 0 | 0
F1_Commercial_Grocery_New_Food Preparation_Natural Gas_Double Rack Oven_E8 | F1 | Commercial | Grocery | New | Food Preparation | Natural Gas | Double Rack Oven | E8 | CCE | 0 | 0 | 0 | 0 | 0 | 0 | 0 | 0 | 0 | 0 | 0 | 0 | 0 | 0 | 0 | 0 | 0 | 0 | 0 | 0 | 0 | 0 | 0 | 0 | 0 | 0 | 0 | 0 | 0 | 0 | 0
F1_Commercial_Grocery_New_Food Preparation_Natural Gas_Double Rack Oven_E9 | F1 | Commercial | Grocery | New | Food Preparation | Natural Gas | Double Rack Oven | E9 | CCE | 0 | 0 | 0 | 0 | 0 | 0 | 0 | 0 | 0 | 0 | 0 | 0 | 0 | 0 | 0 | 0 | 0 | 0 | 0 | 0 | 0 | 0 | 0 | 0 | 0 | 0 | 0 | 0 | 0 | 0 | 0
F1_Commercial_Grocery_New_Food Preparation_Natural Gas_Double Rack Oven_E10 | F1 | Commercial | Grocery | New | Food Preparation | Natural Gas | Double Rack Oven | E10 | CCE | 0 | 0 | 0 | 0 | 0 | 0 | 0 | 0 | 0 | 0 | 0 | 0 | 0 | 0 | 0 | 0 | 0 | 0 | 0 | 0 | 0 | 0 | 0 | 0 | 0 | 0 | 0 | 0 | 0 | 0 | 0
F2_Commercial_Grocery_New_Food Preparation_Natural Gas_Double Rack Oven_E1 | F2 | Commercial | Grocery | New | Food Preparation | Natural Gas | Double Rack Oven | E1 | TRC BC Ratio | 0.9 | 0.9 | 0.9 | 0.9 | 0.9 | 0.9 | 0.9 | 0.9 | 0.9 | 0.9 | 0.9 | 0.9 | 0.9 | 0.9 | 0.9 | 0.9 | 0.9 | 0.9 | 0.9 | 0.9 | 0.9 | 0.9 | 0.9 | 0.9 | 0.9 | 0.9 | 0.9 | 0.9 | 0.9 | 0.9 | 0.9
F2_Commercial_Grocery_New_Food Preparation_Natural Gas_Double Rack Oven_E2 | F2 | Commercial | Grocery | New | Food Preparation | Natural Gas | Double Rack Oven | E2 | TRC BC Ratio | 2.3756 | 2.4122 | 2.4389 | 2.4253 | 2.4277 | 2.2883 | 2.173 | 2.1086 | 2.0819 | 2.1591 | 2.2604 | 2.3663 | 2.1732 | 2.3021 | 2.3099 | 2.2984 | 2.3005 | 2.3076 | 2.2635 | 2.2901 | 2.3081 | 2.3333 | 2.3658 | 1.1865 | 1.1634 | 1.1416 | 1.121 | 1.1014 | 1.0827 | 1.0646 | 1.0472
F2_Commercial_Grocery_New_Food Preparation_Natural Gas_Double Rack Oven_E3 | F2 | Commercial | Grocery | New | Food Preparation | Natural Gas | Double Rack Oven | E3 | TRC BC Ratio | 0 | 0 | 0 | 0 | 0 | 0 | 0 | 0 | 0 | 0 | 0 | 0 | 0 | 0 | 0 | 0 | 0 | 0 | 0 | 0 | 0 | 0 | 0 | 0 | 0 | 0 | 0 | 0 | 0 | 0 | 0
F2_Commercial_Grocery_New_Food Preparation_Natural Gas_Double Rack Oven_E4 | F2 | Commercial | Grocery | New | Food Preparation | Natural Gas | Double Rack Oven | E4 | TRC BC Ratio | 0 | 0 | 0 | 0 | 0 | 0 | 0 | 0 | 0 | 0 | 0 | 0 | 0 | 0 | 0 | 0 | 0 | 0 | 0 | 0 | 0 | 0 | 0 | 0 | 0 | 0 | 0 | 0 | 0 | 0 | 0
F2_Commercial_Grocery_New_Food Preparation_Natural Gas_Double Rack Oven_E5 | F2 | Commercial | Grocery | New | Food Preparation | Natural Gas | Double Rack Oven | E5 | TRC BC Ratio | 0 | 0 | 0 | 0 | 0 | 0 | 0 | 0 | 0 | 0 | 0 | 0 | 0 | 0 | 0 | 0 | 0 | 0 | 0 | 0 | 0 | 0 | 0 | 0 | 0 | 0 | 0 | 0 | 0 | 0 | 0
F2_Commercial_Grocery_New_Food Preparation_Natural Gas_Double Rack Oven_E6 | F2 | Commercial | Grocery | New | Food Preparation | Natural Gas | Double Rack Oven | E6 | TRC BC Ratio | 0 | 0 | 0 | 0 | 0 | 0 | 0 | 0 | 0 | 0 | 0 | 0 | 0 | 0 | 0 | 0 | 0 | 0 | 0 | 0 | 0 | 0 | 0 | 0 | 0 | 0 | 0 | 0 | 0 | 0 | 0
F2_Commercial_Grocery_New_Food Preparation_Natural Gas_Double Rack Oven_E7 | F2 | Commercial | Grocery | New | Food Preparation | Natural Gas | Double Rack Oven | E7 | TRC BC Ratio | 0 | 0 | 0 | 0 | 0 | 0 | 0 | 0 | 0 | 0 | 0 | 0 | 0 | 0 | 0 | 0 | 0 | 0 | 0 | 0 | 0 | 0 | 0 | 0 | 0 | 0 | 0 | 0 | 0 | 0 | 0
F2_Commercial_Grocery_New_Food Preparation_Natural Gas_Double Rack Oven_E8 | F2 | Commercial | Grocery | New | Food Preparation | Natural Gas | Double Rack Oven | E8 | TRC BC Ratio | 0 | 0 | 0 | 0 | 0 | 0 | 0 | 0 | 0 | 0 | 0 | 0 | 0 | 0 | 0 | 0 | 0 | 0 | 0 | 0 | 0 | 0 | 0 | 0 | 0 | 0 | 0 | 0 | 0 | 0 | 0
F2_Commercial_Grocery_New_Food Preparation_Natural Gas_Double Rack Oven_E9 | F2 | Commercial | Grocery | New | Food Preparation | Natural Gas | Double Rack Oven | E9 | TRC BC Ratio | 0 | 0 | 0 | 0 | 0 | 0 | 0 | 0 | 0 | 0 | 0 | 0 | 0 | 0 | 0 | 0 | 0 | 0 | 0 | 0 | 0 | 0 | 0 | 0 | 0 | 0 | 0 | 0 | 0 | 0 | 0
F2_Commercial_Grocery_New_Food Preparation_Natural Gas_Double Rack Oven_E10 | F2 | Commercial | Grocery | New | Food Preparation | Natural Gas | Double Rack Oven | E10 | TRC BC Ratio | 0 | 0 | 0 | 0 | 0 | 0 | 0 | 0 | 0 | 0 | 0 | 0 | 0 | 0 | 0 | 0 | 0 | 0 | 0 | 0 | 0 | 0 | 0 | 0 | 0 | 0 | 0 | 0 | 0 | 0 | 0
F3_Commercial_Grocery_New_Food Preparation_Natural Gas_Double Rack Oven_E1 | F3 | Commercial | Grocery | New | Food Preparation | Natural Gas | Double Rack Oven | E1 | PACT BC Ratio | 0.9 | 0.9 | 0.9 | 0.9 | 0.9 | 0.9 | 0.9 | 0.9 | 0.9 | 0.9 | 0.9 | 0.9 | 0.9 | 0.9 | 0.9 | 0.9 | 0.9 | 0.9 | 0.9 | 0.9 | 0.9 | 0.9 | 0.9 | 0.9 | 0.9 | 0.9 | 0.9 | 0.9 | 0.9 | 0.9 | 0.9
F3_Commercial_Grocery_New_Food Preparation_Natural Gas_Double Rack Oven_E2 | F3 | Commercial | Grocery | New | Food Preparation | Natural Gas | Double Rack Oven | E2 | PACT BC Ratio | 3.1122 | 3.1603 | 3.1951 | 3.1773 | 3.1806 | 2.9979 | 2.8468 | 2.7625 | 2.7275 | 2.8286 | 2.9613 | 3.1001 | 2.8471 | 3.016 | 3.0263 | 3.0112 | 3.0139 | 3.0232 | 2.9654 | 3.0003 | 3.0238 | 3.0569 | 3.0994 | 1.5545 | 1.5241 | 1.4956 | 1.4686 | 1.443 | 1.4184 | 1.3948 | 1.3719
F3_Commercial_Grocery_New_Food Preparation_Natural Gas_Double Rack Oven_E3 | F3 | Commercial | Grocery | New | Food Preparation | Natural Gas | Double Rack Oven | E3 | PACT BC Ratio | 0 | 0 | 0 | 0 | 0 | 0 | 0 | 0 | 0 | 0 | 0 | 0 | 0 | 0 | 0 | 0 | 0 | 0 | 0 | 0 | 0 | 0 | 0 | 0 | 0 | 0 | 0 | 0 | 0 | 0 | 0
F3_Commercial_Grocery_New_Food Preparation_Natural Gas_Double Rack Oven_E4 | F3 | Commercial | Grocery | New | Food Preparation | Natural Gas | Double Rack Oven | E4 | PACT BC Ratio | 0 | 0 | 0 | 0 | 0 | 0 | 0 | 0 | 0 | 0 | 0 | 0 | 0 | 0 | 0 | 0 | 0 | 0 | 0 | 0 | 0 | 0 | 0 | 0 | 0 | 0 | 0 | 0 | 0 | 0 | 0
F3_Commercial_Grocery_New_Food Preparation_Natural Gas_Double Rack Oven_E5 | F3 | Commercial | Grocery | New | Food Preparation | Natural Gas | Double Rack Oven | E5 | PACT BC Ratio | 0 | 0 | 0 | 0 | 0 | 0 | 0 | 0 | 0 | 0 | 0 | 0 | 0 | 0 | 0 | 0 | 0 | 0 | 0 | 0 | 0 | 0 | 0 | 0 | 0 | 0 | 0 | 0 | 0 | 0 | 0
F3_Commercial_Grocery_New_Food Preparation_Natural Gas_Double Rack Oven_E6 | F3 | Commercial | Grocery | New | Food Preparation | Natural Gas | Double Rack Oven | E6 | PACT BC Ratio | 0 | 0 | 0 | 0 | 0 | 0 | 0 | 0 | 0 | 0 | 0 | 0 | 0 | 0 | 0 | 0 | 0 | 0 | 0 | 0 | 0 | 0 | 0 | 0 | 0 | 0 | 0 | 0 | 0 | 0 | 0
F3_Commercial_Grocery_New_Food Preparation_Natural Gas_Double Rack Oven_E7 | F3 | Commercial | Grocery | New | Food Preparation | Natural Gas | Double Rack Oven | E7 | PACT BC Ratio | 0 | 0 | 0 | 0 | 0 | 0 | 0 | 0 | 0 | 0 | 0 | 0 | 0 | 0 | 0 | 0 | 0 | 0 | 0 | 0 | 0 | 0 | 0 | 0 | 0 | 0 | 0 | 0 | 0 | 0 | 0
F3_Commercial_Grocery_New_Food Preparation_Natural Gas_Double Rack Oven_E8 | F3 | Commercial | Grocery | New | Food Preparation | Natural Gas | Double Rack Oven | E8 | PACT BC Ratio | 0 | 0 | 0 | 0 | 0 | 0 | 0 | 0 | 0 | 0 | 0 | 0 | 0 | 0 | 0 | 0 | 0 | 0 | 0 | 0 | 0 | 0 | 0 | 0 | 0 | 0 | 0 | 0 | 0 | 0 | 0
F3_Commercial_Grocery_New_Food Preparation_Natural Gas_Double Rack Oven_E9 | F3 | Commercial | Grocery | New | Food Preparation | Natural Gas | Double Rack Oven | E9 | PACT BC Ratio | 0 | 0 | 0 | 0 | 0 | 0 | 0 | 0 | 0 | 0 | 0 | 0 | 0 | 0 | 0 | 0 | 0 | 0 | 0 | 0 | 0 | 0 | 0 | 0 | 0 | 0 | 0 | 0 | 0 | 0 | 0
F3_Commercial_Grocery_New_Food Preparation_Natural Gas_Double Rack Oven_E10 | F3 | Commercial | Grocery | New | Food Preparation | Natural Gas | Double Rack Oven | E10 | PACT BC Ratio | 0 | 0 | 0 | 0 | 0 | 0 | 0 | 0 | 0 | 0 | 0 | 0 | 0 | 0 | 0 | 0 | 0 | 0 | 0 | 0 | 0 | 0 | 0 | 0 | 0 | 0 | 0 | 0 | 0 | 0 | 0
F4_Commercial_Grocery_New_Food Preparation_Natural Gas_Double Rack Oven_E1 | F4 | Commercial | Grocery | New | Food Preparation | Natural Gas | Double Rack Oven | E1 | PCT BC Ratio | 0.9 | 0.9 | 0.9 | 0.9 | 0.9 | 0.9 | 0.9 | 0.9 | 0.9 | 0.9 | 0.9 | 0.9 | 0.9 | 0.9 | 0.9 | 0.9 | 0.9 | 0.9 | 0.9 | 0.9 | 0.9 | 0.9 | 0.9 | 0.9 | 0.9 | 0.9 | 0.9 | 0.9 | 0.9 | 0.9 | 0.9
F4_Commercial_Grocery_New_Food Preparation_Natural Gas_Double Rack Oven_E2 | F4 | Commercial | Grocery | New | Food Preparation | Natural Gas | Double Rack Oven | E2 | PCT BC Ratio | 5.3478 | 5.4209 | 5.4741 | 5.4469 | 5.4518 | 5.1735 | 4.9433 | 4.8148 | 4.7615 | 4.9155 | 5.1178 | 5.3292 | 4.9438 | 5.201 | 5.2167 | 5.1937 | 5.1979 | 5.2121 | 5.1241 | 5.1772 | 5.213 | 5.2634 | 5.3282 | 2.9741 | 2.9279 | 2.8844 | 2.8434 | 2.8043 | 2.7669 | 2.7308 | 2.6959
F4_Commercial_Grocery_New_Food Preparation_Natural Gas_Double Rack Oven_E3 | F4 | Commercial | Grocery | New | Food Preparation | Natural Gas | Double Rack Oven | E3 | PCT BC Ratio | 0 | 0 | 0 | 0 | 0 | 0 | 0 | 0 | 0 | 0 | 0 | 0 | 0 | 0 | 0 | 0 | 0 | 0 | 0 | 0 | 0 | 0 | 0 | 0 | 0 | 0 | 0 | 0 | 0 | 0 | 0
F4_Commercial_Grocery_New_Food Preparation_Natural Gas_Double Rack Oven_E4 | F4 | Commercial | Grocery | New | Food Preparation | Natural Gas | Double Rack Oven | E4 | PCT BC Ratio | 0 | 0 | 0 | 0 | 0 | 0 | 0 | 0 | 0 | 0 | 0 | 0 | 0 | 0 | 0 | 0 | 0 | 0 | 0 | 0 | 0 | 0 | 0 | 0 | 0 | 0 | 0 | 0 | 0 | 0 | 0
F4_Commercial_Grocery_New_Food Preparation_Natural Gas_Double Rack Oven_E5 | F4 | Commercial | Grocery | New | Food Preparation | Natural Gas | Double Rack Oven | E5 | PCT BC Ratio | 0 | 0 | 0 | 0 | 0 | 0 | 0 | 0 | 0 | 0 | 0 | 0 | 0 | 0 | 0 | 0 | 0 | 0 | 0 | 0 | 0 | 0 | 0 | 0 | 0 | 0 | 0 | 0 | 0 | 0 | 0
F4_Commercial_Grocery_New_Food Preparation_Natural Gas_Double Rack Oven_E6 | F4 | Commercial | Grocery | New | Food Preparation | Natural Gas | Double Rack Oven | E6 | PCT BC Ratio | 0 | 0 | 0 | 0 | 0 | 0 | 0 | 0 | 0 | 0 | 0 | 0 | 0 | 0 | 0 | 0 | 0 | 0 | 0 | 0 | 0 | 0 | 0 | 0 | 0 | 0 | 0 | 0 | 0 | 0 | 0
F4_Commercial_Grocery_New_Food Preparation_Natural Gas_Double Rack Oven_E7 | F4 | Commercial | Grocery | New | Food Preparation | Natural Gas | Double Rack Oven | E7 | PCT BC Ratio | 0 | 0 | 0 | 0 | 0 | 0 | 0 | 0 | 0 | 0 | 0 | 0 | 0 | 0 | 0 | 0 | 0 | 0 | 0 | 0 | 0 | 0 | 0 | 0 | 0 | 0 | 0 | 0 | 0 | 0 | 0
F4_Commercial_Grocery_New_Food Preparation_Natural Gas_Double Rack Oven_E8 | F4 | Commercial | Grocery | New | Food Preparation | Natural Gas | Double Rack Oven | E8 | PCT BC Ratio | 0 | 0 | 0 | 0 | 0 | 0 | 0 | 0 | 0 | 0 | 0 | 0 | 0 | 0 | 0 | 0 | 0 | 0 | 0 | 0 | 0 | 0 | 0 | 0 | 0 | 0 | 0 | 0 | 0 | 0 | 0
F4_Commercial_Grocery_New_Food Preparation_Natural Gas_Double Rack Oven_E9 | F4 | Commercial | Grocery | New | Food Preparation | Natural Gas | Double Rack Oven | E9 | PCT BC Ratio | 0 | 0 | 0 | 0 | 0 | 0 | 0 | 0 | 0 | 0 | 0 | 0 | 0 | 0 | 0 | 0 | 0 | 0 | 0 | 0 | 0 | 0 | 0 | 0 | 0 | 0 | 0 | 0 | 0 | 0 | 0
F4_Commercial_Grocery_New_Food Preparation_Natural Gas_Double Rack Oven_E10 | F4 | Commercial | Grocery | New | Food Preparation | Natural Gas | Double Rack Oven | E10 | PCT BC Ratio | 0 | 0 | 0 | 0 | 0 | 0 | 0 | 0 | 0 | 0 | 0 | 0 | 0 | 0 | 0 | 0 | 0 | 0 | 0 | 0 | 0 | 0 | 0 | 0 | 0 | 0 | 0 | 0 | 0 | 0 | 0
F5_Commercial_Grocery_New_Food Preparation_Natural Gas_Double Rack Oven_E1 | F5 | Commercial | Grocery | New | Food Preparation | Natural Gas | Double Rack Oven | E1 | RIM BC Ratio | 0.9 | 0.9 | 0.9 | 0.9 | 0.9 | 0.9 | 0.9 | 0.9 | 0.9 | 0.9 | 0.9 | 0.9 | 0.9 | 0.9 | 0.9 | 0.9 | 0.9 | 0.9 | 0.9 | 0.9 | 0.9 | 0.9 | 0.9 | 0.9 | 0.9 | 0.9 | 0.9 | 0.9 | 0.9 | 0.9 | 0.9
F5_Commercial_Grocery_New_Food Preparation_Natural Gas_Double Rack Oven_E2 | F5 | Commercial | Grocery | New | Food Preparation | Natural Gas | Double Rack Oven | E2 | RIM BC Ratio | 0.65816 | 0.66029 | 0.6618 | 0.66103 | 0.66117 | 0.6529 | 0.64544 | 0.641 | 0.6391 | 0.6445 | 0.65115 | 0.65762 | 0.64545 | 0.65375 | 0.65423 | 0.65352 | 0.65365 | 0.65409 | 0.65135 | 0.65301 | 0.65412 | 0.65565 | 0.65759 | 0.54307 | 0.53932 | 0.5357 | 0.53221 | 0.5288 | 0.52547 | 0.52219 | 0.51894
F5_Commercial_Grocery_New_Food Preparation_Natural Gas_Double Rack Oven_E3 | F5 | Commercial | Grocery | New | Food Preparation | Natural Gas | Double Rack Oven | E3 | RIM BC Ratio | 0 | 0 | 0 | 0 | 0 | 0 | 0 | 0 | 0 | 0 | 0 | 0 | 0 | 0 | 0 | 0 | 0 | 0 | 0 | 0 | 0 | 0 | 0 | 0 | 0 | 0 | 0 | 0 | 0 | 0 | 0
F5_Commercial_Grocery_New_Food Preparation_Natural Gas_Double Rack Oven_E4 | F5 | Commercial | Grocery | New | Food Preparation | Natural Gas | Double Rack Oven | E4 | RIM BC Ratio | 0 | 0 | 0 | 0 | 0 | 0 | 0 | 0 | 0 | 0 | 0 | 0 | 0 | 0 | 0 | 0 | 0 | 0 | 0 | 0 | 0 | 0 | 0 | 0 | 0 | 0 | 0 | 0 | 0 | 0 | 0
F5_Commercial_Grocery_New_Food Preparation_Natural Gas_Double Rack Oven_E5 | F5 | Commercial | Grocery | New | Food Preparation | Natural Gas | Double Rack Oven | E5 | RIM BC Ratio | 0 | 0 | 0 | 0 | 0 | 0 | 0 | 0 | 0 | 0 | 0 | 0 | 0 | 0 | 0 | 0 | 0 | 0 | 0 | 0 | 0 | 0 | 0 | 0 | 0 | 0 | 0 | 0 | 0 | 0 | 0
F5_Commercial_Grocery_New_Food Preparation_Natural Gas_Double Rack Oven_E6 | F5 | Commercial | Grocery | New | Food Preparation | Natural Gas | Double Rack Oven | E6 | RIM BC Ratio | 0 | 0 | 0 | 0 | 0 | 0 | 0 | 0 | 0 | 0 | 0 | 0 | 0 | 0 | 0 | 0 | 0 | 0 | 0 | 0 | 0 | 0 | 0 | 0 | 0 | 0 | 0 | 0 | 0 | 0 | 0
F5_Commercial_Grocery_New_Food Preparation_Natural Gas_Double Rack Oven_E7 | F5 | Commercial | Grocery | New | Food Preparation | Natural Gas | Double Rack Oven | E7 | RIM BC Ratio | 0 | 0 | 0 | 0 | 0 | 0 | 0 | 0 | 0 | 0 | 0 | 0 | 0 | 0 | 0 | 0 | 0 | 0 | 0 | 0 | 0 | 0 | 0 | 0 | 0 | 0 | 0 | 0 | 0 | 0 | 0
F5_Commercial_Grocery_New_Food Preparation_Natural Gas_Double Rack Oven_E8 | F5 | Commercial | Grocery | New | Food Preparation | Natural Gas | Double Rack Oven | E8 | RIM BC Ratio | 0 | 0 | 0 | 0 | 0 | 0 | 0 | 0 | 0 | 0 | 0 | 0 | 0 | 0 | 0 | 0 | 0 | 0 | 0 | 0 | 0 | 0 | 0 | 0 | 0 | 0 | 0 | 0 | 0 | 0 | 0
F5_Commercial_Grocery_New_Food Preparation_Natural Gas_Double Rack Oven_E9 | F5 | Commercial | Grocery | New | Food Preparation | Natural Gas | Double Rack Oven | E9 | RIM BC Ratio | 0 | 0 | 0 | 0 | 0 | 0 | 0 | 0 | 0 | 0 | 0 | 0 | 0 | 0 | 0 | 0 | 0 | 0 | 0 | 0 | 0 | 0 | 0 | 0 | 0 | 0 | 0 | 0 | 0 | 0 | 0
F5_Commercial_Grocery_New_Food Preparation_Natural Gas_Double Rack Oven_E10 | F5 | Commercial | Grocery | New | Food Preparation | Natural Gas | Double Rack Oven | E10 | RIM BC Ratio | 0 | 0 | 0 | 0 | 0 | 0 | 0 | 0 | 0 | 0 | 0 | 0 | 0 | 0 | 0 | 0 | 0 | 0 | 0 | 0 | 0 | 0 | 0 | 0 | 0 | 0 | 0 | 0 | 0 | 0 | 0
F0_Commercial_Grocery_New_Food Preparation_Natural Gas_Fryer_E0 | F0 | Commercial | Grocery | New | Food Preparation | Natural Gas | Fryer | E0 | Economic Unit | ENERGY STAR (3.0) | ENERGY STAR (3.0) | ENERGY STAR (3.0) | ENERGY STAR (3.0) | ENERGY STAR (3.0) | ENERGY STAR (3.0) | ENERGY STAR (3.0) | ENERGY STAR (3.0) | ENERGY STAR (3.0) | ENERGY STAR (3.0) | ENERGY STAR (3.0) | ENERGY STAR (3.0) | ENERGY STAR (3.0) | ENERGY STAR (3.0) | ENERGY STAR (3.0) | ENERGY STAR (3.0) | ENERGY STAR (3.0) | ENERGY STAR (3.0) | ENERGY STAR (3.0) | ENERGY STAR (3.0) | ENERGY STAR (3.0) | ENERGY STAR (3.0) | ENERGY STAR (3.0) | ENERGY STAR (3.0) | ENERGY STAR (3.0) | ENERGY STAR (3.0) | ENERGY STAR (3.0) | ENERGY STAR (3.0) | ENERGY STAR (3.0) | ENERGY STAR (3.0) | ENERGY STAR (3.0)
F1_Commercial_Grocery_New_Food Preparation_Natural Gas_Fryer_E1 | F1 | Commercial | Grocery | New | Food Preparation | Natural Gas | Fryer | E1 | CCE | 0 | 0 | 0 | 0 | 0 | 0 | 0 | 0 | 0 | 0 | 0 | 0 | 0 | 0 | 0 | 0 | 0 | 0 | 0 | 0 | 0 | 0 | 0 | 0 | 0 | 0 | 0 | 0 | 0 | 0 | 0
F1_Commercial_Grocery_New_Food Preparation_Natural Gas_Fryer_E2 | F1 | Commercial | Grocery | New | Food Preparation | Natural Gas | Fryer | E2 | CCE | 0.0069821 | 0.0067123 | 0.0067443 | 0 | 0 | 0 | 0 | 0 | 0 | 0 | 0 | 0 | 0 | 0 | 0 | 0 | 0 | 0 | 0 | 0 | 0 | 0 | 0 | 0 | 0 | 0 | 0 | 0 | 0 | 0 | 0
F1_Commercial_Grocery_New_Food Preparation_Natural Gas_Fryer_E3 | F1 | Commercial | Grocery | New | Food Preparation | Natural Gas | Fryer | E3 | CCE | 0 | 0 | 0 | 0 | 0 | 0 | 0 | 0 | 0 | 0 | 0 | 0 | 0 | 0 | 0 | 0 | 0 | 0 | 0 | 0 | 0 | 0 | 0 | 0 | 0 | 0 | 0 | 0 | 0 | 0 | 0
F1_Commercial_Grocery_New_Food Preparation_Natural Gas_Fryer_E4 | F1 | Commercial | Grocery | New | Food Preparation | Natural Gas | Fryer | E4 | CCE | 0 | 0 | 0 | 0 | 0 | 0 | 0 | 0 | 0 | 0 | 0 | 0 | 0 | 0 | 0 | 0 | 0 | 0 | 0 | 0 | 0 | 0 | 0 | 0 | 0 | 0 | 0 | 0 | 0 | 0 | 0
F1_Commercial_Grocery_New_Food Preparation_Natural Gas_Fryer_E5 | F1 | Commercial | Grocery | New | Food Preparation | Natural Gas | Fryer | E5 | CCE | 0 | 0 | 0 | 0 | 0 | 0 | 0 | 0 | 0 | 0 | 0 | 0 | 0 | 0 | 0 | 0 | 0 | 0 | 0 | 0 | 0 | 0 | 0 | 0 | 0 | 0 | 0 | 0 | 0 | 0 | 0
F1_Commercial_Grocery_New_Food Preparation_Natural Gas_Fryer_E6 | F1 | Commercial | Grocery | New | Food Preparation | Natural Gas | Fryer | E6 | CCE | 0 | 0 | 0 | 0 | 0 | 0 | 0 | 0 | 0 | 0 | 0 | 0 | 0 | 0 | 0 | 0 | 0 | 0 | 0 | 0 | 0 | 0 | 0 | 0 | 0 | 0 | 0 | 0 | 0 | 0 | 0
F1_Commercial_Grocery_New_Food Preparation_Natural Gas_Fryer_E7 | F1 | Commercial | Grocery | New | Food Preparation | Natural Gas | Fryer | E7 | CCE | 0 | 0 | 0 | 0 | 0 | 0 | 0 | 0 | 0 | 0 | 0 | 0 | 0 | 0 | 0 | 0 | 0 | 0 | 0 | 0 | 0 | 0 | 0 | 0 | 0 | 0 | 0 | 0 | 0 | 0 | 0
F1_Commercial_Grocery_New_Food Preparation_Natural Gas_Fryer_E8 | F1 | Commercial | Grocery | New | Food Preparation | Natural Gas | Fryer | E8 | CCE | 0 | 0 | 0 | 0 | 0 | 0 | 0 | 0 | 0 | 0 | 0 | 0 | 0 | 0 | 0 | 0 | 0 | 0 | 0 | 0 | 0 | 0 | 0 | 0 | 0 | 0 | 0 | 0 | 0 | 0 | 0
F1_Commercial_Grocery_New_Food Preparation_Natural Gas_Fryer_E9 | F1 | Commercial | Grocery | New | Food Preparation | Natural Gas | Fryer | E9 | CCE | 0 | 0 | 0 | 0 | 0 | 0 | 0 | 0 | 0 | 0 | 0 | 0 | 0 | 0 | 0 | 0 | 0 | 0 | 0 | 0 | 0 | 0 | 0 | 0 | 0 | 0 | 0 | 0 | 0 | 0 | 0
F1_Commercial_Grocery_New_Food Preparation_Natural Gas_Fryer_E10 | F1 | Commercial | Grocery | New | Food Preparation | Natural Gas | Fryer | E10 | CCE | 0 | 0 | 0 | 0 | 0 | 0 | 0 | 0 | 0 | 0 | 0 | 0 | 0 | 0 | 0 | 0 | 0 | 0 | 0 | 0 | 0 | 0 | 0 | 0 | 0 | 0 | 0 | 0 | 0 | 0 | 0
F2_Commercial_Grocery_New_Food Preparation_Natural Gas_Fryer_E1 | F2 | Commercial | Grocery | New | Food Preparation | Natural Gas | Fryer | E1 | TRC BC Ratio | 0.9 | 0.9 | 0.9 | 0 | 0 | 0 | 0 | 0 | 0 | 0 | 0 | 0 | 0 | 0 | 0 | 0 | 0 | 0 | 0 | 0 | 0 | 0 | 0 | 0 | 0 | 0 | 0 | 0 | 0 | 0 | 0
F2_Commercial_Grocery_New_Food Preparation_Natural Gas_Fryer_E2 | F2 | Commercial | Grocery | New | Food Preparation | Natural Gas | Fryer | E2 | TRC BC Ratio | 1.4526 | 1.4846 | 1.5103 | 0.9 | 0.9 | 0.9 | 0.9 | 0.9 | 0.9 | 0.9 | 0.9 | 0.9 | 0.9 | 0.9 | 0.9 | 0.9 | 0.9 | 0.9 | 0.9 | 0.9 | 0.9 | 0.9 | 0.9 | 0.9 | 0.9 | 0.9 | 0.9 | 0.9 | 0.9 | 0.9 | 0.9
F2_Commercial_Grocery_New_Food Preparation_Natural Gas_Fryer_E3 | F2 | Commercial | Grocery | New | Food Preparation | Natural Gas | Fryer | E3 | TRC BC Ratio | 0 | 0 | 0 | 0 | 0 | 0 | 0 | 0 | 0 | 0 | 0 | 0 | 0 | 0 | 0 | 0 | 0 | 0 | 0 | 0 | 0 | 0 | 0 | 0 | 0 | 0 | 0 | 0 | 0 | 0 | 0
F2_Commercial_Grocery_New_Food Preparation_Natural Gas_Fryer_E4 | F2 | Commercial | Grocery | New | Food Preparation | Natural Gas | Fryer | E4 | TRC BC Ratio | 0 | 0 | 0 | 0 | 0 | 0 | 0 | 0 | 0 | 0 | 0 | 0 | 0 | 0 | 0 | 0 | 0 | 0 | 0 | 0 | 0 | 0 | 0 | 0 | 0 | 0 | 0 | 0 | 0 | 0 | 0
F2_Commercial_Grocery_New_Food Preparation_Natural Gas_Fryer_E5 | F2 | Commercial | Grocery | New | Food Preparation | Natural Gas | Fryer | E5 | TRC BC Ratio | 0 | 0 | 0 | 0 | 0 | 0 | 0 | 0 | 0 | 0 | 0 | 0 | 0 | 0 | 0 | 0 | 0 | 0 | 0 | 0 | 0 | 0 | 0 | 0 | 0 | 0 | 0 | 0 | 0 | 0 | 0
F2_Commercial_Grocery_New_Food Preparation_Natural Gas_Fryer_E6 | F2 | Commercial | Grocery | New | Food Preparation | Natural Gas | Fryer | E6 | TRC BC Ratio | 0 | 0 | 0 | 0 | 0 | 0 | 0 | 0 | 0 | 0 | 0 | 0 | 0 | 0 | 0 | 0 | 0 | 0 | 0 | 0 | 0 | 0 | 0 | 0 | 0 | 0 | 0 | 0 | 0 | 0 | 0
F2_Commercial_Grocery_New_Food Preparation_Natural Gas_Fryer_E7 | F2 | Commercial | Grocery | New | Food Preparation | Natural Gas | Fryer | E7 | TRC BC Ratio | 0 | 0 | 0 | 0 | 0 | 0 | 0 | 0 | 0 | 0 | 0 | 0 | 0 | 0 | 0 | 0 | 0 | 0 | 0 | 0 | 0 | 0 | 0 | 0 | 0 | 0 | 0 | 0 | 0 | 0 | 0
F2_Commercial_Grocery_New_Food Preparation_Natural Gas_Fryer_E8 | F2 | Commercial | Grocery | New | Food Preparation | Natural Gas | Fryer | E8 | TRC BC Ratio | 0 | 0 | 0 | 0 | 0 | 0 | 0 | 0 | 0 | 0 | 0 | 0 | 0 | 0 | 0 | 0 | 0 | 0 | 0 | 0 | 0 | 0 | 0 | 0 | 0 | 0 | 0 | 0 | 0 | 0 | 0
F2_Commercial_Grocery_New_Food Preparation_Natural Gas_Fryer_E9 | F2 | Commercial | Grocery | New | Food Preparation | Natural Gas | Fryer | E9 | TRC BC Ratio | 0 | 0 | 0 | 0 | 0 | 0 | 0 | 0 | 0 | 0 | 0 | 0 | 0 | 0 | 0 | 0 | 0 | 0 | 0 | 0 | 0 | 0 | 0 | 0 | 0 | 0 | 0 | 0 | 0 | 0 | 0
F2_Commercial_Grocery_New_Food Preparation_Natural Gas_Fryer_E10 | F2 | Commercial | Grocery | New | Food Preparation | Natural Gas | Fryer | E10 | TRC BC Ratio | 0 | 0 | 0 | 0 | 0 | 0 | 0 | 0 | 0 | 0 | 0 | 0 | 0 | 0 | 0 | 0 | 0 | 0 | 0 | 0 | 0 | 0 | 0 | 0 | 0 | 0 | 0 | 0 | 0 | 0 | 0
F3_Commercial_Grocery_New_Food Preparation_Natural Gas_Fryer_E1 | F3 | Commercial | Grocery | New | Food Preparation | Natural Gas | Fryer | E1 | PACT BC Ratio | 0.9 | 0.9 | 0.9 | 0 | 0 | 0 | 0 | 0 | 0 | 0 | 0 | 0 | 0 | 0 | 0 | 0 | 0 | 0 | 0 | 0 | 0 | 0 | 0 | 0 | 0 | 0 | 0 | 0 | 0 | 0 | 0
F3_Commercial_Grocery_New_Food Preparation_Natural Gas_Fryer_E2 | F3 | Commercial | Grocery | New | Food Preparation | Natural Gas | Fryer | E2 | PACT BC Ratio | 1.4526 | 1.4846 | 1.5103 | 0.9 | 0.9 | 0.9 | 0.9 | 0.9 | 0.9 | 0.9 | 0.9 | 0.9 | 0.9 | 0.9 | 0.9 | 0.9 | 0.9 | 0.9 | 0.9 | 0.9 | 0.9 | 0.9 | 0.9 | 0.9 | 0.9 | 0.9 | 0.9 | 0.9 | 0.9 | 0.9 | 0.9
F3_Commercial_Grocery_New_Food Preparation_Natural Gas_Fryer_E3 | F3 | Commercial | Grocery | New | Food Preparation | Natural Gas | Fryer | E3 | PACT BC Ratio | 0 | 0 | 0 | 0 | 0 | 0 | 0 | 0 | 0 | 0 | 0 | 0 | 0 | 0 | 0 | 0 | 0 | 0 | 0 | 0 | 0 | 0 | 0 | 0 | 0 | 0 | 0 | 0 | 0 | 0 | 0
F3_Commercial_Grocery_New_Food Preparation_Natural Gas_Fryer_E4 | F3 | Commercial | Grocery | New | Food Preparation | Natural Gas | Fryer | E4 | PACT BC Ratio | 0 | 0 | 0 | 0 | 0 | 0 | 0 | 0 | 0 | 0 | 0 | 0 | 0 | 0 | 0 | 0 | 0 | 0 | 0 | 0 | 0 | 0 | 0 | 0 | 0 | 0 | 0 | 0 | 0 | 0 | 0
F3_Commercial_Grocery_New_Food Preparation_Natural Gas_Fryer_E5 | F3 | Commercial | Grocery | New | Food Preparation | Natural Gas | Fryer | E5 | PACT BC Ratio | 0 | 0 | 0 | 0 | 0 | 0 | 0 | 0 | 0 | 0 | 0 | 0 | 0 | 0 | 0 | 0 | 0 | 0 | 0 | 0 | 0 | 0 | 0 | 0 | 0 | 0 | 0 | 0 | 0 | 0 | 0
F3_Commercial_Grocery_New_Food Preparation_Natural Gas_Fryer_E6 | F3 | Commercial | Grocery | New | Food Preparation | Natural Gas | Fryer | E6 | PACT BC Ratio | 0 | 0 | 0 | 0 | 0 | 0 | 0 | 0 | 0 | 0 | 0 | 0 | 0 | 0 | 0 | 0 | 0 | 0 | 0 | 0 | 0 | 0 | 0 | 0 | 0 | 0 | 0 | 0 | 0 | 0 | 0
F3_Commercial_Grocery_New_Food Preparation_Natural Gas_Fryer_E7 | F3 | Commercial | Grocery | New | Food Preparation | Natural Gas | Fryer | E7 | PACT BC Ratio | 0 | 0 | 0 | 0 | 0 | 0 | 0 | 0 | 0 | 0 | 0 | 0 | 0 | 0 | 0 | 0 | 0 | 0 | 0 | 0 | 0 | 0 | 0 | 0 | 0 | 0 | 0 | 0 | 0 | 0 | 0
F3_Commercial_Grocery_New_Food Preparation_Natural Gas_Fryer_E8 | F3 | Commercial | Grocery | New | Food Preparation | Natural Gas | Fryer | E8 | PACT BC Ratio | 0 | 0 | 0 | 0 | 0 | 0 | 0 | 0 | 0 | 0 | 0 | 0 | 0 | 0 | 0 | 0 | 0 | 0 | 0 | 0 | 0 | 0 | 0 | 0 | 0 | 0 | 0 | 0 | 0 | 0 | 0
F3_Commercial_Grocery_New_Food Preparation_Natural Gas_Fryer_E9 | F3 | Commercial | Grocery | New | Food Preparation | Natural Gas | Fryer | E9 | PACT BC Ratio | 0 | 0 | 0 | 0 | 0 | 0 | 0 | 0 | 0 | 0 | 0 | 0 | 0 | 0 | 0 | 0 | 0 | 0 | 0 | 0 | 0 | 0 | 0 | 0 | 0 | 0 | 0 | 0 | 0 | 0 | 0
F3_Commercial_Grocery_New_Food Preparation_Natural Gas_Fryer_E10 | F3 | Commercial | Grocery | New | Food Preparation | Natural Gas | Fryer | E10 | PACT BC Ratio | 0 | 0 | 0 | 0 | 0 | 0 | 0 | 0 | 0 | 0 | 0 | 0 | 0 | 0 | 0 | 0 | 0 | 0 | 0 | 0 | 0 | 0 | 0 | 0 | 0 | 0 | 0 | 0 | 0 | 0 | 0
F4_Commercial_Grocery_New_Food Preparation_Natural Gas_Fryer_E1 | F4 | Commercial | Grocery | New | Food Preparation | Natural Gas | Fryer | E1 | PCT BC Ratio | 0.9 | 0.9 | 0.9 | 0 | 0 | 0 | 0 | 0 | 0 | 0 | 0 | 0 | 0 | 0 | 0 | 0 | 0 | 0 | 0 | 0 | 0 | 0 | 0 | 0 | 0 | 0 | 0 | 0 | 0 | 0 | 0
F4_Commercial_Grocery_New_Food Preparation_Natural Gas_Fryer_E2 | F4 | Commercial | Grocery | New | Food Preparation | Natural Gas | Fryer | E2 | PCT BC Ratio | 4.6546 | 4.7351 | 4.7997 | 0.9 | 0.9 | 0.9 | 0.9 | 0.9 | 0.9 | 0.9 | 0.9 | 0.9 | 0.9 | 0.9 | 0.9 | 0.9 | 0.9 | 0.9 | 0.9 | 0.9 | 0.9 | 0.9 | 0.9 | 0.9 | 0.9 | 0.9 | 0.9 | 0.9 | 0.9 | 0.9 | 0.9
F4_Commercial_Grocery_New_Food Preparation_Natural Gas_Fryer_E3 | F4 | Commercial | Grocery | New | Food Preparation | Natural Gas | Fryer | E3 | PCT BC Ratio | 0 | 0 | 0 | 0 | 0 | 0 | 0 | 0 | 0 | 0 | 0 | 0 | 0 | 0 | 0 | 0 | 0 | 0 | 0 | 0 | 0 | 0 | 0 | 0 | 0 | 0 | 0 | 0 | 0 | 0 | 0
F4_Commercial_Grocery_New_Food Preparation_Natural Gas_Fryer_E4 | F4 | Commercial | Grocery | New | Food Preparation | Natural Gas | Fryer | E4 | PCT BC Ratio | 0 | 0 | 0 | 0 | 0 | 0 | 0 | 0 | 0 | 0 | 0 | 0 | 0 | 0 | 0 | 0 | 0 | 0 | 0 | 0 | 0 | 0 | 0 | 0 | 0 | 0 | 0 | 0 | 0 | 0 | 0
F4_Commercial_Grocery_New_Food Preparation_Natural Gas_Fryer_E5 | F4 | Commercial | Grocery | New | Food Preparation | Natural Gas | Fryer | E5 | PCT BC Ratio | 0 | 0 | 0 | 0 | 0 | 0 | 0 | 0 | 0 | 0 | 0 | 0 | 0 | 0 | 0 | 0 | 0 | 0 | 0 | 0 | 0 | 0 | 0 | 0 | 0 | 0 | 0 | 0 | 0 | 0 | 0
F4_Commercial_Grocery_New_Food Preparation_Natural Gas_Fryer_E6 | F4 | Commercial | Grocery | New | Food Preparation | Natural Gas | Fryer | E6 | PCT BC Ratio | 0 | 0 | 0 | 0 | 0 | 0 | 0 | 0 | 0 | 0 | 0 | 0 | 0 | 0 | 0 | 0 | 0 | 0 | 0 | 0 | 0 | 0 | 0 | 0 | 0 | 0 | 0 | 0 | 0 | 0 | 0
F4_Commercial_Grocery_New_Food Preparation_Natural Gas_Fryer_E7 | F4 | Commercial | Grocery | New | Food Preparation | Natural Gas | Fryer | E7 | PCT BC Ratio | 0 | 0 | 0 | 0 | 0 | 0 | 0 | 0 | 0 | 0 | 0 | 0 | 0 | 0 | 0 | 0 | 0 | 0 | 0 | 0 | 0 | 0 | 0 | 0 | 0 | 0 | 0 | 0 | 0 | 0 | 0
F4_Commercial_Grocery_New_Food Preparation_Natural Gas_Fryer_E8 | F4 | Commercial | Grocery | New | Food Preparation | Natural Gas | Fryer | E8 | PCT BC Ratio | 0 | 0 | 0 | 0 | 0 | 0 | 0 | 0 | 0 | 0 | 0 | 0 | 0 | 0 | 0 | 0 | 0 | 0 | 0 | 0 | 0 | 0 | 0 | 0 | 0 | 0 | 0 | 0 | 0 | 0 | 0
F4_Commercial_Grocery_New_Food Preparation_Natural Gas_Fryer_E9 | F4 | Commercial | Grocery | New | Food Preparation | Natural Gas | Fryer | E9 | PCT BC Ratio | 0 | 0 | 0 | 0 | 0 | 0 | 0 | 0 | 0 | 0 | 0 | 0 | 0 | 0 | 0 | 0 | 0 | 0 | 0 | 0 | 0 | 0 | 0 | 0 | 0 | 0 | 0 | 0 | 0 | 0 | 0
F4_Commercial_Grocery_New_Food Preparation_Natural Gas_Fryer_E10 | F4 | Commercial | Grocery | New | Food Preparation | Natural Gas | Fryer | E10 | PCT BC Ratio | 0 | 0 | 0 | 0 | 0 | 0 | 0 | 0 | 0 | 0 | 0 | 0 | 0 | 0 | 0 | 0 | 0 | 0 | 0 | 0 | 0 | 0 | 0 | 0 | 0 | 0 | 0 | 0 | 0 | 0 | 0
F5_Commercial_Grocery_New_Food Preparation_Natural Gas_Fryer_E1 | F5 | Commercial | Grocery | New | Food Preparation | Natural Gas | Fryer | E1 | RIM BC Ratio | 0.9 | 0.9 | 0.9 | 0 | 0 | 0 | 0 | 0 | 0 | 0 | 0 | 0 | 0 | 0 | 0 | 0 | 0 | 0 | 0 | 0 | 0 | 0 | 0 | 0 | 0 | 0 | 0 | 0 | 0 | 0 | 0
F5_Commercial_Grocery_New_Food Preparation_Natural Gas_Fryer_E2 | F5 | Commercial | Grocery | New | Food Preparation | Natural Gas | Fryer | E2 | RIM BC Ratio | 0.53008 | 0.53428 | 0.53758 | 0.9 | 0.9 | 0.9 | 0.9 | 0.9 | 0.9 | 0.9 | 0.9 | 0.9 | 0.9 | 0.9 | 0.9 | 0.9 | 0.9 | 0.9 | 0.9 | 0.9 | 0.9 | 0.9 | 0.9 | 0.9 | 0.9 | 0.9 | 0.9 | 0.9 | 0.9 | 0.9 | 0.9
F5_Commercial_Grocery_New_Food Preparation_Natural Gas_Fryer_E3 | F5 | Commercial | Grocery | New | Food Preparation | Natural Gas | Fryer | E3 | RIM BC Ratio | 0 | 0 | 0 | 0 | 0 | 0 | 0 | 0 | 0 | 0 | 0 | 0 | 0 | 0 | 0 | 0 | 0 | 0 | 0 | 0 | 0 | 0 | 0 | 0 | 0 | 0 | 0 | 0 | 0 | 0 | 0
F5_Commercial_Grocery_New_Food Preparation_Natural Gas_Fryer_E4 | F5 | Commercial | Grocery | New | Food Preparation | Natural Gas | Fryer | E4 | RIM BC Ratio | 0 | 0 | 0 | 0 | 0 | 0 | 0 | 0 | 0 | 0 | 0 | 0 | 0 | 0 | 0 | 0 | 0 | 0 | 0 | 0 | 0 | 0 | 0 | 0 | 0 | 0 | 0 | 0 | 0 | 0 | 0
F5_Commercial_Grocery_New_Food Preparation_Natural Gas_Fryer_E5 | F5 | Commercial | Grocery | New | Food Preparation | Natural Gas | Fryer | E5 | RIM BC Ratio | 0 | 0 | 0 | 0 | 0 | 0 | 0 | 0 | 0 | 0 | 0 | 0 | 0 | 0 | 0 | 0 | 0 | 0 | 0 | 0 | 0 | 0 | 0 | 0 | 0 | 0 | 0 | 0 | 0 | 0 | 0
F5_Commercial_Grocery_New_Food Preparation_Natural Gas_Fryer_E6 | F5 | Commercial | Grocery | New | Food Preparation | Natural Gas | Fryer | E6 | RIM BC Ratio | 0 | 0 | 0 | 0 | 0 | 0 | 0 | 0 | 0 | 0 | 0 | 0 | 0 | 0 | 0 | 0 | 0 | 0 | 0 | 0 | 0 | 0 | 0 | 0 | 0 | 0 | 0 | 0 | 0 | 0 | 0
F5_Commercial_Grocery_New_Food Preparation_Natural Gas_Fryer_E7 | F5 | Commercial | Grocery | New | Food Preparation | Natural Gas | Fryer | E7 | RIM BC Ratio | 0 | 0 | 0 | 0 | 0 | 0 | 0 | 0 | 0 | 0 | 0 | 0 | 0 | 0 | 0 | 0 | 0 | 0 | 0 | 0 | 0 | 0 | 0 | 0 | 0 | 0 | 0 | 0 | 0 | 0 | 0
F5_Commercial_Grocery_New_Food Preparation_Natural Gas_Fryer_E8 | F5 | Commercial | Grocery | New | Food Preparation | Natural Gas | Fryer | E8 | RIM BC Ratio | 0 | 0 | 0 | 0 | 0 | 0 | 0 | 0 | 0 | 0 | 0 | 0 | 0 | 0 | 0 | 0 | 0 | 0 | 0 | 0 | 0 | 0 | 0 | 0 | 0 | 0 | 0 | 0 | 0 | 0 | 0
F5_Commercial_Grocery_New_Food Preparation_Natural Gas_Fryer_E9 | F5 | Commercial | Grocery | New | Food Preparation | Natural Gas | Fryer | E9 | RIM BC Ratio | 0 | 0 | 0 | 0 | 0 | 0 | 0 | 0 | 0 | 0 | 0 | 0 | 0 | 0 | 0 | 0 | 0 | 0 | 0 | 0 | 0 | 0 | 0 | 0 | 0 | 0 | 0 | 0 | 0 | 0 | 0
F5_Commercial_Grocery_New_Food Preparation_Natural Gas_Fryer_E10 | F5 | Commercial | Grocery | New | Food Preparation | Natural Gas | Fryer | E10 | RIM BC Ratio | 0 | 0 | 0 | 0 | 0 | 0 | 0 | 0 | 0 | 0 | 0 | 0 | 0 | 0 | 0 | 0 | 0 | 0 | 0 | 0 | 0 | 0 | 0 | 0 | 0 | 0 | 0 | 0 | 0 | 0 | 0
F0_Commercial_Grocery_New_Food Preparation_Natural Gas_Broiler_E0 | F0 | Commercial | Grocery | New | Food Preparation | Natural Gas | Broiler | E0 | Economic Unit | Infrared Burners | Infrared Burners | Infrared Burners | Infrared Burners | Infrared Burners | Infrared Burners | Infrared Burners | Infrared Burners | Infrared Burners | Infrared Burners | Infrared Burners | Infrared Burners | Infrared Burners | Infrared Burners | Infrared Burners | Infrared Burners | Infrared Burners | Infrared Burners | Infrared Burners | Infrared Burners | Infrared Burners | Infrared Burners | Infrared Burners | Standard | Standard | Standard | Standard | Standard | Standard | Standard | Standard
F1_Commercial_Grocery_New_Food Preparation_Natural Gas_Broiler_E1 | F1 | Commercial | Grocery | New | Food Preparation | Natural Gas | Broiler | E1 | CCE | 0 | 0 | 0 | 0 | 0 | 0 | 0 | 0 | 0 | 0 | 0 | 0 | 0 | 0 | 0 | 0 | 0 | 0 | 0 | 0 | 0 | 0 | 0 | 0 | 0 | 0 | 0 | 0 | 0 | 0 | 0
F1_Commercial_Grocery_New_Food Preparation_Natural Gas_Broiler_E2 | F1 | Commercial | Grocery | New | Food Preparation | Natural Gas | Broiler | E2 | CCE | 0.0095007 | 0.0091336 | 0.0091772 | 0.0092731 | 0.0092731 | 0.0092731 | 0.0092731 | 0.0092731 | 0.0092731 | 0.0092731 | 0.0092731 | 0.0092731 | 0.0092731 | 0.0092731 | 0.0092731 | 0.0092731 | 0.0092731 | 0.0092731 | 0.0092731 | 0.0092731 | 0.0092731 | 0.0092731 | 0.0092731 | 0.0092731 | 0.0092731 | 0.0092731 | 0.0092731 | 0.0092731 | 0.0092731 | 0.0092731 | 0.0092731
F1_Commercial_Grocery_New_Food Preparation_Natural Gas_Broiler_E3 | F1 | Commercial | Grocery | New | Food Preparation | Natural Gas | Broiler | E3 | CCE | 0 | 0 | 0 | 0 | 0 | 0 | 0 | 0 | 0 | 0 | 0 | 0 | 0 | 0 | 0 | 0 | 0 | 0 | 0 | 0 | 0 | 0 | 0 | 0 | 0 | 0 | 0 | 0 | 0 | 0 | 0
F1_Commercial_Grocery_New_Food Preparation_Natural Gas_Broiler_E4 | F1 | Commercial | Grocery | New | Food Preparation | Natural Gas | Broiler | E4 | CCE | 0 | 0 | 0 | 0 | 0 | 0 | 0 | 0 | 0 | 0 | 0 | 0 | 0 | 0 | 0 | 0 | 0 | 0 | 0 | 0 | 0 | 0 | 0 | 0 | 0 | 0 | 0 | 0 | 0 | 0 | 0
F1_Commercial_Grocery_New_Food Preparation_Natural Gas_Broiler_E5 | F1 | Commercial | Grocery | New | Food Preparation | Natural Gas | Broiler | E5 | CCE | 0 | 0 | 0 | 0 | 0 | 0 | 0 | 0 | 0 | 0 | 0 | 0 | 0 | 0 | 0 | 0 | 0 | 0 | 0 | 0 | 0 | 0 | 0 | 0 | 0 | 0 | 0 | 0 | 0 | 0 | 0
F1_Commercial_Grocery_New_Food Preparation_Natural Gas_Broiler_E6 | F1 | Commercial | Grocery | New | Food Preparation | Natural Gas | Broiler | E6 | CCE | 0 | 0 | 0 | 0 | 0 | 0 | 0 | 0 | 0 | 0 | 0 | 0 | 0 | 0 | 0 | 0 | 0 | 0 | 0 | 0 | 0 | 0 | 0 | 0 | 0 | 0 | 0 | 0 | 0 | 0 | 0
F1_Commercial_Grocery_New_Food Preparation_Natural Gas_Broiler_E7 | F1 | Commercial | Grocery | New | Food Preparation | Natural Gas | Broiler | E7 | CCE | 0 | 0 | 0 | 0 | 0 | 0 | 0 | 0 | 0 | 0 | 0 | 0 | 0 | 0 | 0 | 0 | 0 | 0 | 0 | 0 | 0 | 0 | 0 | 0 | 0 | 0 | 0 | 0 | 0 | 0 | 0
F1_Commercial_Grocery_New_Food Preparation_Natural Gas_Broiler_E8 | F1 | Commercial | Grocery | New | Food Preparation | Natural Gas | Broiler | E8 | CCE | 0 | 0 | 0 | 0 | 0 | 0 | 0 | 0 | 0 | 0 | 0 | 0 | 0 | 0 | 0 | 0 | 0 | 0 | 0 | 0 | 0 | 0 | 0 | 0 | 0 | 0 | 0 | 0 | 0 | 0 | 0
F1_Commercial_Grocery_New_Food Preparation_Natural Gas_Broiler_E9 | F1 | Commercial | Grocery | New | Food Preparation | Natural Gas | Broiler | E9 | CCE | 0 | 0 | 0 | 0 | 0 | 0 | 0 | 0 | 0 | 0 | 0 | 0 | 0 | 0 | 0 | 0 | 0 | 0 | 0 | 0 | 0 | 0 | 0 | 0 | 0 | 0 | 0 | 0 | 0 | 0 | 0
F1_Commercial_Grocery_New_Food Preparation_Natural Gas_Broiler_E10 | F1 | Commercial | Grocery | New | Food Preparation | Natural Gas | Broiler | E10 | CCE | 0 | 0 | 0 | 0 | 0 | 0 | 0 | 0 | 0 | 0 | 0 | 0 | 0 | 0 | 0 | 0 | 0 | 0 | 0 | 0 | 0 | 0 | 0 | 0 | 0 | 0 | 0 | 0 | 0 | 0 | 0
F2_Commercial_Grocery_New_Food Preparation_Natural Gas_Broiler_E1 | F2 | Commercial | Grocery | New | Food Preparation | Natural Gas | Broiler | E1 | TRC BC Ratio | 0.9 | 0.9 | 0.9 | 0.9 | 0.9 | 0.9 | 0.9 | 0.9 | 0.9 | 0.9 | 0.9 | 0.9 | 0.9 | 0.9 | 0.9 | 0.9 | 0.9 | 0.9 | 0.9 | 0.9 | 0.9 | 0.9 | 0.9 | 0.9 | 0.9 | 0.9 | 0.9 | 0.9 | 0.9 | 0.9 | 0.9
F2_Commercial_Grocery_New_Food Preparation_Natural Gas_Broiler_E2 | F2 | Commercial | Grocery | New | Food Preparation | Natural Gas | Broiler | E2 | TRC BC Ratio | 1.0817 | 1.0984 | 1.1105 | 1.1043 | 1.1054 | 1.0419 | 0.98943 | 0.96011 | 0.94795 | 0.98308 | 1.0292 | 1.0775 | 0.98953 | 1.0482 | 1.0518 | 1.0465 | 1.0475 | 1.0507 | 1.0307 | 1.0428 | 1.0509 | 1.0624 | 1.0772 | 0.54026 | 0.52971 | 0.5198 | 0.51043 | 0.50152 | 0.49298 | 0.48476 | 0.4768
F2_Commercial_Grocery_New_Food Preparation_Natural Gas_Broiler_E3 | F2 | Commercial | Grocery | New | Food Preparation | Natural Gas | Broiler | E3 | TRC BC Ratio | 0 | 0 | 0 | 0 | 0 | 0 | 0 | 0 | 0 | 0 | 0 | 0 | 0 | 0 | 0 | 0 | 0 | 0 | 0 | 0 | 0 | 0 | 0 | 0 | 0 | 0 | 0 | 0 | 0 | 0 | 0
F2_Commercial_Grocery_New_Food Preparation_Natural Gas_Broiler_E4 | F2 | Commercial | Grocery | New | Food Preparation | Natural Gas | Broiler | E4 | TRC BC Ratio | 0 | 0 | 0 | 0 | 0 | 0 | 0 | 0 | 0 | 0 | 0 | 0 | 0 | 0 | 0 | 0 | 0 | 0 | 0 | 0 | 0 | 0 | 0 | 0 | 0 | 0 | 0 | 0 | 0 | 0 | 0
F2_Commercial_Grocery_New_Food Preparation_Natural Gas_Broiler_E5 | F2 | Commercial | Grocery | New | Food Preparation | Natural Gas | Broiler | E5 | TRC BC Ratio | 0 | 0 | 0 | 0 | 0 | 0 | 0 | 0 | 0 | 0 | 0 | 0 | 0 | 0 | 0 | 0 | 0 | 0 | 0 | 0 | 0 | 0 | 0 | 0 | 0 | 0 | 0 | 0 | 0 | 0 | 0
F2_Commercial_Grocery_New_Food Preparation_Natural Gas_Broiler_E6 | F2 | Commercial | Grocery | New | Food Preparation | Natural Gas | Broiler | E6 | TRC BC Ratio | 0 | 0 | 0 | 0 | 0 | 0 | 0 | 0 | 0 | 0 | 0 | 0 | 0 | 0 | 0 | 0 | 0 | 0 | 0 | 0 | 0 | 0 | 0 | 0 | 0 | 0 | 0 | 0 | 0 | 0 | 0
F2_Commercial_Grocery_New_Food Preparation_Natural Gas_Broiler_E7 | F2 | Commercial | Grocery | New | Food Preparation | Natural Gas | Broiler | E7 | TRC BC Ratio | 0 | 0 | 0 | 0 | 0 | 0 | 0 | 0 | 0 | 0 | 0 | 0 | 0 | 0 | 0 | 0 | 0 | 0 | 0 | 0 | 0 | 0 | 0 | 0 | 0 | 0 | 0 | 0 | 0 | 0 | 0
F2_Commercial_Grocery_New_Food Preparation_Natural Gas_Broiler_E8 | F2 | Commercial | Grocery | New | Food Preparation | Natural Gas | Broiler | E8 | TRC BC Ratio | 0 | 0 | 0 | 0 | 0 | 0 | 0 | 0 | 0 | 0 | 0 | 0 | 0 | 0 | 0 | 0 | 0 | 0 | 0 | 0 | 0 | 0 | 0 | 0 | 0 | 0 | 0 | 0 | 0 | 0 | 0
F2_Commercial_Grocery_New_Food Preparation_Natural Gas_Broiler_E9 | F2 | Commercial | Grocery | New | Food Preparation | Natural Gas | Broiler | E9 | TRC BC Ratio | 0 | 0 | 0 | 0 | 0 | 0 | 0 | 0 | 0 | 0 | 0 | 0 | 0 | 0 | 0 | 0 | 0 | 0 | 0 | 0 | 0 | 0 | 0 | 0 | 0 | 0 | 0 | 0 | 0 | 0 | 0
F2_Commercial_Grocery_New_Food Preparation_Natural Gas_Broiler_E10 | F2 | Commercial | Grocery | New | Food Preparation | Natural Gas | Broiler | E10 | TRC BC Ratio | 0 | 0 | 0 | 0 | 0 | 0 | 0 | 0 | 0 | 0 | 0 | 0 | 0 | 0 | 0 | 0 | 0 | 0 | 0 | 0 | 0 | 0 | 0 | 0 | 0 | 0 | 0 | 0 | 0 | 0 | 0
F3_Commercial_Grocery_New_Food Preparation_Natural Gas_Broiler_E1 | F3 | Commercial | Grocery | New | Food Preparation | Natural Gas | Broiler | E1 | PACT BC Ratio | 0.9 | 0.9 | 0.9 | 0.9 | 0.9 | 0.9 | 0.9 | 0.9 | 0.9 | 0.9 | 0.9 | 0.9 | 0.9 | 0.9 | 0.9 | 0.9 | 0.9 | 0.9 | 0.9 | 0.9 | 0.9 | 0.9 | 0.9 | 0.9 | 0.9 | 0.9 | 0.9 | 0.9 | 0.9 | 0.9 | 0.9
F3_Commercial_Grocery_New_Food Preparation_Natural Gas_Broiler_E2 | F3 | Commercial | Grocery | New | Food Preparation | Natural Gas | Broiler | E2 | PACT BC Ratio | 1.3418 | 1.3625 | 1.3776 | 1.3699 | 1.3713 | 1.2925 | 1.2274 | 1.191 | 1.1759 | 1.2195 | 1.2768 | 1.3366 | 1.2275 | 1.3003 | 1.3048 | 1.2982 | 1.2994 | 1.3034 | 1.2785 | 1.2936 | 1.3037 | 1.318 | 1.3363 | 0.6702 | 0.65711 | 0.64482 | 0.6332 | 0.62214 | 0.61155 | 0.60135 | 0.59148
F3_Commercial_Grocery_New_Food Preparation_Natural Gas_Broiler_E3 | F3 | Commercial | Grocery | New | Food Preparation | Natural Gas | Broiler | E3 | PACT BC Ratio | 0 | 0 | 0 | 0 | 0 | 0 | 0 | 0 | 0 | 0 | 0 | 0 | 0 | 0 | 0 | 0 | 0 | 0 | 0 | 0 | 0 | 0 | 0 | 0 | 0 | 0 | 0 | 0 | 0 | 0 | 0
F3_Commercial_Grocery_New_Food Preparation_Natural Gas_Broiler_E4 | F3 | Commercial | Grocery | New | Food Preparation | Natural Gas | Broiler | E4 | PACT BC Ratio | 0 | 0 | 0 | 0 | 0 | 0 | 0 | 0 | 0 | 0 | 0 | 0 | 0 | 0 | 0 | 0 | 0 | 0 | 0 | 0 | 0 | 0 | 0 | 0 | 0 | 0 | 0 | 0 | 0 | 0 | 0
F3_Commercial_Grocery_New_Food Preparation_Natural Gas_Broiler_E5 | F3 | Commercial | Grocery | New | Food Preparation | Natural Gas | Broiler | E5 | PACT BC Ratio | 0 | 0 | 0 | 0 | 0 | 0 | 0 | 0 | 0 | 0 | 0 | 0 | 0 | 0 | 0 | 0 | 0 | 0 | 0 | 0 | 0 | 0 | 0 | 0 | 0 | 0 | 0 | 0 | 0 | 0 | 0
F3_Commercial_Grocery_New_Food Preparation_Natural Gas_Broiler_E6 | F3 | Commercial | Grocery | New | Food Preparation | Natural Gas | Broiler | E6 | PACT BC Ratio | 0 | 0 | 0 | 0 | 0 | 0 | 0 | 0 | 0 | 0 | 0 | 0 | 0 | 0 | 0 | 0 | 0 | 0 | 0 | 0 | 0 | 0 | 0 | 0 | 0 | 0 | 0 | 0 | 0 | 0 | 0
F3_Commercial_Grocery_New_Food Preparation_Natural Gas_Broiler_E7 | F3 | Commercial | Grocery | New | Food Preparation | Natural Gas | Broiler | E7 | PACT BC Ratio | 0 | 0 | 0 | 0 | 0 | 0 | 0 | 0 | 0 | 0 | 0 | 0 | 0 | 0 | 0 | 0 | 0 | 0 | 0 | 0 | 0 | 0 | 0 | 0 | 0 | 0 | 0 | 0 | 0 | 0 | 0
F3_Commercial_Grocery_New_Food Preparation_Natural Gas_Broiler_E8 | F3 | Commercial | Grocery | New | Food Preparation | Natural Gas | Broiler | E8 | PACT BC Ratio | 0 | 0 | 0 | 0 | 0 | 0 | 0 | 0 | 0 | 0 | 0 | 0 | 0 | 0 | 0 | 0 | 0 | 0 | 0 | 0 | 0 | 0 | 0 | 0 | 0 | 0 | 0 | 0 | 0 | 0 | 0
F3_Commercial_Grocery_New_Food Preparation_Natural Gas_Broiler_E9 | F3 | Commercial | Grocery | New | Food Preparation | Natural Gas | Broiler | E9 | PACT BC Ratio | 0 | 0 | 0 | 0 | 0 | 0 | 0 | 0 | 0 | 0 | 0 | 0 | 0 | 0 | 0 | 0 | 0 | 0 | 0 | 0 | 0 | 0 | 0 | 0 | 0 | 0 | 0 | 0 | 0 | 0 | 0
F3_Commercial_Grocery_New_Food Preparation_Natural Gas_Broiler_E10 | F3 | Commercial | Grocery | New | Food Preparation | Natural Gas | Broiler | E10 | PACT BC Ratio | 0 | 0 | 0 | 0 | 0 | 0 | 0 | 0 | 0 | 0 | 0 | 0 | 0 | 0 | 0 | 0 | 0 | 0 | 0 | 0 | 0 | 0 | 0 | 0 | 0 | 0 | 0 | 0 | 0 | 0 | 0
F4_Commercial_Grocery_New_Food Preparation_Natural Gas_Broiler_E1 | F4 | Commercial | Grocery | New | Food Preparation | Natural Gas | Broiler | E1 | PCT BC Ratio | 0.9 | 0.9 | 0.9 | 0.9 | 0.9 | 0.9 | 0.9 | 0.9 | 0.9 | 0.9 | 0.9 | 0.9 | 0.9 | 0.9 | 0.9 | 0.9 | 0.9 | 0.9 | 0.9 | 0.9 | 0.9 | 0.9 | 0.9 | 0.9 | 0.9 | 0.9 | 0.9 | 0.9 | 0.9 | 0.9 | 0.9
F4_Commercial_Grocery_New_Food Preparation_Natural Gas_Broiler_E2 | F4 | Commercial | Grocery | New | Food Preparation | Natural Gas | Broiler | E2 | PCT BC Ratio | 2.9075 | 2.9421 | 2.9672 | 2.9544 | 2.9567 | 2.8251 | 2.7162 | 2.6554 | 2.6302 | 2.703 | 2.7987 | 2.8987 | 2.7164 | 2.8381 | 2.8455 | 2.8346 | 2.8366 | 2.8433 | 2.8017 | 2.8268 | 2.8437 | 2.8676 | 2.8982 | 1.7847 | 1.7629 | 1.7423 | 1.7229 | 1.7044 | 1.6867 | 1.6697 | 1.6532
F4_Commercial_Grocery_New_Food Preparation_Natural Gas_Broiler_E3 | F4 | Commercial | Grocery | New | Food Preparation | Natural Gas | Broiler | E3 | PCT BC Ratio | 0 | 0 | 0 | 0 | 0 | 0 | 0 | 0 | 0 | 0 | 0 | 0 | 0 | 0 | 0 | 0 | 0 | 0 | 0 | 0 | 0 | 0 | 0 | 0 | 0 | 0 | 0 | 0 | 0 | 0 | 0
F4_Commercial_Grocery_New_Food Preparation_Natural Gas_Broiler_E4 | F4 | Commercial | Grocery | New | Food Preparation | Natural Gas | Broiler | E4 | PCT BC Ratio | 0 | 0 | 0 | 0 | 0 | 0 | 0 | 0 | 0 | 0 | 0 | 0 | 0 | 0 | 0 | 0 | 0 | 0 | 0 | 0 | 0 | 0 | 0 | 0 | 0 | 0 | 0 | 0 | 0 | 0 | 0
F4_Commercial_Grocery_New_Food Preparation_Natural Gas_Broiler_E5 | F4 | Commercial | Grocery | New | Food Preparation | Natural Gas | Broiler | E5 | PCT BC Ratio | 0 | 0 | 0 | 0 | 0 | 0 | 0 | 0 | 0 | 0 | 0 | 0 | 0 | 0 | 0 | 0 | 0 | 0 | 0 | 0 | 0 | 0 | 0 | 0 | 0 | 0 | 0 | 0 | 0 | 0 | 0
F4_Commercial_Grocery_New_Food Preparation_Natural Gas_Broiler_E6 | F4 | Commercial | Grocery | New | Food Preparation | Natural Gas | Broiler | E6 | PCT BC Ratio | 0 | 0 | 0 | 0 | 0 | 0 | 0 | 0 | 0 | 0 | 0 | 0 | 0 | 0 | 0 | 0 | 0 | 0 | 0 | 0 | 0 | 0 | 0 | 0 | 0 | 0 | 0 | 0 | 0 | 0 | 0
F4_Commercial_Grocery_New_Food Preparation_Natural Gas_Broiler_E7 | F4 | Commercial | Grocery | New | Food Preparation | Natural Gas | Broiler | E7 | PCT BC Ratio | 0 | 0 | 0 | 0 | 0 | 0 | 0 | 0 | 0 | 0 | 0 | 0 | 0 | 0 | 0 | 0 | 0 | 0 | 0 | 0 | 0 | 0 | 0 | 0 | 0 | 0 | 0 | 0 | 0 | 0 | 0
F4_Commercial_Grocery_New_Food Preparation_Natural Gas_Broiler_E8 | F4 | Commercial | Grocery | New | Food Preparation | Natural Gas | Broiler | E8 | PCT BC Ratio | 0 | 0 | 0 | 0 | 0 | 0 | 0 | 0 | 0 | 0 | 0 | 0 | 0 | 0 | 0 | 0 | 0 | 0 | 0 | 0 | 0 | 0 | 0 | 0 | 0 | 0 | 0 | 0 | 0 | 0 | 0
F4_Commercial_Grocery_New_Food Preparation_Natural Gas_Broiler_E9 | F4 | Commercial | Grocery | New | Food Preparation | Natural Gas | Broiler | E9 | PCT BC Ratio | 0 | 0 | 0 | 0 | 0 | 0 | 0 | 0 | 0 | 0 | 0 | 0 | 0 | 0 | 0 | 0 | 0 | 0 | 0 | 0 | 0 | 0 | 0 | 0 | 0 | 0 | 0 | 0 | 0 | 0 | 0
F4_Commercial_Grocery_New_Food Preparation_Natural Gas_Broiler_E10 | F4 | Commercial | Grocery | New | Food Preparation | Natural Gas | Broiler | E10 | PCT BC Ratio | 0 | 0 | 0 | 0 | 0 | 0 | 0 | 0 | 0 | 0 | 0 | 0 | 0 | 0 | 0 | 0 | 0 | 0 | 0 | 0 | 0 | 0 | 0 | 0 | 0 | 0 | 0 | 0 | 0 | 0 | 0
F5_Commercial_Grocery_New_Food Preparation_Natural Gas_Broiler_E1 | F5 | Commercial | Grocery | New | Food Preparation | Natural Gas | Broiler | E1 | RIM BC Ratio | 0.9 | 0.9 | 0.9 | 0.9 | 0.9 | 0.9 | 0.9 | 0.9 | 0.9 | 0.9 | 0.9 | 0.9 | 0.9 | 0.9 | 0.9 | 0.9 | 0.9 | 0.9 | 0.9 | 0.9 | 0.9 | 0.9 | 0.9 | 0.9 | 0.9 | 0.9 | 0.9 | 0.9 | 0.9 | 0.9 | 0.9
F5_Commercial_Grocery_New_Food Preparation_Natural Gas_Broiler_E2 | F5 | Commercial | Grocery | New | Food Preparation | Natural Gas | Broiler | E2 | RIM BC Ratio | 0.51458 | 0.5176 | 0.51976 | 0.51866 | 0.51886 | 0.50717 | 0.49682 | 0.49075 | 0.48817 | 0.49553 | 0.50472 | 0.51381 | 0.49684 | 0.50836 | 0.50904 | 0.50804 | 0.50823 | 0.50884 | 0.505 | 0.50733 | 0.50888 | 0.51103 | 0.51377 | 0.37172 | 0.36766 | 0.36378 | 0.36005 | 0.35645 | 0.35295 | 0.34953 | 0.34617
F5_Commercial_Grocery_New_Food Preparation_Natural Gas_Broiler_E3 | F5 | Commercial | Grocery | New | Food Preparation | Natural Gas | Broiler | E3 | RIM BC Ratio | 0 | 0 | 0 | 0 | 0 | 0 | 0 | 0 | 0 | 0 | 0 | 0 | 0 | 0 | 0 | 0 | 0 | 0 | 0 | 0 | 0 | 0 | 0 | 0 | 0 | 0 | 0 | 0 | 0 | 0 | 0
F5_Commercial_Grocery_New_Food Preparation_Natural Gas_Broiler_E4 | F5 | Commercial | Grocery | New | Food Preparation | Natural Gas | Broiler | E4 | RIM BC Ratio | 0 | 0 | 0 | 0 | 0 | 0 | 0 | 0 | 0 | 0 | 0 | 0 | 0 | 0 | 0 | 0 | 0 | 0 | 0 | 0 | 0 | 0 | 0 | 0 | 0 | 0 | 0 | 0 | 0 | 0 | 0
F5_Commercial_Grocery_New_Food Preparation_Natural Gas_Broiler_E5 | F5 | Commercial | Grocery | New | Food Preparation | Natural Gas | Broiler | E5 | RIM BC Ratio | 0 | 0 | 0 | 0 | 0 | 0 | 0 | 0 | 0 | 0 | 0 | 0 | 0 | 0 | 0 | 0 | 0 | 0 | 0 | 0 | 0 | 0 | 0 | 0 | 0 | 0 | 0 | 0 | 0 | 0 | 0
F5_Commercial_Grocery_New_Food Preparation_Natural Gas_Broiler_E6 | F5 | Commercial | Grocery | New | Food Preparation | Natural Gas | Broiler | E6 | RIM BC Ratio | 0 | 0 | 0 | 0 | 0 | 0 | 0 | 0 | 0 | 0 | 0 | 0 | 0 | 0 | 0 | 0 | 0 | 0 | 0 | 0 | 0 | 0 | 0 | 0 | 0 | 0 | 0 | 0 | 0 | 0 | 0
F5_Commercial_Grocery_New_Food Preparation_Natural Gas_Broiler_E7 | F5 | Commercial | Grocery | New | Food Preparation | Natural Gas | Broiler | E7 | RIM BC Ratio | 0 | 0 | 0 | 0 | 0 | 0 | 0 | 0 | 0 | 0 | 0 | 0 | 0 | 0 | 0 | 0 | 0 | 0 | 0 | 0 | 0 | 0 | 0 | 0 | 0 | 0 | 0 | 0 | 0 | 0 | 0
F5_Commercial_Grocery_New_Food Preparation_Natural Gas_Broiler_E8 | F5 | Commercial | Grocery | New | Food Preparation | Natural Gas | Broiler | E8 | RIM BC Ratio | 0 | 0 | 0 | 0 | 0 | 0 | 0 | 0 | 0 | 0 | 0 | 0 | 0 | 0 | 0 | 0 | 0 | 0 | 0 | 0 | 0 | 0 | 0 | 0 | 0 | 0 | 0 | 0 | 0 | 0 | 0
F5_Commercial_Grocery_New_Food Preparation_Natural Gas_Broiler_E9 | F5 | Commercial | Grocery | New | Food Preparation | Natural Gas | Broiler | E9 | RIM BC Ratio | 0 | 0 | 0 | 0 | 0 | 0 | 0 | 0 | 0 | 0 | 0 | 0 | 0 | 0 | 0 | 0 | 0 | 0 | 0 | 0 | 0 | 0 | 0 | 0 | 0 | 0 | 0 | 0 | 0 | 0 | 0
F5_Commercial_Grocery_New_Food Preparation_Natural Gas_Broiler_E10 | F5 | Commercial | Grocery | New | Food Preparation | Natural Gas | Broiler | E10 | RIM BC Ratio | 0 | 0 | 0 | 0 | 0 | 0 | 0 | 0 | 0 | 0 | 0 | 0 | 0 | 0 | 0 | 0 | 0 | 0 | 0 | 0 | 0 | 0 | 0 | 0 | 0 | 0 | 0 | 0 | 0 | 0 | 0
F0_Commercial_Grocery_New_Food Preparation_Natural Gas_Griddle_E0 | F0 | Commercial | Grocery | New | Food Preparation | Natural Gas | Griddle | E0 | Economic Unit | ENERGY STAR | ENERGY STAR | ENERGY STAR | ENERGY STAR | ENERGY STAR | ENERGY STAR | ENERGY STAR | ENERGY STAR | ENERGY STAR | ENERGY STAR | ENERGY STAR | ENERGY STAR | ENERGY STAR | ENERGY STAR | ENERGY STAR | ENERGY STAR | ENERGY STAR | ENERGY STAR | ENERGY STAR | ENERGY STAR | ENERGY STAR | ENERGY STAR | ENERGY STAR | Standard | Standard | Standard | Standard | Standard | Standard | Standard | Standard
F1_Commercial_Grocery_New_Food Preparation_Natural Gas_Griddle_E1 | F1 | Commercial | Grocery | New | Food Preparation | Natural Gas | Griddle | E1 | CCE | 0 | 0 | 0 | 0 | 0 | 0 | 0 | 0 | 0 | 0 | 0 | 0 | 0 | 0 | 0 | 0 | 0 | 0 | 0 | 0 | 0 | 0 | 0 | 0 | 0 | 0 | 0 | 0 | 0 | 0 | 0
F1_Commercial_Grocery_New_Food Preparation_Natural Gas_Griddle_E2 | F1 | Commercial | Grocery | New | Food Preparation | Natural Gas | Griddle | E2 | CCE | 0.005722 | 0.0055009 | 0.0055271 | 0.0055849 | 0.0055849 | 0.0055849 | 0.0055849 | 0.0055849 | 0.0055849 | 0.0055849 | 0.0055849 | 0.0055849 | 0.0055849 | 0.0055849 | 0.0055849 | 0.0055849 | 0.0055849 | 0.0055849 | 0.0055849 | 0.0055849 | 0.0055849 | 0.0055849 | 0.0055849 | 0.0055849 | 0.0055849 | 0.0055849 | 0.0055849 | 0.0055849 | 0.0055849 | 0.0055849 | 0.0055849
F1_Commercial_Grocery_New_Food Preparation_Natural Gas_Griddle_E3 | F1 | Commercial | Grocery | New | Food Preparation | Natural Gas | Griddle | E3 | CCE | 0 | 0 | 0 | 0 | 0 | 0 | 0 | 0 | 0 | 0 | 0 | 0 | 0 | 0 | 0 | 0 | 0 | 0 | 0 | 0 | 0 | 0 | 0 | 0 | 0 | 0 | 0 | 0 | 0 | 0 | 0
F1_Commercial_Grocery_New_Food Preparation_Natural Gas_Griddle_E4 | F1 | Commercial | Grocery | New | Food Preparation | Natural Gas | Griddle | E4 | CCE | 0 | 0 | 0 | 0 | 0 | 0 | 0 | 0 | 0 | 0 | 0 | 0 | 0 | 0 | 0 | 0 | 0 | 0 | 0 | 0 | 0 | 0 | 0 | 0 | 0 | 0 | 0 | 0 | 0 | 0 | 0
F1_Commercial_Grocery_New_Food Preparation_Natural Gas_Griddle_E5 | F1 | Commercial | Grocery | New | Food Preparation | Natural Gas | Griddle | E5 | CCE | 0 | 0 | 0 | 0 | 0 | 0 | 0 | 0 | 0 | 0 | 0 | 0 | 0 | 0 | 0 | 0 | 0 | 0 | 0 | 0 | 0 | 0 | 0 | 0 | 0 | 0 | 0 | 0 | 0 | 0 | 0
F1_Commercial_Grocery_New_Food Preparation_Natural Gas_Griddle_E6 | F1 | Commercial | Grocery | New | Food Preparation | Natural Gas | Griddle | E6 | CCE | 0 | 0 | 0 | 0 | 0 | 0 | 0 | 0 | 0 | 0 | 0 | 0 | 0 | 0 | 0 | 0 | 0 | 0 | 0 | 0 | 0 | 0 | 0 | 0 | 0 | 0 | 0 | 0 | 0 | 0 | 0
F1_Commercial_Grocery_New_Food Preparation_Natural Gas_Griddle_E7 | F1 | Commercial | Grocery | New | Food Preparation | Natural Gas | Griddle | E7 | CCE | 0 | 0 | 0 | 0 | 0 | 0 | 0 | 0 | 0 | 0 | 0 | 0 | 0 | 0 | 0 | 0 | 0 | 0 | 0 | 0 | 0 | 0 | 0 | 0 | 0 | 0 | 0 | 0 | 0 | 0 | 0
F1_Commercial_Grocery_New_Food Preparation_Natural Gas_Griddle_E8 | F1 | Commercial | Grocery | New | Food Preparation | Natural Gas | Griddle | E8 | CCE | 0 | 0 | 0 | 0 | 0 | 0 | 0 | 0 | 0 | 0 | 0 | 0 | 0 | 0 | 0 | 0 | 0 | 0 | 0 | 0 | 0 | 0 | 0 | 0 | 0 | 0 | 0 | 0 | 0 | 0 | 0
F1_Commercial_Grocery_New_Food Preparation_Natural Gas_Griddle_E9 | F1 | Commercial | Grocery | New | Food Preparation | Natural Gas | Griddle | E9 | CCE | 0 | 0 | 0 | 0 | 0 | 0 | 0 | 0 | 0 | 0 | 0 | 0 | 0 | 0 | 0 | 0 | 0 | 0 | 0 | 0 | 0 | 0 | 0 | 0 | 0 | 0 | 0 | 0 | 0 | 0 | 0
F1_Commercial_Grocery_New_Food Preparation_Natural Gas_Griddle_E10 | F1 | Commercial | Grocery | New | Food Preparation | Natural Gas | Griddle | E10 | CCE | 0 | 0 | 0 | 0 | 0 | 0 | 0 | 0 | 0 | 0 | 0 | 0 | 0 | 0 | 0 | 0 | 0 | 0 | 0 | 0 | 0 | 0 | 0 | 0 | 0 | 0 | 0 | 0 | 0 | 0 | 0
F2_Commercial_Grocery_New_Food Preparation_Natural Gas_Griddle_E1 | F2 | Commercial | Grocery | New | Food Preparation | Natural Gas | Griddle | E1 | TRC BC Ratio | 0.9 | 0.9 | 0.9 | 0.9 | 0.9 | 0.9 | 0.9 | 0.9 | 0.9 | 0.9 | 0.9 | 0.9 | 0.9 | 0.9 | 0.9 | 0.9 | 0.9 | 0.9 | 0.9 | 0.9 | 0.9 | 0.9 | 0.9 | 0.9 | 0.9 | 0.9 | 0.9 | 0.9 | 0.9 | 0.9 | 0.9
F2_Commercial_Grocery_New_Food Preparation_Natural Gas_Griddle_E2 | F2 | Commercial | Grocery | New | Food Preparation | Natural Gas | Griddle | E2 | TRC BC Ratio | 1.796 | 1.8237 | 1.8438 | 1.8336 | 1.8354 | 1.73 | 1.6428 | 1.5942 | 1.574 | 1.6323 | 1.7089 | 1.789 | 1.643 | 1.7404 | 1.7464 | 1.7377 | 1.7393 | 1.7446 | 1.7113 | 1.7314 | 1.745 | 1.764 | 1.7886 | 0.89704 | 0.87953 | 0.86307 | 0.84752 | 0.83272 | 0.81854 | 0.80489 | 0.79167
F2_Commercial_Grocery_New_Food Preparation_Natural Gas_Griddle_E3 | F2 | Commercial | Grocery | New | Food Preparation | Natural Gas | Griddle | E3 | TRC BC Ratio | 0 | 0 | 0 | 0 | 0 | 0 | 0 | 0 | 0 | 0 | 0 | 0 | 0 | 0 | 0 | 0 | 0 | 0 | 0 | 0 | 0 | 0 | 0 | 0 | 0 | 0 | 0 | 0 | 0 | 0 | 0
F2_Commercial_Grocery_New_Food Preparation_Natural Gas_Griddle_E4 | F2 | Commercial | Grocery | New | Food Preparation | Natural Gas | Griddle | E4 | TRC BC Ratio | 0 | 0 | 0 | 0 | 0 | 0 | 0 | 0 | 0 | 0 | 0 | 0 | 0 | 0 | 0 | 0 | 0 | 0 | 0 | 0 | 0 | 0 | 0 | 0 | 0 | 0 | 0 | 0 | 0 | 0 | 0
F2_Commercial_Grocery_New_Food Preparation_Natural Gas_Griddle_E5 | F2 | Commercial | Grocery | New | Food Preparation | Natural Gas | Griddle | E5 | TRC BC Ratio | 0 | 0 | 0 | 0 | 0 | 0 | 0 | 0 | 0 | 0 | 0 | 0 | 0 | 0 | 0 | 0 | 0 | 0 | 0 | 0 | 0 | 0 | 0 | 0 | 0 | 0 | 0 | 0 | 0 | 0 | 0
F2_Commercial_Grocery_New_Food Preparation_Natural Gas_Griddle_E6 | F2 | Commercial | Grocery | New | Food Preparation | Natural Gas | Griddle | E6 | TRC BC Ratio | 0 | 0 | 0 | 0 | 0 | 0 | 0 | 0 | 0 | 0 | 0 | 0 | 0 | 0 | 0 | 0 | 0 | 0 | 0 | 0 | 0 | 0 | 0 | 0 | 0 | 0 | 0 | 0 | 0 | 0 | 0
F2_Commercial_Grocery_New_Food Preparation_Natural Gas_Griddle_E7 | F2 | Commercial | Grocery | New | Food Preparation | Natural Gas | Griddle | E7 | TRC BC Ratio | 0 | 0 | 0 | 0 | 0 | 0 | 0 | 0 | 0 | 0 | 0 | 0 | 0 | 0 | 0 | 0 | 0 | 0 | 0 | 0 | 0 | 0 | 0 | 0 | 0 | 0 | 0 | 0 | 0 | 0 | 0
F2_Commercial_Grocery_New_Food Preparation_Natural Gas_Griddle_E8 | F2 | Commercial | Grocery | New | Food Preparation | Natural Gas | Griddle | E8 | TRC BC Ratio | 0 | 0 | 0 | 0 | 0 | 0 | 0 | 0 | 0 | 0 | 0 | 0 | 0 | 0 | 0 | 0 | 0 | 0 | 0 | 0 | 0 | 0 | 0 | 0 | 0 | 0 | 0 | 0 | 0 | 0 | 0
F2_Commercial_Grocery_New_Food Preparation_Natural Gas_Griddle_E9 | F2 | Commercial | Grocery | New | Food Preparation | Natural Gas | Griddle | E9 | TRC BC Ratio | 0 | 0 | 0 | 0 | 0 | 0 | 0 | 0 | 0 | 0 | 0 | 0 | 0 | 0 | 0 | 0 | 0 | 0 | 0 | 0 | 0 | 0 | 0 | 0 | 0 | 0 | 0 | 0 | 0 | 0 | 0
F2_Commercial_Grocery_New_Food Preparation_Natural Gas_Griddle_E10 | F2 | Commercial | Grocery | New | Food Preparation | Natural Gas | Griddle | E10 | TRC BC Ratio | 0 | 0 | 0 | 0 | 0 | 0 | 0 | 0 | 0 | 0 | 0 | 0 | 0 | 0 | 0 | 0 | 0 | 0 | 0 | 0 | 0 | 0 | 0 | 0 | 0 | 0 | 0 | 0 | 0 | 0 | 0
F3_Commercial_Grocery_New_Food Preparation_Natural Gas_Griddle_E1 | F3 | Commercial | Grocery | New | Food Preparation | Natural Gas | Griddle | E1 | PACT BC Ratio | 0.9 | 0.9 | 0.9 | 0.9 | 0.9 | 0.9 | 0.9 | 0.9 | 0.9 | 0.9 | 0.9 | 0.9 | 0.9 | 0.9 | 0.9 | 0.9 | 0.9 | 0.9 | 0.9 | 0.9 | 0.9 | 0.9 | 0.9 | 0.9 | 0.9 | 0.9 | 0.9 | 0.9 | 0.9 | 0.9 | 0.9
F3_Commercial_Grocery_New_Food Preparation_Natural Gas_Griddle_E2 | F3 | Commercial | Grocery | New | Food Preparation | Natural Gas | Griddle | E2 | PACT BC Ratio | 1.796 | 1.8237 | 1.8438 | 1.8336 | 1.8354 | 1.73 | 1.6428 | 1.5942 | 1.574 | 1.6323 | 1.7089 | 1.789 | 1.643 | 1.7404 | 1.7464 | 1.7377 | 1.7393 | 1.7446 | 1.7113 | 1.7314 | 1.745 | 1.764 | 1.7886 | 0.89704 | 0.87953 | 0.86307 | 0.84752 | 0.83272 | 0.81854 | 0.80489 | 0.79167
F3_Commercial_Grocery_New_Food Preparation_Natural Gas_Griddle_E3 | F3 | Commercial | Grocery | New | Food Preparation | Natural Gas | Griddle | E3 | PACT BC Ratio | 0 | 0 | 0 | 0 | 0 | 0 | 0 | 0 | 0 | 0 | 0 | 0 | 0 | 0 | 0 | 0 | 0 | 0 | 0 | 0 | 0 | 0 | 0 | 0 | 0 | 0 | 0 | 0 | 0 | 0 | 0
F3_Commercial_Grocery_New_Food Preparation_Natural Gas_Griddle_E4 | F3 | Commercial | Grocery | New | Food Preparation | Natural Gas | Griddle | E4 | PACT BC Ratio | 0 | 0 | 0 | 0 | 0 | 0 | 0 | 0 | 0 | 0 | 0 | 0 | 0 | 0 | 0 | 0 | 0 | 0 | 0 | 0 | 0 | 0 | 0 | 0 | 0 | 0 | 0 | 0 | 0 | 0 | 0
F3_Commercial_Grocery_New_Food Preparation_Natural Gas_Griddle_E5 | F3 | Commercial | Grocery | New | Food Preparation | Natural Gas | Griddle | E5 | PACT BC Ratio | 0 | 0 | 0 | 0 | 0 | 0 | 0 | 0 | 0 | 0 | 0 | 0 | 0 | 0 | 0 | 0 | 0 | 0 | 0 | 0 | 0 | 0 | 0 | 0 | 0 | 0 | 0 | 0 | 0 | 0 | 0
F3_Commercial_Grocery_New_Food Preparation_Natural Gas_Griddle_E6 | F3 | Commercial | Grocery | New | Food Preparation | Natural Gas | Griddle | E6 | PACT BC Ratio | 0 | 0 | 0 | 0 | 0 | 0 | 0 | 0 | 0 | 0 | 0 | 0 | 0 | 0 | 0 | 0 | 0 | 0 | 0 | 0 | 0 | 0 | 0 | 0 | 0 | 0 | 0 | 0 | 0 | 0 | 0
F3_Commercial_Grocery_New_Food Preparation_Natural Gas_Griddle_E7 | F3 | Commercial | Grocery | New | Food Preparation | Natural Gas | Griddle | E7 | PACT BC Ratio | 0 | 0 | 0 | 0 | 0 | 0 | 0 | 0 | 0 | 0 | 0 | 0 | 0 | 0 | 0 | 0 | 0 | 0 | 0 | 0 | 0 | 0 | 0 | 0 | 0 | 0 | 0 | 0 | 0 | 0 | 0
F3_Commercial_Grocery_New_Food Preparation_Natural Gas_Griddle_E8 | F3 | Commercial | Grocery | New | Food Preparation | Natural Gas | Griddle | E8 | PACT BC Ratio | 0 | 0 | 0 | 0 | 0 | 0 | 0 | 0 | 0 | 0 | 0 | 0 | 0 | 0 | 0 | 0 | 0 | 0 | 0 | 0 | 0 | 0 | 0 | 0 | 0 | 0 | 0 | 0 | 0 | 0 | 0
F3_Commercial_Grocery_New_Food Preparation_Natural Gas_Griddle_E9 | F3 | Commercial | Grocery | New | Food Preparation | Natural Gas | Griddle | E9 | PACT BC Ratio | 0 | 0 | 0 | 0 | 0 | 0 | 0 | 0 | 0 | 0 | 0 | 0 | 0 | 0 | 0 | 0 | 0 | 0 | 0 | 0 | 0 | 0 | 0 | 0 | 0 | 0 | 0 | 0 | 0 | 0 | 0
F3_Commercial_Grocery_New_Food Preparation_Natural Gas_Griddle_E10 | F3 | Commercial | Grocery | New | Food Preparation | Natural Gas | Griddle | E10 | PACT BC Ratio | 0 | 0 | 0 | 0 | 0 | 0 | 0 | 0 | 0 | 0 | 0 | 0 | 0 | 0 | 0 | 0 | 0 | 0 | 0 | 0 | 0 | 0 | 0 | 0 | 0 | 0 | 0 | 0 | 0 | 0 | 0
F4_Commercial_Grocery_New_Food Preparation_Natural Gas_Griddle_E1 | F4 | Commercial | Grocery | New | Food Preparation | Natural Gas | Griddle | E1 | PCT BC Ratio | 0.9 | 0.9 | 0.9 | 0.9 | 0.9 | 0.9 | 0.9 | 0.9 | 0.9 | 0.9 | 0.9 | 0.9 | 0.9 | 0.9 | 0.9 | 0.9 | 0.9 | 0.9 | 0.9 | 0.9 | 0.9 | 0.9 | 0.9 | 0.9 | 0.9 | 0.9 | 0.9 | 0.9 | 0.9 | 0.9 | 0.9
F4_Commercial_Grocery_New_Food Preparation_Natural Gas_Griddle_E2 | F4 | Commercial | Grocery | New | Food Preparation | Natural Gas | Griddle | E2 | PCT BC Ratio | 5.5186 | 5.5883 | 5.639 | 5.6131 | 5.6178 | 5.3526 | 5.1333 | 5.0108 | 4.96 | 5.1068 | 5.2995 | 5.501 | 5.1337 | 5.3789 | 5.3938 | 5.3719 | 5.3759 | 5.3893 | 5.3055 | 5.3561 | 5.3902 | 5.4382 | 5.5 | 3.2569 | 3.2128 | 3.1714 | 3.1323 | 3.0951 | 3.0594 | 3.0251 | 2.9918
F4_Commercial_Grocery_New_Food Preparation_Natural Gas_Griddle_E3 | F4 | Commercial | Grocery | New | Food Preparation | Natural Gas | Griddle | E3 | PCT BC Ratio | 0 | 0 | 0 | 0 | 0 | 0 | 0 | 0 | 0 | 0 | 0 | 0 | 0 | 0 | 0 | 0 | 0 | 0 | 0 | 0 | 0 | 0 | 0 | 0 | 0 | 0 | 0 | 0 | 0 | 0 | 0
F4_Commercial_Grocery_New_Food Preparation_Natural Gas_Griddle_E4 | F4 | Commercial | Grocery | New | Food Preparation | Natural Gas | Griddle | E4 | PCT BC Ratio | 0 | 0 | 0 | 0 | 0 | 0 | 0 | 0 | 0 | 0 | 0 | 0 | 0 | 0 | 0 | 0 | 0 | 0 | 0 | 0 | 0 | 0 | 0 | 0 | 0 | 0 | 0 | 0 | 0 | 0 | 0
F4_Commercial_Grocery_New_Food Preparation_Natural Gas_Griddle_E5 | F4 | Commercial | Grocery | New | Food Preparation | Natural Gas | Griddle | E5 | PCT BC Ratio | 0 | 0 | 0 | 0 | 0 | 0 | 0 | 0 | 0 | 0 | 0 | 0 | 0 | 0 | 0 | 0 | 0 | 0 | 0 | 0 | 0 | 0 | 0 | 0 | 0 | 0 | 0 | 0 | 0 | 0 | 0
F4_Commercial_Grocery_New_Food Preparation_Natural Gas_Griddle_E6 | F4 | Commercial | Grocery | New | Food Preparation | Natural Gas | Griddle | E6 | PCT BC Ratio | 0 | 0 | 0 | 0 | 0 | 0 | 0 | 0 | 0 | 0 | 0 | 0 | 0 | 0 | 0 | 0 | 0 | 0 | 0 | 0 | 0 | 0 | 0 | 0 | 0 | 0 | 0 | 0 | 0 | 0 | 0
F4_Commercial_Grocery_New_Food Preparation_Natural Gas_Griddle_E7 | F4 | Commercial | Grocery | New | Food Preparation | Natural Gas | Griddle | E7 | PCT BC Ratio | 0 | 0 | 0 | 0 | 0 | 0 | 0 | 0 | 0 | 0 | 0 | 0 | 0 | 0 | 0 | 0 | 0 | 0 | 0 | 0 | 0 | 0 | 0 | 0 | 0 | 0 | 0 | 0 | 0 | 0 | 0
F4_Commercial_Grocery_New_Food Preparation_Natural Gas_Griddle_E8 | F4 | Commercial | Grocery | New | Food Preparation | Natural Gas | Griddle | E8 | PCT BC Ratio | 0 | 0 | 0 | 0 | 0 | 0 | 0 | 0 | 0 | 0 | 0 | 0 | 0 | 0 | 0 | 0 | 0 | 0 | 0 | 0 | 0 | 0 | 0 | 0 | 0 | 0 | 0 | 0 | 0 | 0 | 0
F4_Commercial_Grocery_New_Food Preparation_Natural Gas_Griddle_E9 | F4 | Commercial | Grocery | New | Food Preparation | Natural Gas | Griddle | E9 | PCT BC Ratio | 0 | 0 | 0 | 0 | 0 | 0 | 0 | 0 | 0 | 0 | 0 | 0 | 0 | 0 | 0 | 0 | 0 | 0 | 0 | 0 | 0 | 0 | 0 | 0 | 0 | 0 | 0 | 0 | 0 | 0 | 0
F4_Commercial_Grocery_New_Food Preparation_Natural Gas_Griddle_E10 | F4 | Commercial | Grocery | New | Food Preparation | Natural Gas | Griddle | E10 | PCT BC Ratio | 0 | 0 | 0 | 0 | 0 | 0 | 0 | 0 | 0 | 0 | 0 | 0 | 0 | 0 | 0 | 0 | 0 | 0 | 0 | 0 | 0 | 0 | 0 | 0 | 0 | 0 | 0 | 0 | 0 | 0 | 0
F5_Commercial_Grocery_New_Food Preparation_Natural Gas_Griddle_E1 | F5 | Commercial | Grocery | New | Food Preparation | Natural Gas | Griddle | E1 | RIM BC Ratio | 0.9 | 0.9 | 0.9 | 0.9 | 0.9 | 0.9 | 0.9 | 0.9 | 0.9 | 0.9 | 0.9 | 0.9 | 0.9 | 0.9 | 0.9 | 0.9 | 0.9 | 0.9 | 0.9 | 0.9 | 0.9 | 0.9 | 0.9 | 0.9 | 0.9 | 0.9 | 0.9 | 0.9 | 0.9 | 0.9 | 0.9
F5_Commercial_Grocery_New_Food Preparation_Natural Gas_Griddle_E2 | F5 | Commercial | Grocery | New | Food Preparation | Natural Gas | Griddle | E2 | RIM BC Ratio | 0.56985 | 0.57261 | 0.57458 | 0.57358 | 0.57376 | 0.56303 | 0.55347 | 0.54784 | 0.54543 | 0.55227 | 0.56078 | 0.56914 | 0.55349 | 0.56413 | 0.56476 | 0.56384 | 0.56401 | 0.56457 | 0.56103 | 0.56318 | 0.56461 | 0.56659 | 0.5691 | 0.43237 | 0.42826 | 0.42432 | 0.42052 | 0.41685 | 0.41327 | 0.40976 | 0.4063
F5_Commercial_Grocery_New_Food Preparation_Natural Gas_Griddle_E3 | F5 | Commercial | Grocery | New | Food Preparation | Natural Gas | Griddle | E3 | RIM BC Ratio | 0 | 0 | 0 | 0 | 0 | 0 | 0 | 0 | 0 | 0 | 0 | 0 | 0 | 0 | 0 | 0 | 0 | 0 | 0 | 0 | 0 | 0 | 0 | 0 | 0 | 0 | 0 | 0 | 0 | 0 | 0
F5_Commercial_Grocery_New_Food Preparation_Natural Gas_Griddle_E4 | F5 | Commercial | Grocery | New | Food Preparation | Natural Gas | Griddle | E4 | RIM BC Ratio | 0 | 0 | 0 | 0 | 0 | 0 | 0 | 0 | 0 | 0 | 0 | 0 | 0 | 0 | 0 | 0 | 0 | 0 | 0 | 0 | 0 | 0 | 0 | 0 | 0 | 0 | 0 | 0 | 0 | 0 | 0
F5_Commercial_Grocery_New_Food Preparation_Natural Gas_Griddle_E5 | F5 | Commercial | Grocery | New | Food Preparation | Natural Gas | Griddle | E5 | RIM BC Ratio | 0 | 0 | 0 | 0 | 0 | 0 | 0 | 0 | 0 | 0 | 0 | 0 | 0 | 0 | 0 | 0 | 0 | 0 | 0 | 0 | 0 | 0 | 0 | 0 | 0 | 0 | 0 | 0 | 0 | 0 | 0
F5_Commercial_Grocery_New_Food Preparation_Natural Gas_Griddle_E6 | F5 | Commercial | Grocery | New | Food Preparation | Natural Gas | Griddle | E6 | RIM BC Ratio | 0 | 0 | 0 | 0 | 0 | 0 | 0 | 0 | 0 | 0 | 0 | 0 | 0 | 0 | 0 | 0 | 0 | 0 | 0 | 0 | 0 | 0 | 0 | 0 | 0 | 0 | 0 | 0 | 0 | 0 | 0
F5_Commercial_Grocery_New_Food Preparation_Natural Gas_Griddle_E7 | F5 | Commercial | Grocery | New | Food Preparation | Natural Gas | Griddle | E7 | RIM BC Ratio | 0 | 0 | 0 | 0 | 0 | 0 | 0 | 0 | 0 | 0 | 0 | 0 | 0 | 0 | 0 | 0 | 0 | 0 | 0 | 0 | 0 | 0 | 0 | 0 | 0 | 0 | 0 | 0 | 0 | 0 | 0
F5_Commercial_Grocery_New_Food Preparation_Natural Gas_Griddle_E8 | F5 | Commercial | Grocery | New | Food Preparation | Natural Gas | Griddle | E8 | RIM BC Ratio | 0 | 0 | 0 | 0 | 0 | 0 | 0 | 0 | 0 | 0 | 0 | 0 | 0 | 0 | 0 | 0 | 0 | 0 | 0 | 0 | 0 | 0 | 0 | 0 | 0 | 0 | 0 | 0 | 0 | 0 | 0
F5_Commercial_Grocery_New_Food Preparation_Natural Gas_Griddle_E9 | F5 | Commercial | Grocery | New | Food Preparation | Natural Gas | Griddle | E9 | RIM BC Ratio | 0 | 0 | 0 | 0 | 0 | 0 | 0 | 0 | 0 | 0 | 0 | 0 | 0 | 0 | 0 | 0 | 0 | 0 | 0 | 0 | 0 | 0 | 0 | 0 | 0 | 0 | 0 | 0 | 0 | 0 | 0
F5_Commercial_Grocery_New_Food Preparation_Natural Gas_Griddle_E10 | F5 | Commercial | Grocery | New | Food Preparation | Natural Gas | Griddle | E10 | RIM BC Ratio | 0 | 0 | 0 | 0 | 0 | 0 | 0 | 0 | 0 | 0 | 0 | 0 | 0 | 0 | 0 | 0 | 0 | 0 | 0 | 0 | 0 | 0 | 0 | 0 | 0 | 0 | 0 | 0 | 0 | 0 | 0
F0_Commercial_Grocery_New_Food Preparation_Natural Gas_Range_E0 | F0 | Commercial | Grocery | New | Food Preparation | Natural Gas | Range | E0 | Economic Unit | High Efficiency | High Efficiency | High Efficiency | High Efficiency | High Efficiency | High Efficiency | High Efficiency | High Efficiency | High Efficiency | High Efficiency | High Efficiency | High Efficiency | High Efficiency | High Efficiency | High Efficiency | High Efficiency | High Efficiency | High Efficiency | High Efficiency | High Efficiency | High Efficiency | High Efficiency | High Efficiency | High Efficiency | High Efficiency | High Efficiency | High Efficiency | High Efficiency | High Efficiency | High Efficiency | High Efficiency
F1_Commercial_Grocery_New_Food Preparation_Natural Gas_Range_E1 | F1 | Commercial | Grocery | New | Food Preparation | Natural Gas | Range | E1 | CCE | 0 | 0 | 0 | 0 | 0 | 0 | 0 | 0 | 0 | 0 | 0 | 0 | 0 | 0 | 0 | 0 | 0 | 0 | 0 | 0 | 0 | 0 | 0 | 0 | 0 | 0 | 0 | 0 | 0 | 0 | 0
F1_Commercial_Grocery_New_Food Preparation_Natural Gas_Range_E2 | F1 | Commercial | Grocery | New | Food Preparation | Natural Gas | Range | E2 | CCE | 9.6499e-06 | 9.277e-06 | 9.3212e-06 | 9.4186e-06 | 9.4186e-06 | 9.4186e-06 | 9.4186e-06 | 9.4186e-06 | 9.4186e-06 | 9.4186e-06 | 9.4186e-06 | 9.4186e-06 | 9.4186e-06 | 9.4186e-06 | 9.4186e-06 | 9.4186e-06 | 9.4186e-06 | 9.4186e-06 | 9.4186e-06 | 9.4186e-06 | 9.4186e-06 | 9.4186e-06 | 9.4186e-06 | 9.4186e-06 | 9.4186e-06 | 9.4186e-06 | 9.4186e-06 | 9.4186e-06 | 9.4186e-06 | 9.4186e-06 | 9.4186e-06
F1_Commercial_Grocery_New_Food Preparation_Natural Gas_Range_E3 | F1 | Commercial | Grocery | New | Food Preparation | Natural Gas | Range | E3 | CCE | 0 | 0 | 0 | 0 | 0 | 0 | 0 | 0 | 0 | 0 | 0 | 0 | 0 | 0 | 0 | 0 | 0 | 0 | 0 | 0 | 0 | 0 | 0 | 0 | 0 | 0 | 0 | 0 | 0 | 0 | 0
F1_Commercial_Grocery_New_Food Preparation_Natural Gas_Range_E4 | F1 | Commercial | Grocery | New | Food Preparation | Natural Gas | Range | E4 | CCE | 0 | 0 | 0 | 0 | 0 | 0 | 0 | 0 | 0 | 0 | 0 | 0 | 0 | 0 | 0 | 0 | 0 | 0 | 0 | 0 | 0 | 0 | 0 | 0 | 0 | 0 | 0 | 0 | 0 | 0 | 0
F1_Commercial_Grocery_New_Food Preparation_Natural Gas_Range_E5 | F1 | Commercial | Grocery | New | Food Preparation | Natural Gas | Range | E5 | CCE | 0 | 0 | 0 | 0 | 0 | 0 | 0 | 0 | 0 | 0 | 0 | 0 | 0 | 0 | 0 | 0 | 0 | 0 | 0 | 0 | 0 | 0 | 0 | 0 | 0 | 0 | 0 | 0 | 0 | 0 | 0
F1_Commercial_Grocery_New_Food Preparation_Natural Gas_Range_E6 | F1 | Commercial | Grocery | New | Food Preparation | Natural Gas | Range | E6 | CCE | 0 | 0 | 0 | 0 | 0 | 0 | 0 | 0 | 0 | 0 | 0 | 0 | 0 | 0 | 0 | 0 | 0 | 0 | 0 | 0 | 0 | 0 | 0 | 0 | 0 | 0 | 0 | 0 | 0 | 0 | 0
F1_Commercial_Grocery_New_Food Preparation_Natural Gas_Range_E7 | F1 | Commercial | Grocery | New | Food Preparation | Natural Gas | Range | E7 | CCE | 0 | 0 | 0 | 0 | 0 | 0 | 0 | 0 | 0 | 0 | 0 | 0 | 0 | 0 | 0 | 0 | 0 | 0 | 0 | 0 | 0 | 0 | 0 | 0 | 0 | 0 | 0 | 0 | 0 | 0 | 0
F1_Commercial_Grocery_New_Food Preparation_Natural Gas_Range_E8 | F1 | Commercial | Grocery | New | Food Preparation | Natural Gas | Range | E8 | CCE | 0 | 0 | 0 | 0 | 0 | 0 | 0 | 0 | 0 | 0 | 0 | 0 | 0 | 0 | 0 | 0 | 0 | 0 | 0 | 0 | 0 | 0 | 0 | 0 | 0 | 0 | 0 | 0 | 0 | 0 | 0
F1_Commercial_Grocery_New_Food Preparation_Natural Gas_Range_E9 | F1 | Commercial | Grocery | New | Food Preparation | Natural Gas | Range | E9 | CCE | 0 | 0 | 0 | 0 | 0 | 0 | 0 | 0 | 0 | 0 | 0 | 0 | 0 | 0 | 0 | 0 | 0 | 0 | 0 | 0 | 0 | 0 | 0 | 0 | 0 | 0 | 0 | 0 | 0 | 0 | 0
F1_Commercial_Grocery_New_Food Preparation_Natural Gas_Range_E10 | F1 | Commercial | Grocery | New | Food Preparation | Natural Gas | Range | E10 | CCE | 0 | 0 | 0 | 0 | 0 | 0 | 0 | 0 | 0 | 0 | 0 | 0 | 0 | 0 | 0 | 0 | 0 | 0 | 0 | 0 | 0 | 0 | 0 | 0 | 0 | 0 | 0 | 0 | 0 | 0 | 0
F2_Commercial_Grocery_New_Food Preparation_Natural Gas_Range_E1 | F2 | Commercial | Grocery | New | Food Preparation | Natural Gas | Range | E1 | TRC BC Ratio | 0.9 | 0.9 | 0.9 | 0.9 | 0.9 | 0.9 | 0.9 | 0.9 | 0.9 | 0.9 | 0.9 | 0.9 | 0.9 | 0.9 | 0.9 | 0.9 | 0.9 | 0.9 | 0.9 | 0.9 | 0.9 | 0.9 | 0.9 | 0.9 | 0.9 | 0.9 | 0.9 | 0.9 | 0.9 | 0.9 | 0.9
F2_Commercial_Grocery_New_Food Preparation_Natural Gas_Range_E2 | F2 | Commercial | Grocery | New | Food Preparation | Natural Gas | Range | E2 | TRC BC Ratio | 1057.5122 | 1078.4736 | 1093.4653 | 1109.7176 | 1133.061 | 1061.5651 | 1005.6887 | 976.305 | 965.7499 | 949.553 | 938.6219 | 988.3561 | 884.5366 | 945.4449 | 1023.6163 | 1099.6016 | 1102.4375 | 1107.7013 | 1086.5344 | 1101.6349 | 1112.2016 | 1126.4659 | 1144.3937 | 539.0652 | 528.311 | 518.2462 | 508.7709 | 499.7846 | 491.2032 | 482.9519 | 474.9797
F2_Commercial_Grocery_New_Food Preparation_Natural Gas_Range_E3 | F2 | Commercial | Grocery | New | Food Preparation | Natural Gas | Range | E3 | TRC BC Ratio | 0 | 0 | 0 | 0 | 0 | 0 | 0 | 0 | 0 | 0 | 0 | 0 | 0 | 0 | 0 | 0 | 0 | 0 | 0 | 0 | 0 | 0 | 0 | 0 | 0 | 0 | 0 | 0 | 0 | 0 | 0
F2_Commercial_Grocery_New_Food Preparation_Natural Gas_Range_E4 | F2 | Commercial | Grocery | New | Food Preparation | Natural Gas | Range | E4 | TRC BC Ratio | 0 | 0 | 0 | 0 | 0 | 0 | 0 | 0 | 0 | 0 | 0 | 0 | 0 | 0 | 0 | 0 | 0 | 0 | 0 | 0 | 0 | 0 | 0 | 0 | 0 | 0 | 0 | 0 | 0 | 0 | 0
F2_Commercial_Grocery_New_Food Preparation_Natural Gas_Range_E5 | F2 | Commercial | Grocery | New | Food Preparation | Natural Gas | Range | E5 | TRC BC Ratio | 0 | 0 | 0 | 0 | 0 | 0 | 0 | 0 | 0 | 0 | 0 | 0 | 0 | 0 | 0 | 0 | 0 | 0 | 0 | 0 | 0 | 0 | 0 | 0 | 0 | 0 | 0 | 0 | 0 | 0 | 0
F2_Commercial_Grocery_New_Food Preparation_Natural Gas_Range_E6 | F2 | Commercial | Grocery | New | Food Preparation | Natural Gas | Range | E6 | TRC BC Ratio | 0 | 0 | 0 | 0 | 0 | 0 | 0 | 0 | 0 | 0 | 0 | 0 | 0 | 0 | 0 | 0 | 0 | 0 | 0 | 0 | 0 | 0 | 0 | 0 | 0 | 0 | 0 | 0 | 0 | 0 | 0
F2_Commercial_Grocery_New_Food Preparation_Natural Gas_Range_E7 | F2 | Commercial | Grocery | New | Food Preparation | Natural Gas | Range | E7 | TRC BC Ratio | 0 | 0 | 0 | 0 | 0 | 0 | 0 | 0 | 0 | 0 | 0 | 0 | 0 | 0 | 0 | 0 | 0 | 0 | 0 | 0 | 0 | 0 | 0 | 0 | 0 | 0 | 0 | 0 | 0 | 0 | 0
F2_Commercial_Grocery_New_Food Preparation_Natural Gas_Range_E8 | F2 | Commercial | Grocery | New | Food Preparation | Natural Gas | Range | E8 | TRC BC Ratio | 0 | 0 | 0 | 0 | 0 | 0 | 0 | 0 | 0 | 0 | 0 | 0 | 0 | 0 | 0 | 0 | 0 | 0 | 0 | 0 | 0 | 0 | 0 | 0 | 0 | 0 | 0 | 0 | 0 | 0 | 0
F2_Commercial_Grocery_New_Food Preparation_Natural Gas_Range_E9 | F2 | Commercial | Grocery | New | Food Preparation | Natural Gas | Range | E9 | TRC BC Ratio | 0 | 0 | 0 | 0 | 0 | 0 | 0 | 0 | 0 | 0 | 0 | 0 | 0 | 0 | 0 | 0 | 0 | 0 | 0 | 0 | 0 | 0 | 0 | 0 | 0 | 0 | 0 | 0 | 0 | 0 | 0
F2_Commercial_Grocery_New_Food Preparation_Natural Gas_Range_E10 | F2 | Commercial | Grocery | New | Food Preparation | Natural Gas | Range | E10 | TRC BC Ratio | 0 | 0 | 0 | 0 | 0 | 0 | 0 | 0 | 0 | 0 | 0 | 0 | 0 | 0 | 0 | 0 | 0 | 0 | 0 | 0 | 0 | 0 | 0 | 0 | 0 | 0 | 0 | 0 | 0 | 0 | 0
F3_Commercial_Grocery_New_Food Preparation_Natural Gas_Range_E1 | F3 | Commercial | Grocery | New | Food Preparation | Natural Gas | Range | E1 | PACT BC Ratio | 0.9 | 0.9 | 0.9 | 0.9 | 0.9 | 0.9 | 0.9 | 0.9 | 0.9 | 0.9 | 0.9 | 0.9 | 0.9 | 0.9 | 0.9 | 0.9 | 0.9 | 0.9 | 0.9 | 0.9 | 0.9 | 0.9 | 0.9 | 0.9 | 0.9 | 0.9 | 0.9 | 0.9 | 0.9 | 0.9 | 0.9
F3_Commercial_Grocery_New_Food Preparation_Natural Gas_Range_E2 | F3 | Commercial | Grocery | New | Food Preparation | Natural Gas | Range | E2 | PACT BC Ratio | 1057.5122 | 1078.4736 | 1093.4653 | 1109.7176 | 1133.061 | 1061.5651 | 1005.6887 | 976.305 | 965.7499 | 949.553 | 938.6219 | 988.3561 | 884.5366 | 945.4449 | 1023.6163 | 1099.6016 | 1102.4375 | 1107.7013 | 1086.5344 | 1101.6349 | 1112.2016 | 1126.4659 | 1144.3937 | 539.0652 | 528.311 | 518.2462 | 508.7709 | 499.7846 | 491.2032 | 482.9519 | 474.9797
F3_Commercial_Grocery_New_Food Preparation_Natural Gas_Range_E3 | F3 | Commercial | Grocery | New | Food Preparation | Natural Gas | Range | E3 | PACT BC Ratio | 0 | 0 | 0 | 0 | 0 | 0 | 0 | 0 | 0 | 0 | 0 | 0 | 0 | 0 | 0 | 0 | 0 | 0 | 0 | 0 | 0 | 0 | 0 | 0 | 0 | 0 | 0 | 0 | 0 | 0 | 0
F3_Commercial_Grocery_New_Food Preparation_Natural Gas_Range_E4 | F3 | Commercial | Grocery | New | Food Preparation | Natural Gas | Range | E4 | PACT BC Ratio | 0 | 0 | 0 | 0 | 0 | 0 | 0 | 0 | 0 | 0 | 0 | 0 | 0 | 0 | 0 | 0 | 0 | 0 | 0 | 0 | 0 | 0 | 0 | 0 | 0 | 0 | 0 | 0 | 0 | 0 | 0
F3_Commercial_Grocery_New_Food Preparation_Natural Gas_Range_E5 | F3 | Commercial | Grocery | New | Food Preparation | Natural Gas | Range | E5 | PACT BC Ratio | 0 | 0 | 0 | 0 | 0 | 0 | 0 | 0 | 0 | 0 | 0 | 0 | 0 | 0 | 0 | 0 | 0 | 0 | 0 | 0 | 0 | 0 | 0 | 0 | 0 | 0 | 0 | 0 | 0 | 0 | 0
F3_Commercial_Grocery_New_Food Preparation_Natural Gas_Range_E6 | F3 | Commercial | Grocery | New | Food Preparation | Natural Gas | Range | E6 | PACT BC Ratio | 0 | 0 | 0 | 0 | 0 | 0 | 0 | 0 | 0 | 0 | 0 | 0 | 0 | 0 | 0 | 0 | 0 | 0 | 0 | 0 | 0 | 0 | 0 | 0 | 0 | 0 | 0 | 0 | 0 | 0 | 0
F3_Commercial_Grocery_New_Food Preparation_Natural Gas_Range_E7 | F3 | Commercial | Grocery | New | Food Preparation | Natural Gas | Range | E7 | PACT BC Ratio | 0 | 0 | 0 | 0 | 0 | 0 | 0 | 0 | 0 | 0 | 0 | 0 | 0 | 0 | 0 | 0 | 0 | 0 | 0 | 0 | 0 | 0 | 0 | 0 | 0 | 0 | 0 | 0 | 0 | 0 | 0
F3_Commercial_Grocery_New_Food Preparation_Natural Gas_Range_E8 | F3 | Commercial | Grocery | New | Food Preparation | Natural Gas | Range | E8 | PACT BC Ratio | 0 | 0 | 0 | 0 | 0 | 0 | 0 | 0 | 0 | 0 | 0 | 0 | 0 | 0 | 0 | 0 | 0 | 0 | 0 | 0 | 0 | 0 | 0 | 0 | 0 | 0 | 0 | 0 | 0 | 0 | 0
F3_Commercial_Grocery_New_Food Preparation_Natural Gas_Range_E9 | F3 | Commercial | Grocery | New | Food Preparation | Natural Gas | Range | E9 | PACT BC Ratio | 0 | 0 | 0 | 0 | 0 | 0 | 0 | 0 | 0 | 0 | 0 | 0 | 0 | 0 | 0 | 0 | 0 | 0 | 0 | 0 | 0 | 0 | 0 | 0 | 0 | 0 | 0 | 0 | 0 | 0 | 0
F3_Commercial_Grocery_New_Food Preparation_Natural Gas_Range_E10 | F3 | Commercial | Grocery | New | Food Preparation | Natural Gas | Range | E10 | PACT BC Ratio | 0 | 0 | 0 | 0 | 0 | 0 | 0 | 0 | 0 | 0 | 0 | 0 | 0 | 0 | 0 | 0 | 0 | 0 | 0 | 0 | 0 | 0 | 0 | 0 | 0 | 0 | 0 | 0 | 0 | 0 | 0
F4_Commercial_Grocery_New_Food Preparation_Natural Gas_Range_E1 | F4 | Commercial | Grocery | New | Food Preparation | Natural Gas | Range | E1 | PCT BC Ratio | 0.9 | 0.9 | 0.9 | 0.9 | 0.9 | 0.9 | 0.9 | 0.9 | 0.9 | 0.9 | 0.9 | 0.9 | 0.9 | 0.9 | 0.9 | 0.9 | 0.9 | 0.9 | 0.9 | 0.9 | 0.9 | 0.9 | 0.9 | 0.9 | 0.9 | 0.9 | 0.9 | 0.9 | 0.9 | 0.9 | 0.9
F4_Commercial_Grocery_New_Food Preparation_Natural Gas_Range_E2 | F4 | Commercial | Grocery | New | Food Preparation | Natural Gas | Range | E2 | PCT BC Ratio | 2661.6339 | 2714.3714 | 2752.0895 | 2792.9794 | 2851.7097 | 2671.8307 | 2531.2492 | 2457.3217 | 2430.7657 | 2390.0152 | 2362.5134 | 2487.6415 | 2226.4381 | 2379.6796 | 2576.3539 | 2767.528 | 2774.663 | 2787.9063 | 2734.6519 | 2772.6439 | 2799.2289 | 2835.117 | 2880.2223 | 1357.254 | 1330.197 | 1304.8747 | 1281.0353 | 1258.4265 | 1236.8363 | 1216.0765 | 1196.0188
F4_Commercial_Grocery_New_Food Preparation_Natural Gas_Range_E3 | F4 | Commercial | Grocery | New | Food Preparation | Natural Gas | Range | E3 | PCT BC Ratio | 0 | 0 | 0 | 0 | 0 | 0 | 0 | 0 | 0 | 0 | 0 | 0 | 0 | 0 | 0 | 0 | 0 | 0 | 0 | 0 | 0 | 0 | 0 | 0 | 0 | 0 | 0 | 0 | 0 | 0 | 0
F4_Commercial_Grocery_New_Food Preparation_Natural Gas_Range_E4 | F4 | Commercial | Grocery | New | Food Preparation | Natural Gas | Range | E4 | PCT BC Ratio | 0 | 0 | 0 | 0 | 0 | 0 | 0 | 0 | 0 | 0 | 0 | 0 | 0 | 0 | 0 | 0 | 0 | 0 | 0 | 0 | 0 | 0 | 0 | 0 | 0 | 0 | 0 | 0 | 0 | 0 | 0
F4_Commercial_Grocery_New_Food Preparation_Natural Gas_Range_E5 | F4 | Commercial | Grocery | New | Food Preparation | Natural Gas | Range | E5 | PCT BC Ratio | 0 | 0 | 0 | 0 | 0 | 0 | 0 | 0 | 0 | 0 | 0 | 0 | 0 | 0 | 0 | 0 | 0 | 0 | 0 | 0 | 0 | 0 | 0 | 0 | 0 | 0 | 0 | 0 | 0 | 0 | 0
F4_Commercial_Grocery_New_Food Preparation_Natural Gas_Range_E6 | F4 | Commercial | Grocery | New | Food Preparation | Natural Gas | Range | E6 | PCT BC Ratio | 0 | 0 | 0 | 0 | 0 | 0 | 0 | 0 | 0 | 0 | 0 | 0 | 0 | 0 | 0 | 0 | 0 | 0 | 0 | 0 | 0 | 0 | 0 | 0 | 0 | 0 | 0 | 0 | 0 | 0 | 0
F4_Commercial_Grocery_New_Food Preparation_Natural Gas_Range_E7 | F4 | Commercial | Grocery | New | Food Preparation | Natural Gas | Range | E7 | PCT BC Ratio | 0 | 0 | 0 | 0 | 0 | 0 | 0 | 0 | 0 | 0 | 0 | 0 | 0 | 0 | 0 | 0 | 0 | 0 | 0 | 0 | 0 | 0 | 0 | 0 | 0 | 0 | 0 | 0 | 0 | 0 | 0
F4_Commercial_Grocery_New_Food Preparation_Natural Gas_Range_E8 | F4 | Commercial | Grocery | New | Food Preparation | Natural Gas | Range | E8 | PCT BC Ratio | 0 | 0 | 0 | 0 | 0 | 0 | 0 | 0 | 0 | 0 | 0 | 0 | 0 | 0 | 0 | 0 | 0 | 0 | 0 | 0 | 0 | 0 | 0 | 0 | 0 | 0 | 0 | 0 | 0 | 0 | 0
F4_Commercial_Grocery_New_Food Preparation_Natural Gas_Range_E9 | F4 | Commercial | Grocery | New | Food Preparation | Natural Gas | Range | E9 | PCT BC Ratio | 0 | 0 | 0 | 0 | 0 | 0 | 0 | 0 | 0 | 0 | 0 | 0 | 0 | 0 | 0 | 0 | 0 | 0 | 0 | 0 | 0 | 0 | 0 | 0 | 0 | 0 | 0 | 0 | 0 | 0 | 0
F4_Commercial_Grocery_New_Food Preparation_Natural Gas_Range_E10 | F4 | Commercial | Grocery | New | Food Preparation | Natural Gas | Range | E10 | PCT BC Ratio | 0 | 0 | 0 | 0 | 0 | 0 | 0 | 0 | 0 | 0 | 0 | 0 | 0 | 0 | 0 | 0 | 0 | 0 | 0 | 0 | 0 | 0 | 0 | 0 | 0 | 0 | 0 | 0 | 0 | 0 | 0
F5_Commercial_Grocery_New_Food Preparation_Natural Gas_Range_E1 | F5 | Commercial | Grocery | New | Food Preparation | Natural Gas | Range | E1 | RIM BC Ratio | 0.9 | 0.9 | 0.9 | 0.9 | 0.9 | 0.9 | 0.9 | 0.9 | 0.9 | 0.9 | 0.9 | 0.9 | 0.9 | 0.9 | 0.9 | 0.9 | 0.9 | 0.9 | 0.9 | 0.9 | 0.9 | 0.9 | 0.9 | 0.9 | 0.9 | 0.9 | 0.9 | 0.9 | 0.9 | 0.9 | 0.9
F5_Commercial_Grocery_New_Food Preparation_Natural Gas_Range_E2 | F5 | Commercial | Grocery | New | Food Preparation | Natural Gas | Range | E2 | RIM BC Ratio | 0.83402 | 0.83403 | 0.83404 | 0.83405 | 0.83406 | 0.83402 | 0.83399 | 0.83397 | 0.83396 | 0.83395 | 0.83394 | 0.83397 | 0.83389 | 0.83394 | 0.834 | 0.83405 | 0.83405 | 0.83405 | 0.83404 | 0.83405 | 0.83405 | 0.83406 | 0.83407 | 0.83339 | 0.83336 | 0.83334 | 0.83331 | 0.83329 | 0.83326 | 0.83324 | 0.83321
F5_Commercial_Grocery_New_Food Preparation_Natural Gas_Range_E3 | F5 | Commercial | Grocery | New | Food Preparation | Natural Gas | Range | E3 | RIM BC Ratio | 0 | 0 | 0 | 0 | 0 | 0 | 0 | 0 | 0 | 0 | 0 | 0 | 0 | 0 | 0 | 0 | 0 | 0 | 0 | 0 | 0 | 0 | 0 | 0 | 0 | 0 | 0 | 0 | 0 | 0 | 0
F5_Commercial_Grocery_New_Food Preparation_Natural Gas_Range_E4 | F5 | Commercial | Grocery | New | Food Preparation | Natural Gas | Range | E4 | RIM BC Ratio | 0 | 0 | 0 | 0 | 0 | 0 | 0 | 0 | 0 | 0 | 0 | 0 | 0 | 0 | 0 | 0 | 0 | 0 | 0 | 0 | 0 | 0 | 0 | 0 | 0 | 0 | 0 | 0 | 0 | 0 | 0
F5_Commercial_Grocery_New_Food Preparation_Natural Gas_Range_E5 | F5 | Commercial | Grocery | New | Food Preparation | Natural Gas | Range | E5 | RIM BC Ratio | 0 | 0 | 0 | 0 | 0 | 0 | 0 | 0 | 0 | 0 | 0 | 0 | 0 | 0 | 0 | 0 | 0 | 0 | 0 | 0 | 0 | 0 | 0 | 0 | 0 | 0 | 0 | 0 | 0 | 0 | 0
F5_Commercial_Grocery_New_Food Preparation_Natural Gas_Range_E6 | F5 | Commercial | Grocery | New | Food Preparation | Natural Gas | Range | E6 | RIM BC Ratio | 0 | 0 | 0 | 0 | 0 | 0 | 0 | 0 | 0 | 0 | 0 | 0 | 0 | 0 | 0 | 0 | 0 | 0 | 0 | 0 | 0 | 0 | 0 | 0 | 0 | 0 | 0 | 0 | 0 | 0 | 0
F5_Commercial_Grocery_New_Food Preparation_Natural Gas_Range_E7 | F5 | Commercial | Grocery | New | Food Preparation | Natural Gas | Range | E7 | RIM BC Ratio | 0 | 0 | 0 | 0 | 0 | 0 | 0 | 0 | 0 | 0 | 0 | 0 | 0 | 0 | 0 | 0 | 0 | 0 | 0 | 0 | 0 | 0 | 0 | 0 | 0 | 0 | 0 | 0 | 0 | 0 | 0
F5_Commercial_Grocery_New_Food Preparation_Natural Gas_Range_E8 | F5 | Commercial | Grocery | New | Food Preparation | Natural Gas | Range | E8 | RIM BC Ratio | 0 | 0 | 0 | 0 | 0 | 0 | 0 | 0 | 0 | 0 | 0 | 0 | 0 | 0 | 0 | 0 | 0 | 0 | 0 | 0 | 0 | 0 | 0 | 0 | 0 | 0 | 0 | 0 | 0 | 0 | 0