| Usage | 0 | 0 | 0 | 0 | 0 | 0 | 0 | 0 | 0 | 0 | 0 | 0 | 0 | 0 | 0 | 0 | 0 | 0 | 0 | 0 | 0 | 0 | 0 | 0 | 0 | 0 | 0 | 0 | 0 | 0 | 0 | 0_Usage |  |  |  |  | 1698.6543
| Peak Demand (S) | 0 | 0 | 0 | 0 | 0 | 0 | 0 | 0 | 0 | 0 | 0 | 0 | 0 | 0 | 0 | 0 | 0 | 0 | 0 | 0 | 0 | 0 | 0 | 0 | 0 | 0 | 0 | 0 | 0 | 0 | 0 | 0_Peak Demand (S) |  |  |  |  | 0
| Peak Demand (W) | 0 | 0 | 0 | 0 | 0 | 0 | 0 | 0 | 0 | 0 | 0 | 0 | 0 | 0 | 0 | 0 | 0 | 0 | 0 | 0 | 0 | 0 | 0 | 0 | 0 | 0 | 0 | 0 | 0 | 0 | 0 | 0_Peak Demand (W) |  |  |  |  | 884.6119
| Turnover | 0 | 0 | 0 | 0 | 0 | 0 | 0 | 0 | 0 | 0 | 0 | 0 | 0 | 0 | 0 | 0 | 0 | 0 | 0 | 0 | 0 | 0 | 0 | 0 | 0 | 0 | 0 | 0 | 0 | 0 | 0 | 0_Turnover |  |  |  |  | 6885.4476
| Avg. Replacement Usage | 0 | 0 | 0 | 0 | 0 | 0 | 0 | 0 | 0 | 0 | 0 | 0 | 0 | 0 | 0 | 0 | 0 | 0 | 0 | 0 | 0 | 0 | 0 | 0 | 0 | 0 | 0 | 0 | 0 | 0 | 0 | 0_Avg. Replacement Usage |  |  |  |  | 5638.8522
| Avg. Replacement Demand (S) | 0 | 0 | 0 | 0 | 0 | 0 | 0 | 0 | 0 | 0 | 0 | 0 | 0 | 0 | 0 | 0 | 0 | 0 | 0 | 0 | 0 | 0 | 0 | 0 | 0 | 0 | 0 | 0 | 0 | 0 | 0 | 0_Avg. Replacement Demand (S) |  |  |  |  | 0
| Avg. Replacement Demand (W) | 0 | 0 | 0 | 0 | 0 | 0 | 0 | 0 | 0 | 0 | 0 | 0 | 0 | 0 | 0 | 0 | 0 | 0 | 0 | 0 | 0 | 0 | 0 | 0 | 0 | 0 | 0 | 0 | 0 | 0 | 0 | 0_Avg. Replacement Demand (W) |  |  |  |  | 2.9366
Purchases
| Year | Year 0 | Year 1 | Year 2 | Year 3 | Year 4 | Year 5 | Year 6 | Year 7 | Year 8 | Year 9 | Year 10 | Year 11 | Year 12 | Year 13 | Year 14 | Year 15 | Year 16 | Year 17 | Year 18 | Year 19 | Year 20 | Year 21 | Year 22 | Year 23 | Year 24 | Year 25 | Year 26 | Year 27 | Year 28 | Year 29 | Year 30
| E1 | 0 | 0 | 0 | 0 | 0 | 0 | 0 | 0 | 0 | 0 | 0 | 0 | 0 | 0 | 0 | 0 | 0 | 0 | 0 | 0 | 0 | 0 | 0 | 0 | 0 | 0 | 0 | 0 | 0 | 0 | 0 | 0_E1_Purchases |  |  |  |  | 6885.4476
| E2 | 0 | 0 | 0 | 0 | 0 | 0 | 0 | 0 | 0 | 0 | 0 | 0 | 0 | 0 | 0 | 0 | 0 | 0 | 0 | 0 | 0 | 0 | 0 | 0 | 0 | 0 | 0 | 0 | 0 | 0 | 0 | 0_E2_Purchases |  |  |  |  | 0
| E3 | 0 | 0 | 0 | 0 | 0 | 0 | 0 | 0 | 0 | 0 | 0 | 0 | 0 | 0 | 0 | 0 | 0 | 0 | 0 | 0 | 0 | 0 | 0 | 0 | 0 | 0 | 0 | 0 | 0 | 0 | 0 | 0_E3_Purchases |  |  |  |  | 0
| E4 | 0 | 0 | 0 | 0 | 0 | 0 | 0 | 0 | 0 | 0 | 0 | 0 | 0 | 0 | 0 | 0 | 0 | 0 | 0 | 0 | 0 | 0 | 0 | 0 | 0 | 0 | 0 | 0 | 0 | 0 | 0 | 0_E4_Purchases |  |  |  |  | 0
| E5 | 0 | 0 | 0 | 0 | 0 | 0 | 0 | 0 | 0 | 0 | 0 | 0 | 0 | 0 | 0 | 0 | 0 | 0 | 0 | 0 | 0 | 0 | 0 | 0 | 0 | 0 | 0 | 0 | 0 | 0 | 0 | 0_E5_Purchases |  |  |  |  | 0
| E6 | 0 | 0 | 0 | 0 | 0 | 0 | 0 | 0 | 0 | 0 | 0 | 0 | 0 | 0 | 0 | 0 | 0 | 0 | 0 | 0 | 0 | 0 | 0 | 0 | 0 | 0 | 0 | 0 | 0 | 0 | 0 | 0_E6_Purchases |  |  |  |  | 0
| E7 | 0 | 0 | 0 | 0 | 0 | 0 | 0 | 0 | 0 | 0 | 0 | 0 | 0 | 0 | 0 | 0 | 0 | 0 | 0 | 0 | 0 | 0 | 0 | 0 | 0 | 0 | 0 | 0 | 0 | 0 | 0 | 0_E7_Purchases |  |  |  |  | 0
| E8 | 0 | 0 | 0 | 0 | 0 | 0 | 0 | 0 | 0 | 0 | 0 | 0 | 0 | 0 | 0 | 0 | 0 | 0 | 0 | 0 | 0 | 0 | 0 | 0 | 0 | 0 | 0 | 0 | 0 | 0 | 0 | 0_E8_Purchases |  |  |  |  | 0
| E9 | 0 | 0 | 0 | 0 | 0 | 0 | 0 | 0 | 0 | 0 | 0 | 0 | 0 | 0 | 0 | 0 | 0 | 0 | 0 | 0 | 0 | 0 | 0 | 0 | 0 | 0 | 0 | 0 | 0 | 0 | 0 | 0_E9_Purchases |  |  |  |  | 0
| E10 | 0 | 0 | 0 | 0 | 0 | 0 | 0 | 0 | 0 | 0 | 0 | 0 | 0 | 0 | 0 | 0 | 0 | 0 | 0 | 0 | 0 | 0 | 0 | 0 | 0 | 0 | 0 | 0 | 0 | 0 | 0 | 0_E10_Purchases |  |  |  |  | 0
Stock
| Year | Year 0 | Year 1 | Year 2 | Year 3 | Year 4 | Year 5 | Year 6 | Year 7 | Year 8 | Year 9 | Year 10 | Year 11 | Year 12 | Year 13 | Year 14 | Year 15 | Year 16 | Year 17 | Year 18 | Year 19 | Year 20 | Year 21 | Year 22 | Year 23 | Year 24 | Year 25 | Year 26 | Year 27 | Year 28 | Year 29 | Year 30
| E1 | 0 | 0 | 0 | 0 | 0 | 0 | 0 | 0 | 0 | 0 | 0 | 0 | 0 | 0 | 0 | 0 | 0 | 0 | 0 | 0 | 0 | 0 | 0 | 0 | 0 | 0 | 0 | 0 | 0 | 0 | 0 | 0_E1_Stock |  |  |  |  | 13576.6093
| E2 | 0 | 0 | 0 | 0 | 0 | 0 | 0 | 0 | 0 | 0 | 0 | 0 | 0 | 0 | 0 | 0 | 0 | 0 | 0 | 0 | 0 | 0 | 0 | 0 | 0 | 0 | 0 | 0 | 0 | 0 | 0 | 0_E2_Stock |  |  |  |  | 0
| E3 | 0 | 0 | 0 | 0 | 0 | 0 | 0 | 0 | 0 | 0 | 0 | 0 | 0 | 0 | 0 | 0 | 0 | 0 | 0 | 0 | 0 | 0 | 0 | 0 | 0 | 0 | 0 | 0 | 0 | 0 | 0 | 0_E3_Stock |  |  |  |  | 0
| E4 | 0 | 0 | 0 | 0 | 0 | 0 | 0 | 0 | 0 | 0 | 0 | 0 | 0 | 0 | 0 | 0 | 0 | 0 | 0 | 0 | 0 | 0 | 0 | 0 | 0 | 0 | 0 | 0 | 0 | 0 | 0 | 0_E4_Stock |  |  |  |  | 0
| E5 | 0 | 0 | 0 | 0 | 0 | 0 | 0 | 0 | 0 | 0 | 0 | 0 | 0 | 0 | 0 | 0 | 0 | 0 | 0 | 0 | 0 | 0 | 0 | 0 | 0 | 0 | 0 | 0 | 0 | 0 | 0 | 0_E5_Stock |  |  |  |  | 0
| E6 | 0 | 0 | 0 | 0 | 0 | 0 | 0 | 0 | 0 | 0 | 0 | 0 | 0 | 0 | 0 | 0 | 0 | 0 | 0 | 0 | 0 | 0 | 0 | 0 | 0 | 0 | 0 | 0 | 0 | 0 | 0 | 0_E6_Stock |  |  |  |  | 0
| E7 | 0 | 0 | 0 | 0 | 0 | 0 | 0 | 0 | 0 | 0 | 0 | 0 | 0 | 0 | 0 | 0 | 0 | 0 | 0 | 0 | 0 | 0 | 0 | 0 | 0 | 0 | 0 | 0 | 0 | 0 | 0 | 0_E7_Stock |  |  |  |  | 0
| E8 | 0 | 0 | 0 | 0 | 0 | 0 | 0 | 0 | 0 | 0 | 0 | 0 | 0 | 0 | 0 | 0 | 0 | 0 | 0 | 0 | 0 | 0 | 0 | 0 | 0 | 0 | 0 | 0 | 0 | 0 | 0 | 0_E8_Stock |  |  |  |  | 0
| E9 | 0 | 0 | 0 | 0 | 0 | 0 | 0 | 0 | 0 | 0 | 0 | 0 | 0 | 0 | 0 | 0 | 0 | 0 | 0 | 0 | 0 | 0 | 0 | 0 | 0 | 0 | 0 | 0 | 0 | 0 | 0 | 0_E9_Stock |  |  |  |  | 0
| E10 | 0 | 0 | 0 | 0 | 0 | 0 | 0 | 0 | 0 | 0 | 0 | 0 | 0 | 0 | 0 | 0 | 0 | 0 | 0 | 0 | 0 | 0 | 0 | 0 | 0 | 0 | 0 | 0 | 0 | 0 | 0 | 0_E10_Stock |  |  |  |  | 0
| Vintage | 0 | 0 | 0 | 0 | 0 | 0 | 0 | 0 | 0 | 0 | 0 | 0 | 0 | 0 | 0 | 0 | 0 | 0 | 0 | 0 | 0 | 0 | 0 | 0 | 0 | 0 | 0 | 0 | 0 | 0 | 0 | 0_Vintage_Stock |  |  |  |  | 288381.2139
S5C3 |  | Year 0: System 5 Technology 3
Technology Variables
| Tech Key | Year 0: 0
| Peak Factor (S) | Year 0: 0
| Peak Factor (W) | Year 0: 0
| Min Vintage Lifetime | Year 0: 0
| Max Vintage Lifetime | Year 0: 0
| Turnover Style | Year 0: 0
Technology Variables
| Equipment | Year 0: Label; Year 1: Min Lifetime; Year 2: Max Lifetime; Year 3: Degradation; Year 4: Usage; Year 5: Available
| E1 | Year 1: 0; Year 2: 0; Year 3: 0%; Year 4: 0; Year 5: FALSE
| E2 | Year 1: 0; Year 2: 0; Year 3: 0%; Year 4: 0; Year 5: FALSE
| E3 | Year 1: 0; Year 2: 0; Year 3: 0%; Year 4: 0; Year 5: FALSE
| E4 | Year 1: 0; Year 2: 0; Year 3: 0%; Year 4: 0; Year 5: FALSE
| E5 | Year 1: 0; Year 2: 0; Year 3: 0%; Year 4: 0; Year 5: FALSE
| E6 | Year 1: 0; Year 2: 0; Year 3: 0%; Year 4: 0; Year 5: FALSE
| E7 | Year 1: 0; Year 2: 0; Year 3: 0%; Year 4: 0; Year 5: FALSE
| E8 | Year 1: 0; Year 2: 0; Year 3: 0%; Year 4: 0; Year 5: FALSE
| E9 | Year 1: 0; Year 2: 0; Year 3: 0%; Year 4: 0; Year 5: FALSE
| E10 | Year 1: 0; Year 2: 0; Year 3: 0%; Year 4: 0; Year 5: FALSE
Original Forecast Results
| Year | Year 0 | Year 1 | Year 2 | Year 3 | Year 4 | Year 5 | Year 6 | Year 7 | Year 8 | Year 9 | Year 10 | Year 11 | Year 12 | Year 13 | Year 14 | Year 15 | Year 16 | Year 17 | Year 18 | Year 19 | Year 20 | Year 21 | Year 22 | Year 23 | Year 24 | Year 25 | Year 26 | Year 27 | Year 28 | Year 29 | Year 30 | Key
| Units | 0 | 0 | 0 | 0 | 0 | 0 | 0 | 0 | 0 | 0 | 0 | 0 | 0 | 0 | 0 | 0 | 0 | 0 | 0 | 0 | 0 | 0 | 0 | 0 | 0 | 0 | 0 | 0 | 0 | 0 | 0 | #REF! |  |  |  |  | 301957.8232
| Usage | 0 | 0 | 0 | 0 | 0 | 0 | 0 | 0 | 0 | 0 | 0 | 0 | 0 | 0 | 0 | 0 | 0 | 0 | 0 | 0 | 0 | 0 | 0 | 0 | 0 | 0 | 0 | 0 | 0 | 0 | 0 | #REF! |  |  |  |  | 1698.6543
| Peak Demand (S) | 0 | 0 | 0 | 0 | 0 | 0 | 0 | 0 | 0 | 0 | 0 | 0 | 0 | 0 | 0 | 0 | 0 | 0 | 0 | 0 | 0 | 0 | 0 | 0 | 0 | 0 | 0 | 0 | 0 | 0 | 0 | #REF! |  |  |  |  | 0
| Peak Demand (W) | 0 | 0 | 0 | 0 | 0 | 0 | 0 | 0 | 0 | 0 | 0 | 0 | 0 | 0 | 0 | 0 | 0 | 0 | 0 | 0 | 0 | 0 | 0 | 0 | 0 | 0 | 0 | 0 | 0 | 0 | 0 | #REF! |  |  |  |  | 884.6119
| Turnover | 0 | 0 | 0 | 0 | 0 | 0 | 0 | 0 | 0 | 0 | 0 | 0 | 0 | 0 | 0 | 0 | 0 | 0 | 0 | 0 | 0 | 0 | 0 | 0 | 0 | 0 | 0 | 0 | 0 | 0 | 0 | #REF! |  |  |  |  | 6885.4476
| Avg. Replacement Usage | 0 | 0 | 0 | 0 | 0 | 0 | 0 | 0 | 0 | 0 | 0 | 0 | 0 | 0 | 0 | 0 | 0 | 0 | 0 | 0 | 0 | 0 | 0 | 0 | 0 | 0 | 0 | 0 | 0 | 0 | 0 | #REF! |  |  |  |  | 5638.8522
| Avg. Replacement Demand (S) | 0 | 0 | 0 | 0 | 0 | 0 | 0 | 0 | 0 | 0 | 0 | 0 | 0 | 0 | 0 | 0 | 0 | 0 | 0 | 0 | 0 | 0 | 0 | 0 | 0 | 0 | 0 | 0 | 0 | 0 | 0 | #REF! |  |  |  |  | 0
| Avg. Replacement Demand (W) | 0 | 0 | 0 | 0 | 0 | 0 | 0 | 0 | 0 | 0 | 0 | 0 | 0 | 0 | 0 | 0 | 0 | 0 | 0 | 0 | 0 | 0 | 0 | 0 | 0 | 0 | 0 | 0 | 0 | 0 | 0 | #REF! |  |  |  |  | 2.9366
Tech Forecast Stock
| Year | Year 0 | Year 1 | Year 2 | Year 3 | Year 4 | Year 5 | Year 6 | Year 7 | Year 8 | Year 9 | Year 10 | Year 11 | Year 12 | Year 13 | Year 14 | Year 15 | Year 16 | Year 17 | Year 18 | Year 19 | Year 20 | Year 21 | Year 22 | Year 23 | Year 24 | Year 25 | Year 26 | Year 27 | Year 28 | Year 29 | Year 30
| E1 | 0 | 0 | 0 | 0 | 0 | 0 | 0 | 0 | 0 | 0 | 0 | 0 | 0 | 0 | 0 | 0 | 0 | 0 | 0 | 0 | 0 | 0 | 0 | 0 | 0 | 0 | 0 | 0 | 0 | 0 | 0
| E2 | 0 | 0 | 0 | 0 | 0 | 0 | 0 | 0 | 0 | 0 | 0 | 0 | 0 | 0 | 0 | 0 | 0 | 0 | 0 | 0 | 0 | 0 | 0 | 0 | 0 | 0 | 0 | 0 | 0 | 0 | 0
| E3 | 0 | 0 | 0 | 0 | 0 | 0 | 0 | 0 | 0 | 0 | 0 | 0 | 0 | 0 | 0 | 0 | 0 | 0 | 0 | 0 | 0 | 0 | 0 | 0 | 0 | 0 | 0 | 0 | 0 | 0 | 0
| E4 | 0 | 0 | 0 | 0 | 0 | 0 | 0 | 0 | 0 | 0 | 0 | 0 | 0 | 0 | 0 | 0 | 0 | 0 | 0 | 0 | 0 | 0 | 0 | 0 | 0 | 0 | 0 | 0 | 0 | 0 | 0
| E5 | 0 | 0 | 0 | 0 | 0 | 0 | 0 | 0 | 0 | 0 | 0 | 0 | 0 | 0 | 0 | 0 | 0 | 0 | 0 | 0 | 0 | 0 | 0 | 0 | 0 | 0 | 0 | 0 | 0 | 0 | 0
| E6 | 0 | 0 | 0 | 0 | 0 | 0 | 0 | 0 | 0 | 0 | 0 | 0 | 0 | 0 | 0 | 0 | 0 | 0 | 0 | 0 | 0 | 0 | 0 | 0 | 0 | 0 | 0 | 0 | 0 | 0 | 0
| E7 | 0 | 0 | 0 | 0 | 0 | 0 | 0 | 0 | 0 | 0 | 0 | 0 | 0 | 0 | 0 | 0 | 0 | 0 | 0 | 0 | 0 | 0 | 0 | 0 | 0 | 0 | 0 | 0 | 0 | 0 | 0
| E8 | 0 | 0 | 0 | 0 | 0 | 0 | 0 | 0 | 0 | 0 | 0 | 0 | 0 | 0 | 0 | 0 | 0 | 0 | 0 | 0 | 0 | 0 | 0 | 0 | 0 | 0 | 0 | 0 | 0 | 0 | 0
| E9 | 0 | 0 | 0 | 0 | 0 | 0 | 0 | 0 | 0 | 0 | 0 | 0 | 0 | 0 | 0 | 0 | 0 | 0 | 0 | 0 | 0 | 0 | 0 | 0 | 0 | 0 | 0 | 0 | 0 | 0 | 0
| E10 | 0 | 0 | 0 | 0 | 0 | 0 | 0 | 0 | 0 | 0 | 0 | 0 | 0 | 0 | 0 | 0 | 0 | 0 | 0 | 0 | 0 | 0 | 0 | 0 | 0 | 0 | 0 | 0 | 0 | 0 | 0
| Vintage | 0 | 0 | 0 | 0 | 0 | 0 | 0 | 0 | 0 | 0 | 0 | 0 | 0 | 0 | 0 | 0 | 0 | 0 | 0 | 0 | 0 | 0 | 0 | 0 | 0 | 0 | 0 | 0 | 0 | 0 | 0
Stock for Switching
| Year | Year 0 | Year 1 | Year 2 | Year 3 | Year 4 | Year 5 | Year 6 | Year 7 | Year 8 | Year 9 | Year 10 | Year 11 | Year 12 | Year 13 | Year 14 | Year 15 | Year 16 | Year 17 | Year 18 | Year 19 | Year 20 | Year 21 | Year 22 | Year 23 | Year 24 | Year 25 | Year 26 | Year 27 | Year 28 | Year 29 | Year 30
| E1 | 0 | 0 | 0 | 0 | 0 | 0 | 0 | 0 | 0 | 0 | 0 | 0 | 0 | 0 | 0 | 0 | 0 | 0 | 0 | 0 | 0 | 0 | 0 | 0 | 0 | 0 | 0 | 0 | 0 | 0 | 0 | 0_E1_SysStock
| E2 | 0 | 0 | 0 | 0 | 0 | 0 | 0 | 0 | 0 | 0 | 0 | 0 | 0 | 0 | 0 | 0 | 0 | 0 | 0 | 0 | 0 | 0 | 0 | 0 | 0 | 0 | 0 | 0 | 0 | 0 | 0 | 0_E2_SysStock
| E3 | 0 | 0 | 0 | 0 | 0 | 0 | 0 | 0 | 0 | 0 | 0 | 0 | 0 | 0 | 0 | 0 | 0 | 0 | 0 | 0 | 0 | 0 | 0 | 0 | 0 | 0 | 0 | 0 | 0 | 0 | 0 | 0_E3_SysStock
| E4 | 0 | 0 | 0 | 0 | 0 | 0 | 0 | 0 | 0 | 0 | 0 | 0 | 0 | 0 | 0 | 0 | 0 | 0 | 0 | 0 | 0 | 0 | 0 | 0 | 0 | 0 | 0 | 0 | 0 | 0 | 0 | 0_E4_SysStock
| E5 | 0 | 0 | 0 | 0 | 0 | 0 | 0 | 0 | 0 | 0 | 0 | 0 | 0 | 0 | 0 | 0 | 0 | 0 | 0 | 0 | 0 | 0 | 0 | 0 | 0 | 0 | 0 | 0 | 0 | 0 | 0 | 0_E5_SysStock
| E6 | 0 | 0 | 0 | 0 | 0 | 0 | 0 | 0 | 0 | 0 | 0 | 0 | 0 | 0 | 0 | 0 | 0 | 0 | 0 | 0 | 0 | 0 | 0 | 0 | 0 | 0 | 0 | 0 | 0 | 0 | 0 | 0_E6_SysStock
| E7 | 0 | 0 | 0 | 0 | 0 | 0 | 0 | 0 | 0 | 0 | 0 | 0 | 0 | 0 | 0 | 0 | 0 | 0 | 0 | 0 | 0 | 0 | 0 | 0 | 0 | 0 | 0 | 0 | 0 | 0 | 0 | 0_E7_SysStock
| E8 | 0 | 0 | 0 | 0 | 0 | 0 | 0 | 0 | 0 | 0 | 0 | 0 | 0 | 0 | 0 | 0 | 0 | 0 | 0 | 0 | 0 | 0 | 0 | 0 | 0 | 0 | 0 | 0 | 0 | 0 | 0 | 0_E8_SysStock
| E9 | 0 | 0 | 0 | 0 | 0 | 0 | 0 | 0 | 0 | 0 | 0 | 0 | 0 | 0 | 0 | 0 | 0 | 0 | 0 | 0 | 0 | 0 | 0 | 0 | 0 | 0 | 0 | 0 | 0 | 0 | 0 | 0_E9_SysStock
| E10 | 0 | 0 | 0 | 0 | 0 | 0 | 0 | 0 | 0 | 0 | 0 | 0 | 0 | 0 | 0 | 0 | 0 | 0 | 0 | 0 | 0 | 0 | 0 | 0 | 0 | 0 | 0 | 0 | 0 | 0 | 0 | 0_E10_SysStock
| Vintage | 0 | 0 | 0 | 0 | 0 | 0 | 0 | 0 | 0 | 0 | 0 | 0 | 0 | 0 | 0 | 0 | 0 | 0 | 0 | 0 | 0 | 0 | 0 | 0 | 0 | 0 | 0 | 0 | 0 | 0 | 0 | 0_Vintage_SysStock
Tech Forecast Purchases
| Year | Year 0 | Year 1 | Year 2 | Year 3 | Year 4 | Year 5 | Year 6 | Year 7 | Year 8 | Year 9 | Year 10 | Year 11 | Year 12 | Year 13 | Year 14 | Year 15 | Year 16 | Year 17 | Year 18 | Year 19 | Year 20 | Year 21 | Year 22 | Year 23 | Year 24 | Year 25 | Year 26 | Year 27 | Year 28 | Year 29 | Year 30
| E1 | 0 | 0 | 0 | 0 | 0 | 0 | 0 | 0 | 0 | 0 | 0 | 0 | 0 | 0 | 0 | 0 | 0 | 0 | 0 | 0 | 0 | 0 | 0 | 0 | 0 | 0 | 0 | 0 | 0 | 0 | 0
| E2 | 0 | 0 | 0 | 0 | 0 | 0 | 0 | 0 | 0 | 0 | 0 | 0 | 0 | 0 | 0 | 0 | 0 | 0 | 0 | 0 | 0 | 0 | 0 | 0 | 0 | 0 | 0 | 0 | 0 | 0 | 0
| E3 | 0 | 0 | 0 | 0 | 0 | 0 | 0 | 0 | 0 | 0 | 0 | 0 | 0 | 0 | 0 | 0 | 0 | 0 | 0 | 0 | 0 | 0 | 0 | 0 | 0 | 0 | 0 | 0 | 0 | 0 | 0
| E4 | 0 | 0 | 0 | 0 | 0 | 0 | 0 | 0 | 0 | 0 | 0 | 0 | 0 | 0 | 0 | 0 | 0 | 0 | 0 | 0 | 0 | 0 | 0 | 0 | 0 | 0 | 0 | 0 | 0 | 0 | 0
| E5 | 0 | 0 | 0 | 0 | 0 | 0 | 0 | 0 | 0 | 0 | 0 | 0 | 0 | 0 | 0 | 0 | 0 | 0 | 0 | 0 | 0 | 0 | 0 | 0 | 0 | 0 | 0 | 0 | 0 | 0 | 0
| E6 | 0 | 0 | 0 | 0 | 0 | 0 | 0 | 0 | 0 | 0 | 0 | 0 | 0 | 0 | 0 | 0 | 0 | 0 | 0 | 0 | 0 | 0 | 0 | 0 | 0 | 0 | 0 | 0 | 0 | 0 | 0
| E7 | 0 | 0 | 0 | 0 | 0 | 0 | 0 | 0 | 0 | 0 | 0 | 0 | 0 | 0 | 0 | 0 | 0 | 0 | 0 | 0 | 0 | 0 | 0 | 0 | 0 | 0 | 0 | 0 | 0 | 0 | 0
| E8 | 0 | 0 | 0 | 0 | 0 | 0 | 0 | 0 | 0 | 0 | 0 | 0 | 0 | 0 | 0 | 0 | 0 | 0 | 0 | 0 | 0 | 0 | 0 | 0 | 0 | 0 | 0 | 0 | 0 | 0 | 0
| E9 | 0 | 0 | 0 | 0 | 0 | 0 | 0 | 0 | 0 | 0 | 0 | 0 | 0 | 0 | 0 | 0 | 0 | 0 | 0 | 0 | 0 | 0 | 0 | 0 | 0 | 0 | 0 | 0 | 0 | 0 | 0
| E10 | 0 | 0 | 0 | 0 | 0 | 0 | 0 | 0 | 0 | 0 | 0 | 0 | 0 | 0 | 0 | 0 | 0 | 0 | 0 | 0 | 0 | 0 | 0 | 0 | 0 | 0 | 0 | 0 | 0 | 0 | 0
Potential to Switch
| Year | Year 0 | Year 1 | Year 2 | Year 3 | Year 4 | Year 5 | Year 6 | Year 7 | Year 8 | Year 9 | Year 10 | Year 11 | Year 12 | Year 13 | Year 14 | Year 15 | Year 16 | Year 17 | Year 18 | Year 19 | Year 20 | Year 21 | Year 22 | Year 23 | Year 24 | Year 25 | Year 26 | Year 27 | Year 28 | Year 29 | Year 30
| E1 | 0 | 0 | 0 | 0 | 0 | 0 | 0 | 0 | 0 | 0 | 0 | 0 | 0 | 0 | 0 | 0 | 0 | 0 | 0 | 0 | 0 | 0 | 0 | 0 | 0 | 0 | 0 | 0 | 0 | 0 | 0 | 0_E1_Switched Out
| E2 | 0 | 0 | 0 | 0 | 0 | 0 | 0 | 0 | 0 | 0 | 0 | 0 | 0 | 0 | 0 | 0 | 0 | 0 | 0 | 0 | 0 | 0 | 0 | 0 | 0 | 0 | 0 | 0 | 0 | 0 | 0 | 0_E2_Switched Out
| E3 | 0 | 0 | 0 | 0 | 0 | 0 | 0 | 0 | 0 | 0 | 0 | 0 | 0 | 0 | 0 | 0 | 0 | 0 | 0 | 0 | 0 | 0 | 0 | 0 | 0 | 0 | 0 | 0 | 0 | 0 | 0 | 0_E3_Switched Out
| E4 | 0 | 0 | 0 | 0 | 0 | 0 | 0 | 0 | 0 | 0 | 0 | 0 | 0 | 0 | 0 | 0 | 0 | 0 | 0 | 0 | 0 | 0 | 0 | 0 | 0 | 0 | 0 | 0 | 0 | 0 | 0 | 0_E4_Switched Out
| E5 | 0 | 0 | 0 | 0 | 0 | 0 | 0 | 0 | 0 | 0 | 0 | 0 | 0 | 0 | 0 | 0 | 0 | 0 | 0 | 0 | 0 | 0 | 0 | 0 | 0 | 0 | 0 | 0 | 0 | 0 | 0 | 0_E5_Switched Out
| E6 | 0 | 0 | 0 | 0 | 0 | 0 | 0 | 0 | 0 | 0 | 0 | 0 | 0 | 0 | 0 | 0 | 0 | 0 | 0 | 0 | 0 | 0 | 0 | 0 | 0 | 0 | 0 | 0 | 0 | 0 | 0 | 0_E6_Switched Out
| E7 | 0 | 0 | 0 | 0 | 0 | 0 | 0 | 0 | 0 | 0 | 0 | 0 | 0 | 0 | 0 | 0 | 0 | 0 | 0 | 0 | 0 | 0 | 0 | 0 | 0 | 0 | 0 | 0 | 0 | 0 | 0 | 0_E7_Switched Out
| E8 | 0 | 0 | 0 | 0 | 0 | 0 | 0 | 0 | 0 | 0 | 0 | 0 | 0 | 0 | 0 | 0 | 0 | 0 | 0 | 0 | 0 | 0 | 0 | 0 | 0 | 0 | 0 | 0 | 0 | 0 | 0 | 0_E8_Switched Out
| E9 | 0 | 0 | 0 | 0 | 0 | 0 | 0 | 0 | 0 | 0 | 0 | 0 | 0 | 0 | 0 | 0 | 0 | 0 | 0 | 0 | 0 | 0 | 0 | 0 | 0 | 0 | 0 | 0 | 0 | 0 | 0 | 0_E9_Switched Out
| E10 | 0 | 0 | 0 | 0 | 0 | 0 | 0 | 0 | 0 | 0 | 0 | 0 | 0 | 0 | 0 | 0 | 0 | 0 | 0 | 0 | 0 | 0 | 0 | 0 | 0 | 0 | 0 | 0 | 0 | 0 | 0 | 0_E10_Switched Out
Units Out
| E1 | 0 | 0 | 0 | 0 | 0 | 0 | 0 | 0 | 0 | 0 | 0 | 0 | 0 | 0 | 0 | 0 | 0 | 0 | 0 | 0 | 0 | 0 | 0 | 0 | 0 | 0 | 0 | 0 | 0 | 0 | 0
| E2 | 0 | 0 | 0 | 0 | 0 | 0 | 0 | 0 | 0 | 0 | 0 | 0 | 0 | 0 | 0 | 0 | 0 | 0 | 0 | 0 | 0 | 0 | 0 | 0 | 0 | 0 | 0 | 0 | 0 | 0 | 0
| E3 | 0 | 0 | 0 | 0 | 0 | 0 | 0 | 0 | 0 | 0 | 0 | 0 | 0 | 0 | 0 | 0 | 0 | 0 | 0 | 0 | 0 | 0 | 0 | 0 | 0 | 0 | 0 | 0 | 0 | 0 | 0
| E4 | 0 | 0 | 0 | 0 | 0 | 0 | 0 | 0 | 0 | 0 | 0 | 0 | 0 | 0 | 0 | 0 | 0 | 0 | 0 | 0 | 0 | 0 | 0 | 0 | 0 | 0 | 0 | 0 | 0 | 0 | 0
| E5 | 0 | 0 | 0 | 0 | 0 | 0 | 0 | 0 | 0 | 0 | 0 | 0 | 0 | 0 | 0 | 0 | 0 | 0 | 0 | 0 | 0 | 0 | 0 | 0 | 0 | 0 | 0 | 0 | 0 | 0 | 0
| E6 | 0 | 0 | 0 | 0 | 0 | 0 | 0 | 0 | 0 | 0 | 0 | 0 | 0 | 0 | 0 | 0 | 0 | 0 | 0 | 0 | 0 | 0 | 0 | 0 | 0 | 0 | 0 | 0 | 0 | 0 | 0
| E7 | 0 | 0 | 0 | 0 | 0 | 0 | 0 | 0 | 0 | 0 | 0 | 0 | 0 | 0 | 0 | 0 | 0 | 0 | 0 | 0 | 0 | 0 | 0 | 0 | 0 | 0 | 0 | 0 | 0 | 0 | 0
| E8 | 0 | 0 | 0 | 0 | 0 | 0 | 0 | 0 | 0 | 0 | 0 | 0 | 0 | 0 | 0 | 0 | 0 | 0 | 0 | 0 | 0 | 0 | 0 | 0 | 0 | 0 | 0 | 0 | 0 | 0 | 0
| E9 | 0 | 0 | 0 | 0 | 0 | 0 | 0 | 0 | 0 | 0 | 0 | 0 | 0 | 0 | 0 | 0 | 0 | 0 | 0 | 0 | 0 | 0 | 0 | 0 | 0 | 0 | 0 | 0 | 0 | 0 | 0
| E10 | 0 | 0 | 0 | 0 | 0 | 0 | 0 | 0 | 0 | 0 | 0 | 0 | 0 | 0 | 0 | 0 | 0 | 0 | 0 | 0 | 0 | 0 | 0 | 0 | 0 | 0 | 0 | 0 | 0 | 0 | 0
| Vintage | 0 | 0 | 0 | 0 | 0 | 0 | 0 | 0 | 0 | 0 | 0 | 0 | 0 | 0 | 0 | 0 | 0 | 0 | 0 | 0 | 0 | 0 | 0 | 0 | 0 | 0 | 0 | 0 | 0 | 0 | 0
Tech Purchase Shares
| Year | Year 0 | Year 1 | Year 2 | Year 3 | Year 4 | Year 5 | Year 6 | Year 7 | Year 8 | Year 9 | Year 10 | Year 11 | Year 12 | Year 13 | Year 14 | Year 15 | Year 16 | Year 17 | Year 18 | Year 19 | Year 20 | Year 21 | Year 22 | Year 23 | Year 24 | Year 25 | Year 26 | Year 27 | Year 28 | Year 29 | Year 30
E1 | bar: Year 0 to Year 30
E2 | bar: Year 0 to Year 30
E3 | bar: Year 0 to Year 30
E4 | bar: Year 0 to Year 30
E5 | bar: Year 0 to Year 30
E6 | bar: Year 0 to Year 30
E7 | bar: Year 0 to Year 30
E8 | bar: Year 0 to Year 30
E9 | bar: Year 0 to Year 30
E10 | bar: Year 0 to Year 30
Units In from Switching
| E1 | 0 | 0 | 0 | 0 | 0 | 0 | 0 | 0 | 0 | 0 | 0 | 0 | 0 | 0 | 0 | 0 | 0 | 0 | 0 | 0 | 0 | 0 | 0 | 0 | 0 | 0 | 0 | 0 | 0 | 0 | 0
| E2 | 0 | 0 | 0 | 0 | 0 | 0 | 0 | 0 | 0 | 0 | 0 | 0 | 0 | 0 | 0 | 0 | 0 | 0 | 0 | 0 | 0 | 0 | 0 | 0 | 0 | 0 | 0 | 0 | 0 | 0 | 0
| E3 | 0 | 0 | 0 | 0 | 0 | 0 | 0 | 0 | 0 | 0 | 0 | 0 | 0 | 0 | 0 | 0 | 0 | 0 | 0 | 0 | 0 | 0 | 0 | 0 | 0 | 0 | 0 | 0 | 0 | 0 | 0
| E4 | 0 | 0 | 0 | 0 | 0 | 0 | 0 | 0 | 0 | 0 | 0 | 0 | 0 | 0 | 0 | 0 | 0 | 0 | 0 | 0 | 0 | 0 | 0 | 0 | 0 | 0 | 0 | 0 | 0 | 0 | 0
| E5 | 0 | 0 | 0 | 0 | 0 | 0 | 0 | 0 | 0 | 0 | 0 | 0 | 0 | 0 | 0 | 0 | 0 | 0 | 0 | 0 | 0 | 0 | 0 | 0 | 0 | 0 | 0 | 0 | 0 | 0 | 0
| E6 | 0 | 0 | 0 | 0 | 0 | 0 | 0 | 0 | 0 | 0 | 0 | 0 | 0 | 0 | 0 | 0 | 0 | 0 | 0 | 0 | 0 | 0 | 0 | 0 | 0 | 0 | 0 | 0 | 0 | 0 | 0
| E7 | 0 | 0 | 0 | 0 | 0 | 0 | 0 | 0 | 0 | 0 | 0 | 0 | 0 | 0 | 0 | 0 | 0 | 0 | 0 | 0 | 0 | 0 | 0 | 0 | 0 | 0 | 0 | 0 | 0 | 0 | 0
| E8 | 0 | 0 | 0 | 0 | 0 | 0 | 0 | 0 | 0 | 0 | 0 | 0 | 0 | 0 | 0 | 0 | 0 | 0 | 0 | 0 | 0 | 0 | 0 | 0 | 0 | 0 | 0 | 0 | 0 | 0 | 0
| E9 | 0 | 0 | 0 | 0 | 0 | 0 | 0 | 0 | 0 | 0 | 0 | 0 | 0 | 0 | 0 | 0 | 0 | 0 | 0 | 0 | 0 | 0 | 0 | 0 | 0 | 0 | 0 | 0 | 0 | 0 | 0
| E10 | 0 | 0 | 0 | 0 | 0 | 0 | 0 | 0 | 0 | 0 | 0 | 0 | 0 | 0 | 0 | 0 | 0 | 0 | 0 | 0 | 0 | 0 | 0 | 0 | 0 | 0 | 0 | 0 | 0 | 0 | 0
| Vintage | 0 | 0 | 0 | 0 | 0 | 0 | 0 | 0 | 0 | 0 | 0 | 0 | 0 | 0 | 0 | 0 | 0 | 0 | 0 | 0 | 0 | 0 | 0 | 0 | 0 | 0 | 0 | 0 | 0 | 0 | 0
Net Change
| Year | Year 0 | Year 1 | Year 2 | Year 3 | Year 4 | Year 5 | Year 6 | Year 7 | Year 8 | Year 9 | Year 10 | Year 11 | Year 12 | Year 13 | Year 14 | Year 15 | Year 16 | Year 17 | Year 18 | Year 19 | Year 20 | Year 21 | Year 22 | Year 23 | Year 24 | Year 25 | Year 26 | Year 27 | Year 28 | Year 29 | Year 30 | Key
| Units | 0 | 0 | 0 | 0 | 0 | 0 | 0 | 0 | 0 | 0 | 0 | 0 | 0 | 0 | 0 | 0 | 0 | 0 | 0 | 0 | 0 | 0 | 0 | 0 | 0 | 0 | 0 | 0 | 0 | 0 | 0 | 0_Units |  |  |  |  | 301957.8232
| Usage | 0 | 0 | 0 | 0 | 0 | 0 | 0 | 0 | 0 | 0 | 0 | 0 | 0 | 0 | 0 | 0 | 0 | 0 | 0 | 0 | 0 | 0 | 0 | 0 | 0 | 0 | 0 | 0 | 0 | 0 | 0 | 0_Usage |  |  |  |  | 1698.6543
| Peak Demand (S) | 0 | 0 | 0 | 0 | 0 | 0 | 0 | 0 | 0 | 0 | 0 | 0 | 0 | 0 | 0 | 0 | 0 | 0 | 0 | 0 | 0 | 0 | 0 | 0 | 0 | 0 | 0 | 0 | 0 | 0 | 0 | 0_Peak Demand (S) |  |  |  |  | 0
| Peak Demand (W) | 0 | 0 | 0 | 0 | 0 | 0 | 0 | 0 | 0 | 0 | 0 | 0 | 0 | 0 | 0 | 0 | 0 | 0 | 0 | 0 | 0 | 0 | 0 | 0 | 0 | 0 | 0 | 0 | 0 | 0 | 0 | 0_Peak Demand (W) |  |  |  |  | 884.6119
| Turnover | 0 | 0 | 0 | 0 | 0 | 0 | 0 | 0 | 0 | 0 | 0 | 0 | 0 | 0 | 0 | 0 | 0 | 0 | 0 | 0 | 0 | 0 | 0 | 0 | 0 | 0 | 0 | 0 | 0 | 0 | 0 | 0_Turnover |  |  |  |  | 6885.4476
| Avg. Replacement Usage | 0 | 0 | 0 | 0 | 0 | 0 | 0 | 0 | 0 | 0 | 0 | 0 | 0 | 0 | 0 | 0 | 0 | 0 | 0 | 0 | 0 | 0 | 0 | 0 | 0 | 0 | 0 | 0 | 0 | 0 | 0 | 0_Avg. Replacement Usage |  |  |  |  | 5638.8522
| Avg. Replacement Demand (S) | 0 | 0 | 0 | 0 | 0 | 0 | 0 | 0 | 0 | 0 | 0 | 0 | 0 | 0 | 0 | 0 | 0 | 0 | 0 | 0 | 0 | 0 | 0 | 0 | 0 | 0 | 0 | 0 | 0 | 0 | 0 | 0_Avg. Replacement Demand (S) |  |  |  |  | 0
| Avg. Replacement Demand (W) | 0 | 0 | 0 | 0 | 0 | 0 | 0 | 0 | 0 | 0 | 0 | 0 | 0 | 0 | 0 | 0 | 0 | 0 | 0 | 0 | 0 | 0 | 0 | 0 | 0 | 0 | 0 | 0 | 0 | 0 | 0 | 0_Avg. Replacement Demand (W) |  |  |  |  | 2.9366
Purchases
| Year | Year 0 | Year 1 | Year 2 | Year 3 | Year 4 | Year 5 | Year 6 | Year 7 | Year 8 | Year 9 | Year 10 | Year 11 | Year 12 | Year 13 | Year 14 | Year 15 | Year 16 | Year 17 | Year 18 | Year 19 | Year 20 | Year 21 | Year 22 | Year 23 | Year 24 | Year 25 | Year 26 | Year 27 | Year 28 | Year 29 | Year 30
| E1 | 0 | 0 | 0 | 0 | 0 | 0 | 0 | 0 | 0 | 0 | 0 | 0 | 0 | 0 | 0 | 0 | 0 | 0 | 0 | 0 | 0 | 0 | 0 | 0 | 0 | 0 | 0 | 0 | 0 | 0 | 0 | 0_E1_Purchases |  |  |  |  | 6885.4476
| E2 | 0 | 0 | 0 | 0 | 0 | 0 | 0 | 0 | 0 | 0 | 0 | 0 | 0 | 0 | 0 | 0 | 0 | 0 | 0 | 0 | 0 | 0 | 0 | 0 | 0 | 0 | 0 | 0 | 0 | 0 | 0 | 0_E2_Purchases |  |  |  |  | 0
| E3 | 0 | 0 | 0 | 0 | 0 | 0 | 0 | 0 | 0 | 0 | 0 | 0 | 0 | 0 | 0 | 0 | 0 | 0 | 0 | 0 | 0 | 0 | 0 | 0 | 0 | 0 | 0 | 0 | 0 | 0 | 0 | 0_E3_Purchases |  |  |  |  | 0
| E4 | 0 | 0 | 0 | 0 | 0 | 0 | 0 | 0 | 0 | 0 | 0 | 0 | 0 | 0 | 0 | 0 | 0 | 0 | 0 | 0 | 0 | 0 | 0 | 0 | 0 | 0 | 0 | 0 | 0 | 0 | 0 | 0_E4_Purchases |  |  |  |  | 0
| E5 | 0 | 0 | 0 | 0 | 0 | 0 | 0 | 0 | 0 | 0 | 0 | 0 | 0 | 0 | 0 | 0 | 0 | 0 | 0 | 0 | 0 | 0 | 0 | 0 | 0 | 0 | 0 | 0 | 0 | 0 | 0 | 0_E5_Purchases |  |  |  |  | 0
| E6 | 0 | 0 | 0 | 0 | 0 | 0 | 0 | 0 | 0 | 0 | 0 | 0 | 0 | 0 | 0 | 0 | 0 | 0 | 0 | 0 | 0 | 0 | 0 | 0 | 0 | 0 | 0 | 0 | 0 | 0 | 0 | 0_E6_Purchases |  |  |  |  | 0
| E7 | 0 | 0 | 0 | 0 | 0 | 0 | 0 | 0 | 0 | 0 | 0 | 0 | 0 | 0 | 0 | 0 | 0 | 0 | 0 | 0 | 0 | 0 | 0 | 0 | 0 | 0 | 0 | 0 | 0 | 0 | 0 | 0_E7_Purchases |  |  |  |  | 0
| E8 | 0 | 0 | 0 | 0 | 0 | 0 | 0 | 0 | 0 | 0 | 0 | 0 | 0 | 0 | 0 | 0 | 0 | 0 | 0 | 0 | 0 | 0 | 0 | 0 | 0 | 0 | 0 | 0 | 0 | 0 | 0 | 0_E8_Purchases |  |  |  |  | 0
| E9 | 0 | 0 | 0 | 0 | 0 | 0 | 0 | 0 | 0 | 0 | 0 | 0 | 0 | 0 | 0 | 0 | 0 | 0 | 0 | 0 | 0 | 0 | 0 | 0 | 0 | 0 | 0 | 0 | 0 | 0 | 0 | 0_E9_Purchases |  |  |  |  | 0
| E10 | 0 | 0 | 0 | 0 | 0 | 0 | 0 | 0 | 0 | 0 | 0 | 0 | 0 | 0 | 0 | 0 | 0 | 0 | 0 | 0 | 0 | 0 | 0 | 0 | 0 | 0 | 0 | 0 | 0 | 0 | 0 | 0_E10_Purchases |  |  |  |  | 0
Stock
| Year | Year 0 | Year 1 | Year 2 | Year 3 | Year 4 | Year 5 | Year 6 | Year 7 | Year 8 | Year 9 | Year 10 | Year 11 | Year 12 | Year 13 | Year 14 | Year 15 | Year 16 | Year 17 | Year 18 | Year 19 | Year 20 | Year 21 | Year 22 | Year 23 | Year 24 | Year 25 | Year 26 | Year 27 | Year 28 | Year 29 | Year 30
| E1 | 0 | 0 | 0 | 0 | 0 | 0 | 0 | 0 | 0 | 0 | 0 | 0 | 0 | 0 | 0 | 0 | 0 | 0 | 0 | 0 | 0 | 0 | 0 | 0 | 0 | 0 | 0 | 0 | 0 | 0 | 0 | 0_E1_Stock |  |  |  |  | 13576.6093
| E2 | 0 | 0 | 0 | 0 | 0 | 0 | 0 | 0 | 0 | 0 | 0 | 0 | 0 | 0 | 0 | 0 | 0 | 0 | 0 | 0 | 0 | 0 | 0 | 0 | 0 | 0 | 0 | 0 | 0 | 0 | 0 | 0_E2_Stock |  |  |  |  | 0
| E3 | 0 | 0 | 0 | 0 | 0 | 0 | 0 | 0 | 0 | 0 | 0 | 0 | 0 | 0 | 0 | 0 | 0 | 0 | 0 | 0 | 0 | 0 | 0 | 0 | 0 | 0 | 0 | 0 | 0 | 0 | 0 | 0_E3_Stock |  |  |  |  | 0
| E4 | 0 | 0 | 0 | 0 | 0 | 0 | 0 | 0 | 0 | 0 | 0 | 0 | 0 | 0 | 0 | 0 | 0 | 0 | 0 | 0 | 0 | 0 | 0 | 0 | 0 | 0 | 0 | 0 | 0 | 0 | 0 | 0_E4_Stock |  |  |  |  | 0
| E5 | 0 | 0 | 0 | 0 | 0 | 0 | 0 | 0 | 0 | 0 | 0 | 0 | 0 | 0 | 0 | 0 | 0 | 0 | 0 | 0 | 0 | 0 | 0 | 0 | 0 | 0 | 0 | 0 | 0 | 0 | 0 | 0_E5_Stock |  |  |  |  | 0
| E6 | 0 | 0 | 0 | 0 | 0 | 0 | 0 | 0 | 0 | 0 | 0 | 0 | 0 | 0 | 0 | 0 | 0 | 0 | 0 | 0 | 0 | 0 | 0 | 0 | 0 | 0 | 0 | 0 | 0 | 0 | 0 | 0_E6_Stock |  |  |  |  | 0
| E7 | 0 | 0 | 0 | 0 | 0 | 0 | 0 | 0 | 0 | 0 | 0 | 0 | 0 | 0 | 0 | 0 | 0 | 0 | 0 | 0 | 0 | 0 | 0 | 0 | 0 | 0 | 0 | 0 | 0 | 0 | 0 | 0_E7_Stock |  |  |  |  | 0
| E8 | 0 | 0 | 0 | 0 | 0 | 0 | 0 | 0 | 0 | 0 | 0 | 0 | 0 | 0 | 0 | 0 | 0 | 0 | 0 | 0 | 0 | 0 | 0 | 0 | 0 | 0 | 0 | 0 | 0 | 0 | 0 | 0_E8_Stock |  |  |  |  | 0
| E9 | 0 | 0 | 0 | 0 | 0 | 0 | 0 | 0 | 0 | 0 | 0 | 0 | 0 | 0 | 0 | 0 | 0 | 0 | 0 | 0 | 0 | 0 | 0 | 0 | 0 | 0 | 0 | 0 | 0 | 0 | 0 | 0_E9_Stock |  |  |  |  | 0
| E10 | 0 | 0 | 0 | 0 | 0 | 0 | 0 | 0 | 0 | 0 | 0 | 0 | 0 | 0 | 0 | 0 | 0 | 0 | 0 | 0 | 0 | 0 | 0 | 0 | 0 | 0 | 0 | 0 | 0 | 0 | 0 | 0_E10_Stock |  |  |  |  | 0
| Vintage | 0 | 0 | 0 | 0 | 0 | 0 | 0 | 0 | 0 | 0 | 0 | 0 | 0 | 0 | 0 | 0 | 0 | 0 | 0 | 0 | 0 | 0 | 0 | 0 | 0 | 0 | 0 | 0 | 0 | 0 | 0 | 0_Vintage_Stock |  |  |  |  | 288381.2139
S5C4 |  | Year 0: System 5 Technology 4
Technology Variables
| Tech Key | Year 0: 0
| Peak Factor (S) | Year 0: 0
| Peak Factor (W) | Year 0: 0
| Min Vintage Lifetime | Year 0: 0
| Max Vintage Lifetime | Year 0: 0
| Turnover Style | Year 0: 0
Technology Variables
| Equipment | Year 0: Label; Year 1: Min Lifetime; Year 2: Max Lifetime; Year 3: Degradation; Year 4: Usage; Year 5: Available
| E1 | Year 1: 0; Year 2: 0; Year 3: 0%; Year 4: 0; Year 5: FALSE
| E2 | Year 1: 0; Year 2: 0; Year 3: 0%; Year 4: 0; Year 5: FALSE
| E3 | Year 1: 0; Year 2: 0; Year 3: 0%; Year 4: 0; Year 5: FALSE
| E4 | Year 1: 0; Year 2: 0; Year 3: 0%; Year 4: 0; Year 5: FALSE
| E5 | Year 1: 0; Year 2: 0; Year 3: 0%; Year 4: 0; Year 5: FALSE
| E6 | Year 1: 0; Year 2: 0; Year 3: 0%; Year 4: 0; Year 5: FALSE
| E7 | Year 1: 0; Year 2: 0; Year 3: 0%; Year 4: 0; Year 5: FALSE
| E8 | Year 1: 0; Year 2: 0; Year 3: 0%; Year 4: 0; Year 5: FALSE
| E9 | Year 1: 0; Year 2: 0; Year 3: 0%; Year 4: 0; Year 5: FALSE
| E10 | Year 1: 0; Year 2: 0; Year 3: 0%; Year 4: 0; Year 5: FALSE
Original Forecast Results
| Year | Year 0 | Year 1 | Year 2 | Year 3 | Year 4 | Year 5 | Year 6 | Year 7 | Year 8 | Year 9 | Year 10 | Year 11 | Year 12 | Year 13 | Year 14 | Year 15 | Year 16 | Year 17 | Year 18 | Year 19 | Year 20 | Year 21 | Year 22 | Year 23 | Year 24 | Year 25 | Year 26 | Year 27 | Year 28 | Year 29 | Year 30 | Key
| Units | 0 | 0 | 0 | 0 | 0 | 0 | 0 | 0 | 0 | 0 | 0 | 0 | 0 | 0 | 0 | 0 | 0 | 0 | 0 | 0 | 0 | 0 | 0 | 0 | 0 | 0 | 0 | 0 | 0 | 0 | 0 | #REF! |  |  |  |  | 301957.8232
| Usage | 0 | 0 | 0 | 0 | 0 | 0 | 0 | 0 | 0 | 0 | 0 | 0 | 0 | 0 | 0 | 0 | 0 | 0 | 0 | 0 | 0 | 0 | 0 | 0 | 0 | 0 | 0 | 0 | 0 | 0 | 0 | #REF! |  |  |  |  | 1698.6543
| Peak Demand (S) | 0 | 0 | 0 | 0 | 0 | 0 | 0 | 0 | 0 | 0 | 0 | 0 | 0 | 0 | 0 | 0 | 0 | 0 | 0 | 0 | 0 | 0 | 0 | 0 | 0 | 0 | 0 | 0 | 0 | 0 | 0 | #REF! |  |  |  |  | 0
| Peak Demand (W) | 0 | 0 | 0 | 0 | 0 | 0 | 0 | 0 | 0 | 0 | 0 | 0 | 0 | 0 | 0 | 0 | 0 | 0 | 0 | 0 | 0 | 0 | 0 | 0 | 0 | 0 | 0 | 0 | 0 | 0 | 0 | #REF! |  |  |  |  | 884.6119
| Turnover | 0 | 0 | 0 | 0 | 0 | 0 | 0 | 0 | 0 | 0 | 0 | 0 | 0 | 0 | 0 | 0 | 0 | 0 | 0 | 0 | 0 | 0 | 0 | 0 | 0 | 0 | 0 | 0 | 0 | 0 | 0 | #REF! |  |  |  |  | 6885.4476
| Avg. Replacement Usage | 0 | 0 | 0 | 0 | 0 | 0 | 0 | 0 | 0 | 0 | 0 | 0 | 0 | 0 | 0 | 0 | 0 | 0 | 0 | 0 | 0 | 0 | 0 | 0 | 0 | 0 | 0 | 0 | 0 | 0 | 0 | #REF! |  |  |  |  | 5638.8522
| Avg. Replacement Demand (S) | 0 | 0 | 0 | 0 | 0 | 0 | 0 | 0 | 0 | 0 | 0 | 0 | 0 | 0 | 0 | 0 | 0 | 0 | 0 | 0 | 0 | 0 | 0 | 0 | 0 | 0 | 0 | 0 | 0 | 0 | 0 | #REF! |  |  |  |  | 0
| Avg. Replacement Demand (W) | 0 | 0 | 0 | 0 | 0 | 0 | 0 | 0 | 0 | 0 | 0 | 0 | 0 | 0 | 0 | 0 | 0 | 0 | 0 | 0 | 0 | 0 | 0 | 0 | 0 | 0 | 0 | 0 | 0 | 0 | 0 | #REF! |  |  |  |  | 2.9366
Tech Forecast Stock
| Year | Year 0 | Year 1 | Year 2 | Year 3 | Year 4 | Year 5 | Year 6 | Year 7 | Year 8 | Year 9 | Year 10 | Year 11 | Year 12 | Year 13 | Year 14 | Year 15 | Year 16 | Year 17 | Year 18 | Year 19 | Year 20 | Year 21 | Year 22 | Year 23 | Year 24 | Year 25 | Year 26 | Year 27 | Year 28 | Year 29 | Year 30
| E1 | 0 | 0 | 0 | 0 | 0 | 0 | 0 | 0 | 0 | 0 | 0 | 0 | 0 | 0 | 0 | 0 | 0 | 0 | 0 | 0 | 0 | 0 | 0 | 0 | 0 | 0 | 0 | 0 | 0 | 0 | 0
| E2 | 0 | 0 | 0 | 0 | 0 | 0 | 0 | 0 | 0 | 0 | 0 | 0 | 0 | 0 | 0 | 0 | 0 | 0 | 0 | 0 | 0 | 0 | 0 | 0 | 0 | 0 | 0 | 0 | 0 | 0 | 0
| E3 | 0 | 0 | 0 | 0 | 0 | 0 | 0 | 0 | 0 | 0 | 0 | 0 | 0 | 0 | 0 | 0 | 0 | 0 | 0 | 0 | 0 | 0 | 0 | 0 | 0 | 0 | 0 | 0 | 0 | 0 | 0
| E4 | 0 | 0 | 0 | 0 | 0 | 0 | 0 | 0 | 0 | 0 | 0 | 0 | 0 | 0 | 0 | 0 | 0 | 0 | 0 | 0 | 0 | 0 | 0 | 0 | 0 | 0 | 0 | 0 | 0 | 0 | 0
| E5 | 0 | 0 | 0 | 0 | 0 | 0 | 0 | 0 | 0 | 0 | 0 | 0 | 0 | 0 | 0 | 0 | 0 | 0 | 0 | 0 | 0 | 0 | 0 | 0 | 0 | 0 | 0 | 0 | 0 | 0 | 0
| E6 | 0 | 0 | 0 | 0 | 0 | 0 | 0 | 0 | 0 | 0 | 0 | 0 | 0 | 0 | 0 | 0 | 0 | 0 | 0 | 0 | 0 | 0 | 0 | 0 | 0 | 0 | 0 | 0 | 0 | 0 | 0
| E7 | 0 | 0 | 0 | 0 | 0 | 0 | 0 | 0 | 0 | 0 | 0 | 0 | 0 | 0 | 0 | 0 | 0 | 0 | 0 | 0 | 0 | 0 | 0 | 0 | 0 | 0 | 0 | 0 | 0 | 0 | 0
| E8 | 0 | 0 | 0 | 0 | 0 | 0 | 0 | 0 | 0 | 0 | 0 | 0 | 0 | 0 | 0 | 0 | 0 | 0 | 0 | 0 | 0 | 0 | 0 | 0 | 0 | 0 | 0 | 0 | 0 | 0 | 0
| E9 | 0 | 0 | 0 | 0 | 0 | 0 | 0 | 0 | 0 | 0 | 0 | 0 | 0 | 0 | 0 | 0 | 0 | 0 | 0 | 0 | 0 | 0 | 0 | 0 | 0 | 0 | 0 | 0 | 0 | 0 | 0
| E10 | 0 | 0 | 0 | 0 | 0 | 0 | 0 | 0 | 0 | 0 | 0 | 0 | 0 | 0 | 0 | 0 | 0 | 0 | 0 | 0 | 0 | 0 | 0 | 0 | 0 | 0 | 0 | 0 | 0 | 0 | 0
| Vintage | 0 | 0 | 0 | 0 | 0 | 0 | 0 | 0 | 0 | 0 | 0 | 0 | 0 | 0 | 0 | 0 | 0 | 0 | 0 | 0 | 0 | 0 | 0 | 0 | 0 | 0 | 0 | 0 | 0 | 0 | 0
Stock for Switching
| Year | Year 0 | Year 1 | Year 2 | Year 3 | Year 4 | Year 5 | Year 6 | Year 7 | Year 8 | Year 9 | Year 10 | Year 11 | Year 12 | Year 13 | Year 14 | Year 15 | Year 16 | Year 17 | Year 18 | Year 19 | Year 20 | Year 21 | Year 22 | Year 23 | Year 24 | Year 25 | Year 26 | Year 27 | Year 28 | Year 29 | Year 30
| E1 | 0 | 0 | 0 | 0 | 0 | 0 | 0 | 0 | 0 | 0 | 0 | 0 | 0 | 0 | 0 | 0 | 0 | 0 | 0 | 0 | 0 | 0 | 0 | 0 | 0 | 0 | 0 | 0 | 0 | 0 | 0 | 0_E1_SysStock
| E2 | 0 | 0 | 0 | 0 | 0 | 0 | 0 | 0 | 0 | 0 | 0 | 0 | 0 | 0 | 0 | 0 | 0 | 0 | 0 | 0 | 0 | 0 | 0 | 0 | 0 | 0 | 0 | 0 | 0 | 0 | 0 | 0_E2_SysStock
| E3 | 0 | 0 | 0 | 0 | 0 | 0 | 0 | 0 | 0 | 0 | 0 | 0 | 0 | 0 | 0 | 0 | 0 | 0 | 0 | 0 | 0 | 0 | 0 | 0 | 0 | 0 | 0 | 0 | 0 | 0 | 0 | 0_E3_SysStock
| E4 | 0 | 0 | 0 | 0 | 0 | 0 | 0 | 0 | 0 | 0 | 0 | 0 | 0 | 0 | 0 | 0 | 0 | 0 | 0 | 0 | 0 | 0 | 0 | 0 | 0 | 0 | 0 | 0 | 0 | 0 | 0 | 0_E4_SysStock
| E5 | 0 | 0 | 0 | 0 | 0 | 0 | 0 | 0 | 0 | 0 | 0 | 0 | 0 | 0 | 0 | 0 | 0 | 0 | 0 | 0 | 0 | 0 | 0 | 0 | 0 | 0 | 0 | 0 | 0 | 0 | 0 | 0_E5_SysStock
| E6 | 0 | 0 | 0 | 0 | 0 | 0 | 0 | 0 | 0 | 0 | 0 | 0 | 0 | 0 | 0 | 0 | 0 | 0 | 0 | 0 | 0 | 0 | 0 | 0 | 0 | 0 | 0 | 0 | 0 | 0 | 0 | 0_E6_SysStock
| E7 | 0 | 0 | 0 | 0 | 0 | 0 | 0 | 0 | 0 | 0 | 0 | 0 | 0 | 0 | 0 | 0 | 0 | 0 | 0 | 0 | 0 | 0 | 0 | 0 | 0 | 0 | 0 | 0 | 0 | 0 | 0 | 0_E7_SysStock
| E8 | 0 | 0 | 0 | 0 | 0 | 0 | 0 | 0 | 0 | 0 | 0 | 0 | 0 | 0 | 0 | 0 | 0 | 0 | 0 | 0 | 0 | 0 | 0 | 0 | 0 | 0 | 0 | 0 | 0 | 0 | 0 | 0_E8_SysStock
| E9 | 0 | 0 | 0 | 0 | 0 | 0 | 0 | 0 | 0 | 0 | 0 | 0 | 0 | 0 | 0 | 0 | 0 | 0 | 0 | 0 | 0 | 0 | 0 | 0 | 0 | 0 | 0 | 0 | 0 | 0 | 0 | 0_E9_SysStock
| E10 | 0 | 0 | 0 | 0 | 0 | 0 | 0 | 0 | 0 | 0 | 0 | 0 | 0 | 0 | 0 | 0 | 0 | 0 | 0 | 0 | 0 | 0 | 0 | 0 | 0 | 0 | 0 | 0 | 0 | 0 | 0 | 0_E10_SysStock
| Vintage | 0 | 0 | 0 | 0 | 0 | 0 | 0 | 0 | 0 | 0 | 0 | 0 | 0 | 0 | 0 | 0 | 0 | 0 | 0 | 0 | 0 | 0 | 0 | 0 | 0 | 0 | 0 | 0 | 0 | 0 | 0 | 0_Vintage_SysStock
Tech Forecast Purchases
| Year | Year 0 | Year 1 | Year 2 | Year 3 | Year 4 | Year 5 | Year 6 | Year 7 | Year 8 | Year 9 | Year 10 | Year 11 | Year 12 | Year 13 | Year 14 | Year 15 | Year 16 | Year 17 | Year 18 | Year 19 | Year 20 | Year 21 | Year 22 | Year 23 | Year 24 | Year 25 | Year 26 | Year 27 | Year 28 | Year 29 | Year 30
| E1 | 0 | 0 | 0 | 0 | 0 | 0 | 0 | 0 | 0 | 0 | 0 | 0 | 0 | 0 | 0 | 0 | 0 | 0 | 0 | 0 | 0 | 0 | 0 | 0 | 0 | 0 | 0 | 0 | 0 | 0 | 0
| E2 | 0 | 0 | 0 | 0 | 0 | 0 | 0 | 0 | 0 | 0 | 0 | 0 | 0 | 0 | 0 | 0 | 0 | 0 | 0 | 0 | 0 | 0 | 0 | 0 | 0 | 0 | 0 | 0 | 0 | 0 | 0
| E3 | 0 | 0 | 0 | 0 | 0 | 0 | 0 | 0 | 0 | 0 | 0 | 0 | 0 | 0 | 0 | 0 | 0 | 0 | 0 | 0 | 0 | 0 | 0 | 0 | 0 | 0 | 0 | 0 | 0 | 0 | 0
| E4 | 0 | 0 | 0 | 0 | 0 | 0 | 0 | 0 | 0 | 0 | 0 | 0 | 0 | 0 | 0 | 0 | 0 | 0 | 0 | 0 | 0 | 0 | 0 | 0 | 0 | 0 | 0 | 0 | 0 | 0 | 0
| E5 | 0 | 0 | 0 | 0 | 0 | 0 | 0 | 0 | 0 | 0 | 0 | 0 | 0 | 0 | 0 | 0 | 0 | 0 | 0 | 0 | 0 | 0 | 0 | 0 | 0 | 0 | 0 | 0 | 0 | 0 | 0
| E6 | 0 | 0 | 0 | 0 | 0 | 0 | 0 | 0 | 0 | 0 | 0 | 0 | 0 | 0 | 0 | 0 | 0 | 0 | 0 | 0 | 0 | 0 | 0 | 0 | 0 | 0 | 0 | 0 | 0 | 0 | 0
| E7 | 0 | 0 | 0 | 0 | 0 | 0 | 0 | 0 | 0 | 0 | 0 | 0 | 0 | 0 | 0 | 0 | 0 | 0 | 0 | 0 | 0 | 0 | 0 | 0 | 0 | 0 | 0 | 0 | 0 | 0 | 0
| E8 | 0 | 0 | 0 | 0 | 0 | 0 | 0 | 0 | 0 | 0 | 0 | 0 | 0 | 0 | 0 | 0 | 0 | 0 | 0 | 0 | 0 | 0 | 0 | 0 | 0 | 0 | 0 | 0 | 0 | 0 | 0
| E9 | 0 | 0 | 0 | 0 | 0 | 0 | 0 | 0 | 0 | 0 | 0 | 0 | 0 | 0 | 0 | 0 | 0 | 0 | 0 | 0 | 0 | 0 | 0 | 0 | 0 | 0 | 0 | 0 | 0 | 0 | 0
| E10 | 0 | 0 | 0 | 0 | 0 | 0 | 0 | 0 | 0 | 0 | 0 | 0 | 0 | 0 | 0 | 0 | 0 | 0 | 0 | 0 | 0 | 0 | 0 | 0 | 0 | 0 | 0 | 0 | 0 | 0 | 0
Potential to Switch
| Year | Year 0 | Year 1 | Year 2 | Year 3 | Year 4 | Year 5 | Year 6 | Year 7 | Year 8 | Year 9 | Year 10 | Year 11 | Year 12 | Year 13 | Year 14 | Year 15 | Year 16 | Year 17 | Year 18 | Year 19 | Year 20 | Year 21 | Year 22 | Year 23 | Year 24 | Year 25 | Year 26 | Year 27 | Year 28 | Year 29 | Year 30
| E1 | 0 | 0 | 0 | 0 | 0 | 0 | 0 | 0 | 0 | 0 | 0 | 0 | 0 | 0 | 0 | 0 | 0 | 0 | 0 | 0 | 0 | 0 | 0 | 0 | 0 | 0 | 0 | 0 | 0 | 0 | 0 | 0_E1_Switched Out
| E2 | 0 | 0 | 0 | 0 | 0 | 0 | 0 | 0 | 0 | 0 | 0 | 0 | 0 | 0 | 0 | 0 | 0 | 0 | 0 | 0 | 0 | 0 | 0 | 0 | 0 | 0 | 0 | 0 | 0 | 0 | 0 | 0_E2_Switched Out
| E3 | 0 | 0 | 0 | 0 | 0 | 0 | 0 | 0 | 0 | 0 | 0 | 0 | 0 | 0 | 0 | 0 | 0 | 0 | 0 | 0 | 0 | 0 | 0 | 0 | 0 | 0 | 0 | 0 | 0 | 0 | 0 | 0_E3_Switched Out
| E4 | 0 | 0 | 0 | 0 | 0 | 0 | 0 | 0 | 0 | 0 | 0 | 0 | 0 | 0 | 0 | 0 | 0 | 0 | 0 | 0 | 0 | 0 | 0 | 0 | 0 | 0 | 0 | 0 | 0 | 0 | 0 | 0_E4_Switched Out
| E5 | 0 | 0 | 0 | 0 | 0 | 0 | 0 | 0 | 0 | 0 | 0 | 0 | 0 | 0 | 0 | 0 | 0 | 0 | 0 | 0 | 0 | 0 | 0 | 0 | 0 | 0 | 0 | 0 | 0 | 0 | 0 | 0_E5_Switched Out
| E6 | 0 | 0 | 0 | 0 | 0 | 0 | 0 | 0 | 0 | 0 | 0 | 0 | 0 | 0 | 0 | 0 | 0 | 0 | 0 | 0 | 0 | 0 | 0 | 0 | 0 | 0 | 0 | 0 | 0 | 0 | 0 | 0_E6_Switched Out
| E7 | 0 | 0 | 0 | 0 | 0 | 0 | 0 | 0 | 0 | 0 | 0 | 0 | 0 | 0 | 0 | 0 | 0 | 0 | 0 | 0 | 0 | 0 | 0 | 0 | 0 | 0 | 0 | 0 | 0 | 0 | 0 | 0_E7_Switched Out
| E8 | 0 | 0 | 0 | 0 | 0 | 0 | 0 | 0 | 0 | 0 | 0 | 0 | 0 | 0 | 0 | 0 | 0 | 0 | 0 | 0 | 0 | 0 | 0 | 0 | 0 | 0 | 0 | 0 | 0 | 0 | 0 | 0_E8_Switched Out
| E9 | 0 | 0 | 0 | 0 | 0 | 0 | 0 | 0 | 0 | 0 | 0 | 0 | 0 | 0 | 0 | 0 | 0 | 0 | 0 | 0 | 0 | 0 | 0 | 0 | 0 | 0 | 0 | 0 | 0 | 0 | 0 | 0_E9_Switched Out
| E10 | 0 | 0 | 0 | 0 | 0 | 0 | 0 | 0 | 0 | 0 | 0 | 0 | 0 | 0 | 0 | 0 | 0 | 0 | 0 | 0 | 0 | 0 | 0 | 0 | 0 | 0 | 0 | 0 | 0 | 0 | 0 | 0_E10_Switched Out
Units Out
| E1 | 0 | 0 | 0 | 0 | 0 | 0 | 0 | 0 | 0 | 0 | 0 | 0 | 0 | 0 | 0 | 0 | 0 | 0 | 0 | 0 | 0 | 0 | 0 | 0 | 0 | 0 | 0 | 0 | 0 | 0 | 0
| E2 | 0 | 0 | 0 | 0 | 0 | 0 | 0 | 0 | 0 | 0 | 0 | 0 | 0 | 0 | 0 | 0 | 0 | 0 | 0 | 0 | 0 | 0 | 0 | 0 | 0 | 0 | 0 | 0 | 0 | 0 | 0
| E3 | 0 | 0 | 0 | 0 | 0 | 0 | 0 | 0 | 0 | 0 | 0 | 0 | 0 | 0 | 0 | 0 | 0 | 0 | 0 | 0 | 0 | 0 | 0 | 0 | 0 | 0 | 0 | 0 | 0 | 0 | 0
| E4 | 0 | 0 | 0 | 0 | 0 | 0 | 0 | 0 | 0 | 0 | 0 | 0 | 0 | 0 | 0 | 0 | 0 | 0 | 0 | 0 | 0 | 0 | 0 | 0 | 0 | 0 | 0 | 0 | 0 | 0 | 0
| E5 | 0 | 0 | 0 | 0 | 0 | 0 | 0 | 0 | 0 | 0 | 0 | 0 | 0 | 0 | 0 | 0 | 0 | 0 | 0 | 0 | 0 | 0 | 0 | 0 | 0 | 0 | 0 | 0 | 0 | 0 | 0
| E6 | 0 | 0 | 0 | 0 | 0 | 0 | 0 | 0 | 0 | 0 | 0 | 0 | 0 | 0 | 0 | 0 | 0 | 0 | 0 | 0 | 0 | 0 | 0 | 0 | 0 | 0 | 0 | 0 | 0 | 0 | 0
| E7 | 0 | 0 | 0 | 0 | 0 | 0 | 0 | 0 | 0 | 0 | 0 | 0 | 0 | 0 | 0 | 0 | 0 | 0 | 0 | 0 | 0 | 0 | 0 | 0 | 0 | 0 | 0 | 0 | 0 | 0 | 0
| E8 | 0 | 0 | 0 | 0 | 0 | 0 | 0 | 0 | 0 | 0 | 0 | 0 | 0 | 0 | 0 | 0 | 0 | 0 | 0 | 0 | 0 | 0 | 0 | 0 | 0 | 0 | 0 | 0 | 0 | 0 | 0
| E9 | 0 | 0 | 0 | 0 | 0 | 0 | 0 | 0 | 0 | 0 | 0 | 0 | 0 | 0 | 0 | 0 | 0 | 0 | 0 | 0 | 0 | 0 | 0 | 0 | 0 | 0 | 0 | 0 | 0 | 0 | 0
| E10 | 0 | 0 | 0 | 0 | 0 | 0 | 0 | 0 | 0 | 0 | 0 | 0 | 0 | 0 | 0 | 0 | 0 | 0 | 0 | 0 | 0 | 0 | 0 | 0 | 0 | 0 | 0 | 0 | 0 | 0 | 0
| Vintage | 0 | 0 | 0 | 0 | 0 | 0 | 0 | 0 | 0 | 0 | 0 | 0 | 0 | 0 | 0 | 0 | 0 | 0 | 0 | 0 | 0 | 0 | 0 | 0 | 0 | 0 | 0 | 0 | 0 | 0 | 0
Tech Purchase Shares
| Year | Year 0 | Year 1 | Year 2 | Year 3 | Year 4 | Year 5 | Year 6 | Year 7 | Year 8 | Year 9 | Year 10 | Year 11 | Year 12 | Year 13 | Year 14 | Year 15 | Year 16 | Year 17 | Year 18 | Year 19 | Year 20 | Year 21 | Year 22 | Year 23 | Year 24 | Year 25 | Year 26 | Year 27 | Year 28 | Year 29 | Year 30
E1 | bar: Year 0 to Year 30
E2 | bar: Year 0 to Year 30
E3 | bar: Year 0 to Year 30
E4 | bar: Year 0 to Year 30
E5 | bar: Year 0 to Year 30
E6 | bar: Year 0 to Year 30
E7 | bar: Year 0 to Year 30
E8 | bar: Year 0 to Year 30
E9 | bar: Year 0 to Year 30
E10 | bar: Year 0 to Year 30
Units In from Switching
| E1 | 0 | 0 | 0 | 0 | 0 | 0 | 0 | 0 | 0 | 0 | 0 | 0 | 0 | 0 | 0 | 0 | 0 | 0 | 0 | 0 | 0 | 0 | 0 | 0 | 0 | 0 | 0 | 0 | 0 | 0 | 0
| E2 | 0 | 0 | 0 | 0 | 0 | 0 | 0 | 0 | 0 | 0 | 0 | 0 | 0 | 0 | 0 | 0 | 0 | 0 | 0 | 0 | 0 | 0 | 0 | 0 | 0 | 0 | 0 | 0 | 0 | 0 | 0
| E3 | 0 | 0 | 0 | 0 | 0 | 0 | 0 | 0 | 0 | 0 | 0 | 0 | 0 | 0 | 0 | 0 | 0 | 0 | 0 | 0 | 0 | 0 | 0 | 0 | 0 | 0 | 0 | 0 | 0 | 0 | 0
| E4 | 0 | 0 | 0 | 0 | 0 | 0 | 0 | 0 | 0 | 0 | 0 | 0 | 0 | 0 | 0 | 0 | 0 | 0 | 0 | 0 | 0 | 0 | 0 | 0 | 0 | 0 | 0 | 0 | 0 | 0 | 0
| E5 | 0 | 0 | 0 | 0 | 0 | 0 | 0 | 0 | 0 | 0 | 0 | 0 | 0 | 0 | 0 | 0 | 0 | 0 | 0 | 0 | 0 | 0 | 0 | 0 | 0 | 0 | 0 | 0 | 0 | 0 | 0
| E6 | 0 | 0 | 0 | 0 | 0 | 0 | 0 | 0 | 0 | 0 | 0 | 0 | 0 | 0 | 0 | 0 | 0 | 0 | 0 | 0 | 0 | 0 | 0 | 0 | 0 | 0 | 0 | 0 | 0 | 0 | 0
| E7 | 0 | 0 | 0 | 0 | 0 | 0 | 0 | 0 | 0 | 0 | 0 | 0 | 0 | 0 | 0 | 0 | 0 | 0 | 0 | 0 | 0 | 0 | 0 | 0 | 0 | 0 | 0 | 0 | 0 | 0 | 0
| E8 | 0 | 0 | 0 | 0 | 0 | 0 | 0 | 0 | 0 | 0 | 0 | 0 | 0 | 0 | 0 | 0 | 0 | 0 | 0 | 0 | 0 | 0 | 0 | 0 | 0 | 0 | 0 | 0 | 0 | 0 | 0
| E9 | 0 | 0 | 0 | 0 | 0 | 0 | 0 | 0 | 0 | 0 | 0 | 0 | 0 | 0 | 0 | 0 | 0 | 0 | 0 | 0 | 0 | 0 | 0 | 0 | 0 | 0 | 0 | 0 | 0 | 0 | 0
| E10 | 0 | 0 | 0 | 0 | 0 | 0 | 0 | 0 | 0 | 0 | 0 | 0 | 0 | 0 | 0 | 0 | 0 | 0 | 0 | 0 | 0 | 0 | 0 | 0 | 0 | 0 | 0 | 0 | 0 | 0 | 0
| Vintage | 0 | 0 | 0 | 0 | 0 | 0 | 0 | 0 | 0 | 0 | 0 | 0 | 0 | 0 | 0 | 0 | 0 | 0 | 0 | 0 | 0 | 0 | 0 | 0 | 0 | 0 | 0 | 0 | 0 | 0 | 0
Net Change
| Year | Year 0 | Year 1 | Year 2 | Year 3 | Year 4 | Year 5 | Year 6 | Year 7 | Year 8 | Year 9 | Year 10 | Year 11 | Year 12 | Year 13 | Year 14 | Year 15 | Year 16 | Year 17 | Year 18 | Year 19 | Year 20 | Year 21 | Year 22 | Year 23 | Year 24 | Year 25 | Year 26 | Year 27 | Year 28 | Year 29 | Year 30 | Key
| Units | 0 | 0 | 0 | 0 | 0 | 0 | 0 | 0 | 0 | 0 | 0 | 0 | 0 | 0 | 0 | 0 | 0 | 0 | 0 | 0 | 0 | 0 | 0 | 0 | 0 | 0 | 0 | 0 | 0 | 0 | 0 | 0_Units |  |  |  |  | 301957.8232
| Usage | 0 | 0 | 0 | 0 | 0 | 0 | 0 | 0 | 0 | 0 | 0 | 0 | 0 | 0 | 0 | 0 | 0 | 0 | 0 | 0 | 0 | 0 | 0 | 0 | 0 | 0 | 0 | 0 | 0 | 0 | 0 | 0_Usage |  |  |  |  | 1698.6543
| Peak Demand (S) | 0 | 0 | 0 | 0 | 0 | 0 | 0 | 0 | 0 | 0 | 0 | 0 | 0 | 0 | 0 | 0 | 0 | 0 | 0 | 0 | 0 | 0 | 0 | 0 | 0 | 0 | 0 | 0 | 0 | 0 | 0 | 0_Peak Demand (S) |  |  |  |  | 0
| Peak Demand (W) | 0 | 0 | 0 | 0 | 0 | 0 | 0 | 0 | 0 | 0 | 0 | 0 | 0 | 0 | 0 | 0 | 0 | 0 | 0 | 0 | 0 | 0 | 0 | 0 | 0 | 0 | 0 | 0 | 0 | 0 | 0 | 0_Peak Demand (W) |  |  |  |  | 884.6119
| Turnover | 0 | 0 | 0 | 0 | 0 | 0 | 0 | 0 | 0 | 0 | 0 | 0 | 0 | 0 | 0 | 0 | 0 | 0 | 0 | 0 | 0 | 0 | 0 | 0 | 0 | 0 | 0 | 0 | 0 | 0 | 0 | 0_Turnover |  |  |  |  | 6885.4476
| Avg. Replacement Usage | 0 | 0 | 0 | 0 | 0 | 0 | 0 | 0 | 0 | 0 | 0 | 0 | 0 | 0 | 0 | 0 | 0 | 0 | 0 | 0 | 0 | 0 | 0 | 0 | 0 | 0 | 0 | 0 | 0 | 0 | 0 | 0_Avg. Replacement Usage |  |  |  |  | 5638.8522
| Avg. Replacement Demand (S) | 0 | 0 | 0 | 0 | 0 | 0 | 0 | 0 | 0 | 0 | 0 | 0 | 0 | 0 | 0 | 0 | 0 | 0 | 0 | 0 | 0 | 0 | 0 | 0 | 0 | 0 | 0 | 0 | 0 | 0 | 0 | 0_Avg. Replacement Demand (S) |  |  |  |  | 0
| Avg. Replacement Demand (W) | 0 | 0 | 0 | 0 | 0 | 0 | 0 | 0 | 0 | 0 | 0 | 0 | 0 | 0 | 0 | 0 | 0 | 0 | 0 | 0 | 0 | 0 | 0 | 0 | 0 | 0 | 0 | 0 | 0 | 0 | 0 | 0_Avg. Replacement Demand (W) |  |  |  |  | 2.9366
Purchases
| Year | Year 0 | Year 1 | Year 2 | Year 3 | Year 4 | Year 5 | Year 6 | Year 7 | Year 8 | Year 9 | Year 10 | Year 11 | Year 12 | Year 13 | Year 14 | Year 15 | Year 16 | Year 17 | Year 18 | Year 19 | Year 20 | Year 21 | Year 22 | Year 23 | Year 24 | Year 25 | Year 26 | Year 27 | Year 28 | Year 29 | Year 30
| E1 | 0 | 0 | 0 | 0 | 0 | 0 | 0 | 0 | 0 | 0 | 0 | 0 | 0 | 0 | 0 | 0 | 0 | 0 | 0 | 0 | 0 | 0 | 0 | 0 | 0 | 0 | 0 | 0 | 0 | 0 | 0 | 0_E1_Purchases |  |  |  |  | 6885.4476
| E2 | 0 | 0 | 0 | 0 | 0 | 0 | 0 | 0 | 0 | 0 | 0 | 0 | 0 | 0 | 0 | 0 | 0 | 0 | 0 | 0 | 0 | 0 | 0 | 0 | 0 | 0 | 0 | 0 | 0 | 0 | 0 | 0_E2_Purchases |  |  |  |  | 0
| E3 | 0 | 0 | 0 | 0 | 0 | 0 | 0 | 0 | 0 | 0 | 0 | 0 | 0 | 0 | 0 | 0 | 0 | 0 | 0 | 0 | 0 | 0 | 0 | 0 | 0 | 0 | 0 | 0 | 0 | 0 | 0 | 0_E3_Purchases |  |  |  |  | 0
| E4 | 0 | 0 | 0 | 0 | 0 | 0 | 0 | 0 | 0 | 0 | 0 | 0 | 0 | 0 | 0 | 0 | 0 | 0 | 0 | 0 | 0 | 0 | 0 | 0 | 0 | 0 | 0 | 0 | 0 | 0 | 0 | 0_E4_Purchases |  |  |  |  | 0
| E5 | 0 | 0 | 0 | 0 | 0 | 0 | 0 | 0 | 0 | 0 | 0 | 0 | 0 | 0 | 0 | 0 | 0 | 0 | 0 | 0 | 0 | 0 | 0 | 0 | 0 | 0 | 0 | 0 | 0 | 0 | 0 | 0_E5_Purchases |  |  |  |  | 0
| E6 | 0 | 0 | 0 | 0 | 0 | 0 | 0 | 0 | 0 | 0 | 0 | 0 | 0 | 0 | 0 | 0 | 0 | 0 | 0 | 0 | 0 | 0 | 0 | 0 | 0 | 0 | 0 | 0 | 0 | 0 | 0 | 0_E6_Purchases |  |  |  |  | 0
| E7 | 0 | 0 | 0 | 0 | 0 | 0 | 0 | 0 | 0 | 0 | 0 | 0 | 0 | 0 | 0 | 0 | 0 | 0 | 0 | 0 | 0 | 0 | 0 | 0 | 0 | 0 | 0 | 0 | 0 | 0 | 0 | 0_E7_Purchases |  |  |  |  | 0
| E8 | 0 | 0 | 0 | 0 | 0 | 0 | 0 | 0 | 0 | 0 | 0 | 0 | 0 | 0 | 0 | 0 | 0 | 0 | 0 | 0 | 0 | 0 | 0 | 0 | 0 | 0 | 0 | 0 | 0 | 0 | 0 | 0_E8_Purchases |  |  |  |  | 0
| E9 | 0 | 0 | 0 | 0 | 0 | 0 | 0 | 0 | 0 | 0 | 0 | 0 | 0 | 0 | 0 | 0 | 0 | 0 | 0 | 0 | 0 | 0 | 0 | 0 | 0 | 0 | 0 | 0 | 0 | 0 | 0 | 0_E9_Purchases |  |  |  |  | 0
| E10 | 0 | 0 | 0 | 0 | 0 | 0 | 0 | 0 | 0 | 0 | 0 | 0 | 0 | 0 | 0 | 0 | 0 | 0 | 0 | 0 | 0 | 0 | 0 | 0 | 0 | 0 | 0 | 0 | 0 | 0 | 0 | 0_E10_Purchases |  |  |  |  | 0
Stock
| Year | Year 0 | Year 1 | Year 2 | Year 3 | Year 4 | Year 5 | Year 6 | Year 7 | Year 8 | Year 9 | Year 10 | Year 11 | Year 12 | Year 13 | Year 14 | Year 15 | Year 16 | Year 17 | Year 18 | Year 19 | Year 20 | Year 21 | Year 22 | Year 23 | Year 24 | Year 25 | Year 26 | Year 27 | Year 28 | Year 29 | Year 30
| E1 | 0 | 0 | 0 | 0 | 0 | 0 | 0 | 0 | 0 | 0 | 0 | 0 | 0 | 0 | 0 | 0 | 0 | 0 | 0 | 0 | 0 | 0 | 0 | 0 | 0 | 0 | 0 | 0 | 0 | 0 | 0 | 0_E1_Stock |  |  |  |  | 13576.6093
| E2 | 0 | 0 | 0 | 0 | 0 | 0 | 0 | 0 | 0 | 0 | 0 | 0 | 0 | 0 | 0 | 0 | 0 | 0 | 0 | 0 | 0 | 0 | 0 | 0 | 0 | 0 | 0 | 0 | 0 | 0 | 0 | 0_E2_Stock |  |  |  |  | 0
| E3 | 0 | 0 | 0 | 0 | 0 | 0 | 0 | 0 | 0 | 0 | 0 | 0 | 0 | 0 | 0 | 0 | 0 | 0 | 0 | 0 | 0 | 0 | 0 | 0 | 0 | 0 | 0 | 0 | 0 | 0 | 0 | 0_E3_Stock |  |  |  |  | 0
| E4 | 0 | 0 | 0 | 0 | 0 | 0 | 0 | 0 | 0 | 0 | 0 | 0 | 0 | 0 | 0 | 0 | 0 | 0 | 0 | 0 | 0 | 0 | 0 | 0 | 0 | 0 | 0 | 0 | 0 | 0 | 0 | 0_E4_Stock |  |  |  |  | 0
| E5 | 0 | 0 | 0 | 0 | 0 | 0 | 0 | 0 | 0 | 0 | 0 | 0 | 0 | 0 | 0 | 0 | 0 | 0 | 0 | 0 | 0 | 0 | 0 | 0 | 0 | 0 | 0 | 0 | 0 | 0 | 0 | 0_E5_Stock |  |  |  |  | 0
| E6 | 0 | 0 | 0 | 0 | 0 | 0 | 0 | 0 | 0 | 0 | 0 | 0 | 0 | 0 | 0 | 0 | 0 | 0 | 0 | 0 | 0 | 0 | 0 | 0 | 0 | 0 | 0 | 0 | 0 | 0 | 0 | 0_E6_Stock |  |  |  |  | 0
| E7 | 0 | 0 | 0 | 0 | 0 | 0 | 0 | 0 | 0 | 0 | 0 | 0 | 0 | 0 | 0 | 0 | 0 | 0 | 0 | 0 | 0 | 0 | 0 | 0 | 0 | 0 | 0 | 0 | 0 | 0 | 0 | 0_E7_Stock |  |  |  |  | 0
| E8 | 0 | 0 | 0 | 0 | 0 | 0 | 0 | 0 | 0 | 0 | 0 | 0 | 0 | 0 | 0 | 0 | 0 | 0 | 0 | 0 | 0 | 0 | 0 | 0 | 0 | 0 | 0 | 0 | 0 | 0 | 0 | 0_E8_Stock |  |  |  |  | 0
| E9 | 0 | 0 | 0 | 0 | 0 | 0 | 0 | 0 | 0 | 0 | 0 | 0 | 0 | 0 | 0 | 0 | 0 | 0 | 0 | 0 | 0 | 0 | 0 | 0 | 0 | 0 | 0 | 0 | 0 | 0 | 0 | 0_E9_Stock |  |  |  |  | 0
| E10 | 0 | 0 | 0 | 0 | 0 | 0 | 0 | 0 | 0 | 0 | 0 | 0 | 0 | 0 | 0 | 0 | 0 | 0 | 0 | 0 | 0 | 0 | 0 | 0 | 0 | 0 | 0 | 0 | 0 | 0 | 0 | 0_E10_Stock |  |  |  |  | 0
| Vintage | 0 | 0 | 0 | 0 | 0 | 0 | 0 | 0 | 0 | 0 | 0 | 0 | 0 | 0 | 0 | 0 | 0 | 0 | 0 | 0 | 0 | 0 | 0 | 0 | 0 | 0 | 0 | 0 | 0 | 0 | 0 | 0_Vintage_Stock |  |  |  |  | 288381.2139
S5C5 |  | Year 0: System 5 Technology 5
Technology Variables
| Tech Key | Year 0: 0
| Peak Factor (S) | Year 0: 0
| Peak Factor (W) | Year 0: 0
| Min Vintage Lifetime | Year 0: 0
| Max Vintage Lifetime | Year 0: 0
| Turnover Style | Year 0: 0
Technology Variables
| Equipment | Year 0: Label; Year 1: Min Lifetime; Year 2: Max Lifetime; Year 3: Degradation; Year 4: Usage; Year 5: Available
| E1 | Year 1: 0; Year 2: 0; Year 3: 0%; Year 4: 0; Year 5: FALSE
| E2 | Year 1: 0; Year 2: 0; Year 3: 0%; Year 4: 0; Year 5: FALSE
| E3 | Year 1: 0; Year 2: 0; Year 3: 0%; Year 4: 0; Year 5: FALSE
| E4 | Year 1: 0; Year 2: 0; Year 3: 0%; Year 4: 0; Year 5: FALSE
| E5 | Year 1: 0; Year 2: 0; Year 3: 0%; Year 4: 0; Year 5: FALSE
| E6 | Year 1: 0; Year 2: 0; Year 3: 0%; Year 4: 0; Year 5: FALSE
| E7 | Year 1: 0; Year 2: 0; Year 3: 0%; Year 4: 0; Year 5: FALSE
| E8 | Year 1: 0; Year 2: 0; Year 3: 0%; Year 4: 0; Year 5: FALSE
| E9 | Year 1: 0; Year 2: 0; Year 3: 0%; Year 4: 0; Year 5: FALSE
| E10 | Year 1: 0; Year 2: 0; Year 3: 0%; Year 4: 0; Year 5: FALSE
Original Forecast Results
| Year | Year 0 | Year 1 | Year 2 | Year 3 | Year 4 | Year 5 | Year 6 | Year 7 | Year 8 | Year 9 | Year 10 | Year 11 | Year 12 | Year 13 | Year 14 | Year 15 | Year 16 | Year 17 | Year 18 | Year 19 | Year 20 | Year 21 | Year 22 | Year 23 | Year 24 | Year 25 | Year 26 | Year 27 | Year 28 | Year 29 | Year 30 | Key
| Units | 0 | 0 | 0 | 0 | 0 | 0 | 0 | 0 | 0 | 0 | 0 | 0 | 0 | 0 | 0 | 0 | 0 | 0 | 0 | 0 | 0 | 0 | 0 | 0 | 0 | 0 | 0 | 0 | 0 | 0 | 0 | #REF! |  |  |  |  | 301957.8232
| Usage | 0 | 0 | 0 | 0 | 0 | 0 | 0 | 0 | 0 | 0 | 0 | 0 | 0 | 0 | 0 | 0 | 0 | 0 | 0 | 0 | 0 | 0 | 0 | 0 | 0 | 0 | 0 | 0 | 0 | 0 | 0 | #REF! |  |  |  |  | 1698.6543
| Peak Demand (S) | 0 | 0 | 0 | 0 | 0 | 0 | 0 | 0 | 0 | 0 | 0 | 0 | 0 | 0 | 0 | 0 | 0 | 0 | 0 | 0 | 0 | 0 | 0 | 0 | 0 | 0 | 0 | 0 | 0 | 0 | 0 | #REF! |  |  |  |  | 0
| Peak Demand (W) | 0 | 0 | 0 | 0 | 0 | 0 | 0 | 0 | 0 | 0 | 0 | 0 | 0 | 0 | 0 | 0 | 0 | 0 | 0 | 0 | 0 | 0 | 0 | 0 | 0 | 0 | 0 | 0 | 0 | 0 | 0 | #REF! |  |  |  |  | 884.6119
| Turnover | 0 | 0 | 0 | 0 | 0 | 0 | 0 | 0 | 0 | 0 | 0 | 0 | 0 | 0 | 0 | 0 | 0 | 0 | 0 | 0 | 0 | 0 | 0 | 0 | 0 | 0 | 0 | 0 | 0 | 0 | 0 | #REF! |  |  |  |  | 6885.4476
| Avg. Replacement Usage | 0 | 0 | 0 | 0 | 0 | 0 | 0 | 0 | 0 | 0 | 0 | 0 | 0 | 0 | 0 | 0 | 0 | 0 | 0 | 0 | 0 | 0 | 0 | 0 | 0 | 0 | 0 | 0 | 0 | 0 | 0 | #REF! |  |  |  |  | 5638.8522
| Avg. Replacement Demand (S) | 0 | 0 | 0 | 0 | 0 | 0 | 0 | 0 | 0 | 0 | 0 | 0 | 0 | 0 | 0 | 0 | 0 | 0 | 0 | 0 | 0 | 0 | 0 | 0 | 0 | 0 | 0 | 0 | 0 | 0 | 0 | #REF! |  |  |  |  | 0
| Avg. Replacement Demand (W) | 0 | 0 | 0 | 0 | 0 | 0 | 0 | 0 | 0 | 0 | 0 | 0 | 0 | 0 | 0 | 0 | 0 | 0 | 0 | 0 | 0 | 0 | 0 | 0 | 0 | 0 | 0 | 0 | 0 | 0 | 0 | #REF! |  |  |  |  | 2.9366
Tech Forecast Stock
| Year | Year 0 | Year 1 | Year 2 | Year 3 | Year 4 | Year 5 | Year 6 | Year 7 | Year 8 | Year 9 | Year 10 | Year 11 | Year 12 | Year 13 | Year 14 | Year 15 | Year 16 | Year 17 | Year 18 | Year 19 | Year 20 | Year 21 | Year 22 | Year 23 | Year 24 | Year 25 | Year 26 | Year 27 | Year 28 | Year 29 | Year 30
| E1 | 0 | 0 | 0 | 0 | 0 | 0 | 0 | 0 | 0 | 0 | 0 | 0 | 0 | 0 | 0 | 0 | 0 | 0 | 0 | 0 | 0 | 0 | 0 | 0 | 0 | 0 | 0 | 0 | 0 | 0 | 0
| E2 | 0 | 0 | 0 | 0 | 0 | 0 | 0 | 0 | 0 | 0 | 0 | 0 | 0 | 0 | 0 | 0 | 0 | 0 | 0 | 0 | 0 | 0 | 0 | 0 | 0 | 0 | 0 | 0 | 0 | 0 | 0
| E3 | 0 | 0 | 0 | 0 | 0 | 0 | 0 | 0 | 0 | 0 | 0 | 0 | 0 | 0 | 0 | 0 | 0 | 0 | 0 | 0 | 0 | 0 | 0 | 0 | 0 | 0 | 0 | 0 | 0 | 0 | 0
| E4 | 0 | 0 | 0 | 0 | 0 | 0 | 0 | 0 | 0 | 0 | 0 | 0 | 0 | 0 | 0 | 0 | 0 | 0 | 0 | 0 | 0 | 0 | 0 | 0 | 0 | 0 | 0 | 0 | 0 | 0 | 0
| E5 | 0 | 0 | 0 | 0 | 0 | 0 | 0 | 0 | 0 | 0 | 0 | 0 | 0 | 0 | 0 | 0 | 0 | 0 | 0 | 0 | 0 | 0 | 0 | 0 | 0 | 0 | 0 | 0 | 0 | 0 | 0
| E6 | 0 | 0 | 0 | 0 | 0 | 0 | 0 | 0 | 0 | 0 | 0 | 0 | 0 | 0 | 0 | 0 | 0 | 0 | 0 | 0 | 0 | 0 | 0 | 0 | 0 | 0 | 0 | 0 | 0 | 0 | 0
| E7 | 0 | 0 | 0 | 0 | 0 | 0 | 0 | 0 | 0 | 0 | 0 | 0 | 0 | 0 | 0 | 0 | 0 | 0 | 0 | 0 | 0 | 0 | 0 | 0 | 0 | 0 | 0 | 0 | 0 | 0 | 0
| E8 | 0 | 0 | 0 | 0 | 0 | 0 | 0 | 0 | 0 | 0 | 0 | 0 | 0 | 0 | 0 | 0 | 0 | 0 | 0 | 0 | 0 | 0 | 0 | 0 | 0 | 0 | 0 | 0 | 0 | 0 | 0
| E9 | 0 | 0 | 0 | 0 | 0 | 0 | 0 | 0 | 0 | 0 | 0 | 0 | 0 | 0 | 0 | 0 | 0 | 0 | 0 | 0 | 0 | 0 | 0 | 0 | 0 | 0 | 0 | 0 | 0 | 0 | 0
| E10 | 0 | 0 | 0 | 0 | 0 | 0 | 0 | 0 | 0 | 0 | 0 | 0 | 0 | 0 | 0 | 0 | 0 | 0 | 0 | 0 | 0 | 0 | 0 | 0 | 0 | 0 | 0 | 0 | 0 | 0 | 0
| Vintage | 0 | 0 | 0 | 0 | 0 | 0 | 0 | 0 | 0 | 0 | 0 | 0 | 0 | 0 | 0 | 0 | 0 | 0 | 0 | 0 | 0 | 0 | 0 | 0 | 0 | 0 | 0 | 0 | 0 | 0 | 0
Stock for Switching
| Year | Year 0 | Year 1 | Year 2 | Year 3 | Year 4 | Year 5 | Year 6 | Year 7 | Year 8 | Year 9 | Year 10 | Year 11 | Year 12 | Year 13 | Year 14 | Year 15 | Year 16 | Year 17 | Year 18 | Year 19 | Year 20 | Year 21 | Year 22 | Year 23 | Year 24 | Year 25 | Year 26 | Year 27 | Year 28 | Year 29 | Year 30
| E1 | 0 | 0 | 0 | 0 | 0 | 0 | 0 | 0 | 0 | 0 | 0 | 0 | 0 | 0 | 0 | 0 | 0 | 0 | 0 | 0 | 0 | 0 | 0 | 0 | 0 | 0 | 0 | 0 | 0 | 0 | 0 | 0_E1_SysStock
| E2 | 0 | 0 | 0 | 0 | 0 | 0 | 0 | 0 | 0 | 0 | 0 | 0 | 0 | 0 | 0 | 0 | 0 | 0 | 0 | 0 | 0 | 0 | 0 | 0 | 0 | 0 | 0 | 0 | 0 | 0 | 0 | 0_E2_SysStock
| E3 | 0 | 0 | 0 | 0 | 0 | 0 | 0 | 0 | 0 | 0 | 0 | 0 | 0 | 0 | 0 | 0 | 0 | 0 | 0 | 0 | 0 | 0 | 0 | 0 | 0 | 0 | 0 | 0 | 0 | 0 | 0 | 0_E3_SysStock
| E4 | 0 | 0 | 0 | 0 | 0 | 0 | 0 | 0 | 0 | 0 | 0 | 0 | 0 | 0 | 0 | 0 | 0 | 0 | 0 | 0 | 0 | 0 | 0 | 0 | 0 | 0 | 0 | 0 | 0 | 0 | 0 | 0_E4_SysStock
| E5 | 0 | 0 | 0 | 0 | 0 | 0 | 0 | 0 | 0 | 0 | 0 | 0 | 0 | 0 | 0 | 0 | 0 | 0 | 0 | 0 | 0 | 0 | 0 | 0 | 0 | 0 | 0 | 0 | 0 | 0 | 0 | 0_E5_SysStock
| E6 | 0 | 0 | 0 | 0 | 0 | 0 | 0 | 0 | 0 | 0 | 0 | 0 | 0 | 0 | 0 | 0 | 0 | 0 | 0 | 0 | 0 | 0 | 0 | 0 | 0 | 0 | 0 | 0 | 0 | 0 | 0 | 0_E6_SysStock
| E7 | 0 | 0 | 0 | 0 | 0 | 0 | 0 | 0 | 0 | 0 | 0 | 0 | 0 | 0 | 0 | 0 | 0 | 0 | 0 | 0 | 0 | 0 | 0 | 0 | 0 | 0 | 0 | 0 | 0 | 0 | 0 | 0_E7_SysStock
| E8 | 0 | 0 | 0 | 0 | 0 | 0 | 0 | 0 | 0 | 0 | 0 | 0 | 0 | 0 | 0 | 0 | 0 | 0 | 0 | 0 | 0 | 0 | 0 | 0 | 0 | 0 | 0 | 0 | 0 | 0 | 0 | 0_E8_SysStock
| E9 | 0 | 0 | 0 | 0 | 0 | 0 | 0 | 0 | 0 | 0 | 0 | 0 | 0 | 0 | 0 | 0 | 0 | 0 | 0 | 0 | 0 | 0 | 0 | 0 | 0 | 0 | 0 | 0 | 0 | 0 | 0 | 0_E9_SysStock
| E10 | 0 | 0 | 0 | 0 | 0 | 0 | 0 | 0 | 0 | 0 | 0 | 0 | 0 | 0 | 0 | 0 | 0 | 0 | 0 | 0 | 0 | 0 | 0 | 0 | 0 | 0 | 0 | 0 | 0 | 0 | 0 | 0_E10_SysStock
| Vintage | 0 | 0 | 0 | 0 | 0 | 0 | 0 | 0 | 0 | 0 | 0 | 0 | 0 | 0 | 0 | 0 | 0 | 0 | 0 | 0 | 0 | 0 | 0 | 0 | 0 | 0 | 0 | 0 | 0 | 0 | 0 | 0_Vintage_SysStock
Tech Forecast Purchases
| Year | Year 0 | Year 1 | Year 2 | Year 3 | Year 4 | Year 5 | Year 6 | Year 7 | Year 8 | Year 9 | Year 10 | Year 11 | Year 12 | Year 13 | Year 14 | Year 15 | Year 16 | Year 17 | Year 18 | Year 19 | Year 20 | Year 21 | Year 22 | Year 23 | Year 24 | Year 25 | Year 26 | Year 27 | Year 28 | Year 29 | Year 30
| E1 | 0 | 0 | 0 | 0 | 0 | 0 | 0 | 0 | 0 | 0 | 0 | 0 | 0 | 0 | 0 | 0 | 0 | 0 | 0 | 0 | 0 | 0 | 0 | 0 | 0 | 0 | 0 | 0 | 0 | 0 | 0
| E2 | 0 | 0 | 0 | 0 | 0 | 0 | 0 | 0 | 0 | 0 | 0 | 0 | 0 | 0 | 0 | 0 | 0 | 0 | 0 | 0 | 0 | 0 | 0 | 0 | 0 | 0 | 0 | 0 | 0 | 0 | 0
| E3 | 0 | 0 | 0 | 0 | 0 | 0 | 0 | 0 | 0 | 0 | 0 | 0 | 0 | 0 | 0 | 0 | 0 | 0 | 0 | 0 | 0 | 0 | 0 | 0 | 0 | 0 | 0 | 0 | 0 | 0 | 0
| E4 | 0 | 0 | 0 | 0 | 0 | 0 | 0 | 0 | 0 | 0 | 0 | 0 | 0 | 0 | 0 | 0 | 0 | 0 | 0 | 0 | 0 | 0 | 0 | 0 | 0 | 0 | 0 | 0 | 0 | 0 | 0
| E5 | 0 | 0 | 0 | 0 | 0 | 0 | 0 | 0 | 0 | 0 | 0 | 0 | 0 | 0 | 0 | 0 | 0 | 0 | 0 | 0 | 0 | 0 | 0 | 0 | 0 | 0 | 0 | 0 | 0 | 0 | 0
| E6 | 0 | 0 | 0 | 0 | 0 | 0 | 0 | 0 | 0 | 0 | 0 | 0 | 0 | 0 | 0 | 0 | 0 | 0 | 0 | 0 | 0 | 0 | 0 | 0 | 0 | 0 | 0 | 0 | 0 | 0 | 0
| E7 | 0 | 0 | 0 | 0 | 0 | 0 | 0 | 0 | 0 | 0 | 0 | 0 | 0 | 0 | 0 | 0 | 0 | 0 | 0 | 0 | 0 | 0 | 0 | 0 | 0 | 0 | 0 | 0 | 0 | 0 | 0
| E8 | 0 | 0 | 0 | 0 | 0 | 0 | 0 | 0 | 0 | 0 | 0 | 0 | 0 | 0 | 0 | 0 | 0 | 0 | 0 | 0 | 0 | 0 | 0 | 0 | 0 | 0 | 0 | 0 | 0 | 0 | 0
| E9 | 0 | 0 | 0 | 0 | 0 | 0 | 0 | 0 | 0 | 0 | 0 | 0 | 0 | 0 | 0 | 0 | 0 | 0 | 0 | 0 | 0 | 0 | 0 | 0 | 0 | 0 | 0 | 0 | 0 | 0 | 0
| E10 | 0 | 0 | 0 | 0 | 0 | 0 | 0 | 0 | 0 | 0 | 0 | 0 | 0 | 0 | 0 | 0 | 0 | 0 | 0 | 0 | 0 | 0 | 0 | 0 | 0 | 0 | 0 | 0 | 0 | 0 | 0
Potential to Switch
| Year | Year 0 | Year 1 | Year 2 | Year 3 | Year 4 | Year 5 | Year 6 | Year 7 | Year 8 | Year 9 | Year 10 | Year 11 | Year 12 | Year 13 | Year 14 | Year 15 | Year 16 | Year 17 | Year 18 | Year 19 | Year 20 | Year 21 | Year 22 | Year 23 | Year 24 | Year 25 | Year 26 | Year 27 | Year 28 | Year 29 | Year 30
| E1 | 0 | 0 | 0 | 0 | 0 | 0 | 0 | 0 | 0 | 0 | 0 | 0 | 0 | 0 | 0 | 0 | 0 | 0 | 0 | 0 | 0 | 0 | 0 | 0 | 0 | 0 | 0 | 0 | 0 | 0 | 0 | 0_E1_Switched Out
| E2 | 0 | 0 | 0 | 0 | 0 | 0 | 0 | 0 | 0 | 0 | 0 | 0 | 0 | 0 | 0 | 0 | 0 | 0 | 0 | 0 | 0 | 0 | 0 | 0 | 0 | 0 | 0 | 0 | 0 | 0 | 0 | 0_E2_Switched Out
| E3 | 0 | 0 | 0 | 0 | 0 | 0 | 0 | 0 | 0 | 0 | 0 | 0 | 0 | 0 | 0 | 0 | 0 | 0 | 0 | 0 | 0 | 0 | 0 | 0 | 0 | 0 | 0 | 0 | 0 | 0 | 0 | 0_E3_Switched Out
| E4 | 0 | 0 | 0 | 0 | 0 | 0 | 0 | 0 | 0 | 0 | 0 | 0 | 0 | 0 | 0 | 0 | 0 | 0 | 0 | 0 | 0 | 0 | 0 | 0 | 0 | 0 | 0 | 0 | 0 | 0 | 0 | 0_E4_Switched Out
| E5 | 0 | 0 | 0 | 0 | 0 | 0 | 0 | 0 | 0 | 0 | 0 | 0 | 0 | 0 | 0 | 0 | 0 | 0 | 0 | 0 | 0 | 0 | 0 | 0 | 0 | 0 | 0 | 0 | 0 | 0 | 0 | 0_E5_Switched Out
| E6 | 0 | 0 | 0 | 0 | 0 | 0 | 0 | 0 | 0 | 0 | 0 | 0 | 0 | 0 | 0 | 0 | 0 | 0 | 0 | 0 | 0 | 0 | 0 | 0 | 0 | 0 | 0 | 0 | 0 | 0 | 0 | 0_E6_Switched Out
| E7 | 0 | 0 | 0 | 0 | 0 | 0 | 0 | 0 | 0 | 0 | 0 | 0 | 0 | 0 | 0 | 0 | 0 | 0 | 0 | 0 | 0 | 0 | 0 | 0 | 0 | 0 | 0 | 0 | 0 | 0 | 0 | 0_E7_Switched Out
| E8 | 0 | 0 | 0 | 0 | 0 | 0 | 0 | 0 | 0 | 0 | 0 | 0 | 0 | 0 | 0 | 0 | 0 | 0 | 0 | 0 | 0 | 0 | 0 | 0 | 0 | 0 | 0 | 0 | 0 | 0 | 0 | 0_E8_Switched Out
| E9 | 0 | 0 | 0 | 0 | 0 | 0 | 0 | 0 | 0 | 0 | 0 | 0 | 0 | 0 | 0 | 0 | 0 | 0 | 0 | 0 | 0 | 0 | 0 | 0 | 0 | 0 | 0 | 0 | 0 | 0 | 0 | 0_E9_Switched Out
| E10 | 0 | 0 | 0 | 0 | 0 | 0 | 0 | 0 | 0 | 0 | 0 | 0 | 0 | 0 | 0 | 0 | 0 | 0 | 0 | 0 | 0 | 0 | 0 | 0 | 0 | 0 | 0 | 0 | 0 | 0 | 0 | 0_E10_Switched Out
Units Out
| E1 | 0 | 0 | 0 | 0 | 0 | 0 | 0 | 0 | 0 | 0 | 0 | 0 | 0 | 0 | 0 | 0 | 0 | 0 | 0 | 0 | 0 | 0 | 0 | 0 | 0 | 0 | 0 | 0 | 0 | 0 | 0
| E2 | 0 | 0 | 0 | 0 | 0 | 0 | 0 | 0 | 0 | 0 | 0 | 0 | 0 | 0 | 0 | 0 | 0 | 0 | 0 | 0 | 0 | 0 | 0 | 0 | 0 | 0 | 0 | 0 | 0 | 0 | 0
| E3 | 0 | 0 | 0 | 0 | 0 | 0 | 0 | 0 | 0 | 0 | 0 | 0 | 0 | 0 | 0 | 0 | 0 | 0 | 0 | 0 | 0 | 0 | 0 | 0 | 0 | 0 | 0 | 0 | 0 | 0 | 0
| E4 | 0 | 0 | 0 | 0 | 0 | 0 | 0 | 0 | 0 | 0 | 0 | 0 | 0 | 0 | 0 | 0 | 0 | 0 | 0 | 0 | 0 | 0 | 0 | 0 | 0 | 0 | 0 | 0 | 0 | 0 | 0
| E5 | 0 | 0 | 0 | 0 | 0 | 0 | 0 | 0 | 0 | 0 | 0 | 0 | 0 | 0 | 0 | 0 | 0 | 0 | 0 | 0 | 0 | 0 | 0 | 0 | 0 | 0 | 0 | 0 | 0 | 0 | 0
| E6 | 0 | 0 | 0 | 0 | 0 | 0 | 0 | 0 | 0 | 0 | 0 | 0 | 0 | 0 | 0 | 0 | 0 | 0 | 0 | 0 | 0 | 0 | 0 | 0 | 0 | 0 | 0 | 0 | 0 | 0 | 0
| E7 | 0 | 0 | 0 | 0 | 0 | 0 | 0 | 0 | 0 | 0 | 0 | 0 | 0 | 0 | 0 | 0 | 0 | 0 | 0 | 0 | 0 | 0 | 0 | 0 | 0 | 0 | 0 | 0 | 0 | 0 | 0
| E8 | 0 | 0 | 0 | 0 | 0 | 0 | 0 | 0 | 0 | 0 | 0 | 0 | 0 | 0 | 0 | 0 | 0 | 0 | 0 | 0 | 0 | 0 | 0 | 0 | 0 | 0 | 0 | 0 | 0 | 0 | 0
| E9 | 0 | 0 | 0 | 0 | 0 | 0 | 0 | 0 | 0 | 0 | 0 | 0 | 0 | 0 | 0 | 0 | 0 | 0 | 0 | 0 | 0 | 0 | 0 | 0 | 0 | 0 | 0 | 0 | 0 | 0 | 0
| E10 | 0 | 0 | 0 | 0 | 0 | 0 | 0 | 0 | 0 | 0 | 0 | 0 | 0 | 0 | 0 | 0 | 0 | 0 | 0 | 0 | 0 | 0 | 0 | 0 | 0 | 0 | 0 | 0 | 0 | 0 | 0
| Vintage | 0 | 0 | 0 | 0 | 0 | 0 | 0 | 0 | 0 | 0 | 0 | 0 | 0 | 0 | 0 | 0 | 0 | 0 | 0 | 0 | 0 | 0 | 0 | 0 | 0 | 0 | 0 | 0 | 0 | 0 | 0
Tech Purchase Shares
| Year | Year 0 | Year 1 | Year 2 | Year 3 | Year 4 | Year 5 | Year 6 | Year 7 | Year 8 | Year 9 | Year 10 | Year 11 | Year 12 | Year 13 | Year 14 | Year 15 | Year 16 | Year 17 | Year 18 | Year 19 | Year 20 | Year 21 | Year 22 | Year 23 | Year 24 | Year 25 | Year 26 | Year 27 | Year 28 | Year 29 | Year 30
E1 | bar: Year 0 to Year 30
E2 | bar: Year 0 to Year 30
E3 | bar: Year 0 to Year 30
E4 | bar: Year 0 to Year 30
E5 | bar: Year 0 to Year 30
E6 | bar: Year 0 to Year 30
E7 | bar: Year 0 to Year 30
E8 | bar: Year 0 to Year 30
E9 | bar: Year 0 to Year 30
E10 | bar: Year 0 to Year 30
Units In from Switching
| E1 | 0 | 0 | 0 | 0 | 0 | 0 | 0 | 0 | 0 | 0 | 0 | 0 | 0 | 0 | 0 | 0 | 0 | 0 | 0 | 0 | 0 | 0 | 0 | 0 | 0 | 0 | 0 | 0 | 0 | 0 | 0
| E2 | 0 | 0 | 0 | 0 | 0 | 0 | 0 | 0 | 0 | 0 | 0 | 0 | 0 | 0 | 0 | 0 | 0 | 0 | 0 | 0 | 0 | 0 | 0 | 0 | 0 | 0 | 0 | 0 | 0 | 0 | 0
| E3 | 0 | 0 | 0 | 0 | 0 | 0 | 0 | 0 | 0 | 0 | 0 | 0 | 0 | 0 | 0 | 0 | 0 | 0 | 0 | 0 | 0 | 0 | 0 | 0 | 0 | 0 | 0 | 0 | 0 | 0 | 0
| E4 | 0 | 0 | 0 | 0 | 0 | 0 | 0 | 0 | 0 | 0 | 0 | 0 | 0 | 0 | 0 | 0 | 0 | 0 | 0 | 0 | 0 | 0 | 0 | 0 | 0 | 0 | 0 | 0 | 0 | 0 | 0
| E5 | 0 | 0 | 0 | 0 | 0 | 0 | 0 | 0 | 0 | 0 | 0 | 0 | 0 | 0 | 0 | 0 | 0 | 0 | 0 | 0 | 0 | 0 | 0 | 0 | 0 | 0 | 0 | 0 | 0 | 0 | 0
| E6 | 0 | 0 | 0 | 0 | 0 | 0 | 0 | 0 | 0 | 0 | 0 | 0 | 0 | 0 | 0 | 0 | 0 | 0 | 0 | 0 | 0 | 0 | 0 | 0 | 0 | 0 | 0 | 0 | 0 | 0 | 0
| E7 | 0 | 0 | 0 | 0 | 0 | 0 | 0 | 0 | 0 | 0 | 0 | 0 | 0 | 0 | 0 | 0 | 0 | 0 | 0 | 0 | 0 | 0 | 0 | 0 | 0 | 0 | 0 | 0 | 0 | 0 | 0
| E8 | 0 | 0 | 0 | 0 | 0 | 0 | 0 | 0 | 0 | 0 | 0 | 0 | 0 | 0 | 0 | 0 | 0 | 0 | 0 | 0 | 0 | 0 | 0 | 0 | 0 | 0 | 0 | 0 | 0 | 0 | 0
| E9 | 0 | 0 | 0 | 0 | 0 | 0 | 0 | 0 | 0 | 0 | 0 | 0 | 0 | 0 | 0 | 0 | 0 | 0 | 0 | 0 | 0 | 0 | 0 | 0 | 0 | 0 | 0 | 0 | 0 | 0 | 0
| E10 | 0 | 0 | 0 | 0 | 0 | 0 | 0 | 0 | 0 | 0 | 0 | 0 | 0 | 0 | 0 | 0 | 0 | 0 | 0 | 0 | 0 | 0 | 0 | 0 | 0 | 0 | 0 | 0 | 0 | 0 | 0
| Vintage | 0 | 0 | 0 | 0 | 0 | 0 | 0 | 0 | 0 | 0 | 0 | 0 | 0 | 0 | 0 | 0 | 0 | 0 | 0 | 0 | 0 | 0 | 0 | 0 | 0 | 0 | 0 | 0 | 0 | 0 | 0
Net Change
| Year | Year 0 | Year 1 | Year 2 | Year 3 | Year 4 | Year 5 | Year 6 | Year 7 | Year 8 | Year 9 | Year 10 | Year 11 | Year 12 | Year 13 | Year 14 | Year 15 | Year 16 | Year 17 | Year 18 | Year 19 | Year 20 | Year 21 | Year 22 | Year 23 | Year 24 | Year 25 | Year 26 | Year 27 | Year 28 | Year 29 | Year 30 | Key
| Units | 0 | 0 | 0 | 0 | 0 | 0 | 0 | 0 | 0 | 0 | 0 | 0 | 0 | 0 | 0 | 0 | 0 | 0 | 0 | 0 | 0 | 0 | 0 | 0 | 0 | 0 | 0 | 0 | 0 | 0 | 0 | 0_Units |  |  |  |  | 301957.8232
| Usage | 0 | 0 | 0 | 0 | 0 | 0 | 0 | 0 | 0 | 0 | 0 | 0 | 0 | 0 | 0 | 0 | 0 | 0 | 0 | 0 | 0 | 0 | 0 | 0 | 0 | 0 | 0 | 0 | 0 | 0 | 0 | 0_Usage |  |  |  |  | 1698.6543
| Peak Demand (S) | 0 | 0 | 0 | 0 | 0 | 0 | 0 | 0 | 0 | 0 | 0 | 0 | 0 | 0 | 0 | 0 | 0 | 0 | 0 | 0 | 0 | 0 | 0 | 0 | 0 | 0 | 0 | 0 | 0 | 0 | 0 | 0_Peak Demand (S) |  |  |  |  | 0
| Peak Demand (W) | 0 | 0 | 0 | 0 | 0 | 0 | 0 | 0 | 0 | 0 | 0 | 0 | 0 | 0 | 0 | 0 | 0 | 0 | 0 | 0 | 0 | 0 | 0 | 0 | 0 | 0 | 0 | 0 | 0 | 0 | 0 | 0_Peak Demand (W) |  |  |  |  | 884.6119
| Turnover | 0 | 0 | 0 | 0 | 0 | 0 | 0 | 0 | 0 | 0 | 0 | 0 | 0 | 0 | 0 | 0 | 0 | 0 | 0 | 0 | 0 | 0 | 0 | 0 | 0 | 0 | 0 | 0 | 0 | 0 | 0 | 0_Turnover |  |  |  |  | 6885.4476
| Avg. Replacement Usage | 0 | 0 | 0 | 0 | 0 | 0 | 0 | 0 | 0 | 0 | 0 | 0 | 0 | 0 | 0 | 0 | 0 | 0 | 0 | 0 | 0 | 0 | 0 | 0 | 0 | 0 | 0 | 0 | 0 | 0 | 0 | 0_Avg. Replacement Usage |  |  |  |  | 5638.8522
| Avg. Replacement Demand (S) | 0 | 0 | 0 | 0 | 0 | 0 | 0 | 0 | 0 | 0 | 0 | 0 | 0 | 0 | 0 | 0 | 0 | 0 | 0 | 0 | 0 | 0 | 0 | 0 | 0 | 0 | 0 | 0 | 0 | 0 | 0 | 0_Avg. Replacement Demand (S) |  |  |  |  | 0
| Avg. Replacement Demand (W) | 0 | 0 | 0 | 0 | 0 | 0 | 0 | 0 | 0 | 0 | 0 | 0 | 0 | 0 | 0 | 0 | 0 | 0 | 0 | 0 | 0 | 0 | 0 | 0 | 0 | 0 | 0 | 0 | 0 | 0 | 0 | 0_Avg. Replacement Demand (W) |  |  |  |  | 2.9366
Purchases
| Year | Year 0 | Year 1 | Year 2 | Year 3 | Year 4 | Year 5 | Year 6 | Year 7 | Year 8 | Year 9 | Year 10 | Year 11 | Year 12 | Year 13 | Year 14 | Year 15 | Year 16 | Year 17 | Year 18 | Year 19 | Year 20 | Year 21 | Year 22 | Year 23 | Year 24 | Year 25 | Year 26 | Year 27 | Year 28 | Year 29 | Year 30
| E1 | 0 | 0 | 0 | 0 | 0 | 0 | 0 | 0 | 0 | 0 | 0 | 0 | 0 | 0 | 0 | 0 | 0 | 0 | 0 | 0 | 0 | 0 | 0 | 0 | 0 | 0 | 0 | 0 | 0 | 0 | 0 | 0_E1_Purchases |  |  |  |  | 6885.4476
| E2 | 0 | 0 | 0 | 0 | 0 | 0 | 0 | 0 | 0 | 0 | 0 | 0 | 0 | 0 | 0 | 0 | 0 | 0 | 0 | 0 | 0 | 0 | 0 | 0 | 0 | 0 | 0 | 0 | 0 | 0 | 0 | 0_E2_Purchases |  |  |  |  | 0
| E3 | 0 | 0 | 0 | 0 | 0 | 0 | 0 | 0 | 0 | 0 | 0 | 0 | 0 | 0 | 0 | 0 | 0 | 0 | 0 | 0 | 0 | 0 | 0 | 0 | 0 | 0 | 0 | 0 | 0 | 0 | 0 | 0_E3_Purchases |  |  |  |  | 0
| E4 | 0 | 0 | 0 | 0 | 0 | 0 | 0 | 0 | 0 | 0 | 0 | 0 | 0 | 0 | 0 | 0 | 0 | 0 | 0 | 0 | 0 | 0 | 0 | 0 | 0 | 0 | 0 | 0 | 0 | 0 | 0 | 0_E4_Purchases |  |  |  |  | 0
| E5 | 0 | 0 | 0 | 0 | 0 | 0 | 0 | 0 | 0 | 0 | 0 | 0 | 0 | 0 | 0 | 0 | 0 | 0 | 0 | 0 | 0 | 0 | 0 | 0 | 0 | 0 | 0 | 0 | 0 | 0 | 0 | 0_E5_Purchases |  |  |  |  | 0
| E6 | 0 | 0 | 0 | 0 | 0 | 0 | 0 | 0 | 0 | 0 | 0 | 0 | 0 | 0 | 0 | 0 | 0 | 0 | 0 | 0 | 0 | 0 | 0 | 0 | 0 | 0 | 0 | 0 | 0 | 0 | 0 | 0_E6_Purchases |  |  |  |  | 0
| E7 | 0 | 0 | 0 | 0 | 0 | 0 | 0 | 0 | 0 | 0 | 0 | 0 | 0 | 0 | 0 | 0 | 0 | 0 | 0 | 0 | 0 | 0 | 0 | 0 | 0 | 0 | 0 | 0 | 0 | 0 | 0 | 0_E7_Purchases |  |  |  |  | 0
| E8 | 0 | 0 | 0 | 0 | 0 | 0 | 0 | 0 | 0 | 0 | 0 | 0 | 0 | 0 | 0 | 0 | 0 | 0 | 0 | 0 | 0 | 0 | 0 | 0 | 0 | 0 | 0 | 0 | 0 | 0 | 0 | 0_E8_Purchases |  |  |  |  | 0
| E9 | 0 | 0 | 0 | 0 | 0 | 0 | 0 | 0 | 0 | 0 | 0 | 0 | 0 | 0 | 0 | 0 | 0 | 0 | 0 | 0 | 0 | 0 | 0 | 0 | 0 | 0 | 0 | 0 | 0 | 0 | 0 | 0_E9_Purchases |  |  |  |  | 0
| E10 | 0 | 0 | 0 | 0 | 0 | 0 | 0 | 0 | 0 | 0 | 0 | 0 | 0 | 0 | 0 | 0 | 0 | 0 | 0 | 0 | 0 | 0 | 0 | 0 | 0 | 0 | 0 | 0 | 0 | 0 | 0 | 0_E10_Purchases |  |  |  |  | 0
Stock
| Year | Year 0 | Year 1 | Year 2 | Year 3 | Year 4 | Year 5 | Year 6 | Year 7 | Year 8 | Year 9 | Year 10 | Year 11 | Year 12 | Year 13 | Year 14 | Year 15 | Year 16 | Year 17 | Year 18 | Year 19 | Year 20 | Year 21 | Year 22 | Year 23 | Year 24 | Year 25 | Year 26 | Year 27 | Year 28 | Year 29 | Year 30
| E1 | 0 | 0 | 0 | 0 | 0 | 0 | 0 | 0 | 0 | 0 | 0 | 0 | 0 | 0 | 0 | 0 | 0 | 0 | 0 | 0 | 0 | 0 | 0 | 0 | 0 | 0 | 0 | 0 | 0 | 0 | 0 | 0_E1_Stock |  |  |  |  | 13576.6093
| E2 | 0 | 0 | 0 | 0 | 0 | 0 | 0 | 0 | 0 | 0 | 0 | 0 | 0 | 0 | 0 | 0 | 0 | 0 | 0 | 0 | 0 | 0 | 0 | 0 | 0 | 0 | 0 | 0 | 0 | 0 | 0 | 0_E2_Stock |  |  |  |  | 0
| E3 | 0 | 0 | 0 | 0 | 0 | 0 | 0 | 0 | 0 | 0 | 0 | 0 | 0 | 0 | 0 | 0 | 0 | 0 | 0 | 0 | 0 | 0 | 0 | 0 | 0 | 0 | 0 | 0 | 0 | 0 | 0 | 0_E3_Stock |  |  |  |  | 0
| E4 | 0 | 0 | 0 | 0 | 0 | 0 | 0 | 0 | 0 | 0 | 0 | 0 | 0 | 0 | 0 | 0 | 0 | 0 | 0 | 0 | 0 | 0 | 0 | 0 | 0 | 0 | 0 | 0 | 0 | 0 | 0 | 0_E4_Stock |  |  |  |  | 0
| E5 | 0 | 0 | 0 | 0 | 0 | 0 | 0 | 0 | 0 | 0 | 0 | 0 | 0 | 0 | 0 | 0 | 0 | 0 | 0 | 0 | 0 | 0 | 0 | 0 | 0 | 0 | 0 | 0 | 0 | 0 | 0 | 0_E5_Stock |  |  |  |  | 0
| E6 | 0 | 0 | 0 | 0 | 0 | 0 | 0 | 0 | 0 | 0 | 0 | 0 | 0 | 0 | 0 | 0 | 0 | 0 | 0 | 0 | 0 | 0 | 0 | 0 | 0 | 0 | 0 | 0 | 0 | 0 | 0 | 0_E6_Stock |  |  |  |  | 0
| E7 | 0 | 0 | 0 | 0 | 0 | 0 | 0 | 0 | 0 | 0 | 0 | 0 | 0 | 0 | 0 | 0 | 0 | 0 | 0 | 0 | 0 | 0 | 0 | 0 | 0 | 0 | 0 | 0 | 0 | 0 | 0 | 0_E7_Stock |  |  |  |  | 0
| E8 | 0 | 0 | 0 | 0 | 0 | 0 | 0 | 0 | 0 | 0 | 0 | 0 | 0 | 0 | 0 | 0 | 0 | 0 | 0 | 0 | 0 | 0 | 0 | 0 | 0 | 0 | 0 | 0 | 0 | 0 | 0 | 0_E8_Stock |  |  |  |  | 0
| E9 | 0 | 0 | 0 | 0 | 0 | 0 | 0 | 0 | 0 | 0 | 0 | 0 | 0 | 0 | 0 | 0 | 0 | 0 | 0 | 0 | 0 | 0 | 0 | 0 | 0 | 0 | 0 | 0 | 0 | 0 | 0 | 0_E9_Stock |  |  |  |  | 0
| E10 | 0 | 0 | 0 | 0 | 0 | 0 | 0 | 0 | 0 | 0 | 0 | 0 | 0 | 0 | 0 | 0 | 0 | 0 | 0 | 0 | 0 | 0 | 0 | 0 | 0 | 0 | 0 | 0 | 0 | 0 | 0 | 0_E10_Stock |  |  |  |  | 0
| Vintage | 0 | 0 | 0 | 0 | 0 | 0 | 0 | 0 | 0 | 0 | 0 | 0 | 0 | 0 | 0 | 0 | 0 | 0 | 0 | 0 | 0 | 0 | 0 | 0 | 0 | 0 | 0 | 0 | 0 | 0 | 0 | 0_Vintage_Stock |  |  |  |  | 288381.2139
Total Results
System Stock
| Year | Year 0 | Year 1 | Year 2 | Year 3 | Year 4 | Year 5 | Year 6 | Year 7 | Year 8 | Year 9 | Year 10 | Year 11 | Year 12 | Year 13 | Year 14 | Year 15 | Year 16 | Year 17 | Year 18 | Year 19 | Year 20 | Year 21 | Year 22 | Year 23 | Year 24 | Year 25 | Year 26 | Year 27 | Year 28 | Year 29 | Year 30
| System 1 | 0 | 0 | 0 | 0 | 0 | 0 | 0 | 0 | 0 | 0 | 0 | 0 | 0 | 0 | 0 | 0 | 0 | 0 | 0 | 0 | 0 | 0 | 0 | 0 | 0 | 0 | 0 | 0 | 0 | 0 | 0
| System 2 | 0 | 0 | 0 | 0 | 0 | 0 | 0 | 0 | 0 | 0 | 0 | 0 | 0 | 0 | 0 | 0 | 0 | 0 | 0 | 0 | 0 | 0 | 0 | 0 | 0 | 0 | 0 | 0 | 0 | 0 | 0
| System 3 | 0 | 0 | 0 | 0 | 0 | 0 | 0 | 0 | 0 | 0 | 0 | 0 | 0 | 0 | 0 | 0 | 0 | 0 | 0 | 0 | 0 | 0 | 0 | 0 | 0 | 0 | 0 | 0 | 0 | 0 | 0
| System 4 | 0 | 0 | 0 | 0 | 0 | 0 | 0 | 0 | 0 | 0 | 0 | 0 | 0 | 0 | 0 | 0 | 0 | 0 | 0 | 0 | 0 | 0 | 0 | 0 | 0 | 0 | 0 | 0 | 0 | 0 | 0
| System 5 | 0 | 0 | 0 | 0 | 0 | 0 | 0 | 0 | 0 | 0 | 0 | 0 | 0 | 0 | 0 | 0 | 0 | 0 | 0 | 0 | 0 | 0 | 0 | 0 | 0 | 0 | 0 | 0 | 0 | 0 | 0

## System Results (hidden)
Technology |  |  | Forecast Variables
Tech Key | Heating_Electric_Air-Source Heat Pump |  | Base Year | 2013
Vintage | New |  | Forecast Start | 2015
Aggregate Results
Year | 2013 | 2014 | 2015 | 2016 | 2017 | 2018 | 2019 | 2020 | 2021 | 2022 | 2023 | 2024 | 2025 | 2026 | 2027 | 2028 | 2029 | 2030 | 2031 | 2032 | 2033 | 2034 | 2035 | 2036 | 2037 | 2038 | 2039 | 2040 | 2041 | 2042 | 2043 | Key
Units | 0 | 0 | 0 | 0 | 0 | 0 | 0 | 0 | 0 | 0 | 0 | 0 | 0 | 0 | 0 | 0 | 0 | 0 | 0 | 0 | 0 | 0 | 0 | 0 | 0 | 0 | 0 | 0 | 0 | 0 | 0 | Heating_Electric_Air-Source Heat Pump_Units
Usage | 0 | 0 | 0 | 0 | 0 | 0 | 0 | 0 | 0 | 0 | 0 | 0 | 0 | 0 | 0 | 0 | 0 | 0 | 0 | 0 | 0 | 0 | 0 | 0 | 0 | 0 | 0 | 0 | 0 | 0 | 0 | Heating_Electric_Air-Source Heat Pump_Usage
Peak Demand (S) | 0 | 0 | 0 | 0 | 0 | 0 | 0 | 0 | 0 | 0 | 0 | 0 | 0 | 0 | 0 | 0 | 0 | 0 | 0 | 0 | 0 | 0 | 0 | 0 | 0 | 0 | 0 | 0 | 0 | 0 | 0 | Heating_Electric_Air-Source Heat Pump_Peak Demand (S)
Peak Demand (W) | 0 | 0 | 0 | 0 | 0 | 0 | 0 | 0 | 0 | 0 | 0 | 0 | 0 | 0 | 0 | 0 | 0 | 0 | 0 | 0 | 0 | 0 | 0 | 0 | 0 | 0 | 0 | 0 | 0 | 0 | 0 | Heating_Electric_Air-Source Heat Pump_Peak Demand (W)
Turnover | 0 | 0 | 0 | 0 | 0 | 0 | 0 | 0 | 0 | 0 | 0 | 0 | 0 | 0 | 0 | 0 | 0 | 0 | 0 | 0 | 0 | 0 | 0 | 0 | 0 | 0 | 0 | 0 | 0 | 0 | 0 | Heating_Electric_Air-Source Heat Pump_Turnover
Avg. Replacement Usage | 0 | 0 | 0 | 0 | 0 | 0 | 0 | 0 | 0 | 0 | 0 | 0 | 0 | 0 | 0 | 0 | 0 | 0 | 0 | 0 | 0 | 0 | 0 | 0 | 0 | 0 | 0 | 0 | 0 | 0 | 0 | Heating_Electric_Air-Source Heat Pump_Avg. Replacement Usage
Avg. Replacement Demand (S) | 0 | 0 | 0 | 0 | 0 | 0 | 0 | 0 | 0 | 0 | 0 | 0 | 0 | 0 | 0 | 0 | 0 | 0 | 0 | 0 | 0 | 0 | 0 | 0 | 0 | 0 | 0 | 0 | 0 | 0 | 0 | Heating_Electric_Air-Source Heat Pump_Avg. Replacement Demand (S)
Avg. Replacement Demand (W) | 0 | 0 | 0 | 0 | 0 | 0 | 0 | 0 | 0 | 0 | 0 | 0 | 0 | 0 | 0 | 0 | 0 | 0 | 0 | 0 | 0 | 0 | 0 | 0 | 0 | 0 | 0 | 0 | 0 | 0 | 0 | Heating_Electric_Air-Source Heat Pump_Avg. Replacement Demand (W)
Aggregate Purchases
Year | Year 0 | Year 1 | Year 2 | Year 3 | Year 4 | Year 5 | Year 6 | Year 7 | Year 8 | Year 9 | Year 10 | Year 11 | Year 12 | Year 13 | Year 14 | Year 15 | Year 16 | Year 17 | Year 18 | Year 19 | Year 20 | Year 21 | Year 22 | Year 23 | Year 24 | Year 25 | Year 26 | Year 27 | Year 28 | Year 29 | Year 30
E1 | 0 | 0 | 0 | 0 | 0 | 0 | 0 | 0 | 0 | 0 | 0 | 0 | 0 | 0 | 0 | 0 | 0 | 0 | 0 | 0 | 0 | 0 | 0 | 0 | 0 | 0 | 0 | 0 | 0 | 0 | 0 | Heating_Electric_Air-Source Heat Pump_E1_Purchases
E2 | 0 | 0 | 0 | 0 | 0 | 0 | 0 | 0 | 0 | 0 | 0 | 0 | 0 | 0 | 0 | 0 | 0 | 0 | 0 | 0 | 0 | 0 | 0 | 0 | 0 | 0 | 0 | 0 | 0 | 0 | 0 | Heating_Electric_Air-Source Heat Pump_E2_Purchases
E3 | 0 | 0 | 0 | 0 | 0 | 0 | 0 | 0 | 0 | 0 | 0 | 0 | 0 | 0 | 0 | 0 | 0 | 0 | 0 | 0 | 0 | 0 | 0 | 0 | 0 | 0 | 0 | 0 | 0 | 0 | 0 | Heating_Electric_Air-Source Heat Pump_E3_Purchases
E4 | 0 | 0 | 0 | 0 | 0 | 0 | 0 | 0 | 0 | 0 | 0 | 0 | 0 | 0 | 0 | 0 | 0 | 0 | 0 | 0 | 0 | 0 | 0 | 0 | 0 | 0 | 0 | 0 | 0 | 0 | 0 | Heating_Electric_Air-Source Heat Pump_E4_Purchases
E5 | 0 | 0 | 0 | 0 | 0 | 0 | 0 | 0 | 0 | 0 | 0 | 0 | 0 | 0 | 0 | 0 | 0 | 0 | 0 | 0 | 0 | 0 | 0 | 0 | 0 | 0 | 0 | 0 | 0 | 0 | 0 | Heating_Electric_Air-Source Heat Pump_E5_Purchases
E6 | 0 | 0 | 0 | 0 | 0 | 0 | 0 | 0 | 0 | 0 | 0 | 0 | 0 | 0 | 0 | 0 | 0 | 0 | 0 | 0 | 0 | 0 | 0 | 0 | 0 | 0 | 0 | 0 | 0 | 0 | 0 | Heating_Electric_Air-Source Heat Pump_E6_Purchases
E7 | 0 | 0 | 0 | 0 | 0 | 0 | 0 | 0 | 0 | 0 | 0 | 0 | 0 | 0 | 0 | 0 | 0 | 0 | 0 | 0 | 0 | 0 | 0 | 0 | 0 | 0 | 0 | 0 | 0 | 0 | 0 | Heating_Electric_Air-Source Heat Pump_E7_Purchases
E8 | 0 | 0 | 0 | 0 | 0 | 0 | 0 | 0 | 0 | 0 | 0 | 0 | 0 | 0 | 0 | 0 | 0 | 0 | 0 | 0 | 0 | 0 | 0 | 0 | 0 | 0 | 0 | 0 | 0 | 0 | 0 | Heating_Electric_Air-Source Heat Pump_E8_Purchases
E9 | 0 | 0 | 0 | 0 | 0 | 0 | 0 | 0 | 0 | 0 | 0 | 0 | 0 | 0 | 0 | 0 | 0 | 0 | 0 | 0 | 0 | 0 | 0 | 0 | 0 | 0 | 0 | 0 | 0 | 0 | 0 | Heating_Electric_Air-Source Heat Pump_E9_Purchases
E10 | 0 | 0 | 0 | 0 | 0 | 0 | 0 | 0 | 0 | 0 | 0 | 0 | 0 | 0 | 0 | 0 | 0 | 0 | 0 | 0 | 0 | 0 | 0 | 0 | 0 | 0 | 0 | 0 | 0 | 0 | 0 | Heating_Electric_Air-Source Heat Pump_E10_Purchases
Aggregate Stock
Year | Year 0 | Year 1 | Year 2 | Year 3 | Year 4 | Year 5 | Year 6 | Year 7 | Year 8 | Year 9 | Year 10 | Year 11 | Year 12 | Year 13 | Year 14 | Year 15 | Year 16 | Year 17 | Year 18 | Year 19 | Year 20 | Year 21 | Year 22 | Year 23 | Year 24 | Year 25 | Year 26 | Year 27 | Year 28 | Year 29 | Year 30
E1 | 0 | 0 | 0 | 0 | 0 | 0 | 0 | 0 | 0 | 0 | 0 | 0 | 0 | 0 | 0 | 0 | 0 | 0 | 0 | 0 | 0 | 0 | 0 | 0 | 0 | 0 | 0 | 0 | 0 | 0 | 0 | Heating_Electric_Air-Source Heat Pump_E1_Stock
E2 | 0 | 0 | 0 | 0 | 0 | 0 | 0 | 0 | 0 | 0 | 0 | 0 | 0 | 0 | 0 | 0 | 0 | 0 | 0 | 0 | 0 | 0 | 0 | 0 | 0 | 0 | 0 | 0 | 0 | 0 | 0 | Heating_Electric_Air-Source Heat Pump_E2_Stock
E3 | 0 | 0 | 0 | 0 | 0 | 0 | 0 | 0 | 0 | 0 | 0 | 0 | 0 | 0 | 0 | 0 | 0 | 0 | 0 | 0 | 0 | 0 | 0 | 0 | 0 | 0 | 0 | 0 | 0 | 0 | 0 | Heating_Electric_Air-Source Heat Pump_E3_Stock
E4 | 0 | 0 | 0 | 0 | 0 | 0 | 0 | 0 | 0 | 0 | 0 | 0 | 0 | 0 | 0 | 0 | 0 | 0 | 0 | 0 | 0 | 0 | 0 | 0 | 0 | 0 | 0 | 0 | 0 | 0 | 0 | Heating_Electric_Air-Source Heat Pump_E4_Stock
E5 | 0 | 0 | 0 | 0 | 0 | 0 | 0 | 0 | 0 | 0 | 0 | 0 | 0 | 0 | 0 | 0 | 0 | 0 | 0 | 0 | 0 | 0 | 0 | 0 | 0 | 0 | 0 | 0 | 0 | 0 | 0 | Heating_Electric_Air-Source Heat Pump_E5_Stock
E6 | 0 | 0 | 0 | 0 | 0 | 0 | 0 | 0 | 0 | 0 | 0 | 0 | 0 | 0 | 0 | 0 | 0 | 0 | 0 | 0 | 0 | 0 | 0 | 0 | 0 | 0 | 0 | 0 | 0 | 0 | 0 | Heating_Electric_Air-Source Heat Pump_E6_Stock
E7 | 0 | 0 | 0 | 0 | 0 | 0 | 0 | 0 | 0 | 0 | 0 | 0 | 0 | 0 | 0 | 0 | 0 | 0 | 0 | 0 | 0 | 0 | 0 | 0 | 0 | 0 | 0 | 0 | 0 | 0 | 0 | Heating_Electric_Air-Source Heat Pump_E7_Stock
E8 | 0 | 0 | 0 | 0 | 0 | 0 | 0 | 0 | 0 | 0 | 0 | 0 | 0 | 0 | 0 | 0 | 0 | 0 | 0 | 0 | 0 | 0 | 0 | 0 | 0 | 0 | 0 | 0 | 0 | 0 | 0 | Heating_Electric_Air-Source Heat Pump_E8_Stock
E9 | 0 | 0 | 0 | 0 | 0 | 0 | 0 | 0 | 0 | 0 | 0 | 0 | 0 | 0 | 0 | 0 | 0 | 0 | 0 | 0 | 0 | 0 | 0 | 0 | 0 | 0 | 0 | 0 | 0 | 0 | 0 | Heating_Electric_Air-Source Heat Pump_E9_Stock
E10 | 0 | 0 | 0 | 0 | 0 | 0 | 0 | 0 | 0 | 0 | 0 | 0 | 0 | 0 | 0 | 0 | 0 | 0 | 0 | 0 | 0 | 0 | 0 | 0 | 0 | 0 | 0 | 0 | 0 | 0 | 0 | Heating_Electric_Air-Source Heat Pump_E10_Stock
Vintage | 0 | 0 | 0 | 0 | 0 | 0 | 0 | 0 | 0 | 0 | 0 | 0 | 0 | 0 | 0 | 0 | 0 | 0 | 0 | 0 | 0 | 0 | 0 | 0 | 0 | 0 | 0 | 0 | 0 | 0 | 0 | Heating_Electric_Air-Source Heat Pump_Vintage_Stock
Original Forecast Results
Year | Year 0 | Year 1 | Year 2 | Year 3 | Year 4 | Year 5 | Year 6 | Year 7 | Year 8 | Year 9 | Year 10 | Year 11 | Year 12 | Year 13 | Year 14 | Year 15 | Year 16 | Year 17 | Year 18 | Year 19 | Year 20 | Year 21 | Year 22 | Year 23 | Year 24 | Year 25 | Year 26 | Year 27 | Year 28 | Year 29 | Year 30
Units | 0 | 112.8302 | 229.7584 | 353.1488 | 476.2485 | 596.5041 | 711.4829 | 821.2078 | 926.5466 | 1028.9428 | 1129.6085 | 1228.2157 | 1324.8035 | 1419.3936 | 1512.0086 | 1602.4138 | 1690.6778 | 1776.7895 | 1860.6174 | 1942.3725 | 2022.1705 | 2100.3087 | 2176.7413 | 0 | 0 | 0 | 0 | 0 | 0 | 0 | 0
Usage | 0 | 0.63294 | 1.2804 | 1.9544 | 2.5883 | 3.2473 | 3.891 | 4.4692 | 5.0106 | 5.5795 | 6.1638 | 6.7447 | 7.311 | 7.8625 | 8.4299 | 8.9717 | 9.4898 | 9.9702 | 10.4684 | 10.9475 | 11.414 | 11.8721 | 12.2686 | 0 | 0 | 0 | 0 | 0 | 0 | 0 | 0
Peak Demand (S) | 0 | 0 | 0 | 0 | 0 | 0 | 0 | 0 | 0 | 0 | 0 | 0 | 0 | 0 | 0 | 0 | 0 | 0 | 0 | 0 | 0 | 0 | 0 | 0 | 0 | 0 | 0 | 0 | 0 | 0 | 0
Peak Demand (W) | 0 | 0.36516 | 0.73871 | 1.1276 | 1.4933 | 1.8735 | 2.2449 | 2.5784 | 2.8908 | 3.219 | 3.5561 | 3.8913 | 4.218 | 4.5361 | 4.8635 | 5.1761 | 5.475 | 5.7521 | 6.0396 | 6.316 | 6.5851 | 6.8494 | 7.0782 | 0 | 0 | 0 | 0 | 0 | 0 | 0 | 0
Turnover | 0 | 112.8302 | 116.9282 | 123.3904 | 123.0996 | 120.2556 | 114.9789 | 109.7249 | 105.3388 | 102.3962 | 100.6658 | 98.6071 | 96.5878 | 94.5902 | 92.6149 | 90.4052 | 88.264 | 86.1117 | 83.8279 | 81.7551 | 79.798 | 78.1382 | 95.2376 | 0 | 0 | 0 | 0 | 0 | 0 | 0 | 0
Avg. Replacement Usage | 5454.871 | 5609.6679 | 5447.2655 | 5452.4836 | 5374.9208 | 5395.9068 | 5428.4915 | 5407.332 | 5377.0735 | 5394.7916 | 5431.1577 | 5467.8903 | 5496.5911 | 5518.7175 | 5555.8135 | 5580.4498 | 5595.4787 | 5594.6568 | 5610.3287 | 5620.8068 | 5629.6677 | 5638.3533 | 5624.8219 | 0 | 0 | 0 | 0 | 0 | 0 | 0 | 0
Avg. Replacement Demand (S) | 0 | 0 | 0 | 0 | 0 | 0 | 0 | 0 | 0 | 0 | 0 | 0 | 0 | 0 | 0 | 0 | 0 | 0 | 0 | 0 | 0 | 0 | 0 | 0 | 0 | 0 | 0 | 0 | 0 | 0 | 0
Avg. Replacement Demand (W) | 3.1471 | 3.2364 | 3.1427 | 3.1457 | 3.101 | 3.1131 | 3.1319 | 3.1197 | 3.1022 | 3.1124 | 3.1334 | 3.1546 | 3.1712 | 3.1839 | 3.2053 | 3.2196 | 3.2282 | 3.2277 | 3.2368 | 3.2428 | 3.2479 | 3.253 | 3.2452 | 0 | 0 | 0 | 0 | 0 | 0 | 0 | 0
Original Forecast Purchases
Year | Year 0 | Year 1 | Year 2 | Year 3 | Year 4 | Year 5 | Year 6 | Year 7 | Year 8 | Year 9 | Year 10 | Year 11 | Year 12 | Year 13 | Year 14 | Year 15 | Year 16 | Year 17 | Year 18 | Year 19 | Year 20 | Year 21 | Year 22 | Year 23 | Year 24 | Year 25 | Year 26 | Year 27 | Year 28 | Year 29 | Year 30
E1 | 0 | 97.5964 | 3.3103e-15 | 4.6577e-15 | 5.8084e-15 | 6.809e-15 | 7.5953e-15 | 8.2837e-15 | 8.9466e-15 | 9.663e-15 | 9.4997e-15 | 9.3055e-15 | 9.1149e-15 | 8.9264e-15 | 8.74e-15 | 8.5314e-15 | 8.3294e-15 | 8.1263e-15 | 7.9107e-15 | 7.7151e-15 | 7.5305e-15 | 7.3738e-15 | 8.9875e-15 | 0 | 0 | 0 | 0 | 0 | 0 | 0 | 0
E2 | 0 | 0 | 103.4797 | 109.1986 | 108.9413 | 106.4244 | 101.7546 | 97.1049 | 93.2232 | 90.6191 | 89.0877 | 87.2658 | 85.4787 | 83.7109 | 81.9628 | 80.0072 | 78.1123 | 76.2076 | 74.1864 | 72.352 | 70.6201 | 69.1511 | 84.2838 | 0 | 0 | 0 | 0 | 0 | 0 | 0 | 0
E3 | 0 | 9.7743 | 7.2415 | 7.6417 | 7.6237 | 7.4476 | 7.1208 | 6.7954 | 6.5238 | 6.3415 | 6.2344 | 6.1069 | 5.9818 | 5.8581 | 5.7358 | 5.5989 | 5.4663 | 5.333 | 5.1916 | 5.0632 | 4.942 | 4.8392 | 5.8982 | 0 | 0 | 0 | 0 | 0 | 0 | 0 | 0
E4 | 0 | 3.7571 | 4.2562 | 4.4915 | 4.4809 | 4.3774 | 4.1853 | 3.994 | 3.8344 | 3.7273 | 3.6643 | 3.5893 | 3.5158 | 3.4431 | 3.3712 | 3.2908 | 3.2128 | 3.1345 | 3.0514 | 2.9759 | 2.9047 | 2.8443 | 3.4667 | 0 | 0 | 0 | 0 | 0 | 0 | 0 | 0
E5 | 0 | 1.7024 | 1.9508 | 2.0586 | 2.0537 | 2.0063 | 1.9183 | 1.8306 | 1.7574 | 1.7083 | 1.6795 | 1.6451 | 1.6114 | 1.5781 | 1.5451 | 1.5083 | 1.4726 | 1.4366 | 1.3985 | 1.364 | 1.3313 | 1.3036 | 1.5889 | 0 | 0 | 0 | 0 | 0 | 0 | 0 | 0
E6 | 0 | 0 | 0 | 0 | 0 | 0 | 0 | 0 | 0 | 0 | 0 | 0 | 0 | 0 | 0 | 0 | 0 | 0 | 0 | 0 | 0 | 0 | 0 | 0 | 0 | 0 | 0 | 0 | 0 | 0 | 0
E7 | 0 | 0 | 0 | 0 | 0 | 0 | 0 | 0 | 0 | 0 | 0 | 0 | 0 | 0 | 0 | 0 | 0 | 0 | 0 | 0 | 0 | 0 | 0 | 0 | 0 | 0 | 0 | 0 | 0 | 0 | 0
E8 | 0 | 0 | 0 | 0 | 0 | 0 | 0 | 0 | 0 | 0 | 0 | 0 | 0 | 0 | 0 | 0 | 0 | 0 | 0 | 0 | 0 | 0 | 0 | 0 | 0 | 0 | 0 | 0 | 0 | 0 | 0
E9 | 0 | 0 | 0 | 0 | 0 | 0 | 0 | 0 | 0 | 0 | 0 | 0 | 0 | 0 | 0 | 0 | 0 | 0 | 0 | 0 | 0 | 0 | 0 | 0 | 0 | 0 | 0 | 0 | 0 | 0 | 0
E10 | 0 | 0 | 0 | 0 | 0 | 0 | 0 | 0 | 0 | 0 | 0 | 0 | 0 | 0 | 0 | 0 | 0 | 0 | 0 | 0 | 0 | 0 | 0 | 0 | 0 | 0 | 0 | 0 | 0 | 0 | 0
Original Forecast Stock
Year | Year 0 | Year 1 | Year 2 | Year 3 | Year 4 | Year 5 | Year 6 | Year 7 | Year 8 | Year 9 | Year 10 | Year 11 | Year 12 | Year 13 | Year 14 | Year 15 | Year 16 | Year 17 | Year 18 | Year 19 | Year 20 | Year 21 | Year 22 | Year 23 | Year 24 | Year 25 | Year 26 | Year 27 | Year 28 | Year 29 | Year 30
E1 | 0 | 97.5964 | 97.5964 | 97.5964 | 97.5964 | 97.5964 | 97.5964 | 97.5964 | 97.5964 | 97.5964 | 97.5964 | 97.5964 | 97.5964 | 97.5964 | 97.5964 | 97.5964 | 97.5964 | 97.5964 | 97.5964 | 97.5964 | 97.5964 | 97.5964 | 81.3303 | 0 | 0 | 0 | 0 | 0 | 0 | 0 | 0
E2 | 0 | 0 | 103.4797 | 212.6783 | 321.6196 | 428.044 | 529.7986 | 626.9034 | 720.1266 | 810.7457 | 899.8334 | 987.0992 | 1072.5779 | 1156.2888 | 1238.2516 | 1318.2588 | 1396.3711 | 1472.5787 | 1546.7651 | 1619.1171 | 1689.7372 | 1758.8883 | 1843.1722 | 0 | 0 | 0 | 0 | 0 | 0 | 0 | 0
E3 | 0 | 9.7743 | 17.0158 | 24.6575 | 32.2813 | 39.7288 | 46.8496 | 53.645 | 60.1688 | 66.5103 | 72.7447 | 78.8515 | 84.8333 | 90.6914 | 96.4272 | 102.0261 | 107.4924 | 112.8254 | 118.0169 | 123.0801 | 128.0221 | 132.8613 | 137.1305 | 0 | 0 | 0 | 0 | 0 | 0 | 0 | 0
E4 | 0 | 3.7571 | 8.0133 | 12.5048 | 16.9857 | 21.363 | 25.5483 | 29.5423 | 33.3767 | 37.104 | 40.7682 | 44.3576 | 47.8734 | 51.3165 | 54.6878 | 57.9785 | 61.1914 | 64.3259 | 67.3773 | 70.3532 | 73.2579 | 76.1021 | 78.9426 | 0 | 0 | 0 | 0 | 0 | 0 | 0 | 0
E5 | 0 | 1.7024 | 3.6532 | 5.7118 | 7.7655 | 9.7718 | 11.6901 | 13.5207 | 15.2781 | 16.9864 | 18.6659 | 20.311 | 21.9224 | 23.5005 | 25.0457 | 26.5539 | 28.0265 | 29.4631 | 30.8617 | 32.2256 | 33.5569 | 34.8606 | 36.1657 | 0 | 0 | 0 | 0 | 0 | 0 | 0 | 0
E6 | 0 | 0 | 0 | 0 | 0 | 0 | 0 | 0 | 0 | 0 | 0 | 0 | 0 | 0 | 0 | 0 | 0 | 0 | 0 | 0 | 0 | 0 | 0 | 0 | 0 | 0 | 0 | 0 | 0 | 0 | 0
E7 | 0 | 0 | 0 | 0 | 0 | 0 | 0 | 0 | 0 | 0 | 0 | 0 | 0 | 0 | 0 | 0 | 0 | 0 | 0 | 0 | 0 | 0 | 0 | 0 | 0 | 0 | 0 | 0 | 0 | 0 | 0
E8 | 0 | 0 | 0 | 0 | 0 | 0 | 0 | 0 | 0 | 0 | 0 | 0 | 0 | 0 | 0 | 0 | 0 | 0 | 0 | 0 | 0 | 0 | 0 | 0 | 0 | 0 | 0 | 0 | 0 | 0 | 0
E9 | 0 | 0 | 0 | 0 | 0 | 0 | 0 | 0 | 0 | 0 | 0 | 0 | 0 | 0 | 0 | 0 | 0 | 0 | 0 | 0 | 0 | 0 | 0 | 0 | 0 | 0 | 0 | 0 | 0 | 0 | 0
E10 | 0 | 0 | 0 | 0 | 0 | 0 | 0 | 0 | 0 | 0 | 0 | 0 | 0 | 0 | 0 | 0 | 0 | 0 | 0 | 0 | 0 | 0 | 0 | 0 | 0 | 0 | 0 | 0 | 0 | 0 | 0
Vintage | 0 | 0 | 0 | 0 | 0 | 0 | 0 | 0 | 0 | 0 | 0 | 0 | 0 | 0 | 0 | 0 | 0 | 0 | 0 | 0 | 0 | 0 | 0 | 0 | 0 | 0 | 0 | 0 | 0 | 0 | 0
Current Forecast Results (Repeat Techs only)
Year | Year 0 | Year 1 | Year 2 | Year 3 | Year 4 | Year 5 | Year 6 | Year 7 | Year 8 | Year 9 | Year 10 | Year 11 | Year 12 | Year 13 | Year 14 | Year 15 | Year 16 | Year 17 | Year 18 | Year 19 | Year 20 | Year 21 | Year 22 | Year 23 | Year 24 | Year 25 | Year 26 | Year 27 | Year 28 | Year 29 | Year 30
Units | 0 | 0 | 0 | 0 | 0 | 0 | 0 | 0 | 0 | 0 | 0 | 0 | 0 | 0 | 0 | 0 | 0 | 0 | 0 | 0 | 0 | 0 | 0 | 0 | 0 | 0 | 0 | 0 | 0 | 0 | 0
Usage | 0 | 0 | 0 | 0 | 0 | 0 | 0 | 0 | 0 | 0 | 0 | 0 | 0 | 0 | 0 | 0 | 0 | 0 | 0 | 0 | 0 | 0 | 0 | 0 | 0 | 0 | 0 | 0 | 0 | 0 | 0
Peak Demand (S) | 0 | 0 | 0 | 0 | 0 | 0 | 0 | 0 | 0 | 0 | 0 | 0 | 0 | 0 | 0 | 0 | 0 | 0 | 0 | 0 | 0 | 0 | 0 | 0 | 0 | 0 | 0 | 0 | 0 | 0 | 0
Peak Demand (W) | 0 | 0 | 0 | 0 | 0 | 0 | 0 | 0 | 0 | 0 | 0 | 0 | 0 | 0 | 0 | 0 | 0 | 0 | 0 | 0 | 0 | 0 | 0 | 0 | 0 | 0 | 0 | 0 | 0 | 0 | 0
Turnover | 0 | 0 | 0 | 0 | 0 | 0 | 0 | 0 | 0 | 0 | 0 | 0 | 0 | 0 | 0 | 0 | 0 | 0 | 0 | 0 | 0 | 0 | 0 | 0 | 0 | 0 | 0 | 0 | 0 | 0 | 0
Avg. Replacement Usage | 0 | 0 | 0 | 0 | 0 | 0 | 0 | 0 | 0 | 0 | 0 | 0 | 0 | 0 | 0 | 0 | 0 | 0 | 0 | 0 | 0 | 0 | 0 | 0 | 0 | 0 | 0 | 0 | 0 | 0 | 0
Avg. Replacement Demand (S) | 0 | 0 | 0 | 0 | 0 | 0 | 0 | 0 | 0 | 0 | 0 | 0 | 0 | 0 | 0 | 0 | 0 | 0 | 0 | 0 | 0 | 0 | 0 | 0 | 0 | 0 | 0 | 0 | 0 | 0 | 0
Avg. Replacement Demand (W) | 0 | 0 | 0 | 0 | 0 | 0 | 0 | 0 | 0 | 0 | 0 | 0 | 0 | 0 | 0 | 0 | 0 | 0 | 0 | 0 | 0 | 0 | 0 | 0 | 0 | 0 | 0 | 0 | 0 | 0 | 0
Current Forecast Purchases (Repeat Techs only)
Year | Year 0 | Year 1 | Year 2 | Year 3 | Year 4 | Year 5 | Year 6 | Year 7 | Year 8 | Year 9 | Year 10 | Year 11 | Year 12 | Year 13 | Year 14 | Year 15 | Year 16 | Year 17 | Year 18 | Year 19 | Year 20 | Year 21 | Year 22 | Year 23 | Year 24 | Year 25 | Year 26 | Year 27 | Year 28 | Year 29 | Year 30
E1 | 0 | 0 | 0 | 0 | 0 | 0 | 0 | 0 | 0 | 0 | 0 | 0 | 0 | 0 | 0 | 0 | 0 | 0 | 0 | 0 | 0 | 0 | 0 | 0 | 0 | 0 | 0 | 0 | 0 | 0 | 0
E2 | 0 | 0 | 0 | 0 | 0 | 0 | 0 | 0 | 0 | 0 | 0 | 0 | 0 | 0 | 0 | 0 | 0 | 0 | 0 | 0 | 0 | 0 | 0 | 0 | 0 | 0 | 0 | 0 | 0 | 0 | 0
E3 | 0 | 0 | 0 | 0 | 0 | 0 | 0 | 0 | 0 | 0 | 0 | 0 | 0 | 0 | 0 | 0 | 0 | 0 | 0 | 0 | 0 | 0 | 0 | 0 | 0 | 0 | 0 | 0 | 0 | 0 | 0
E4 | 0 | 0 | 0 | 0 | 0 | 0 | 0 | 0 | 0 | 0 | 0 | 0 | 0 | 0 | 0 | 0 | 0 | 0 | 0 | 0 | 0 | 0 | 0 | 0 | 0 | 0 | 0 | 0 | 0 | 0 | 0
E5 | 0 | 0 | 0 | 0 | 0 | 0 | 0 | 0 | 0 | 0 | 0 | 0 | 0 | 0 | 0 | 0 | 0 | 0 | 0 | 0 | 0 | 0 | 0 | 0 | 0 | 0 | 0 | 0 | 0 | 0 | 0
E6 | 0 | 0 | 0 | 0 | 0 | 0 | 0 | 0 | 0 | 0 | 0 | 0 | 0 | 0 | 0 | 0 | 0 | 0 | 0 | 0 | 0 | 0 | 0 | 0 | 0 | 0 | 0 | 0 | 0 | 0 | 0
E7 | 0 | 0 | 0 | 0 | 0 | 0 | 0 | 0 | 0 | 0 | 0 | 0 | 0 | 0 | 0 | 0 | 0 | 0 | 0 | 0 | 0 | 0 | 0 | 0 | 0 | 0 | 0 | 0 | 0 | 0 | 0
E8 | 0 | 0 | 0 | 0 | 0 | 0 | 0 | 0 | 0 | 0 | 0 | 0 | 0 | 0 | 0 | 0 | 0 | 0 | 0 | 0 | 0 | 0 | 0 | 0 | 0 | 0 | 0 | 0 | 0 | 0 | 0
E9 | 0 | 0 | 0 | 0 | 0 | 0 | 0 | 0 | 0 | 0 | 0 | 0 | 0 | 0 | 0 | 0 | 0 | 0 | 0 | 0 | 0 | 0 | 0 | 0 | 0 | 0 | 0 | 0 | 0 | 0 | 0
E10 | 0 | 0 | 0 | 0 | 0 | 0 | 0 | 0 | 0 | 0 | 0 | 0 | 0 | 0 | 0 | 0 | 0 | 0 | 0 | 0 | 0 | 0 | 0 | 0 | 0 | 0 | 0 | 0 | 0 | 0 | 0
Current Forecast Stock (Repeat Techs only)
Year | Year 0 | Year 1 | Year 2 | Year 3 | Year 4 | Year 5 | Year 6 | Year 7 | Year 8 | Year 9 | Year 10 | Year 11 | Year 12 | Year 13 | Year 14 | Year 15 | Year 16 | Year 17 | Year 18 | Year 19 | Year 20 | Year 21 | Year 22 | Year 23 | Year 24 | Year 25 | Year 26 | Year 27 | Year 28 | Year 29 | Year 30
E1 | 0 | 0 | 0 | 0 | 0 | 0 | 0 | 0 | 0 | 0 | 0 | 0 | 0 | 0 | 0 | 0 | 0 | 0 | 0 | 0 | 0 | 0 | 0 | 0 | 0 | 0 | 0 | 0 | 0 | 0 | 0
E2 | 0 | 0 | 0 | 0 | 0 | 0 | 0 | 0 | 0 | 0 | 0 | 0 | 0 | 0 | 0 | 0 | 0 | 0 | 0 | 0 | 0 | 0 | 0 | 0 | 0 | 0 | 0 | 0 | 0 | 0 | 0
E3 | 0 | 0 | 0 | 0 | 0 | 0 | 0 | 0 | 0 | 0 | 0 | 0 | 0 | 0 | 0 | 0 | 0 | 0 | 0 | 0 | 0 | 0 | 0 | 0 | 0 | 0 | 0 | 0 | 0 | 0 | 0
E4 | 0 | 0 | 0 | 0 | 0 | 0 | 0 | 0 | 0 | 0 | 0 | 0 | 0 | 0 | 0 | 0 | 0 | 0 | 0 | 0 | 0 | 0 | 0 | 0 | 0 | 0 | 0 | 0 | 0 | 0 | 0
E5 | 0 | 0 | 0 | 0 | 0 | 0 | 0 | 0 | 0 | 0 | 0 | 0 | 0 | 0 | 0 | 0 | 0 | 0 | 0 | 0 | 0 | 0 | 0 | 0 | 0 | 0 | 0 | 0 | 0 | 0 | 0
E6 | 0 | 0 | 0 | 0 | 0 | 0 | 0 | 0 | 0 | 0 | 0 | 0 | 0 | 0 | 0 | 0 | 0 | 0 | 0 | 0 | 0 | 0 | 0 | 0 | 0 | 0 | 0 | 0 | 0 | 0 | 0
E7 | 0 | 0 | 0 | 0 | 0 | 0 | 0 | 0 | 0 | 0 | 0 | 0 | 0 | 0 | 0 | 0 | 0 | 0 | 0 | 0 | 0 | 0 | 0 | 0 | 0 | 0 | 0 | 0 | 0 | 0 | 0
E8 | 0 | 0 | 0 | 0 | 0 | 0 | 0 | 0 | 0 | 0 | 0 | 0 | 0 | 0 | 0 | 0 | 0 | 0 | 0 | 0 | 0 | 0 | 0 | 0 | 0 | 0 | 0 | 0 | 0 | 0 | 0
E9 | 0 | 0 | 0 | 0 | 0 | 0 | 0 | 0 | 0 | 0 | 0 | 0 | 0 | 0 | 0 | 0 | 0 | 0 | 0 | 0 | 0 | 0 | 0 | 0 | 0 | 0 | 0 | 0 | 0 | 0 | 0
E10 | 0 | 0 | 0 | 0 | 0 | 0 | 0 | 0 | 0 | 0 | 0 | 0 | 0 | 0 | 0 | 0 | 0 | 0 | 0 | 0 | 0 | 0 | 0 | 0 | 0 | 0 | 0 | 0 | 0 | 0 | 0
Vintage | 0 | 0 | 0 | 0 | 0 | 0 | 0 | 0 | 0 | 0 | 0 | 0 | 0 | 0 | 0 | 0 | 0 | 0 | 0 | 0 | 0 | 0 | 0 | 0 | 0 | 0 | 0 | 0 | 0 | 0 | 0
Final Results
Year | Year 0 | Year 1 | Year 2 | Year 3 | Year 4 | Year 5 | Year 6 | Year 7 | Year 8 | Year 9 | Year 10 | Year 11 | Year 12 | Year 13 | Year 14 | Year 15 | Year 16 | Year 17 | Year 18 | Year 19 | Year 20 | Year 21 | Year 22 | Year 23 | Year 24 | Year 25 | Year 26 | Year 27 | Year 28 | Year 29 | Year 30
Units | 0 | 112.8302 | 229.7584 | 353.1488 | 476.2485 | 596.5041 | 711.4829 | 821.2078 | 926.5466 | 1028.9428 | 1129.6085 | 1228.2157 | 1324.8035 | 1419.3936 | 1512.0086 | 1602.4138 | 1690.6778 | 1776.7895 | 1860.6174 | 1942.3725 | 2022.1705 | 2100.3087 | 2176.7413 | 0 | 0 | 0 | 0 | 0 | 0 | 0 | 0
Usage | 0 | 0.63294 | 1.2804 | 1.9544 | 2.5883 | 3.2473 | 3.891 | 4.4692 | 5.0106 | 5.5795 | 6.1638 | 6.7447 | 7.311 | 7.8625 | 8.4299 | 8.9717 | 9.4898 | 9.9702 | 10.4684 | 10.9475 | 11.414 | 11.8721 | 12.2686 | 0 | 0 | 0 | 0 | 0 | 0 | 0 | 0
Peak Demand (S) | 0 | 0 | 0 | 0 | 0 | 0 | 0 | 0 | 0 | 0 | 0 | 0 | 0 | 0 | 0 | 0 | 0 | 0 | 0 | 0 | 0 | 0 | 0 | 0 | 0 | 0 | 0 | 0 | 0 | 0 | 0
Peak Demand (W) | 0 | 0.36516 | 0.73871 | 1.1276 | 1.4933 | 1.8735 | 2.2449 | 2.5784 | 2.8908 | 3.219 | 3.5561 | 3.8913 | 4.218 | 4.5361 | 4.8635 | 5.1761 | 5.475 | 5.7521 | 6.0396 | 6.316 | 6.5851 | 6.8494 | 7.0782 | 0 | 0 | 0 | 0 | 0 | 0 | 0 | 0
Turnover | 0 | 112.8302 | 116.9282 | 123.3904 | 123.0996 | 120.2556 | 114.9789 | 109.7249 | 105.3388 | 102.3962 | 100.6658 | 98.6071 | 96.5878 | 94.5902 | 92.6149 | 90.4052 | 88.264 | 86.1117 | 83.8279 | 81.7551 | 79.798 | 78.1382 | 95.2376 | 0 | 0 | 0 | 0 | 0 | 0 | 0 | 0
Avg. Replacement Usage | 5454.871 | 5609.6679 | 5447.2655 | 5452.4836 | 5374.9208 | 5395.9068 | 5428.4915 | 5407.332 | 5377.0735 | 5394.7916 | 5431.1577 | 5467.8903 | 5496.5911 | 5518.7175 | 5555.8135 | 5580.4498 | 5595.4787 | 5594.6568 | 5610.3287 | 5620.8068 | 5629.6677 | 5638.3533 | 5624.8219 | 0 | 0 | 0 | 0 | 0 | 0 | 0 | 0
Avg. Replacement Demand (S) | 0 | 0 | 0 | 0 | 0 | 0 | 0 | 0 | 0 | 0 | 0 | 0 | 0 | 0 | 0 | 0 | 0 | 0 | 0 | 0 | 0 | 0 | 0 | 0 | 0 | 0 | 0 | 0 | 0 | 0 | 0
Avg. Replacement Demand (W) | 3.1471 | 3.2364 | 3.1427 | 3.1457 | 3.101 | 3.1131 | 3.1319 | 3.1197 | 3.1022 | 3.1124 | 3.1334 | 3.1546 | 3.1712 | 3.1839 | 3.2053 | 3.2196 | 3.2282 | 3.2277 | 3.2368 | 3.2428 | 3.2479 | 3.253 | 3.2452 | 0 | 0 | 0 | 0 | 0 | 0 | 0 | 0
Final Purchases
Year | Year 0 | Year 1 | Year 2 | Year 3 | Year 4 | Year 5 | Year 6 | Year 7 | Year 8 | Year 9 | Year 10 | Year 11 | Year 12 | Year 13 | Year 14 | Year 15 | Year 16 | Year 17 | Year 18 | Year 19 | Year 20 | Year 21 | Year 22 | Year 23 | Year 24 | Year 25 | Year 26 | Year 27 | Year 28 | Year 29 | Year 30
E1 | 0 | 97.5964 | 3.3103e-15 | 4.6577e-15 | 5.8084e-15 | 6.809e-15 | 7.5953e-15 | 8.2837e-15 | 8.9466e-15 | 9.663e-15 | 9.4997e-15 | 9.3055e-15 | 9.1149e-15 | 8.9264e-15 | 8.74e-15 | 8.5314e-15 | 8.3294e-15 | 8.1263e-15 | 7.9107e-15 | 7.7151e-15 | 7.5305e-15 | 7.3738e-15 | 8.9875e-15 | 0 | 0 | 0 | 0 | 0 | 0 | 0 | 0
E2 | 0 | 0 | 103.4797 | 109.1986 | 108.9413 | 106.4244 | 101.7546 | 97.1049 | 93.2232 | 90.6191 | 89.0877 | 87.2658 | 85.4787 | 83.7109 | 81.9628 | 80.0072 | 78.1123 | 76.2076 | 74.1864 | 72.352 | 70.6201 | 69.1511 | 84.2838 | 0 | 0 | 0 | 0 | 0 | 0 | 0 | 0
E3 | 0 | 9.7743 | 7.2415 | 7.6417 | 7.6237 | 7.4476 | 7.1208 | 6.7954 | 6.5238 | 6.3415 | 6.2344 | 6.1069 | 5.9818 | 5.8581 | 5.7358 | 5.5989 | 5.4663 | 5.333 | 5.1916 | 5.0632 | 4.942 | 4.8392 | 5.8982 | 0 | 0 | 0 | 0 | 0 | 0 | 0 | 0
E4 | 0 | 3.7571 | 4.2562 | 4.4915 | 4.4809 | 4.3774 | 4.1853 | 3.994 | 3.8344 | 3.7273 | 3.6643 | 3.5893 | 3.5158 | 3.4431 | 3.3712 | 3.2908 | 3.2128 | 3.1345 | 3.0514 | 2.9759 | 2.9047 | 2.8443 | 3.4667 | 0 | 0 | 0 | 0 | 0 | 0 | 0 | 0
E5 | 0 | 1.7024 | 1.9508 | 2.0586 | 2.0537 | 2.0063 | 1.9183 | 1.8306 | 1.7574 | 1.7083 | 1.6795 | 1.6451 | 1.6114 | 1.5781 | 1.5451 | 1.5083 | 1.4726 | 1.4366 | 1.3985 | 1.364 | 1.3313 | 1.3036 | 1.5889 | 0 | 0 | 0 | 0 | 0 | 0 | 0 | 0
E6 | 0 | 0 | 0 | 0 | 0 | 0 | 0 | 0 | 0 | 0 | 0 | 0 | 0 | 0 | 0 | 0 | 0 | 0 | 0 | 0 | 0 | 0 | 0 | 0 | 0 | 0 | 0 | 0 | 0 | 0 | 0
E7 | 0 | 0 | 0 | 0 | 0 | 0 | 0 | 0 | 0 | 0 | 0 | 0 | 0 | 0 | 0 | 0 | 0 | 0 | 0 | 0 | 0 | 0 | 0 | 0 | 0 | 0 | 0 | 0 | 0 | 0 | 0
E8 | 0 | 0 | 0 | 0 | 0 | 0 | 0 | 0 | 0 | 0 | 0 | 0 | 0 | 0 | 0 | 0 | 0 | 0 | 0 | 0 | 0 | 0 | 0 | 0 | 0 | 0 | 0 | 0 | 0 | 0 | 0
E9 | 0 | 0 | 0 | 0 | 0 | 0 | 0 | 0 | 0 | 0 | 0 | 0 | 0 | 0 | 0 | 0 | 0 | 0 | 0 | 0 | 0 | 0 | 0 | 0 | 0 | 0 | 0 | 0 | 0 | 0 | 0
E10 | 0 | 0 | 0 | 0 | 0 | 0 | 0 | 0 | 0 | 0 | 0 | 0 | 0 | 0 | 0 | 0 | 0 | 0 | 0 | 0 | 0 | 0 | 0 | 0 | 0 | 0 | 0 | 0 | 0 | 0 | 0
Final Stock
Year | Year 0 | Year 1 | Year 2 | Year 3 | Year 4 | Year 5 | Year 6 | Year 7 | Year 8 | Year 9 | Year 10 | Year 11 | Year 12 | Year 13 | Year 14 | Year 15 | Year 16 | Year 17 | Year 18 | Year 19 | Year 20 | Year 21 | Year 22 | Year 23 | Year 24 | Year 25 | Year 26 | Year 27 | Year 28 | Year 29 | Year 30
E1 | 0 | 97.5964 | 97.5964 | 97.5964 | 97.5964 | 97.5964 | 97.5964 | 97.5964 | 97.5964 | 97.5964 | 97.5964 | 97.5964 | 97.5964 | 97.5964 | 97.5964 | 97.5964 | 97.5964 | 97.5964 | 97.5964 | 97.5964 | 97.5964 | 97.5964 | 81.3303 | 0 | 0 | 0 | 0 | 0 | 0 | 0 | 0
E2 | 0 | 0 | 103.4797 | 212.6783 | 321.6196 | 428.044 | 529.7986 | 626.9034 | 720.1266 | 810.7457 | 899.8334 | 987.0992 | 1072.5779 | 1156.2888 | 1238.2516 | 1318.2588 | 1396.3711 | 1472.5787 | 1546.7651 | 1619.1171 | 1689.7372 | 1758.8883 | 1843.1722 | 0 | 0 | 0 | 0 | 0 | 0 | 0 | 0
E3 | 0 | 9.7743 | 17.0158 | 24.6575 | 32.2813 | 39.7288 | 46.8496 | 53.645 | 60.1688 | 66.5103 | 72.7447 | 78.8515 | 84.8333 | 90.6914 | 96.4272 | 102.0261 | 107.4924 | 112.8254 | 118.0169 | 123.0801 | 128.0221 | 132.8613 | 137.1305 | 0 | 0 | 0 | 0 | 0 | 0 | 0 | 0
E4 | 0 | 3.7571 | 8.0133 | 12.5048 | 16.9857 | 21.363 | 25.5483 | 29.5423 | 33.3767 | 37.104 | 40.7682 | 44.3576 | 47.8734 | 51.3165 | 54.6878 | 57.9785 | 61.1914 | 64.3259 | 67.3773 | 70.3532 | 73.2579 | 76.1021 | 78.9426 | 0 | 0 | 0 | 0 | 0 | 0 | 0 | 0
E5 | 0 | 1.7024 | 3.6532 | 5.7118 | 7.7655 | 9.7718 | 11.6901 | 13.5207 | 15.2781 | 16.9864 | 18.6659 | 20.311 | 21.9224 | 23.5005 | 25.0457 | 26.5539 | 28.0265 | 29.4631 | 30.8617 | 32.2256 | 33.5569 | 34.8606 | 36.1657 | 0 | 0 | 0 | 0 | 0 | 0 | 0 | 0
E6 | 0 | 0 | 0 | 0 | 0 | 0 | 0 | 0 | 0 | 0 | 0 | 0 | 0 | 0 | 0 | 0 | 0 | 0 | 0 | 0 | 0 | 0 | 0 | 0 | 0 | 0 | 0 | 0 | 0 | 0 | 0
E7 | 0 | 0 | 0 | 0 | 0 | 0 | 0 | 0 | 0 | 0 | 0 | 0 | 0 | 0 | 0 | 0 | 0 | 0 | 0 | 0 | 0 | 0 | 0 | 0 | 0 | 0 | 0 | 0 | 0 | 0 | 0
E8 | 0 | 0 | 0 | 0 | 0 | 0 | 0 | 0 | 0 | 0 | 0 | 0 | 0 | 0 | 0 | 0 | 0 | 0 | 0 | 0 | 0 | 0 | 0 | 0 | 0 | 0 | 0 | 0 | 0 | 0 | 0
E9 | 0 | 0 | 0 | 0 | 0 | 0 | 0 | 0 | 0 | 0 | 0 | 0 | 0 | 0 | 0 | 0 | 0 | 0 | 0 | 0 | 0 | 0 | 0 | 0 | 0 | 0 | 0 | 0 | 0 | 0 | 0
E10 | 0 | 0 | 0 | 0 | 0 | 0 | 0 | 0 | 0 | 0 | 0 | 0 | 0 | 0 | 0 | 0 | 0 | 0 | 0 | 0 | 0 | 0 | 0 | 0 | 0 | 0 | 0 | 0 | 0 | 0 | 0
Vintage | 0 | 0 | 0 | 0 | 0 | 0 | 0 | 0 | 0 | 0 | 0 | 0 | 0 | 0 | 0 | 0 | 0 | 0 | 0 | 0 | 0 | 0 | 0 | 0 | 0 | 0 | 0 | 0 | 0 | 0 | 0

## System Cache (hidden)
Setup |  |  |  |  | Market Size | Building Systems | BC Ratio Factors |  | Potential Factors |  |  |  | System Data | [14 empty] | System Purchase Shares | [5 empty] | System Costs | [5 empty] | System Stock
Key | Segment | Segment | Vintage | System | Market Size-Row | Building Systems-Row | Incentive Rate-Row | Admin Adder-Row | Potential Factors-MAP-Key | Potential Factors-MAP-Row | Potential Factors-RAP-Key | Potential Factors-RAP-Row | System Data-C1-Row | System Data-C1-Tech-Key | System Data-C1-Tech-Row | System Data-C2-Row | System Data-C2-Tech-Key | System Data-C2-Tech-Row | System Data-C3-Row | System Data-C3-Tech-Key | System Data-C3-Tech-Row | System Data-C4-Row | System Data-C4-Tech-Key | System Data-C4-Tech-Row | System Data-C5-Row | System Data-C5-Tech-Key | System Data-C5-Tech-Row | System Purchase Shares-Baseline Forecast-Row | System Purchase Shares-Codes & Standards Forecast-Row | System Purchase Shares-Realistic Achievable Potential-Row | System Purchase Shares-Maximum Achievable Potential-Row | System Purchase Shares-Economic Potential-Row | System Purchase Shares-Technical Potential-Row | System Costs-F1-Row | System Costs-F2-Row | System Costs-F3-Row | System Costs-F4-Row | System Costs-F5-Row | System Costs-F6-Row | System Stock-BLF-Row | System Stock-CSF-Row | System Stock-RAP-Row | System Stock-MAP-Row | System Stock-EP-Row | System Stock-TP-Row
___S1 |  |  |  | S1 | #VALUE! | 0 | 0 | 0 | __S1_MAP | 0 | __S1_RAP | 0 | 0 | #N/A | 0 | 0 | #N/A | 0 | 0 | #N/A | 0 | 0 | #N/A | 0 | 0 | #N/A | 0 | 0 | 0 | 0 | 0 | 0 | 0 | 0 | 0 | 0 | 0 | 0 | 0 | 0 | 0 | 0 | 0 | 0 | 0

## Technology Costs
Key | Field | Sector | Segment | Vintage | End Use | Fuel | Technology | Equipment | Label | 2019 | 2020 | 2021 | 2022 | 2023 | 2024 | 2025 | 2026 | 2027 | 2028 | 2029 | 2030 | 2031 | 2032 | 2033 | 2034 | 2035 | 2036 | 2037 | 2038 | 2039 | 2040 | 2041 | 2042 | 2043 | 2044 | 2045 | 2046 | 2047 | 2048
F1_Commercial_Office_Existing_Space Heating_Natural Gas_Furnace_E1 | F1 | Commercial | Office | Existing | Space Heating | Natural Gas | Furnace | E1 | Participant - Cost of Equipment | 0.061783 | 0.061783 | 0.061783 | 0.061783 | 0.061783 | 0 | 0 | 0 | 0 | 0 | 0 | 0 | 0 | 0 | 0 | 0 | 0 | 0 | 0 | 0 | 0 | 0 | 0 | 0 | 0 | 0 | 0 | 0 | 0 | 0 | 0
F1_Commercial_Office_Existing_Space Heating_Natural Gas_Furnace_E2 | F1 | Commercial | Office | Existing | Space Heating | Natural Gas | Furnace | E2 | Participant - Cost of Equipment | 0.076767 | 0.076767 | 0.076767 | 0.076767 | 0.076767 | 0 | 0 | 0 | 0 | 0 | 0 | 0 | 0 | 0 | 0 | 0 | 0 | 0 | 0 | 0 | 0 | 0 | 0 | 0 | 0 | 0 | 0 | 0 | 0 | 0 | 0
F1_Commercial_Office_Existing_Space Heating_Natural Gas_Furnace_E3 | F1 | Commercial | Office | Existing | Space Heating | Natural Gas | Furnace | E3 | Participant - Cost of Equipment | 0.092971 | 0.092971 | 0.092971 | 0.092971 | 0.092971 | 0.092971 | 0.092971 | 0.092971 | 0.092971 | 0.092971 | 0.092971 | 0.092971 | 0.092971 | 0.092971 | 0.092971 | 0.092971 | 0.092971 | 0.092971 | 0.092971 | 0.092971 | 0.092971 | 0.092971 | 0.092971 | 0.092971 | 0.092971 | 0.092971 | 0.092971 | 0.092971 | 0.092971 | 0.092971 | 0.092971
F1_Commercial_Office_Existing_Space Heating_Natural Gas_Furnace_E4 | F1 | Commercial | Office | Existing | Space Heating | Natural Gas | Furnace | E4 | Participant - Cost of Equipment | 0.076392 | 0.076392 | 0.076392 | 0.076392 | 0.076392 | 0.076392 | 0.076392 | 0.076392 | 0.076392 | 0.076392 | 0.076392 | 0.076392 | 0.076392 | 0.076392 | 0.076392 | 0.076392 | 0.076392 | 0.076392 | 0.076392 | 0.076392 | 0.076392 | 0.076392 | 0.076392 | 0.076392 | 0.076392 | 0.076392 | 0.076392 | 0.076392 | 0.076392 | 0.076392 | 0.076392
F1_Commercial_Office_Existing_Space Heating_Natural Gas_Furnace_E5 | F1 | Commercial | Office | Existing | Space Heating | Natural Gas | Furnace | E5 | Participant - Cost of Equipment | 0 | 0 | 0 | 0 | 0 | 0 | 0 | 0.64954 | 0.64954 | 0.64954 | 0.64954 | 0.64954 | 0.64954 | 0.64954 | 0.64954 | 0.64954 | 0.64954 | 0.64954 | 0.64954 | 0.64954 | 0.64954 | 0.64954 | 0.64954 | 0.64954 | 0.64954 | 0.64954 | 0.64954 | 0.64954 | 0.64954 | 0.64954 | 0.64954
F1_Commercial_Office_Existing_Space Heating_Natural Gas_Furnace_E6 | F1 | Commercial | Office | Existing | Space Heating | Natural Gas | Furnace | E6 | Participant - Cost of Equipment | 0 | 0 | 0 | 0 | 0 | 0 | 0 | 0 | 0 | 0 | 0 | 0 | 0 | 0 | 0 | 0 | 0 | 0 | 0 | 0 | 0 | 0 | 0 | 0 | 0 | 0 | 0 | 0 | 0 | 0 | 0
F1_Commercial_Office_Existing_Space Heating_Natural Gas_Furnace_E7 | F1 | Commercial | Office | Existing | Space Heating | Natural Gas | Furnace | E7 | Participant - Cost of Equipment | 0 | 0 | 0 | 0 | 0 | 0 | 0 | 0 | 0 | 0 | 0 | 0 | 0 | 0 | 0 | 0 | 0 | 0 | 0 | 0 | 0 | 0 | 0 | 0 | 0 | 0 | 0 | 0 | 0 | 0 | 0
F1_Commercial_Office_Existing_Space Heating_Natural Gas_Furnace_E8 | F1 | Commercial | Office | Existing | Space Heating | Natural Gas | Furnace | E8 | Participant - Cost of Equipment | 0 | 0 | 0 | 0 | 0 | 0 | 0 | 0 | 0 | 0 | 0 | 0 | 0 | 0 | 0 | 0 | 0 | 0 | 0 | 0 | 0 | 0 | 0 | 0 | 0 | 0 | 0 | 0 | 0 | 0 | 0
F1_Commercial_Office_Existing_Space Heating_Natural Gas_Furnace_E9 | F1 | Commercial | Office | Existing | Space Heating | Natural Gas | Furnace | E9 | Participant - Cost of Equipment | 0 | 0 | 0 | 0 | 0 | 0 | 0 | 0 | 0 | 0 | 0 | 0 | 0 | 0 | 0 | 0 | 0 | 0 | 0 | 0 | 0 | 0 | 0 | 0 | 0 | 0 | 0 | 0 | 0 | 0 | 0
F1_Commercial_Office_Existing_Space Heating_Natural Gas_Furnace_E10 | F1 | Commercial | Office | Existing | Space Heating | Natural Gas | Furnace | E10 | Participant - Cost of Equipment | 0 | 0 | 0 | 0 | 0 | 0 | 0 | 0 | 0 | 0 | 0 | 0 | 0 | 0 | 0 | 0 | 0 | 0 | 0 | 0 | 0 | 0 | 0 | 0 | 0 | 0 | 0 | 0 | 0 | 0 | 0
F2_Commercial_Office_Existing_Space Heating_Natural Gas_Furnace_E1 | F2 | Commercial | Office | Existing | Space Heating | Natural Gas | Furnace | E1 | Participant - Cost of Operation | 0.11393 | 0.11466 | 0.11507 | 0.11556 | 0.11658 | 0 | 0 | 0 | 0 | 0 | 0 | 0 | 0 | 0 | 0 | 0 | 0 | 0 | 0 | 0 | 0 | 0 | 0 | 0 | 0 | 0 | 0 | 0 | 0 | 0 | 0
F2_Commercial_Office_Existing_Space Heating_Natural Gas_Furnace_E2 | F2 | Commercial | Office | Existing | Space Heating | Natural Gas | Furnace | E2 | Participant - Cost of Operation | 0.11252 | 0.11325 | 0.11365 | 0.11414 | 0.11514 | 0 | 0 | 0 | 0 | 0 | 0 | 0 | 0 | 0 | 0 | 0 | 0 | 0 | 0 | 0 | 0 | 0 | 0 | 0 | 0 | 0 | 0 | 0 | 0 | 0 | 0
F2_Commercial_Office_Existing_Space Heating_Natural Gas_Furnace_E3 | F2 | Commercial | Office | Existing | Space Heating | Natural Gas | Furnace | E3 | Participant - Cost of Operation | 0.10016 | 0.1008 | 0.10116 | 0.10159 | 0.10249 | 0.099454 | 0.097305 | 0.095579 | 0.095004 | 0.094187 | 0.093743 | 0.093128 | 0.083591 | 0.082917 | 0.082833 | 0.082209 | 0.081989 | 0.081924 | 0.080398 | 0.08091 | 0.081129 | 0.081508 | 0.082039 | 0.047728 | 0.046537 | 0.045314 | 0.044047 | 0.042723 | 0.041332 | 0.039859 | 0.038295
F2_Commercial_Office_Existing_Space Heating_Natural Gas_Furnace_E4 | F2 | Commercial | Office | Existing | Space Heating | Natural Gas | Furnace | E4 | Participant - Cost of Operation | 0.094941 | 0.095551 | 0.095891 | 0.096303 | 0.097154 | 0.094274 | 0.092237 | 0.090601 | 0.090056 | 0.089281 | 0.08886 | 0.088278 | 0.079238 | 0.078599 | 0.078519 | 0.077927 | 0.077719 | 0.077657 | 0.076211 | 0.076696 | 0.076903 | 0.077263 | 0.077766 | 0.045242 | 0.044113 | 0.042954 | 0.041753 | 0.040498 | 0.039179 | 0.037783 | 0.0363
F2_Commercial_Office_Existing_Space Heating_Natural Gas_Furnace_E5 | F2 | Commercial | Office | Existing | Space Heating | Natural Gas | Furnace | E5 | Participant - Cost of Operation | 0 | 0 | 0 | 0 | 0 | 0 | 0 | 0.066905 | 0.066503 | 0.065931 | 0.06562 | 0.06519 | 0.058514 | 0.058042 | 0.057983 | 0.057546 | 0.057393 | 0.057347 | 0.056279 | 0.056637 | 0.05679 | 0.057055 | 0.057428 | 0.03341 | 0.032576 | 0.03172 | 0.030833 | 0.029906 | 0.028932 | 0.027901 | 0.026806
F2_Commercial_Office_Existing_Space Heating_Natural Gas_Furnace_E6 | F2 | Commercial | Office | Existing | Space Heating | Natural Gas | Furnace | E6 | Participant - Cost of Operation | 0 | 0 | 0 | 0 | 0 | 0 | 0 | 0 | 0 | 0 | 0 | 0 | 0 | 0 | 0 | 0 | 0 | 0 | 0 | 0 | 0 | 0 | 0 | 0 | 0 | 0 | 0 | 0 | 0 | 0 | 0
F2_Commercial_Office_Existing_Space Heating_Natural Gas_Furnace_E7 | F2 | Commercial | Office | Existing | Space Heating | Natural Gas | Furnace | E7 | Participant - Cost of Operation | 0 | 0 | 0 | 0 | 0 | 0 | 0 | 0 | 0 | 0 | 0 | 0 | 0 | 0 | 0 | 0 | 0 | 0 | 0 | 0 | 0 | 0 | 0 | 0 | 0 | 0 | 0 | 0 | 0 | 0 | 0
F2_Commercial_Office_Existing_Space Heating_Natural Gas_Furnace_E8 | F2 | Commercial | Office | Existing | Space Heating | Natural Gas | Furnace | E8 | Participant - Cost of Operation | 0 | 0 | 0 | 0 | 0 | 0 | 0 | 0 | 0 | 0 | 0 | 0 | 0 | 0 | 0 | 0 | 0 | 0 | 0 | 0 | 0 | 0 | 0 | 0 | 0 | 0 | 0 | 0 | 0 | 0 | 0
F2_Commercial_Office_Existing_Space Heating_Natural Gas_Furnace_E9 | F2 | Commercial | Office | Existing | Space Heating | Natural Gas | Furnace | E9 | Participant - Cost of Operation | 0 | 0 | 0 | 0 | 0 | 0 | 0 | 0 | 0 | 0 | 0 | 0 | 0 | 0 | 0 | 0 | 0 | 0 | 0 | 0 | 0 | 0 | 0 | 0 | 0 | 0 | 0 | 0 | 0 | 0 | 0
F2_Commercial_Office_Existing_Space Heating_Natural Gas_Furnace_E10 | F2 | Commercial | Office | Existing | Space Heating | Natural Gas | Furnace | E10 | Participant - Cost of Operation | 0 | 0 | 0 | 0 | 0 | 0 | 0 | 0 | 0 | 0 | 0 | 0 | 0 | 0 | 0 | 0 | 0 | 0 | 0 | 0 | 0 | 0 | 0 | 0 | 0 | 0 | 0 | 0 | 0 | 0 | 0
F3_Commercial_Office_Existing_Space Heating_Natural Gas_Furnace_E1 | F3 | Commercial | Office | Existing | Space Heating | Natural Gas | Furnace | E1 | System - kBTUs of Conusmption | 9.786 | 9.7962 | 9.7897 | 9.7852 | 9.7852 | 0 | 0 | 0 | 0 | 0 | 0 | 0 | 0 | 0 | 0 | 0 | 0 | 0 | 0 | 0 | 0 | 0 | 0 | 0 | 0 | 0 | 0 | 0 | 0 | 0 | 0
F3_Commercial_Office_Existing_Space Heating_Natural Gas_Furnace_E2 | F3 | Commercial | Office | Existing | Space Heating | Natural Gas | Furnace | E2 | System - kBTUs of Conusmption | 9.6651 | 9.6752 | 9.6688 | 9.6644 | 9.6644 | 0 | 0 | 0 | 0 | 0 | 0 | 0 | 0 | 0 | 0 | 0 | 0 | 0 | 0 | 0 | 0 | 0 | 0 | 0 | 0 | 0 | 0 | 0 | 0 | 0 | 0
F3_Commercial_Office_Existing_Space Heating_Natural Gas_Furnace_E3 | F3 | Commercial | Office | Existing | Space Heating | Natural Gas | Furnace | E3 | System - kBTUs of Conusmption | 8.603 | 8.612 | 8.6063 | 8.6024 | 8.6024 | 8.6024 | 8.6024 | 8.6024 | 8.6024 | 8.6024 | 8.6024 | 8.6024 | 8.6024 | 8.6024 | 8.6024 | 8.6024 | 8.6024 | 8.6024 | 8.6024 | 8.6024 | 8.6024 | 8.6024 | 8.6024 | 8.6024 | 8.6024 | 8.6024 | 8.6024 | 8.6024 | 8.6024 | 8.6024 | 8.6024
F3_Commercial_Office_Existing_Space Heating_Natural Gas_Furnace_E4 | F3 | Commercial | Office | Existing | Space Heating | Natural Gas | Furnace | E4 | System - kBTUs of Conusmption | 8.155 | 8.1635 | 8.158 | 8.1543 | 8.1543 | 8.1543 | 8.1543 | 8.1543 | 8.1543 | 8.1543 | 8.1543 | 8.1543 | 8.1543 | 8.1543 | 8.1543 | 8.1543 | 8.1543 | 8.1543 | 8.1543 | 8.1543 | 8.1543 | 8.1543 | 8.1543 | 8.1543 | 8.1543 | 8.1543 | 8.1543 | 8.1543 | 8.1543 | 8.1543 | 8.1543
F3_Commercial_Office_Existing_Space Heating_Natural Gas_Furnace_E5 | F3 | Commercial | Office | Existing | Space Heating | Natural Gas | Furnace | E5 | System - kBTUs of Conusmption | 0 | 0 | 0 | 0 | 0 | 0 | 0 | 6.0217 | 6.0217 | 6.0217 | 6.0217 | 6.0217 | 6.0217 | 6.0217 | 6.0217 | 6.0217 | 6.0217 | 6.0217 | 6.0217 | 6.0217 | 6.0217 | 6.0217 | 6.0217 | 6.0217 | 6.0217 | 6.0217 | 6.0217 | 6.0217 | 6.0217 | 6.0217 | 6.0217
F3_Commercial_Office_Existing_Space Heating_Natural Gas_Furnace_E6 | F3 | Commercial | Office | Existing | Space Heating | Natural Gas | Furnace | E6 | System - kBTUs of Conusmption | 0 | 0 | 0 | 0 | 0 | 0 | 0 | 0 | 0 | 0 | 0 | 0 | 0 | 0 | 0 | 0 | 0 | 0 | 0 | 0 | 0 | 0 | 0 | 0 | 0 | 0 | 0 | 0 | 0 | 0 | 0
F3_Commercial_Office_Existing_Space Heating_Natural Gas_Furnace_E7 | F3 | Commercial | Office | Existing | Space Heating | Natural Gas | Furnace | E7 | System - kBTUs of Conusmption | 0 | 0 | 0 | 0 | 0 | 0 | 0 | 0 | 0 | 0 | 0 | 0 | 0 | 0 | 0 | 0 | 0 | 0 | 0 | 0 | 0 | 0 | 0 | 0 | 0 | 0 | 0 | 0 | 0 | 0 | 0
F3_Commercial_Office_Existing_Space Heating_Natural Gas_Furnace_E8 | F3 | Commercial | Office | Existing | Space Heating | Natural Gas | Furnace | E8 | System - kBTUs of Conusmption | 0 | 0 | 0 | 0 | 0 | 0 | 0 | 0 | 0 | 0 | 0 | 0 | 0 | 0 | 0 | 0 | 0 | 0 | 0 | 0 | 0 | 0 | 0 | 0 | 0 | 0 | 0 | 0 | 0 | 0 | 0
F3_Commercial_Office_Existing_Space Heating_Natural Gas_Furnace_E9 | F3 | Commercial | Office | Existing | Space Heating | Natural Gas | Furnace | E9 | System - kBTUs of Conusmption | 0 | 0 | 0 | 0 | 0 | 0 | 0 | 0 | 0 | 0 | 0 | 0 | 0 | 0 | 0 | 0 | 0 | 0 | 0 | 0 | 0 | 0 | 0 | 0 | 0 | 0 | 0 | 0 | 0 | 0 | 0
F3_Commercial_Office_Existing_Space Heating_Natural Gas_Furnace_E10 | F3 | Commercial | Office | Existing | Space Heating | Natural Gas | Furnace | E10 | System - kBTUs of Conusmption | 0 | 0 | 0 | 0 | 0 | 0 | 0 | 0 | 0 | 0 | 0 | 0 | 0 | 0 | 0 | 0 | 0 | 0 | 0 | 0 | 0 | 0 | 0 | 0 | 0 | 0 | 0 | 0 | 0 | 0 | 0
F4_Commercial_Office_Existing_Space Heating_Natural Gas_Furnace_E1 | F4 | Commercial | Office | Existing | Space Heating | Natural Gas | Furnace | E1 | Utility - Cost of Equipment | 0.061783 | 0.061783 | 0.061783 | 0.061783 | 0.061783 | 0 | 0 | 0 | 0 | 0 | 0 | 0 | 0 | 0 | 0 | 0 | 0 | 0 | 0 | 0 | 0 | 0 | 0 | 0 | 0 | 0 | 0 | 0 | 0 | 0 | 0
F4_Commercial_Office_Existing_Space Heating_Natural Gas_Furnace_E2 | F4 | Commercial | Office | Existing | Space Heating | Natural Gas | Furnace | E2 | Utility - Cost of Equipment | 0.076767 | 0.076767 | 0.076767 | 0.076767 | 0.076767 | 0 | 0 | 0 | 0 | 0 | 0 | 0 | 0 | 0 | 0 | 0 | 0 | 0 | 0 | 0 | 0 | 0 | 0 | 0 | 0 | 0 | 0 | 0 | 0 | 0 | 0
F4_Commercial_Office_Existing_Space Heating_Natural Gas_Furnace_E3 | F4 | Commercial | Office | Existing | Space Heating | Natural Gas | Furnace | E3 | Utility - Cost of Equipment | 0.092971 | 0.092971 | 0.092971 | 0.092971 | 0.092971 | 0.092971 | 0.092971 | 0.092971 | 0.092971 | 0.092971 | 0.092971 | 0.092971 | 0.092971 | 0.092971 | 0.092971 | 0.092971 | 0.092971 | 0.092971 | 0.092971 | 0.092971 | 0.092971 | 0.092971 | 0.092971 | 0.092971 | 0.092971 | 0.092971 | 0.092971 | 0.092971 | 0.092971 | 0.092971 | 0.092971
F4_Commercial_Office_Existing_Space Heating_Natural Gas_Furnace_E4 | F4 | Commercial | Office | Existing | Space Heating | Natural Gas | Furnace | E4 | Utility - Cost of Equipment | 0.076392 | 0.076392 | 0.076392 | 0.076392 | 0.076392 | 0.076392 | 0.076392 | 0.076392 | 0.076392 | 0.076392 | 0.076392 | 0.076392 | 0.076392 | 0.076392 | 0.076392 | 0.076392 | 0.076392 | 0.076392 | 0.076392 | 0.076392 | 0.076392 | 0.076392 | 0.076392 | 0.076392 | 0.076392 | 0.076392 | 0.076392 | 0.076392 | 0.076392 | 0.076392 | 0.076392
F4_Commercial_Office_Existing_Space Heating_Natural Gas_Furnace_E5 | F4 | Commercial | Office | Existing | Space Heating | Natural Gas | Furnace | E5 | Utility - Cost of Equipment | 0 | 0 | 0 | 0 | 0 | 0 | 0 | 0.64954 | 0.64954 | 0.64954 | 0.64954 | 0.64954 | 0.64954 | 0.64954 | 0.64954 | 0.64954 | 0.64954 | 0.64954 | 0.64954 | 0.64954 | 0.64954 | 0.64954 | 0.64954 | 0.64954 | 0.64954 | 0.64954 | 0.64954 | 0.64954 | 0.64954 | 0.64954 | 0.64954
F4_Commercial_Office_Existing_Space Heating_Natural Gas_Furnace_E6 | F4 | Commercial | Office | Existing | Space Heating | Natural Gas | Furnace | E6 | Utility - Cost of Equipment | 0 | 0 | 0 | 0 | 0 | 0 | 0 | 0 | 0 | 0 | 0 | 0 | 0 | 0 | 0 | 0 | 0 | 0 | 0 | 0 | 0 | 0 | 0 | 0 | 0 | 0 | 0 | 0 | 0 | 0 | 0
F4_Commercial_Office_Existing_Space Heating_Natural Gas_Furnace_E7 | F4 | Commercial | Office | Existing | Space Heating | Natural Gas | Furnace | E7 | Utility - Cost of Equipment | 0 | 0 | 0 | 0 | 0 | 0 | 0 | 0 | 0 | 0 | 0 | 0 | 0 | 0 | 0 | 0 | 0 | 0 | 0 | 0 | 0 | 0 | 0 | 0 | 0 | 0 | 0 | 0 | 0 | 0 | 0
F4_Commercial_Office_Existing_Space Heating_Natural Gas_Furnace_E8 | F4 | Commercial | Office | Existing | Space Heating | Natural Gas | Furnace | E8 | Utility - Cost of Equipment | 0 | 0 | 0 | 0 | 0 | 0 | 0 | 0 | 0 | 0 | 0 | 0 | 0 | 0 | 0 | 0 | 0 | 0 | 0 | 0 | 0 | 0 | 0 | 0 | 0 | 0 | 0 | 0 | 0 | 0 | 0
F4_Commercial_Office_Existing_Space Heating_Natural Gas_Furnace_E9 | F4 | Commercial | Office | Existing | Space Heating | Natural Gas | Furnace | E9 | Utility - Cost of Equipment | 0 | 0 | 0 | 0 | 0 | 0 | 0 | 0 | 0 | 0 | 0 | 0 | 0 | 0 | 0 | 0 | 0 | 0 | 0 | 0 | 0 | 0 | 0 | 0 | 0 | 0 | 0 | 0 | 0 | 0 | 0
F4_Commercial_Office_Existing_Space Heating_Natural Gas_Furnace_E10 | F4 | Commercial | Office | Existing | Space Heating | Natural Gas | Furnace | E10 | Utility - Cost of Equipment | 0 | 0 | 0 | 0 | 0 | 0 | 0 | 0 | 0 | 0 | 0 | 0 | 0 | 0 | 0 | 0 | 0 | 0 | 0 | 0 | 0 | 0 | 0 | 0 | 0 | 0 | 0 | 0 | 0 | 0 | 0
F5_Commercial_Office_Existing_Space Heating_Natural Gas_Furnace_E1 | F5 | Commercial | Office | Existing | Space Heating | Natural Gas | Furnace | E1 | Utility - Cost of Operation | 0.095094 | 0.095706 | 0.096045 | 0.096458 | 0.09731 | 0 | 0 | 0 | 0 | 0 | 0 | 0 | 0 | 0 | 0 | 0 | 0 | 0 | 0 | 0 | 0 | 0 | 0 | 0 | 0 | 0 | 0 | 0 | 0 | 0 | 0
F5_Commercial_Office_Existing_Space Heating_Natural Gas_Furnace_E2 | F5 | Commercial | Office | Existing | Space Heating | Natural Gas | Furnace | E2 | Utility - Cost of Operation | 0.09392 | 0.094524 | 0.09486 | 0.095267 | 0.096109 | 0 | 0 | 0 | 0 | 0 | 0 | 0 | 0 | 0 | 0 | 0 | 0 | 0 | 0 | 0 | 0 | 0 | 0 | 0 | 0 | 0 | 0 | 0 | 0 | 0 | 0
F5_Commercial_Office_Existing_Space Heating_Natural Gas_Furnace_E3 | F5 | Commercial | Office | Existing | Space Heating | Natural Gas | Furnace | E3 | Utility - Cost of Operation | 0.083599 | 0.084137 | 0.084436 | 0.084798 | 0.085548 | 0.083012 | 0.081218 | 0.079778 | 0.079298 | 0.078616 | 0.078245 | 0.077732 | 0.069772 | 0.069209 | 0.069139 | 0.068618 | 0.068435 | 0.06838 | 0.067107 | 0.067534 | 0.067717 | 0.068033 | 0.068476 | 0.039838 | 0.038843 | 0.037822 | 0.036765 | 0.03566 | 0.034499 | 0.03327 | 0.031964
F5_Commercial_Office_Existing_Space Heating_Natural Gas_Furnace_E4 | F5 | Commercial | Office | Existing | Space Heating | Natural Gas | Furnace | E4 | Utility - Cost of Operation | 0.079245 | 0.079755 | 0.080038 | 0.080382 | 0.081092 | 0.078688 | 0.076988 | 0.075623 | 0.075168 | 0.074521 | 0.07417 | 0.073684 | 0.066138 | 0.065605 | 0.065538 | 0.065044 | 0.064871 | 0.064819 | 0.063612 | 0.064017 | 0.06419 | 0.064489 | 0.06491 | 0.037763 | 0.03682 | 0.035852 | 0.03485 | 0.033803 | 0.032702 | 0.031537 | 0.030299
F5_Commercial_Office_Existing_Space Heating_Natural Gas_Furnace_E5 | F5 | Commercial | Office | Existing | Space Heating | Natural Gas | Furnace | E5 | Utility - Cost of Operation | 0 | 0 | 0 | 0 | 0 | 0 | 0 | 0.055844 | 0.055508 | 0.055031 | 0.054772 | 0.054413 | 0.04884 | 0.048447 | 0.048397 | 0.048033 | 0.047904 | 0.047866 | 0.046975 | 0.047274 | 0.047402 | 0.047623 | 0.047934 | 0.027886 | 0.02719 | 0.026476 | 0.025735 | 0.024962 | 0.024149 | 0.023289 | 0.022375
F5_Commercial_Office_Existing_Space Heating_Natural Gas_Furnace_E6 | F5 | Commercial | Office | Existing | Space Heating | Natural Gas | Furnace | E6 | Utility - Cost of Operation | 0 | 0 | 0 | 0 | 0 | 0 | 0 | 0 | 0 | 0 | 0 | 0 | 0 | 0 | 0 | 0 | 0 | 0 | 0 | 0 | 0 | 0 | 0 | 0 | 0 | 0 | 0 | 0 | 0 | 0 | 0
F5_Commercial_Office_Existing_Space Heating_Natural Gas_Furnace_E7 | F5 | Commercial | Office | Existing | Space Heating | Natural Gas | Furnace | E7 | Utility - Cost of Operation | 0 | 0 | 0 | 0 | 0 | 0 | 0 | 0 | 0 | 0 | 0 | 0 | 0 | 0 | 0 | 0 | 0 | 0 | 0 | 0 | 0 | 0 | 0 | 0 | 0 | 0 | 0 | 0 | 0 | 0 | 0
F5_Commercial_Office_Existing_Space Heating_Natural Gas_Furnace_E8 | F5 | Commercial | Office | Existing | Space Heating | Natural Gas | Furnace | E8 | Utility - Cost of Operation | 0 | 0 | 0 | 0 | 0 | 0 | 0 | 0 | 0 | 0 | 0 | 0 | 0 | 0 | 0 | 0 | 0 | 0 | 0 | 0 | 0 | 0 | 0 | 0 | 0 | 0 | 0 | 0 | 0 | 0 | 0
F5_Commercial_Office_Existing_Space Heating_Natural Gas_Furnace_E9 | F5 | Commercial | Office | Existing | Space Heating | Natural Gas | Furnace | E9 | Utility - Cost of Operation | 0 | 0 | 0 | 0 | 0 | 0 | 0 | 0 | 0 | 0 | 0 | 0 | 0 | 0 | 0 | 0 | 0 | 0 | 0 | 0 | 0 | 0 | 0 | 0 | 0 | 0 | 0 | 0 | 0 | 0 | 0
F5_Commercial_Office_Existing_Space Heating_Natural Gas_Furnace_E10 | F5 | Commercial | Office | Existing | Space Heating | Natural Gas | Furnace | E10 | Utility - Cost of Operation | 0 | 0 | 0 | 0 | 0 | 0 | 0 | 0 | 0 | 0 | 0 | 0 | 0 | 0 | 0 | 0 | 0 | 0 | 0 | 0 | 0 | 0 | 0 | 0 | 0 | 0 | 0 | 0 | 0 | 0 | 0
F6_Commercial_Office_Existing_Space Heating_Natural Gas_Furnace_E1 | F6 | Commercial | Office | Existing | Space Heating | Natural Gas | Furnace | E1 | Utility - Value of Sales | 0.11393 | 0.11466 | 0.11507 | 0.11556 | 0.11658 | 0 | 0 | 0 | 0 | 0 | 0 | 0 | 0 | 0 | 0 | 0 | 0 | 0 | 0 | 0 | 0 | 0 | 0 | 0 | 0 | 0 | 0 | 0 | 0 | 0 | 0
F6_Commercial_Office_Existing_Space Heating_Natural Gas_Furnace_E2 | F6 | Commercial | Office | Existing | Space Heating | Natural Gas | Furnace | E2 | Utility - Value of Sales | 0.11252 | 0.11325 | 0.11365 | 0.11414 | 0.11514 | 0 | 0 | 0 | 0 | 0 | 0 | 0 | 0 | 0 | 0 | 0 | 0 | 0 | 0 | 0 | 0 | 0 | 0 | 0 | 0 | 0 | 0 | 0 | 0 | 0 | 0
F6_Commercial_Office_Existing_Space Heating_Natural Gas_Furnace_E3 | F6 | Commercial | Office | Existing | Space Heating | Natural Gas | Furnace | E3 | Utility - Value of Sales | 0.10016 | 0.1008 | 0.10116 | 0.10159 | 0.10249 | 0.099454 | 0.097305 | 0.095579 | 0.095004 | 0.094187 | 0.093743 | 0.093128 | 0.083591 | 0.082917 | 0.082833 | 0.082209 | 0.081989 | 0.081924 | 0.080398 | 0.08091 | 0.081129 | 0.081508 | 0.082039 | 0.047728 | 0.046537 | 0.045314 | 0.044047 | 0.042723 | 0.041332 | 0.039859 | 0.038295
F6_Commercial_Office_Existing_Space Heating_Natural Gas_Furnace_E4 | F6 | Commercial | Office | Existing | Space Heating | Natural Gas | Furnace | E4 | Utility - Value of Sales | 0.094941 | 0.095551 | 0.095891 | 0.096303 | 0.097154 | 0.094274 | 0.092237 | 0.090601 | 0.090056 | 0.089281 | 0.08886 | 0.088278 | 0.079238 | 0.078599 | 0.078519 | 0.077927 | 0.077719 | 0.077657 | 0.076211 | 0.076696 | 0.076903 | 0.077263 | 0.077766 | 0.045242 | 0.044113 | 0.042954 | 0.041753 | 0.040498 | 0.039179 | 0.037783 | 0.0363
F6_Commercial_Office_Existing_Space Heating_Natural Gas_Furnace_E5 | F6 | Commercial | Office | Existing | Space Heating | Natural Gas | Furnace | E5 | Utility - Value of Sales | 0 | 0 | 0 | 0 | 0 | 0 | 0 | 0.066905 | 0.066503 | 0.065931 | 0.06562 | 0.06519 | 0.058514 | 0.058042 | 0.057983 | 0.057546 | 0.057393 | 0.057347 | 0.056279 | 0.056637 | 0.05679 | 0.057055 | 0.057428 | 0.03341 | 0.032576 | 0.03172 | 0.030833 | 0.029906 | 0.028932 | 0.027901 | 0.026806
F6_Commercial_Office_Existing_Space Heating_Natural Gas_Furnace_E6 | F6 | Commercial | Office | Existing | Space Heating | Natural Gas | Furnace | E6 | Utility - Value of Sales | 0 | 0 | 0 | 0 | 0 | 0 | 0 | 0 | 0 | 0 | 0 | 0 | 0 | 0 | 0 | 0 | 0 | 0 | 0 | 0 | 0 | 0 | 0 | 0 | 0 | 0 | 0 | 0 | 0 | 0 | 0
F6_Commercial_Office_Existing_Space Heating_Natural Gas_Furnace_E7 | F6 | Commercial | Office | Existing | Space Heating | Natural Gas | Furnace | E7 | Utility - Value of Sales | 0 | 0 | 0 | 0 | 0 | 0 | 0 | 0 | 0 | 0 | 0 | 0 | 0 | 0 | 0 | 0 | 0 | 0 | 0 | 0 | 0 | 0 | 0 | 0 | 0 | 0 | 0 | 0 | 0 | 0 | 0
F6_Commercial_Office_Existing_Space Heating_Natural Gas_Furnace_E8 | F6 | Commercial | Office | Existing | Space Heating | Natural Gas | Furnace | E8 | Utility - Value of Sales | 0 | 0 | 0 | 0 | 0 | 0 | 0 | 0 | 0 | 0 | 0 | 0 | 0 | 0 | 0 | 0 | 0 | 0 | 0 | 0 | 0 | 0 | 0 | 0 | 0 | 0 | 0 | 0 | 0 | 0 | 0
F6_Commercial_Office_Existing_Space Heating_Natural Gas_Furnace_E9 | F6 | Commercial | Office | Existing | Space Heating | Natural Gas | Furnace | E9 | Utility - Value of Sales | 0 | 0 | 0 | 0 | 0 | 0 | 0 | 0 | 0 | 0 | 0 | 0 | 0 | 0 | 0 | 0 | 0 | 0 | 0 | 0 | 0 | 0 | 0 | 0 | 0 | 0 | 0 | 0 | 0 | 0 | 0
F6_Commercial_Office_Existing_Space Heating_Natural Gas_Furnace_E10 | F6 | Commercial | Office | Existing | Space Heating | Natural Gas | Furnace | E10 | Utility - Value of Sales | 0 | 0 | 0 | 0 | 0 | 0 | 0 | 0 | 0 | 0 | 0 | 0 | 0 | 0 | 0 | 0 | 0 | 0 | 0 | 0 | 0 | 0 | 0 | 0 | 0 | 0 | 0 | 0 | 0 | 0 | 0
F1_Commercial_Office_Existing_Space Heating_Natural Gas_Boiler_E1 | F1 | Commercial | Office | Existing | Space Heating | Natural Gas | Boiler | E1 | Participant - Cost of Equipment | 0.11724 | 0.11724 | 0.11724 | 0.11724 | 0.11724 | 0 | 0 | 0 | 0 | 0 | 0 | 0 | 0 | 0 | 0 | 0 | 0 | 0 | 0 | 0 | 0 | 0 | 0 | 0 | 0 | 0 | 0 | 0 | 0 | 0 | 0
F1_Commercial_Office_Existing_Space Heating_Natural Gas_Boiler_E2 | F1 | Commercial | Office | Existing | Space Heating | Natural Gas | Boiler | E2 | Participant - Cost of Equipment | 0.12119 | 0.12119 | 0.12119 | 0.12119 | 0.12119 | 0 | 0 | 0 | 0 | 0 | 0 | 0 | 0 | 0 | 0 | 0 | 0 | 0 | 0 | 0 | 0 | 0 | 0 | 0 | 0 | 0 | 0 | 0 | 0 | 0 | 0
F1_Commercial_Office_Existing_Space Heating_Natural Gas_Boiler_E3 | F1 | Commercial | Office | Existing | Space Heating | Natural Gas | Boiler | E3 | Participant - Cost of Equipment | 0.1905 | 0.1905 | 0.1905 | 0.1905 | 0.1905 | 0.1905 | 0.1905 | 0.1905 | 0.1905 | 0.1905 | 0.1905 | 0.1905 | 0.1905 | 0.1905 | 0.1905 | 0.1905 | 0.1905 | 0.1905 | 0.1905 | 0.1905 | 0.1905 | 0.1905 | 0.1905 | 0.1905 | 0.1905 | 0.1905 | 0.1905 | 0.1905 | 0.1905 | 0.1905 | 0.1905
F1_Commercial_Office_Existing_Space Heating_Natural Gas_Boiler_E4 | F1 | Commercial | Office | Existing | Space Heating | Natural Gas | Boiler | E4 | Participant - Cost of Equipment | 0.20834 | 0.20834 | 0.20834 | 0.20834 | 0.20834 | 0.20834 | 0.20834 | 0.20834 | 0.20834 | 0.20834 | 0.20834 | 0.20834 | 0.20834 | 0.20834 | 0.20834 | 0.20834 | 0.20834 | 0.20834 | 0.20834 | 0.20834 | 0.20834 | 0.20834 | 0.20834 | 0.20834 | 0.20834 | 0.20834 | 0.20834 | 0.20834 | 0.20834 | 0.20834 | 0.20834
F1_Commercial_Office_Existing_Space Heating_Natural Gas_Boiler_E5 | F1 | Commercial | Office | Existing | Space Heating | Natural Gas | Boiler | E5 | Participant - Cost of Equipment | 0.6858 | 0.6858 | 0.6858 | 0.6858 | 0.6858 | 0.6858 | 0.6858 | 0.6858 | 0.6858 | 0.6858 | 0.6858 | 0.6858 | 0.6858 | 0.6858 | 0.6858 | 0.6858 | 0.6858 | 0.6858 | 0.6858 | 0.6858 | 0.6858 | 0.6858 | 0.6858 | 0.6858 | 0.6858 | 0.6858 | 0.6858 | 0.6858 | 0.6858 | 0.6858 | 0.6858
F1_Commercial_Office_Existing_Space Heating_Natural Gas_Boiler_E6 | F1 | Commercial | Office | Existing | Space Heating | Natural Gas | Boiler | E6 | Participant - Cost of Equipment | 0 | 0 | 0 | 0 | 0 | 0 | 0 | 0 | 0 | 0 | 0 | 0 | 0 | 0 | 0 | 0 | 0 | 0 | 0 | 0 | 0 | 0 | 0 | 0 | 0 | 0 | 0 | 0 | 0 | 0 | 0
F1_Commercial_Office_Existing_Space Heating_Natural Gas_Boiler_E7 | F1 | Commercial | Office | Existing | Space Heating | Natural Gas | Boiler | E7 | Participant - Cost of Equipment | 0 | 0 | 0 | 0 | 0 | 0 | 0 | 0 | 0 | 0 | 0 | 0 | 0 | 0 | 0 | 0 | 0 | 0 | 0 | 0 | 0 | 0 | 0 | 0 | 0 | 0 | 0 | 0 | 0 | 0 | 0
F1_Commercial_Office_Existing_Space Heating_Natural Gas_Boiler_E8 | F1 | Commercial | Office | Existing | Space Heating | Natural Gas | Boiler | E8 | Participant - Cost of Equipment | 0 | 0 | 0 | 0 | 0 | 0 | 0 | 0 | 0 | 0 | 0 | 0 | 0 | 0 | 0 | 0 | 0 | 0 | 0 | 0 | 0 | 0 | 0 | 0 | 0 | 0 | 0 | 0 | 0 | 0 | 0
F1_Commercial_Office_Existing_Space Heating_Natural Gas_Boiler_E9 | F1 | Commercial | Office | Existing | Space Heating | Natural Gas | Boiler | E9 | Participant - Cost of Equipment | 0 | 0 | 0 | 0 | 0 | 0 | 0 | 0 | 0 | 0 | 0 | 0 | 0 | 0 | 0 | 0 | 0 | 0 | 0 | 0 | 0 | 0 | 0 | 0 | 0 | 0 | 0 | 0 | 0 | 0 | 0
F1_Commercial_Office_Existing_Space Heating_Natural Gas_Boiler_E10 | F1 | Commercial | Office | Existing | Space Heating | Natural Gas | Boiler | E10 | Participant - Cost of Equipment | 0 | 0 | 0 | 0 | 0 | 0 | 0 | 0 | 0 | 0 | 0 | 0 | 0 | 0 | 0 | 0 | 0 | 0 | 0 | 0 | 0 | 0 | 0 | 0 | 0 | 0 | 0 | 0 | 0 | 0 | 0
F2_Commercial_Office_Existing_Space Heating_Natural Gas_Boiler_E1 | F2 | Commercial | Office | Existing | Space Heating | Natural Gas | Boiler | E1 | Participant - Cost of Operation | 0.49978 | 0.50276 | 0.50466 | 0.50692 | 0.51145 | 0 | 0 | 0 | 0 | 0 | 0 | 0 | 0 | 0 | 0 | 0 | 0 | 0 | 0 | 0 | 0 | 0 | 0 | 0 | 0 | 0 | 0 | 0 | 0 | 0 | 0
F2_Commercial_Office_Existing_Space Heating_Natural Gas_Boiler_E2 | F2 | Commercial | Office | Existing | Space Heating | Natural Gas | Boiler | E2 | Participant - Cost of Operation | 0.47598 | 0.47882 | 0.48063 | 0.48278 | 0.4871 | 0 | 0 | 0 | 0 | 0 | 0 | 0 | 0 | 0 | 0 | 0 | 0 | 0 | 0 | 0 | 0 | 0 | 0 | 0 | 0 | 0 | 0 | 0 | 0 | 0 | 0
F2_Commercial_Office_Existing_Space Heating_Natural Gas_Boiler_E3 | F2 | Commercial | Office | Existing | Space Heating | Natural Gas | Boiler | E3 | Participant - Cost of Operation | 0.42534 | 0.42788 | 0.42949 | 0.43142 | 0.43528 | 0.41868 | 0.40527 | 0.39807 | 0.39556 | 0.39208 | 0.39012 | 0.38747 | 0.34853 | 0.34565 | 0.34517 | 0.3425 | 0.34148 | 0.34109 | 0.33457 | 0.33614 | 0.33651 | 0.33751 | 0.33912 | 0.19897 | 0.19355 | 0.18798 | 0.18221 | 0.17619 | 0.16988 | 0.16321 | 0.15616
F2_Commercial_Office_Existing_Space Heating_Natural Gas_Boiler_E4 | F2 | Commercial | Office | Existing | Space Heating | Natural Gas | Boiler | E4 | Participant - Cost of Operation | 0.40798 | 0.41041 | 0.41196 | 0.41381 | 0.41751 | 0.40159 | 0.38872 | 0.38182 | 0.37941 | 0.37607 | 0.37419 | 0.37165 | 0.3343 | 0.33154 | 0.33108 | 0.32852 | 0.32754 | 0.32716 | 0.32091 | 0.32242 | 0.32277 | 0.32374 | 0.32528 | 0.19085 | 0.18565 | 0.1803 | 0.17477 | 0.169 | 0.16294 | 0.15655 | 0.14978
F2_Commercial_Office_Existing_Space Heating_Natural Gas_Boiler_E5 | F2 | Commercial | Office | Existing | Space Heating | Natural Gas | Boiler | E5 | Participant - Cost of Operation | 0.30755 | 0.30939 | 0.31056 | 0.31195 | 0.31474 | 0.30274 | 0.29304 | 0.28783 | 0.28602 | 0.2835 | 0.28208 | 0.28017 | 0.25201 | 0.24993 | 0.24959 | 0.24765 | 0.24692 | 0.24663 | 0.24192 | 0.24306 | 0.24332 | 0.24405 | 0.24521 | 0.14387 | 0.13995 | 0.13592 | 0.13175 | 0.1274 | 0.12283 | 0.11802 | 0.11291
F2_Commercial_Office_Existing_Space Heating_Natural Gas_Boiler_E6 | F2 | Commercial | Office | Existing | Space Heating | Natural Gas | Boiler | E6 | Participant - Cost of Operation | 0 | 0 | 0 | 0 | 0 | 0 | 0 | 0 | 0 | 0 | 0 | 0 | 0 | 0 | 0 | 0 | 0 | 0 | 0 | 0 | 0 | 0 | 0 | 0 | 0 | 0 | 0 | 0 | 0 | 0 | 0
F2_Commercial_Office_Existing_Space Heating_Natural Gas_Boiler_E7 | F2 | Commercial | Office | Existing | Space Heating | Natural Gas | Boiler | E7 | Participant - Cost of Operation | 0 | 0 | 0 | 0 | 0 | 0 | 0 | 0 | 0 | 0 | 0 | 0 | 0 | 0 | 0 | 0 | 0 | 0 | 0 | 0 | 0 | 0 | 0 | 0 | 0 | 0 | 0 | 0 | 0 | 0 | 0
F2_Commercial_Office_Existing_Space Heating_Natural Gas_Boiler_E8 | F2 | Commercial | Office | Existing | Space Heating | Natural Gas | Boiler | E8 | Participant - Cost of Operation | 0 | 0 | 0 | 0 | 0 | 0 | 0 | 0 | 0 | 0 | 0 | 0 | 0 | 0 | 0 | 0 | 0 | 0 | 0 | 0 | 0 | 0 | 0 | 0 | 0 | 0 | 0 | 0 | 0 | 0 | 0
F2_Commercial_Office_Existing_Space Heating_Natural Gas_Boiler_E9 | F2 | Commercial | Office | Existing | Space Heating | Natural Gas | Boiler | E9 | Participant - Cost of Operation | 0 | 0 | 0 | 0 | 0 | 0 | 0 | 0 | 0 | 0 | 0 | 0 | 0 | 0 | 0 | 0 | 0 | 0 | 0 | 0 | 0 | 0 | 0 | 0 | 0 | 0 | 0 | 0 | 0 | 0 | 0
F2_Commercial_Office_Existing_Space Heating_Natural Gas_Boiler_E10 | F2 | Commercial | Office | Existing | Space Heating | Natural Gas | Boiler | E10 | Participant - Cost of Operation | 0 | 0 | 0 | 0 | 0 | 0 | 0 | 0 | 0 | 0 | 0 | 0 | 0 | 0 | 0 | 0 | 0 | 0 | 0 | 0 | 0 | 0 | 0 | 0 | 0 | 0 | 0 | 0 | 0 | 0 | 0
F3_Commercial_Office_Existing_Space Heating_Natural Gas_Boiler_E1 | F3 | Commercial | Office | Existing | Space Heating | Natural Gas | Boiler | E1 | System - kBTUs of Conusmption | 42.9545 | 42.9957 | 42.9694 | 42.9515 | 42.9515 | 0 | 0 | 0 | 0 | 0 | 0 | 0 | 0 | 0 | 0 | 0 | 0 | 0 | 0 | 0 | 0 | 0 | 0 | 0 | 0 | 0 | 0 | 0 | 0 | 0 | 0
F3_Commercial_Office_Existing_Space Heating_Natural Gas_Boiler_E2 | F3 | Commercial | Office | Existing | Space Heating | Natural Gas | Boiler | E2 | System - kBTUs of Conusmption | 40.909 | 40.9483 | 40.9233 | 40.9062 | 40.9062 | 0 | 0 | 0 | 0 | 0 | 0 | 0 | 0 | 0 | 0 | 0 | 0 | 0 | 0 | 0 | 0 | 0 | 0 | 0 | 0 | 0 | 0 | 0 | 0 | 0 | 0
F3_Commercial_Office_Existing_Space Heating_Natural Gas_Boiler_E3 | F3 | Commercial | Office | Existing | Space Heating | Natural Gas | Boiler | E3 | System - kBTUs of Conusmption | 36.557 | 36.5921 | 36.5697 | 36.5545 | 36.5545 | 36.5545 | 36.5545 | 36.5545 | 36.5545 | 36.5545 | 36.5545 | 36.5545 | 36.5545 | 36.5545 | 36.5545 | 36.5545 | 36.5545 | 36.5545 | 36.5545 | 36.5545 | 36.5545 | 36.5545 | 36.5545 | 36.5545 | 36.5545 | 36.5545 | 36.5545 | 36.5545 | 36.5545 | 36.5545 | 36.442
F3_Commercial_Office_Existing_Space Heating_Natural Gas_Boiler_E4 | F3 | Commercial | Office | Existing | Space Heating | Natural Gas | Boiler | E4 | System - kBTUs of Conusmption | 35.0649 | 35.0985 | 35.0771 | 35.0624 | 35.0624 | 35.0624 | 35.0624 | 35.0624 | 35.0624 | 35.0624 | 35.0624 | 35.0624 | 35.0624 | 35.0624 | 35.0624 | 35.0624 | 35.0624 | 35.0624 | 35.0624 | 35.0624 | 35.0624 | 35.0624 | 35.0624 | 35.0624 | 35.0624 | 35.0624 | 35.0624 | 35.0624 | 35.0624 | 35.0624 | 34.9545
F3_Commercial_Office_Existing_Space Heating_Natural Gas_Boiler_E5 | F3 | Commercial | Office | Existing | Space Heating | Natural Gas | Boiler | E5 | System - kBTUs of Conusmption | 26.4335 | 26.4589 | 26.4427 | 26.4317 | 26.4317 | 26.4317 | 26.4317 | 26.4317 | 26.4317 | 26.4317 | 26.4317 | 26.4317 | 26.4317 | 26.4317 | 26.4317 | 26.4317 | 26.4317 | 26.4317 | 26.4317 | 26.4317 | 26.4317 | 26.4317 | 26.4317 | 26.4317 | 26.4317 | 26.4317 | 26.4317 | 26.4317 | 26.4317 | 26.4317 | 26.3504
F3_Commercial_Office_Existing_Space Heating_Natural Gas_Boiler_E6 | F3 | Commercial | Office | Existing | Space Heating | Natural Gas | Boiler | E6 | System - kBTUs of Conusmption | 0 | 0 | 0 | 0 | 0 | 0 | 0 | 0 | 0 | 0 | 0 | 0 | 0 | 0 | 0 | 0 | 0 | 0 | 0 | 0 | 0 | 0 | 0 | 0 | 0 | 0 | 0 | 0 | 0 | 0 | 0
F3_Commercial_Office_Existing_Space Heating_Natural Gas_Boiler_E7 | F3 | Commercial | Office | Existing | Space Heating | Natural Gas | Boiler | E7 | System - kBTUs of Conusmption | 0 | 0 | 0 | 0 | 0 | 0 | 0 | 0 | 0 | 0 | 0 | 0 | 0 | 0 | 0 | 0 | 0 | 0 | 0 | 0 | 0 | 0 | 0 | 0 | 0 | 0 | 0 | 0 | 0 | 0 | 0
F3_Commercial_Office_Existing_Space Heating_Natural Gas_Boiler_E8 | F3 | Commercial | Office | Existing | Space Heating | Natural Gas | Boiler | E8 | System - kBTUs of Conusmption | 0 | 0 | 0 | 0 | 0 | 0 | 0 | 0 | 0 | 0 | 0 | 0 | 0 | 0 | 0 | 0 | 0 | 0 | 0 | 0 | 0 | 0 | 0 | 0 | 0 | 0 | 0 | 0 | 0 | 0 | 0
F3_Commercial_Office_Existing_Space Heating_Natural Gas_Boiler_E9 | F3 | Commercial | Office | Existing | Space Heating | Natural Gas | Boiler | E9 | System - kBTUs of Conusmption | 0 | 0 | 0 | 0 | 0 | 0 | 0 | 0 | 0 | 0 | 0 | 0 | 0 | 0 | 0 | 0 | 0 | 0 | 0 | 0 | 0 | 0 | 0 | 0 | 0 | 0 | 0 | 0 | 0 | 0 | 0
F3_Commercial_Office_Existing_Space Heating_Natural Gas_Boiler_E10 | F3 | Commercial | Office | Existing | Space Heating | Natural Gas | Boiler | E10 | System - kBTUs of Conusmption | 0 | 0 | 0 | 0 | 0 | 0 | 0 | 0 | 0 | 0 | 0 | 0 | 0 | 0 | 0 | 0 | 0 | 0 | 0 | 0 | 0 | 0 | 0 | 0 | 0 | 0 | 0 | 0 | 0 | 0 | 0
F4_Commercial_Office_Existing_Space Heating_Natural Gas_Boiler_E1 | F4 | Commercial | Office | Existing | Space Heating | Natural Gas | Boiler | E1 | Utility - Cost of Equipment | 0.11724 | 0.11724 | 0.11724 | 0.11724 | 0.11724 | 0 | 0 | 0 | 0 | 0 | 0 | 0 | 0 | 0 | 0 | 0 | 0 | 0 | 0 | 0 | 0 | 0 | 0 | 0 | 0 | 0 | 0 | 0 | 0 | 0 | 0
F4_Commercial_Office_Existing_Space Heating_Natural Gas_Boiler_E2 | F4 | Commercial | Office | Existing | Space Heating | Natural Gas | Boiler | E2 | Utility - Cost of Equipment | 0.12119 | 0.12119 | 0.12119 | 0.12119 | 0.12119 | 0 | 0 | 0 | 0 | 0 | 0 | 0 | 0 | 0 | 0 | 0 | 0 | 0 | 0 | 0 | 0 | 0 | 0 | 0 | 0 | 0 | 0 | 0 | 0 | 0 | 0
F4_Commercial_Office_Existing_Space Heating_Natural Gas_Boiler_E3 | F4 | Commercial | Office | Existing | Space Heating | Natural Gas | Boiler | E3 | Utility - Cost of Equipment | 0.1905 | 0.1905 | 0.1905 | 0.1905 | 0.1905 | 0.1905 | 0.1905 | 0.1905 | 0.1905 | 0.1905 | 0.1905 | 0.1905 | 0.1905 | 0.1905 | 0.1905 | 0.1905 | 0.1905 | 0.1905 | 0.1905 | 0.1905 | 0.1905 | 0.1905 | 0.1905 | 0.1905 | 0.1905 | 0.1905 | 0.1905 | 0.1905 | 0.1905 | 0.1905 | 0.1905
F4_Commercial_Office_Existing_Space Heating_Natural Gas_Boiler_E4 | F4 | Commercial | Office | Existing | Space Heating | Natural Gas | Boiler | E4 | Utility - Cost of Equipment | 0.20834 | 0.20834 | 0.20834 | 0.20834 | 0.20834 | 0.20834 | 0.20834 | 0.20834 | 0.20834 | 0.20834 | 0.20834 | 0.20834 | 0.20834 | 0.20834 | 0.20834 | 0.20834 | 0.20834 | 0.20834 | 0.20834 | 0.20834 | 0.20834 | 0.20834 | 0.20834 | 0.20834 | 0.20834 | 0.20834 | 0.20834 | 0.20834 | 0.20834 | 0.20834 | 0.20834
F4_Commercial_Office_Existing_Space Heating_Natural Gas_Boiler_E5 | F4 | Commercial | Office | Existing | Space Heating | Natural Gas | Boiler | E5 | Utility - Cost of Equipment | 0.6858 | 0.6858 | 0.6858 | 0.6858 | 0.6858 | 0.6858 | 0.6858 | 0.6858 | 0.6858 | 0.6858 | 0.6858 | 0.6858 | 0.6858 | 0.6858 | 0.6858 | 0.6858 | 0.6858 | 0.6858 | 0.6858 | 0.6858 | 0.6858 | 0.6858 | 0.6858 | 0.6858 | 0.6858 | 0.6858 | 0.6858 | 0.6858 | 0.6858 | 0.6858 | 0.6858
F4_Commercial_Office_Existing_Space Heating_Natural Gas_Boiler_E6 | F4 | Commercial | Office | Existing | Space Heating | Natural Gas | Boiler | E6 | Utility - Cost of Equipment | 0 | 0 | 0 | 0 | 0 | 0 | 0 | 0 | 0 | 0 | 0 | 0 | 0 | 0 | 0 | 0 | 0 | 0 | 0 | 0 | 0 | 0 | 0 | 0 | 0 | 0 | 0 | 0 | 0 | 0 | 0
F4_Commercial_Office_Existing_Space Heating_Natural Gas_Boiler_E7 | F4 | Commercial | Office | Existing | Space Heating | Natural Gas | Boiler | E7 | Utility - Cost of Equipment | 0 | 0 | 0 | 0 | 0 | 0 | 0 | 0 | 0 | 0 | 0 | 0 | 0 | 0 | 0 | 0 | 0 | 0 | 0 | 0 | 0 | 0 | 0 | 0 | 0 | 0 | 0 | 0 | 0 | 0 | 0
F4_Commercial_Office_Existing_Space Heating_Natural Gas_Boiler_E8 | F4 | Commercial | Office | Existing | Space Heating | Natural Gas | Boiler | E8 | Utility - Cost of Equipment | 0 | 0 | 0 | 0 | 0 | 0 | 0 | 0 | 0 | 0 | 0 | 0 | 0 | 0 | 0 | 0 | 0 | 0 | 0 | 0 | 0 | 0 | 0 | 0 | 0 | 0 | 0 | 0 | 0 | 0 | 0
F4_Commercial_Office_Existing_Space Heating_Natural Gas_Boiler_E9 | F4 | Commercial | Office | Existing | Space Heating | Natural Gas | Boiler | E9 | Utility - Cost of Equipment | 0 | 0 | 0 | 0 | 0 | 0 | 0 | 0 | 0 | 0 | 0 | 0 | 0 | 0 | 0 | 0 | 0 | 0 | 0 | 0 | 0 | 0 | 0 | 0 | 0 | 0 | 0 | 0 | 0 | 0 | 0
F4_Commercial_Office_Existing_Space Heating_Natural Gas_Boiler_E10 | F4 | Commercial | Office | Existing | Space Heating | Natural Gas | Boiler | E10 | Utility - Cost of Equipment | 0 | 0 | 0 | 0 | 0 | 0 | 0 | 0 | 0 | 0 | 0 | 0 | 0 | 0 | 0 | 0 | 0 | 0 | 0 | 0 | 0 | 0 | 0 | 0 | 0 | 0 | 0 | 0 | 0 | 0 | 0
F5_Commercial_Office_Existing_Space Heating_Natural Gas_Boiler_E1 | F5 | Commercial | Office | Existing | Space Heating | Natural Gas | Boiler | E1 | Utility - Cost of Operation | 0.41715 | 0.41964 | 0.42123 | 0.42311 | 0.4269 | 0 | 0 | 0 | 0 | 0 | 0 | 0 | 0 | 0 | 0 | 0 | 0 | 0 | 0 | 0 | 0 | 0 | 0 | 0 | 0 | 0 | 0 | 0 | 0 | 0 | 0
F5_Commercial_Office_Existing_Space Heating_Natural Gas_Boiler_E2 | F5 | Commercial | Office | Existing | Space Heating | Natural Gas | Boiler | E2 | Utility - Cost of Operation | 0.39729 | 0.39966 | 0.40117 | 0.40296 | 0.40657 | 0 | 0 | 0 | 0 | 0 | 0 | 0 | 0 | 0 | 0 | 0 | 0 | 0 | 0 | 0 | 0 | 0 | 0 | 0 | 0 | 0 | 0 | 0 | 0 | 0 | 0
F5_Commercial_Office_Existing_Space Heating_Natural Gas_Boiler_E3 | F5 | Commercial | Office | Existing | Space Heating | Natural Gas | Boiler | E3 | Utility - Cost of Operation | 0.35502 | 0.35714 | 0.35849 | 0.3601 | 0.36332 | 0.34946 | 0.33827 | 0.33226 | 0.33017 | 0.32726 | 0.32562 | 0.32341 | 0.29091 | 0.28851 | 0.28811 | 0.28588 | 0.28503 | 0.2847 | 0.27926 | 0.28057 | 0.28087 | 0.28171 | 0.28306 | 0.16608 | 0.16155 | 0.1569 | 0.15208 | 0.14706 | 0.14179 | 0.13623 | 0.13034
F5_Commercial_Office_Existing_Space Heating_Natural Gas_Boiler_E4 | F5 | Commercial | Office | Existing | Space Heating | Natural Gas | Boiler | E4 | Utility - Cost of Operation | 0.34053 | 0.34256 | 0.34386 | 0.3454 | 0.34849 | 0.3352 | 0.32446 | 0.3187 | 0.31669 | 0.3139 | 0.31233 | 0.31021 | 0.27904 | 0.27673 | 0.27635 | 0.27421 | 0.27339 | 0.27308 | 0.26786 | 0.26912 | 0.26941 | 0.27022 | 0.27151 | 0.1593 | 0.15496 | 0.15049 | 0.14588 | 0.14106 | 0.13601 | 0.13067 | 0.12502
F5_Commercial_Office_Existing_Space Heating_Natural Gas_Boiler_E5 | F5 | Commercial | Office | Existing | Space Heating | Natural Gas | Boiler | E5 | Utility - Cost of Operation | 0.25671 | 0.25824 | 0.25922 | 0.26038 | 0.26271 | 0.25269 | 0.24459 | 0.24025 | 0.23873 | 0.23663 | 0.23545 | 0.23385 | 0.21035 | 0.20861 | 0.20832 | 0.20671 | 0.2061 | 0.20586 | 0.20193 | 0.20287 | 0.20309 | 0.2037 | 0.20467 | 0.12009 | 0.11681 | 0.11345 | 0.10997 | 0.10634 | 0.10253 | 0.098506 | 0.094246
F5_Commercial_Office_Existing_Space Heating_Natural Gas_Boiler_E6 | F5 | Commercial | Office | Existing | Space Heating | Natural Gas | Boiler | E6 | Utility - Cost of Operation | 0 | 0 | 0 | 0 | 0 | 0 | 0 | 0 | 0 | 0 | 0 | 0 | 0 | 0 | 0 | 0 | 0 | 0 | 0 | 0 | 0 | 0 | 0 | 0 | 0 | 0 | 0 | 0 | 0 | 0 | 0
F5_Commercial_Office_Existing_Space Heating_Natural Gas_Boiler_E7 | F5 | Commercial | Office | Existing | Space Heating | Natural Gas | Boiler | E7 | Utility - Cost of Operation | 0 | 0 | 0 | 0 | 0 | 0 | 0 | 0 | 0 | 0 | 0 | 0 | 0 | 0 | 0 | 0 | 0 | 0 | 0 | 0 | 0 | 0 | 0 | 0 | 0 | 0 | 0 | 0 | 0 | 0 | 0
F5_Commercial_Office_Existing_Space Heating_Natural Gas_Boiler_E8 | F5 | Commercial | Office | Existing | Space Heating | Natural Gas | Boiler | E8 | Utility - Cost of Operation | 0 | 0 | 0 | 0 | 0 | 0 | 0 | 0 | 0 | 0 | 0 | 0 | 0 | 0 | 0 | 0 | 0 | 0 | 0 | 0 | 0 | 0 | 0 | 0 | 0 | 0 | 0 | 0 | 0 | 0 | 0
F5_Commercial_Office_Existing_Space Heating_Natural Gas_Boiler_E9 | F5 | Commercial | Office | Existing | Space Heating | Natural Gas | Boiler | E9 | Utility - Cost of Operation | 0 | 0 | 0 | 0 | 0 | 0 | 0 | 0 | 0 | 0 | 0 | 0 | 0 | 0 | 0 | 0 | 0 | 0 | 0 | 0 | 0 | 0 | 0 | 0 | 0 | 0 | 0 | 0 | 0 | 0 | 0
F5_Commercial_Office_Existing_Space Heating_Natural Gas_Boiler_E10 | F5 | Commercial | Office | Existing | Space Heating | Natural Gas | Boiler | E10 | Utility - Cost of Operation | 0 | 0 | 0 | 0 | 0 | 0 | 0 | 0 | 0 | 0 | 0 | 0 | 0 | 0 | 0 | 0 | 0 | 0 | 0 | 0 | 0 | 0 | 0 | 0 | 0 | 0 | 0 | 0 | 0 | 0 | 0
F6_Commercial_Office_Existing_Space Heating_Natural Gas_Boiler_E1 | F6 | Commercial | Office | Existing | Space Heating | Natural Gas | Boiler | E1 | Utility - Value of Sales | 0.49978 | 0.50276 | 0.50466 | 0.50692 | 0.51145 | 0 | 0 | 0 | 0 | 0 | 0 | 0 | 0 | 0 | 0 | 0 | 0 | 0 | 0 | 0 | 0 | 0 | 0 | 0 | 0 | 0 | 0 | 0 | 0 | 0 | 0
F6_Commercial_Office_Existing_Space Heating_Natural Gas_Boiler_E2 | F6 | Commercial | Office | Existing | Space Heating | Natural Gas | Boiler | E2 | Utility - Value of Sales | 0.47598 | 0.47882 | 0.48063 | 0.48278 | 0.4871 | 0 | 0 | 0 | 0 | 0 | 0 | 0 | 0 | 0 | 0 | 0 | 0 | 0 | 0 | 0 | 0 | 0 | 0 | 0 | 0 | 0 | 0 | 0 | 0 | 0 | 0
F6_Commercial_Office_Existing_Space Heating_Natural Gas_Boiler_E3 | F6 | Commercial | Office | Existing | Space Heating | Natural Gas | Boiler | E3 | Utility - Value of Sales | 0.42534 | 0.42788 | 0.42949 | 0.43142 | 0.43528 | 0.41868 | 0.40527 | 0.39807 | 0.39556 | 0.39208 | 0.39012 | 0.38747 | 0.34853 | 0.34565 | 0.34517 | 0.3425 | 0.34148 | 0.34109 | 0.33457 | 0.33614 | 0.33651 | 0.33751 | 0.33912 | 0.19897 | 0.19355 | 0.18798 | 0.18221 | 0.17619 | 0.16988 | 0.16321 | 0.15616
F6_Commercial_Office_Existing_Space Heating_Natural Gas_Boiler_E4 | F6 | Commercial | Office | Existing | Space Heating | Natural Gas | Boiler | E4 | Utility - Value of Sales | 0.40798 | 0.41041 | 0.41196 | 0.41381 | 0.41751 | 0.40159 | 0.38872 | 0.38182 | 0.37941 | 0.37607 | 0.37419 | 0.37165 | 0.3343 | 0.33154 | 0.33108 | 0.32852 | 0.32754 | 0.32716 | 0.32091 | 0.32242 | 0.32277 | 0.32374 | 0.32528 | 0.19085 | 0.18565 | 0.1803 | 0.17477 | 0.169 | 0.16294 | 0.15655 | 0.14978
F6_Commercial_Office_Existing_Space Heating_Natural Gas_Boiler_E5 | F6 | Commercial | Office | Existing | Space Heating | Natural Gas | Boiler | E5 | Utility - Value of Sales | 0.30755 | 0.30939 | 0.31056 | 0.31195 | 0.31474 | 0.30274 | 0.29304 | 0.28783 | 0.28602 | 0.2835 | 0.28208 | 0.28017 | 0.25201 | 0.24993 | 0.24959 | 0.24765 | 0.24692 | 0.24663 | 0.24192 | 0.24306 | 0.24332 | 0.24405 | 0.24521 | 0.14387 | 0.13995 | 0.13592 | 0.13175 | 0.1274 | 0.12283 | 0.11802 | 0.11291
F6_Commercial_Office_Existing_Space Heating_Natural Gas_Boiler_E6 | F6 | Commercial | Office | Existing | Space Heating | Natural Gas | Boiler | E6 | Utility - Value of Sales | 0 | 0 | 0 | 0 | 0 | 0 | 0 | 0 | 0 | 0 | 0 | 0 | 0 | 0 | 0 | 0 | 0 | 0 | 0 | 0 | 0 | 0 | 0 | 0 | 0 | 0 | 0 | 0 | 0 | 0 | 0
F6_Commercial_Office_Existing_Space Heating_Natural Gas_Boiler_E7 | F6 | Commercial | Office | Existing | Space Heating | Natural Gas | Boiler | E7 | Utility - Value of Sales | 0 | 0 | 0 | 0 | 0 | 0 | 0 | 0 | 0 | 0 | 0 | 0 | 0 | 0 | 0 | 0 | 0 | 0 | 0 | 0 | 0 | 0 | 0 | 0 | 0 | 0 | 0 | 0 | 0 | 0 | 0
F6_Commercial_Office_Existing_Space Heating_Natural Gas_Boiler_E8 | F6 | Commercial | Office | Existing | Space Heating | Natural Gas | Boiler | E8 | Utility - Value of Sales | 0 | 0 | 0 | 0 | 0 | 0 | 0 | 0 | 0 | 0 | 0 | 0 | 0 | 0 | 0 | 0 | 0 | 0 | 0 | 0 | 0 | 0 | 0 | 0 | 0 | 0 | 0 | 0 | 0 | 0 | 0
F6_Commercial_Office_Existing_Space Heating_Natural Gas_Boiler_E9 | F6 | Commercial | Office | Existing | Space Heating | Natural Gas | Boiler | E9 | Utility - Value of Sales | 0 | 0 | 0 | 0 | 0 | 0 | 0 | 0 | 0 | 0 | 0 | 0 | 0 | 0 | 0 | 0 | 0 | 0 | 0 | 0 | 0 | 0 | 0 | 0 | 0 | 0 | 0 | 0 | 0 | 0 | 0
F6_Commercial_Office_Existing_Space Heating_Natural Gas_Boiler_E10 | F6 | Commercial | Office | Existing | Space Heating | Natural Gas | Boiler | E10 | Utility - Value of Sales | 0 | 0 | 0 | 0 | 0 | 0 | 0 | 0 | 0 | 0 | 0 | 0 | 0 | 0 | 0 | 0 | 0 | 0 | 0 | 0 | 0 | 0 | 0 | 0 | 0 | 0 | 0 | 0 | 0 | 0 | 0
F1_Commercial_Office_Existing_Space Heating_Natural Gas_Unit Heater_E1 | F1 | Commercial | Office | Existing | Space Heating | Natural Gas | Unit Heater | E1 | Participant - Cost of Equipment | 0.032441 | 0.032441 | 0.032441 | 0.032441 | 0.032441 | 0 | 0 | 0 | 0 | 0 | 0 | 0 | 0 | 0 | 0 | 0 | 0 | 0 | 0 | 0 | 0 | 0 | 0 | 0 | 0 | 0 | 0 | 0 | 0 | 0 | 0
F1_Commercial_Office_Existing_Space Heating_Natural Gas_Unit Heater_E2 | F1 | Commercial | Office | Existing | Space Heating | Natural Gas | Unit Heater | E2 | Participant - Cost of Equipment | 0.10374 | 0.10374 | 0.10374 | 0.10374 | 0.10374 | 0.10374 | 0.10374 | 0.10374 | 0.10374 | 0.10374 | 0.10374 | 0.10374 | 0.10374 | 0.10374 | 0.10374 | 0.10374 | 0.10374 | 0.10374 | 0.10374 | 0.10374 | 0.10374 | 0.10374 | 0.10374 | 0.10374 | 0.10374 | 0.10374 | 0.10374 | 0.10374 | 0.10374 | 0.10374 | 0.10374
F1_Commercial_Office_Existing_Space Heating_Natural Gas_Unit Heater_E3 | F1 | Commercial | Office | Existing | Space Heating | Natural Gas | Unit Heater | E3 | Participant - Cost of Equipment | 0.044812 | 0.044812 | 0.044812 | 0.044812 | 0.044812 | 0.044812 | 0.044812 | 0.044812 | 0.044812 | 0.044812 | 0.044812 | 0.044812 | 0.044812 | 0.044812 | 0.044812 | 0.044812 | 0.044812 | 0.044812 | 0.044812 | 0.044812 | 0.044812 | 0.044812 | 0.044812 | 0.044812 | 0.044812 | 0.044812 | 0.044812 | 0.044812 | 0.044812 | 0.044812 | 0.044812
F1_Commercial_Office_Existing_Space Heating_Natural Gas_Unit Heater_E4 | F1 | Commercial | Office | Existing | Space Heating | Natural Gas | Unit Heater | E4 | Participant - Cost of Equipment | 0 | 0 | 0 | 0 | 0 | 0 | 0 | 0 | 0 | 0 | 0 | 0 | 0 | 0 | 0 | 0 | 0 | 0 | 0 | 0 | 0 | 0 | 0 | 0 | 0 | 0 | 0 | 0 | 0 | 0 | 0
F1_Commercial_Office_Existing_Space Heating_Natural Gas_Unit Heater_E5 | F1 | Commercial | Office | Existing | Space Heating | Natural Gas | Unit Heater | E5 | Participant - Cost of Equipment | 0 | 0 | 0 | 0 | 0 | 0 | 0 | 0 | 0 | 0 | 0 | 0 | 0 | 0 | 0 | 0 | 0 | 0 | 0 | 0 | 0 | 0 | 0 | 0 | 0 | 0 | 0 | 0 | 0 | 0 | 0
F1_Commercial_Office_Existing_Space Heating_Natural Gas_Unit Heater_E6 | F1 | Commercial | Office | Existing | Space Heating | Natural Gas | Unit Heater | E6 | Participant - Cost of Equipment | 0 | 0 | 0 | 0 | 0 | 0 | 0 | 0 | 0 | 0 | 0 | 0 | 0 | 0 | 0 | 0 | 0 | 0 | 0 | 0 | 0 | 0 | 0 | 0 | 0 | 0 | 0 | 0 | 0 | 0 | 0
F1_Commercial_Office_Existing_Space Heating_Natural Gas_Unit Heater_E7 | F1 | Commercial | Office | Existing | Space Heating | Natural Gas | Unit Heater | E7 | Participant - Cost of Equipment | 0 | 0 | 0 | 0 | 0 | 0 | 0 | 0 | 0 | 0 | 0 | 0 | 0 | 0 | 0 | 0 | 0 | 0 | 0 | 0 | 0 | 0 | 0 | 0 | 0 | 0 | 0 | 0 | 0 | 0 | 0
F1_Commercial_Office_Existing_Space Heating_Natural Gas_Unit Heater_E8 | F1 | Commercial | Office | Existing | Space Heating | Natural Gas | Unit Heater | E8 | Participant - Cost of Equipment | 0 | 0 | 0 | 0 | 0 | 0 | 0 | 0 | 0 | 0 | 0 | 0 | 0 | 0 | 0 | 0 | 0 | 0 | 0 | 0 | 0 | 0 | 0 | 0 | 0 | 0 | 0 | 0 | 0 | 0 | 0
F1_Commercial_Office_Existing_Space Heating_Natural Gas_Unit Heater_E9 | F1 | Commercial | Office | Existing | Space Heating | Natural Gas | Unit Heater | E9 | Participant - Cost of Equipment | 0 | 0 | 0 | 0 | 0 | 0 | 0 | 0 | 0 | 0 | 0 | 0 | 0 | 0 | 0 | 0 | 0 | 0 | 0 | 0 | 0 | 0 | 0 | 0 | 0 | 0 | 0 | 0 | 0 | 0 | 0
F1_Commercial_Office_Existing_Space Heating_Natural Gas_Unit Heater_E10 | F1 | Commercial | Office | Existing | Space Heating | Natural Gas | Unit Heater | E10 | Participant - Cost of Equipment | 0 | 0 | 0 | 0 | 0 | 0 | 0 | 0 | 0 | 0 | 0 | 0 | 0 | 0 | 0 | 0 | 0 | 0 | 0 | 0 | 0 | 0 | 0 | 0 | 0 | 0 | 0 | 0 | 0 | 0 | 0
F2_Commercial_Office_Existing_Space Heating_Natural Gas_Unit Heater_E1 | F2 | Commercial | Office | Existing | Space Heating | Natural Gas | Unit Heater | E1 | Participant - Cost of Operation | 0.36518 | 0.36911 | 0.37149 | 0.37437 | 0.37449 | 0 | 0 | 0 | 0 | 0 | 0 | 0 | 0 | 0 | 0 | 0 | 0 | 0 | 0 | 0 | 0 | 0 | 0 | 0 | 0 | 0 | 0 | 0 | 0 | 0 | 0
F2_Commercial_Office_Existing_Space Heating_Natural Gas_Unit Heater_E2 | F2 | Commercial | Office | Existing | Space Heating | Natural Gas | Unit Heater | E2 | Participant - Cost of Operation | 0.32862 | 0.33216 | 0.3343 | 0.33689 | 0.337 | 0.31724 | 0.30115 | 0.29199 | 0.29959 | 0.30688 | 0.31617 | 0.32579 | 0.29322 | 0.30484 | 0.32068 | 0.3191 | 0.31942 | 0.32043 | 0.31432 | 0.31804 | 0.32055 | 0.32407 | 0.3286 | 0.16452 | 0.1613 | 0.15828 | 0.15543 | 0.15272 | 0.15012 | 0.14761 | 0.14519
F2_Commercial_Office_Existing_Space Heating_Natural Gas_Unit Heater_E3 | F2 | Commercial | Office | Existing | Space Heating | Natural Gas | Unit Heater | E3 | Participant - Cost of Operation | 0.28381 | 0.28687 | 0.28872 | 0.29095 | 0.29105 | 0.27399 | 0.26009 | 0.25217 | 0.25874 | 0.26504 | 0.27306 | 0.28137 | 0.25324 | 0.26327 | 0.27695 | 0.27559 | 0.27587 | 0.27674 | 0.27146 | 0.27467 | 0.27684 | 0.27988 | 0.2838 | 0.14208 | 0.13931 | 0.1367 | 0.13424 | 0.13189 | 0.12965 | 0.12749 | 0.12539
F2_Commercial_Office_Existing_Space Heating_Natural Gas_Unit Heater_E4 | F2 | Commercial | Office | Existing | Space Heating | Natural Gas | Unit Heater | E4 | Participant - Cost of Operation | 0 | 0 | 0 | 0 | 0 | 0 | 0 | 0 | 0 | 0 | 0 | 0 | 0 | 0 | 0 | 0 | 0 | 0 | 0 | 0 | 0 | 0 | 0 | 0 | 0 | 0 | 0 | 0 | 0 | 0 | 0
F2_Commercial_Office_Existing_Space Heating_Natural Gas_Unit Heater_E5 | F2 | Commercial | Office | Existing | Space Heating | Natural Gas | Unit Heater | E5 | Participant - Cost of Operation | 0 | 0 | 0 | 0 | 0 | 0 | 0 | 0 | 0 | 0 | 0 | 0 | 0 | 0 | 0 | 0 | 0 | 0 | 0 | 0 | 0 | 0 | 0 | 0 | 0 | 0 | 0 | 0 | 0 | 0 | 0
F2_Commercial_Office_Existing_Space Heating_Natural Gas_Unit Heater_E6 | F2 | Commercial | Office | Existing | Space Heating | Natural Gas | Unit Heater | E6 | Participant - Cost of Operation | 0 | 0 | 0 | 0 | 0 | 0 | 0 | 0 | 0 | 0 | 0 | 0 | 0 | 0 | 0 | 0 | 0 | 0 | 0 | 0 | 0 | 0 | 0 | 0 | 0 | 0 | 0 | 0 | 0 | 0 | 0
F2_Commercial_Office_Existing_Space Heating_Natural Gas_Unit Heater_E7 | F2 | Commercial | Office | Existing | Space Heating | Natural Gas | Unit Heater | E7 | Participant - Cost of Operation | 0 | 0 | 0 | 0 | 0 | 0 | 0 | 0 | 0 | 0 | 0 | 0 | 0 | 0 | 0 | 0 | 0 | 0 | 0 | 0 | 0 | 0 | 0 | 0 | 0 | 0 | 0 | 0 | 0 | 0 | 0
F2_Commercial_Office_Existing_Space Heating_Natural Gas_Unit Heater_E8 | F2 | Commercial | Office | Existing | Space Heating | Natural Gas | Unit Heater | E8 | Participant - Cost of Operation | 0 | 0 | 0 | 0 | 0 | 0 | 0 | 0 | 0 | 0 | 0 | 0 | 0 | 0 | 0 | 0 | 0 | 0 | 0 | 0 | 0 | 0 | 0 | 0 | 0 | 0 | 0 | 0 | 0 | 0 | 0
F2_Commercial_Office_Existing_Space Heating_Natural Gas_Unit Heater_E9 | F2 | Commercial | Office | Existing | Space Heating | Natural Gas | Unit Heater | E9 | Participant - Cost of Operation | 0 | 0 | 0 | 0 | 0 | 0 | 0 | 0 | 0 | 0 | 0 | 0 | 0 | 0 | 0 | 0 | 0 | 0 | 0 | 0 | 0 | 0 | 0 | 0 | 0 | 0 | 0 | 0 | 0 | 0 | 0
F2_Commercial_Office_Existing_Space Heating_Natural Gas_Unit Heater_E10 | F2 | Commercial | Office | Existing | Space Heating | Natural Gas | Unit Heater | E10 | Participant - Cost of Operation | 0 | 0 | 0 | 0 | 0 | 0 | 0 | 0 | 0 | 0 | 0 | 0 | 0 | 0 | 0 | 0 | 0 | 0 | 0 | 0 | 0 | 0 | 0 | 0 | 0 | 0 | 0 | 0 | 0 | 0 | 0
F3_Commercial_Office_Existing_Space Heating_Natural Gas_Unit Heater_E1 | F3 | Commercial | Office | Existing | Space Heating | Natural Gas | Unit Heater | E1 | System - kBTUs of Conusmption | 30.5235 | 30.5845 | 30.5456 | 30.519 | 30.519 | 0 | 0 | 0 | 0 | 0 | 0 | 0 | 0 | 0 | 0 | 0 | 0 | 0 | 0 | 0 | 0 | 0 | 0 | 0 | 0 | 0 | 0 | 0 | 0 | 0 | 0
F3_Commercial_Office_Existing_Space Heating_Natural Gas_Unit Heater_E2 | F3 | Commercial | Office | Existing | Space Heating | Natural Gas | Unit Heater | E2 | System - kBTUs of Conusmption | 27.4677 | 27.5226 | 27.4876 | 27.4637 | 27.4637 | 27.4637 | 27.4637 | 27.4637 | 27.4637 | 27.4637 | 27.4637 | 27.4637 | 27.4637 | 27.4637 | 27.4637 | 27.4637 | 27.4637 | 27.4637 | 27.4637 | 27.4637 | 27.4637 | 27.4637 | 27.4637 | 27.4637 | 27.4637 | 27.4637 | 27.4637 | 27.4637 | 27.4637 | 27.4637 | 27.4637
F3_Commercial_Office_Existing_Space Heating_Natural Gas_Unit Heater_E3 | F3 | Commercial | Office | Existing | Space Heating | Natural Gas | Unit Heater | E3 | System - kBTUs of Conusmption | 23.7224 | 23.7698 | 23.7396 | 23.719 | 23.719 | 23.719 | 23.719 | 23.719 | 23.719 | 23.719 | 23.719 | 23.719 | 23.719 | 23.719 | 23.719 | 23.719 | 23.719 | 23.719 | 23.719 | 23.719 | 23.719 | 23.719 | 23.719 | 23.719 | 23.719 | 23.719 | 23.719 | 23.719 | 23.719 | 23.719 | 23.719
F3_Commercial_Office_Existing_Space Heating_Natural Gas_Unit Heater_E4 | F3 | Commercial | Office | Existing | Space Heating | Natural Gas | Unit Heater | E4 | System - kBTUs of Conusmption | 0 | 0 | 0 | 0 | 0 | 0 | 0 | 0 | 0 | 0 | 0 | 0 | 0 | 0 | 0 | 0 | 0 | 0 | 0 | 0 | 0 | 0 | 0 | 0 | 0 | 0 | 0 | 0 | 0 | 0 | 0
F3_Commercial_Office_Existing_Space Heating_Natural Gas_Unit Heater_E5 | F3 | Commercial | Office | Existing | Space Heating | Natural Gas | Unit Heater | E5 | System - kBTUs of Conusmption | 0 | 0 | 0 | 0 | 0 | 0 | 0 | 0 | 0 | 0 | 0 | 0 | 0 | 0 | 0 | 0 | 0 | 0 | 0 | 0 | 0 | 0 | 0 | 0 | 0 | 0 | 0 | 0 | 0 | 0 | 0
F3_Commercial_Office_Existing_Space Heating_Natural Gas_Unit Heater_E6 | F3 | Commercial | Office | Existing | Space Heating | Natural Gas | Unit Heater | E6 | System - kBTUs of Conusmption | 0 | 0 | 0 | 0 | 0 | 0 | 0 | 0 | 0 | 0 | 0 | 0 | 0 | 0 | 0 | 0 | 0 | 0 | 0 | 0 | 0 | 0 | 0 | 0 | 0 | 0 | 0 | 0 | 0 | 0 | 0
F3_Commercial_Office_Existing_Space Heating_Natural Gas_Unit Heater_E7 | F3 | Commercial | Office | Existing | Space Heating | Natural Gas | Unit Heater | E7 | System - kBTUs of Conusmption | 0 | 0 | 0 | 0 | 0 | 0 | 0 | 0 | 0 | 0 | 0 | 0 | 0 | 0 | 0 | 0 | 0 | 0 | 0 | 0 | 0 | 0 | 0 | 0 | 0 | 0 | 0 | 0 | 0 | 0 | 0
F3_Commercial_Office_Existing_Space Heating_Natural Gas_Unit Heater_E8 | F3 | Commercial | Office | Existing | Space Heating | Natural Gas | Unit Heater | E8 | System - kBTUs of Conusmption | 0 | 0 | 0 | 0 | 0 | 0 | 0 | 0 | 0 | 0 | 0 | 0 | 0 | 0 | 0 | 0 | 0 | 0 | 0 | 0 | 0 | 0 | 0 | 0 | 0 | 0 | 0 | 0 | 0 | 0 | 0
F3_Commercial_Office_Existing_Space Heating_Natural Gas_Unit Heater_E9 | F3 | Commercial | Office | Existing | Space Heating | Natural Gas | Unit Heater | E9 | System - kBTUs of Conusmption | 0 | 0 | 0 | 0 | 0 | 0 | 0 | 0 | 0 | 0 | 0 | 0 | 0 | 0 | 0 | 0 | 0 | 0 | 0 | 0 | 0 | 0 | 0 | 0 | 0 | 0 | 0 | 0 | 0 | 0 | 0
F3_Commercial_Office_Existing_Space Heating_Natural Gas_Unit Heater_E10 | F3 | Commercial | Office | Existing | Space Heating | Natural Gas | Unit Heater | E10 | System - kBTUs of Conusmption | 0 | 0 | 0 | 0 | 0 | 0 | 0 | 0 | 0 | 0 | 0 | 0 | 0 | 0 | 0 | 0 | 0 | 0 | 0 | 0 | 0 | 0 | 0 | 0 | 0 | 0 | 0 | 0 | 0 | 0 | 0
F4_Commercial_Office_Existing_Space Heating_Natural Gas_Unit Heater_E1 | F4 | Commercial | Office | Existing | Space Heating | Natural Gas | Unit Heater | E1 | Utility - Cost of Equipment | 0.032441 | 0.032441 | 0.032441 | 0.032441 | 0.032441 | 0 | 0 | 0 | 0 | 0 | 0 | 0 | 0 | 0 | 0 | 0 | 0 | 0 | 0 | 0 | 0 | 0 | 0 | 0 | 0 | 0 | 0 | 0 | 0 | 0 | 0
F4_Commercial_Office_Existing_Space Heating_Natural Gas_Unit Heater_E2 | F4 | Commercial | Office | Existing | Space Heating | Natural Gas | Unit Heater | E2 | Utility - Cost of Equipment | 0.10374 | 0.10374 | 0.10374 | 0.10374 | 0.10374 | 0.10374 | 0.10374 | 0.10374 | 0.10374 | 0.10374 | 0.10374 | 0.10374 | 0.10374 | 0.10374 | 0.10374 | 0.10374 | 0.10374 | 0.10374 | 0.10374 | 0.10374 | 0.10374 | 0.10374 | 0.10374 | 0.10374 | 0.10374 | 0.10374 | 0.10374 | 0.10374 | 0.10374 | 0.10374 | 0.10374
F4_Commercial_Office_Existing_Space Heating_Natural Gas_Unit Heater_E3 | F4 | Commercial | Office | Existing | Space Heating | Natural Gas | Unit Heater | E3 | Utility - Cost of Equipment | 0.044812 | 0.044812 | 0.044812 | 0.044812 | 0.044812 | 0.044812 | 0.044812 | 0.044812 | 0.044812 | 0.044812 | 0.044812 | 0.044812 | 0.044812 | 0.044812 | 0.044812 | 0.044812 | 0.044812 | 0.044812 | 0.044812 | 0.044812 | 0.044812 | 0.044812 | 0.044812 | 0.044812 | 0.044812 | 0.044812 | 0.044812 | 0.044812 | 0.044812 | 0.044812 | 0.044812
F4_Commercial_Office_Existing_Space Heating_Natural Gas_Unit Heater_E4 | F4 | Commercial | Office | Existing | Space Heating | Natural Gas | Unit Heater | E4 | Utility - Cost of Equipment | 0 | 0 | 0 | 0 | 0 | 0 | 0 | 0 | 0 | 0 | 0 | 0 | 0 | 0 | 0 | 0 | 0 | 0 | 0 | 0 | 0 | 0 | 0 | 0 | 0 | 0 | 0 | 0 | 0 | 0 | 0
F4_Commercial_Office_Existing_Space Heating_Natural Gas_Unit Heater_E5 | F4 | Commercial | Office | Existing | Space Heating | Natural Gas | Unit Heater | E5 | Utility - Cost of Equipment | 0 | 0 | 0 | 0 | 0 | 0 | 0 | 0 | 0 | 0 | 0 | 0 | 0 | 0 | 0 | 0 | 0 | 0 | 0 | 0 | 0 | 0 | 0 | 0 | 0 | 0 | 0 | 0 | 0 | 0 | 0
F4_Commercial_Office_Existing_Space Heating_Natural Gas_Unit Heater_E6 | F4 | Commercial | Office | Existing | Space Heating | Natural Gas | Unit Heater | E6 | Utility - Cost of Equipment | 0 | 0 | 0 | 0 | 0 | 0 | 0 | 0 | 0 | 0 | 0 | 0 | 0 | 0 | 0 | 0 | 0 | 0 | 0 | 0 | 0 | 0 | 0 | 0 | 0 | 0 | 0 | 0 | 0 | 0 | 0
F4_Commercial_Office_Existing_Space Heating_Natural Gas_Unit Heater_E7 | F4 | Commercial | Office | Existing | Space Heating | Natural Gas | Unit Heater | E7 | Utility - Cost of Equipment | 0 | 0 | 0 | 0 | 0 | 0 | 0 | 0 | 0 | 0 | 0 | 0 | 0 | 0 | 0 | 0 | 0 | 0 | 0 | 0 | 0 | 0 | 0 | 0 | 0 | 0 | 0 | 0 | 0 | 0 | 0
F4_Commercial_Office_Existing_Space Heating_Natural Gas_Unit Heater_E8 | F4 | Commercial | Office | Existing | Space Heating | Natural Gas | Unit Heater | E8 | Utility - Cost of Equipment | 0 | 0 | 0 | 0 | 0 | 0 | 0 | 0 | 0 | 0 | 0 | 0 | 0 | 0 | 0 | 0 | 0 | 0 | 0 | 0 | 0 | 0 | 0 | 0 | 0 | 0 | 0 | 0 | 0 | 0 | 0
F4_Commercial_Office_Existing_Space Heating_Natural Gas_Unit Heater_E9 | F4 | Commercial | Office | Existing | Space Heating | Natural Gas | Unit Heater | E9 | Utility - Cost of Equipment | 0 | 0 | 0 | 0 | 0 | 0 | 0 | 0 | 0 | 0 | 0 | 0 | 0 | 0 | 0 | 0 | 0 | 0 | 0 | 0 | 0 | 0 | 0 | 0 | 0 | 0 | 0 | 0 | 0 | 0 | 0
F4_Commercial_Office_Existing_Space Heating_Natural Gas_Unit Heater_E10 | F4 | Commercial | Office | Existing | Space Heating | Natural Gas | Unit Heater | E10 | Utility - Cost of Equipment | 0 | 0 | 0 | 0 | 0 | 0 | 0 | 0 | 0 | 0 | 0 | 0 | 0 | 0 | 0 | 0 | 0 | 0 | 0 | 0 | 0 | 0 | 0 | 0 | 0 | 0 | 0 | 0 | 0 | 0 | 0
F5_Commercial_Office_Existing_Space Heating_Natural Gas_Unit Heater_E1 | F5 | Commercial | Office | Existing | Space Heating | Natural Gas | Unit Heater | E1 | Utility - Cost of Operation | 0.30481 | 0.30809 | 0.31008 | 0.31248 | 0.31258 | 0 | 0 | 0 | 0 | 0 | 0 | 0 | 0 | 0 | 0 | 0 | 0 | 0 | 0 | 0 | 0 | 0 | 0 | 0 | 0 | 0 | 0 | 0 | 0 | 0 | 0
F5_Commercial_Office_Existing_Space Heating_Natural Gas_Unit Heater_E2 | F5 | Commercial | Office | Existing | Space Heating | Natural Gas | Unit Heater | E2 | Utility - Cost of Operation | 0.2743 | 0.27724 | 0.27904 | 0.2812 | 0.28128 | 0.2648 | 0.25136 | 0.24372 | 0.25006 | 0.25615 | 0.2639 | 0.27193 | 0.24475 | 0.25444 | 0.26766 | 0.26635 | 0.26662 | 0.26746 | 0.26235 | 0.26546 | 0.26755 | 0.2705 | 0.27428 | 0.13732 | 0.13464 | 0.13212 | 0.12973 | 0.12747 | 0.1253 | 0.12321 | 0.12119
F5_Commercial_Office_Existing_Space Heating_Natural Gas_Unit Heater_E3 | F5 | Commercial | Office | Existing | Space Heating | Natural Gas | Unit Heater | E3 | Utility - Cost of Operation | 0.23689 | 0.23944 | 0.24099 | 0.24285 | 0.24293 | 0.22869 | 0.21709 | 0.21048 | 0.21597 | 0.22122 | 0.22792 | 0.23485 | 0.21137 | 0.21975 | 0.23117 | 0.23003 | 0.23026 | 0.23099 | 0.22658 | 0.22926 | 0.23107 | 0.23361 | 0.23688 | 0.11859 | 0.11628 | 0.1141 | 0.11205 | 0.11009 | 0.10821 | 0.10641 | 0.10466
F5_Commercial_Office_Existing_Space Heating_Natural Gas_Unit Heater_E4 | F5 | Commercial | Office | Existing | Space Heating | Natural Gas | Unit Heater | E4 | Utility - Cost of Operation | 0 | 0 | 0 | 0 | 0 | 0 | 0 | 0 | 0 | 0 | 0 | 0 | 0 | 0 | 0 | 0 | 0 | 0 | 0 | 0 | 0 | 0 | 0 | 0 | 0 | 0 | 0 | 0 | 0 | 0 | 0
F5_Commercial_Office_Existing_Space Heating_Natural Gas_Unit Heater_E5 | F5 | Commercial | Office | Existing | Space Heating | Natural Gas | Unit Heater | E5 | Utility - Cost of Operation | 0 | 0 | 0 | 0 | 0 | 0 | 0 | 0 | 0 | 0 | 0 | 0 | 0 | 0 | 0 | 0 | 0 | 0 | 0 | 0 | 0 | 0 | 0 | 0 | 0 | 0 | 0 | 0 | 0 | 0 | 0
F5_Commercial_Office_Existing_Space Heating_Natural Gas_Unit Heater_E6 | F5 | Commercial | Office | Existing | Space Heating | Natural Gas | Unit Heater | E6 | Utility - Cost of Operation | 0 | 0 | 0 | 0 | 0 | 0 | 0 | 0 | 0 | 0 | 0 | 0 | 0 | 0 | 0 | 0 | 0 | 0 | 0 | 0 | 0 | 0 | 0 | 0 | 0 | 0 | 0 | 0 | 0 | 0 | 0
F5_Commercial_Office_Existing_Space Heating_Natural Gas_Unit Heater_E7 | F5 | Commercial | Office | Existing | Space Heating | Natural Gas | Unit Heater | E7 | Utility - Cost of Operation | 0 | 0 | 0 | 0 | 0 | 0 | 0 | 0 | 0 | 0 | 0 | 0 | 0 | 0 | 0 | 0 | 0 | 0 | 0 | 0 | 0 | 0 | 0 | 0 | 0 | 0 | 0 | 0 | 0 | 0 | 0
F5_Commercial_Office_Existing_Space Heating_Natural Gas_Unit Heater_E8 | F5 | Commercial | Office | Existing | Space Heating | Natural Gas | Unit Heater | E8 | Utility - Cost of Operation | 0 | 0 | 0 | 0 | 0 | 0 | 0 | 0 | 0 | 0 | 0 | 0 | 0 | 0 | 0 | 0 | 0 | 0 | 0 | 0 | 0 | 0 | 0 | 0 | 0 | 0 | 0 | 0 | 0 | 0 | 0
F5_Commercial_Office_Existing_Space Heating_Natural Gas_Unit Heater_E9 | F5 | Commercial | Office | Existing | Space Heating | Natural Gas | Unit Heater | E9 | Utility - Cost of Operation | 0 | 0 | 0 | 0 | 0 | 0 | 0 | 0 | 0 | 0 | 0 | 0 | 0 | 0 | 0 | 0 | 0 | 0 | 0 | 0 | 0 | 0 | 0 | 0 | 0 | 0 | 0 | 0 | 0 | 0 | 0
F5_Commercial_Office_Existing_Space Heating_Natural Gas_Unit Heater_E10 | F5 | Commercial | Office | Existing | Space Heating | Natural Gas | Unit Heater | E10 | Utility - Cost of Operation | 0 | 0 | 0 | 0 | 0 | 0 | 0 | 0 | 0 | 0 | 0 | 0 | 0 | 0 | 0 | 0 | 0 | 0 | 0 | 0 | 0 | 0 | 0 | 0 | 0 | 0 | 0 | 0 | 0 | 0 | 0
F6_Commercial_Office_Existing_Space Heating_Natural Gas_Unit Heater_E1 | F6 | Commercial | Office | Existing | Space Heating | Natural Gas | Unit Heater | E1 | Utility - Value of Sales | 0.36518 | 0.36911 | 0.37149 | 0.37437 | 0.37449 | 0 | 0 | 0 | 0 | 0 | 0 | 0 | 0 | 0 | 0 | 0 | 0 | 0 | 0 | 0 | 0 | 0 | 0 | 0 | 0 | 0 | 0 | 0 | 0 | 0 | 0
F6_Commercial_Office_Existing_Space Heating_Natural Gas_Unit Heater_E2 | F6 | Commercial | Office | Existing | Space Heating | Natural Gas | Unit Heater | E2 | Utility - Value of Sales | 0.32862 | 0.33216 | 0.3343 | 0.33689 | 0.337 | 0.31724 | 0.30115 | 0.29199 | 0.29959 | 0.30688 | 0.31617 | 0.32579 | 0.29322 | 0.30484 | 0.32068 | 0.3191 | 0.31942 | 0.32043 | 0.31432 | 0.31804 | 0.32055 | 0.32407 | 0.3286 | 0.16452 | 0.1613 | 0.15828 | 0.15543 | 0.15272 | 0.15012 | 0.14761 | 0.14519
F6_Commercial_Office_Existing_Space Heating_Natural Gas_Unit Heater_E3 | F6 | Commercial | Office | Existing | Space Heating | Natural Gas | Unit Heater | E3 | Utility - Value of Sales | 0.28381 | 0.28687 | 0.28872 | 0.29095 | 0.29105 | 0.27399 | 0.26009 | 0.25217 | 0.25874 | 0.26504 | 0.27306 | 0.28137 | 0.25324 | 0.26327 | 0.27695 | 0.27559 | 0.27587 | 0.27674 | 0.27146 | 0.27467 | 0.27684 | 0.27988 | 0.2838 | 0.14208 | 0.13931 | 0.1367 | 0.13424 | 0.13189 | 0.12965 | 0.12749 | 0.12539
F6_Commercial_Office_Existing_Space Heating_Natural Gas_Unit Heater_E4 | F6 | Commercial | Office | Existing | Space Heating | Natural Gas | Unit Heater | E4 | Utility - Value of Sales | 0 | 0 | 0 | 0 | 0 | 0 | 0 | 0 | 0 | 0 | 0 | 0 | 0 | 0 | 0 | 0 | 0 | 0 | 0 | 0 | 0 | 0 | 0 | 0 | 0 | 0 | 0 | 0 | 0 | 0 | 0
F6_Commercial_Office_Existing_Space Heating_Natural Gas_Unit Heater_E5 | F6 | Commercial | Office | Existing | Space Heating | Natural Gas | Unit Heater | E5 | Utility - Value of Sales | 0 | 0 | 0 | 0 | 0 | 0 | 0 | 0 | 0 | 0 | 0 | 0 | 0 | 0 | 0 | 0 | 0 | 0 | 0 | 0 | 0 | 0 | 0 | 0 | 0 | 0 | 0 | 0 | 0 | 0 | 0
F6_Commercial_Office_Existing_Space Heating_Natural Gas_Unit Heater_E6 | F6 | Commercial | Office | Existing | Space Heating | Natural Gas | Unit Heater | E6 | Utility - Value of Sales | 0 | 0 | 0 | 0 | 0 | 0 | 0 | 0 | 0 | 0 | 0 | 0 | 0 | 0 | 0 | 0 | 0 | 0 | 0 | 0 | 0 | 0 | 0 | 0 | 0 | 0 | 0 | 0 | 0 | 0 | 0
F6_Commercial_Office_Existing_Space Heating_Natural Gas_Unit Heater_E7 | F6 | Commercial | Office | Existing | Space Heating | Natural Gas | Unit Heater | E7 | Utility - Value of Sales | 0 | 0 | 0 | 0 | 0 | 0 | 0 | 0 | 0 | 0 | 0 | 0 | 0 | 0 | 0 | 0 | 0 | 0 | 0 | 0 | 0 | 0 | 0 | 0 | 0 | 0 | 0 | 0 | 0 | 0 | 0
F6_Commercial_Office_Existing_Space Heating_Natural Gas_Unit Heater_E8 | F6 | Commercial | Office | Existing | Space Heating | Natural Gas | Unit Heater | E8 | Utility - Value of Sales | 0 | 0 | 0 | 0 | 0 | 0 | 0 | 0 | 0 | 0 | 0 | 0 | 0 | 0 | 0 | 0 | 0 | 0 | 0 | 0 | 0 | 0 | 0 | 0 | 0 | 0 | 0 | 0 | 0 | 0 | 0
F6_Commercial_Office_Existing_Space Heating_Natural Gas_Unit Heater_E9 | F6 | Commercial | Office | Existing | Space Heating | Natural Gas | Unit Heater | E9 | Utility - Value of Sales | 0 | 0 | 0 | 0 | 0 | 0 | 0 | 0 | 0 | 0 | 0 | 0 | 0 | 0 | 0 | 0 | 0 | 0 | 0 | 0 | 0 | 0 | 0 | 0 | 0 | 0 | 0 | 0 | 0 | 0 | 0
F6_Commercial_Office_Existing_Space Heating_Natural Gas_Unit Heater_E10 | F6 | Commercial | Office | Existing | Space Heating | Natural Gas | Unit Heater | E10 | Utility - Value of Sales | 0 | 0 | 0 | 0 | 0 | 0 | 0 | 0 | 0 | 0 | 0 | 0 | 0 | 0 | 0 | 0 | 0 | 0 | 0 | 0 | 0 | 0 | 0 | 0 | 0 | 0 | 0 | 0 | 0 | 0 | 0
F1_Commercial_Office_Existing_Water Heating_Natural Gas_Water Heater_E1 | F1 | Commercial | Office | Existing | Water Heating | Natural Gas | Water Heater | E1 | Participant - Cost of Equipment | 0.0033741 | 0.0033741 | 0.0033741 | 0.0033741 | 0.0033741 | 0.0033741 | 0.0033741 | 0.0033741 | 0.0033741 | 0.0033741 | 0.0033741 | 0.0033741 | 0.0033741 | 0.0033741 | 0.0033741 | 0.0033741 | 0.0033741 | 0.0033741 | 0.0033741 | 0.0033741 | 0.0033741 | 0.0033741 | 0.0033741 | 0.0033741 | 0.0033741 | 0.0033741 | 0.0033741 | 0.0033741 | 0.0033741 | 0.0033741 | 0.0033741
F1_Commercial_Office_Existing_Water Heating_Natural Gas_Water Heater_E2 | F1 | Commercial | Office | Existing | Water Heating | Natural Gas | Water Heater | E2 | Participant - Cost of Equipment | 0.0037705 | 0.0037705 | 0.0037705 | 0.0037705 | 0.0037705 | 0.0037705 | 0.0037705 | 0.0037705 | 0.0037705 | 0.0037705 | 0.0037705 | 0.0037705 | 0.0037705 | 0.0037705 | 0.0037705 | 0.0037705 | 0.0037705 | 0.0037705 | 0.0037705 | 0.0037705 | 0.0037705 | 0.0037705 | 0.0037705 | 0.0037705 | 0.0037705 | 0.0037705 | 0.0037705 | 0.0037705 | 0.0037705 | 0.0037705 | 0.0037705
F1_Commercial_Office_Existing_Water Heating_Natural Gas_Water Heater_E3 | F1 | Commercial | Office | Existing | Water Heating | Natural Gas | Water Heater | E3 | Participant - Cost of Equipment | 0.0039413 | 0.0039413 | 0.0039413 | 0.0039413 | 0.0039413 | 0.0039413 | 0.0039413 | 0.0039413 | 0.0039413 | 0.0039413 | 0.0039413 | 0.0039413 | 0.0039413 | 0.0039413 | 0.0039413 | 0.0039413 | 0.0039413 | 0.0039413 | 0.0039413 | 0.0039413 | 0.0039413 | 0.0039413 | 0.0039413 | 0.0039413 | 0.0039413 | 0.0039413 | 0.0039413 | 0.0039413 | 0.0039413 | 0.0039413 | 0.0039413
F1_Commercial_Office_Existing_Water Heating_Natural Gas_Water Heater_E4 | F1 | Commercial | Office | Existing | Water Heating | Natural Gas | Water Heater | E4 | Participant - Cost of Equipment | 0 | 0 | 0 | 0 | 0 | 0 | 0 | 0.0054043 | 0.0054043 | 0.0054043 | 0.0054043 | 0.0054043 | 0.0054043 | 0.0054043 | 0.0054043 | 0.0054043 | 0.0054043 | 0.0054043 | 0.0054043 | 0.0054043 | 0.0054043 | 0.0054043 | 0.0054043 | 0.0054043 | 0.0054043 | 0.0054043 | 0.0054043 | 0.0054043 | 0.0054043 | 0.0054043 | 0.0054043
F1_Commercial_Office_Existing_Water Heating_Natural Gas_Water Heater_E5 | F1 | Commercial | Office | Existing | Water Heating | Natural Gas | Water Heater | E5 | Participant - Cost of Equipment | 0 | 0 | 0 | 0 | 0 | 0 | 0 | 0 | 0 | 0 | 0 | 0 | 0 | 0 | 0 | 0 | 0 | 0 | 0 | 0 | 0 | 0 | 0 | 0 | 0 | 0 | 0 | 0 | 0 | 0 | 0
F1_Commercial_Office_Existing_Water Heating_Natural Gas_Water Heater_E6 | F1 | Commercial | Office | Existing | Water Heating | Natural Gas | Water Heater | E6 | Participant - Cost of Equipment | 0 | 0 | 0 | 0 | 0 | 0 | 0 | 0 | 0 | 0 | 0 | 0 | 0 | 0 | 0 | 0 | 0 | 0 | 0 | 0 | 0 | 0 | 0 | 0 | 0 | 0 | 0 | 0 | 0 | 0 | 0
F1_Commercial_Office_Existing_Water Heating_Natural Gas_Water Heater_E7 | F1 | Commercial | Office | Existing | Water Heating | Natural Gas | Water Heater | E7 | Participant - Cost of Equipment | 0 | 0 | 0 | 0 | 0 | 0 | 0 | 0 | 0 | 0 | 0 | 0 | 0 | 0 | 0 | 0 | 0 | 0 | 0 | 0 | 0 | 0 | 0 | 0 | 0 | 0 | 0 | 0 | 0 | 0 | 0
F1_Commercial_Office_Existing_Water Heating_Natural Gas_Water Heater_E8 | F1 | Commercial | Office | Existing | Water Heating | Natural Gas | Water Heater | E8 | Participant - Cost of Equipment | 0 | 0 | 0 | 0 | 0 | 0 | 0 | 0 | 0 | 0 | 0 | 0 | 0 | 0 | 0 | 0 | 0 | 0 | 0 | 0 | 0 | 0 | 0 | 0 | 0 | 0 | 0 | 0 | 0 | 0 | 0
F1_Commercial_Office_Existing_Water Heating_Natural Gas_Water Heater_E9 | F1 | Commercial | Office | Existing | Water Heating | Natural Gas | Water Heater | E9 | Participant - Cost of Equipment | 0 | 0 | 0 | 0 | 0 | 0 | 0 | 0 | 0 | 0 | 0 | 0 | 0 | 0 | 0 | 0 | 0 | 0 | 0 | 0 | 0 | 0 | 0 | 0 | 0 | 0 | 0 | 0 | 0 | 0 | 0
F1_Commercial_Office_Existing_Water Heating_Natural Gas_Water Heater_E10 | F1 | Commercial | Office | Existing | Water Heating | Natural Gas | Water Heater | E10 | Participant - Cost of Equipment | 0 | 0 | 0 | 0 | 0 | 0 | 0 | 0 | 0 | 0 | 0 | 0 | 0 | 0 | 0 | 0 | 0 | 0 | 0 | 0 | 0 | 0 | 0 | 0 | 0 | 0 | 0 | 0 | 0 | 0 | 0
F2_Commercial_Office_Existing_Water Heating_Natural Gas_Water Heater_E1 | F2 | Commercial | Office | Existing | Water Heating | Natural Gas | Water Heater | E1 | Participant - Cost of Operation | 0.0437 | 0.044566 | 0.045186 | 0.045858 | 0.046822 | 0.043868 | 0.041559 | 0.040344 | 0.039908 | 0.039239 | 0.038787 | 0.040842 | 0.036552 | 0.039069 | 0.0423 | 0.04544 | 0.045557 | 0.045774 | 0.0449 | 0.045524 | 0.04596 | 0.04655 | 0.047291 | 0.022276 | 0.021832 | 0.021416 | 0.021024 | 0.020653 | 0.020298 | 0.019957 | 0.019628
F2_Commercial_Office_Existing_Water Heating_Natural Gas_Water Heater_E2 | F2 | Commercial | Office | Existing | Water Heating | Natural Gas | Water Heater | E2 | Participant - Cost of Operation | 0.037192 | 0.037929 | 0.038456 | 0.039028 | 0.039849 | 0.037334 | 0.035369 | 0.034336 | 0.033965 | 0.033395 | 0.03301 | 0.03476 | 0.031108 | 0.03325 | 0.036 | 0.038672 | 0.038772 | 0.038957 | 0.038212 | 0.038743 | 0.039115 | 0.039617 | 0.040247 | 0.018958 | 0.01858 | 0.018226 | 0.017893 | 0.017577 | 0.017275 | 0.016985 | 0.016705
F2_Commercial_Office_Existing_Water Heating_Natural Gas_Water Heater_E3 | F2 | Commercial | Office | Existing | Water Heating | Natural Gas | Water Heater | E3 | Participant - Cost of Operation | 0.030993 | 0.031607 | 0.032047 | 0.032523 | 0.033207 | 0.031112 | 0.029474 | 0.028613 | 0.028304 | 0.027829 | 0.027509 | 0.028966 | 0.025924 | 0.027709 | 0.03 | 0.032227 | 0.03231 | 0.032464 | 0.031844 | 0.032286 | 0.032596 | 0.033014 | 0.033539 | 0.015799 | 0.015483 | 0.015189 | 0.014911 | 0.014647 | 0.014396 | 0.014154 | 0.01392
F2_Commercial_Office_Existing_Water Heating_Natural Gas_Water Heater_E4 | F2 | Commercial | Office | Existing | Water Heating | Natural Gas | Water Heater | E4 | Participant - Cost of Operation | 0 | 0 | 0 | 0 | 0 | 0 | 0 | 0.021941 | 0.022259 | 0.022556 | 0.023009 | 0.023463 | 0.021343 | 0.021204 | 0.021237 | 0.021107 | 0.021095 | 0.021127 | 0.020726 | 0.020926 | 0.021053 | 0.021242 | 0.021493 | 0.011478 | 0.011259 | 0.011053 | 0.010857 | 0.010669 | 0.010489 | 0.010316 | 0.010112
F2_Commercial_Office_Existing_Water Heating_Natural Gas_Water Heater_E5 | F2 | Commercial | Office | Existing | Water Heating | Natural Gas | Water Heater | E5 | Participant - Cost of Operation | 0 | 0 | 0 | 0 | 0 | 0 | 0 | 0 | 0 | 0 | 0 | 0 | 0 | 0 | 0 | 0 | 0 | 0 | 0 | 0 | 0 | 0 | 0 | 0 | 0 | 0 | 0 | 0 | 0 | 0 | 0
F2_Commercial_Office_Existing_Water Heating_Natural Gas_Water Heater_E6 | F2 | Commercial | Office | Existing | Water Heating | Natural Gas | Water Heater | E6 | Participant - Cost of Operation | 0 | 0 | 0 | 0 | 0 | 0 | 0 | 0 | 0 | 0 | 0 | 0 | 0 | 0 | 0 | 0 | 0 | 0 | 0 | 0 | 0 | 0 | 0 | 0 | 0 | 0 | 0 | 0 | 0 | 0 | 0
F2_Commercial_Office_Existing_Water Heating_Natural Gas_Water Heater_E7 | F2 | Commercial | Office | Existing | Water Heating | Natural Gas | Water Heater | E7 | Participant - Cost of Operation | 0 | 0 | 0 | 0 | 0 | 0 | 0 | 0 | 0 | 0 | 0 | 0 | 0 | 0 | 0 | 0 | 0 | 0 | 0 | 0 | 0 | 0 | 0 | 0 | 0 | 0 | 0 | 0 | 0 | 0 | 0
F2_Commercial_Office_Existing_Water Heating_Natural Gas_Water Heater_E8 | F2 | Commercial | Office | Existing | Water Heating | Natural Gas | Water Heater | E8 | Participant - Cost of Operation | 0 | 0 | 0 | 0 | 0 | 0 | 0 | 0 | 0 | 0 | 0 | 0 | 0 | 0 | 0 | 0 | 0 | 0 | 0 | 0 | 0 | 0 | 0 | 0 | 0 | 0 | 0 | 0 | 0 | 0 | 0
F2_Commercial_Office_Existing_Water Heating_Natural Gas_Water Heater_E9 | F2 | Commercial | Office | Existing | Water Heating | Natural Gas | Water Heater | E9 | Participant - Cost of Operation | 0 | 0 | 0 | 0 | 0 | 0 | 0 | 0 | 0 | 0 | 0 | 0 | 0 | 0 | 0 | 0 | 0 | 0 | 0 | 0 | 0 | 0 | 0 | 0 | 0 | 0 | 0 | 0 | 0 | 0 | 0
F2_Commercial_Office_Existing_Water Heating_Natural Gas_Water Heater_E10 | F2 | Commercial | Office | Existing | Water Heating | Natural Gas | Water Heater | E10 | Participant - Cost of Operation | 0 | 0 | 0 | 0 | 0 | 0 | 0 | 0 | 0 | 0 | 0 | 0 | 0 | 0 | 0 | 0 | 0 | 0 | 0 | 0 | 0 | 0 | 0 | 0 | 0 | 0 | 0 | 0 | 0 | 0 | 0
F3_Commercial_Office_Existing_Water Heating_Natural Gas_Water Heater_E1 | F3 | Commercial | Office | Existing | Water Heating | Natural Gas | Water Heater | E1 | System - kBTUs of Conusmption | 3.6568 | 3.6656 | 3.66 | 3.6562 | 3.6562 | 3.6562 | 3.6562 | 3.6562 | 3.6562 | 3.6562 | 3.6562 | 3.6562 | 3.6562 | 3.6562 | 3.6562 | 3.6562 | 3.6562 | 3.6562 | 3.6562 | 3.6562 | 3.6562 | 3.6562 | 3.6562 | 3.6562 | 3.6562 | 3.6562 | 3.6562 | 3.6562 | 3.6562 | 3.6562 | 3.6562
F3_Commercial_Office_Existing_Water Heating_Natural Gas_Water Heater_E2 | F3 | Commercial | Office | Existing | Water Heating | Natural Gas | Water Heater | E2 | System - kBTUs of Conusmption | 3.1122 | 3.1197 | 3.1149 | 3.1117 | 3.1117 | 3.1117 | 3.1117 | 3.1117 | 3.1117 | 3.1117 | 3.1117 | 3.1117 | 3.1117 | 3.1117 | 3.1117 | 3.1117 | 3.1117 | 3.1117 | 3.1117 | 3.1117 | 3.1117 | 3.1117 | 3.1117 | 3.1117 | 3.1117 | 3.1117 | 3.1117 | 3.1117 | 3.1117 | 3.1117 | 3.1117
F3_Commercial_Office_Existing_Water Heating_Natural Gas_Water Heater_E3 | F3 | Commercial | Office | Existing | Water Heating | Natural Gas | Water Heater | E3 | System - kBTUs of Conusmption | 2.5935 | 2.5997 | 2.5958 | 2.5931 | 2.5931 | 2.5931 | 2.5931 | 2.5931 | 2.5931 | 2.5931 | 2.5931 | 2.5931 | 2.5931 | 2.5931 | 2.5931 | 2.5931 | 2.5931 | 2.5931 | 2.5931 | 2.5931 | 2.5931 | 2.5931 | 2.5931 | 2.5931 | 2.5931 | 2.5931 | 2.5931 | 2.5931 | 2.5931 | 2.5931 | 2.5931
F3_Commercial_Office_Existing_Water Heating_Natural Gas_Water Heater_E4 | F3 | Commercial | Office | Existing | Water Heating | Natural Gas | Water Heater | E4 | System - kBTUs of Conusmption | 0 | 0 | 0 | 0 | 0 | 0 | 0 | 1.957 | 1.957 | 1.957 | 1.957 | 1.957 | 1.957 | 1.957 | 1.957 | 1.957 | 1.957 | 1.957 | 1.957 | 1.957 | 1.957 | 1.957 | 1.957 | 1.957 | 1.957 | 1.957 | 1.957 | 1.957 | 1.957 | 1.957 | 1.957
F3_Commercial_Office_Existing_Water Heating_Natural Gas_Water Heater_E5 | F3 | Commercial | Office | Existing | Water Heating | Natural Gas | Water Heater | E5 | System - kBTUs of Conusmption | 0 | 0 | 0 | 0 | 0 | 0 | 0 | 0 | 0 | 0 | 0 | 0 | 0 | 0 | 0 | 0 | 0 | 0 | 0 | 0 | 0 | 0 | 0 | 0 | 0 | 0 | 0 | 0 | 0 | 0 | 0
F3_Commercial_Office_Existing_Water Heating_Natural Gas_Water Heater_E6 | F3 | Commercial | Office | Existing | Water Heating | Natural Gas | Water Heater | E6 | System - kBTUs of Conusmption | 0 | 0 | 0 | 0 | 0 | 0 | 0 | 0 | 0 | 0 | 0 | 0 | 0 | 0 | 0 | 0 | 0 | 0 | 0 | 0 | 0 | 0 | 0 | 0 | 0 | 0 | 0 | 0 | 0 | 0 | 0
F3_Commercial_Office_Existing_Water Heating_Natural Gas_Water Heater_E7 | F3 | Commercial | Office | Existing | Water Heating | Natural Gas | Water Heater | E7 | System - kBTUs of Conusmption | 0 | 0 | 0 | 0 | 0 | 0 | 0 | 0 | 0 | 0 | 0 | 0 | 0 | 0 | 0 | 0 | 0 | 0 | 0 | 0 | 0 | 0 | 0 | 0 | 0 | 0 | 0 | 0 | 0 | 0 | 0
F3_Commercial_Office_Existing_Water Heating_Natural Gas_Water Heater_E8 | F3 | Commercial | Office | Existing | Water Heating | Natural Gas | Water Heater | E8 | System - kBTUs of Conusmption | 0 | 0 | 0 | 0 | 0 | 0 | 0 | 0 | 0 | 0 | 0 | 0 | 0 | 0 | 0 | 0 | 0 | 0 | 0 | 0 | 0 | 0 | 0 | 0 | 0 | 0 | 0 | 0 | 0 | 0 | 0
F3_Commercial_Office_Existing_Water Heating_Natural Gas_Water Heater_E9 | F3 | Commercial | Office | Existing | Water Heating | Natural Gas | Water Heater | E9 | System - kBTUs of Conusmption | 0 | 0 | 0 | 0 | 0 | 0 | 0 | 0 | 0 | 0 | 0 | 0 | 0 | 0 | 0 | 0 | 0 | 0 | 0 | 0 | 0 | 0 | 0 | 0 | 0 | 0 | 0 | 0 | 0 | 0 | 0
F3_Commercial_Office_Existing_Water Heating_Natural Gas_Water Heater_E10 | F3 | Commercial | Office | Existing | Water Heating | Natural Gas | Water Heater | E10 | System - kBTUs of Conusmption | 0 | 0 | 0 | 0 | 0 | 0 | 0 | 0 | 0 | 0 | 0 | 0 | 0 | 0 | 0 | 0 | 0 | 0 | 0 | 0 | 0 | 0 | 0 | 0 | 0 | 0 | 0 | 0 | 0 | 0 | 0
F4_Commercial_Office_Existing_Water Heating_Natural Gas_Water Heater_E1 | F4 | Commercial | Office | Existing | Water Heating | Natural Gas | Water Heater | E1 | Utility - Cost of Equipment | 0.0033741 | 0.0033741 | 0.0033741 | 0.0033741 | 0.0033741 | 0.0033741 | 0.0033741 | 0.0033741 | 0.0033741 | 0.0033741 | 0.0033741 | 0.0033741 | 0.0033741 | 0.0033741 | 0.0033741 | 0.0033741 | 0.0033741 | 0.0033741 | 0.0033741 | 0.0033741 | 0.0033741 | 0.0033741 | 0.0033741 | 0.0033741 | 0.0033741 | 0.0033741 | 0.0033741 | 0.0033741 | 0.0033741 | 0.0033741 | 0.0033741
F4_Commercial_Office_Existing_Water Heating_Natural Gas_Water Heater_E2 | F4 | Commercial | Office | Existing | Water Heating | Natural Gas | Water Heater | E2 | Utility - Cost of Equipment | 0.0037705 | 0.0037705 | 0.0037705 | 0.0037705 | 0.0037705 | 0.0037705 | 0.0037705 | 0.0037705 | 0.0037705 | 0.0037705 | 0.0037705 | 0.0037705 | 0.0037705 | 0.0037705 | 0.0037705 | 0.0037705 | 0.0037705 | 0.0037705 | 0.0037705 | 0.0037705 | 0.0037705 | 0.0037705 | 0.0037705 | 0.0037705 | 0.0037705 | 0.0037705 | 0.0037705 | 0.0037705 | 0.0037705 | 0.0037705 | 0.0037705
F4_Commercial_Office_Existing_Water Heating_Natural Gas_Water Heater_E3 | F4 | Commercial | Office | Existing | Water Heating | Natural Gas | Water Heater | E3 | Utility - Cost of Equipment | 0.0039413 | 0.0039413 | 0.0039413 | 0.0039413 | 0.0039413 | 0.0039413 | 0.0039413 | 0.0039413 | 0.0039413 | 0.0039413 | 0.0039413 | 0.0039413 | 0.0039413 | 0.0039413 | 0.0039413 | 0.0039413 | 0.0039413 | 0.0039413 | 0.0039413 | 0.0039413 | 0.0039413 | 0.0039413 | 0.0039413 | 0.0039413 | 0.0039413 | 0.0039413 | 0.0039413 | 0.0039413 | 0.0039413 | 0.0039413 | 0.0039413
F4_Commercial_Office_Existing_Water Heating_Natural Gas_Water Heater_E4 | F4 | Commercial | Office | Existing | Water Heating | Natural Gas | Water Heater | E4 | Utility - Cost of Equipment | 0 | 0 | 0 | 0 | 0 | 0 | 0 | 0.0054043 | 0.0054043 | 0.0054043 | 0.0054043 | 0.0054043 | 0.0054043 | 0.0054043 | 0.0054043 | 0.0054043 | 0.0054043 | 0.0054043 | 0.0054043 | 0.0054043 | 0.0054043 | 0.0054043 | 0.0054043 | 0.0054043 | 0.0054043 | 0.0054043 | 0.0054043 | 0.0054043 | 0.0054043 | 0.0054043 | 0.0054043
F4_Commercial_Office_Existing_Water Heating_Natural Gas_Water Heater_E5 | F4 | Commercial | Office | Existing | Water Heating | Natural Gas | Water Heater | E5 | Utility - Cost of Equipment | 0 | 0 | 0 | 0 | 0 | 0 | 0 | 0 | 0 | 0 | 0 | 0 | 0 | 0 | 0 | 0 | 0 | 0 | 0 | 0 | 0 | 0 | 0 | 0 | 0 | 0 | 0 | 0 | 0 | 0 | 0
F4_Commercial_Office_Existing_Water Heating_Natural Gas_Water Heater_E6 | F4 | Commercial | Office | Existing | Water Heating | Natural Gas | Water Heater | E6 | Utility - Cost of Equipment | 0 | 0 | 0 | 0 | 0 | 0 | 0 | 0 | 0 | 0 | 0 | 0 | 0 | 0 | 0 | 0 | 0 | 0 | 0 | 0 | 0 | 0 | 0 | 0 | 0 | 0 | 0 | 0 | 0 | 0 | 0
F4_Commercial_Office_Existing_Water Heating_Natural Gas_Water Heater_E7 | F4 | Commercial | Office | Existing | Water Heating | Natural Gas | Water Heater | E7 | Utility - Cost of Equipment | 0 | 0 | 0 | 0 | 0 | 0 | 0 | 0 | 0 | 0 | 0 | 0 | 0 | 0 | 0 | 0 | 0 | 0 | 0 | 0 | 0 | 0 | 0 | 0 | 0 | 0 | 0 | 0 | 0 | 0 | 0
F4_Commercial_Office_Existing_Water Heating_Natural Gas_Water Heater_E8 | F4 | Commercial | Office | Existing | Water Heating | Natural Gas | Water Heater | E8 | Utility - Cost of Equipment | 0 | 0 | 0 | 0 | 0 | 0 | 0 | 0 | 0 | 0 | 0 | 0 | 0 | 0 | 0 | 0 | 0 | 0 | 0 | 0 | 0 | 0 | 0 | 0 | 0 | 0 | 0 | 0 | 0 | 0 | 0
F4_Commercial_Office_Existing_Water Heating_Natural Gas_Water Heater_E9 | F4 | Commercial | Office | Existing | Water Heating | Natural Gas | Water Heater | E9 | Utility - Cost of Equipment | 0 | 0 | 0 | 0 | 0 | 0 | 0 | 0 | 0 | 0 | 0 | 0 | 0 | 0 | 0 | 0 | 0 | 0 | 0 | 0 | 0 | 0 | 0 | 0 | 0 | 0 | 0 | 0 | 0 | 0 | 0
F4_Commercial_Office_Existing_Water Heating_Natural Gas_Water Heater_E10 | F4 | Commercial | Office | Existing | Water Heating | Natural Gas | Water Heater | E10 | Utility - Cost of Equipment | 0 | 0 | 0 | 0 | 0 | 0 | 0 | 0 | 0 | 0 | 0 | 0 | 0 | 0 | 0 | 0 | 0 | 0 | 0 | 0 | 0 | 0 | 0 | 0 | 0 | 0 | 0 | 0 | 0 | 0 | 0
F5_Commercial_Office_Existing_Water Heating_Natural Gas_Water Heater_E1 | F5 | Commercial | Office | Existing | Water Heating | Natural Gas | Water Heater | E1 | Utility - Cost of Operation | 0.036476 | 0.037199 | 0.037716 | 0.038276 | 0.039082 | 0.036615 | 0.034688 | 0.033675 | 0.033311 | 0.032752 | 0.032375 | 0.03409 | 0.030509 | 0.03261 | 0.035307 | 0.037927 | 0.038025 | 0.038207 | 0.037477 | 0.037998 | 0.038362 | 0.038854 | 0.039472 | 0.018593 | 0.018222 | 0.017875 | 0.017549 | 0.017239 | 0.016943 | 0.016658 | 0.016383
F5_Commercial_Office_Existing_Water Heating_Natural Gas_Water Heater_E2 | F5 | Commercial | Office | Existing | Water Heating | Natural Gas | Water Heater | E2 | Utility - Cost of Operation | 0.031043 | 0.031658 | 0.032099 | 0.032576 | 0.033261 | 0.031162 | 0.029522 | 0.028659 | 0.028349 | 0.027874 | 0.027553 | 0.029013 | 0.025965 | 0.027753 | 0.030048 | 0.032279 | 0.032362 | 0.032516 | 0.031895 | 0.032338 | 0.032649 | 0.033067 | 0.033594 | 0.015824 | 0.015509 | 0.015213 | 0.014935 | 0.014671 | 0.014419 | 0.014177 | 0.013943
F5_Commercial_Office_Existing_Water Heating_Natural Gas_Water Heater_E3 | F5 | Commercial | Office | Existing | Water Heating | Natural Gas | Water Heater | E3 | Utility - Cost of Operation | 0.025869 | 0.026382 | 0.026749 | 0.027146 | 0.027717 | 0.025968 | 0.024602 | 0.023883 | 0.023625 | 0.023228 | 0.022961 | 0.024178 | 0.021638 | 0.023128 | 0.02504 | 0.026899 | 0.026968 | 0.027097 | 0.026579 | 0.026949 | 0.027207 | 0.027556 | 0.027995 | 0.013187 | 0.012924 | 0.012678 | 0.012446 | 0.012226 | 0.012016 | 0.011814 | 0.011619
F5_Commercial_Office_Existing_Water Heating_Natural Gas_Water Heater_E4 | F5 | Commercial | Office | Existing | Water Heating | Natural Gas | Water Heater | E4 | Utility - Cost of Operation | 0 | 0 | 0 | 0 | 0 | 0 | 0 | 0.018313 | 0.01858 | 0.018827 | 0.019205 | 0.019584 | 0.017815 | 0.017699 | 0.017726 | 0.017618 | 0.017608 | 0.017634 | 0.0173 | 0.017466 | 0.017572 | 0.01773 | 0.01794 | 0.0095808 | 0.009398 | 0.0092254 | 0.0090617 | 0.0089054 | 0.0087553 | 0.0086104 | 0.0084402
F5_Commercial_Office_Existing_Water Heating_Natural Gas_Water Heater_E5 | F5 | Commercial | Office | Existing | Water Heating | Natural Gas | Water Heater | E5 | Utility - Cost of Operation | 0 | 0 | 0 | 0 | 0 | 0 | 0 | 0 | 0 | 0 | 0 | 0 | 0 | 0 | 0 | 0 | 0 | 0 | 0 | 0 | 0 | 0 | 0 | 0 | 0 | 0 | 0 | 0 | 0 | 0 | 0
F5_Commercial_Office_Existing_Water Heating_Natural Gas_Water Heater_E6 | F5 | Commercial | Office | Existing | Water Heating | Natural Gas | Water Heater | E6 | Utility - Cost of Operation | 0 | 0 | 0 | 0 | 0 | 0 | 0 | 0 | 0 | 0 | 0 | 0 | 0 | 0 | 0 | 0 | 0 | 0 | 0 | 0 | 0 | 0 | 0 | 0 | 0 | 0 | 0 | 0 | 0 | 0 | 0
F5_Commercial_Office_Existing_Water Heating_Natural Gas_Water Heater_E7 | F5 | Commercial | Office | Existing | Water Heating | Natural Gas | Water Heater | E7 | Utility - Cost of Operation | 0 | 0 | 0 | 0 | 0 | 0 | 0 | 0 | 0 | 0 | 0 | 0 | 0 | 0 | 0 | 0 | 0 | 0 | 0 | 0 | 0 | 0 | 0 | 0 | 0 | 0 | 0 | 0 | 0 | 0 | 0
F5_Commercial_Office_Existing_Water Heating_Natural Gas_Water Heater_E8 | F5 | Commercial | Office | Existing | Water Heating | Natural Gas | Water Heater | E8 | Utility - Cost of Operation | 0 | 0 | 0 | 0 | 0 | 0 | 0 | 0 | 0 | 0 | 0 | 0 | 0 | 0 | 0 | 0 | 0 | 0 | 0 | 0 | 0 | 0 | 0 | 0 | 0 | 0 | 0 | 0 | 0 | 0 | 0
F5_Commercial_Office_Existing_Water Heating_Natural Gas_Water Heater_E9 | F5 | Commercial | Office | Existing | Water Heating | Natural Gas | Water Heater | E9 | Utility - Cost of Operation | 0 | 0 | 0 | 0 | 0 | 0 | 0 | 0 | 0 | 0 | 0 | 0 | 0 | 0 | 0 | 0 | 0 | 0 | 0 | 0 | 0 | 0 | 0 | 0 | 0 | 0 | 0 | 0 | 0 | 0 | 0
F5_Commercial_Office_Existing_Water Heating_Natural Gas_Water Heater_E10 | F5 | Commercial | Office | Existing | Water Heating | Natural Gas | Water Heater | E10 | Utility - Cost of Operation | 0 | 0 | 0 | 0 | 0 | 0 | 0 | 0 | 0 | 0 | 0 | 0 | 0 | 0 | 0 | 0 | 0 | 0 | 0 | 0 | 0 | 0 | 0 | 0 | 0 | 0 | 0 | 0 | 0 | 0 | 0
F6_Commercial_Office_Existing_Water Heating_Natural Gas_Water Heater_E1 | F6 | Commercial | Office | Existing | Water Heating | Natural Gas | Water Heater | E1 | Utility - Value of Sales | 0.0437 | 0.044566 | 0.045186 | 0.045858 | 0.046822 | 0.043868 | 0.041559 | 0.040344 | 0.039908 | 0.039239 | 0.038787 | 0.040842 | 0.036552 | 0.039069 | 0.0423 | 0.04544 | 0.045557 | 0.045774 | 0.0449 | 0.045524 | 0.04596 | 0.04655 | 0.047291 | 0.022276 | 0.021832 | 0.021416 | 0.021024 | 0.020653 | 0.020298 | 0.019957 | 0.019628
F6_Commercial_Office_Existing_Water Heating_Natural Gas_Water Heater_E2 | F6 | Commercial | Office | Existing | Water Heating | Natural Gas | Water Heater | E2 | Utility - Value of Sales | 0.037192 | 0.037929 | 0.038456 | 0.039028 | 0.039849 | 0.037334 | 0.035369 | 0.034336 | 0.033965 | 0.033395 | 0.03301 | 0.03476 | 0.031108 | 0.03325 | 0.036 | 0.038672 | 0.038772 | 0.038957 | 0.038212 | 0.038743 | 0.039115 | 0.039617 | 0.040247 | 0.018958 | 0.01858 | 0.018226 | 0.017893 | 0.017577 | 0.017275 | 0.016985 | 0.016705
F6_Commercial_Office_Existing_Water Heating_Natural Gas_Water Heater_E3 | F6 | Commercial | Office | Existing | Water Heating | Natural Gas | Water Heater | E3 | Utility - Value of Sales | 0.030993 | 0.031607 | 0.032047 | 0.032523 | 0.033207 | 0.031112 | 0.029474 | 0.028613 | 0.028304 | 0.027829 | 0.027509 | 0.028966 | 0.025924 | 0.027709 | 0.03 | 0.032227 | 0.03231 | 0.032464 | 0.031844 | 0.032286 | 0.032596 | 0.033014 | 0.033539 | 0.015799 | 0.015483 | 0.015189 | 0.014911 | 0.014647 | 0.014396 | 0.014154 | 0.01392
F6_Commercial_Office_Existing_Water Heating_Natural Gas_Water Heater_E4 | F6 | Commercial | Office | Existing | Water Heating | Natural Gas | Water Heater | E4 | Utility - Value of Sales | 0 | 0 | 0 | 0 | 0 | 0 | 0 | 0.021941 | 0.022259 | 0.022556 | 0.023009 | 0.023463 | 0.021343 | 0.021204 | 0.021237 | 0.021107 | 0.021095 | 0.021127 | 0.020726 | 0.020926 | 0.021053 | 0.021242 | 0.021493 | 0.011478 | 0.011259 | 0.011053 | 0.010857 | 0.010669 | 0.010489 | 0.010316 | 0.010112
F6_Commercial_Office_Existing_Water Heating_Natural Gas_Water Heater_E5 | F6 | Commercial | Office | Existing | Water Heating | Natural Gas | Water Heater | E5 | Utility - Value of Sales | 0 | 0 | 0 | 0 | 0 | 0 | 0 | 0 | 0 | 0 | 0 | 0 | 0 | 0 | 0 | 0 | 0 | 0 | 0 | 0 | 0 | 0 | 0 | 0 | 0 | 0 | 0 | 0 | 0 | 0 | 0
F6_Commercial_Office_Existing_Water Heating_Natural Gas_Water Heater_E6 | F6 | Commercial | Office | Existing | Water Heating | Natural Gas | Water Heater | E6 | Utility - Value of Sales | 0 | 0 | 0 | 0 | 0 | 0 | 0 | 0 | 0 | 0 | 0 | 0 | 0 | 0 | 0 | 0 | 0 | 0 | 0 | 0 | 0 | 0 | 0 | 0 | 0 | 0 | 0 | 0 | 0 | 0 | 0
F6_Commercial_Office_Existing_Water Heating_Natural Gas_Water Heater_E7 | F6 | Commercial | Office | Existing | Water Heating | Natural Gas | Water Heater | E7 | Utility - Value of Sales | 0 | 0 | 0 | 0 | 0 | 0 | 0 | 0 | 0 | 0 | 0 | 0 | 0 | 0 | 0 | 0 | 0 | 0 | 0 | 0 | 0 | 0 | 0 | 0 | 0 | 0 | 0 | 0 | 0 | 0 | 0
F6_Commercial_Office_Existing_Water Heating_Natural Gas_Water Heater_E8 | F6 | Commercial | Office | Existing | Water Heating | Natural Gas | Water Heater | E8 | Utility - Value of Sales | 0 | 0 | 0 | 0 | 0 | 0 | 0 | 0 | 0 | 0 | 0 | 0 | 0 | 0 | 0 | 0 | 0 | 0 | 0 | 0 | 0 | 0 | 0 | 0 | 0 | 0 | 0 | 0 | 0 | 0 | 0
F6_Commercial_Office_Existing_Water Heating_Natural Gas_Water Heater_E9 | F6 | Commercial | Office | Existing | Water Heating | Natural Gas | Water Heater | E9 | Utility - Value of Sales | 0 | 0 | 0 | 0 | 0 | 0 | 0 | 0 | 0 | 0 | 0 | 0 | 0 | 0 | 0 | 0 | 0 | 0 | 0 | 0 | 0 | 0 | 0 | 0 | 0 | 0 | 0 | 0 | 0 | 0 | 0
F6_Commercial_Office_Existing_Water Heating_Natural Gas_Water Heater_E10 | F6 | Commercial | Office | Existing | Water Heating | Natural Gas | Water Heater | E10 | Utility - Value of Sales | 0 | 0 | 0 | 0 | 0 | 0 | 0 | 0 | 0 | 0 | 0 | 0 | 0 | 0 | 0 | 0 | 0 | 0 | 0 | 0 | 0 | 0 | 0 | 0 | 0 | 0 | 0 | 0 | 0 | 0 | 0
F1_Commercial_Office_Existing_Food Preparation_Natural Gas_Oven_E1 | F1 | Commercial | Office | Existing | Food Preparation | Natural Gas | Oven | E1 | Participant - Cost of Equipment | 0.050412 | 0.050412 | 0.050412 | 0.050412 | 0.050412 | 0.050412 | 0.050412 | 0.050412 | 0.050412 | 0.050412 | 0.050412 | 0.050412 | 0.050412 | 0.050412 | 0.050412 | 0.050412 | 0.050412 | 0.050412 | 0.050412 | 0.050412 | 0.050412 | 0.050412 | 0.050412 | 0.050412 | 0.050412 | 0.050412 | 0.050412 | 0.050412 | 0.050412 | 0.050412 | 0.050412
F1_Commercial_Office_Existing_Food Preparation_Natural Gas_Oven_E2 | F1 | Commercial | Office | Existing | Food Preparation | Natural Gas | Oven | E2 | Participant - Cost of Equipment | 0.05253 | 0.05253 | 0.05253 | 0.05253 | 0.05253 | 0.05253 | 0.05253 | 0.05253 | 0.05253 | 0.05253 | 0.05253 | 0.05253 | 0.05253 | 0.05253 | 0.05253 | 0.05253 | 0.05253 | 0.05253 | 0.05253 | 0.05253 | 0.05253 | 0.05253 | 0.05253 | 0.05253 | 0.05253 | 0.05253 | 0.05253 | 0.05253 | 0.05253 | 0.05253 | 0.05253
F1_Commercial_Office_Existing_Food Preparation_Natural Gas_Oven_E3 | F1 | Commercial | Office | Existing | Food Preparation | Natural Gas | Oven | E3 | Participant - Cost of Equipment | 0 | 0 | 0 | 0 | 0 | 0 | 0 | 0 | 0 | 0 | 0 | 0 | 0 | 0 | 0 | 0 | 0 | 0 | 0 | 0 | 0 | 0 | 0 | 0 | 0 | 0 | 0 | 0 | 0 | 0 | 0
F1_Commercial_Office_Existing_Food Preparation_Natural Gas_Oven_E4 | F1 | Commercial | Office | Existing | Food Preparation | Natural Gas | Oven | E4 | Participant - Cost of Equipment | 0 | 0 | 0 | 0 | 0 | 0 | 0 | 0 | 0 | 0 | 0 | 0 | 0 | 0 | 0 | 0 | 0 | 0 | 0 | 0 | 0 | 0 | 0 | 0 | 0 | 0 | 0 | 0 | 0 | 0 | 0
F1_Commercial_Office_Existing_Food Preparation_Natural Gas_Oven_E5 | F1 | Commercial | Office | Existing | Food Preparation | Natural Gas | Oven | E5 | Participant - Cost of Equipment | 0 | 0 | 0 | 0 | 0 | 0 | 0 | 0 | 0 | 0 | 0 | 0 | 0 | 0 | 0 | 0 | 0 | 0 | 0 | 0 | 0 | 0 | 0 | 0 | 0 | 0 | 0 | 0 | 0 | 0 | 0
F1_Commercial_Office_Existing_Food Preparation_Natural Gas_Oven_E6 | F1 | Commercial | Office | Existing | Food Preparation | Natural Gas | Oven | E6 | Participant - Cost of Equipment | 0 | 0 | 0 | 0 | 0 | 0 | 0 | 0 | 0 | 0 | 0 | 0 | 0 | 0 | 0 | 0 | 0 | 0 | 0 | 0 | 0 | 0 | 0 | 0 | 0 | 0 | 0 | 0 | 0 | 0 | 0
F1_Commercial_Office_Existing_Food Preparation_Natural Gas_Oven_E7 | F1 | Commercial | Office | Existing | Food Preparation | Natural Gas | Oven | E7 | Participant - Cost of Equipment | 0 | 0 | 0 | 0 | 0 | 0 | 0 | 0 | 0 | 0 | 0 | 0 | 0 | 0 | 0 | 0 | 0 | 0 | 0 | 0 | 0 | 0 | 0 | 0 | 0 | 0 | 0 | 0 | 0 | 0 | 0
F1_Commercial_Office_Existing_Food Preparation_Natural Gas_Oven_E8 | F1 | Commercial | Office | Existing | Food Preparation | Natural Gas | Oven | E8 | Participant - Cost of Equipment | 0 | 0 | 0 | 0 | 0 | 0 | 0 | 0 | 0 | 0 | 0 | 0 | 0 | 0 | 0 | 0 | 0 | 0 | 0 | 0 | 0 | 0 | 0 | 0 | 0 | 0 | 0 | 0 | 0 | 0 | 0
F1_Commercial_Office_Existing_Food Preparation_Natural Gas_Oven_E9 | F1 | Commercial | Office | Existing | Food Preparation | Natural Gas | Oven | E9 | Participant - Cost of Equipment | 0 | 0 | 0 | 0 | 0 | 0 | 0 | 0 | 0 | 0 | 0 | 0 | 0 | 0 | 0 | 0 | 0 | 0 | 0 | 0 | 0 | 0 | 0 | 0 | 0 | 0 | 0 | 0 | 0 | 0 | 0
F1_Commercial_Office_Existing_Food Preparation_Natural Gas_Oven_E10 | F1 | Commercial | Office | Existing | Food Preparation | Natural Gas | Oven | E10 | Participant - Cost of Equipment | 0 | 0 | 0 | 0 | 0 | 0 | 0 | 0 | 0 | 0 | 0 | 0 | 0 | 0 | 0 | 0 | 0 | 0 | 0 | 0 | 0 | 0 | 0 | 0 | 0 | 0 | 0 | 0 | 0 | 0 | 0
F2_Commercial_Office_Existing_Food Preparation_Natural Gas_Oven_E1 | F2 | Commercial | Office | Existing | Food Preparation | Natural Gas | Oven | E1 | Participant - Cost of Operation | 0.02059 | 0.020903 | 0.021122 | 0.021349 | 0.021703 | 0.020398 | 0.01932 | 0.018748 | 0.018527 | 0.018199 | 0.018996 | 0.019754 | 0.01762 | 0.018547 | 0.019774 | 0.020937 | 0.020982 | 0.021073 | 0.02067 | 0.020946 | 0.021137 | 0.021398 | 0.021728 | 0.010406 | 0.0102 | 0.010006 | 0.009824 | 0.009651 | 0.0094857 | 0.0093267 | 0.0091729
F2_Commercial_Office_Existing_Food Preparation_Natural Gas_Oven_E2 | F2 | Commercial | Office | Existing | Food Preparation | Natural Gas | Oven | E2 | Participant - Cost of Operation | 0.01179 | 0.01197 | 0.012095 | 0.012225 | 0.012428 | 0.01168 | 0.011063 | 0.010736 | 0.010609 | 0.010421 | 0.010878 | 0.011312 | 0.01009 | 0.01062 | 0.011323 | 0.011989 | 0.012015 | 0.012067 | 0.011836 | 0.011994 | 0.012104 | 0.012253 | 0.012442 | 0.0059588 | 0.0058406 | 0.0057298 | 0.0056255 | 0.0055264 | 0.0054318 | 0.0053407 | 0.0052527
F2_Commercial_Office_Existing_Food Preparation_Natural Gas_Oven_E3 | F2 | Commercial | Office | Existing | Food Preparation | Natural Gas | Oven | E3 | Participant - Cost of Operation | 0 | 0 | 0 | 0 | 0 | 0 | 0 | 0 | 0 | 0 | 0 | 0 | 0 | 0 | 0 | 0 | 0 | 0 | 0 | 0 | 0 | 0 | 0 | 0 | 0 | 0 | 0 | 0 | 0 | 0 | 0
F2_Commercial_Office_Existing_Food Preparation_Natural Gas_Oven_E4 | F2 | Commercial | Office | Existing | Food Preparation | Natural Gas | Oven | E4 | Participant - Cost of Operation | 0 | 0 | 0 | 0 | 0 | 0 | 0 | 0 | 0 | 0 | 0 | 0 | 0 | 0 | 0 | 0 | 0 | 0 | 0 | 0 | 0 | 0 | 0 | 0 | 0 | 0 | 0 | 0 | 0 | 0 | 0
F2_Commercial_Office_Existing_Food Preparation_Natural Gas_Oven_E5 | F2 | Commercial | Office | Existing | Food Preparation | Natural Gas | Oven | E5 | Participant - Cost of Operation | 0 | 0 | 0 | 0 | 0 | 0 | 0 | 0 | 0 | 0 | 0 | 0 | 0 | 0 | 0 | 0 | 0 | 0 | 0 | 0 | 0 | 0 | 0 | 0 | 0 | 0 | 0 | 0 | 0 | 0 | 0
F2_Commercial_Office_Existing_Food Preparation_Natural Gas_Oven_E6 | F2 | Commercial | Office | Existing | Food Preparation | Natural Gas | Oven | E6 | Participant - Cost of Operation | 0 | 0 | 0 | 0 | 0 | 0 | 0 | 0 | 0 | 0 | 0 | 0 | 0 | 0 | 0 | 0 | 0 | 0 | 0 | 0 | 0 | 0 | 0 | 0 | 0 | 0 | 0 | 0 | 0 | 0 | 0
F2_Commercial_Office_Existing_Food Preparation_Natural Gas_Oven_E7 | F2 | Commercial | Office | Existing | Food Preparation | Natural Gas | Oven | E7 | Participant - Cost of Operation | 0 | 0 | 0 | 0 | 0 | 0 | 0 | 0 | 0 | 0 | 0 | 0 | 0 | 0 | 0 | 0 | 0 | 0 | 0 | 0 | 0 | 0 | 0 | 0 | 0 | 0 | 0 | 0 | 0 | 0 | 0
F2_Commercial_Office_Existing_Food Preparation_Natural Gas_Oven_E8 | F2 | Commercial | Office | Existing | Food Preparation | Natural Gas | Oven | E8 | Participant - Cost of Operation | 0 | 0 | 0 | 0 | 0 | 0 | 0 | 0 | 0 | 0 | 0 | 0 | 0 | 0 | 0 | 0 | 0 | 0 | 0 | 0 | 0 | 0 | 0 | 0 | 0 | 0 | 0 | 0 | 0 | 0 | 0
F2_Commercial_Office_Existing_Food Preparation_Natural Gas_Oven_E9 | F2 | Commercial | Office | Existing | Food Preparation | Natural Gas | Oven | E9 | Participant - Cost of Operation | 0 | 0 | 0 | 0 | 0 | 0 | 0 | 0 | 0 | 0 | 0 | 0 | 0 | 0 | 0 | 0 | 0 | 0 | 0 | 0 | 0 | 0 | 0 | 0 | 0 | 0 | 0 | 0 | 0 | 0 | 0
F2_Commercial_Office_Existing_Food Preparation_Natural Gas_Oven_E10 | F2 | Commercial | Office | Existing | Food Preparation | Natural Gas | Oven | E10 | Participant - Cost of Operation | 0 | 0 | 0 | 0 | 0 | 0 | 0 | 0 | 0 | 0 | 0 | 0 | 0 | 0 | 0 | 0 | 0 | 0 | 0 | 0 | 0 | 0 | 0 | 0 | 0 | 0 | 0 | 0 | 0 | 0 | 0
F3_Commercial_Office_Existing_Food Preparation_Natural Gas_Oven_E1 | F3 | Commercial | Office | Existing | Food Preparation | Natural Gas | Oven | E1 | System - kBTUs of Conusmption | 1.7175 | 1.7214 | 1.7189 | 1.7172 | 1.7172 | 1.7172 | 1.7172 | 1.7172 | 1.7172 | 1.7172 | 1.7172 | 1.7172 | 1.7172 | 1.7172 | 1.7172 | 1.7172 | 1.7172 | 1.7172 | 1.7172 | 1.7172 | 1.7172 | 1.7172 | 1.7172 | 1.7172 | 1.7172 | 1.7172 | 1.7172 | 1.7172 | 1.7172 | 1.7172 | 1.7172
F3_Commercial_Office_Existing_Food Preparation_Natural Gas_Oven_E2 | F3 | Commercial | Office | Existing | Food Preparation | Natural Gas | Oven | E2 | System - kBTUs of Conusmption | 0.98348 | 0.98572 | 0.98429 | 0.98331 | 0.98331 | 0.98331 | 0.98331 | 0.98331 | 0.98331 | 0.98331 | 0.98331 | 0.98331 | 0.98331 | 0.98331 | 0.98331 | 0.98331 | 0.98331 | 0.98331 | 0.98331 | 0.98331 | 0.98331 | 0.98331 | 0.98331 | 0.98331 | 0.98331 | 0.98331 | 0.98331 | 0.98331 | 0.98331 | 0.98331 | 0.98331
F3_Commercial_Office_Existing_Food Preparation_Natural Gas_Oven_E3 | F3 | Commercial | Office | Existing | Food Preparation | Natural Gas | Oven | E3 | System - kBTUs of Conusmption | 0 | 0 | 0 | 0 | 0 | 0 | 0 | 0 | 0 | 0 | 0 | 0 | 0 | 0 | 0 | 0 | 0 | 0 | 0 | 0 | 0 | 0 | 0 | 0 | 0 | 0 | 0 | 0 | 0 | 0 | 0
F3_Commercial_Office_Existing_Food Preparation_Natural Gas_Oven_E4 | F3 | Commercial | Office | Existing | Food Preparation | Natural Gas | Oven | E4 | System - kBTUs of Conusmption | 0 | 0 | 0 | 0 | 0 | 0 | 0 | 0 | 0 | 0 | 0 | 0 | 0 | 0 | 0 | 0 | 0 | 0 | 0 | 0 | 0 | 0 | 0 | 0 | 0 | 0 | 0 | 0 | 0 | 0 | 0
F3_Commercial_Office_Existing_Food Preparation_Natural Gas_Oven_E5 | F3 | Commercial | Office | Existing | Food Preparation | Natural Gas | Oven | E5 | System - kBTUs of Conusmption | 0 | 0 | 0 | 0 | 0 | 0 | 0 | 0 | 0 | 0 | 0 | 0 | 0 | 0 | 0 | 0 | 0 | 0 | 0 | 0 | 0 | 0 | 0 | 0 | 0 | 0 | 0 | 0 | 0 | 0 | 0
F3_Commercial_Office_Existing_Food Preparation_Natural Gas_Oven_E6 | F3 | Commercial | Office | Existing | Food Preparation | Natural Gas | Oven | E6 | System - kBTUs of Conusmption | 0 | 0 | 0 | 0 | 0 | 0 | 0 | 0 | 0 | 0 | 0 | 0 | 0 | 0 | 0 | 0 | 0 | 0 | 0 | 0 | 0 | 0 | 0 | 0 | 0 | 0 | 0 | 0 | 0 | 0 | 0
F3_Commercial_Office_Existing_Food Preparation_Natural Gas_Oven_E7 | F3 | Commercial | Office | Existing | Food Preparation | Natural Gas | Oven | E7 | System - kBTUs of Conusmption | 0 | 0 | 0 | 0 | 0 | 0 | 0 | 0 | 0 | 0 | 0 | 0 | 0 | 0 | 0 | 0 | 0 | 0 | 0 | 0 | 0 | 0 | 0 | 0 | 0 | 0 | 0 | 0 | 0 | 0 | 0
F3_Commercial_Office_Existing_Food Preparation_Natural Gas_Oven_E8 | F3 | Commercial | Office | Existing | Food Preparation | Natural Gas | Oven | E8 | System - kBTUs of Conusmption | 0 | 0 | 0 | 0 | 0 | 0 | 0 | 0 | 0 | 0 | 0 | 0 | 0 | 0 | 0 | 0 | 0 | 0 | 0 | 0 | 0 | 0 | 0 | 0 | 0 | 0 | 0 | 0 | 0 | 0 | 0
F3_Commercial_Office_Existing_Food Preparation_Natural Gas_Oven_E9 | F3 | Commercial | Office | Existing | Food Preparation | Natural Gas | Oven | E9 | System - kBTUs of Conusmption | 0 | 0 | 0 | 0 | 0 | 0 | 0 | 0 | 0 | 0 | 0 | 0 | 0 | 0 | 0 | 0 | 0 | 0 | 0 | 0 | 0 | 0 | 0 | 0 | 0 | 0 | 0 | 0 | 0 | 0 | 0
F3_Commercial_Office_Existing_Food Preparation_Natural Gas_Oven_E10 | F3 | Commercial | Office | Existing | Food Preparation | Natural Gas | Oven | E10 | System - kBTUs of Conusmption | 0 | 0 | 0 | 0 | 0 | 0 | 0 | 0 | 0 | 0 | 0 | 0 | 0 | 0 | 0 | 0 | 0 | 0 | 0 | 0 | 0 | 0 | 0 | 0 | 0 | 0 | 0 | 0 | 0 | 0 | 0
F4_Commercial_Office_Existing_Food Preparation_Natural Gas_Oven_E1 | F4 | Commercial | Office | Existing | Food Preparation | Natural Gas | Oven | E1 | Utility - Cost of Equipment | 0.050412 | 0.050412 | 0.050412 | 0.050412 | 0.050412 | 0.050412 | 0.050412 | 0.050412 | 0.050412 | 0.050412 | 0.050412 | 0.050412 | 0.050412 | 0.050412 | 0.050412 | 0.050412 | 0.050412 | 0.050412 | 0.050412 | 0.050412 | 0.050412 | 0.050412 | 0.050412 | 0.050412 | 0.050412 | 0.050412 | 0.050412 | 0.050412 | 0.050412 | 0.050412 | 0.050412
F4_Commercial_Office_Existing_Food Preparation_Natural Gas_Oven_E2 | F4 | Commercial | Office | Existing | Food Preparation | Natural Gas | Oven | E2 | Utility - Cost of Equipment | 0.05253 | 0.05253 | 0.05253 | 0.05253 | 0.05253 | 0.05253 | 0.05253 | 0.05253 | 0.05253 | 0.05253 | 0.05253 | 0.05253 | 0.05253 | 0.05253 | 0.05253 | 0.05253 | 0.05253 | 0.05253 | 0.05253 | 0.05253 | 0.05253 | 0.05253 | 0.05253 | 0.05253 | 0.05253 | 0.05253 | 0.05253 | 0.05253 | 0.05253 | 0.05253 | 0.05253
F4_Commercial_Office_Existing_Food Preparation_Natural Gas_Oven_E3 | F4 | Commercial | Office | Existing | Food Preparation | Natural Gas | Oven | E3 | Utility - Cost of Equipment | 0 | 0 | 0 | 0 | 0 | 0 | 0 | 0 | 0 | 0 | 0 | 0 | 0 | 0 | 0 | 0 | 0 | 0 | 0 | 0 | 0 | 0 | 0 | 0 | 0 | 0 | 0 | 0 | 0 | 0 | 0
F4_Commercial_Office_Existing_Food Preparation_Natural Gas_Oven_E4 | F4 | Commercial | Office | Existing | Food Preparation | Natural Gas | Oven | E4 | Utility - Cost of Equipment | 0 | 0 | 0 | 0 | 0 | 0 | 0 | 0 | 0 | 0 | 0 | 0 | 0 | 0 | 0 | 0 | 0 | 0 | 0 | 0 | 0 | 0 | 0 | 0 | 0 | 0 | 0 | 0 | 0 | 0 | 0
F4_Commercial_Office_Existing_Food Preparation_Natural Gas_Oven_E5 | F4 | Commercial | Office | Existing | Food Preparation | Natural Gas | Oven | E5 | Utility - Cost of Equipment | 0 | 0 | 0 | 0 | 0 | 0 | 0 | 0 | 0 | 0 | 0 | 0 | 0 | 0 | 0 | 0 | 0 | 0 | 0 | 0 | 0 | 0 | 0 | 0 | 0 | 0 | 0 | 0 | 0 | 0 | 0
F4_Commercial_Office_Existing_Food Preparation_Natural Gas_Oven_E6 | F4 | Commercial | Office | Existing | Food Preparation | Natural Gas | Oven | E6 | Utility - Cost of Equipment | 0 | 0 | 0 | 0 | 0 | 0 | 0 | 0 | 0 | 0 | 0 | 0 | 0 | 0 | 0 | 0 | 0 | 0 | 0 | 0 | 0 | 0 | 0 | 0 | 0 | 0 | 0 | 0 | 0 | 0 | 0
F4_Commercial_Office_Existing_Food Preparation_Natural Gas_Oven_E7 | F4 | Commercial | Office | Existing | Food Preparation | Natural Gas | Oven | E7 | Utility - Cost of Equipment | 0 | 0 | 0 | 0 | 0 | 0 | 0 | 0 | 0 | 0 | 0 | 0 | 0 | 0 | 0 | 0 | 0 | 0 | 0 | 0 | 0 | 0 | 0 | 0 | 0 | 0 | 0 | 0 | 0 | 0 | 0
F4_Commercial_Office_Existing_Food Preparation_Natural Gas_Oven_E8 | F4 | Commercial | Office | Existing | Food Preparation | Natural Gas | Oven | E8 | Utility - Cost of Equipment | 0 | 0 | 0 | 0 | 0 | 0 | 0 | 0 | 0 | 0 | 0 | 0 | 0 | 0 | 0 | 0 | 0 | 0 | 0 | 0 | 0 | 0 | 0 | 0 | 0 | 0 | 0 | 0 | 0 | 0 | 0
F4_Commercial_Office_Existing_Food Preparation_Natural Gas_Oven_E9 | F4 | Commercial | Office | Existing | Food Preparation | Natural Gas | Oven | E9 | Utility - Cost of Equipment | 0 | 0 | 0 | 0 | 0 | 0 | 0 | 0 | 0 | 0 | 0 | 0 | 0 | 0 | 0 | 0 | 0 | 0 | 0 | 0 | 0 | 0 | 0 | 0 | 0 | 0 | 0 | 0 | 0 | 0 | 0
F4_Commercial_Office_Existing_Food Preparation_Natural Gas_Oven_E10 | F4 | Commercial | Office | Existing | Food Preparation | Natural Gas | Oven | E10 | Utility - Cost of Equipment | 0 | 0 | 0 | 0 | 0 | 0 | 0 | 0 | 0 | 0 | 0 | 0 | 0 | 0 | 0 | 0 | 0 | 0 | 0 | 0 | 0 | 0 | 0 | 0 | 0 | 0 | 0 | 0 | 0 | 0 | 0
F5_Commercial_Office_Existing_Food Preparation_Natural Gas_Oven_E1 | F5 | Commercial | Office | Existing | Food Preparation | Natural Gas | Oven | E1 | Utility - Cost of Operation | 0.017186 | 0.017447 | 0.01763 | 0.017819 | 0.018115 | 0.017026 | 0.016126 | 0.015648 | 0.015464 | 0.01519 | 0.015856 | 0.016488 | 0.014707 | 0.01548 | 0.016505 | 0.017475 | 0.017513 | 0.017589 | 0.017253 | 0.017483 | 0.017643 | 0.017861 | 0.018136 | 0.0086857 | 0.0085134 | 0.008352 | 0.0081999 | 0.0080555 | 0.0079175 | 0.0077848 | 0.0076565
F5_Commercial_Office_Existing_Food Preparation_Natural Gas_Oven_E2 | F5 | Commercial | Office | Existing | Food Preparation | Natural Gas | Oven | E2 | Utility - Cost of Operation | 0.0098412 | 0.0099908 | 0.010096 | 0.010204 | 0.010373 | 0.0097493 | 0.0092342 | 0.0089607 | 0.0088553 | 0.0086985 | 0.0090795 | 0.0094416 | 0.0084218 | 0.0088645 | 0.0094512 | 0.010007 | 0.010028 | 0.010072 | 0.0098795 | 0.010011 | 0.010103 | 0.010227 | 0.010385 | 0.0049737 | 0.004875 | 0.0047826 | 0.0046955 | 0.0046128 | 0.0045338 | 0.0044578 | 0.0043843
F5_Commercial_Office_Existing_Food Preparation_Natural Gas_Oven_E3 | F5 | Commercial | Office | Existing | Food Preparation | Natural Gas | Oven | E3 | Utility - Cost of Operation | 0 | 0 | 0 | 0 | 0 | 0 | 0 | 0 | 0 | 0 | 0 | 0 | 0 | 0 | 0 | 0 | 0 | 0 | 0 | 0 | 0 | 0 | 0 | 0 | 0 | 0 | 0 | 0 | 0 | 0 | 0
F5_Commercial_Office_Existing_Food Preparation_Natural Gas_Oven_E4 | F5 | Commercial | Office | Existing | Food Preparation | Natural Gas | Oven | E4 | Utility - Cost of Operation | 0 | 0 | 0 | 0 | 0 | 0 | 0 | 0 | 0 | 0 | 0 | 0 | 0 | 0 | 0 | 0 | 0 | 0 | 0 | 0 | 0 | 0 | 0 | 0 | 0 | 0 | 0 | 0 | 0 | 0 | 0
F5_Commercial_Office_Existing_Food Preparation_Natural Gas_Oven_E5 | F5 | Commercial | Office | Existing | Food Preparation | Natural Gas | Oven | E5 | Utility - Cost of Operation | 0 | 0 | 0 | 0 | 0 | 0 | 0 | 0 | 0 | 0 | 0 | 0 | 0 | 0 | 0 | 0 | 0 | 0 | 0 | 0 | 0 | 0 | 0 | 0 | 0 | 0 | 0 | 0 | 0 | 0 | 0
F5_Commercial_Office_Existing_Food Preparation_Natural Gas_Oven_E6 | F5 | Commercial | Office | Existing | Food Preparation | Natural Gas | Oven | E6 | Utility - Cost of Operation | 0 | 0 | 0 | 0 | 0 | 0 | 0 | 0 | 0 | 0 | 0 | 0 | 0 | 0 | 0 | 0 | 0 | 0 | 0 | 0 | 0 | 0 | 0 | 0 | 0 | 0 | 0 | 0 | 0 | 0 | 0
F5_Commercial_Office_Existing_Food Preparation_Natural Gas_Oven_E7 | F5 | Commercial | Office | Existing | Food Preparation | Natural Gas | Oven | E7 | Utility - Cost of Operation | 0 | 0 | 0 | 0 | 0 | 0 | 0 | 0 | 0 | 0 | 0 | 0 | 0 | 0 | 0 | 0 | 0 | 0 | 0 | 0 | 0 | 0 | 0 | 0 | 0 | 0 | 0 | 0 | 0 | 0 | 0
F5_Commercial_Office_Existing_Food Preparation_Natural Gas_Oven_E8 | F5 | Commercial | Office | Existing | Food Preparation | Natural Gas | Oven | E8 | Utility - Cost of Operation | 0 | 0 | 0 | 0 | 0 | 0 | 0 | 0 | 0 | 0 | 0 | 0 | 0 | 0 | 0 | 0 | 0 | 0 | 0 | 0 | 0 | 0 | 0 | 0 | 0 | 0 | 0 | 0 | 0 | 0 | 0
F5_Commercial_Office_Existing_Food Preparation_Natural Gas_Oven_E9 | F5 | Commercial | Office | Existing | Food Preparation | Natural Gas | Oven | E9 | Utility - Cost of Operation | 0 | 0 | 0 | 0 | 0 | 0 | 0 | 0 | 0 | 0 | 0 | 0 | 0 | 0 | 0 | 0 | 0 | 0 | 0 | 0 | 0 | 0 | 0 | 0 | 0 | 0 | 0 | 0 | 0 | 0 | 0
F5_Commercial_Office_Existing_Food Preparation_Natural Gas_Oven_E10 | F5 | Commercial | Office | Existing | Food Preparation | Natural Gas | Oven | E10 | Utility - Cost of Operation | 0 | 0 | 0 | 0 | 0 | 0 | 0 | 0 | 0 | 0 | 0 | 0 | 0 | 0 | 0 | 0 | 0 | 0 | 0 | 0 | 0 | 0 | 0 | 0 | 0 | 0 | 0 | 0 | 0 | 0 | 0
F6_Commercial_Office_Existing_Food Preparation_Natural Gas_Oven_E1 | F6 | Commercial | Office | Existing | Food Preparation | Natural Gas | Oven | E1 | Utility - Value of Sales | 0.02059 | 0.020903 | 0.021122 | 0.021349 | 0.021703 | 0.020398 | 0.01932 | 0.018748 | 0.018527 | 0.018199 | 0.018996 | 0.019754 | 0.01762 | 0.018547 | 0.019774 | 0.020937 | 0.020982 | 0.021073 | 0.02067 | 0.020946 | 0.021137 | 0.021398 | 0.021728 | 0.010406 | 0.0102 | 0.010006 | 0.009824 | 0.009651 | 0.0094857 | 0.0093267 | 0.0091729
F6_Commercial_Office_Existing_Food Preparation_Natural Gas_Oven_E2 | F6 | Commercial | Office | Existing | Food Preparation | Natural Gas | Oven | E2 | Utility - Value of Sales | 0.01179 | 0.01197 | 0.012095 | 0.012225 | 0.012428 | 0.01168 | 0.011063 | 0.010736 | 0.010609 | 0.010421 | 0.010878 | 0.011312 | 0.01009 | 0.01062 | 0.011323 | 0.011989 | 0.012015 | 0.012067 | 0.011836 | 0.011994 | 0.012104 | 0.012253 | 0.012442 | 0.0059588 | 0.0058406 | 0.0057298 | 0.0056255 | 0.0055264 | 0.0054318 | 0.0053407 | 0.0052527
F6_Commercial_Office_Existing_Food Preparation_Natural Gas_Oven_E3 | F6 | Commercial | Office | Existing | Food Preparation | Natural Gas | Oven | E3 | Utility - Value of Sales | 0 | 0 | 0 | 0 | 0 | 0 | 0 | 0 | 0 | 0 | 0 | 0 | 0 | 0 | 0 | 0 | 0 | 0 | 0 | 0 | 0 | 0 | 0 | 0 | 0 | 0 | 0 | 0 | 0 | 0 | 0
F6_Commercial_Office_Existing_Food Preparation_Natural Gas_Oven_E4 | F6 | Commercial | Office | Existing | Food Preparation | Natural Gas | Oven | E4 | Utility - Value of Sales | 0 | 0 | 0 | 0 | 0 | 0 | 0 | 0 | 0 | 0 | 0 | 0 | 0 | 0 | 0 | 0 | 0 | 0 | 0 | 0 | 0 | 0 | 0 | 0 | 0 | 0 | 0 | 0 | 0 | 0 | 0
F6_Commercial_Office_Existing_Food Preparation_Natural Gas_Oven_E5 | F6 | Commercial | Office | Existing | Food Preparation | Natural Gas | Oven | E5 | Utility - Value of Sales | 0 | 0 | 0 | 0 | 0 | 0 | 0 | 0 | 0 | 0 | 0 | 0 | 0 | 0 | 0 | 0 | 0 | 0 | 0 | 0 | 0 | 0 | 0 | 0 | 0 | 0 | 0 | 0 | 0 | 0 | 0
F6_Commercial_Office_Existing_Food Preparation_Natural Gas_Oven_E6 | F6 | Commercial | Office | Existing | Food Preparation | Natural Gas | Oven | E6 | Utility - Value of Sales | 0 | 0 | 0 | 0 | 0 | 0 | 0 | 0 | 0 | 0 | 0 | 0 | 0 | 0 | 0 | 0 | 0 | 0 | 0 | 0 | 0 | 0 | 0 | 0 | 0 | 0 | 0 | 0 | 0 | 0 | 0
F6_Commercial_Office_Existing_Food Preparation_Natural Gas_Oven_E7 | F6 | Commercial | Office | Existing | Food Preparation | Natural Gas | Oven | E7 | Utility - Value of Sales | 0 | 0 | 0 | 0 | 0 | 0 | 0 | 0 | 0 | 0 | 0 | 0 | 0 | 0 | 0 | 0 | 0 | 0 | 0 | 0 | 0 | 0 | 0 | 0 | 0 | 0 | 0 | 0 | 0 | 0 | 0
F6_Commercial_Office_Existing_Food Preparation_Natural Gas_Oven_E8 | F6 | Commercial | Office | Existing | Food Preparation | Natural Gas | Oven | E8 | Utility - Value of Sales | 0 | 0 | 0 | 0 | 0 | 0 | 0 | 0 | 0 | 0 | 0 | 0 | 0 | 0 | 0 | 0 | 0 | 0 | 0 | 0 | 0 | 0 | 0 | 0 | 0 | 0 | 0 | 0 | 0 | 0 | 0
F6_Commercial_Office_Existing_Food Preparation_Natural Gas_Oven_E9 | F6 | Commercial | Office | Existing | Food Preparation | Natural Gas | Oven | E9 | Utility - Value of Sales | 0 | 0 | 0 | 0 | 0 | 0 | 0 | 0 | 0 | 0 | 0 | 0 | 0 | 0 | 0 | 0 | 0 | 0 | 0 | 0 | 0 | 0 | 0 | 0 | 0 | 0 | 0 | 0 | 0 | 0 | 0
F6_Commercial_Office_Existing_Food Preparation_Natural Gas_Oven_E10 | F6 | Commercial | Office | Existing | Food Preparation | Natural Gas | Oven | E10 | Utility - Value of Sales | 0 | 0 | 0 | 0 | 0 | 0 | 0 | 0 | 0 | 0 | 0 | 0 | 0 | 0 | 0 | 0 | 0 | 0 | 0 | 0 | 0 | 0 | 0 | 0 | 0 | 0 | 0 | 0 | 0 | 0 | 0
F1_Commercial_Office_Existing_Food Preparation_Natural Gas_Conveyor Oven_E1 | F1 | Commercial | Office | Existing | Food Preparation | Natural Gas | Conveyor Oven | E1 | Participant - Cost of Equipment | 0.0085361 | 0.0085361 | 0.0085361 | 0.0085361 | 0.0085361 | 0.0085361 | 0.0085361 | 0.0085361 | 0.0085361 | 0.0085361 | 0.0085361 | 0.0085361 | 0.0085361 | 0.0085361 | 0.0085361 | 0.0085361 | 0.0085361 | 0.0085361 | 0.0085361 | 0.0085361 | 0.0085361 | 0.0085361 | 0.0085361 | 0.0085361 | 0.0085361 | 0.0085361 | 0.0085361 | 0.0085361 | 0.0085361 | 0.0085361 | 0.0085361
F1_Commercial_Office_Existing_Food Preparation_Natural Gas_Conveyor Oven_E2 | F1 | Commercial | Office | Existing | Food Preparation | Natural Gas | Conveyor Oven | E2 | Participant - Cost of Equipment | 0.010407 | 0.010407 | 0.010407 | 0.010407 | 0.010407 | 0.010407 | 0.010407 | 0.010407 | 0.010407 | 0.010407 | 0.010407 | 0.010407 | 0.010407 | 0.010407 | 0.010407 | 0.010407 | 0.010407 | 0.010407 | 0.010407 | 0.010407 | 0.010407 | 0.010407 | 0.010407 | 0.010407 | 0.010407 | 0.010407 | 0.010407 | 0.010407 | 0.010407 | 0.010407 | 0.010407
F1_Commercial_Office_Existing_Food Preparation_Natural Gas_Conveyor Oven_E3 | F1 | Commercial | Office | Existing | Food Preparation | Natural Gas | Conveyor Oven | E3 | Participant - Cost of Equipment | 0 | 0 | 0 | 0 | 0 | 0 | 0 | 0 | 0 | 0 | 0 | 0 | 0 | 0 | 0 | 0 | 0 | 0 | 0 | 0 | 0 | 0 | 0 | 0 | 0 | 0 | 0 | 0 | 0 | 0 | 0
F1_Commercial_Office_Existing_Food Preparation_Natural Gas_Conveyor Oven_E4 | F1 | Commercial | Office | Existing | Food Preparation | Natural Gas | Conveyor Oven | E4 | Participant - Cost of Equipment | 0 | 0 | 0 | 0 | 0 | 0 | 0 | 0 | 0 | 0 | 0 | 0 | 0 | 0 | 0 | 0 | 0 | 0 | 0 | 0 | 0 | 0 | 0 | 0 | 0 | 0 | 0 | 0 | 0 | 0 | 0
F1_Commercial_Office_Existing_Food Preparation_Natural Gas_Conveyor Oven_E5 | F1 | Commercial | Office | Existing | Food Preparation | Natural Gas | Conveyor Oven | E5 | Participant - Cost of Equipment | 0 | 0 | 0 | 0 | 0 | 0 | 0 | 0 | 0 | 0 | 0 | 0 | 0 | 0 | 0 | 0 | 0 | 0 | 0 | 0 | 0 | 0 | 0 | 0 | 0 | 0 | 0 | 0 | 0 | 0 | 0
F1_Commercial_Office_Existing_Food Preparation_Natural Gas_Conveyor Oven_E6 | F1 | Commercial | Office | Existing | Food Preparation | Natural Gas | Conveyor Oven | E6 | Participant - Cost of Equipment | 0 | 0 | 0 | 0 | 0 | 0 | 0 | 0 | 0 | 0 | 0 | 0 | 0 | 0 | 0 | 0 | 0 | 0 | 0 | 0 | 0 | 0 | 0 | 0 | 0 | 0 | 0 | 0 | 0 | 0 | 0
F1_Commercial_Office_Existing_Food Preparation_Natural Gas_Conveyor Oven_E7 | F1 | Commercial | Office | Existing | Food Preparation | Natural Gas | Conveyor Oven | E7 | Participant - Cost of Equipment | 0 | 0 | 0 | 0 | 0 | 0 | 0 | 0 | 0 | 0 | 0 | 0 | 0 | 0 | 0 | 0 | 0 | 0 | 0 | 0 | 0 | 0 | 0 | 0 | 0 | 0 | 0 | 0 | 0 | 0 | 0
F1_Commercial_Office_Existing_Food Preparation_Natural Gas_Conveyor Oven_E8 | F1 | Commercial | Office | Existing | Food Preparation | Natural Gas | Conveyor Oven | E8 | Participant - Cost of Equipment | 0 | 0 | 0 | 0 | 0 | 0 | 0 | 0 | 0 | 0 | 0 | 0 | 0 | 0 | 0 | 0 | 0 | 0 | 0 | 0 | 0 | 0 | 0 | 0 | 0 | 0 | 0 | 0 | 0 | 0 | 0
F1_Commercial_Office_Existing_Food Preparation_Natural Gas_Conveyor Oven_E9 | F1 | Commercial | Office | Existing | Food Preparation | Natural Gas | Conveyor Oven | E9 | Participant - Cost of Equipment | 0 | 0 | 0 | 0 | 0 | 0 | 0 | 0 | 0 | 0 | 0 | 0 | 0 | 0 | 0 | 0 | 0 | 0 | 0 | 0 | 0 | 0 | 0 | 0 | 0 | 0 | 0 | 0 | 0 | 0 | 0
F1_Commercial_Office_Existing_Food Preparation_Natural Gas_Conveyor Oven_E10 | F1 | Commercial | Office | Existing | Food Preparation | Natural Gas | Conveyor Oven | E10 | Participant - Cost of Equipment | 0 | 0 | 0 | 0 | 0 | 0 | 0 | 0 | 0 | 0 | 0 | 0 | 0 | 0 | 0 | 0 | 0 | 0 | 0 | 0 | 0 | 0 | 0 | 0 | 0 | 0 | 0 | 0 | 0 | 0 | 0
F2_Commercial_Office_Existing_Food Preparation_Natural Gas_Conveyor Oven_E1 | F2 | Commercial | Office | Existing | Food Preparation | Natural Gas | Conveyor Oven | E1 | Participant - Cost of Operation | 0.029885 | 0.029805 | 0.0296 | 0.029372 | 0.030176 | 0.029636 | 0.02946 | 0.029922 | 0.030901 | 0.030666 | 0.03056 | 0.03039 | 0.027046 | 0.026852 | 0.026865 | 0.026686 | 0.026649 | 0.026666 | 0.026163 | 0.026383 | 0.026517 | 0.026726 | 0.02701 | 0.014928 | 0.014647 | 0.014381 | 0.014128 | 0.013886 | 0.013653 | 0.013428 | 0.013132
F2_Commercial_Office_Existing_Food Preparation_Natural Gas_Conveyor Oven_E2 | F2 | Commercial | Office | Existing | Food Preparation | Natural Gas | Conveyor Oven | E2 | Participant - Cost of Operation | 0.022717 | 0.022656 | 0.022501 | 0.022327 | 0.022938 | 0.022528 | 0.022394 | 0.022746 | 0.02349 | 0.023311 | 0.02323 | 0.023101 | 0.020559 | 0.020411 | 0.020422 | 0.020285 | 0.020257 | 0.02027 | 0.019888 | 0.020055 | 0.020157 | 0.020316 | 0.020532 | 0.011348 | 0.011134 | 0.010932 | 0.010739 | 0.010555 | 0.010378 | 0.010207 | 0.0099824
F2_Commercial_Office_Existing_Food Preparation_Natural Gas_Conveyor Oven_E3 | F2 | Commercial | Office | Existing | Food Preparation | Natural Gas | Conveyor Oven | E3 | Participant - Cost of Operation | 0 | 0 | 0 | 0 | 0 | 0 | 0 | 0 | 0 | 0 | 0 | 0 | 0 | 0 | 0 | 0 | 0 | 0 | 0 | 0 | 0 | 0 | 0 | 0 | 0 | 0 | 0 | 0 | 0 | 0 | 0
F2_Commercial_Office_Existing_Food Preparation_Natural Gas_Conveyor Oven_E4 | F2 | Commercial | Office | Existing | Food Preparation | Natural Gas | Conveyor Oven | E4 | Participant - Cost of Operation | 0 | 0 | 0 | 0 | 0 | 0 | 0 | 0 | 0 | 0 | 0 | 0 | 0 | 0 | 0 | 0 | 0 | 0 | 0 | 0 | 0 | 0 | 0 | 0 | 0 | 0 | 0 | 0 | 0 | 0 | 0
F2_Commercial_Office_Existing_Food Preparation_Natural Gas_Conveyor Oven_E5 | F2 | Commercial | Office | Existing | Food Preparation | Natural Gas | Conveyor Oven | E5 | Participant - Cost of Operation | 0 | 0 | 0 | 0 | 0 | 0 | 0 | 0 | 0 | 0 | 0 | 0 | 0 | 0 | 0 | 0 | 0 | 0 | 0 | 0 | 0 | 0 | 0 | 0 | 0 | 0 | 0 | 0 | 0 | 0 | 0
F2_Commercial_Office_Existing_Food Preparation_Natural Gas_Conveyor Oven_E6 | F2 | Commercial | Office | Existing | Food Preparation | Natural Gas | Conveyor Oven | E6 | Participant - Cost of Operation | 0 | 0 | 0 | 0 | 0 | 0 | 0 | 0 | 0 | 0 | 0 | 0 | 0 | 0 | 0 | 0 | 0 | 0 | 0 | 0 | 0 | 0 | 0 | 0 | 0 | 0 | 0 | 0 | 0 | 0 | 0
F2_Commercial_Office_Existing_Food Preparation_Natural Gas_Conveyor Oven_E7 | F2 | Commercial | Office | Existing | Food Preparation | Natural Gas | Conveyor Oven | E7 | Participant - Cost of Operation | 0 | 0 | 0 | 0 | 0 | 0 | 0 | 0 | 0 | 0 | 0 | 0 | 0 | 0 | 0 | 0 | 0 | 0 | 0 | 0 | 0 | 0 | 0 | 0 | 0 | 0 | 0 | 0 | 0 | 0 | 0
F2_Commercial_Office_Existing_Food Preparation_Natural Gas_Conveyor Oven_E8 | F2 | Commercial | Office | Existing | Food Preparation | Natural Gas | Conveyor Oven | E8 | Participant - Cost of Operation | 0 | 0 | 0 | 0 | 0 | 0 | 0 | 0 | 0 | 0 | 0 | 0 | 0 | 0 | 0 | 0 | 0 | 0 | 0 | 0 | 0 | 0 | 0 | 0 | 0 | 0 | 0 | 0 | 0 | 0 | 0
F2_Commercial_Office_Existing_Food Preparation_Natural Gas_Conveyor Oven_E9 | F2 | Commercial | Office | Existing | Food Preparation | Natural Gas | Conveyor Oven | E9 | Participant - Cost of Operation | 0 | 0 | 0 | 0 | 0 | 0 | 0 | 0 | 0 | 0 | 0 | 0 | 0 | 0 | 0 | 0 | 0 | 0 | 0 | 0 | 0 | 0 | 0 | 0 | 0 | 0 | 0 | 0 | 0 | 0 | 0
F2_Commercial_Office_Existing_Food Preparation_Natural Gas_Conveyor Oven_E10 | F2 | Commercial | Office | Existing | Food Preparation | Natural Gas | Conveyor Oven | E10 | Participant - Cost of Operation | 0 | 0 | 0 | 0 | 0 | 0 | 0 | 0 | 0 | 0 | 0 | 0 | 0 | 0 | 0 | 0 | 0 | 0 | 0 | 0 | 0 | 0 | 0 | 0 | 0 | 0 | 0 | 0 | 0 | 0 | 0
F3_Commercial_Office_Existing_Food Preparation_Natural Gas_Conveyor Oven_E1 | F3 | Commercial | Office | Existing | Food Preparation | Natural Gas | Conveyor Oven | E1 | System - kBTUs of Conusmption | 2.5598 | 2.5634 | 2.5611 | 2.5596 | 2.5596 | 2.5596 | 2.5596 | 2.5596 | 2.5596 | 2.5596 | 2.5596 | 2.5596 | 2.5596 | 2.5596 | 2.5596 | 2.5596 | 2.5596 | 2.5596 | 2.5596 | 2.5596 | 2.5596 | 2.5596 | 2.5596 | 2.5596 | 2.5596 | 2.5596 | 2.5596 | 2.5596 | 2.5596 | 2.5596 | 2.5596
F3_Commercial_Office_Existing_Food Preparation_Natural Gas_Conveyor Oven_E2 | F3 | Commercial | Office | Existing | Food Preparation | Natural Gas | Conveyor Oven | E2 | System - kBTUs of Conusmption | 1.9459 | 1.9486 | 1.9469 | 1.9457 | 1.9457 | 1.9457 | 1.9457 | 1.9457 | 1.9457 | 1.9457 | 1.9457 | 1.9457 | 1.9457 | 1.9457 | 1.9457 | 1.9457 | 1.9457 | 1.9457 | 1.9457 | 1.9457 | 1.9457 | 1.9457 | 1.9457 | 1.9457 | 1.9457 | 1.9457 | 1.9457 | 1.9457 | 1.9457 | 1.9457 | 1.9457
F3_Commercial_Office_Existing_Food Preparation_Natural Gas_Conveyor Oven_E3 | F3 | Commercial | Office | Existing | Food Preparation | Natural Gas | Conveyor Oven | E3 | System - kBTUs of Conusmption | 0 | 0 | 0 | 0 | 0 | 0 | 0 | 0 | 0 | 0 | 0 | 0 | 0 | 0 | 0 | 0 | 0 | 0 | 0 | 0 | 0 | 0 | 0 | 0 | 0 | 0 | 0 | 0 | 0 | 0 | 0
F3_Commercial_Office_Existing_Food Preparation_Natural Gas_Conveyor Oven_E4 | F3 | Commercial | Office | Existing | Food Preparation | Natural Gas | Conveyor Oven | E4 | System - kBTUs of Conusmption | 0 | 0 | 0 | 0 | 0 | 0 | 0 | 0 | 0 | 0 | 0 | 0 | 0 | 0 | 0 | 0 | 0 | 0 | 0 | 0 | 0 | 0 | 0 | 0 | 0 | 0 | 0 | 0 | 0 | 0 | 0
F3_Commercial_Office_Existing_Food Preparation_Natural Gas_Conveyor Oven_E5 | F3 | Commercial | Office | Existing | Food Preparation | Natural Gas | Conveyor Oven | E5 | System - kBTUs of Conusmption | 0 | 0 | 0 | 0 | 0 | 0 | 0 | 0 | 0 | 0 | 0 | 0 | 0 | 0 | 0 | 0 | 0 | 0 | 0 | 0 | 0 | 0 | 0 | 0 | 0 | 0 | 0 | 0 | 0 | 0 | 0
F3_Commercial_Office_Existing_Food Preparation_Natural Gas_Conveyor Oven_E6 | F3 | Commercial | Office | Existing | Food Preparation | Natural Gas | Conveyor Oven | E6 | System - kBTUs of Conusmption | 0 | 0 | 0 | 0 | 0 | 0 | 0 | 0 | 0 | 0 | 0 | 0 | 0 | 0 | 0 | 0 | 0 | 0 | 0 | 0 | 0 | 0 | 0 | 0 | 0 | 0 | 0 | 0 | 0 | 0 | 0
F3_Commercial_Office_Existing_Food Preparation_Natural Gas_Conveyor Oven_E7 | F3 | Commercial | Office | Existing | Food Preparation | Natural Gas | Conveyor Oven | E7 | System - kBTUs of Conusmption | 0 | 0 | 0 | 0 | 0 | 0 | 0 | 0 | 0 | 0 | 0 | 0 | 0 | 0 | 0 | 0 | 0 | 0 | 0 | 0 | 0 | 0 | 0 | 0 | 0 | 0 | 0 | 0 | 0 | 0 | 0
F3_Commercial_Office_Existing_Food Preparation_Natural Gas_Conveyor Oven_E8 | F3 | Commercial | Office | Existing | Food Preparation | Natural Gas | Conveyor Oven | E8 | System - kBTUs of Conusmption | 0 | 0 | 0 | 0 | 0 | 0 | 0 | 0 | 0 | 0 | 0 | 0 | 0 | 0 | 0 | 0 | 0 | 0 | 0 | 0 | 0 | 0 | 0 | 0 | 0 | 0 | 0 | 0 | 0 | 0 | 0
F3_Commercial_Office_Existing_Food Preparation_Natural Gas_Conveyor Oven_E9 | F3 | Commercial | Office | Existing | Food Preparation | Natural Gas | Conveyor Oven | E9 | System - kBTUs of Conusmption | 0 | 0 | 0 | 0 | 0 | 0 | 0 | 0 | 0 | 0 | 0 | 0 | 0 | 0 | 0 | 0 | 0 | 0 | 0 | 0 | 0 | 0 | 0 | 0 | 0 | 0 | 0 | 0 | 0 | 0 | 0
F3_Commercial_Office_Existing_Food Preparation_Natural Gas_Conveyor Oven_E10 | F3 | Commercial | Office | Existing | Food Preparation | Natural Gas | Conveyor Oven | E10 | System - kBTUs of Conusmption | 0 | 0 | 0 | 0 | 0 | 0 | 0 | 0 | 0 | 0 | 0 | 0 | 0 | 0 | 0 | 0 | 0 | 0 | 0 | 0 | 0 | 0 | 0 | 0 | 0 | 0 | 0 | 0 | 0 | 0 | 0
F4_Commercial_Office_Existing_Food Preparation_Natural Gas_Conveyor Oven_E1 | F4 | Commercial | Office | Existing | Food Preparation | Natural Gas | Conveyor Oven | E1 | Utility - Cost of Equipment | 0.0085361 | 0.0085361 | 0.0085361 | 0.0085361 | 0.0085361 | 0.0085361 | 0.0085361 | 0.0085361 | 0.0085361 | 0.0085361 | 0.0085361 | 0.0085361 | 0.0085361 | 0.0085361 | 0.0085361 | 0.0085361 | 0.0085361 | 0.0085361 | 0.0085361 | 0.0085361 | 0.0085361 | 0.0085361 | 0.0085361 | 0.0085361 | 0.0085361 | 0.0085361 | 0.0085361 | 0.0085361 | 0.0085361 | 0.0085361 | 0.0085361
F4_Commercial_Office_Existing_Food Preparation_Natural Gas_Conveyor Oven_E2 | F4 | Commercial | Office | Existing | Food Preparation | Natural Gas | Conveyor Oven | E2 | Utility - Cost of Equipment | 0.010407 | 0.010407 | 0.010407 | 0.010407 | 0.010407 | 0.010407 | 0.010407 | 0.010407 | 0.010407 | 0.010407 | 0.010407 | 0.010407 | 0.010407 | 0.010407 | 0.010407 | 0.010407 | 0.010407 | 0.010407 | 0.010407 | 0.010407 | 0.010407 | 0.010407 | 0.010407 | 0.010407 | 0.010407 | 0.010407 | 0.010407 | 0.010407 | 0.010407 | 0.010407 | 0.010407
F4_Commercial_Office_Existing_Food Preparation_Natural Gas_Conveyor Oven_E3 | F4 | Commercial | Office | Existing | Food Preparation | Natural Gas | Conveyor Oven | E3 | Utility - Cost of Equipment | 0 | 0 | 0 | 0 | 0 | 0 | 0 | 0 | 0 | 0 | 0 | 0 | 0 | 0 | 0 | 0 | 0 | 0 | 0 | 0 | 0 | 0 | 0 | 0 | 0 | 0 | 0 | 0 | 0 | 0 | 0
F4_Commercial_Office_Existing_Food Preparation_Natural Gas_Conveyor Oven_E4 | F4 | Commercial | Office | Existing | Food Preparation | Natural Gas | Conveyor Oven | E4 | Utility - Cost of Equipment | 0 | 0 | 0 | 0 | 0 | 0 | 0 | 0 | 0 | 0 | 0 | 0 | 0 | 0 | 0 | 0 | 0 | 0 | 0 | 0 | 0 | 0 | 0 | 0 | 0 | 0 | 0 | 0 | 0 | 0 | 0
F4_Commercial_Office_Existing_Food Preparation_Natural Gas_Conveyor Oven_E5 | F4 | Commercial | Office | Existing | Food Preparation | Natural Gas | Conveyor Oven | E5 | Utility - Cost of Equipment | 0 | 0 | 0 | 0 | 0 | 0 | 0 | 0 | 0 | 0 | 0 | 0 | 0 | 0 | 0 | 0 | 0 | 0 | 0 | 0 | 0 | 0 | 0 | 0 | 0 | 0 | 0 | 0 | 0 | 0 | 0
F4_Commercial_Office_Existing_Food Preparation_Natural Gas_Conveyor Oven_E6 | F4 | Commercial | Office | Existing | Food Preparation | Natural Gas | Conveyor Oven | E6 | Utility - Cost of Equipment | 0 | 0 | 0 | 0 | 0 | 0 | 0 | 0 | 0 | 0 | 0 | 0 | 0 | 0 | 0 | 0 | 0 | 0 | 0 | 0 | 0 | 0 | 0 | 0 | 0 | 0 | 0 | 0 | 0 | 0 | 0
F4_Commercial_Office_Existing_Food Preparation_Natural Gas_Conveyor Oven_E7 | F4 | Commercial | Office | Existing | Food Preparation | Natural Gas | Conveyor Oven | E7 | Utility - Cost of Equipment | 0 | 0 | 0 | 0 | 0 | 0 | 0 | 0 | 0 | 0 | 0 | 0 | 0 | 0 | 0 | 0 | 0 | 0 | 0 | 0 | 0 | 0 | 0 | 0 | 0 | 0 | 0 | 0 | 0 | 0 | 0
F4_Commercial_Office_Existing_Food Preparation_Natural Gas_Conveyor Oven_E8 | F4 | Commercial | Office | Existing | Food Preparation | Natural Gas | Conveyor Oven | E8 | Utility - Cost of Equipment | 0 | 0 | 0 | 0 | 0 | 0 | 0 | 0 | 0 | 0 | 0 | 0 | 0 | 0 | 0 | 0 | 0 | 0 | 0 | 0 | 0 | 0 | 0 | 0 | 0 | 0 | 0 | 0 | 0 | 0 | 0
F4_Commercial_Office_Existing_Food Preparation_Natural Gas_Conveyor Oven_E9 | F4 | Commercial | Office | Existing | Food Preparation | Natural Gas | Conveyor Oven | E9 | Utility - Cost of Equipment | 0 | 0 | 0 | 0 | 0 | 0 | 0 | 0 | 0 | 0 | 0 | 0 | 0 | 0 | 0 | 0 | 0 | 0 | 0 | 0 | 0 | 0 | 0 | 0 | 0 | 0 | 0 | 0 | 0 | 0 | 0
F4_Commercial_Office_Existing_Food Preparation_Natural Gas_Conveyor Oven_E10 | F4 | Commercial | Office | Existing | Food Preparation | Natural Gas | Conveyor Oven | E10 | Utility - Cost of Equipment | 0 | 0 | 0 | 0 | 0 | 0 | 0 | 0 | 0 | 0 | 0 | 0 | 0 | 0 | 0 | 0 | 0 | 0 | 0 | 0 | 0 | 0 | 0 | 0 | 0 | 0 | 0 | 0 | 0 | 0 | 0
F5_Commercial_Office_Existing_Food Preparation_Natural Gas_Conveyor Oven_E1 | F5 | Commercial | Office | Existing | Food Preparation | Natural Gas | Conveyor Oven | E1 | Utility - Cost of Operation | 0.024944 | 0.024878 | 0.024706 | 0.024516 | 0.025187 | 0.024737 | 0.02459 | 0.024976 | 0.025792 | 0.025596 | 0.025507 | 0.025366 | 0.022575 | 0.022413 | 0.022424 | 0.022274 | 0.022243 | 0.022257 | 0.021837 | 0.022021 | 0.022133 | 0.022308 | 0.022545 | 0.01246 | 0.012225 | 0.012003 | 0.011792 | 0.01159 | 0.011396 | 0.011208 | 0.010961
F5_Commercial_Office_Existing_Food Preparation_Natural Gas_Conveyor Oven_E2 | F5 | Commercial | Office | Existing | Food Preparation | Natural Gas | Conveyor Oven | E2 | Utility - Cost of Operation | 0.018961 | 0.018911 | 0.018781 | 0.018636 | 0.019146 | 0.018804 | 0.018692 | 0.018985 | 0.019606 | 0.019457 | 0.01939 | 0.019282 | 0.01716 | 0.017037 | 0.017046 | 0.016932 | 0.016908 | 0.016919 | 0.0166 | 0.01674 | 0.016824 | 0.016957 | 0.017138 | 0.0094718 | 0.0092932 | 0.0091243 | 0.0089638 | 0.0088102 | 0.0086624 | 0.0085196 | 0.0083321
F5_Commercial_Office_Existing_Food Preparation_Natural Gas_Conveyor Oven_E3 | F5 | Commercial | Office | Existing | Food Preparation | Natural Gas | Conveyor Oven | E3 | Utility - Cost of Operation | 0 | 0 | 0 | 0 | 0 | 0 | 0 | 0 | 0 | 0 | 0 | 0 | 0 | 0 | 0 | 0 | 0 | 0 | 0 | 0 | 0 | 0 | 0 | 0 | 0 | 0 | 0 | 0 | 0 | 0 | 0
F5_Commercial_Office_Existing_Food Preparation_Natural Gas_Conveyor Oven_E4 | F5 | Commercial | Office | Existing | Food Preparation | Natural Gas | Conveyor Oven | E4 | Utility - Cost of Operation | 0 | 0 | 0 | 0 | 0 | 0 | 0 | 0 | 0 | 0 | 0 | 0 | 0 | 0 | 0 | 0 | 0 | 0 | 0 | 0 | 0 | 0 | 0 | 0 | 0 | 0 | 0 | 0 | 0 | 0 | 0
F5_Commercial_Office_Existing_Food Preparation_Natural Gas_Conveyor Oven_E5 | F5 | Commercial | Office | Existing | Food Preparation | Natural Gas | Conveyor Oven | E5 | Utility - Cost of Operation | 0 | 0 | 0 | 0 | 0 | 0 | 0 | 0 | 0 | 0 | 0 | 0 | 0 | 0 | 0 | 0 | 0 | 0 | 0 | 0 | 0 | 0 | 0 | 0 | 0 | 0 | 0 | 0 | 0 | 0 | 0
F5_Commercial_Office_Existing_Food Preparation_Natural Gas_Conveyor Oven_E6 | F5 | Commercial | Office | Existing | Food Preparation | Natural Gas | Conveyor Oven | E6 | Utility - Cost of Operation | 0 | 0 | 0 | 0 | 0 | 0 | 0 | 0 | 0 | 0 | 0 | 0 | 0 | 0 | 0 | 0 | 0 | 0 | 0 | 0 | 0 | 0 | 0 | 0 | 0 | 0 | 0 | 0 | 0 | 0 | 0
F5_Commercial_Office_Existing_Food Preparation_Natural Gas_Conveyor Oven_E7 | F5 | Commercial | Office | Existing | Food Preparation | Natural Gas | Conveyor Oven | E7 | Utility - Cost of Operation | 0 | 0 | 0 | 0 | 0 | 0 | 0 | 0 | 0 | 0 | 0 | 0 | 0 | 0 | 0 | 0 | 0 | 0 | 0 | 0 | 0 | 0 | 0 | 0 | 0 | 0 | 0 | 0 | 0 | 0 | 0
F5_Commercial_Office_Existing_Food Preparation_Natural Gas_Conveyor Oven_E8 | F5 | Commercial | Office | Existing | Food Preparation | Natural Gas | Conveyor Oven | E8 | Utility - Cost of Operation | 0 | 0 | 0 | 0 | 0 | 0 | 0 | 0 | 0 | 0 | 0 | 0 | 0 | 0 | 0 | 0 | 0 | 0 | 0 | 0 | 0 | 0 | 0 | 0 | 0 | 0 | 0 | 0 | 0 | 0 | 0
F5_Commercial_Office_Existing_Food Preparation_Natural Gas_Conveyor Oven_E9 | F5 | Commercial | Office | Existing | Food Preparation | Natural Gas | Conveyor Oven | E9 | Utility - Cost of Operation | 0 | 0 | 0 | 0 | 0 | 0 | 0 | 0 | 0 | 0 | 0 | 0 | 0 | 0 | 0 | 0 | 0 | 0 | 0 | 0 | 0 | 0 | 0 | 0 | 0 | 0 | 0 | 0 | 0 | 0 | 0
F5_Commercial_Office_Existing_Food Preparation_Natural Gas_Conveyor Oven_E10 | F5 | Commercial | Office | Existing | Food Preparation | Natural Gas | Conveyor Oven | E10 | Utility - Cost of Operation | 0 | 0 | 0 | 0 | 0 | 0 | 0 | 0 | 0 | 0 | 0 | 0 | 0 | 0 | 0 | 0 | 0 | 0 | 0 | 0 | 0 | 0 | 0 | 0 | 0 | 0 | 0 | 0 | 0 | 0 | 0
F6_Commercial_Office_Existing_Food Preparation_Natural Gas_Conveyor Oven_E1 | F6 | Commercial | Office | Existing | Food Preparation | Natural Gas | Conveyor Oven | E1 | Utility - Value of Sales | 0.029885 | 0.029805 | 0.0296 | 0.029372 | 0.030176 | 0.029636 | 0.02946 | 0.029922 | 0.030901 | 0.030666 | 0.03056 | 0.03039 | 0.027046 | 0.026852 | 0.026865 | 0.026686 | 0.026649 | 0.026666 | 0.026163 | 0.026383 | 0.026517 | 0.026726 | 0.02701 | 0.014928 | 0.014647 | 0.014381 | 0.014128 | 0.013886 | 0.013653 | 0.013428 | 0.013132
F6_Commercial_Office_Existing_Food Preparation_Natural Gas_Conveyor Oven_E2 | F6 | Commercial | Office | Existing | Food Preparation | Natural Gas | Conveyor Oven | E2 | Utility - Value of Sales | 0.022717 | 0.022656 | 0.022501 | 0.022327 | 0.022938 | 0.022528 | 0.022394 | 0.022746 | 0.02349 | 0.023311 | 0.02323 | 0.023101 | 0.020559 | 0.020411 | 0.020422 | 0.020285 | 0.020257 | 0.02027 | 0.019888 | 0.020055 | 0.020157 | 0.020316 | 0.020532 | 0.011348 | 0.011134 | 0.010932 | 0.010739 | 0.010555 | 0.010378 | 0.010207 | 0.0099824
F6_Commercial_Office_Existing_Food Preparation_Natural Gas_Conveyor Oven_E3 | F6 | Commercial | Office | Existing | Food Preparation | Natural Gas | Conveyor Oven | E3 | Utility - Value of Sales | 0 | 0 | 0 | 0 | 0 | 0 | 0 | 0 | 0 | 0 | 0 | 0 | 0 | 0 | 0 | 0 | 0 | 0 | 0 | 0 | 0 | 0 | 0 | 0 | 0 | 0 | 0 | 0 | 0 | 0 | 0
F6_Commercial_Office_Existing_Food Preparation_Natural Gas_Conveyor Oven_E4 | F6 | Commercial | Office | Existing | Food Preparation | Natural Gas | Conveyor Oven | E4 | Utility - Value of Sales | 0 | 0 | 0 | 0 | 0 | 0 | 0 | 0 | 0 | 0 | 0 | 0 | 0 | 0 | 0 | 0 | 0 | 0 | 0 | 0 | 0 | 0 | 0 | 0 | 0 | 0 | 0 | 0 | 0 | 0 | 0
F6_Commercial_Office_Existing_Food Preparation_Natural Gas_Conveyor Oven_E5 | F6 | Commercial | Office | Existing | Food Preparation | Natural Gas | Conveyor Oven | E5 | Utility - Value of Sales | 0 | 0 | 0 | 0 | 0 | 0 | 0 | 0 | 0 | 0 | 0 | 0 | 0 | 0 | 0 | 0 | 0 | 0 | 0 | 0 | 0 | 0 | 0 | 0 | 0 | 0 | 0 | 0 | 0 | 0 | 0
F6_Commercial_Office_Existing_Food Preparation_Natural Gas_Conveyor Oven_E6 | F6 | Commercial | Office | Existing | Food Preparation | Natural Gas | Conveyor Oven | E6 | Utility - Value of Sales | 0 | 0 | 0 | 0 | 0 | 0 | 0 | 0 | 0 | 0 | 0 | 0 | 0 | 0 | 0 | 0 | 0 | 0 | 0 | 0 | 0 | 0 | 0 | 0 | 0 | 0 | 0 | 0 | 0 | 0 | 0
F6_Commercial_Office_Existing_Food Preparation_Natural Gas_Conveyor Oven_E7 | F6 | Commercial | Office | Existing | Food Preparation | Natural Gas | Conveyor Oven | E7 | Utility - Value of Sales | 0 | 0 | 0 | 0 | 0 | 0 | 0 | 0 | 0 | 0 | 0 | 0 | 0 | 0 | 0 | 0 | 0 | 0 | 0 | 0 | 0 | 0 | 0 | 0 | 0 | 0 | 0 | 0 | 0 | 0 | 0
F6_Commercial_Office_Existing_Food Preparation_Natural Gas_Conveyor Oven_E8 | F6 | Commercial | Office | Existing | Food Preparation | Natural Gas | Conveyor Oven | E8 | Utility - Value of Sales | 0 | 0 | 0 | 0 | 0 | 0 | 0 | 0 | 0 | 0 | 0 | 0 | 0 | 0 | 0 | 0 | 0 | 0 | 0 | 0 | 0 | 0 | 0 | 0 | 0 | 0 | 0 | 0 | 0 | 0 | 0
F6_Commercial_Office_Existing_Food Preparation_Natural Gas_Conveyor Oven_E9 | F6 | Commercial | Office | Existing | Food Preparation | Natural Gas | Conveyor Oven | E9 | Utility - Value of Sales | 0 | 0 | 0 | 0 | 0 | 0 | 0 | 0 | 0 | 0 | 0 | 0 | 0 | 0 | 0 | 0 | 0 | 0 | 0 | 0 | 0 | 0 | 0 | 0 | 0 | 0 | 0 | 0 | 0 | 0 | 0
F6_Commercial_Office_Existing_Food Preparation_Natural Gas_Conveyor Oven_E10 | F6 | Commercial | Office | Existing | Food Preparation | Natural Gas | Conveyor Oven | E10 | Utility - Value of Sales | 0 | 0 | 0 | 0 | 0 | 0 | 0 | 0 | 0 | 0 | 0 | 0 | 0 | 0 | 0 | 0 | 0 | 0 | 0 | 0 | 0 | 0 | 0 | 0 | 0 | 0 | 0 | 0 | 0 | 0 | 0
F1_Commercial_Office_Existing_Food Preparation_Natural Gas_Double Rack Oven_E1 | F1 | Commercial | Office | Existing | Food Preparation | Natural Gas | Double Rack Oven | E1 | Participant - Cost of Equipment | 0.015953 | 0.015953 | 0.015953 | 0.015953 | 0.015953 | 0.015953 | 0.015953 | 0.015953 | 0.015953 | 0.015953 | 0.015953 | 0.015953 | 0.015953 | 0.015953 | 0.015953 | 0.015953 | 0.015953 | 0.015953 | 0.015953 | 0.015953 | 0.015953 | 0.015953 | 0.015953 | 0.015953 | 0.015953 | 0.015953 | 0.015953 | 0.015953 | 0.015953 | 0.015953 | 0.015953
F1_Commercial_Office_Existing_Food Preparation_Natural Gas_Double Rack Oven_E2 | F1 | Commercial | Office | Existing | Food Preparation | Natural Gas | Double Rack Oven | E2 | Participant - Cost of Equipment | 0.021216 | 0.021216 | 0.021216 | 0.021216 | 0.021216 | 0.021216 | 0.021216 | 0.021216 | 0.021216 | 0.021216 | 0.021216 | 0.021216 | 0.021216 | 0.021216 | 0.021216 | 0.021216 | 0.021216 | 0.021216 | 0.021216 | 0.021216 | 0.021216 | 0.021216 | 0.021216 | 0.021216 | 0.021216 | 0.021216 | 0.021216 | 0.021216 | 0.021216 | 0.021216 | 0.021216
F1_Commercial_Office_Existing_Food Preparation_Natural Gas_Double Rack Oven_E3 | F1 | Commercial | Office | Existing | Food Preparation | Natural Gas | Double Rack Oven | E3 | Participant - Cost of Equipment | 0 | 0 | 0 | 0 | 0 | 0 | 0 | 0 | 0 | 0 | 0 | 0 | 0 | 0 | 0 | 0 | 0 | 0 | 0 | 0 | 0 | 0 | 0 | 0 | 0 | 0 | 0 | 0 | 0 | 0 | 0
F1_Commercial_Office_Existing_Food Preparation_Natural Gas_Double Rack Oven_E4 | F1 | Commercial | Office | Existing | Food Preparation | Natural Gas | Double Rack Oven | E4 | Participant - Cost of Equipment | 0 | 0 | 0 | 0 | 0 | 0 | 0 | 0 | 0 | 0 | 0 | 0 | 0 | 0 | 0 | 0 | 0 | 0 | 0 | 0 | 0 | 0 | 0 | 0 | 0 | 0 | 0 | 0 | 0 | 0 | 0
F1_Commercial_Office_Existing_Food Preparation_Natural Gas_Double Rack Oven_E5 | F1 | Commercial | Office | Existing | Food Preparation | Natural Gas | Double Rack Oven | E5 | Participant - Cost of Equipment | 0 | 0 | 0 | 0 | 0 | 0 | 0 | 0 | 0 | 0 | 0 | 0 | 0 | 0 | 0 | 0 | 0 | 0 | 0 | 0 | 0 | 0 | 0 | 0 | 0 | 0 | 0 | 0 | 0 | 0 | 0
F1_Commercial_Office_Existing_Food Preparation_Natural Gas_Double Rack Oven_E6 | F1 | Commercial | Office | Existing | Food Preparation | Natural Gas | Double Rack Oven | E6 | Participant - Cost of Equipment | 0 | 0 | 0 | 0 | 0 | 0 | 0 | 0 | 0 | 0 | 0 | 0 | 0 | 0 | 0 | 0 | 0 | 0 | 0 | 0 | 0 | 0 | 0 | 0 | 0 | 0 | 0 | 0 | 0 | 0 | 0
F1_Commercial_Office_Existing_Food Preparation_Natural Gas_Double Rack Oven_E7 | F1 | Commercial | Office | Existing | Food Preparation | Natural Gas | Double Rack Oven | E7 | Participant - Cost of Equipment | 0 | 0 | 0 | 0 | 0 | 0 | 0 | 0 | 0 | 0 | 0 | 0 | 0 | 0 | 0 | 0 | 0 | 0 | 0 | 0 | 0 | 0 | 0 | 0 | 0 | 0 | 0 | 0 | 0 | 0 | 0
F1_Commercial_Office_Existing_Food Preparation_Natural Gas_Double Rack Oven_E8 | F1 | Commercial | Office | Existing | Food Preparation | Natural Gas | Double Rack Oven | E8 | Participant - Cost of Equipment | 0 | 0 | 0 | 0 | 0 | 0 | 0 | 0 | 0 | 0 | 0 | 0 | 0 | 0 | 0 | 0 | 0 | 0 | 0 | 0 | 0 | 0 | 0 | 0 | 0 | 0 | 0 | 0 | 0 | 0 | 0
F1_Commercial_Office_Existing_Food Preparation_Natural Gas_Double Rack Oven_E9 | F1 | Commercial | Office | Existing | Food Preparation | Natural Gas | Double Rack Oven | E9 | Participant - Cost of Equipment | 0 | 0 | 0 | 0 | 0 | 0 | 0 | 0 | 0 | 0 | 0 | 0 | 0 | 0 | 0 | 0 | 0 | 0 | 0 | 0 | 0 | 0 | 0 | 0 | 0 | 0 | 0 | 0 | 0 | 0 | 0
F1_Commercial_Office_Existing_Food Preparation_Natural Gas_Double Rack Oven_E10 | F1 | Commercial | Office | Existing | Food Preparation | Natural Gas | Double Rack Oven | E10 | Participant - Cost of Equipment | 0 | 0 | 0 | 0 | 0 | 0 | 0 | 0 | 0 | 0 | 0 | 0 | 0 | 0 | 0 | 0 | 0 | 0 | 0 | 0 | 0 | 0 | 0 | 0 | 0 | 0 | 0 | 0 | 0 | 0 | 0
F2_Commercial_Office_Existing_Food Preparation_Natural Gas_Double Rack Oven_E1 | F2 | Commercial | Office | Existing | Food Preparation | Natural Gas | Double Rack Oven | E1 | Participant - Cost of Operation | 0.054905 | 0.055752 | 0.056367 | 0.056053 | 0.05611 | 0.052887 | 0.050222 | 0.048734 | 0.048117 | 0.0499 | 0.052243 | 0.05469 | 0.050227 | 0.053206 | 0.053388 | 0.053121 | 0.05317 | 0.053334 | 0.052315 | 0.05293 | 0.053344 | 0.053928 | 0.054678 | 0.027423 | 0.026888 | 0.026384 | 0.025909 | 0.025457 | 0.025023 | 0.024606 | 0.024202
F2_Commercial_Office_Existing_Food Preparation_Natural Gas_Double Rack Oven_E2 | F2 | Commercial | Office | Existing | Food Preparation | Natural Gas | Double Rack Oven | E2 | Participant - Cost of Operation | 0.029948 | 0.03041 | 0.030746 | 0.030574 | 0.030605 | 0.028848 | 0.027394 | 0.026582 | 0.026246 | 0.027218 | 0.028496 | 0.029831 | 0.027397 | 0.029022 | 0.029121 | 0.028975 | 0.029002 | 0.029091 | 0.028535 | 0.028871 | 0.029097 | 0.029415 | 0.029824 | 0.014958 | 0.014666 | 0.014391 | 0.014132 | 0.013885 | 0.013649 | 0.013421 | 0.013201
F2_Commercial_Office_Existing_Food Preparation_Natural Gas_Double Rack Oven_E3 | F2 | Commercial | Office | Existing | Food Preparation | Natural Gas | Double Rack Oven | E3 | Participant - Cost of Operation | 0 | 0 | 0 | 0 | 0 | 0 | 0 | 0 | 0 | 0 | 0 | 0 | 0 | 0 | 0 | 0 | 0 | 0 | 0 | 0 | 0 | 0 | 0 | 0 | 0 | 0 | 0 | 0 | 0 | 0 | 0
F2_Commercial_Office_Existing_Food Preparation_Natural Gas_Double Rack Oven_E4 | F2 | Commercial | Office | Existing | Food Preparation | Natural Gas | Double Rack Oven | E4 | Participant - Cost of Operation | 0 | 0 | 0 | 0 | 0 | 0 | 0 | 0 | 0 | 0 | 0 | 0 | 0 | 0 | 0 | 0 | 0 | 0 | 0 | 0 | 0 | 0 | 0 | 0 | 0 | 0 | 0 | 0 | 0 | 0 | 0
F2_Commercial_Office_Existing_Food Preparation_Natural Gas_Double Rack Oven_E5 | F2 | Commercial | Office | Existing | Food Preparation | Natural Gas | Double Rack Oven | E5 | Participant - Cost of Operation | 0 | 0 | 0 | 0 | 0 | 0 | 0 | 0 | 0 | 0 | 0 | 0 | 0 | 0 | 0 | 0 | 0 | 0 | 0 | 0 | 0 | 0 | 0 | 0 | 0 | 0 | 0 | 0 | 0 | 0 | 0
F2_Commercial_Office_Existing_Food Preparation_Natural Gas_Double Rack Oven_E6 | F2 | Commercial | Office | Existing | Food Preparation | Natural Gas | Double Rack Oven | E6 | Participant - Cost of Operation | 0 | 0 | 0 | 0 | 0 | 0 | 0 | 0 | 0 | 0 | 0 | 0 | 0 | 0 | 0 | 0 | 0 | 0 | 0 | 0 | 0 | 0 | 0 | 0 | 0 | 0 | 0 | 0 | 0 | 0 | 0
F2_Commercial_Office_Existing_Food Preparation_Natural Gas_Double Rack Oven_E7 | F2 | Commercial | Office | Existing | Food Preparation | Natural Gas | Double Rack Oven | E7 | Participant - Cost of Operation | 0 | 0 | 0 | 0 | 0 | 0 | 0 | 0 | 0 | 0 | 0 | 0 | 0 | 0 | 0 | 0 | 0 | 0 | 0 | 0 | 0 | 0 | 0 | 0 | 0 | 0 | 0 | 0 | 0 | 0 | 0
F2_Commercial_Office_Existing_Food Preparation_Natural Gas_Double Rack Oven_E8 | F2 | Commercial | Office | Existing | Food Preparation | Natural Gas | Double Rack Oven | E8 | Participant - Cost of Operation | 0 | 0 | 0 | 0 | 0 | 0 | 0 | 0 | 0 | 0 | 0 | 0 | 0 | 0 | 0 | 0 | 0 | 0 | 0 | 0 | 0 | 0 | 0 | 0 | 0 | 0 | 0 | 0 | 0 | 0 | 0
F2_Commercial_Office_Existing_Food Preparation_Natural Gas_Double Rack Oven_E9 | F2 | Commercial | Office | Existing | Food Preparation | Natural Gas | Double Rack Oven | E9 | Participant - Cost of Operation | 0 | 0 | 0 | 0 | 0 | 0 | 0 | 0 | 0 | 0 | 0 | 0 | 0 | 0 | 0 | 0 | 0 | 0 | 0 | 0 | 0 | 0 | 0 | 0 | 0 | 0 | 0 | 0 | 0 | 0 | 0
F2_Commercial_Office_Existing_Food Preparation_Natural Gas_Double Rack Oven_E10 | F2 | Commercial | Office | Existing | Food Preparation | Natural Gas | Double Rack Oven | E10 | Participant - Cost of Operation | 0 | 0 | 0 | 0 | 0 | 0 | 0 | 0 | 0 | 0 | 0 | 0 | 0 | 0 | 0 | 0 | 0 | 0 | 0 | 0 | 0 | 0 | 0 | 0 | 0 | 0 | 0 | 0 | 0 | 0 | 0
F3_Commercial_Office_Existing_Food Preparation_Natural Gas_Double Rack Oven_E1 | F3 | Commercial | Office | Existing | Food Preparation | Natural Gas | Double Rack Oven | E1 | System - kBTUs of Conusmption | 4.5622 | 4.5713 | 4.5655 | 4.5615 | 4.5615 | 4.5615 | 4.5615 | 4.5615 | 4.5615 | 4.5615 | 4.5615 | 4.5615 | 4.5615 | 4.5615 | 4.5615 | 4.5615 | 4.5615 | 4.5615 | 4.5615 | 4.5615 | 4.5615 | 4.5615 | 4.5615 | 4.5615 | 4.5615 | 4.5615 | 4.5615 | 4.5615 | 4.5615 | 4.5615 | 4.5615
F3_Commercial_Office_Existing_Food Preparation_Natural Gas_Double Rack Oven_E2 | F3 | Commercial | Office | Existing | Food Preparation | Natural Gas | Double Rack Oven | E2 | System - kBTUs of Conusmption | 2.4885 | 2.4934 | 2.4903 | 2.4881 | 2.4881 | 2.4881 | 2.4881 | 2.4881 | 2.4881 | 2.4881 | 2.4881 | 2.4881 | 2.4881 | 2.4881 | 2.4881 | 2.4881 | 2.4881 | 2.4881 | 2.4881 | 2.4881 | 2.4881 | 2.4881 | 2.4881 | 2.4881 | 2.4881 | 2.4881 | 2.4881 | 2.4881 | 2.4881 | 2.4881 | 2.4881
F3_Commercial_Office_Existing_Food Preparation_Natural Gas_Double Rack Oven_E3 | F3 | Commercial | Office | Existing | Food Preparation | Natural Gas | Double Rack Oven | E3 | System - kBTUs of Conusmption | 0 | 0 | 0 | 0 | 0 | 0 | 0 | 0 | 0 | 0 | 0 | 0 | 0 | 0 | 0 | 0 | 0 | 0 | 0 | 0 | 0 | 0 | 0 | 0 | 0 | 0 | 0 | 0 | 0 | 0 | 0
F3_Commercial_Office_Existing_Food Preparation_Natural Gas_Double Rack Oven_E4 | F3 | Commercial | Office | Existing | Food Preparation | Natural Gas | Double Rack Oven | E4 | System - kBTUs of Conusmption | 0 | 0 | 0 | 0 | 0 | 0 | 0 | 0 | 0 | 0 | 0 | 0 | 0 | 0 | 0 | 0 | 0 | 0 | 0 | 0 | 0 | 0 | 0 | 0 | 0 | 0 | 0 | 0 | 0 | 0 | 0
F3_Commercial_Office_Existing_Food Preparation_Natural Gas_Double Rack Oven_E5 | F3 | Commercial | Office | Existing | Food Preparation | Natural Gas | Double Rack Oven | E5 | System - kBTUs of Conusmption | 0 | 0 | 0 | 0 | 0 | 0 | 0 | 0 | 0 | 0 | 0 | 0 | 0 | 0 | 0 | 0 | 0 | 0 | 0 | 0 | 0 | 0 | 0 | 0 | 0 | 0 | 0 | 0 | 0 | 0 | 0
F3_Commercial_Office_Existing_Food Preparation_Natural Gas_Double Rack Oven_E6 | F3 | Commercial | Office | Existing | Food Preparation | Natural Gas | Double Rack Oven | E6 | System - kBTUs of Conusmption | 0 | 0 | 0 | 0 | 0 | 0 | 0 | 0 | 0 | 0 | 0 | 0 | 0 | 0 | 0 | 0 | 0 | 0 | 0 | 0 | 0 | 0 | 0 | 0 | 0 | 0 | 0 | 0 | 0 | 0 | 0
F3_Commercial_Office_Existing_Food Preparation_Natural Gas_Double Rack Oven_E7 | F3 | Commercial | Office | Existing | Food Preparation | Natural Gas | Double Rack Oven | E7 | System - kBTUs of Conusmption | 0 | 0 | 0 | 0 | 0 | 0 | 0 | 0 | 0 | 0 | 0 | 0 | 0 | 0 | 0 | 0 | 0 | 0 | 0 | 0 | 0 | 0 | 0 | 0 | 0 | 0 | 0 | 0 | 0 | 0 | 0
F3_Commercial_Office_Existing_Food Preparation_Natural Gas_Double Rack Oven_E8 | F3 | Commercial | Office | Existing | Food Preparation | Natural Gas | Double Rack Oven | E8 | System - kBTUs of Conusmption | 0 | 0 | 0 | 0 | 0 | 0 | 0 | 0 | 0 | 0 | 0 | 0 | 0 | 0 | 0 | 0 | 0 | 0 | 0 | 0 | 0 | 0 | 0 | 0 | 0 | 0 | 0 | 0 | 0 | 0 | 0
F3_Commercial_Office_Existing_Food Preparation_Natural Gas_Double Rack Oven_E9 | F3 | Commercial | Office | Existing | Food Preparation | Natural Gas | Double Rack Oven | E9 | System - kBTUs of Conusmption | 0 | 0 | 0 | 0 | 0 | 0 | 0 | 0 | 0 | 0 | 0 | 0 | 0 | 0 | 0 | 0 | 0 | 0 | 0 | 0 | 0 | 0 | 0 | 0 | 0 | 0 | 0 | 0 | 0 | 0 | 0
F3_Commercial_Office_Existing_Food Preparation_Natural Gas_Double Rack Oven_E10 | F3 | Commercial | Office | Existing | Food Preparation | Natural Gas | Double Rack Oven | E10 | System - kBTUs of Conusmption | 0 | 0 | 0 | 0 | 0 | 0 | 0 | 0 | 0 | 0 | 0 | 0 | 0 | 0 | 0 | 0 | 0 | 0 | 0 | 0 | 0 | 0 | 0 | 0 | 0 | 0 | 0 | 0 | 0 | 0 | 0
F4_Commercial_Office_Existing_Food Preparation_Natural Gas_Double Rack Oven_E1 | F4 | Commercial | Office | Existing | Food Preparation | Natural Gas | Double Rack Oven | E1 | Utility - Cost of Equipment | 0.015953 | 0.015953 | 0.015953 | 0.015953 | 0.015953 | 0.015953 | 0.015953 | 0.015953 | 0.015953 | 0.015953 | 0.015953 | 0.015953 | 0.015953 | 0.015953 | 0.015953 | 0.015953 | 0.015953 | 0.015953 | 0.015953 | 0.015953 | 0.015953 | 0.015953 | 0.015953 | 0.015953 | 0.015953 | 0.015953 | 0.015953 | 0.015953 | 0.015953 | 0.015953 | 0.015953
F4_Commercial_Office_Existing_Food Preparation_Natural Gas_Double Rack Oven_E2 | F4 | Commercial | Office | Existing | Food Preparation | Natural Gas | Double Rack Oven | E2 | Utility - Cost of Equipment | 0.021216 | 0.021216 | 0.021216 | 0.021216 | 0.021216 | 0.021216 | 0.021216 | 0.021216 | 0.021216 | 0.021216 | 0.021216 | 0.021216 | 0.021216 | 0.021216 | 0.021216 | 0.021216 | 0.021216 | 0.021216 | 0.021216 | 0.021216 | 0.021216 | 0.021216 | 0.021216 | 0.021216 | 0.021216 | 0.021216 | 0.021216 | 0.021216 | 0.021216 | 0.021216 | 0.021216
F4_Commercial_Office_Existing_Food Preparation_Natural Gas_Double Rack Oven_E3 | F4 | Commercial | Office | Existing | Food Preparation | Natural Gas | Double Rack Oven | E3 | Utility - Cost of Equipment | 0 | 0 | 0 | 0 | 0 | 0 | 0 | 0 | 0 | 0 | 0 | 0 | 0 | 0 | 0 | 0 | 0 | 0 | 0 | 0 | 0 | 0 | 0 | 0 | 0 | 0 | 0 | 0 | 0 | 0 | 0
F4_Commercial_Office_Existing_Food Preparation_Natural Gas_Double Rack Oven_E4 | F4 | Commercial | Office | Existing | Food Preparation | Natural Gas | Double Rack Oven | E4 | Utility - Cost of Equipment | 0 | 0 | 0 | 0 | 0 | 0 | 0 | 0 | 0 | 0 | 0 | 0 | 0 | 0 | 0 | 0 | 0 | 0 | 0 | 0 | 0 | 0 | 0 | 0 | 0 | 0 | 0 | 0 | 0 | 0 | 0
F4_Commercial_Office_Existing_Food Preparation_Natural Gas_Double Rack Oven_E5 | F4 | Commercial | Office | Existing | Food Preparation | Natural Gas | Double Rack Oven | E5 | Utility - Cost of Equipment | 0 | 0 | 0 | 0 | 0 | 0 | 0 | 0 | 0 | 0 | 0 | 0 | 0 | 0 | 0 | 0 | 0 | 0 | 0 | 0 | 0 | 0 | 0 | 0 | 0 | 0 | 0 | 0 | 0 | 0 | 0
F4_Commercial_Office_Existing_Food Preparation_Natural Gas_Double Rack Oven_E6 | F4 | Commercial | Office | Existing | Food Preparation | Natural Gas | Double Rack Oven | E6 | Utility - Cost of Equipment | 0 | 0 | 0 | 0 | 0 | 0 | 0 | 0 | 0 | 0 | 0 | 0 | 0 | 0 | 0 | 0 | 0 | 0 | 0 | 0 | 0 | 0 | 0 | 0 | 0 | 0 | 0 | 0 | 0 | 0 | 0
F4_Commercial_Office_Existing_Food Preparation_Natural Gas_Double Rack Oven_E7 | F4 | Commercial | Office | Existing | Food Preparation | Natural Gas | Double Rack Oven | E7 | Utility - Cost of Equipment | 0 | 0 | 0 | 0 | 0 | 0 | 0 | 0 | 0 | 0 | 0 | 0 | 0 | 0 | 0 | 0 | 0 | 0 | 0 | 0 | 0 | 0 | 0 | 0 | 0 | 0 | 0 | 0 | 0 | 0 | 0
F4_Commercial_Office_Existing_Food Preparation_Natural Gas_Double Rack Oven_E8 | F4 | Commercial | Office | Existing | Food Preparation | Natural Gas | Double Rack Oven | E8 | Utility - Cost of Equipment | 0 | 0 | 0 | 0 | 0 | 0 | 0 | 0 | 0 | 0 | 0 | 0 | 0 | 0 | 0 | 0 | 0 | 0 | 0 | 0 | 0 | 0 | 0 | 0 | 0 | 0 | 0 | 0 | 0 | 0 | 0
F4_Commercial_Office_Existing_Food Preparation_Natural Gas_Double Rack Oven_E9 | F4 | Commercial | Office | Existing | Food Preparation | Natural Gas | Double Rack Oven | E9 | Utility - Cost of Equipment | 0 | 0 | 0 | 0 | 0 | 0 | 0 | 0 | 0 | 0 | 0 | 0 | 0 | 0 | 0 | 0 | 0 | 0 | 0 | 0 | 0 | 0 | 0 | 0 | 0 | 0 | 0 | 0 | 0 | 0 | 0
F4_Commercial_Office_Existing_Food Preparation_Natural Gas_Double Rack Oven_E10 | F4 | Commercial | Office | Existing | Food Preparation | Natural Gas | Double Rack Oven | E10 | Utility - Cost of Equipment | 0 | 0 | 0 | 0 | 0 | 0 | 0 | 0 | 0 | 0 | 0 | 0 | 0 | 0 | 0 | 0 | 0 | 0 | 0 | 0 | 0 | 0 | 0 | 0 | 0 | 0 | 0 | 0 | 0 | 0 | 0
F5_Commercial_Office_Existing_Food Preparation_Natural Gas_Double Rack Oven_E1 | F5 | Commercial | Office | Existing | Food Preparation | Natural Gas | Double Rack Oven | E1 | Utility - Cost of Operation | 0.045828 | 0.046535 | 0.047048 | 0.046786 | 0.046834 | 0.044144 | 0.041919 | 0.040677 | 0.040162 | 0.041651 | 0.043606 | 0.045649 | 0.041924 | 0.04441 | 0.044562 | 0.044339 | 0.04438 | 0.044517 | 0.043666 | 0.044179 | 0.044525 | 0.045012 | 0.045639 | 0.022889 | 0.022442 | 0.022023 | 0.021626 | 0.021248 | 0.020886 | 0.020538 | 0.020201
F5_Commercial_Office_Existing_Food Preparation_Natural Gas_Double Rack Oven_E2 | F5 | Commercial | Office | Existing | Food Preparation | Natural Gas | Double Rack Oven | E2 | Utility - Cost of Operation | 0.024997 | 0.025383 | 0.025663 | 0.02552 | 0.025546 | 0.024079 | 0.022865 | 0.022188 | 0.021907 | 0.022719 | 0.023785 | 0.024899 | 0.022867 | 0.024224 | 0.024306 | 0.024185 | 0.024207 | 0.024282 | 0.023818 | 0.024098 | 0.024287 | 0.024552 | 0.024894 | 0.012485 | 0.012241 | 0.012012 | 0.011796 | 0.01159 | 0.011393 | 0.011203 | 0.011019
F5_Commercial_Office_Existing_Food Preparation_Natural Gas_Double Rack Oven_E3 | F5 | Commercial | Office | Existing | Food Preparation | Natural Gas | Double Rack Oven | E3 | Utility - Cost of Operation | 0 | 0 | 0 | 0 | 0 | 0 | 0 | 0 | 0 | 0 | 0 | 0 | 0 | 0 | 0 | 0 | 0 | 0 | 0 | 0 | 0 | 0 | 0 | 0 | 0 | 0 | 0 | 0 | 0 | 0 | 0
F5_Commercial_Office_Existing_Food Preparation_Natural Gas_Double Rack Oven_E4 | F5 | Commercial | Office | Existing | Food Preparation | Natural Gas | Double Rack Oven | E4 | Utility - Cost of Operation | 0 | 0 | 0 | 0 | 0 | 0 | 0 | 0 | 0 | 0 | 0 | 0 | 0 | 0 | 0 | 0 | 0 | 0 | 0 | 0 | 0 | 0 | 0 | 0 | 0 | 0 | 0 | 0 | 0 | 0 | 0
F5_Commercial_Office_Existing_Food Preparation_Natural Gas_Double Rack Oven_E5 | F5 | Commercial | Office | Existing | Food Preparation | Natural Gas | Double Rack Oven | E5 | Utility - Cost of Operation | 0 | 0 | 0 | 0 | 0 | 0 | 0 | 0 | 0 | 0 | 0 | 0 | 0 | 0 | 0 | 0 | 0 | 0 | 0 | 0 | 0 | 0 | 0 | 0 | 0 | 0 | 0 | 0 | 0 | 0 | 0
F5_Commercial_Office_Existing_Food Preparation_Natural Gas_Double Rack Oven_E6 | F5 | Commercial | Office | Existing | Food Preparation | Natural Gas | Double Rack Oven | E6 | Utility - Cost of Operation | 0 | 0 | 0 | 0 | 0 | 0 | 0 | 0 | 0 | 0 | 0 | 0 | 0 | 0 | 0 | 0 | 0 | 0 | 0 | 0 | 0 | 0 | 0 | 0 | 0 | 0 | 0 | 0 | 0 | 0 | 0
F5_Commercial_Office_Existing_Food Preparation_Natural Gas_Double Rack Oven_E7 | F5 | Commercial | Office | Existing | Food Preparation | Natural Gas | Double Rack Oven | E7 | Utility - Cost of Operation | 0 | 0 | 0 | 0 | 0 | 0 | 0 | 0 | 0 | 0 | 0 | 0 | 0 | 0 | 0 | 0 | 0 | 0 | 0 | 0 | 0 | 0 | 0 | 0 | 0 | 0 | 0 | 0 | 0 | 0 | 0
F5_Commercial_Office_Existing_Food Preparation_Natural Gas_Double Rack Oven_E8 | F5 | Commercial | Office | Existing | Food Preparation | Natural Gas | Double Rack Oven | E8 | Utility - Cost of Operation | 0 | 0 | 0 | 0 | 0 | 0 | 0 | 0 | 0 | 0 | 0 | 0 | 0 | 0 | 0 | 0 | 0 | 0 | 0 | 0 | 0 | 0 | 0 | 0 | 0 | 0 | 0 | 0 | 0 | 0 | 0
F5_Commercial_Office_Existing_Food Preparation_Natural Gas_Double Rack Oven_E9 | F5 | Commercial | Office | Existing | Food Preparation | Natural Gas | Double Rack Oven | E9 | Utility - Cost of Operation | 0 | 0 | 0 | 0 | 0 | 0 | 0 | 0 | 0 | 0 | 0 | 0 | 0 | 0 | 0 | 0 | 0 | 0 | 0 | 0 | 0 | 0 | 0 | 0 | 0 | 0 | 0 | 0 | 0 | 0 | 0
F5_Commercial_Office_Existing_Food Preparation_Natural Gas_Double Rack Oven_E10 | F5 | Commercial | Office | Existing | Food Preparation | Natural Gas | Double Rack Oven | E10 | Utility - Cost of Operation | 0 | 0 | 0 | 0 | 0 | 0 | 0 | 0 | 0 | 0 | 0 | 0 | 0 | 0 | 0 | 0 | 0 | 0 | 0 | 0 | 0 | 0 | 0 | 0 | 0 | 0 | 0 | 0 | 0 | 0 | 0
F6_Commercial_Office_Existing_Food Preparation_Natural Gas_Double Rack Oven_E1 | F6 | Commercial | Office | Existing | Food Preparation | Natural Gas | Double Rack Oven | E1 | Utility - Value of Sales | 0.054905 | 0.055752 | 0.056367 | 0.056053 | 0.05611 | 0.052887 | 0.050222 | 0.048734 | 0.048117 | 0.0499 | 0.052243 | 0.05469 | 0.050227 | 0.053206 | 0.053388 | 0.053121 | 0.05317 | 0.053334 | 0.052315 | 0.05293 | 0.053344 | 0.053928 | 0.054678 | 0.027423 | 0.026888 | 0.026384 | 0.025909 | 0.025457 | 0.025023 | 0.024606 | 0.024202
F6_Commercial_Office_Existing_Food Preparation_Natural Gas_Double Rack Oven_E2 | F6 | Commercial | Office | Existing | Food Preparation | Natural Gas | Double Rack Oven | E2 | Utility - Value of Sales | 0.029948 | 0.03041 | 0.030746 | 0.030574 | 0.030605 | 0.028848 | 0.027394 | 0.026582 | 0.026246 | 0.027218 | 0.028496 | 0.029831 | 0.027397 | 0.029022 | 0.029121 | 0.028975 | 0.029002 | 0.029091 | 0.028535 | 0.028871 | 0.029097 | 0.029415 | 0.029824 | 0.014958 | 0.014666 | 0.014391 | 0.014132 | 0.013885 | 0.013649 | 0.013421 | 0.013201
F6_Commercial_Office_Existing_Food Preparation_Natural Gas_Double Rack Oven_E3 | F6 | Commercial | Office | Existing | Food Preparation | Natural Gas | Double Rack Oven | E3 | Utility - Value of Sales | 0 | 0 | 0 | 0 | 0 | 0 | 0 | 0 | 0 | 0 | 0 | 0 | 0 | 0 | 0 | 0 | 0 | 0 | 0 | 0 | 0 | 0 | 0 | 0 | 0 | 0 | 0 | 0 | 0 | 0 | 0
F6_Commercial_Office_Existing_Food Preparation_Natural Gas_Double Rack Oven_E4 | F6 | Commercial | Office | Existing | Food Preparation | Natural Gas | Double Rack Oven | E4 | Utility - Value of Sales | 0 | 0 | 0 | 0 | 0 | 0 | 0 | 0 | 0 | 0 | 0 | 0 | 0 | 0 | 0 | 0 | 0 | 0 | 0 | 0 | 0 | 0 | 0 | 0 | 0 | 0 | 0 | 0 | 0 | 0 | 0
F6_Commercial_Office_Existing_Food Preparation_Natural Gas_Double Rack Oven_E5 | F6 | Commercial | Office | Existing | Food Preparation | Natural Gas | Double Rack Oven | E5 | Utility - Value of Sales | 0 | 0 | 0 | 0 | 0 | 0 | 0 | 0 | 0 | 0 | 0 | 0 | 0 | 0 | 0 | 0 | 0 | 0 | 0 | 0 | 0 | 0 | 0 | 0 | 0 | 0 | 0 | 0 | 0 | 0 | 0
F6_Commercial_Office_Existing_Food Preparation_Natural Gas_Double Rack Oven_E6 | F6 | Commercial | Office | Existing | Food Preparation | Natural Gas | Double Rack Oven | E6 | Utility - Value of Sales | 0 | 0 | 0 | 0 | 0 | 0 | 0 | 0 | 0 | 0 | 0 | 0 | 0 | 0 | 0 | 0 | 0 | 0 | 0 | 0 | 0 | 0 | 0 | 0 | 0 | 0 | 0 | 0 | 0 | 0 | 0
F6_Commercial_Office_Existing_Food Preparation_Natural Gas_Double Rack Oven_E7 | F6 | Commercial | Office | Existing | Food Preparation | Natural Gas | Double Rack Oven | E7 | Utility - Value of Sales | 0 | 0 | 0 | 0 | 0 | 0 | 0 | 0 | 0 | 0 | 0 | 0 | 0 | 0 | 0 | 0 | 0 | 0 | 0 | 0 | 0 | 0 | 0 | 0 | 0 | 0 | 0 | 0 | 0 | 0 | 0
F6_Commercial_Office_Existing_Food Preparation_Natural Gas_Double Rack Oven_E8 | F6 | Commercial | Office | Existing | Food Preparation | Natural Gas | Double Rack Oven | E8 | Utility - Value of Sales | 0 | 0 | 0 | 0 | 0 | 0 | 0 | 0 | 0 | 0 | 0 | 0 | 0 | 0 | 0 | 0 | 0 | 0 | 0 | 0 | 0 | 0 | 0 | 0 | 0 | 0 | 0 | 0 | 0 | 0 | 0
F6_Commercial_Office_Existing_Food Preparation_Natural Gas_Double Rack Oven_E9 | F6 | Commercial | Office | Existing | Food Preparation | Natural Gas | Double Rack Oven | E9 | Utility - Value of Sales | 0 | 0 | 0 | 0 | 0 | 0 | 0 | 0 | 0 | 0 | 0 | 0 | 0 | 0 | 0 | 0 | 0 | 0 | 0 | 0 | 0 | 0 | 0 | 0 | 0 | 0 | 0 | 0 | 0 | 0 | 0
F6_Commercial_Office_Existing_Food Preparation_Natural Gas_Double Rack Oven_E10 | F6 | Commercial | Office | Existing | Food Preparation | Natural Gas | Double Rack Oven | E10 | Utility - Value of Sales | 0 | 0 | 0 | 0 | 0 | 0 | 0 | 0 | 0 | 0 | 0 | 0 | 0 | 0 | 0 | 0 | 0 | 0 | 0 | 0 | 0 | 0 | 0 | 0 | 0 | 0 | 0 | 0 | 0 | 0 | 0
F1_Commercial_Office_Existing_Food Preparation_Natural Gas_Fryer_E1 | F1 | Commercial | Office | Existing | Food Preparation | Natural Gas | Fryer | E1 | Participant - Cost of Equipment | 0.012569 | 0.012569 | 0.012569 | 0 | 0 | 0 | 0 | 0 | 0 | 0 | 0 | 0 | 0 | 0 | 0 | 0 | 0 | 0 | 0 | 0 | 0 | 0 | 0 | 0 | 0 | 0 | 0 | 0 | 0 | 0 | 0
F1_Commercial_Office_Existing_Food Preparation_Natural Gas_Fryer_E2 | F1 | Commercial | Office | Existing | Food Preparation | Natural Gas | Fryer | E2 | Participant - Cost of Equipment | 0.01499 | 0.01499 | 0.01499 | 0.01499 | 0.01499 | 0.01499 | 0.01499 | 0.01499 | 0.01499 | 0.01499 | 0.01499 | 0.01499 | 0.01499 | 0.01499 | 0.01499 | 0.01499 | 0.01499 | 0.01499 | 0.01499 | 0.01499 | 0.01499 | 0.01499 | 0.01499 | 0.01499 | 0.01499 | 0.01499 | 0.01499 | 0.01499 | 0.01499 | 0.01499 | 0.01499
F1_Commercial_Office_Existing_Food Preparation_Natural Gas_Fryer_E3 | F1 | Commercial | Office | Existing | Food Preparation | Natural Gas | Fryer | E3 | Participant - Cost of Equipment | 0 | 0 | 0 | 0 | 0 | 0 | 0 | 0 | 0 | 0 | 0 | 0 | 0 | 0 | 0 | 0 | 0 | 0 | 0 | 0 | 0 | 0 | 0 | 0 | 0 | 0 | 0 | 0 | 0 | 0 | 0
F1_Commercial_Office_Existing_Food Preparation_Natural Gas_Fryer_E4 | F1 | Commercial | Office | Existing | Food Preparation | Natural Gas | Fryer | E4 | Participant - Cost of Equipment | 0 | 0 | 0 | 0 | 0 | 0 | 0 | 0 | 0 | 0 | 0 | 0 | 0 | 0 | 0 | 0 | 0 | 0 | 0 | 0 | 0 | 0 | 0 | 0 | 0 | 0 | 0 | 0 | 0 | 0 | 0
F1_Commercial_Office_Existing_Food Preparation_Natural Gas_Fryer_E5 | F1 | Commercial | Office | Existing | Food Preparation | Natural Gas | Fryer | E5 | Participant - Cost of Equipment | 0 | 0 | 0 | 0 | 0 | 0 | 0 | 0 | 0 | 0 | 0 | 0 | 0 | 0 | 0 | 0 | 0 | 0 | 0 | 0 | 0 | 0 | 0 | 0 | 0 | 0 | 0 | 0 | 0 | 0 | 0
F1_Commercial_Office_Existing_Food Preparation_Natural Gas_Fryer_E6 | F1 | Commercial | Office | Existing | Food Preparation | Natural Gas | Fryer | E6 | Participant - Cost of Equipment | 0 | 0 | 0 | 0 | 0 | 0 | 0 | 0 | 0 | 0 | 0 | 0 | 0 | 0 | 0 | 0 | 0 | 0 | 0 | 0 | 0 | 0 | 0 | 0 | 0 | 0 | 0 | 0 | 0 | 0 | 0
F1_Commercial_Office_Existing_Food Preparation_Natural Gas_Fryer_E7 | F1 | Commercial | Office | Existing | Food Preparation | Natural Gas | Fryer | E7 | Participant - Cost of Equipment | 0 | 0 | 0 | 0 | 0 | 0 | 0 | 0 | 0 | 0 | 0 | 0 | 0 | 0 | 0 | 0 | 0 | 0 | 0 | 0 | 0 | 0 | 0 | 0 | 0 | 0 | 0 | 0 | 0 | 0 | 0
F1_Commercial_Office_Existing_Food Preparation_Natural Gas_Fryer_E8 | F1 | Commercial | Office | Existing | Food Preparation | Natural Gas | Fryer | E8 | Participant - Cost of Equipment | 0 | 0 | 0 | 0 | 0 | 0 | 0 | 0 | 0 | 0 | 0 | 0 | 0 | 0 | 0 | 0 | 0 | 0 | 0 | 0 | 0 | 0 | 0 | 0 | 0 | 0 | 0 | 0 | 0 | 0 | 0
F1_Commercial_Office_Existing_Food Preparation_Natural Gas_Fryer_E9 | F1 | Commercial | Office | Existing | Food Preparation | Natural Gas | Fryer | E9 | Participant - Cost of Equipment | 0 | 0 | 0 | 0 | 0 | 0 | 0 | 0 | 0 | 0 | 0 | 0 | 0 | 0 | 0 | 0 | 0 | 0 | 0 | 0 | 0 | 0 | 0 | 0 | 0 | 0 | 0 | 0 | 0 | 0 | 0
F1_Commercial_Office_Existing_Food Preparation_Natural Gas_Fryer_E10 | F1 | Commercial | Office | Existing | Food Preparation | Natural Gas | Fryer | E10 | Participant - Cost of Equipment | 0 | 0 | 0 | 0 | 0 | 0 | 0 | 0 | 0 | 0 | 0 | 0 | 0 | 0 | 0 | 0 | 0 | 0 | 0 | 0 | 0 | 0 | 0 | 0 | 0 | 0 | 0 | 0 | 0 | 0 | 0
F2_Commercial_Office_Existing_Food Preparation_Natural Gas_Fryer_E1 | F2 | Commercial | Office | Existing | Food Preparation | Natural Gas | Fryer | E1 | Participant - Cost of Operation | 0.026977 | 0.027571 | 0.028048 | 0 | 0 | 0 | 0 | 0 | 0 | 0 | 0 | 0 | 0 | 0 | 0 | 0 | 0 | 0 | 0 | 0 | 0 | 0 | 0 | 0 | 0 | 0 | 0 | 0 | 0 | 0 | 0
F2_Commercial_Office_Existing_Food Preparation_Natural Gas_Fryer_E2 | F2 | Commercial | Office | Existing | Food Preparation | Natural Gas | Fryer | E2 | Participant - Cost of Operation | 0.018128 | 0.018527 | 0.018848 | 0.019154 | 0.019616 | 0.018732 | 0.017664 | 0.01714 | 0.016985 | 0.016714 | 0.016541 | 0.016283 | 0.014284 | 0.015384 | 0.016799 | 0.018163 | 0.019811 | 0.019928 | 0.019549 | 0.019847 | 0.02006 | 0.020341 | 0.02069 | 0.0093627 | 0.0091734 | 0.0089968 | 0.0088308 | 0.0086737 | 0.008524 | 0.0083802 | 0.0082414
F2_Commercial_Office_Existing_Food Preparation_Natural Gas_Fryer_E3 | F2 | Commercial | Office | Existing | Food Preparation | Natural Gas | Fryer | E3 | Participant - Cost of Operation | 0 | 0 | 0 | 0 | 0 | 0 | 0 | 0 | 0 | 0 | 0 | 0 | 0 | 0 | 0 | 0 | 0 | 0 | 0 | 0 | 0 | 0 | 0 | 0 | 0 | 0 | 0 | 0 | 0 | 0 | 0
F2_Commercial_Office_Existing_Food Preparation_Natural Gas_Fryer_E4 | F2 | Commercial | Office | Existing | Food Preparation | Natural Gas | Fryer | E4 | Participant - Cost of Operation | 0 | 0 | 0 | 0 | 0 | 0 | 0 | 0 | 0 | 0 | 0 | 0 | 0 | 0 | 0 | 0 | 0 | 0 | 0 | 0 | 0 | 0 | 0 | 0 | 0 | 0 | 0 | 0 | 0 | 0 | 0
F2_Commercial_Office_Existing_Food Preparation_Natural Gas_Fryer_E5 | F2 | Commercial | Office | Existing | Food Preparation | Natural Gas | Fryer | E5 | Participant - Cost of Operation | 0 | 0 | 0 | 0 | 0 | 0 | 0 | 0 | 0 | 0 | 0 | 0 | 0 | 0 | 0 | 0 | 0 | 0 | 0 | 0 | 0 | 0 | 0 | 0 | 0 | 0 | 0 | 0 | 0 | 0 | 0
F2_Commercial_Office_Existing_Food Preparation_Natural Gas_Fryer_E6 | F2 | Commercial | Office | Existing | Food Preparation | Natural Gas | Fryer | E6 | Participant - Cost of Operation | 0 | 0 | 0 | 0 | 0 | 0 | 0 | 0 | 0 | 0 | 0 | 0 | 0 | 0 | 0 | 0 | 0 | 0 | 0 | 0 | 0 | 0 | 0 | 0 | 0 | 0 | 0 | 0 | 0 | 0 | 0
F2_Commercial_Office_Existing_Food Preparation_Natural Gas_Fryer_E7 | F2 | Commercial | Office | Existing | Food Preparation | Natural Gas | Fryer | E7 | Participant - Cost of Operation | 0 | 0 | 0 | 0 | 0 | 0 | 0 | 0 | 0 | 0 | 0 | 0 | 0 | 0 | 0 | 0 | 0 | 0 | 0 | 0 | 0 | 0 | 0 | 0 | 0 | 0 | 0 | 0 | 0 | 0 | 0
F2_Commercial_Office_Existing_Food Preparation_Natural Gas_Fryer_E8 | F2 | Commercial | Office | Existing | Food Preparation | Natural Gas | Fryer | E8 | Participant - Cost of Operation | 0 | 0 | 0 | 0 | 0 | 0 | 0 | 0 | 0 | 0 | 0 | 0 | 0 | 0 | 0 | 0 | 0 | 0 | 0 | 0 | 0 | 0 | 0 | 0 | 0 | 0 | 0 | 0 | 0 | 0 | 0
F2_Commercial_Office_Existing_Food Preparation_Natural Gas_Fryer_E9 | F2 | Commercial | Office | Existing | Food Preparation | Natural Gas | Fryer | E9 | Participant - Cost of Operation | 0 | 0 | 0 | 0 | 0 | 0 | 0 | 0 | 0 | 0 | 0 | 0 | 0 | 0 | 0 | 0 | 0 | 0 | 0 | 0 | 0 | 0 | 0 | 0 | 0 | 0 | 0 | 0 | 0 | 0 | 0
F2_Commercial_Office_Existing_Food Preparation_Natural Gas_Fryer_E10 | F2 | Commercial | Office | Existing | Food Preparation | Natural Gas | Fryer | E10 | Participant - Cost of Operation | 0 | 0 | 0 | 0 | 0 | 0 | 0 | 0 | 0 | 0 | 0 | 0 | 0 | 0 | 0 | 0 | 0 | 0 | 0 | 0 | 0 | 0 | 0 | 0 | 0 | 0 | 0 | 0 | 0 | 0 | 0
F3_Commercial_Office_Existing_Food Preparation_Natural Gas_Fryer_E1 | F3 | Commercial | Office | Existing | Food Preparation | Natural Gas | Fryer | E1 | System - kBTUs of Conusmption | 2.2714 | 2.2775 | 2.2736 | 0 | 0 | 0 | 0 | 0 | 0 | 0 | 0 | 0 | 0 | 0 | 0 | 0 | 0 | 0 | 0 | 0 | 0 | 0 | 0 | 0 | 0 | 0 | 0 | 0 | 0 | 0 | 0
F3_Commercial_Office_Existing_Food Preparation_Natural Gas_Fryer_E2 | F3 | Commercial | Office | Existing | Food Preparation | Natural Gas | Fryer | E2 | System - kBTUs of Conusmption | 1.5264 | 1.5304 | 1.5278 | 1.5261 | 1.5261 | 1.5261 | 1.5261 | 1.5261 | 1.5261 | 1.5261 | 1.5261 | 1.5261 | 1.5261 | 1.5261 | 1.5261 | 1.5261 | 1.5261 | 1.5261 | 1.5261 | 1.5261 | 1.5261 | 1.5261 | 1.5261 | 1.5261 | 1.5261 | 1.5261 | 1.5261 | 1.5261 | 1.5261 | 1.5261 | 1.5261
F3_Commercial_Office_Existing_Food Preparation_Natural Gas_Fryer_E3 | F3 | Commercial | Office | Existing | Food Preparation | Natural Gas | Fryer | E3 | System - kBTUs of Conusmption | 0 | 0 | 0 | 0 | 0 | 0 | 0 | 0 | 0 | 0 | 0 | 0 | 0 | 0 | 0 | 0 | 0 | 0 | 0 | 0 | 0 | 0 | 0 | 0 | 0 | 0 | 0 | 0 | 0 | 0 | 0
F3_Commercial_Office_Existing_Food Preparation_Natural Gas_Fryer_E4 | F3 | Commercial | Office | Existing | Food Preparation | Natural Gas | Fryer | E4 | System - kBTUs of Conusmption | 0 | 0 | 0 | 0 | 0 | 0 | 0 | 0 | 0 | 0 | 0 | 0 | 0 | 0 | 0 | 0 | 0 | 0 | 0 | 0 | 0 | 0 | 0 | 0 | 0 | 0 | 0 | 0 | 0 | 0 | 0
F3_Commercial_Office_Existing_Food Preparation_Natural Gas_Fryer_E5 | F3 | Commercial | Office | Existing | Food Preparation | Natural Gas | Fryer | E5 | System - kBTUs of Conusmption | 0 | 0 | 0 | 0 | 0 | 0 | 0 | 0 | 0 | 0 | 0 | 0 | 0 | 0 | 0 | 0 | 0 | 0 | 0 | 0 | 0 | 0 | 0 | 0 | 0 | 0 | 0 | 0 | 0 | 0 | 0
F3_Commercial_Office_Existing_Food Preparation_Natural Gas_Fryer_E6 | F3 | Commercial | Office | Existing | Food Preparation | Natural Gas | Fryer | E6 | System - kBTUs of Conusmption | 0 | 0 | 0 | 0 | 0 | 0 | 0 | 0 | 0 | 0 | 0 | 0 | 0 | 0 | 0 | 0 | 0 | 0 | 0 | 0 | 0 | 0 | 0 | 0 | 0 | 0 | 0 | 0 | 0 | 0 | 0
F3_Commercial_Office_Existing_Food Preparation_Natural Gas_Fryer_E7 | F3 | Commercial | Office | Existing | Food Preparation | Natural Gas | Fryer | E7 | System - kBTUs of Conusmption | 0 | 0 | 0 | 0 | 0 | 0 | 0 | 0 | 0 | 0 | 0 | 0 | 0 | 0 | 0 | 0 | 0 | 0 | 0 | 0 | 0 | 0 | 0 | 0 | 0 | 0 | 0 | 0 | 0 | 0 | 0
F3_Commercial_Office_Existing_Food Preparation_Natural Gas_Fryer_E8 | F3 | Commercial | Office | Existing | Food Preparation | Natural Gas | Fryer | E8 | System - kBTUs of Conusmption | 0 | 0 | 0 | 0 | 0 | 0 | 0 | 0 | 0 | 0 | 0 | 0 | 0 | 0 | 0 | 0 | 0 | 0 | 0 | 0 | 0 | 0 | 0 | 0 | 0 | 0 | 0 | 0 | 0 | 0 | 0
F3_Commercial_Office_Existing_Food Preparation_Natural Gas_Fryer_E9 | F3 | Commercial | Office | Existing | Food Preparation | Natural Gas | Fryer | E9 | System - kBTUs of Conusmption | 0 | 0 | 0 | 0 | 0 | 0 | 0 | 0 | 0 | 0 | 0 | 0 | 0 | 0 | 0 | 0 | 0 | 0 | 0 | 0 | 0 | 0 | 0 | 0 | 0 | 0 | 0 | 0 | 0 | 0 | 0
F3_Commercial_Office_Existing_Food Preparation_Natural Gas_Fryer_E10 | F3 | Commercial | Office | Existing | Food Preparation | Natural Gas | Fryer | E10 | System - kBTUs of Conusmption | 0 | 0 | 0 | 0 | 0 | 0 | 0 | 0 | 0 | 0 | 0 | 0 | 0 | 0 | 0 | 0 | 0 | 0 | 0 | 0 | 0 | 0 | 0 | 0 | 0 | 0 | 0 | 0 | 0 | 0 | 0
F4_Commercial_Office_Existing_Food Preparation_Natural Gas_Fryer_E1 | F4 | Commercial | Office | Existing | Food Preparation | Natural Gas | Fryer | E1 | Utility - Cost of Equipment | 0.012569 | 0.012569 | 0.012569 | 0 | 0 | 0 | 0 | 0 | 0 | 0 | 0 | 0 | 0 | 0 | 0 | 0 | 0 | 0 | 0 | 0 | 0 | 0 | 0 | 0 | 0 | 0 | 0 | 0 | 0 | 0 | 0
F4_Commercial_Office_Existing_Food Preparation_Natural Gas_Fryer_E2 | F4 | Commercial | Office | Existing | Food Preparation | Natural Gas | Fryer | E2 | Utility - Cost of Equipment | 0.01499 | 0.01499 | 0.01499 | 0.01499 | 0.01499 | 0.01499 | 0.01499 | 0.01499 | 0.01499 | 0.01499 | 0.01499 | 0.01499 | 0.01499 | 0.01499 | 0.01499 | 0.01499 | 0.01499 | 0.01499 | 0.01499 | 0.01499 | 0.01499 | 0.01499 | 0.01499 | 0.01499 | 0.01499 | 0.01499 | 0.01499 | 0.01499 | 0.01499 | 0.01499 | 0.01499
F4_Commercial_Office_Existing_Food Preparation_Natural Gas_Fryer_E3 | F4 | Commercial | Office | Existing | Food Preparation | Natural Gas | Fryer | E3 | Utility - Cost of Equipment | 0 | 0 | 0 | 0 | 0 | 0 | 0 | 0 | 0 | 0 | 0 | 0 | 0 | 0 | 0 | 0 | 0 | 0 | 0 | 0 | 0 | 0 | 0 | 0 | 0 | 0 | 0 | 0 | 0 | 0 | 0
F4_Commercial_Office_Existing_Food Preparation_Natural Gas_Fryer_E4 | F4 | Commercial | Office | Existing | Food Preparation | Natural Gas | Fryer | E4 | Utility - Cost of Equipment | 0 | 0 | 0 | 0 | 0 | 0 | 0 | 0 | 0 | 0 | 0 | 0 | 0 | 0 | 0 | 0 | 0 | 0 | 0 | 0 | 0 | 0 | 0 | 0 | 0 | 0 | 0 | 0 | 0 | 0 | 0
F4_Commercial_Office_Existing_Food Preparation_Natural Gas_Fryer_E5 | F4 | Commercial | Office | Existing | Food Preparation | Natural Gas | Fryer | E5 | Utility - Cost of Equipment | 0 | 0 | 0 | 0 | 0 | 0 | 0 | 0 | 0 | 0 | 0 | 0 | 0 | 0 | 0 | 0 | 0 | 0 | 0 | 0 | 0 | 0 | 0 | 0 | 0 | 0 | 0 | 0 | 0 | 0 | 0
F4_Commercial_Office_Existing_Food Preparation_Natural Gas_Fryer_E6 | F4 | Commercial | Office | Existing | Food Preparation | Natural Gas | Fryer | E6 | Utility - Cost of Equipment | 0 | 0 | 0 | 0 | 0 | 0 | 0 | 0 | 0 | 0 | 0 | 0 | 0 | 0 | 0 | 0 | 0 | 0 | 0 | 0 | 0 | 0 | 0 | 0 | 0 | 0 | 0 | 0 | 0 | 0 | 0
F4_Commercial_Office_Existing_Food Preparation_Natural Gas_Fryer_E7 | F4 | Commercial | Office | Existing | Food Preparation | Natural Gas | Fryer | E7 | Utility - Cost of Equipment | 0 | 0 | 0 | 0 | 0 | 0 | 0 | 0 | 0 | 0 | 0 | 0 | 0 | 0 | 0 | 0 | 0 | 0 | 0 | 0 | 0 | 0 | 0 | 0 | 0 | 0 | 0 | 0 | 0 | 0 | 0
F4_Commercial_Office_Existing_Food Preparation_Natural Gas_Fryer_E8 | F4 | Commercial | Office | Existing | Food Preparation | Natural Gas | Fryer | E8 | Utility - Cost of Equipment | 0 | 0 | 0 | 0 | 0 | 0 | 0 | 0 | 0 | 0 | 0 | 0 | 0 | 0 | 0 | 0 | 0 | 0 | 0 | 0 | 0 | 0 | 0 | 0 | 0 | 0 | 0 | 0 | 0 | 0 | 0
F4_Commercial_Office_Existing_Food Preparation_Natural Gas_Fryer_E9 | F4 | Commercial | Office | Existing | Food Preparation | Natural Gas | Fryer | E9 | Utility - Cost of Equipment | 0 | 0 | 0 | 0 | 0 | 0 | 0 | 0 | 0 | 0 | 0 | 0 | 0 | 0 | 0 | 0 | 0 | 0 | 0 | 0 | 0 | 0 | 0 | 0 | 0 | 0 | 0 | 0 | 0 | 0 | 0
F4_Commercial_Office_Existing_Food Preparation_Natural Gas_Fryer_E10 | F4 | Commercial | Office | Existing | Food Preparation | Natural Gas | Fryer | E10 | Utility - Cost of Equipment | 0 | 0 | 0 | 0 | 0 | 0 | 0 | 0 | 0 | 0 | 0 | 0 | 0 | 0 | 0 | 0 | 0 | 0 | 0 | 0 | 0 | 0 | 0 | 0 | 0 | 0 | 0 | 0 | 0 | 0 | 0
F5_Commercial_Office_Existing_Food Preparation_Natural Gas_Fryer_E1 | F5 | Commercial | Office | Existing | Food Preparation | Natural Gas | Fryer | E1 | Utility - Cost of Operation | 0.022517 | 0.023013 | 0.023411 | 0 | 0 | 0 | 0 | 0 | 0 | 0 | 0 | 0 | 0 | 0 | 0 | 0 | 0 | 0 | 0 | 0 | 0 | 0 | 0 | 0 | 0 | 0 | 0 | 0 | 0 | 0 | 0
F5_Commercial_Office_Existing_Food Preparation_Natural Gas_Fryer_E2 | F5 | Commercial | Office | Existing | Food Preparation | Natural Gas | Fryer | E2 | Utility - Cost of Operation | 0.015131 | 0.015464 | 0.015732 | 0.015988 | 0.016373 | 0.015635 | 0.014744 | 0.014306 | 0.014177 | 0.013951 | 0.013807 | 0.013591 | 0.011923 | 0.012841 | 0.014022 | 0.015161 | 0.016536 | 0.016634 | 0.016317 | 0.016566 | 0.016744 | 0.016978 | 0.01727 | 0.0078149 | 0.0076569 | 0.0075094 | 0.0073709 | 0.0072398 | 0.0071148 | 0.0069948 | 0.0068789
F5_Commercial_Office_Existing_Food Preparation_Natural Gas_Fryer_E3 | F5 | Commercial | Office | Existing | Food Preparation | Natural Gas | Fryer | E3 | Utility - Cost of Operation | 0 | 0 | 0 | 0 | 0 | 0 | 0 | 0 | 0 | 0 | 0 | 0 | 0 | 0 | 0 | 0 | 0 | 0 | 0 | 0 | 0 | 0 | 0 | 0 | 0 | 0 | 0 | 0 | 0 | 0 | 0
F5_Commercial_Office_Existing_Food Preparation_Natural Gas_Fryer_E4 | F5 | Commercial | Office | Existing | Food Preparation | Natural Gas | Fryer | E4 | Utility - Cost of Operation | 0 | 0 | 0 | 0 | 0 | 0 | 0 | 0 | 0 | 0 | 0 | 0 | 0 | 0 | 0 | 0 | 0 | 0 | 0 | 0 | 0 | 0 | 0 | 0 | 0 | 0 | 0 | 0 | 0 | 0 | 0
F5_Commercial_Office_Existing_Food Preparation_Natural Gas_Fryer_E5 | F5 | Commercial | Office | Existing | Food Preparation | Natural Gas | Fryer | E5 | Utility - Cost of Operation | 0 | 0 | 0 | 0 | 0 | 0 | 0 | 0 | 0 | 0 | 0 | 0 | 0 | 0 | 0 | 0 | 0 | 0 | 0 | 0 | 0 | 0 | 0 | 0 | 0 | 0 | 0 | 0 | 0 | 0 | 0
F5_Commercial_Office_Existing_Food Preparation_Natural Gas_Fryer_E6 | F5 | Commercial | Office | Existing | Food Preparation | Natural Gas | Fryer | E6 | Utility - Cost of Operation | 0 | 0 | 0 | 0 | 0 | 0 | 0 | 0 | 0 | 0 | 0 | 0 | 0 | 0 | 0 | 0 | 0 | 0 | 0 | 0 | 0 | 0 | 0 | 0 | 0 | 0 | 0 | 0 | 0 | 0 | 0
F5_Commercial_Office_Existing_Food Preparation_Natural Gas_Fryer_E7 | F5 | Commercial | Office | Existing | Food Preparation | Natural Gas | Fryer | E7 | Utility - Cost of Operation | 0 | 0 | 0 | 0 | 0 | 0 | 0 | 0 | 0 | 0 | 0 | 0 | 0 | 0 | 0 | 0 | 0 | 0 | 0 | 0 | 0 | 0 | 0 | 0 | 0 | 0 | 0 | 0 | 0 | 0 | 0
F5_Commercial_Office_Existing_Food Preparation_Natural Gas_Fryer_E8 | F5 | Commercial | Office | Existing | Food Preparation | Natural Gas | Fryer | E8 | Utility - Cost of Operation | 0 | 0 | 0 | 0 | 0 | 0 | 0 | 0 | 0 | 0 | 0 | 0 | 0 | 0 | 0 | 0 | 0 | 0 | 0 | 0 | 0 | 0 | 0 | 0 | 0 | 0 | 0 | 0 | 0 | 0 | 0
F5_Commercial_Office_Existing_Food Preparation_Natural Gas_Fryer_E9 | F5 | Commercial | Office | Existing | Food Preparation | Natural Gas | Fryer | E9 | Utility - Cost of Operation | 0 | 0 | 0 | 0 | 0 | 0 | 0 | 0 | 0 | 0 | 0 | 0 | 0 | 0 | 0 | 0 | 0 | 0 | 0 | 0 | 0 | 0 | 0 | 0 | 0 | 0 | 0 | 0 | 0 | 0 | 0
F5_Commercial_Office_Existing_Food Preparation_Natural Gas_Fryer_E10 | F5 | Commercial | Office | Existing | Food Preparation | Natural Gas | Fryer | E10 | Utility - Cost of Operation | 0 | 0 | 0 | 0 | 0 | 0 | 0 | 0 | 0 | 0 | 0 | 0 | 0 | 0 | 0 | 0 | 0 | 0 | 0 | 0 | 0 | 0 | 0 | 0 | 0 | 0 | 0 | 0 | 0 | 0 | 0
F6_Commercial_Office_Existing_Food Preparation_Natural Gas_Fryer_E1 | F6 | Commercial | Office | Existing | Food Preparation | Natural Gas | Fryer | E1 | Utility - Value of Sales | 0.026977 | 0.027571 | 0.028048 | 0 | 0 | 0 | 0 | 0 | 0 | 0 | 0 | 0 | 0 | 0 | 0 | 0 | 0 | 0 | 0 | 0 | 0 | 0 | 0 | 0 | 0 | 0 | 0 | 0 | 0 | 0 | 0
F6_Commercial_Office_Existing_Food Preparation_Natural Gas_Fryer_E2 | F6 | Commercial | Office | Existing | Food Preparation | Natural Gas | Fryer | E2 | Utility - Value of Sales | 0.018128 | 0.018527 | 0.018848 | 0.019154 | 0.019616 | 0.018732 | 0.017664 | 0.01714 | 0.016985 | 0.016714 | 0.016541 | 0.016283 | 0.014284 | 0.015384 | 0.016799 | 0.018163 | 0.019811 | 0.019928 | 0.019549 | 0.019847 | 0.02006 | 0.020341 | 0.02069 | 0.0093627 | 0.0091734 | 0.0089968 | 0.0088308 | 0.0086737 | 0.008524 | 0.0083802 | 0.0082414
F6_Commercial_Office_Existing_Food Preparation_Natural Gas_Fryer_E3 | F6 | Commercial | Office | Existing | Food Preparation | Natural Gas | Fryer | E3 | Utility - Value of Sales | 0 | 0 | 0 | 0 | 0 | 0 | 0 | 0 | 0 | 0 | 0 | 0 | 0 | 0 | 0 | 0 | 0 | 0 | 0 | 0 | 0 | 0 | 0 | 0 | 0 | 0 | 0 | 0 | 0 | 0 | 0
F6_Commercial_Office_Existing_Food Preparation_Natural Gas_Fryer_E4 | F6 | Commercial | Office | Existing | Food Preparation | Natural Gas | Fryer | E4 | Utility - Value of Sales | 0 | 0 | 0 | 0 | 0 | 0 | 0 | 0 | 0 | 0 | 0 | 0 | 0 | 0 | 0 | 0 | 0 | 0 | 0 | 0 | 0 | 0 | 0 | 0 | 0 | 0 | 0 | 0 | 0 | 0 | 0
F6_Commercial_Office_Existing_Food Preparation_Natural Gas_Fryer_E5 | F6 | Commercial | Office | Existing | Food Preparation | Natural Gas | Fryer | E5 | Utility - Value of Sales | 0 | 0 | 0 | 0 | 0 | 0 | 0 | 0 | 0 | 0 | 0 | 0 | 0 | 0 | 0 | 0 | 0 | 0 | 0 | 0 | 0 | 0 | 0 | 0 | 0 | 0 | 0 | 0 | 0 | 0 | 0
F6_Commercial_Office_Existing_Food Preparation_Natural Gas_Fryer_E6 | F6 | Commercial | Office | Existing | Food Preparation | Natural Gas | Fryer | E6 | Utility - Value of Sales | 0 | 0 | 0 | 0 | 0 | 0 | 0 | 0 | 0 | 0 | 0 | 0 | 0 | 0 | 0 | 0 | 0 | 0 | 0 | 0 | 0 | 0 | 0 | 0 | 0 | 0 | 0 | 0 | 0 | 0 | 0
F6_Commercial_Office_Existing_Food Preparation_Natural Gas_Fryer_E7 | F6 | Commercial | Office | Existing | Food Preparation | Natural Gas | Fryer | E7 | Utility - Value of Sales | 0 | 0 | 0 | 0 | 0 | 0 | 0 | 0 | 0 | 0 | 0 | 0 | 0 | 0 | 0 | 0 | 0 | 0 | 0 | 0 | 0 | 0 | 0 | 0 | 0 | 0 | 0 | 0 | 0 | 0 | 0
F6_Commercial_Office_Existing_Food Preparation_Natural Gas_Fryer_E8 | F6 | Commercial | Office | Existing | Food Preparation | Natural Gas | Fryer | E8 | Utility - Value of Sales | 0 | 0 | 0 | 0 | 0 | 0 | 0 | 0 | 0 | 0 | 0 | 0 | 0 | 0 | 0 | 0 | 0 | 0 | 0 | 0 | 0 | 0 | 0 | 0 | 0 | 0 | 0 | 0 | 0 | 0 | 0
F6_Commercial_Office_Existing_Food Preparation_Natural Gas_Fryer_E9 | F6 | Commercial | Office | Existing | Food Preparation | Natural Gas | Fryer | E9 | Utility - Value of Sales | 0 | 0 | 0 | 0 | 0 | 0 | 0 | 0 | 0 | 0 | 0 | 0 | 0 | 0 | 0 | 0 | 0 | 0 | 0 | 0 | 0 | 0 | 0 | 0 | 0 | 0 | 0 | 0 | 0 | 0 | 0
F6_Commercial_Office_Existing_Food Preparation_Natural Gas_Fryer_E10 | F6 | Commercial | Office | Existing | Food Preparation | Natural Gas | Fryer | E10 | Utility - Value of Sales | 0 | 0 | 0 | 0 | 0 | 0 | 0 | 0 | 0 | 0 | 0 | 0 | 0 | 0 | 0 | 0 | 0 | 0 | 0 | 0 | 0 | 0 | 0 | 0 | 0 | 0 | 0 | 0 | 0 | 0 | 0
F1_Commercial_Office_Existing_Food Preparation_Natural Gas_Broiler_E1 | F1 | Commercial | Office | Existing | Food Preparation | Natural Gas | Broiler | E1 | Participant - Cost of Equipment | 0.01127 | 0.01127 | 0.01127 | 0.01127 | 0.01127 | 0.01127 | 0.01127 | 0.01127 | 0.01127 | 0.01127 | 0.01127 | 0.01127 | 0.01127 | 0.01127 | 0.01127 | 0.01127 | 0.01127 | 0.01127 | 0.01127 | 0.01127 | 0.01127 | 0.01127 | 0.01127 | 0.01127 | 0.01127 | 0.01127 | 0.01127 | 0.01127 | 0.01127 | 0.01127 | 0.01127
F1_Commercial_Office_Existing_Food Preparation_Natural Gas_Broiler_E2 | F1 | Commercial | Office | Existing | Food Preparation | Natural Gas | Broiler | E2 | Participant - Cost of Equipment | 0.015778 | 0.015778 | 0.015778 | 0.015778 | 0.015778 | 0.015778 | 0.015778 | 0.015778 | 0.015778 | 0.015778 | 0.015778 | 0.015778 | 0.015778 | 0.015778 | 0.015778 | 0.015778 | 0.015778 | 0.015778 | 0.015778 | 0.015778 | 0.015778 | 0.015778 | 0.015778 | 0.015778 | 0.015778 | 0.015778 | 0.015778 | 0.015778 | 0.015778 | 0.015778 | 0.015778
F1_Commercial_Office_Existing_Food Preparation_Natural Gas_Broiler_E3 | F1 | Commercial | Office | Existing | Food Preparation | Natural Gas | Broiler | E3 | Participant - Cost of Equipment | 0 | 0 | 0 | 0 | 0 | 0 | 0 | 0 | 0 | 0 | 0 | 0 | 0 | 0 | 0 | 0 | 0 | 0 | 0 | 0 | 0 | 0 | 0 | 0 | 0 | 0 | 0 | 0 | 0 | 0 | 0
F1_Commercial_Office_Existing_Food Preparation_Natural Gas_Broiler_E4 | F1 | Commercial | Office | Existing | Food Preparation | Natural Gas | Broiler | E4 | Participant - Cost of Equipment | 0 | 0 | 0 | 0 | 0 | 0 | 0 | 0 | 0 | 0 | 0 | 0 | 0 | 0 | 0 | 0 | 0 | 0 | 0 | 0 | 0 | 0 | 0 | 0 | 0 | 0 | 0 | 0 | 0 | 0 | 0
F1_Commercial_Office_Existing_Food Preparation_Natural Gas_Broiler_E5 | F1 | Commercial | Office | Existing | Food Preparation | Natural Gas | Broiler | E5 | Participant - Cost of Equipment | 0 | 0 | 0 | 0 | 0 | 0 | 0 | 0 | 0 | 0 | 0 | 0 | 0 | 0 | 0 | 0 | 0 | 0 | 0 | 0 | 0 | 0 | 0 | 0 | 0 | 0 | 0 | 0 | 0 | 0 | 0
F1_Commercial_Office_Existing_Food Preparation_Natural Gas_Broiler_E6 | F1 | Commercial | Office | Existing | Food Preparation | Natural Gas | Broiler | E6 | Participant - Cost of Equipment | 0 | 0 | 0 | 0 | 0 | 0 | 0 | 0 | 0 | 0 | 0 | 0 | 0 | 0 | 0 | 0 | 0 | 0 | 0 | 0 | 0 | 0 | 0 | 0 | 0 | 0 | 0 | 0 | 0 | 0 | 0
F1_Commercial_Office_Existing_Food Preparation_Natural Gas_Broiler_E7 | F1 | Commercial | Office | Existing | Food Preparation | Natural Gas | Broiler | E7 | Participant - Cost of Equipment | 0 | 0 | 0 | 0 | 0 | 0 | 0 | 0 | 0 | 0 | 0 | 0 | 0 | 0 | 0 | 0 | 0 | 0 | 0 | 0 | 0 | 0 | 0 | 0 | 0 | 0 | 0 | 0 | 0 | 0 | 0
F1_Commercial_Office_Existing_Food Preparation_Natural Gas_Broiler_E8 | F1 | Commercial | Office | Existing | Food Preparation | Natural Gas | Broiler | E8 | Participant - Cost of Equipment | 0 | 0 | 0 | 0 | 0 | 0 | 0 | 0 | 0 | 0 | 0 | 0 | 0 | 0 | 0 | 0 | 0 | 0 | 0 | 0 | 0 | 0 | 0 | 0 | 0 | 0 | 0 | 0 | 0 | 0 | 0
F1_Commercial_Office_Existing_Food Preparation_Natural Gas_Broiler_E9 | F1 | Commercial | Office | Existing | Food Preparation | Natural Gas | Broiler | E9 | Participant - Cost of Equipment | 0 | 0 | 0 | 0 | 0 | 0 | 0 | 0 | 0 | 0 | 0 | 0 | 0 | 0 | 0 | 0 | 0 | 0 | 0 | 0 | 0 | 0 | 0 | 0 | 0 | 0 | 0 | 0 | 0 | 0 | 0
F1_Commercial_Office_Existing_Food Preparation_Natural Gas_Broiler_E10 | F1 | Commercial | Office | Existing | Food Preparation | Natural Gas | Broiler | E10 | Participant - Cost of Equipment | 0 | 0 | 0 | 0 | 0 | 0 | 0 | 0 | 0 | 0 | 0 | 0 | 0 | 0 | 0 | 0 | 0 | 0 | 0 | 0 | 0 | 0 | 0 | 0 | 0 | 0 | 0 | 0 | 0 | 0 | 0
F2_Commercial_Office_Existing_Food Preparation_Natural Gas_Broiler_E1 | F2 | Commercial | Office | Existing | Food Preparation | Natural Gas | Broiler | E1 | Participant - Cost of Operation | 0.028312 | 0.028749 | 0.029066 | 0.028904 | 0.028934 | 0.027272 | 0.025898 | 0.02513 | 0.024812 | 0.025732 | 0.02694 | 0.028202 | 0.0259 | 0.027436 | 0.02753 | 0.027393 | 0.027418 | 0.027502 | 0.026977 | 0.027294 | 0.027508 | 0.027808 | 0.028195 | 0.014141 | 0.013865 | 0.013605 | 0.01336 | 0.013127 | 0.012904 | 0.012688 | 0.01248
F2_Commercial_Office_Existing_Food Preparation_Natural Gas_Broiler_E2 | F2 | Commercial | Office | Existing | Food Preparation | Natural Gas | Broiler | E2 | Participant - Cost of Operation | 0.018201 | 0.018482 | 0.018686 | 0.018581 | 0.0186 | 0.017532 | 0.016648 | 0.016155 | 0.015951 | 0.016542 | 0.017318 | 0.01813 | 0.01665 | 0.017638 | 0.017698 | 0.01761 | 0.017626 | 0.01768 | 0.017342 | 0.017546 | 0.017683 | 0.017877 | 0.018126 | 0.0090906 | 0.0089131 | 0.0087463 | 0.0085887 | 0.0084388 | 0.0082951 | 0.0081568 | 0.0080228
F2_Commercial_Office_Existing_Food Preparation_Natural Gas_Broiler_E3 | F2 | Commercial | Office | Existing | Food Preparation | Natural Gas | Broiler | E3 | Participant - Cost of Operation | 0 | 0 | 0 | 0 | 0 | 0 | 0 | 0 | 0 | 0 | 0 | 0 | 0 | 0 | 0 | 0 | 0 | 0 | 0 | 0 | 0 | 0 | 0 | 0 | 0 | 0 | 0 | 0 | 0 | 0 | 0
F2_Commercial_Office_Existing_Food Preparation_Natural Gas_Broiler_E4 | F2 | Commercial | Office | Existing | Food Preparation | Natural Gas | Broiler | E4 | Participant - Cost of Operation | 0 | 0 | 0 | 0 | 0 | 0 | 0 | 0 | 0 | 0 | 0 | 0 | 0 | 0 | 0 | 0 | 0 | 0 | 0 | 0 | 0 | 0 | 0 | 0 | 0 | 0 | 0 | 0 | 0 | 0 | 0
F2_Commercial_Office_Existing_Food Preparation_Natural Gas_Broiler_E5 | F2 | Commercial | Office | Existing | Food Preparation | Natural Gas | Broiler | E5 | Participant - Cost of Operation | 0 | 0 | 0 | 0 | 0 | 0 | 0 | 0 | 0 | 0 | 0 | 0 | 0 | 0 | 0 | 0 | 0 | 0 | 0 | 0 | 0 | 0 | 0 | 0 | 0 | 0 | 0 | 0 | 0 | 0 | 0
F2_Commercial_Office_Existing_Food Preparation_Natural Gas_Broiler_E6 | F2 | Commercial | Office | Existing | Food Preparation | Natural Gas | Broiler | E6 | Participant - Cost of Operation | 0 | 0 | 0 | 0 | 0 | 0 | 0 | 0 | 0 | 0 | 0 | 0 | 0 | 0 | 0 | 0 | 0 | 0 | 0 | 0 | 0 | 0 | 0 | 0 | 0 | 0 | 0 | 0 | 0 | 0 | 0
F2_Commercial_Office_Existing_Food Preparation_Natural Gas_Broiler_E7 | F2 | Commercial | Office | Existing | Food Preparation | Natural Gas | Broiler | E7 | Participant - Cost of Operation | 0 | 0 | 0 | 0 | 0 | 0 | 0 | 0 | 0 | 0 | 0 | 0 | 0 | 0 | 0 | 0 | 0 | 0 | 0 | 0 | 0 | 0 | 0 | 0 | 0 | 0 | 0 | 0 | 0 | 0 | 0
F2_Commercial_Office_Existing_Food Preparation_Natural Gas_Broiler_E8 | F2 | Commercial | Office | Existing | Food Preparation | Natural Gas | Broiler | E8 | Participant - Cost of Operation | 0 | 0 | 0 | 0 | 0 | 0 | 0 | 0 | 0 | 0 | 0 | 0 | 0 | 0 | 0 | 0 | 0 | 0 | 0 | 0 | 0 | 0 | 0 | 0 | 0 | 0 | 0 | 0 | 0 | 0 | 0
F2_Commercial_Office_Existing_Food Preparation_Natural Gas_Broiler_E9 | F2 | Commercial | Office | Existing | Food Preparation | Natural Gas | Broiler | E9 | Participant - Cost of Operation | 0 | 0 | 0 | 0 | 0 | 0 | 0 | 0 | 0 | 0 | 0 | 0 | 0 | 0 | 0 | 0 | 0 | 0 | 0 | 0 | 0 | 0 | 0 | 0 | 0 | 0 | 0 | 0 | 0 | 0 | 0
F2_Commercial_Office_Existing_Food Preparation_Natural Gas_Broiler_E10 | F2 | Commercial | Office | Existing | Food Preparation | Natural Gas | Broiler | E10 | Participant - Cost of Operation | 0 | 0 | 0 | 0 | 0 | 0 | 0 | 0 | 0 | 0 | 0 | 0 | 0 | 0 | 0 | 0 | 0 | 0 | 0 | 0 | 0 | 0 | 0 | 0 | 0 | 0 | 0 | 0 | 0 | 0 | 0
F3_Commercial_Office_Existing_Food Preparation_Natural Gas_Broiler_E1 | F3 | Commercial | Office | Existing | Food Preparation | Natural Gas | Broiler | E1 | System - kBTUs of Conusmption | 2.3525 | 2.3572 | 2.3542 | 2.3522 | 2.3522 | 2.3522 | 2.3522 | 2.3522 | 2.3522 | 2.3522 | 2.3522 | 2.3522 | 2.3522 | 2.3522 | 2.3522 | 2.3522 | 2.3522 | 2.3522 | 2.3522 | 2.3522 | 2.3522 | 2.3522 | 2.3522 | 2.3522 | 2.3522 | 2.3522 | 2.3522 | 2.3522 | 2.3522 | 2.3522 | 2.3522
F3_Commercial_Office_Existing_Food Preparation_Natural Gas_Broiler_E2 | F3 | Commercial | Office | Existing | Food Preparation | Natural Gas | Broiler | E2 | System - kBTUs of Conusmption | 1.5123 | 1.5154 | 1.5134 | 1.5121 | 1.5121 | 1.5121 | 1.5121 | 1.5121 | 1.5121 | 1.5121 | 1.5121 | 1.5121 | 1.5121 | 1.5121 | 1.5121 | 1.5121 | 1.5121 | 1.5121 | 1.5121 | 1.5121 | 1.5121 | 1.5121 | 1.5121 | 1.5121 | 1.5121 | 1.5121 | 1.5121 | 1.5121 | 1.5121 | 1.5121 | 1.5121
F3_Commercial_Office_Existing_Food Preparation_Natural Gas_Broiler_E3 | F3 | Commercial | Office | Existing | Food Preparation | Natural Gas | Broiler | E3 | System - kBTUs of Conusmption | 0 | 0 | 0 | 0 | 0 | 0 | 0 | 0 | 0 | 0 | 0 | 0 | 0 | 0 | 0 | 0 | 0 | 0 | 0 | 0 | 0 | 0 | 0 | 0 | 0 | 0 | 0 | 0 | 0 | 0 | 0
F3_Commercial_Office_Existing_Food Preparation_Natural Gas_Broiler_E4 | F3 | Commercial | Office | Existing | Food Preparation | Natural Gas | Broiler | E4 | System - kBTUs of Conusmption | 0 | 0 | 0 | 0 | 0 | 0 | 0 | 0 | 0 | 0 | 0 | 0 | 0 | 0 | 0 | 0 | 0 | 0 | 0 | 0 | 0 | 0 | 0 | 0 | 0 | 0 | 0 | 0 | 0 | 0 | 0
F3_Commercial_Office_Existing_Food Preparation_Natural Gas_Broiler_E5 | F3 | Commercial | Office | Existing | Food Preparation | Natural Gas | Broiler | E5 | System - kBTUs of Conusmption | 0 | 0 | 0 | 0 | 0 | 0 | 0 | 0 | 0 | 0 | 0 | 0 | 0 | 0 | 0 | 0 | 0 | 0 | 0 | 0 | 0 | 0 | 0 | 0 | 0 | 0 | 0 | 0 | 0 | 0 | 0
F3_Commercial_Office_Existing_Food Preparation_Natural Gas_Broiler_E6 | F3 | Commercial | Office | Existing | Food Preparation | Natural Gas | Broiler | E6 | System - kBTUs of Conusmption | 0 | 0 | 0 | 0 | 0 | 0 | 0 | 0 | 0 | 0 | 0 | 0 | 0 | 0 | 0 | 0 | 0 | 0 | 0 | 0 | 0 | 0 | 0 | 0 | 0 | 0 | 0 | 0 | 0 | 0 | 0
F3_Commercial_Office_Existing_Food Preparation_Natural Gas_Broiler_E7 | F3 | Commercial | Office | Existing | Food Preparation | Natural Gas | Broiler | E7 | System - kBTUs of Conusmption | 0 | 0 | 0 | 0 | 0 | 0 | 0 | 0 | 0 | 0 | 0 | 0 | 0 | 0 | 0 | 0 | 0 | 0 | 0 | 0 | 0 | 0 | 0 | 0 | 0 | 0 | 0 | 0 | 0 | 0 | 0
F3_Commercial_Office_Existing_Food Preparation_Natural Gas_Broiler_E8 | F3 | Commercial | Office | Existing | Food Preparation | Natural Gas | Broiler | E8 | System - kBTUs of Conusmption | 0 | 0 | 0 | 0 | 0 | 0 | 0 | 0 | 0 | 0 | 0 | 0 | 0 | 0 | 0 | 0 | 0 | 0 | 0 | 0 | 0 | 0 | 0 | 0 | 0 | 0 | 0 | 0 | 0 | 0 | 0
F3_Commercial_Office_Existing_Food Preparation_Natural Gas_Broiler_E9 | F3 | Commercial | Office | Existing | Food Preparation | Natural Gas | Broiler | E9 | System - kBTUs of Conusmption | 0 | 0 | 0 | 0 | 0 | 0 | 0 | 0 | 0 | 0 | 0 | 0 | 0 | 0 | 0 | 0 | 0 | 0 | 0 | 0 | 0 | 0 | 0 | 0 | 0 | 0 | 0 | 0 | 0 | 0 | 0
F3_Commercial_Office_Existing_Food Preparation_Natural Gas_Broiler_E10 | F3 | Commercial | Office | Existing | Food Preparation | Natural Gas | Broiler | E10 | System - kBTUs of Conusmption | 0 | 0 | 0 | 0 | 0 | 0 | 0 | 0 | 0 | 0 | 0 | 0 | 0 | 0 | 0 | 0 | 0 | 0 | 0 | 0 | 0 | 0 | 0 | 0 | 0 | 0 | 0 | 0 | 0 | 0 | 0
F4_Commercial_Office_Existing_Food Preparation_Natural Gas_Broiler_E1 | F4 | Commercial | Office | Existing | Food Preparation | Natural Gas | Broiler | E1 | Utility - Cost of Equipment | 0.01127 | 0.01127 | 0.01127 | 0.01127 | 0.01127 | 0.01127 | 0.01127 | 0.01127 | 0.01127 | 0.01127 | 0.01127 | 0.01127 | 0.01127 | 0.01127 | 0.01127 | 0.01127 | 0.01127 | 0.01127 | 0.01127 | 0.01127 | 0.01127 | 0.01127 | 0.01127 | 0.01127 | 0.01127 | 0.01127 | 0.01127 | 0.01127 | 0.01127 | 0.01127 | 0.01127
F4_Commercial_Office_Existing_Food Preparation_Natural Gas_Broiler_E2 | F4 | Commercial | Office | Existing | Food Preparation | Natural Gas | Broiler | E2 | Utility - Cost of Equipment | 0.015778 | 0.015778 | 0.015778 | 0.015778 | 0.015778 | 0.015778 | 0.015778 | 0.015778 | 0.015778 | 0.015778 | 0.015778 | 0.015778 | 0.015778 | 0.015778 | 0.015778 | 0.015778 | 0.015778 | 0.015778 | 0.015778 | 0.015778 | 0.015778 | 0.015778 | 0.015778 | 0.015778 | 0.015778 | 0.015778 | 0.015778 | 0.015778 | 0.015778 | 0.015778 | 0.015778
F4_Commercial_Office_Existing_Food Preparation_Natural Gas_Broiler_E3 | F4 | Commercial | Office | Existing | Food Preparation | Natural Gas | Broiler | E3 | Utility - Cost of Equipment | 0 | 0 | 0 | 0 | 0 | 0 | 0 | 0 | 0 | 0 | 0 | 0 | 0 | 0 | 0 | 0 | 0 | 0 | 0 | 0 | 0 | 0 | 0 | 0 | 0 | 0 | 0 | 0 | 0 | 0 | 0
F4_Commercial_Office_Existing_Food Preparation_Natural Gas_Broiler_E4 | F4 | Commercial | Office | Existing | Food Preparation | Natural Gas | Broiler | E4 | Utility - Cost of Equipment | 0 | 0 | 0 | 0 | 0 | 0 | 0 | 0 | 0 | 0 | 0 | 0 | 0 | 0 | 0 | 0 | 0 | 0 | 0 | 0 | 0 | 0 | 0 | 0 | 0 | 0 | 0 | 0 | 0 | 0 | 0
F4_Commercial_Office_Existing_Food Preparation_Natural Gas_Broiler_E5 | F4 | Commercial | Office | Existing | Food Preparation | Natural Gas | Broiler | E5 | Utility - Cost of Equipment | 0 | 0 | 0 | 0 | 0 | 0 | 0 | 0 | 0 | 0 | 0 | 0 | 0 | 0 | 0 | 0 | 0 | 0 | 0 | 0 | 0 | 0 | 0 | 0 | 0 | 0 | 0 | 0 | 0 | 0 | 0
F4_Commercial_Office_Existing_Food Preparation_Natural Gas_Broiler_E6 | F4 | Commercial | Office | Existing | Food Preparation | Natural Gas | Broiler | E6 | Utility - Cost of Equipment | 0 | 0 | 0 | 0 | 0 | 0 | 0 | 0 | 0 | 0 | 0 | 0 | 0 | 0 | 0 | 0 | 0 | 0 | 0 | 0 | 0 | 0 | 0 | 0 | 0 | 0 | 0 | 0 | 0 | 0 | 0
F4_Commercial_Office_Existing_Food Preparation_Natural Gas_Broiler_E7 | F4 | Commercial | Office | Existing | Food Preparation | Natural Gas | Broiler | E7 | Utility - Cost of Equipment | 0 | 0 | 0 | 0 | 0 | 0 | 0 | 0 | 0 | 0 | 0 | 0 | 0 | 0 | 0 | 0 | 0 | 0 | 0 | 0 | 0 | 0 | 0 | 0 | 0 | 0 | 0 | 0 | 0 | 0 | 0
F4_Commercial_Office_Existing_Food Preparation_Natural Gas_Broiler_E8 | F4 | Commercial | Office | Existing | Food Preparation | Natural Gas | Broiler | E8 | Utility - Cost of Equipment | 0 | 0 | 0 | 0 | 0 | 0 | 0 | 0 | 0 | 0 | 0 | 0 | 0 | 0 | 0 | 0 | 0 | 0 | 0 | 0 | 0 | 0 | 0 | 0 | 0 | 0 | 0 | 0 | 0 | 0 | 0
F4_Commercial_Office_Existing_Food Preparation_Natural Gas_Broiler_E9 | F4 | Commercial | Office | Existing | Food Preparation | Natural Gas | Broiler | E9 | Utility - Cost of Equipment | 0 | 0 | 0 | 0 | 0 | 0 | 0 | 0 | 0 | 0 | 0 | 0 | 0 | 0 | 0 | 0 | 0 | 0 | 0 | 0 | 0 | 0 | 0 | 0 | 0 | 0 | 0 | 0 | 0 | 0 | 0
F4_Commercial_Office_Existing_Food Preparation_Natural Gas_Broiler_E10 | F4 | Commercial | Office | Existing | Food Preparation | Natural Gas | Broiler | E10 | Utility - Cost of Equipment | 0 | 0 | 0 | 0 | 0 | 0 | 0 | 0 | 0 | 0 | 0 | 0 | 0 | 0 | 0 | 0 | 0 | 0 | 0 | 0 | 0 | 0 | 0 | 0 | 0 | 0 | 0 | 0 | 0 | 0 | 0
F5_Commercial_Office_Existing_Food Preparation_Natural Gas_Broiler_E1 | F5 | Commercial | Office | Existing | Food Preparation | Natural Gas | Broiler | E1 | Utility - Cost of Operation | 0.023632 | 0.023996 | 0.024261 | 0.024126 | 0.02415 | 0.022763 | 0.021616 | 0.020976 | 0.02071 | 0.021478 | 0.022486 | 0.023539 | 0.021618 | 0.022901 | 0.022979 | 0.022864 | 0.022885 | 0.022955 | 0.022517 | 0.022782 | 0.02296 | 0.023211 | 0.023534 | 0.011803 | 0.011573 | 0.011356 | 0.011152 | 0.010957 | 0.01077 | 0.010591 | 0.010417
F5_Commercial_Office_Existing_Food Preparation_Natural Gas_Broiler_E2 | F5 | Commercial | Office | Existing | Food Preparation | Natural Gas | Broiler | E2 | Utility - Cost of Operation | 0.015192 | 0.015426 | 0.015596 | 0.015509 | 0.015525 | 0.014634 | 0.013896 | 0.013484 | 0.013314 | 0.013807 | 0.014455 | 0.015132 | 0.013898 | 0.014722 | 0.014772 | 0.014698 | 0.014712 | 0.014757 | 0.014475 | 0.014645 | 0.01476 | 0.014921 | 0.015129 | 0.0075878 | 0.0074396 | 0.0073004 | 0.0071688 | 0.0070436 | 0.0069238 | 0.0068083 | 0.0066965
F5_Commercial_Office_Existing_Food Preparation_Natural Gas_Broiler_E3 | F5 | Commercial | Office | Existing | Food Preparation | Natural Gas | Broiler | E3 | Utility - Cost of Operation | 0 | 0 | 0 | 0 | 0 | 0 | 0 | 0 | 0 | 0 | 0 | 0 | 0 | 0 | 0 | 0 | 0 | 0 | 0 | 0 | 0 | 0 | 0 | 0 | 0 | 0 | 0 | 0 | 0 | 0 | 0
F5_Commercial_Office_Existing_Food Preparation_Natural Gas_Broiler_E4 | F5 | Commercial | Office | Existing | Food Preparation | Natural Gas | Broiler | E4 | Utility - Cost of Operation | 0 | 0 | 0 | 0 | 0 | 0 | 0 | 0 | 0 | 0 | 0 | 0 | 0 | 0 | 0 | 0 | 0 | 0 | 0 | 0 | 0 | 0 | 0 | 0 | 0 | 0 | 0 | 0 | 0 | 0 | 0
F5_Commercial_Office_Existing_Food Preparation_Natural Gas_Broiler_E5 | F5 | Commercial | Office | Existing | Food Preparation | Natural Gas | Broiler | E5 | Utility - Cost of Operation | 0 | 0 | 0 | 0 | 0 | 0 | 0 | 0 | 0 | 0 | 0 | 0 | 0 | 0 | 0 | 0 | 0 | 0 | 0 | 0 | 0 | 0 | 0 | 0 | 0 | 0 | 0 | 0 | 0 | 0 | 0
F5_Commercial_Office_Existing_Food Preparation_Natural Gas_Broiler_E6 | F5 | Commercial | Office | Existing | Food Preparation | Natural Gas | Broiler | E6 | Utility - Cost of Operation | 0 | 0 | 0 | 0 | 0 | 0 | 0 | 0 | 0 | 0 | 0 | 0 | 0 | 0 | 0 | 0 | 0 | 0 | 0 | 0 | 0 | 0 | 0 | 0 | 0 | 0 | 0 | 0 | 0 | 0 | 0
F5_Commercial_Office_Existing_Food Preparation_Natural Gas_Broiler_E7 | F5 | Commercial | Office | Existing | Food Preparation | Natural Gas | Broiler | E7 | Utility - Cost of Operation | 0 | 0 | 0 | 0 | 0 | 0 | 0 | 0 | 0 | 0 | 0 | 0 | 0 | 0 | 0 | 0 | 0 | 0 | 0 | 0 | 0 | 0 | 0 | 0 | 0 | 0 | 0 | 0 | 0 | 0 | 0
F5_Commercial_Office_Existing_Food Preparation_Natural Gas_Broiler_E8 | F5 | Commercial | Office | Existing | Food Preparation | Natural Gas | Broiler | E8 | Utility - Cost of Operation | 0 | 0 | 0 | 0 | 0 | 0 | 0 | 0 | 0 | 0 | 0 | 0 | 0 | 0 | 0 | 0 | 0 | 0 | 0 | 0 | 0 | 0 | 0 | 0 | 0 | 0 | 0 | 0 | 0 | 0 | 0
F5_Commercial_Office_Existing_Food Preparation_Natural Gas_Broiler_E9 | F5 | Commercial | Office | Existing | Food Preparation | Natural Gas | Broiler | E9 | Utility - Cost of Operation | 0 | 0 | 0 | 0 | 0 | 0 | 0 | 0 | 0 | 0 | 0 | 0 | 0 | 0 | 0 | 0 | 0 | 0 | 0 | 0 | 0 | 0 | 0 | 0 | 0 | 0 | 0 | 0 | 0 | 0 | 0
F5_Commercial_Office_Existing_Food Preparation_Natural Gas_Broiler_E10 | F5 | Commercial | Office | Existing | Food Preparation | Natural Gas | Broiler | E10 | Utility - Cost of Operation | 0 | 0 | 0 | 0 | 0 | 0 | 0 | 0 | 0 | 0 | 0 | 0 | 0 | 0 | 0 | 0 | 0 | 0 | 0 | 0 | 0 | 0 | 0 | 0 | 0 | 0 | 0 | 0 | 0 | 0 | 0
F6_Commercial_Office_Existing_Food Preparation_Natural Gas_Broiler_E1 | F6 | Commercial | Office | Existing | Food Preparation | Natural Gas | Broiler | E1 | Utility - Value of Sales | 0.028312 | 0.028749 | 0.029066 | 0.028904 | 0.028934 | 0.027272 | 0.025898 | 0.02513 | 0.024812 | 0.025732 | 0.02694 | 0.028202 | 0.0259 | 0.027436 | 0.02753 | 0.027393 | 0.027418 | 0.027502 | 0.026977 | 0.027294 | 0.027508 | 0.027808 | 0.028195 | 0.014141 | 0.013865 | 0.013605 | 0.01336 | 0.013127 | 0.012904 | 0.012688 | 0.01248
F6_Commercial_Office_Existing_Food Preparation_Natural Gas_Broiler_E2 | F6 | Commercial | Office | Existing | Food Preparation | Natural Gas | Broiler | E2 | Utility - Value of Sales | 0.018201 | 0.018482 | 0.018686 | 0.018581 | 0.0186 | 0.017532 | 0.016648 | 0.016155 | 0.015951 | 0.016542 | 0.017318 | 0.01813 | 0.01665 | 0.017638 | 0.017698 | 0.01761 | 0.017626 | 0.01768 | 0.017342 | 0.017546 | 0.017683 | 0.017877 | 0.018126 | 0.0090906 | 0.0089131 | 0.0087463 | 0.0085887 | 0.0084388 | 0.0082951 | 0.0081568 | 0.0080228
F6_Commercial_Office_Existing_Food Preparation_Natural Gas_Broiler_E3 | F6 | Commercial | Office | Existing | Food Preparation | Natural Gas | Broiler | E3 | Utility - Value of Sales | 0 | 0 | 0 | 0 | 0 | 0 | 0 | 0 | 0 | 0 | 0 | 0 | 0 | 0 | 0 | 0 | 0 | 0 | 0 | 0 | 0 | 0 | 0 | 0 | 0 | 0 | 0 | 0 | 0 | 0 | 0
F6_Commercial_Office_Existing_Food Preparation_Natural Gas_Broiler_E4 | F6 | Commercial | Office | Existing | Food Preparation | Natural Gas | Broiler | E4 | Utility - Value of Sales | 0 | 0 | 0 | 0 | 0 | 0 | 0 | 0 | 0 | 0 | 0 | 0 | 0 | 0 | 0 | 0 | 0 | 0 | 0 | 0 | 0 | 0 | 0 | 0 | 0 | 0 | 0 | 0 | 0 | 0 | 0
F6_Commercial_Office_Existing_Food Preparation_Natural Gas_Broiler_E5 | F6 | Commercial | Office | Existing | Food Preparation | Natural Gas | Broiler | E5 | Utility - Value of Sales | 0 | 0 | 0 | 0 | 0 | 0 | 0 | 0 | 0 | 0 | 0 | 0 | 0 | 0 | 0 | 0 | 0 | 0 | 0 | 0 | 0 | 0 | 0 | 0 | 0 | 0 | 0 | 0 | 0 | 0 | 0
F6_Commercial_Office_Existing_Food Preparation_Natural Gas_Broiler_E6 | F6 | Commercial | Office | Existing | Food Preparation | Natural Gas | Broiler | E6 | Utility - Value of Sales | 0 | 0 | 0 | 0 | 0 | 0 | 0 | 0 | 0 | 0 | 0 | 0 | 0 | 0 | 0 | 0 | 0 | 0 | 0 | 0 | 0 | 0 | 0 | 0 | 0 | 0 | 0 | 0 | 0 | 0 | 0
F6_Commercial_Office_Existing_Food Preparation_Natural Gas_Broiler_E7 | F6 | Commercial | Office | Existing | Food Preparation | Natural Gas | Broiler | E7 | Utility - Value of Sales | 0 | 0 | 0 | 0 | 0 | 0 | 0 | 0 | 0 | 0 | 0 | 0 | 0 | 0 | 0 | 0 | 0 | 0 | 0 | 0 | 0 | 0 | 0 | 0 | 0 | 0 | 0 | 0 | 0 | 0 | 0
F6_Commercial_Office_Existing_Food Preparation_Natural Gas_Broiler_E8 | F6 | Commercial | Office | Existing | Food Preparation | Natural Gas | Broiler | E8 | Utility - Value of Sales | 0 | 0 | 0 | 0 | 0 | 0 | 0 | 0 | 0 | 0 | 0 | 0 | 0 | 0 | 0 | 0 | 0 | 0 | 0 | 0 | 0 | 0 | 0 | 0 | 0 | 0 | 0 | 0 | 0 | 0 | 0
F6_Commercial_Office_Existing_Food Preparation_Natural Gas_Broiler_E9 | F6 | Commercial | Office | Existing | Food Preparation | Natural Gas | Broiler | E9 | Utility - Value of Sales | 0 | 0 | 0 | 0 | 0 | 0 | 0 | 0 | 0 | 0 | 0 | 0 | 0 | 0 | 0 | 0 | 0 | 0 | 0 | 0 | 0 | 0 | 0 | 0 | 0 | 0 | 0 | 0 | 0 | 0 | 0
F6_Commercial_Office_Existing_Food Preparation_Natural Gas_Broiler_E10 | F6 | Commercial | Office | Existing | Food Preparation | Natural Gas | Broiler | E10 | Utility - Value of Sales | 0 | 0 | 0 | 0 | 0 | 0 | 0 | 0 | 0 | 0 | 0 | 0 | 0 | 0 | 0 | 0 | 0 | 0 | 0 | 0 | 0 | 0 | 0 | 0 | 0 | 0 | 0 | 0 | 0 | 0 | 0
F1_Commercial_Office_Existing_Food Preparation_Natural Gas_Griddle_E1 | F1 | Commercial | Office | Existing | Food Preparation | Natural Gas | Griddle | E1 | Participant - Cost of Equipment | 0.0082034 | 0.0082034 | 0.0082034 | 0.0082034 | 0.0082034 | 0.0082034 | 0.0082034 | 0.0082034 | 0.0082034 | 0.0082034 | 0.0082034 | 0.0082034 | 0.0082034 | 0.0082034 | 0.0082034 | 0.0082034 | 0.0082034 | 0.0082034 | 0.0082034 | 0.0082034 | 0.0082034 | 0.0082034 | 0.0082034 | 0.0082034 | 0.0082034 | 0.0082034 | 0.0082034 | 0.0082034 | 0.0082034 | 0.0082034 | 0.0082034
F1_Commercial_Office_Existing_Food Preparation_Natural Gas_Griddle_E2 | F1 | Commercial | Office | Existing | Food Preparation | Natural Gas | Griddle | E2 | Participant - Cost of Equipment | 0.0087768 | 0.0087768 | 0.0087768 | 0.0087768 | 0.0087768 | 0.0087768 | 0.0087768 | 0.0087768 | 0.0087768 | 0.0087768 | 0.0087768 | 0.0087768 | 0.0087768 | 0.0087768 | 0.0087768 | 0.0087768 | 0.0087768 | 0.0087768 | 0.0087768 | 0.0087768 | 0.0087768 | 0.0087768 | 0.0087768 | 0.0087768 | 0.0087768 | 0.0087768 | 0.0087768 | 0.0087768 | 0.0087768 | 0.0087768 | 0.0087768
F1_Commercial_Office_Existing_Food Preparation_Natural Gas_Griddle_E3 | F1 | Commercial | Office | Existing | Food Preparation | Natural Gas | Griddle | E3 | Participant - Cost of Equipment | 0 | 0 | 0 | 0 | 0 | 0 | 0 | 0 | 0 | 0 | 0 | 0 | 0 | 0 | 0 | 0 | 0 | 0 | 0 | 0 | 0 | 0 | 0 | 0 | 0 | 0 | 0 | 0 | 0 | 0 | 0
F1_Commercial_Office_Existing_Food Preparation_Natural Gas_Griddle_E4 | F1 | Commercial | Office | Existing | Food Preparation | Natural Gas | Griddle | E4 | Participant - Cost of Equipment | 0 | 0 | 0 | 0 | 0 | 0 | 0 | 0 | 0 | 0 | 0 | 0 | 0 | 0 | 0 | 0 | 0 | 0 | 0 | 0 | 0 | 0 | 0 | 0 | 0 | 0 | 0 | 0 | 0 | 0 | 0
F1_Commercial_Office_Existing_Food Preparation_Natural Gas_Griddle_E5 | F1 | Commercial | Office | Existing | Food Preparation | Natural Gas | Griddle | E5 | Participant - Cost of Equipment | 0 | 0 | 0 | 0 | 0 | 0 | 0 | 0 | 0 | 0 | 0 | 0 | 0 | 0 | 0 | 0 | 0 | 0 | 0 | 0 | 0 | 0 | 0 | 0 | 0 | 0 | 0 | 0 | 0 | 0 | 0
F1_Commercial_Office_Existing_Food Preparation_Natural Gas_Griddle_E6 | F1 | Commercial | Office | Existing | Food Preparation | Natural Gas | Griddle | E6 | Participant - Cost of Equipment | 0 | 0 | 0 | 0 | 0 | 0 | 0 | 0 | 0 | 0 | 0 | 0 | 0 | 0 | 0 | 0 | 0 | 0 | 0 | 0 | 0 | 0 | 0 | 0 | 0 | 0 | 0 | 0 | 0 | 0 | 0
F1_Commercial_Office_Existing_Food Preparation_Natural Gas_Griddle_E7 | F1 | Commercial | Office | Existing | Food Preparation | Natural Gas | Griddle | E7 | Participant - Cost of Equipment | 0 | 0 | 0 | 0 | 0 | 0 | 0 | 0 | 0 | 0 | 0 | 0 | 0 | 0 | 0 | 0 | 0 | 0 | 0 | 0 | 0 | 0 | 0 | 0 | 0 | 0 | 0 | 0 | 0 | 0 | 0
F1_Commercial_Office_Existing_Food Preparation_Natural Gas_Griddle_E8 | F1 | Commercial | Office | Existing | Food Preparation | Natural Gas | Griddle | E8 | Participant - Cost of Equipment | 0 | 0 | 0 | 0 | 0 | 0 | 0 | 0 | 0 | 0 | 0 | 0 | 0 | 0 | 0 | 0 | 0 | 0 | 0 | 0 | 0 | 0 | 0 | 0 | 0 | 0 | 0 | 0 | 0 | 0 | 0
F1_Commercial_Office_Existing_Food Preparation_Natural Gas_Griddle_E9 | F1 | Commercial | Office | Existing | Food Preparation | Natural Gas | Griddle | E9 | Participant - Cost of Equipment | 0 | 0 | 0 | 0 | 0 | 0 | 0 | 0 | 0 | 0 | 0 | 0 | 0 | 0 | 0 | 0 | 0 | 0 | 0 | 0 | 0 | 0 | 0 | 0 | 0 | 0 | 0 | 0 | 0 | 0 | 0
F1_Commercial_Office_Existing_Food Preparation_Natural Gas_Griddle_E10 | F1 | Commercial | Office | Existing | Food Preparation | Natural Gas | Griddle | E10 | Participant - Cost of Equipment | 0 | 0 | 0 | 0 | 0 | 0 | 0 | 0 | 0 | 0 | 0 | 0 | 0 | 0 | 0 | 0 | 0 | 0 | 0 | 0 | 0 | 0 | 0 | 0 | 0 | 0 | 0 | 0 | 0 | 0 | 0
F2_Commercial_Office_Existing_Food Preparation_Natural Gas_Griddle_E1 | F2 | Commercial | Office | Existing | Food Preparation | Natural Gas | Griddle | E1 | Participant - Cost of Operation | 0.019006 | 0.0193 | 0.019513 | 0.019404 | 0.019424 | 0.018308 | 0.017385 | 0.01687 | 0.016657 | 0.017274 | 0.018085 | 0.018932 | 0.017387 | 0.018418 | 0.018481 | 0.018389 | 0.018406 | 0.018462 | 0.01811 | 0.018323 | 0.018466 | 0.018668 | 0.018928 | 0.009493 | 0.0093076 | 0.0091335 | 0.0089689 | 0.0088123 | 0.0086623 | 0.0085178 | 0.0083779
F2_Commercial_Office_Existing_Food Preparation_Natural Gas_Griddle_E2 | F2 | Commercial | Office | Existing | Food Preparation | Natural Gas | Griddle | E2 | Participant - Cost of Operation | 0.016415 | 0.016668 | 0.016852 | 0.016758 | 0.016775 | 0.015812 | 0.015015 | 0.01457 | 0.014386 | 0.014919 | 0.015619 | 0.016351 | 0.015017 | 0.015907 | 0.015962 | 0.015882 | 0.015897 | 0.015945 | 0.015641 | 0.015825 | 0.015949 | 0.016123 | 0.016347 | 0.0081988 | 0.0080387 | 0.0078883 | 0.0077461 | 0.0076109 | 0.0074813 | 0.0073565 | 0.0072357
F2_Commercial_Office_Existing_Food Preparation_Natural Gas_Griddle_E3 | F2 | Commercial | Office | Existing | Food Preparation | Natural Gas | Griddle | E3 | Participant - Cost of Operation | 0 | 0 | 0 | 0 | 0 | 0 | 0 | 0 | 0 | 0 | 0 | 0 | 0 | 0 | 0 | 0 | 0 | 0 | 0 | 0 | 0 | 0 | 0 | 0 | 0 | 0 | 0 | 0 | 0 | 0 | 0
F2_Commercial_Office_Existing_Food Preparation_Natural Gas_Griddle_E4 | F2 | Commercial | Office | Existing | Food Preparation | Natural Gas | Griddle | E4 | Participant - Cost of Operation | 0 | 0 | 0 | 0 | 0 | 0 | 0 | 0 | 0 | 0 | 0 | 0 | 0 | 0 | 0 | 0 | 0 | 0 | 0 | 0 | 0 | 0 | 0 | 0 | 0 | 0 | 0 | 0 | 0 | 0 | 0
F2_Commercial_Office_Existing_Food Preparation_Natural Gas_Griddle_E5 | F2 | Commercial | Office | Existing | Food Preparation | Natural Gas | Griddle | E5 | Participant - Cost of Operation | 0 | 0 | 0 | 0 | 0 | 0 | 0 | 0 | 0 | 0 | 0 | 0 | 0 | 0 | 0 | 0 | 0 | 0 | 0 | 0 | 0 | 0 | 0 | 0 | 0 | 0 | 0 | 0 | 0 | 0 | 0
F2_Commercial_Office_Existing_Food Preparation_Natural Gas_Griddle_E6 | F2 | Commercial | Office | Existing | Food Preparation | Natural Gas | Griddle | E6 | Participant - Cost of Operation | 0 | 0 | 0 | 0 | 0 | 0 | 0 | 0 | 0 | 0 | 0 | 0 | 0 | 0 | 0 | 0 | 0 | 0 | 0 | 0 | 0 | 0 | 0 | 0 | 0 | 0 | 0 | 0 | 0 | 0 | 0
F2_Commercial_Office_Existing_Food Preparation_Natural Gas_Griddle_E7 | F2 | Commercial | Office | Existing | Food Preparation | Natural Gas | Griddle | E7 | Participant - Cost of Operation | 0 | 0 | 0 | 0 | 0 | 0 | 0 | 0 | 0 | 0 | 0 | 0 | 0 | 0 | 0 | 0 | 0 | 0 | 0 | 0 | 0 | 0 | 0 | 0 | 0 | 0 | 0 | 0 | 0 | 0 | 0
F2_Commercial_Office_Existing_Food Preparation_Natural Gas_Griddle_E8 | F2 | Commercial | Office | Existing | Food Preparation | Natural Gas | Griddle | E8 | Participant - Cost of Operation | 0 | 0 | 0 | 0 | 0 | 0 | 0 | 0 | 0 | 0 | 0 | 0 | 0 | 0 | 0 | 0 | 0 | 0 | 0 | 0 | 0 | 0 | 0 | 0 | 0 | 0 | 0 | 0 | 0 | 0 | 0
F2_Commercial_Office_Existing_Food Preparation_Natural Gas_Griddle_E9 | F2 | Commercial | Office | Existing | Food Preparation | Natural Gas | Griddle | E9 | Participant - Cost of Operation | 0 | 0 | 0 | 0 | 0 | 0 | 0 | 0 | 0 | 0 | 0 | 0 | 0 | 0 | 0 | 0 | 0 | 0 | 0 | 0 | 0 | 0 | 0 | 0 | 0 | 0 | 0 | 0 | 0 | 0 | 0
F2_Commercial_Office_Existing_Food Preparation_Natural Gas_Griddle_E10 | F2 | Commercial | Office | Existing | Food Preparation | Natural Gas | Griddle | E10 | Participant - Cost of Operation | 0 | 0 | 0 | 0 | 0 | 0 | 0 | 0 | 0 | 0 | 0 | 0 | 0 | 0 | 0 | 0 | 0 | 0 | 0 | 0 | 0 | 0 | 0 | 0 | 0 | 0 | 0 | 0 | 0 | 0 | 0
F3_Commercial_Office_Existing_Food Preparation_Natural Gas_Griddle_E1 | F3 | Commercial | Office | Existing | Food Preparation | Natural Gas | Griddle | E1 | System - kBTUs of Conusmption | 1.5793 | 1.5824 | 1.5804 | 1.579 | 1.579 | 1.579 | 1.579 | 1.579 | 1.579 | 1.579 | 1.579 | 1.579 | 1.579 | 1.579 | 1.579 | 1.579 | 1.579 | 1.579 | 1.579 | 1.579 | 1.579 | 1.579 | 1.579 | 1.579 | 1.579 | 1.579 | 1.579 | 1.579 | 1.579 | 1.579 | 1.579
F3_Commercial_Office_Existing_Food Preparation_Natural Gas_Griddle_E2 | F3 | Commercial | Office | Existing | Food Preparation | Natural Gas | Griddle | E2 | System - kBTUs of Conusmption | 1.364 | 1.3667 | 1.365 | 1.3638 | 1.3638 | 1.3638 | 1.3638 | 1.3638 | 1.3638 | 1.3638 | 1.3638 | 1.3638 | 1.3638 | 1.3638 | 1.3638 | 1.3638 | 1.3638 | 1.3638 | 1.3638 | 1.3638 | 1.3638 | 1.3638 | 1.3638 | 1.3638 | 1.3638 | 1.3638 | 1.3638 | 1.3638 | 1.3638 | 1.3638 | 1.3638
F3_Commercial_Office_Existing_Food Preparation_Natural Gas_Griddle_E3 | F3 | Commercial | Office | Existing | Food Preparation | Natural Gas | Griddle | E3 | System - kBTUs of Conusmption | 0 | 0 | 0 | 0 | 0 | 0 | 0 | 0 | 0 | 0 | 0 | 0 | 0 | 0 | 0 | 0 | 0 | 0 | 0 | 0 | 0 | 0 | 0 | 0 | 0 | 0 | 0 | 0 | 0 | 0 | 0
F3_Commercial_Office_Existing_Food Preparation_Natural Gas_Griddle_E4 | F3 | Commercial | Office | Existing | Food Preparation | Natural Gas | Griddle | E4 | System - kBTUs of Conusmption | 0 | 0 | 0 | 0 | 0 | 0 | 0 | 0 | 0 | 0 | 0 | 0 | 0 | 0 | 0 | 0 | 0 | 0 | 0 | 0 | 0 | 0 | 0 | 0 | 0 | 0 | 0 | 0 | 0 | 0 | 0
F3_Commercial_Office_Existing_Food Preparation_Natural Gas_Griddle_E5 | F3 | Commercial | Office | Existing | Food Preparation | Natural Gas | Griddle | E5 | System - kBTUs of Conusmption | 0 | 0 | 0 | 0 | 0 | 0 | 0 | 0 | 0 | 0 | 0 | 0 | 0 | 0 | 0 | 0 | 0 | 0 | 0 | 0 | 0 | 0 | 0 | 0 | 0 | 0 | 0 | 0 | 0 | 0 | 0
F3_Commercial_Office_Existing_Food Preparation_Natural Gas_Griddle_E6 | F3 | Commercial | Office | Existing | Food Preparation | Natural Gas | Griddle | E6 | System - kBTUs of Conusmption | 0 | 0 | 0 | 0 | 0 | 0 | 0 | 0 | 0 | 0 | 0 | 0 | 0 | 0 | 0 | 0 | 0 | 0 | 0 | 0 | 0 | 0 | 0 | 0 | 0 | 0 | 0 | 0 | 0 | 0 | 0
F3_Commercial_Office_Existing_Food Preparation_Natural Gas_Griddle_E7 | F3 | Commercial | Office | Existing | Food Preparation | Natural Gas | Griddle | E7 | System - kBTUs of Conusmption | 0 | 0 | 0 | 0 | 0 | 0 | 0 | 0 | 0 | 0 | 0 | 0 | 0 | 0 | 0 | 0 | 0 | 0 | 0 | 0 | 0 | 0 | 0 | 0 | 0 | 0 | 0 | 0 | 0 | 0 | 0
F3_Commercial_Office_Existing_Food Preparation_Natural Gas_Griddle_E8 | F3 | Commercial | Office | Existing | Food Preparation | Natural Gas | Griddle | E8 | System - kBTUs of Conusmption | 0 | 0 | 0 | 0 | 0 | 0 | 0 | 0 | 0 | 0 | 0 | 0 | 0 | 0 | 0 | 0 | 0 | 0 | 0 | 0 | 0 | 0 | 0 | 0 | 0 | 0 | 0 | 0 | 0 | 0 | 0
F3_Commercial_Office_Existing_Food Preparation_Natural Gas_Griddle_E9 | F3 | Commercial | Office | Existing | Food Preparation | Natural Gas | Griddle | E9 | System - kBTUs of Conusmption | 0 | 0 | 0 | 0 | 0 | 0 | 0 | 0 | 0 | 0 | 0 | 0 | 0 | 0 | 0 | 0 | 0 | 0 | 0 | 0 | 0 | 0 | 0 | 0 | 0 | 0 | 0 | 0 | 0 | 0 | 0
F3_Commercial_Office_Existing_Food Preparation_Natural Gas_Griddle_E10 | F3 | Commercial | Office | Existing | Food Preparation | Natural Gas | Griddle | E10 | System - kBTUs of Conusmption | 0 | 0 | 0 | 0 | 0 | 0 | 0 | 0 | 0 | 0 | 0 | 0 | 0 | 0 | 0 | 0 | 0 | 0 | 0 | 0 | 0 | 0 | 0 | 0 | 0 | 0 | 0 | 0 | 0 | 0 | 0
F4_Commercial_Office_Existing_Food Preparation_Natural Gas_Griddle_E1 | F4 | Commercial | Office | Existing | Food Preparation | Natural Gas | Griddle | E1 | Utility - Cost of Equipment | 0.0082034 | 0.0082034 | 0.0082034 | 0.0082034 | 0.0082034 | 0.0082034 | 0.0082034 | 0.0082034 | 0.0082034 | 0.0082034 | 0.0082034 | 0.0082034 | 0.0082034 | 0.0082034 | 0.0082034 | 0.0082034 | 0.0082034 | 0.0082034 | 0.0082034 | 0.0082034 | 0.0082034 | 0.0082034 | 0.0082034 | 0.0082034 | 0.0082034 | 0.0082034 | 0.0082034 | 0.0082034 | 0.0082034 | 0.0082034 | 0.0082034
F4_Commercial_Office_Existing_Food Preparation_Natural Gas_Griddle_E2 | F4 | Commercial | Office | Existing | Food Preparation | Natural Gas | Griddle | E2 | Utility - Cost of Equipment | 0.0087768 | 0.0087768 | 0.0087768 | 0.0087768 | 0.0087768 | 0.0087768 | 0.0087768 | 0.0087768 | 0.0087768 | 0.0087768 | 0.0087768 | 0.0087768 | 0.0087768 | 0.0087768 | 0.0087768 | 0.0087768 | 0.0087768 | 0.0087768 | 0.0087768 | 0.0087768 | 0.0087768 | 0.0087768 | 0.0087768 | 0.0087768 | 0.0087768 | 0.0087768 | 0.0087768 | 0.0087768 | 0.0087768 | 0.0087768 | 0.0087768
F4_Commercial_Office_Existing_Food Preparation_Natural Gas_Griddle_E3 | F4 | Commercial | Office | Existing | Food Preparation | Natural Gas | Griddle | E3 | Utility - Cost of Equipment | 0 | 0 | 0 | 0 | 0 | 0 | 0 | 0 | 0 | 0 | 0 | 0 | 0 | 0 | 0 | 0 | 0 | 0 | 0 | 0 | 0 | 0 | 0 | 0 | 0 | 0 | 0 | 0 | 0 | 0 | 0
F4_Commercial_Office_Existing_Food Preparation_Natural Gas_Griddle_E4 | F4 | Commercial | Office | Existing | Food Preparation | Natural Gas | Griddle | E4 | Utility - Cost of Equipment | 0 | 0 | 0 | 0 | 0 | 0 | 0 | 0 | 0 | 0 | 0 | 0 | 0 | 0 | 0 | 0 | 0 | 0 | 0 | 0 | 0 | 0 | 0 | 0 | 0 | 0 | 0 | 0 | 0 | 0 | 0
F4_Commercial_Office_Existing_Food Preparation_Natural Gas_Griddle_E5 | F4 | Commercial | Office | Existing | Food Preparation | Natural Gas | Griddle | E5 | Utility - Cost of Equipment | 0 | 0 | 0 | 0 | 0 | 0 | 0 | 0 | 0 | 0 | 0 | 0 | 0 | 0 | 0 | 0 | 0 | 0 | 0 | 0 | 0 | 0 | 0 | 0 | 0 | 0 | 0 | 0 | 0 | 0 | 0
F4_Commercial_Office_Existing_Food Preparation_Natural Gas_Griddle_E6 | F4 | Commercial | Office | Existing | Food Preparation | Natural Gas | Griddle | E6 | Utility - Cost of Equipment | 0 | 0 | 0 | 0 | 0 | 0 | 0 | 0 | 0 | 0 | 0 | 0 | 0 | 0 | 0 | 0 | 0 | 0 | 0 | 0 | 0 | 0 | 0 | 0 | 0 | 0 | 0 | 0 | 0 | 0 | 0
F4_Commercial_Office_Existing_Food Preparation_Natural Gas_Griddle_E7 | F4 | Commercial | Office | Existing | Food Preparation | Natural Gas | Griddle | E7 | Utility - Cost of Equipment | 0 | 0 | 0 | 0 | 0 | 0 | 0 | 0 | 0 | 0 | 0 | 0 | 0 | 0 | 0 | 0 | 0 | 0 | 0 | 0 | 0 | 0 | 0 | 0 | 0 | 0 | 0 | 0 | 0 | 0 | 0
F4_Commercial_Office_Existing_Food Preparation_Natural Gas_Griddle_E8 | F4 | Commercial | Office | Existing | Food Preparation | Natural Gas | Griddle | E8 | Utility - Cost of Equipment | 0 | 0 | 0 | 0 | 0 | 0 | 0 | 0 | 0 | 0 | 0 | 0 | 0 | 0 | 0 | 0 | 0 | 0 | 0 | 0 | 0 | 0 | 0 | 0 | 0 | 0 | 0 | 0 | 0 | 0 | 0
F4_Commercial_Office_Existing_Food Preparation_Natural Gas_Griddle_E9 | F4 | Commercial | Office | Existing | Food Preparation | Natural Gas | Griddle | E9 | Utility - Cost of Equipment | 0 | 0 | 0 | 0 | 0 | 0 | 0 | 0 | 0 | 0 | 0 | 0 | 0 | 0 | 0 | 0 | 0 | 0 | 0 | 0 | 0 | 0 | 0 | 0 | 0 | 0 | 0 | 0 | 0 | 0 | 0
F4_Commercial_Office_Existing_Food Preparation_Natural Gas_Griddle_E10 | F4 | Commercial | Office | Existing | Food Preparation | Natural Gas | Griddle | E10 | Utility - Cost of Equipment | 0 | 0 | 0 | 0 | 0 | 0 | 0 | 0 | 0 | 0 | 0 | 0 | 0 | 0 | 0 | 0 | 0 | 0 | 0 | 0 | 0 | 0 | 0 | 0 | 0 | 0 | 0 | 0 | 0 | 0 | 0
F5_Commercial_Office_Existing_Food Preparation_Natural Gas_Griddle_E1 | F5 | Commercial | Office | Existing | Food Preparation | Natural Gas | Griddle | E1 | Utility - Cost of Operation | 0.015864 | 0.016109 | 0.016287 | 0.016196 | 0.016212 | 0.015281 | 0.014511 | 0.014081 | 0.013903 | 0.014418 | 0.015095 | 0.015802 | 0.014513 | 0.015373 | 0.015426 | 0.015349 | 0.015363 | 0.01541 | 0.015116 | 0.015294 | 0.015413 | 0.015582 | 0.015799 | 0.0079236 | 0.0077689 | 0.0076235 | 0.0074861 | 0.0073554 | 0.0072302 | 0.0071096 | 0.0069929
F5_Commercial_Office_Existing_Food Preparation_Natural Gas_Griddle_E2 | F5 | Commercial | Office | Existing | Food Preparation | Natural Gas | Griddle | E2 | Utility - Cost of Operation | 0.013701 | 0.013913 | 0.014066 | 0.013988 | 0.014002 | 0.013198 | 0.012533 | 0.012162 | 0.012007 | 0.012453 | 0.013037 | 0.013648 | 0.012534 | 0.013278 | 0.013323 | 0.013256 | 0.013268 | 0.013309 | 0.013055 | 0.013209 | 0.013312 | 0.013458 | 0.013645 | 0.0068434 | 0.0067097 | 0.0065842 | 0.0064655 | 0.0063526 | 0.0062445 | 0.0061403 | 0.0060395
F5_Commercial_Office_Existing_Food Preparation_Natural Gas_Griddle_E3 | F5 | Commercial | Office | Existing | Food Preparation | Natural Gas | Griddle | E3 | Utility - Cost of Operation | 0 | 0 | 0 | 0 | 0 | 0 | 0 | 0 | 0 | 0 | 0 | 0 | 0 | 0 | 0 | 0 | 0 | 0 | 0 | 0 | 0 | 0 | 0 | 0 | 0 | 0 | 0 | 0 | 0 | 0 | 0
F5_Commercial_Office_Existing_Food Preparation_Natural Gas_Griddle_E4 | F5 | Commercial | Office | Existing | Food Preparation | Natural Gas | Griddle | E4 | Utility - Cost of Operation | 0 | 0 | 0 | 0 | 0 | 0 | 0 | 0 | 0 | 0 | 0 | 0 | 0 | 0 | 0 | 0 | 0 | 0 | 0 | 0 | 0 | 0 | 0 | 0 | 0 | 0 | 0 | 0 | 0 | 0 | 0
F5_Commercial_Office_Existing_Food Preparation_Natural Gas_Griddle_E5 | F5 | Commercial | Office | Existing | Food Preparation | Natural Gas | Griddle | E5 | Utility - Cost of Operation | 0 | 0 | 0 | 0 | 0 | 0 | 0 | 0 | 0 | 0 | 0 | 0 | 0 | 0 | 0 | 0 | 0 | 0 | 0 | 0 | 0 | 0 | 0 | 0 | 0 | 0 | 0 | 0 | 0 | 0 | 0
F5_Commercial_Office_Existing_Food Preparation_Natural Gas_Griddle_E6 | F5 | Commercial | Office | Existing | Food Preparation | Natural Gas | Griddle | E6 | Utility - Cost of Operation | 0 | 0 | 0 | 0 | 0 | 0 | 0 | 0 | 0 | 0 | 0 | 0 | 0 | 0 | 0 | 0 | 0 | 0 | 0 | 0 | 0 | 0 | 0 | 0 | 0 | 0 | 0 | 0 | 0 | 0 | 0
F5_Commercial_Office_Existing_Food Preparation_Natural Gas_Griddle_E7 | F5 | Commercial | Office | Existing | Food Preparation | Natural Gas | Griddle | E7 | Utility - Cost of Operation | 0 | 0 | 0 | 0 | 0 | 0 | 0 | 0 | 0 | 0 | 0 | 0 | 0 | 0 | 0 | 0 | 0 | 0 | 0 | 0 | 0 | 0 | 0 | 0 | 0 | 0 | 0 | 0 | 0 | 0 | 0
F5_Commercial_Office_Existing_Food Preparation_Natural Gas_Griddle_E8 | F5 | Commercial | Office | Existing | Food Preparation | Natural Gas | Griddle | E8 | Utility - Cost of Operation | 0 | 0 | 0 | 0 | 0 | 0 | 0 | 0 | 0 | 0 | 0 | 0 | 0 | 0 | 0 | 0 | 0 | 0 | 0 | 0 | 0 | 0 | 0 | 0 | 0 | 0 | 0 | 0 | 0 | 0 | 0
F5_Commercial_Office_Existing_Food Preparation_Natural Gas_Griddle_E9 | F5 | Commercial | Office | Existing | Food Preparation | Natural Gas | Griddle | E9 | Utility - Cost of Operation | 0 | 0 | 0 | 0 | 0 | 0 | 0 | 0 | 0 | 0 | 0 | 0 | 0 | 0 | 0 | 0 | 0 | 0 | 0 | 0 | 0 | 0 | 0 | 0 | 0 | 0 | 0 | 0 | 0 | 0 | 0
F5_Commercial_Office_Existing_Food Preparation_Natural Gas_Griddle_E10 | F5 | Commercial | Office | Existing | Food Preparation | Natural Gas | Griddle | E10 | Utility - Cost of Operation | 0 | 0 | 0 | 0 | 0 | 0 | 0 | 0 | 0 | 0 | 0 | 0 | 0 | 0 | 0 | 0 | 0 | 0 | 0 | 0 | 0 | 0 | 0 | 0 | 0 | 0 | 0 | 0 | 0 | 0 | 0
F6_Commercial_Office_Existing_Food Preparation_Natural Gas_Griddle_E1 | F6 | Commercial | Office | Existing | Food Preparation | Natural Gas | Griddle | E1 | Utility - Value of Sales | 0.019006 | 0.0193 | 0.019513 | 0.019404 | 0.019424 | 0.018308 | 0.017385 | 0.01687 | 0.016657 | 0.017274 | 0.018085 | 0.018932 | 0.017387 | 0.018418 | 0.018481 | 0.018389 | 0.018406 | 0.018462 | 0.01811 | 0.018323 | 0.018466 | 0.018668 | 0.018928 | 0.009493 | 0.0093076 | 0.0091335 | 0.0089689 | 0.0088123 | 0.0086623 | 0.0085178 | 0.0083779
F6_Commercial_Office_Existing_Food Preparation_Natural Gas_Griddle_E2 | F6 | Commercial | Office | Existing | Food Preparation | Natural Gas | Griddle | E2 | Utility - Value of Sales | 0.016415 | 0.016668 | 0.016852 | 0.016758 | 0.016775 | 0.015812 | 0.015015 | 0.01457 | 0.014386 | 0.014919 | 0.015619 | 0.016351 | 0.015017 | 0.015907 | 0.015962 | 0.015882 | 0.015897 | 0.015945 | 0.015641 | 0.015825 | 0.015949 | 0.016123 | 0.016347 | 0.0081988 | 0.0080387 | 0.0078883 | 0.0077461 | 0.0076109 | 0.0074813 | 0.0073565 | 0.0072357
F6_Commercial_Office_Existing_Food Preparation_Natural Gas_Griddle_E3 | F6 | Commercial | Office | Existing | Food Preparation | Natural Gas | Griddle | E3 | Utility - Value of Sales | 0 | 0 | 0 | 0 | 0 | 0 | 0 | 0 | 0 | 0 | 0 | 0 | 0 | 0 | 0 | 0 | 0 | 0 | 0 | 0 | 0 | 0 | 0 | 0 | 0 | 0 | 0 | 0 | 0 | 0 | 0
F6_Commercial_Office_Existing_Food Preparation_Natural Gas_Griddle_E4 | F6 | Commercial | Office | Existing | Food Preparation | Natural Gas | Griddle | E4 | Utility - Value of Sales | 0 | 0 | 0 | 0 | 0 | 0 | 0 | 0 | 0 | 0 | 0 | 0 | 0 | 0 | 0 | 0 | 0 | 0 | 0 | 0 | 0 | 0 | 0 | 0 | 0 | 0 | 0 | 0 | 0 | 0 | 0
F6_Commercial_Office_Existing_Food Preparation_Natural Gas_Griddle_E5 | F6 | Commercial | Office | Existing | Food Preparation | Natural Gas | Griddle | E5 | Utility - Value of Sales | 0 | 0 | 0 | 0 | 0 | 0 | 0 | 0 | 0 | 0 | 0 | 0 | 0 | 0 | 0 | 0 | 0 | 0 | 0 | 0 | 0 | 0 | 0 | 0 | 0 | 0 | 0 | 0 | 0 | 0 | 0
F6_Commercial_Office_Existing_Food Preparation_Natural Gas_Griddle_E6 | F6 | Commercial | Office | Existing | Food Preparation | Natural Gas | Griddle | E6 | Utility - Value of Sales | 0 | 0 | 0 | 0 | 0 | 0 | 0 | 0 | 0 | 0 | 0 | 0 | 0 | 0 | 0 | 0 | 0 | 0 | 0 | 0 | 0 | 0 | 0 | 0 | 0 | 0 | 0 | 0 | 0 | 0 | 0
F6_Commercial_Office_Existing_Food Preparation_Natural Gas_Griddle_E7 | F6 | Commercial | Office | Existing | Food Preparation | Natural Gas | Griddle | E7 | Utility - Value of Sales | 0 | 0 | 0 | 0 | 0 | 0 | 0 | 0 | 0 | 0 | 0 | 0 | 0 | 0 | 0 | 0 | 0 | 0 | 0 | 0 | 0 | 0 | 0 | 0 | 0 | 0 | 0 | 0 | 0 | 0 | 0
F6_Commercial_Office_Existing_Food Preparation_Natural Gas_Griddle_E8 | F6 | Commercial | Office | Existing | Food Preparation | Natural Gas | Griddle | E8 | Utility - Value of Sales | 0 | 0 | 0 | 0 | 0 | 0 | 0 | 0 | 0 | 0 | 0 | 0 | 0 | 0 | 0 | 0 | 0 | 0 | 0 | 0 | 0 | 0 | 0 | 0 | 0 | 0 | 0 | 0 | 0 | 0 | 0
F6_Commercial_Office_Existing_Food Preparation_Natural Gas_Griddle_E9 | F6 | Commercial | Office | Existing | Food Preparation | Natural Gas | Griddle | E9 | Utility - Value of Sales | 0 | 0 | 0 | 0 | 0 | 0 | 0 | 0 | 0 | 0 | 0 | 0 | 0 | 0 | 0 | 0 | 0 | 0 | 0 | 0 | 0 | 0 | 0 | 0 | 0 | 0 | 0 | 0 | 0 | 0 | 0
F6_Commercial_Office_Existing_Food Preparation_Natural Gas_Griddle_E10 | F6 | Commercial | Office | Existing | Food Preparation | Natural Gas | Griddle | E10 | Utility - Value of Sales | 0 | 0 | 0 | 0 | 0 | 0 | 0 | 0 | 0 | 0 | 0 | 0 | 0 | 0 | 0 | 0 | 0 | 0 | 0 | 0 | 0 | 0 | 0 | 0 | 0 | 0 | 0 | 0 | 0 | 0 | 0
F1_Commercial_Office_Existing_Food Preparation_Natural Gas_Range_E1 | F1 | Commercial | Office | Existing | Food Preparation | Natural Gas | Range | E1 | Participant - Cost of Equipment | 0.01544 | 0.01544 | 0.01544 | 0.01544 | 0.01544 | 0.01544 | 0.01544 | 0.01544 | 0.01544 | 0.01544 | 0.01544 | 0.01544 | 0.01544 | 0.01544 | 0.01544 | 0.01544 | 0.01544 | 0.01544 | 0.01544 | 0.01544 | 0.01544 | 0.01544 | 0.01544 | 0.01544 | 0.01544 | 0.01544 | 0.01544 | 0.01544 | 0.01544 | 0.01544 | 0.01544
F1_Commercial_Office_Existing_Food Preparation_Natural Gas_Range_E2 | F1 | Commercial | Office | Existing | Food Preparation | Natural Gas | Range | E2 | Participant - Cost of Equipment | 0.015442 | 0.015442 | 0.015442 | 0.015442 | 0.015442 | 0.015442 | 0.015442 | 0.015442 | 0.015442 | 0.015442 | 0.015442 | 0.015442 | 0.015442 | 0.015442 | 0.015442 | 0.015442 | 0.015442 | 0.015442 | 0.015442 | 0.015442 | 0.015442 | 0.015442 | 0.015442 | 0.015442 | 0.015442 | 0.015442 | 0.015442 | 0.015442 | 0.015442 | 0.015442 | 0.015442
F1_Commercial_Office_Existing_Food Preparation_Natural Gas_Range_E3 | F1 | Commercial | Office | Existing | Food Preparation | Natural Gas | Range | E3 | Participant - Cost of Equipment | 0 | 0 | 0 | 0 | 0 | 0 | 0 | 0 | 0 | 0 | 0 | 0 | 0 | 0 | 0 | 0 | 0 | 0 | 0 | 0 | 0 | 0 | 0 | 0 | 0 | 0 | 0 | 0 | 0 | 0 | 0
F1_Commercial_Office_Existing_Food Preparation_Natural Gas_Range_E4 | F1 | Commercial | Office | Existing | Food Preparation | Natural Gas | Range | E4 | Participant - Cost of Equipment | 0 | 0 | 0 | 0 | 0 | 0 | 0 | 0 | 0 | 0 | 0 | 0 | 0 | 0 | 0 | 0 | 0 | 0 | 0 | 0 | 0 | 0 | 0 | 0 | 0 | 0 | 0 | 0 | 0 | 0 | 0
F1_Commercial_Office_Existing_Food Preparation_Natural Gas_Range_E5 | F1 | Commercial | Office | Existing | Food Preparation | Natural Gas | Range | E5 | Participant - Cost of Equipment | 0 | 0 | 0 | 0 | 0 | 0 | 0 | 0 | 0 | 0 | 0 | 0 | 0 | 0 | 0 | 0 | 0 | 0 | 0 | 0 | 0 | 0 | 0 | 0 | 0 | 0 | 0 | 0 | 0 | 0 | 0
F1_Commercial_Office_Existing_Food Preparation_Natural Gas_Range_E6 | F1 | Commercial | Office | Existing | Food Preparation | Natural Gas | Range | E6 | Participant - Cost of Equipment | 0 | 0 | 0 | 0 | 0 | 0 | 0 | 0 | 0 | 0 | 0 | 0 | 0 | 0 | 0 | 0 | 0 | 0 | 0 | 0 | 0 | 0 | 0 | 0 | 0 | 0 | 0 | 0 | 0 | 0 | 0
F1_Commercial_Office_Existing_Food Preparation_Natural Gas_Range_E7 | F1 | Commercial | Office | Existing | Food Preparation | Natural Gas | Range | E7 | Participant - Cost of Equipment | 0 | 0 | 0 | 0 | 0 | 0 | 0 | 0 | 0 | 0 | 0 | 0 | 0 | 0 | 0 | 0 | 0 | 0 | 0 | 0 | 0 | 0 | 0 | 0 | 0 | 0 | 0 | 0 | 0 | 0 | 0
F1_Commercial_Office_Existing_Food Preparation_Natural Gas_Range_E8 | F1 | Commercial | Office | Existing | Food Preparation | Natural Gas | Range | E8 | Participant - Cost of Equipment | 0 | 0 | 0 | 0 | 0 | 0 | 0 | 0 | 0 | 0 | 0 | 0 | 0 | 0 | 0 | 0 | 0 | 0 | 0 | 0 | 0 | 0 | 0 | 0 | 0 | 0 | 0 | 0 | 0 | 0 | 0
F1_Commercial_Office_Existing_Food Preparation_Natural Gas_Range_E9 | F1 | Commercial | Office | Existing | Food Preparation | Natural Gas | Range | E9 | Participant - Cost of Equipment | 0 | 0 | 0 | 0 | 0 | 0 | 0 | 0 | 0 | 0 | 0 | 0 | 0 | 0 | 0 | 0 | 0 | 0 | 0 | 0 | 0 | 0 | 0 | 0 | 0 | 0 | 0 | 0 | 0 | 0 | 0
F1_Commercial_Office_Existing_Food Preparation_Natural Gas_Range_E10 | F1 | Commercial | Office | Existing | Food Preparation | Natural Gas | Range | E10 | Participant - Cost of Equipment | 0 | 0 | 0 | 0 | 0 | 0 | 0 | 0 | 0 | 0 | 0 | 0 | 0 | 0 | 0 | 0 | 0 | 0 | 0 | 0 | 0 | 0 | 0 | 0 | 0 | 0 | 0 | 0 | 0 | 0 | 0
F2_Commercial_Office_Existing_Food Preparation_Natural Gas_Range_E1 | F2 | Commercial | Office | Existing | Food Preparation | Natural Gas | Range | E1 | Participant - Cost of Operation | 0.022057 | 0.022494 | 0.022807 | 0.023145 | 0.023632 | 0.022141 | 0.020976 | 0.020363 | 0.020143 | 0.019805 | 0.019577 | 0.020614 | 0.018449 | 0.019719 | 0.02135 | 0.022935 | 0.022994 | 0.023103 | 0.022662 | 0.022977 | 0.023197 | 0.023495 | 0.023869 | 0.011243 | 0.011019 | 0.010809 | 0.010611 | 0.010424 | 0.010245 | 0.010073 | 0.0099067
F2_Commercial_Office_Existing_Food Preparation_Natural Gas_Range_E2 | F2 | Commercial | Office | Existing | Food Preparation | Natural Gas | Range | E2 | Participant - Cost of Operation | 0.016542 | 0.01687 | 0.017105 | 0.017359 | 0.017724 | 0.016606 | 0.015732 | 0.015272 | 0.015107 | 0.014854 | 0.014683 | 0.015461 | 0.013837 | 0.014789 | 0.016012 | 0.017201 | 0.017245 | 0.017328 | 0.016996 | 0.017233 | 0.017398 | 0.017621 | 0.017902 | 0.0084325 | 0.0082643 | 0.0081068 | 0.0079586 | 0.007818 | 0.0076838 | 0.0075547 | 0.00743
F2_Commercial_Office_Existing_Food Preparation_Natural Gas_Range_E3 | F2 | Commercial | Office | Existing | Food Preparation | Natural Gas | Range | E3 | Participant - Cost of Operation | 0 | 0 | 0 | 0 | 0 | 0 | 0 | 0 | 0 | 0 | 0 | 0 | 0 | 0 | 0 | 0 | 0 | 0 | 0 | 0 | 0 | 0 | 0 | 0 | 0 | 0 | 0 | 0 | 0 | 0 | 0
F2_Commercial_Office_Existing_Food Preparation_Natural Gas_Range_E4 | F2 | Commercial | Office | Existing | Food Preparation | Natural Gas | Range | E4 | Participant - Cost of Operation | 0 | 0 | 0 | 0 | 0 | 0 | 0 | 0 | 0 | 0 | 0 | 0 | 0 | 0 | 0 | 0 | 0 | 0 | 0 | 0 | 0 | 0 | 0 | 0 | 0 | 0 | 0 | 0 | 0 | 0 | 0
F2_Commercial_Office_Existing_Food Preparation_Natural Gas_Range_E5 | F2 | Commercial | Office | Existing | Food Preparation | Natural Gas | Range | E5 | Participant - Cost of Operation | 0 | 0 | 0 | 0 | 0 | 0 | 0 | 0 | 0 | 0 | 0 | 0 | 0 | 0 | 0 | 0 | 0 | 0 | 0 | 0 | 0 | 0 | 0 | 0 | 0 | 0 | 0 | 0 | 0 | 0 | 0
F2_Commercial_Office_Existing_Food Preparation_Natural Gas_Range_E6 | F2 | Commercial | Office | Existing | Food Preparation | Natural Gas | Range | E6 | Participant - Cost of Operation | 0 | 0 | 0 | 0 | 0 | 0 | 0 | 0 | 0 | 0 | 0 | 0 | 0 | 0 | 0 | 0 | 0 | 0 | 0 | 0 | 0 | 0 | 0 | 0 | 0 | 0 | 0 | 0 | 0 | 0 | 0
F2_Commercial_Office_Existing_Food Preparation_Natural Gas_Range_E7 | F2 | Commercial | Office | Existing | Food Preparation | Natural Gas | Range | E7 | Participant - Cost of Operation | 0 | 0 | 0 | 0 | 0 | 0 | 0 | 0 | 0 | 0 | 0 | 0 | 0 | 0 | 0 | 0 | 0 | 0 | 0 | 0 | 0 | 0 | 0 | 0 | 0 | 0 | 0 | 0 | 0 | 0 | 0
F2_Commercial_Office_Existing_Food Preparation_Natural Gas_Range_E8 | F2 | Commercial | Office | Existing | Food Preparation | Natural Gas | Range | E8 | Participant - Cost of Operation | 0 | 0 | 0 | 0 | 0 | 0 | 0 | 0 | 0 | 0 | 0 | 0 | 0 | 0 | 0 | 0 | 0 | 0 | 0 | 0 | 0 | 0 | 0 | 0 | 0 | 0 | 0 | 0 | 0 | 0 | 0
F2_Commercial_Office_Existing_Food Preparation_Natural Gas_Range_E9 | F2 | Commercial | Office | Existing | Food Preparation | Natural Gas | Range | E9 | Participant - Cost of Operation | 0 | 0 | 0 | 0 | 0 | 0 | 0 | 0 | 0 | 0 | 0 | 0 | 0 | 0 | 0 | 0 | 0 | 0 | 0 | 0 | 0 | 0 | 0 | 0 | 0 | 0 | 0 | 0 | 0 | 0 | 0
F2_Commercial_Office_Existing_Food Preparation_Natural Gas_Range_E10 | F2 | Commercial | Office | Existing | Food Preparation | Natural Gas | Range | E10 | Participant - Cost of Operation | 0 | 0 | 0 | 0 | 0 | 0 | 0 | 0 | 0 | 0 | 0 | 0 | 0 | 0 | 0 | 0 | 0 | 0 | 0 | 0 | 0 | 0 | 0 | 0 | 0 | 0 | 0 | 0 | 0 | 0 | 0
F3_Commercial_Office_Existing_Food Preparation_Natural Gas_Range_E1 | F3 | Commercial | Office | Existing | Food Preparation | Natural Gas | Range | E1 | System - kBTUs of Conusmption | 1.8457 | 1.8501 | 1.8473 | 1.8454 | 1.8454 | 1.8454 | 1.8454 | 1.8454 | 1.8454 | 1.8454 | 1.8454 | 1.8454 | 1.8454 | 1.8454 | 1.8454 | 1.8454 | 1.8454 | 1.8454 | 1.8454 | 1.8454 | 1.8454 | 1.8454 | 1.8454 | 1.8454 | 1.8454 | 1.8454 | 1.8454 | 1.8454 | 1.8454 | 1.8454 | 1.8454
F3_Commercial_Office_Existing_Food Preparation_Natural Gas_Range_E2 | F3 | Commercial | Office | Existing | Food Preparation | Natural Gas | Range | E2 | System - kBTUs of Conusmption | 1.3843 | 1.3876 | 1.3855 | 1.384 | 1.384 | 1.384 | 1.384 | 1.384 | 1.384 | 1.384 | 1.384 | 1.384 | 1.384 | 1.384 | 1.384 | 1.384 | 1.384 | 1.384 | 1.384 | 1.384 | 1.384 | 1.384 | 1.384 | 1.384 | 1.384 | 1.384 | 1.384 | 1.384 | 1.384 | 1.384 | 1.384
F3_Commercial_Office_Existing_Food Preparation_Natural Gas_Range_E3 | F3 | Commercial | Office | Existing | Food Preparation | Natural Gas | Range | E3 | System - kBTUs of Conusmption | 0 | 0 | 0 | 0 | 0 | 0 | 0 | 0 | 0 | 0 | 0 | 0 | 0 | 0 | 0 | 0 | 0 | 0 | 0 | 0 | 0 | 0 | 0 | 0 | 0 | 0 | 0 | 0 | 0 | 0 | 0
F3_Commercial_Office_Existing_Food Preparation_Natural Gas_Range_E4 | F3 | Commercial | Office | Existing | Food Preparation | Natural Gas | Range | E4 | System - kBTUs of Conusmption | 0 | 0 | 0 | 0 | 0 | 0 | 0 | 0 | 0 | 0 | 0 | 0 | 0 | 0 | 0 | 0 | 0 | 0 | 0 | 0 | 0 | 0 | 0 | 0 | 0 | 0 | 0 | 0 | 0 | 0 | 0
F3_Commercial_Office_Existing_Food Preparation_Natural Gas_Range_E5 | F3 | Commercial | Office | Existing | Food Preparation | Natural Gas | Range | E5 | System - kBTUs of Conusmption | 0 | 0 | 0 | 0 | 0 | 0 | 0 | 0 | 0 | 0 | 0 | 0 | 0 | 0 | 0 | 0 | 0 | 0 | 0 | 0 | 0 | 0 | 0 | 0 | 0 | 0 | 0 | 0 | 0 | 0 | 0
F3_Commercial_Office_Existing_Food Preparation_Natural Gas_Range_E6 | F3 | Commercial | Office | Existing | Food Preparation | Natural Gas | Range | E6 | System - kBTUs of Conusmption | 0 | 0 | 0 | 0 | 0 | 0 | 0 | 0 | 0 | 0 | 0 | 0 | 0 | 0 | 0 | 0 | 0 | 0 | 0 | 0 | 0 | 0 | 0 | 0 | 0 | 0 | 0 | 0 | 0 | 0 | 0
F3_Commercial_Office_Existing_Food Preparation_Natural Gas_Range_E7 | F3 | Commercial | Office | Existing | Food Preparation | Natural Gas | Range | E7 | System - kBTUs of Conusmption | 0 | 0 | 0 | 0 | 0 | 0 | 0 | 0 | 0 | 0 | 0 | 0 | 0 | 0 | 0 | 0 | 0 | 0 | 0 | 0 | 0 | 0 | 0 | 0 | 0 | 0 | 0 | 0 | 0 | 0 | 0
F3_Commercial_Office_Existing_Food Preparation_Natural Gas_Range_E8 | F3 | Commercial | Office | Existing | Food Preparation | Natural Gas | Range | E8 | System - kBTUs of Conusmption | 0 | 0 | 0 | 0 | 0 | 0 | 0 | 0 | 0 | 0 | 0 | 0 | 0 | 0 | 0 | 0 | 0 | 0 | 0 | 0 | 0 | 0 | 0 | 0 | 0 | 0 | 0 | 0 | 0 | 0 | 0
F3_Commercial_Office_Existing_Food Preparation_Natural Gas_Range_E9 | F3 | Commercial | Office | Existing | Food Preparation | Natural Gas | Range | E9 | System - kBTUs of Conusmption | 0 | 0 | 0 | 0 | 0 | 0 | 0 | 0 | 0 | 0 | 0 | 0 | 0 | 0 | 0 | 0 | 0 | 0 | 0 | 0 | 0 | 0 | 0 | 0 | 0 | 0 | 0 | 0 | 0 | 0 | 0
F3_Commercial_Office_Existing_Food Preparation_Natural Gas_Range_E10 | F3 | Commercial | Office | Existing | Food Preparation | Natural Gas | Range | E10 | System - kBTUs of Conusmption | 0 | 0 | 0 | 0 | 0 | 0 | 0 | 0 | 0 | 0 | 0 | 0 | 0 | 0 | 0 | 0 | 0 | 0 | 0 | 0 | 0 | 0 | 0 | 0 | 0 | 0 | 0 | 0 | 0 | 0 | 0
F4_Commercial_Office_Existing_Food Preparation_Natural Gas_Range_E1 | F4 | Commercial | Office | Existing | Food Preparation | Natural Gas | Range | E1 | Utility - Cost of Equipment | 0.01544 | 0.01544 | 0.01544 | 0.01544 | 0.01544 | 0.01544 | 0.01544 | 0.01544 | 0.01544 | 0.01544 | 0.01544 | 0.01544 | 0.01544 | 0.01544 | 0.01544 | 0.01544 | 0.01544 | 0.01544 | 0.01544 | 0.01544 | 0.01544 | 0.01544 | 0.01544 | 0.01544 | 0.01544 | 0.01544 | 0.01544 | 0.01544 | 0.01544 | 0.01544 | 0.01544
F4_Commercial_Office_Existing_Food Preparation_Natural Gas_Range_E2 | F4 | Commercial | Office | Existing | Food Preparation | Natural Gas | Range | E2 | Utility - Cost of Equipment | 0.015442 | 0.015442 | 0.015442 | 0.015442 | 0.015442 | 0.015442 | 0.015442 | 0.015442 | 0.015442 | 0.015442 | 0.015442 | 0.015442 | 0.015442 | 0.015442 | 0.015442 | 0.015442 | 0.015442 | 0.015442 | 0.015442 | 0.015442 | 0.015442 | 0.015442 | 0.015442 | 0.015442 | 0.015442 | 0.015442 | 0.015442 | 0.015442 | 0.015442 | 0.015442 | 0.015442
F4_Commercial_Office_Existing_Food Preparation_Natural Gas_Range_E3 | F4 | Commercial | Office | Existing | Food Preparation | Natural Gas | Range | E3 | Utility - Cost of Equipment | 0 | 0 | 0 | 0 | 0 | 0 | 0 | 0 | 0 | 0 | 0 | 0 | 0 | 0 | 0 | 0 | 0 | 0 | 0 | 0 | 0 | 0 | 0 | 0 | 0 | 0 | 0 | 0 | 0 | 0 | 0
F4_Commercial_Office_Existing_Food Preparation_Natural Gas_Range_E4 | F4 | Commercial | Office | Existing | Food Preparation | Natural Gas | Range | E4 | Utility - Cost of Equipment | 0 | 0 | 0 | 0 | 0 | 0 | 0 | 0 | 0 | 0 | 0 | 0 | 0 | 0 | 0 | 0 | 0 | 0 | 0 | 0 | 0 | 0 | 0 | 0 | 0 | 0 | 0 | 0 | 0 | 0 | 0
F4_Commercial_Office_Existing_Food Preparation_Natural Gas_Range_E5 | F4 | Commercial | Office | Existing | Food Preparation | Natural Gas | Range | E5 | Utility - Cost of Equipment | 0 | 0 | 0 | 0 | 0 | 0 | 0 | 0 | 0 | 0 | 0 | 0 | 0 | 0 | 0 | 0 | 0 | 0 | 0 | 0 | 0 | 0 | 0 | 0 | 0 | 0 | 0 | 0 | 0 | 0 | 0
F4_Commercial_Office_Existing_Food Preparation_Natural Gas_Range_E6 | F4 | Commercial | Office | Existing | Food Preparation | Natural Gas | Range | E6 | Utility - Cost of Equipment | 0 | 0 | 0 | 0 | 0 | 0 | 0 | 0 | 0 | 0 | 0 | 0 | 0 | 0 | 0 | 0 | 0 | 0 | 0 | 0 | 0 | 0 | 0 | 0 | 0 | 0 | 0 | 0 | 0 | 0 | 0
F4_Commercial_Office_Existing_Food Preparation_Natural Gas_Range_E7 | F4 | Commercial | Office | Existing | Food Preparation | Natural Gas | Range | E7 | Utility - Cost of Equipment | 0 | 0 | 0 | 0 | 0 | 0 | 0 | 0 | 0 | 0 | 0 | 0 | 0 | 0 | 0 | 0 | 0 | 0 | 0 | 0 | 0 | 0 | 0 | 0 | 0 | 0 | 0 | 0 | 0 | 0 | 0
F4_Commercial_Office_Existing_Food Preparation_Natural Gas_Range_E8 | F4 | Commercial | Office | Existing | Food Preparation | Natural Gas | Range | E8 | Utility - Cost of Equipment | 0 | 0 | 0 | 0 | 0 | 0 | 0 | 0 | 0 | 0 | 0 | 0 | 0 | 0 | 0 | 0 | 0 | 0 | 0 | 0 | 0 | 0 | 0 | 0 | 0 | 0 | 0 | 0 | 0 | 0 | 0
F4_Commercial_Office_Existing_Food Preparation_Natural Gas_Range_E9 | F4 | Commercial | Office | Existing | Food Preparation | Natural Gas | Range | E9 | Utility - Cost of Equipment | 0 | 0 | 0 | 0 | 0 | 0 | 0 | 0 | 0 | 0 | 0 | 0 | 0 | 0 | 0 | 0 | 0 | 0 | 0 | 0 | 0 | 0 | 0 | 0 | 0 | 0 | 0 | 0 | 0 | 0 | 0
F4_Commercial_Office_Existing_Food Preparation_Natural Gas_Range_E10 | F4 | Commercial | Office | Existing | Food Preparation | Natural Gas | Range | E10 | Utility - Cost of Equipment | 0 | 0 | 0 | 0 | 0 | 0 | 0 | 0 | 0 | 0 | 0 | 0 | 0 | 0 | 0 | 0 | 0 | 0 | 0 | 0 | 0 | 0 | 0 | 0 | 0 | 0 | 0 | 0 | 0 | 0 | 0
F5_Commercial_Office_Existing_Food Preparation_Natural Gas_Range_E1 | F5 | Commercial | Office | Existing | Food Preparation | Natural Gas | Range | E1 | Utility - Cost of Operation | 0.01841 | 0.018775 | 0.019036 | 0.019319 | 0.019725 | 0.018481 | 0.017508 | 0.016996 | 0.016813 | 0.016531 | 0.01634 | 0.017206 | 0.015399 | 0.016459 | 0.01782 | 0.019143 | 0.019192 | 0.019284 | 0.018915 | 0.019178 | 0.019362 | 0.019611 | 0.019923 | 0.0093846 | 0.0091974 | 0.0090221 | 0.0088572 | 0.0087007 | 0.0085514 | 0.0084077 | 0.0082689
F5_Commercial_Office_Existing_Food Preparation_Natural Gas_Range_E2 | F5 | Commercial | Office | Existing | Food Preparation | Natural Gas | Range | E2 | Utility - Cost of Operation | 0.013808 | 0.014081 | 0.014277 | 0.014489 | 0.014794 | 0.013861 | 0.013131 | 0.012747 | 0.01261 | 0.012398 | 0.012255 | 0.012905 | 0.011549 | 0.012344 | 0.013365 | 0.014357 | 0.014394 | 0.014463 | 0.014187 | 0.014384 | 0.014522 | 0.014708 | 0.014942 | 0.0070384 | 0.006898 | 0.0067666 | 0.0066429 | 0.0065256 | 0.0064135 | 0.0063058 | 0.0062017
F5_Commercial_Office_Existing_Food Preparation_Natural Gas_Range_E3 | F5 | Commercial | Office | Existing | Food Preparation | Natural Gas | Range | E3 | Utility - Cost of Operation | 0 | 0 | 0 | 0 | 0 | 0 | 0 | 0 | 0 | 0 | 0 | 0 | 0 | 0 | 0 | 0 | 0 | 0 | 0 | 0 | 0 | 0 | 0 | 0 | 0 | 0 | 0 | 0 | 0 | 0 | 0
F5_Commercial_Office_Existing_Food Preparation_Natural Gas_Range_E4 | F5 | Commercial | Office | Existing | Food Preparation | Natural Gas | Range | E4 | Utility - Cost of Operation | 0 | 0 | 0 | 0 | 0 | 0 | 0 | 0 | 0 | 0 | 0 | 0 | 0 | 0 | 0 | 0 | 0 | 0 | 0 | 0 | 0 | 0 | 0 | 0 | 0 | 0 | 0 | 0 | 0 | 0 | 0
F5_Commercial_Office_Existing_Food Preparation_Natural Gas_Range_E5 | F5 | Commercial | Office | Existing | Food Preparation | Natural Gas | Range | E5 | Utility - Cost of Operation | 0 | 0 | 0 | 0 | 0 | 0 | 0 | 0 | 0 | 0 | 0 | 0 | 0 | 0 | 0 | 0 | 0 | 0 | 0 | 0 | 0 | 0 | 0 | 0 | 0 | 0 | 0 | 0 | 0 | 0 | 0
F5_Commercial_Office_Existing_Food Preparation_Natural Gas_Range_E6 | F5 | Commercial | Office | Existing | Food Preparation | Natural Gas | Range | E6 | Utility - Cost of Operation | 0 | 0 | 0 | 0 | 0 | 0 | 0 | 0 | 0 | 0 | 0 | 0 | 0 | 0 | 0 | 0 | 0 | 0 | 0 | 0 | 0 | 0 | 0 | 0 | 0 | 0 | 0 | 0 | 0 | 0 | 0
F5_Commercial_Office_Existing_Food Preparation_Natural Gas_Range_E7 | F5 | Commercial | Office | Existing | Food Preparation | Natural Gas | Range | E7 | Utility - Cost of Operation | 0 | 0 | 0 | 0 | 0 | 0 | 0 | 0 | 0 | 0 | 0 | 0 | 0 | 0 | 0 | 0 | 0 | 0 | 0 | 0 | 0 | 0 | 0 | 0 | 0 | 0 | 0 | 0 | 0 | 0 | 0
F5_Commercial_Office_Existing_Food Preparation_Natural Gas_Range_E8 | F5 | Commercial | Office | Existing | Food Preparation | Natural Gas | Range | E8 | Utility - Cost of Operation | 0 | 0 | 0 | 0 | 0 | 0 | 0 | 0 | 0 | 0 | 0 | 0 | 0 | 0 | 0 | 0 | 0 | 0 | 0 | 0 | 0 | 0 | 0 | 0 | 0 | 0 | 0 | 0 | 0 | 0 | 0
F5_Commercial_Office_Existing_Food Preparation_Natural Gas_Range_E9 | F5 | Commercial | Office | Existing | Food Preparation | Natural Gas | Range | E9 | Utility - Cost of Operation | 0 | 0 | 0 | 0 | 0 | 0 | 0 | 0 | 0 | 0 | 0 | 0 | 0 | 0 | 0 | 0 | 0 | 0 | 0 | 0 | 0 | 0 | 0 | 0 | 0 | 0 | 0 | 0 | 0 | 0 | 0
F5_Commercial_Office_Existing_Food Preparation_Natural Gas_Range_E10 | F5 | Commercial | Office | Existing | Food Preparation | Natural Gas | Range | E10 | Utility - Cost of Operation | 0 | 0 | 0 | 0 | 0 | 0 | 0 | 0 | 0 | 0 | 0 | 0 | 0 | 0 | 0 | 0 | 0 | 0 | 0 | 0 | 0 | 0 | 0 | 0 | 0 | 0 | 0 | 0 | 0 | 0 | 0
F6_Commercial_Office_Existing_Food Preparation_Natural Gas_Range_E1 | F6 | Commercial | Office | Existing | Food Preparation | Natural Gas | Range | E1 | Utility - Value of Sales | 0.022057 | 0.022494 | 0.022807 | 0.023145 | 0.023632 | 0.022141 | 0.020976 | 0.020363 | 0.020143 | 0.019805 | 0.019577 | 0.020614 | 0.018449 | 0.019719 | 0.02135 | 0.022935 | 0.022994 | 0.023103 | 0.022662 | 0.022977 | 0.023197 | 0.023495 | 0.023869 | 0.011243 | 0.011019 | 0.010809 | 0.010611 | 0.010424 | 0.010245 | 0.010073 | 0.0099067
F6_Commercial_Office_Existing_Food Preparation_Natural Gas_Range_E2 | F6 | Commercial | Office | Existing | Food Preparation | Natural Gas | Range | E2 | Utility - Value of Sales | 0.016542 | 0.01687 | 0.017105 | 0.017359 | 0.017724 | 0.016606 | 0.015732 | 0.015272 | 0.015107 | 0.014854 | 0.014683 | 0.015461 | 0.013837 | 0.014789 | 0.016012 | 0.017201 | 0.017245 | 0.017328 | 0.016996 | 0.017233 | 0.017398 | 0.017621 | 0.017902 | 0.0084325 | 0.0082643 | 0.0081068 | 0.0079586 | 0.007818 | 0.0076838 | 0.0075547 | 0.00743
F6_Commercial_Office_Existing_Food Preparation_Natural Gas_Range_E3 | F6 | Commercial | Office | Existing | Food Preparation | Natural Gas | Range | E3 | Utility - Value of Sales | 0 | 0 | 0 | 0 | 0 | 0 | 0 | 0 | 0 | 0 | 0 | 0 | 0 | 0 | 0 | 0 | 0 | 0 | 0 | 0 | 0 | 0 | 0 | 0 | 0 | 0 | 0 | 0 | 0 | 0 | 0
F6_Commercial_Office_Existing_Food Preparation_Natural Gas_Range_E4 | F6 | Commercial | Office | Existing | Food Preparation | Natural Gas | Range | E4 | Utility - Value of Sales | 0 | 0 | 0 | 0 | 0 | 0 | 0 | 0 | 0 | 0 | 0 | 0 | 0 | 0 | 0 | 0 | 0 | 0 | 0 | 0 | 0 | 0 | 0 | 0 | 0 | 0 | 0 | 0 | 0 | 0 | 0
F6_Commercial_Office_Existing_Food Preparation_Natural Gas_Range_E5 | F6 | Commercial | Office | Existing | Food Preparation | Natural Gas | Range | E5 | Utility - Value of Sales | 0 | 0 | 0 | 0 | 0 | 0 | 0 | 0 | 0 | 0 | 0 | 0 | 0 | 0 | 0 | 0 | 0 | 0 | 0 | 0 | 0 | 0 | 0 | 0 | 0 | 0 | 0 | 0 | 0 | 0 | 0
F6_Commercial_Office_Existing_Food Preparation_Natural Gas_Range_E6 | F6 | Commercial | Office | Existing | Food Preparation | Natural Gas | Range | E6 | Utility - Value of Sales | 0 | 0 | 0 | 0 | 0 | 0 | 0 | 0 | 0 | 0 | 0 | 0 | 0 | 0 | 0 | 0 | 0 | 0 | 0 | 0 | 0 | 0 | 0 | 0 | 0 | 0 | 0 | 0 | 0 | 0 | 0
F6_Commercial_Office_Existing_Food Preparation_Natural Gas_Range_E7 | F6 | Commercial | Office | Existing | Food Preparation | Natural Gas | Range | E7 | Utility - Value of Sales | 0 | 0 | 0 | 0 | 0 | 0 | 0 | 0 | 0 | 0 | 0 | 0 | 0 | 0 | 0 | 0 | 0 | 0 | 0 | 0 | 0 | 0 | 0 | 0 | 0 | 0 | 0 | 0 | 0 | 0 | 0
F6_Commercial_Office_Existing_Food Preparation_Natural Gas_Range_E8 | F6 | Commercial | Office | Existing | Food Preparation | Natural Gas | Range | E8 | Utility - Value of Sales | 0 | 0 | 0 | 0 | 0 | 0 | 0 | 0 | 0 | 0 | 0 | 0 | 0 | 0 | 0 | 0 | 0 | 0 | 0 | 0 | 0 | 0 | 0 | 0 | 0 | 0 | 0 | 0 | 0 | 0 | 0
F6_Commercial_Office_Existing_Food Preparation_Natural Gas_Range_E9 | F6 | Commercial | Office | Existing | Food Preparation | Natural Gas | Range | E9 | Utility - Value of Sales | 0 | 0 | 0 | 0 | 0 | 0 | 0 | 0 | 0 | 0 | 0 | 0 | 0 | 0 | 0 | 0 | 0 | 0 | 0 | 0 | 0 | 0 | 0 | 0 | 0 | 0 | 0 | 0 | 0 | 0 | 0
F6_Commercial_Office_Existing_Food Preparation_Natural Gas_Range_E10 | F6 | Commercial | Office | Existing | Food Preparation | Natural Gas | Range | E10 | Utility - Value of Sales | 0 | 0 | 0 | 0 | 0 | 0 | 0 | 0 | 0 | 0 | 0 | 0 | 0 | 0 | 0 | 0 | 0 | 0 | 0 | 0 | 0 | 0 | 0 | 0 | 0 | 0 | 0 | 0 | 0 | 0 | 0
F1_Commercial_Office_Existing_Food Preparation_Natural Gas_Steamer_E1 | F1 | Commercial | Office | Existing | Food Preparation | Natural Gas | Steamer | E1 | Participant - Cost of Equipment | 0.047248 | 0.047248 | 0.047248 | 0 | 0 | 0 | 0 | 0 | 0 | 0 | 0 | 0 | 0 | 0 | 0 | 0 | 0 | 0 | 0 | 0 | 0 | 0 | 0 | 0 | 0 | 0 | 0 | 0 | 0 | 0 | 0
F1_Commercial_Office_Existing_Food Preparation_Natural Gas_Steamer_E2 | F1 | Commercial | Office | Existing | Food Preparation | Natural Gas | Steamer | E2 | Participant - Cost of Equipment | 0.05076 | 0.05076 | 0.05076 | 0.05076 | 0.05076 | 0.05076 | 0.05076 | 0.05076 | 0.05076 | 0.05076 | 0.05076 | 0.05076 | 0.05076 | 0.05076 | 0.05076 | 0.05076 | 0.05076 | 0.05076 | 0.05076 | 0.05076 | 0.05076 | 0.05076 | 0.05076 | 0.05076 | 0.05076 | 0.05076 | 0.05076 | 0.05076 | 0.05076 | 0.05076 | 0.05076
F1_Commercial_Office_Existing_Food Preparation_Natural Gas_Steamer_E3 | F1 | Commercial | Office | Existing | Food Preparation | Natural Gas | Steamer | E3 | Participant - Cost of Equipment | 0 | 0 | 0 | 0 | 0 | 0 | 0 | 0 | 0 | 0 | 0 | 0 | 0 | 0 | 0 | 0 | 0 | 0 | 0 | 0 | 0 | 0 | 0 | 0 | 0 | 0 | 0 | 0 | 0 | 0 | 0
F1_Commercial_Office_Existing_Food Preparation_Natural Gas_Steamer_E4 | F1 | Commercial | Office | Existing | Food Preparation | Natural Gas | Steamer | E4 | Participant - Cost of Equipment | 0 | 0 | 0 | 0 | 0 | 0 | 0 | 0 | 0 | 0 | 0 | 0 | 0 | 0 | 0 | 0 | 0 | 0 | 0 | 0 | 0 | 0 | 0 | 0 | 0 | 0 | 0 | 0 | 0 | 0 | 0
F1_Commercial_Office_Existing_Food Preparation_Natural Gas_Steamer_E5 | F1 | Commercial | Office | Existing | Food Preparation | Natural Gas | Steamer | E5 | Participant - Cost of Equipment | 0 | 0 | 0 | 0 | 0 | 0 | 0 | 0 | 0 | 0 | 0 | 0 | 0 | 0 | 0 | 0 | 0 | 0 | 0 | 0 | 0 | 0 | 0 | 0 | 0 | 0 | 0 | 0 | 0 | 0 | 0
F1_Commercial_Office_Existing_Food Preparation_Natural Gas_Steamer_E6 | F1 | Commercial | Office | Existing | Food Preparation | Natural Gas | Steamer | E6 | Participant - Cost of Equipment | 0 | 0 | 0 | 0 | 0 | 0 | 0 | 0 | 0 | 0 | 0 | 0 | 0 | 0 | 0 | 0 | 0 | 0 | 0 | 0 | 0 | 0 | 0 | 0 | 0 | 0 | 0 | 0 | 0 | 0 | 0
F1_Commercial_Office_Existing_Food Preparation_Natural Gas_Steamer_E7 | F1 | Commercial | Office | Existing | Food Preparation | Natural Gas | Steamer | E7 | Participant - Cost of Equipment | 0 | 0 | 0 | 0 | 0 | 0 | 0 | 0 | 0 | 0 | 0 | 0 | 0 | 0 | 0 | 0 | 0 | 0 | 0 | 0 | 0 | 0 | 0 | 0 | 0 | 0 | 0 | 0 | 0 | 0 | 0
F1_Commercial_Office_Existing_Food Preparation_Natural Gas_Steamer_E8 | F1 | Commercial | Office | Existing | Food Preparation | Natural Gas | Steamer | E8 | Participant - Cost of Equipment | 0 | 0 | 0 | 0 | 0 | 0 | 0 | 0 | 0 | 0 | 0 | 0 | 0 | 0 | 0 | 0 | 0 | 0 | 0 | 0 | 0 | 0 | 0 | 0 | 0 | 0 | 0 | 0 | 0 | 0 | 0
F1_Commercial_Office_Existing_Food Preparation_Natural Gas_Steamer_E9 | F1 | Commercial | Office | Existing | Food Preparation | Natural Gas | Steamer | E9 | Participant - Cost of Equipment | 0 | 0 | 0 | 0 | 0 | 0 | 0 | 0 | 0 | 0 | 0 | 0 | 0 | 0 | 0 | 0 | 0 | 0 | 0 | 0 | 0 | 0 | 0 | 0 | 0 | 0 | 0 | 0 | 0 | 0 | 0
F1_Commercial_Office_Existing_Food Preparation_Natural Gas_Steamer_E10 | F1 | Commercial | Office | Existing | Food Preparation | Natural Gas | Steamer | E10 | Participant - Cost of Equipment | 0 | 0 | 0 | 0 | 0 | 0 | 0 | 0 | 0 | 0 | 0 | 0 | 0 | 0 | 0 | 0 | 0 | 0 | 0 | 0 | 0 | 0 | 0 | 0 | 0 | 0 | 0 | 0 | 0 | 0 | 0
F2_Commercial_Office_Existing_Food Preparation_Natural Gas_Steamer_E1 | F2 | Commercial | Office | Existing | Food Preparation | Natural Gas | Steamer | E1 | Participant - Cost of Operation | 0.051693 | 0.052132 | 0.052383 | 0 | 0 | 0 | 0 | 0 | 0 | 0 | 0 | 0 | 0 | 0 | 0 | 0 | 0 | 0 | 0 | 0 | 0 | 0 | 0 | 0 | 0 | 0 | 0 | 0 | 0 | 0 | 0
F2_Commercial_Office_Existing_Food Preparation_Natural Gas_Steamer_E2 | F2 | Commercial | Office | Existing | Food Preparation | Natural Gas | Steamer | E2 | Participant - Cost of Operation | 0.010783 | 0.010874 | 0.010927 | 0.010976 | 0.011084 | 0.010431 | 0.0098908 | 0.0098707 | 0.01005 | 0.01021 | 0.010452 | 0.010672 | 0.0094937 | 0.009763 | 0.010159 | 0.010506 | 0.010517 | 0.010552 | 0.010351 | 0.010474 | 0.010558 | 0.010675 | 0.010825 | 0.0054068 | 0.0053012 | 0.0052019 | 0.0051081 | 0.0050189 | 0.0049335 | 0.0048512 | 0.0047715
F2_Commercial_Office_Existing_Food Preparation_Natural Gas_Steamer_E3 | F2 | Commercial | Office | Existing | Food Preparation | Natural Gas | Steamer | E3 | Participant - Cost of Operation | 0 | 0 | 0 | 0 | 0 | 0 | 0 | 0 | 0 | 0 | 0 | 0 | 0 | 0 | 0 | 0 | 0 | 0 | 0 | 0 | 0 | 0 | 0 | 0 | 0 | 0 | 0 | 0 | 0 | 0 | 0
F2_Commercial_Office_Existing_Food Preparation_Natural Gas_Steamer_E4 | F2 | Commercial | Office | Existing | Food Preparation | Natural Gas | Steamer | E4 | Participant - Cost of Operation | 0 | 0 | 0 | 0 | 0 | 0 | 0 | 0 | 0 | 0 | 0 | 0 | 0 | 0 | 0 | 0 | 0 | 0 | 0 | 0 | 0 | 0 | 0 | 0 | 0 | 0 | 0 | 0 | 0 | 0 | 0
F2_Commercial_Office_Existing_Food Preparation_Natural Gas_Steamer_E5 | F2 | Commercial | Office | Existing | Food Preparation | Natural Gas | Steamer | E5 | Participant - Cost of Operation | 0 | 0 | 0 | 0 | 0 | 0 | 0 | 0 | 0 | 0 | 0 | 0 | 0 | 0 | 0 | 0 | 0 | 0 | 0 | 0 | 0 | 0 | 0 | 0 | 0 | 0 | 0 | 0 | 0 | 0 | 0
F2_Commercial_Office_Existing_Food Preparation_Natural Gas_Steamer_E6 | F2 | Commercial | Office | Existing | Food Preparation | Natural Gas | Steamer | E6 | Participant - Cost of Operation | 0 | 0 | 0 | 0 | 0 | 0 | 0 | 0 | 0 | 0 | 0 | 0 | 0 | 0 | 0 | 0 | 0 | 0 | 0 | 0 | 0 | 0 | 0 | 0 | 0 | 0 | 0 | 0 | 0 | 0 | 0
F2_Commercial_Office_Existing_Food Preparation_Natural Gas_Steamer_E7 | F2 | Commercial | Office | Existing | Food Preparation | Natural Gas | Steamer | E7 | Participant - Cost of Operation | 0 | 0 | 0 | 0 | 0 | 0 | 0 | 0 | 0 | 0 | 0 | 0 | 0 | 0 | 0 | 0 | 0 | 0 | 0 | 0 | 0 | 0 | 0 | 0 | 0 | 0 | 0 | 0 | 0 | 0 | 0
F2_Commercial_Office_Existing_Food Preparation_Natural Gas_Steamer_E8 | F2 | Commercial | Office | Existing | Food Preparation | Natural Gas | Steamer | E8 | Participant - Cost of Operation | 0 | 0 | 0 | 0 | 0 | 0 | 0 | 0 | 0 | 0 | 0 | 0 | 0 | 0 | 0 | 0 | 0 | 0 | 0 | 0 | 0 | 0 | 0 | 0 | 0 | 0 | 0 | 0 | 0 | 0 | 0
F2_Commercial_Office_Existing_Food Preparation_Natural Gas_Steamer_E9 | F2 | Commercial | Office | Existing | Food Preparation | Natural Gas | Steamer | E9 | Participant - Cost of Operation | 0 | 0 | 0 | 0 | 0 | 0 | 0 | 0 | 0 | 0 | 0 | 0 | 0 | 0 | 0 | 0 | 0 | 0 | 0 | 0 | 0 | 0 | 0 | 0 | 0 | 0 | 0 | 0 | 0 | 0 | 0
F2_Commercial_Office_Existing_Food Preparation_Natural Gas_Steamer_E10 | F2 | Commercial | Office | Existing | Food Preparation | Natural Gas | Steamer | E10 | Participant - Cost of Operation | 0 | 0 | 0 | 0 | 0 | 0 | 0 | 0 | 0 | 0 | 0 | 0 | 0 | 0 | 0 | 0 | 0 | 0 | 0 | 0 | 0 | 0 | 0 | 0 | 0 | 0 | 0 | 0 | 0 | 0 | 0
F3_Commercial_Office_Existing_Food Preparation_Natural Gas_Steamer_E1 | F3 | Commercial | Office | Existing | Food Preparation | Natural Gas | Steamer | E1 | System - kBTUs of Conusmption | 4.3487 | 4.3573 | 4.3518 | 0 | 0 | 0 | 0 | 0 | 0 | 0 | 0 | 0 | 0 | 0 | 0 | 0 | 0 | 0 | 0 | 0 | 0 | 0 | 0 | 0 | 0 | 0 | 0 | 0 | 0 | 0 | 0
F3_Commercial_Office_Existing_Food Preparation_Natural Gas_Steamer_E2 | F3 | Commercial | Office | Existing | Food Preparation | Natural Gas | Steamer | E2 | System - kBTUs of Conusmption | 0.90709 | 0.9089 | 0.90775 | 0.90696 | 0.90696 | 0.90696 | 0.90696 | 0.90696 | 0.90696 | 0.90696 | 0.90696 | 0.90696 | 0.90696 | 0.90696 | 0.90696 | 0.90696 | 0.90696 | 0.90696 | 0.90696 | 0.90696 | 0.90696 | 0.90696 | 0.90696 | 0.90696 | 0.90696 | 0.90696 | 0.90696 | 0.90696 | 0.90696 | 0.90696 | 0.90696
F3_Commercial_Office_Existing_Food Preparation_Natural Gas_Steamer_E3 | F3 | Commercial | Office | Existing | Food Preparation | Natural Gas | Steamer | E3 | System - kBTUs of Conusmption | 0 | 0 | 0 | 0 | 0 | 0 | 0 | 0 | 0 | 0 | 0 | 0 | 0 | 0 | 0 | 0 | 0 | 0 | 0 | 0 | 0 | 0 | 0 | 0 | 0 | 0 | 0 | 0 | 0 | 0 | 0
F3_Commercial_Office_Existing_Food Preparation_Natural Gas_Steamer_E4 | F3 | Commercial | Office | Existing | Food Preparation | Natural Gas | Steamer | E4 | System - kBTUs of Conusmption | 0 | 0 | 0 | 0 | 0 | 0 | 0 | 0 | 0 | 0 | 0 | 0 | 0 | 0 | 0 | 0 | 0 | 0 | 0 | 0 | 0 | 0 | 0 | 0 | 0 | 0 | 0 | 0 | 0 | 0 | 0
F3_Commercial_Office_Existing_Food Preparation_Natural Gas_Steamer_E5 | F3 | Commercial | Office | Existing | Food Preparation | Natural Gas | Steamer | E5 | System - kBTUs of Conusmption | 0 | 0 | 0 | 0 | 0 | 0 | 0 | 0 | 0 | 0 | 0 | 0 | 0 | 0 | 0 | 0 | 0 | 0 | 0 | 0 | 0 | 0 | 0 | 0 | 0 | 0 | 0 | 0 | 0 | 0 | 0
F3_Commercial_Office_Existing_Food Preparation_Natural Gas_Steamer_E6 | F3 | Commercial | Office | Existing | Food Preparation | Natural Gas | Steamer | E6 | System - kBTUs of Conusmption | 0 | 0 | 0 | 0 | 0 | 0 | 0 | 0 | 0 | 0 | 0 | 0 | 0 | 0 | 0 | 0 | 0 | 0 | 0 | 0 | 0 | 0 | 0 | 0 | 0 | 0 | 0 | 0 | 0 | 0 | 0
F3_Commercial_Office_Existing_Food Preparation_Natural Gas_Steamer_E7 | F3 | Commercial | Office | Existing | Food Preparation | Natural Gas | Steamer | E7 | System - kBTUs of Conusmption | 0 | 0 | 0 | 0 | 0 | 0 | 0 | 0 | 0 | 0 | 0 | 0 | 0 | 0 | 0 | 0 | 0 | 0 | 0 | 0 | 0 | 0 | 0 | 0 | 0 | 0 | 0 | 0 | 0 | 0 | 0
F3_Commercial_Office_Existing_Food Preparation_Natural Gas_Steamer_E8 | F3 | Commercial | Office | Existing | Food Preparation | Natural Gas | Steamer | E8 | System - kBTUs of Conusmption | 0 | 0 | 0 | 0 | 0 | 0 | 0 | 0 | 0 | 0 | 0 | 0 | 0 | 0 | 0 | 0 | 0 | 0 | 0 | 0 | 0 | 0 | 0 | 0 | 0 | 0 | 0 | 0 | 0 | 0 | 0
F3_Commercial_Office_Existing_Food Preparation_Natural Gas_Steamer_E9 | F3 | Commercial | Office | Existing | Food Preparation | Natural Gas | Steamer | E9 | System - kBTUs of Conusmption | 0 | 0 | 0 | 0 | 0 | 0 | 0 | 0 | 0 | 0 | 0 | 0 | 0 | 0 | 0 | 0 | 0 | 0 | 0 | 0 | 0 | 0 | 0 | 0 | 0 | 0 | 0 | 0 | 0 | 0 | 0
F3_Commercial_Office_Existing_Food Preparation_Natural Gas_Steamer_E10 | F3 | Commercial | Office | Existing | Food Preparation | Natural Gas | Steamer | E10 | System - kBTUs of Conusmption | 0 | 0 | 0 | 0 | 0 | 0 | 0 | 0 | 0 | 0 | 0 | 0 | 0 | 0 | 0 | 0 | 0 | 0 | 0 | 0 | 0 | 0 | 0 | 0 | 0 | 0 | 0 | 0 | 0 | 0 | 0
F4_Commercial_Office_Existing_Food Preparation_Natural Gas_Steamer_E1 | F4 | Commercial | Office | Existing | Food Preparation | Natural Gas | Steamer | E1 | Utility - Cost of Equipment | 0.047248 | 0.047248 | 0.047248 | 0 | 0 | 0 | 0 | 0 | 0 | 0 | 0 | 0 | 0 | 0 | 0 | 0 | 0 | 0 | 0 | 0 | 0 | 0 | 0 | 0 | 0 | 0 | 0 | 0 | 0 | 0 | 0
F4_Commercial_Office_Existing_Food Preparation_Natural Gas_Steamer_E2 | F4 | Commercial | Office | Existing | Food Preparation | Natural Gas | Steamer | E2 | Utility - Cost of Equipment | 0.05076 | 0.05076 | 0.05076 | 0.05076 | 0.05076 | 0.05076 | 0.05076 | 0.05076 | 0.05076 | 0.05076 | 0.05076 | 0.05076 | 0.05076 | 0.05076 | 0.05076 | 0.05076 | 0.05076 | 0.05076 | 0.05076 | 0.05076 | 0.05076 | 0.05076 | 0.05076 | 0.05076 | 0.05076 | 0.05076 | 0.05076 | 0.05076 | 0.05076 | 0.05076 | 0.05076
F4_Commercial_Office_Existing_Food Preparation_Natural Gas_Steamer_E3 | F4 | Commercial | Office | Existing | Food Preparation | Natural Gas | Steamer | E3 | Utility - Cost of Equipment | 0 | 0 | 0 | 0 | 0 | 0 | 0 | 0 | 0 | 0 | 0 | 0 | 0 | 0 | 0 | 0 | 0 | 0 | 0 | 0 | 0 | 0 | 0 | 0 | 0 | 0 | 0 | 0 | 0 | 0 | 0
F4_Commercial_Office_Existing_Food Preparation_Natural Gas_Steamer_E4 | F4 | Commercial | Office | Existing | Food Preparation | Natural Gas | Steamer | E4 | Utility - Cost of Equipment | 0 | 0 | 0 | 0 | 0 | 0 | 0 | 0 | 0 | 0 | 0 | 0 | 0 | 0 | 0 | 0 | 0 | 0 | 0 | 0 | 0 | 0 | 0 | 0 | 0 | 0 | 0 | 0 | 0 | 0 | 0
F4_Commercial_Office_Existing_Food Preparation_Natural Gas_Steamer_E5 | F4 | Commercial | Office | Existing | Food Preparation | Natural Gas | Steamer | E5 | Utility - Cost of Equipment | 0 | 0 | 0 | 0 | 0 | 0 | 0 | 0 | 0 | 0 | 0 | 0 | 0 | 0 | 0 | 0 | 0 | 0 | 0 | 0 | 0 | 0 | 0 | 0 | 0 | 0 | 0 | 0 | 0 | 0 | 0
F4_Commercial_Office_Existing_Food Preparation_Natural Gas_Steamer_E6 | F4 | Commercial | Office | Existing | Food Preparation | Natural Gas | Steamer | E6 | Utility - Cost of Equipment | 0 | 0 | 0 | 0 | 0 | 0 | 0 | 0 | 0 | 0 | 0 | 0 | 0 | 0 | 0 | 0 | 0 | 0 | 0 | 0 | 0 | 0 | 0 | 0 | 0 | 0 | 0 | 0 | 0 | 0 | 0
F4_Commercial_Office_Existing_Food Preparation_Natural Gas_Steamer_E7 | F4 | Commercial | Office | Existing | Food Preparation | Natural Gas | Steamer | E7 | Utility - Cost of Equipment | 0 | 0 | 0 | 0 | 0 | 0 | 0 | 0 | 0 | 0 | 0 | 0 | 0 | 0 | 0 | 0 | 0 | 0 | 0 | 0 | 0 | 0 | 0 | 0 | 0 | 0 | 0 | 0 | 0 | 0 | 0
F4_Commercial_Office_Existing_Food Preparation_Natural Gas_Steamer_E8 | F4 | Commercial | Office | Existing | Food Preparation | Natural Gas | Steamer | E8 | Utility - Cost of Equipment | 0 | 0 | 0 | 0 | 0 | 0 | 0 | 0 | 0 | 0 | 0 | 0 | 0 | 0 | 0 | 0 | 0 | 0 | 0 | 0 | 0 | 0 | 0 | 0 | 0 | 0 | 0 | 0 | 0 | 0 | 0
F4_Commercial_Office_Existing_Food Preparation_Natural Gas_Steamer_E9 | F4 | Commercial | Office | Existing | Food Preparation | Natural Gas | Steamer | E9 | Utility - Cost of Equipment | 0 | 0 | 0 | 0 | 0 | 0 | 0 | 0 | 0 | 0 | 0 | 0 | 0 | 0 | 0 | 0 | 0 | 0 | 0 | 0 | 0 | 0 | 0 | 0 | 0 | 0 | 0 | 0 | 0 | 0 | 0
F4_Commercial_Office_Existing_Food Preparation_Natural Gas_Steamer_E10 | F4 | Commercial | Office | Existing | Food Preparation | Natural Gas | Steamer | E10 | Utility - Cost of Equipment | 0 | 0 | 0 | 0 | 0 | 0 | 0 | 0 | 0 | 0 | 0 | 0 | 0 | 0 | 0 | 0 | 0 | 0 | 0 | 0 | 0 | 0 | 0 | 0 | 0 | 0 | 0 | 0 | 0 | 0 | 0
F5_Commercial_Office_Existing_Food Preparation_Natural Gas_Steamer_E1 | F5 | Commercial | Office | Existing | Food Preparation | Natural Gas | Steamer | E1 | Utility - Cost of Operation | 0.043147 | 0.043513 | 0.043723 | 0 | 0 | 0 | 0 | 0 | 0 | 0 | 0 | 0 | 0 | 0 | 0 | 0 | 0 | 0 | 0 | 0 | 0 | 0 | 0 | 0 | 0 | 0 | 0 | 0 | 0 | 0 | 0
F5_Commercial_Office_Existing_Food Preparation_Natural Gas_Steamer_E2 | F5 | Commercial | Office | Existing | Food Preparation | Natural Gas | Steamer | E2 | Utility - Cost of Operation | 0.0090002 | 0.0090765 | 0.0091203 | 0.0091614 | 0.0092516 | 0.0087064 | 0.0082556 | 0.0082389 | 0.0083882 | 0.0085218 | 0.0087241 | 0.0089076 | 0.0079242 | 0.008149 | 0.0084798 | 0.0087689 | 0.0087787 | 0.0088073 | 0.0086395 | 0.0087427 | 0.0088124 | 0.0089101 | 0.0090354 | 0.0045129 | 0.0044248 | 0.0043419 | 0.0042637 | 0.0041892 | 0.0041179 | 0.0040492 | 0.0039827
F5_Commercial_Office_Existing_Food Preparation_Natural Gas_Steamer_E3 | F5 | Commercial | Office | Existing | Food Preparation | Natural Gas | Steamer | E3 | Utility - Cost of Operation | 0 | 0 | 0 | 0 | 0 | 0 | 0 | 0 | 0 | 0 | 0 | 0 | 0 | 0 | 0 | 0 | 0 | 0 | 0 | 0 | 0 | 0 | 0 | 0 | 0 | 0 | 0 | 0 | 0 | 0 | 0
F5_Commercial_Office_Existing_Food Preparation_Natural Gas_Steamer_E4 | F5 | Commercial | Office | Existing | Food Preparation | Natural Gas | Steamer | E4 | Utility - Cost of Operation | 0 | 0 | 0 | 0 | 0 | 0 | 0 | 0 | 0 | 0 | 0 | 0 | 0 | 0 | 0 | 0 | 0 | 0 | 0 | 0 | 0 | 0 | 0 | 0 | 0 | 0 | 0 | 0 | 0 | 0 | 0
F5_Commercial_Office_Existing_Food Preparation_Natural Gas_Steamer_E5 | F5 | Commercial | Office | Existing | Food Preparation | Natural Gas | Steamer | E5 | Utility - Cost of Operation | 0 | 0 | 0 | 0 | 0 | 0 | 0 | 0 | 0 | 0 | 0 | 0 | 0 | 0 | 0 | 0 | 0 | 0 | 0 | 0 | 0 | 0 | 0 | 0 | 0 | 0 | 0 | 0 | 0 | 0 | 0
F5_Commercial_Office_Existing_Food Preparation_Natural Gas_Steamer_E6 | F5 | Commercial | Office | Existing | Food Preparation | Natural Gas | Steamer | E6 | Utility - Cost of Operation | 0 | 0 | 0 | 0 | 0 | 0 | 0 | 0 | 0 | 0 | 0 | 0 | 0 | 0 | 0 | 0 | 0 | 0 | 0 | 0 | 0 | 0 | 0 | 0 | 0 | 0 | 0 | 0 | 0 | 0 | 0
F5_Commercial_Office_Existing_Food Preparation_Natural Gas_Steamer_E7 | F5 | Commercial | Office | Existing | Food Preparation | Natural Gas | Steamer | E7 | Utility - Cost of Operation | 0 | 0 | 0 | 0 | 0 | 0 | 0 | 0 | 0 | 0 | 0 | 0 | 0 | 0 | 0 | 0 | 0 | 0 | 0 | 0 | 0 | 0 | 0 | 0 | 0 | 0 | 0 | 0 | 0 | 0 | 0
F5_Commercial_Office_Existing_Food Preparation_Natural Gas_Steamer_E8 | F5 | Commercial | Office | Existing | Food Preparation | Natural Gas | Steamer | E8 | Utility - Cost of Operation | 0 | 0 | 0 | 0 | 0 | 0 | 0 | 0 | 0 | 0 | 0 | 0 | 0 | 0 | 0 | 0 | 0 | 0 | 0 | 0 | 0 | 0 | 0 | 0 | 0 | 0 | 0 | 0 | 0 | 0 | 0
F5_Commercial_Office_Existing_Food Preparation_Natural Gas_Steamer_E9 | F5 | Commercial | Office | Existing | Food Preparation | Natural Gas | Steamer | E9 | Utility - Cost of Operation | 0 | 0 | 0 | 0 | 0 | 0 | 0 | 0 | 0 | 0 | 0 | 0 | 0 | 0 | 0 | 0 | 0 | 0 | 0 | 0 | 0 | 0 | 0 | 0 | 0 | 0 | 0 | 0 | 0 | 0 | 0
F5_Commercial_Office_Existing_Food Preparation_Natural Gas_Steamer_E10 | F5 | Commercial | Office | Existing | Food Preparation | Natural Gas | Steamer | E10 | Utility - Cost of Operation | 0 | 0 | 0 | 0 | 0 | 0 | 0 | 0 | 0 | 0 | 0 | 0 | 0 | 0 | 0 | 0 | 0 | 0 | 0 | 0 | 0 | 0 | 0 | 0 | 0 | 0 | 0 | 0 | 0 | 0 | 0
F6_Commercial_Office_Existing_Food Preparation_Natural Gas_Steamer_E1 | F6 | Commercial | Office | Existing | Food Preparation | Natural Gas | Steamer | E1 | Utility - Value of Sales | 0.051693 | 0.052132 | 0.052383 | 0 | 0 | 0 | 0 | 0 | 0 | 0 | 0 | 0 | 0 | 0 | 0 | 0 | 0 | 0 | 0 | 0 | 0 | 0 | 0 | 0 | 0 | 0 | 0 | 0 | 0 | 0 | 0
F6_Commercial_Office_Existing_Food Preparation_Natural Gas_Steamer_E2 | F6 | Commercial | Office | Existing | Food Preparation | Natural Gas | Steamer | E2 | Utility - Value of Sales | 0.010783 | 0.010874 | 0.010927 | 0.010976 | 0.011084 | 0.010431 | 0.0098908 | 0.0098707 | 0.01005 | 0.01021 | 0.010452 | 0.010672 | 0.0094937 | 0.009763 | 0.010159 | 0.010506 | 0.010517 | 0.010552 | 0.010351 | 0.010474 | 0.010558 | 0.010675 | 0.010825 | 0.0054068 | 0.0053012 | 0.0052019 | 0.0051081 | 0.0050189 | 0.0049335 | 0.0048512 | 0.0047715
F6_Commercial_Office_Existing_Food Preparation_Natural Gas_Steamer_E3 | F6 | Commercial | Office | Existing | Food Preparation | Natural Gas | Steamer | E3 | Utility - Value of Sales | 0 | 0 | 0 | 0 | 0 | 0 | 0 | 0 | 0 | 0 | 0 | 0 | 0 | 0 | 0 | 0 | 0 | 0 | 0 | 0 | 0 | 0 | 0 | 0 | 0 | 0 | 0 | 0 | 0 | 0 | 0
F6_Commercial_Office_Existing_Food Preparation_Natural Gas_Steamer_E4 | F6 | Commercial | Office | Existing | Food Preparation | Natural Gas | Steamer | E4 | Utility - Value of Sales | 0 | 0 | 0 | 0 | 0 | 0 | 0 | 0 | 0 | 0 | 0 | 0 | 0 | 0 | 0 | 0 | 0 | 0 | 0 | 0 | 0 | 0 | 0 | 0 | 0 | 0 | 0 | 0 | 0 | 0 | 0
F6_Commercial_Office_Existing_Food Preparation_Natural Gas_Steamer_E5 | F6 | Commercial | Office | Existing | Food Preparation | Natural Gas | Steamer | E5 | Utility - Value of Sales | 0 | 0 | 0 | 0 | 0 | 0 | 0 | 0 | 0 | 0 | 0 | 0 | 0 | 0 | 0 | 0 | 0 | 0 | 0 | 0 | 0 | 0 | 0 | 0 | 0 | 0 | 0 | 0 | 0 | 0 | 0
F6_Commercial_Office_Existing_Food Preparation_Natural Gas_Steamer_E6 | F6 | Commercial | Office | Existing | Food Preparation | Natural Gas | Steamer | E6 | Utility - Value of Sales | 0 | 0 | 0 | 0 | 0 | 0 | 0 | 0 | 0 | 0 | 0 | 0 | 0 | 0 | 0 | 0 | 0 | 0 | 0 | 0 | 0 | 0 | 0 | 0 | 0 | 0 | 0 | 0 | 0 | 0 | 0
F6_Commercial_Office_Existing_Food Preparation_Natural Gas_Steamer_E7 | F6 | Commercial | Office | Existing | Food Preparation | Natural Gas | Steamer | E7 | Utility - Value of Sales | 0 | 0 | 0 | 0 | 0 | 0 | 0 | 0 | 0 | 0 | 0 | 0 | 0 | 0 | 0 | 0 | 0 | 0 | 0 | 0 | 0 | 0 | 0 | 0 | 0 | 0 | 0 | 0 | 0 | 0 | 0
F6_Commercial_Office_Existing_Food Preparation_Natural Gas_Steamer_E8 | F6 | Commercial | Office | Existing | Food Preparation | Natural Gas | Steamer | E8 | Utility - Value of Sales | 0 | 0 | 0 | 0 | 0 | 0 | 0 | 0 | 0 | 0 | 0 | 0 | 0 | 0 | 0 | 0 | 0 | 0 | 0 | 0 | 0 | 0 | 0 | 0 | 0 | 0 | 0 | 0 | 0 | 0 | 0
F6_Commercial_Office_Existing_Food Preparation_Natural Gas_Steamer_E9 | F6 | Commercial | Office | Existing | Food Preparation | Natural Gas | Steamer | E9 | Utility - Value of Sales | 0 | 0 | 0 | 0 | 0 | 0 | 0 | 0 | 0 | 0 | 0 | 0 | 0 | 0 | 0 | 0 | 0 | 0 | 0 | 0 | 0 | 0 | 0 | 0 | 0 | 0 | 0 | 0 | 0 | 0 | 0
F6_Commercial_Office_Existing_Food Preparation_Natural Gas_Steamer_E10 | F6 | Commercial | Office | Existing | Food Preparation | Natural Gas | Steamer | E10 | Utility - Value of Sales | 0 | 0 | 0 | 0 | 0 | 0 | 0 | 0 | 0 | 0 | 0 | 0 | 0 | 0 | 0 | 0 | 0 | 0 | 0 | 0 | 0 | 0 | 0 | 0 | 0 | 0 | 0 | 0 | 0 | 0 | 0
F1_Commercial_Office_Existing_Food Preparation_Natural Gas_Food Prep Other_E1 | F1 | Commercial | Office | Existing | Food Preparation | Natural Gas | Food Prep Other | E1 | Participant - Cost of Equipment | 0.0019737 | 0.0019737 | 0.0019737 | 0.0019737 | 0.0019737 | 0.0019737 | 0.0019737 | 0.0019737 | 0.0019737 | 0.0019737 | 0.0019737 | 0.0019737 | 0.0019737 | 0.0019737 | 0.0019737 | 0.0019737 | 0.0019737 | 0.0019737 | 0.0019737 | 0.0019737 | 0.0019737 | 0.0019737 | 0.0019737 | 0.0019737 | 0.0019737 | 0.0019737 | 0.0019737 | 0.0019737 | 0.0019737 | 0.0019737 | 0.0019737
F1_Commercial_Office_Existing_Food Preparation_Natural Gas_Food Prep Other_E2 | F1 | Commercial | Office | Existing | Food Preparation | Natural Gas | Food Prep Other | E2 | Participant - Cost of Equipment | 0.0019757 | 0.0019757 | 0.0019757 | 0.0019757 | 0.0019757 | 0.0019757 | 0.0019757 | 0.0019757 | 0.0019757 | 0.0019757 | 0.0019757 | 0.0019757 | 0.0019757 | 0.0019757 | 0.0019757 | 0.0019757 | 0.0019757 | 0.0019757 | 0.0019757 | 0.0019757 | 0.0019757 | 0.0019757 | 0.0019757 | 0.0019757 | 0.0019757 | 0.0019757 | 0.0019757 | 0.0019757 | 0.0019757 | 0.0019757 | 0.0019757
F1_Commercial_Office_Existing_Food Preparation_Natural Gas_Food Prep Other_E3 | F1 | Commercial | Office | Existing | Food Preparation | Natural Gas | Food Prep Other | E3 | Participant - Cost of Equipment | 0 | 0 | 0 | 0 | 0 | 0 | 0 | 0 | 0 | 0 | 0 | 0 | 0 | 0 | 0 | 0 | 0 | 0 | 0 | 0 | 0 | 0 | 0 | 0 | 0 | 0 | 0 | 0 | 0 | 0 | 0
F1_Commercial_Office_Existing_Food Preparation_Natural Gas_Food Prep Other_E4 | F1 | Commercial | Office | Existing | Food Preparation | Natural Gas | Food Prep Other | E4 | Participant - Cost of Equipment | 0 | 0 | 0 | 0 | 0 | 0 | 0 | 0 | 0 | 0 | 0 | 0 | 0 | 0 | 0 | 0 | 0 | 0 | 0 | 0 | 0 | 0 | 0 | 0 | 0 | 0 | 0 | 0 | 0 | 0 | 0
F1_Commercial_Office_Existing_Food Preparation_Natural Gas_Food Prep Other_E5 | F1 | Commercial | Office | Existing | Food Preparation | Natural Gas | Food Prep Other | E5 | Participant - Cost of Equipment | 0 | 0 | 0 | 0 | 0 | 0 | 0 | 0 | 0 | 0 | 0 | 0 | 0 | 0 | 0 | 0 | 0 | 0 | 0 | 0 | 0 | 0 | 0 | 0 | 0 | 0 | 0 | 0 | 0 | 0 | 0
F1_Commercial_Office_Existing_Food Preparation_Natural Gas_Food Prep Other_E6 | F1 | Commercial | Office | Existing | Food Preparation | Natural Gas | Food Prep Other | E6 | Participant - Cost of Equipment | 0 | 0 | 0 | 0 | 0 | 0 | 0 | 0 | 0 | 0 | 0 | 0 | 0 | 0 | 0 | 0 | 0 | 0 | 0 | 0 | 0 | 0 | 0 | 0 | 0 | 0 | 0 | 0 | 0 | 0 | 0
F1_Commercial_Office_Existing_Food Preparation_Natural Gas_Food Prep Other_E7 | F1 | Commercial | Office | Existing | Food Preparation | Natural Gas | Food Prep Other | E7 | Participant - Cost of Equipment | 0 | 0 | 0 | 0 | 0 | 0 | 0 | 0 | 0 | 0 | 0 | 0 | 0 | 0 | 0 | 0 | 0 | 0 | 0 | 0 | 0 | 0 | 0 | 0 | 0 | 0 | 0 | 0 | 0 | 0 | 0
F1_Commercial_Office_Existing_Food Preparation_Natural Gas_Food Prep Other_E8 | F1 | Commercial | Office | Existing | Food Preparation | Natural Gas | Food Prep Other | E8 | Participant - Cost of Equipment | 0 | 0 | 0 | 0 | 0 | 0 | 0 | 0 | 0 | 0 | 0 | 0 | 0 | 0 | 0 | 0 | 0 | 0 | 0 | 0 | 0 | 0 | 0 | 0 | 0 | 0 | 0 | 0 | 0 | 0 | 0
F1_Commercial_Office_Existing_Food Preparation_Natural Gas_Food Prep Other_E9 | F1 | Commercial | Office | Existing | Food Preparation | Natural Gas | Food Prep Other | E9 | Participant - Cost of Equipment | 0 | 0 | 0 | 0 | 0 | 0 | 0 | 0 | 0 | 0 | 0 | 0 | 0 | 0 | 0 | 0 | 0 | 0 | 0 | 0 | 0 | 0 | 0 | 0 | 0 | 0 | 0 | 0 | 0 | 0 | 0
F1_Commercial_Office_Existing_Food Preparation_Natural Gas_Food Prep Other_E10 | F1 | Commercial | Office | Existing | Food Preparation | Natural Gas | Food Prep Other | E10 | Participant - Cost of Equipment | 0 | 0 | 0 | 0 | 0 | 0 | 0 | 0 | 0 | 0 | 0 | 0 | 0 | 0 | 0 | 0 | 0 | 0 | 0 | 0 | 0 | 0 | 0 | 0 | 0 | 0 | 0 | 0 | 0 | 0 | 0
F2_Commercial_Office_Existing_Food Preparation_Natural Gas_Food Prep Other_E1 | F2 | Commercial | Office | Existing | Food Preparation | Natural Gas | Food Prep Other | E1 | Participant - Cost of Operation | 0.022336 | 0.022779 | 0.023096 | 0.023439 | 0.023932 | 0.022422 | 0.021242 | 0.020621 | 0.020398 | 0.020056 | 0.019825 | 0.020875 | 0.018683 | 0.019969 | 0.02162 | 0.023225 | 0.023285 | 0.023396 | 0.022949 | 0.023268 | 0.023491 | 0.023793 | 0.024171 | 0.011386 | 0.011159 | 0.010946 | 0.010746 | 0.010556 | 0.010375 | 0.010201 | 0.010032
F2_Commercial_Office_Existing_Food Preparation_Natural Gas_Food Prep Other_E2 | F2 | Commercial | Office | Existing | Food Preparation | Natural Gas | Food Prep Other | E2 | Participant - Cost of Operation | 0.022336 | 0.022779 | 0.023095 | 0.023439 | 0.023932 | 0.022422 | 0.021241 | 0.020621 | 0.020398 | 0.020056 | 0.019825 | 0.020875 | 0.018683 | 0.019969 | 0.02162 | 0.023225 | 0.023285 | 0.023396 | 0.022949 | 0.023268 | 0.023491 | 0.023792 | 0.024171 | 0.011386 | 0.011159 | 0.010946 | 0.010746 | 0.010556 | 0.010375 | 0.010201 | 0.010032
F2_Commercial_Office_Existing_Food Preparation_Natural Gas_Food Prep Other_E3 | F2 | Commercial | Office | Existing | Food Preparation | Natural Gas | Food Prep Other | E3 | Participant - Cost of Operation | 0 | 0 | 0 | 0 | 0 | 0 | 0 | 0 | 0 | 0 | 0 | 0 | 0 | 0 | 0 | 0 | 0 | 0 | 0 | 0 | 0 | 0 | 0 | 0 | 0 | 0 | 0 | 0 | 0 | 0 | 0
F2_Commercial_Office_Existing_Food Preparation_Natural Gas_Food Prep Other_E4 | F2 | Commercial | Office | Existing | Food Preparation | Natural Gas | Food Prep Other | E4 | Participant - Cost of Operation | 0 | 0 | 0 | 0 | 0 | 0 | 0 | 0 | 0 | 0 | 0 | 0 | 0 | 0 | 0 | 0 | 0 | 0 | 0 | 0 | 0 | 0 | 0 | 0 | 0 | 0 | 0 | 0 | 0 | 0 | 0
F2_Commercial_Office_Existing_Food Preparation_Natural Gas_Food Prep Other_E5 | F2 | Commercial | Office | Existing | Food Preparation | Natural Gas | Food Prep Other | E5 | Participant - Cost of Operation | 0 | 0 | 0 | 0 | 0 | 0 | 0 | 0 | 0 | 0 | 0 | 0 | 0 | 0 | 0 | 0 | 0 | 0 | 0 | 0 | 0 | 0 | 0 | 0 | 0 | 0 | 0 | 0 | 0 | 0 | 0
F2_Commercial_Office_Existing_Food Preparation_Natural Gas_Food Prep Other_E6 | F2 | Commercial | Office | Existing | Food Preparation | Natural Gas | Food Prep Other | E6 | Participant - Cost of Operation | 0 | 0 | 0 | 0 | 0 | 0 | 0 | 0 | 0 | 0 | 0 | 0 | 0 | 0 | 0 | 0 | 0 | 0 | 0 | 0 | 0 | 0 | 0 | 0 | 0 | 0 | 0 | 0 | 0 | 0 | 0
F2_Commercial_Office_Existing_Food Preparation_Natural Gas_Food Prep Other_E7 | F2 | Commercial | Office | Existing | Food Preparation | Natural Gas | Food Prep Other | E7 | Participant - Cost of Operation | 0 | 0 | 0 | 0 | 0 | 0 | 0 | 0 | 0 | 0 | 0 | 0 | 0 | 0 | 0 | 0 | 0 | 0 | 0 | 0 | 0 | 0 | 0 | 0 | 0 | 0 | 0 | 0 | 0 | 0 | 0
F2_Commercial_Office_Existing_Food Preparation_Natural Gas_Food Prep Other_E8 | F2 | Commercial | Office | Existing | Food Preparation | Natural Gas | Food Prep Other | E8 | Participant - Cost of Operation | 0 | 0 | 0 | 0 | 0 | 0 | 0 | 0 | 0 | 0 | 0 | 0 | 0 | 0 | 0 | 0 | 0 | 0 | 0 | 0 | 0 | 0 | 0 | 0 | 0 | 0 | 0 | 0 | 0 | 0 | 0
F2_Commercial_Office_Existing_Food Preparation_Natural Gas_Food Prep Other_E9 | F2 | Commercial | Office | Existing | Food Preparation | Natural Gas | Food Prep Other | E9 | Participant - Cost of Operation | 0 | 0 | 0 | 0 | 0 | 0 | 0 | 0 | 0 | 0 | 0 | 0 | 0 | 0 | 0 | 0 | 0 | 0 | 0 | 0 | 0 | 0 | 0 | 0 | 0 | 0 | 0 | 0 | 0 | 0 | 0
F2_Commercial_Office_Existing_Food Preparation_Natural Gas_Food Prep Other_E10 | F2 | Commercial | Office | Existing | Food Preparation | Natural Gas | Food Prep Other | E10 | Participant - Cost of Operation | 0 | 0 | 0 | 0 | 0 | 0 | 0 | 0 | 0 | 0 | 0 | 0 | 0 | 0 | 0 | 0 | 0 | 0 | 0 | 0 | 0 | 0 | 0 | 0 | 0 | 0 | 0 | 0 | 0 | 0 | 0
F3_Commercial_Office_Existing_Food Preparation_Natural Gas_Food Prep Other_E1 | F3 | Commercial | Office | Existing | Food Preparation | Natural Gas | Food Prep Other | E1 | System - kBTUs of Conusmption | 1.8691 | 1.8736 | 1.8707 | 1.8688 | 1.8688 | 1.8688 | 1.8688 | 1.8688 | 1.8688 | 1.8688 | 1.8688 | 1.8688 | 1.8688 | 1.8688 | 1.8688 | 1.8688 | 1.8688 | 1.8688 | 1.8688 | 1.8688 | 1.8688 | 1.8688 | 1.8688 | 1.8688 | 1.8688 | 1.8688 | 1.8688 | 1.8688 | 1.8688 | 1.8688 | 1.8688
F3_Commercial_Office_Existing_Food Preparation_Natural Gas_Food Prep Other_E2 | F3 | Commercial | Office | Existing | Food Preparation | Natural Gas | Food Prep Other | E2 | System - kBTUs of Conusmption | 1.8691 | 1.8736 | 1.8707 | 1.8688 | 1.8688 | 1.8688 | 1.8688 | 1.8688 | 1.8688 | 1.8688 | 1.8688 | 1.8688 | 1.8688 | 1.8688 | 1.8688 | 1.8688 | 1.8688 | 1.8688 | 1.8688 | 1.8688 | 1.8688 | 1.8688 | 1.8688 | 1.8688 | 1.8688 | 1.8688 | 1.8688 | 1.8688 | 1.8688 | 1.8688 | 1.8688
F3_Commercial_Office_Existing_Food Preparation_Natural Gas_Food Prep Other_E3 | F3 | Commercial | Office | Existing | Food Preparation | Natural Gas | Food Prep Other | E3 | System - kBTUs of Conusmption | 0 | 0 | 0 | 0 | 0 | 0 | 0 | 0 | 0 | 0 | 0 | 0 | 0 | 0 | 0 | 0 | 0 | 0 | 0 | 0 | 0 | 0 | 0 | 0 | 0 | 0 | 0 | 0 | 0 | 0 | 0
F3_Commercial_Office_Existing_Food Preparation_Natural Gas_Food Prep Other_E4 | F3 | Commercial | Office | Existing | Food Preparation | Natural Gas | Food Prep Other | E4 | System - kBTUs of Conusmption | 0 | 0 | 0 | 0 | 0 | 0 | 0 | 0 | 0 | 0 | 0 | 0 | 0 | 0 | 0 | 0 | 0 | 0 | 0 | 0 | 0 | 0 | 0 | 0 | 0 | 0 | 0 | 0 | 0 | 0 | 0
F3_Commercial_Office_Existing_Food Preparation_Natural Gas_Food Prep Other_E5 | F3 | Commercial | Office | Existing | Food Preparation | Natural Gas | Food Prep Other | E5 | System - kBTUs of Conusmption | 0 | 0 | 0 | 0 | 0 | 0 | 0 | 0 | 0 | 0 | 0 | 0 | 0 | 0 | 0 | 0 | 0 | 0 | 0 | 0 | 0 | 0 | 0 | 0 | 0 | 0 | 0 | 0 | 0 | 0 | 0
F3_Commercial_Office_Existing_Food Preparation_Natural Gas_Food Prep Other_E6 | F3 | Commercial | Office | Existing | Food Preparation | Natural Gas | Food Prep Other | E6 | System - kBTUs of Conusmption | 0 | 0 | 0 | 0 | 0 | 0 | 0 | 0 | 0 | 0 | 0 | 0 | 0 | 0 | 0 | 0 | 0 | 0 | 0 | 0 | 0 | 0 | 0 | 0 | 0 | 0 | 0 | 0 | 0 | 0 | 0
F3_Commercial_Office_Existing_Food Preparation_Natural Gas_Food Prep Other_E7 | F3 | Commercial | Office | Existing | Food Preparation | Natural Gas | Food Prep Other | E7 | System - kBTUs of Conusmption | 0 | 0 | 0 | 0 | 0 | 0 | 0 | 0 | 0 | 0 | 0 | 0 | 0 | 0 | 0 | 0 | 0 | 0 | 0 | 0 | 0 | 0 | 0 | 0 | 0 | 0 | 0 | 0 | 0 | 0 | 0
F3_Commercial_Office_Existing_Food Preparation_Natural Gas_Food Prep Other_E8 | F3 | Commercial | Office | Existing | Food Preparation | Natural Gas | Food Prep Other | E8 | System - kBTUs of Conusmption | 0 | 0 | 0 | 0 | 0 | 0 | 0 | 0 | 0 | 0 | 0 | 0 | 0 | 0 | 0 | 0 | 0 | 0 | 0 | 0 | 0 | 0 | 0 | 0 | 0 | 0 | 0 | 0 | 0 | 0 | 0
F3_Commercial_Office_Existing_Food Preparation_Natural Gas_Food Prep Other_E9 | F3 | Commercial | Office | Existing | Food Preparation | Natural Gas | Food Prep Other | E9 | System - kBTUs of Conusmption | 0 | 0 | 0 | 0 | 0 | 0 | 0 | 0 | 0 | 0 | 0 | 0 | 0 | 0 | 0 | 0 | 0 | 0 | 0 | 0 | 0 | 0 | 0 | 0 | 0 | 0 | 0 | 0 | 0 | 0 | 0
F3_Commercial_Office_Existing_Food Preparation_Natural Gas_Food Prep Other_E10 | F3 | Commercial | Office | Existing | Food Preparation | Natural Gas | Food Prep Other | E10 | System - kBTUs of Conusmption | 0 | 0 | 0 | 0 | 0 | 0 | 0 | 0 | 0 | 0 | 0 | 0 | 0 | 0 | 0 | 0 | 0 | 0 | 0 | 0 | 0 | 0 | 0 | 0 | 0 | 0 | 0 | 0 | 0 | 0 | 0
F4_Commercial_Office_Existing_Food Preparation_Natural Gas_Food Prep Other_E1 | F4 | Commercial | Office | Existing | Food Preparation | Natural Gas | Food Prep Other | E1 | Utility - Cost of Equipment | 0.0019737 | 0.0019737 | 0.0019737 | 0.0019737 | 0.0019737 | 0.0019737 | 0.0019737 | 0.0019737 | 0.0019737 | 0.0019737 | 0.0019737 | 0.0019737 | 0.0019737 | 0.0019737 | 0.0019737 | 0.0019737 | 0.0019737 | 0.0019737 | 0.0019737 | 0.0019737 | 0.0019737 | 0.0019737 | 0.0019737 | 0.0019737 | 0.0019737 | 0.0019737 | 0.0019737 | 0.0019737 | 0.0019737 | 0.0019737 | 0.0019737
F4_Commercial_Office_Existing_Food Preparation_Natural Gas_Food Prep Other_E2 | F4 | Commercial | Office | Existing | Food Preparation | Natural Gas | Food Prep Other | E2 | Utility - Cost of Equipment | 0.0019757 | 0.0019757 | 0.0019757 | 0.0019757 | 0.0019757 | 0.0019757 | 0.0019757 | 0.0019757 | 0.0019757 | 0.0019757 | 0.0019757 | 0.0019757 | 0.0019757 | 0.0019757 | 0.0019757 | 0.0019757 | 0.0019757 | 0.0019757 | 0.0019757 | 0.0019757 | 0.0019757 | 0.0019757 | 0.0019757 | 0.0019757 | 0.0019757 | 0.0019757 | 0.0019757 | 0.0019757 | 0.0019757 | 0.0019757 | 0.0019757
F4_Commercial_Office_Existing_Food Preparation_Natural Gas_Food Prep Other_E3 | F4 | Commercial | Office | Existing | Food Preparation | Natural Gas | Food Prep Other | E3 | Utility - Cost of Equipment | 0 | 0 | 0 | 0 | 0 | 0 | 0 | 0 | 0 | 0 | 0 | 0 | 0 | 0 | 0 | 0 | 0 | 0 | 0 | 0 | 0 | 0 | 0 | 0 | 0 | 0 | 0 | 0 | 0 | 0 | 0
F4_Commercial_Office_Existing_Food Preparation_Natural Gas_Food Prep Other_E4 | F4 | Commercial | Office | Existing | Food Preparation | Natural Gas | Food Prep Other | E4 | Utility - Cost of Equipment | 0 | 0 | 0 | 0 | 0 | 0 | 0 | 0 | 0 | 0 | 0 | 0 | 0 | 0 | 0 | 0 | 0 | 0 | 0 | 0 | 0 | 0 | 0 | 0 | 0 | 0 | 0 | 0 | 0 | 0 | 0
F4_Commercial_Office_Existing_Food Preparation_Natural Gas_Food Prep Other_E5 | F4 | Commercial | Office | Existing | Food Preparation | Natural Gas | Food Prep Other | E5 | Utility - Cost of Equipment | 0 | 0 | 0 | 0 | 0 | 0 | 0 | 0 | 0 | 0 | 0 | 0 | 0 | 0 | 0 | 0 | 0 | 0 | 0 | 0 | 0 | 0 | 0 | 0 | 0 | 0 | 0 | 0 | 0 | 0 | 0
F4_Commercial_Office_Existing_Food Preparation_Natural Gas_Food Prep Other_E6 | F4 | Commercial | Office | Existing | Food Preparation | Natural Gas | Food Prep Other | E6 | Utility - Cost of Equipment | 0 | 0 | 0 | 0 | 0 | 0 | 0 | 0 | 0 | 0 | 0 | 0 | 0 | 0 | 0 | 0 | 0 | 0 | 0 | 0 | 0 | 0 | 0 | 0 | 0 | 0 | 0 | 0 | 0 | 0 | 0
F4_Commercial_Office_Existing_Food Preparation_Natural Gas_Food Prep Other_E7 | F4 | Commercial | Office | Existing | Food Preparation | Natural Gas | Food Prep Other | E7 | Utility - Cost of Equipment | 0 | 0 | 0 | 0 | 0 | 0 | 0 | 0 | 0 | 0 | 0 | 0 | 0 | 0 | 0 | 0 | 0 | 0 | 0 | 0 | 0 | 0 | 0 | 0 | 0 | 0 | 0 | 0 | 0 | 0 | 0
F4_Commercial_Office_Existing_Food Preparation_Natural Gas_Food Prep Other_E8 | F4 | Commercial | Office | Existing | Food Preparation | Natural Gas | Food Prep Other | E8 | Utility - Cost of Equipment | 0 | 0 | 0 | 0 | 0 | 0 | 0 | 0 | 0 | 0 | 0 | 0 | 0 | 0 | 0 | 0 | 0 | 0 | 0 | 0 | 0 | 0 | 0 | 0 | 0 | 0 | 0 | 0 | 0 | 0 | 0
F4_Commercial_Office_Existing_Food Preparation_Natural Gas_Food Prep Other_E9 | F4 | Commercial | Office | Existing | Food Preparation | Natural Gas | Food Prep Other | E9 | Utility - Cost of Equipment | 0 | 0 | 0 | 0 | 0 | 0 | 0 | 0 | 0 | 0 | 0 | 0 | 0 | 0 | 0 | 0 | 0 | 0 | 0 | 0 | 0 | 0 | 0 | 0 | 0 | 0 | 0 | 0 | 0 | 0 | 0
F4_Commercial_Office_Existing_Food Preparation_Natural Gas_Food Prep Other_E10 | F4 | Commercial | Office | Existing | Food Preparation | Natural Gas | Food Prep Other | E10 | Utility - Cost of Equipment | 0 | 0 | 0 | 0 | 0 | 0 | 0 | 0 | 0 | 0 | 0 | 0 | 0 | 0 | 0 | 0 | 0 | 0 | 0 | 0 | 0 | 0 | 0 | 0 | 0 | 0 | 0 | 0 | 0 | 0 | 0
F5_Commercial_Office_Existing_Food Preparation_Natural Gas_Food Prep Other_E1 | F5 | Commercial | Office | Existing | Food Preparation | Natural Gas | Food Prep Other | E1 | Utility - Cost of Operation | 0.018644 | 0.019013 | 0.019277 | 0.019564 | 0.019975 | 0.018715 | 0.01773 | 0.017212 | 0.017026 | 0.01674 | 0.016548 | 0.017424 | 0.015594 | 0.016668 | 0.018046 | 0.019386 | 0.019436 | 0.019528 | 0.019155 | 0.019421 | 0.019608 | 0.019859 | 0.020175 | 0.0095035 | 0.0093139 | 0.0091365 | 0.0089694 | 0.008811 | 0.0086597 | 0.0085143 | 0.0083737
F5_Commercial_Office_Existing_Food Preparation_Natural Gas_Food Prep Other_E2 | F5 | Commercial | Office | Existing | Food Preparation | Natural Gas | Food Prep Other | E2 | Utility - Cost of Operation | 0.018643 | 0.019013 | 0.019277 | 0.019564 | 0.019975 | 0.018715 | 0.01773 | 0.017212 | 0.017026 | 0.01674 | 0.016547 | 0.017424 | 0.015594 | 0.016668 | 0.018046 | 0.019385 | 0.019435 | 0.019528 | 0.019155 | 0.019421 | 0.019608 | 0.019859 | 0.020175 | 0.0095034 | 0.0093139 | 0.0091364 | 0.0089694 | 0.0088109 | 0.0086597 | 0.0085142 | 0.0083736
F5_Commercial_Office_Existing_Food Preparation_Natural Gas_Food Prep Other_E3 | F5 | Commercial | Office | Existing | Food Preparation | Natural Gas | Food Prep Other | E3 | Utility - Cost of Operation | 0 | 0 | 0 | 0 | 0 | 0 | 0 | 0 | 0 | 0 | 0 | 0 | 0 | 0 | 0 | 0 | 0 | 0 | 0 | 0 | 0 | 0 | 0 | 0 | 0 | 0 | 0 | 0 | 0 | 0 | 0
F5_Commercial_Office_Existing_Food Preparation_Natural Gas_Food Prep Other_E4 | F5 | Commercial | Office | Existing | Food Preparation | Natural Gas | Food Prep Other | E4 | Utility - Cost of Operation | 0 | 0 | 0 | 0 | 0 | 0 | 0 | 0 | 0 | 0 | 0 | 0 | 0 | 0 | 0 | 0 | 0 | 0 | 0 | 0 | 0 | 0 | 0 | 0 | 0 | 0 | 0 | 0 | 0 | 0 | 0
F5_Commercial_Office_Existing_Food Preparation_Natural Gas_Food Prep Other_E5 | F5 | Commercial | Office | Existing | Food Preparation | Natural Gas | Food Prep Other | E5 | Utility - Cost of Operation | 0 | 0 | 0 | 0 | 0 | 0 | 0 | 0 | 0 | 0 | 0 | 0 | 0 | 0 | 0 | 0 | 0 | 0 | 0 | 0 | 0 | 0 | 0 | 0 | 0 | 0 | 0 | 0 | 0 | 0 | 0
F5_Commercial_Office_Existing_Food Preparation_Natural Gas_Food Prep Other_E6 | F5 | Commercial | Office | Existing | Food Preparation | Natural Gas | Food Prep Other | E6 | Utility - Cost of Operation | 0 | 0 | 0 | 0 | 0 | 0 | 0 | 0 | 0 | 0 | 0 | 0 | 0 | 0 | 0 | 0 | 0 | 0 | 0 | 0 | 0 | 0 | 0 | 0 | 0 | 0 | 0 | 0 | 0 | 0 | 0
F5_Commercial_Office_Existing_Food Preparation_Natural Gas_Food Prep Other_E7 | F5 | Commercial | Office | Existing | Food Preparation | Natural Gas | Food Prep Other | E7 | Utility - Cost of Operation | 0 | 0 | 0 | 0 | 0 | 0 | 0 | 0 | 0 | 0 | 0 | 0 | 0 | 0 | 0 | 0 | 0 | 0 | 0 | 0 | 0 | 0 | 0 | 0 | 0 | 0 | 0 | 0 | 0 | 0 | 0
F5_Commercial_Office_Existing_Food Preparation_Natural Gas_Food Prep Other_E8 | F5 | Commercial | Office | Existing | Food Preparation | Natural Gas | Food Prep Other | E8 | Utility - Cost of Operation | 0 | 0 | 0 | 0 | 0 | 0 | 0 | 0 | 0 | 0 | 0 | 0 | 0 | 0 | 0 | 0 | 0 | 0 | 0 | 0 | 0 | 0 | 0 | 0 | 0 | 0 | 0 | 0 | 0 | 0 | 0
F5_Commercial_Office_Existing_Food Preparation_Natural Gas_Food Prep Other_E9 | F5 | Commercial | Office | Existing | Food Preparation | Natural Gas | Food Prep Other | E9 | Utility - Cost of Operation | 0 | 0 | 0 | 0 | 0 | 0 | 0 | 0 | 0 | 0 | 0 | 0 | 0 | 0 | 0 | 0 | 0 | 0 | 0 | 0 | 0 | 0 | 0 | 0 | 0 | 0 | 0 | 0 | 0 | 0 | 0
F5_Commercial_Office_Existing_Food Preparation_Natural Gas_Food Prep Other_E10 | F5 | Commercial | Office | Existing | Food Preparation | Natural Gas | Food Prep Other | E10 | Utility - Cost of Operation | 0 | 0 | 0 | 0 | 0 | 0 | 0 | 0 | 0 | 0 | 0 | 0 | 0 | 0 | 0 | 0 | 0 | 0 | 0 | 0 | 0 | 0 | 0 | 0 | 0 | 0 | 0 | 0 | 0 | 0 | 0
F6_Commercial_Office_Existing_Food Preparation_Natural Gas_Food Prep Other_E1 | F6 | Commercial | Office | Existing | Food Preparation | Natural Gas | Food Prep Other | E1 | Utility - Value of Sales | 0.022336 | 0.022779 | 0.023096 | 0.023439 | 0.023932 | 0.022422 | 0.021242 | 0.020621 | 0.020398 | 0.020056 | 0.019825 | 0.020875 | 0.018683 | 0.019969 | 0.02162 | 0.023225 | 0.023285 | 0.023396 | 0.022949 | 0.023268 | 0.023491 | 0.023793 | 0.024171 | 0.011386 | 0.011159 | 0.010946 | 0.010746 | 0.010556 | 0.010375 | 0.010201 | 0.010032
F6_Commercial_Office_Existing_Food Preparation_Natural Gas_Food Prep Other_E2 | F6 | Commercial | Office | Existing | Food Preparation | Natural Gas | Food Prep Other | E2 | Utility - Value of Sales | 0.022336 | 0.022779 | 0.023095 | 0.023439 | 0.023932 | 0.022422 | 0.021241 | 0.020621 | 0.020398 | 0.020056 | 0.019825 | 0.020875 | 0.018683 | 0.019969 | 0.02162 | 0.023225 | 0.023285 | 0.023396 | 0.022949 | 0.023268 | 0.023491 | 0.023792 | 0.024171 | 0.011386 | 0.011159 | 0.010946 | 0.010746 | 0.010556 | 0.010375 | 0.010201 | 0.010032
F6_Commercial_Office_Existing_Food Preparation_Natural Gas_Food Prep Other_E3 | F6 | Commercial | Office | Existing | Food Preparation | Natural Gas | Food Prep Other | E3 | Utility - Value of Sales | 0 | 0 | 0 | 0 | 0 | 0 | 0 | 0 | 0 | 0 | 0 | 0 | 0 | 0 | 0 | 0 | 0 | 0 | 0 | 0 | 0 | 0 | 0 | 0 | 0 | 0 | 0 | 0 | 0 | 0 | 0
F6_Commercial_Office_Existing_Food Preparation_Natural Gas_Food Prep Other_E4 | F6 | Commercial | Office | Existing | Food Preparation | Natural Gas | Food Prep Other | E4 | Utility - Value of Sales | 0 | 0 | 0 | 0 | 0 | 0 | 0 | 0 | 0 | 0 | 0 | 0 | 0 | 0 | 0 | 0 | 0 | 0 | 0 | 0 | 0 | 0 | 0 | 0 | 0 | 0 | 0 | 0 | 0 | 0 | 0
F6_Commercial_Office_Existing_Food Preparation_Natural Gas_Food Prep Other_E5 | F6 | Commercial | Office | Existing | Food Preparation | Natural Gas | Food Prep Other | E5 | Utility - Value of Sales | 0 | 0 | 0 | 0 | 0 | 0 | 0 | 0 | 0 | 0 | 0 | 0 | 0 | 0 | 0 | 0 | 0 | 0 | 0 | 0 | 0 | 0 | 0 | 0 | 0 | 0 | 0 | 0 | 0 | 0 | 0
F6_Commercial_Office_Existing_Food Preparation_Natural Gas_Food Prep Other_E6 | F6 | Commercial | Office | Existing | Food Preparation | Natural Gas | Food Prep Other | E6 | Utility - Value of Sales | 0 | 0 | 0 | 0 | 0 | 0 | 0 | 0 | 0 | 0 | 0 | 0 | 0 | 0 | 0 | 0 | 0 | 0 | 0 | 0 | 0 | 0 | 0 | 0 | 0 | 0 | 0 | 0 | 0 | 0 | 0
F6_Commercial_Office_Existing_Food Preparation_Natural Gas_Food Prep Other_E7 | F6 | Commercial | Office | Existing | Food Preparation | Natural Gas | Food Prep Other | E7 | Utility - Value of Sales | 0 | 0 | 0 | 0 | 0 | 0 | 0 | 0 | 0 | 0 | 0 | 0 | 0 | 0 | 0 | 0 | 0 | 0 | 0 | 0 | 0 | 0 | 0 | 0 | 0 | 0 | 0 | 0 | 0 | 0 | 0
F6_Commercial_Office_Existing_Food Preparation_Natural Gas_Food Prep Other_E8 | F6 | Commercial | Office | Existing | Food Preparation | Natural Gas | Food Prep Other | E8 | Utility - Value of Sales | 0 | 0 | 0 | 0 | 0 | 0 | 0 | 0 | 0 | 0 | 0 | 0 | 0 | 0 | 0 | 0 | 0 | 0 | 0 | 0 | 0 | 0 | 0 | 0 | 0 | 0 | 0 | 0 | 0 | 0 | 0
F6_Commercial_Office_Existing_Food Preparation_Natural Gas_Food Prep Other_E9 | F6 | Commercial | Office | Existing | Food Preparation | Natural Gas | Food Prep Other | E9 | Utility - Value of Sales | 0 | 0 | 0 | 0 | 0 | 0 | 0 | 0 | 0 | 0 | 0 | 0 | 0 | 0 | 0 | 0 | 0 | 0 | 0 | 0 | 0 | 0 | 0 | 0 | 0 | 0 | 0 | 0 | 0 | 0 | 0
F6_Commercial_Office_Existing_Food Preparation_Natural Gas_Food Prep Other_E10 | F6 | Commercial | Office | Existing | Food Preparation | Natural Gas | Food Prep Other | E10 | Utility - Value of Sales | 0 | 0 | 0 | 0 | 0 | 0 | 0 | 0 | 0 | 0 | 0 | 0 | 0 | 0 | 0 | 0 | 0 | 0 | 0 | 0 | 0 | 0 | 0 | 0 | 0 | 0 | 0 | 0 | 0 | 0 | 0
F1_Commercial_Office_Existing_Miscellaneous_Natural Gas_Pool Heater_E1 | F1 | Commercial | Office | Existing | Miscellaneous | Natural Gas | Pool Heater | E1 | Participant - Cost of Equipment | 3.4016e-05 | 3.4016e-05 | 3.4016e-05 | 3.4016e-05 | 3.4016e-05 | 3.4016e-05 | 3.4016e-05 | 3.4016e-05 | 3.4016e-05 | 3.4016e-05 | 3.4016e-05 | 3.4016e-05 | 3.4016e-05 | 3.4016e-05 | 3.4016e-05 | 3.4016e-05 | 3.4016e-05 | 3.4016e-05 | 3.4016e-05 | 3.4016e-05 | 3.4016e-05 | 3.4016e-05 | 3.4016e-05 | 3.4016e-05 | 3.4016e-05 | 3.4016e-05 | 3.4016e-05 | 3.4016e-05 | 3.4016e-05 | 3.4016e-05 | 3.4016e-05
F1_Commercial_Office_Existing_Miscellaneous_Natural Gas_Pool Heater_E2 | F1 | Commercial | Office | Existing | Miscellaneous | Natural Gas | Pool Heater | E2 | Participant - Cost of Equipment | 5.5697e-05 | 5.5697e-05 | 5.5697e-05 | 5.5697e-05 | 5.5697e-05 | 5.5697e-05 | 5.5697e-05 | 5.5697e-05 | 5.5697e-05 | 5.5697e-05 | 5.5697e-05 | 5.5697e-05 | 5.5697e-05 | 5.5697e-05 | 5.5697e-05 | 5.5697e-05 | 5.5697e-05 | 5.5697e-05 | 5.5697e-05 | 5.5697e-05 | 5.5697e-05 | 5.5697e-05 | 5.5697e-05 | 5.5697e-05 | 5.5697e-05 | 5.5697e-05 | 5.5697e-05 | 5.5697e-05 | 5.5697e-05 | 5.5697e-05 | 5.5697e-05
F1_Commercial_Office_Existing_Miscellaneous_Natural Gas_Pool Heater_E3 | F1 | Commercial | Office | Existing | Miscellaneous | Natural Gas | Pool Heater | E3 | Participant - Cost of Equipment | 0 | 0 | 0 | 0 | 0 | 0 | 0 | 0 | 0 | 0 | 0 | 0 | 0 | 0 | 0 | 0 | 0 | 0 | 0 | 0 | 0 | 0 | 0 | 0 | 0 | 0 | 0 | 0 | 0 | 0 | 0
F1_Commercial_Office_Existing_Miscellaneous_Natural Gas_Pool Heater_E4 | F1 | Commercial | Office | Existing | Miscellaneous | Natural Gas | Pool Heater | E4 | Participant - Cost of Equipment | 0 | 0 | 0 | 0 | 0 | 0 | 0 | 0 | 0 | 0 | 0 | 0 | 0 | 0 | 0 | 0 | 0 | 0 | 0 | 0 | 0 | 0 | 0 | 0 | 0 | 0 | 0 | 0 | 0 | 0 | 0
F1_Commercial_Office_Existing_Miscellaneous_Natural Gas_Pool Heater_E5 | F1 | Commercial | Office | Existing | Miscellaneous | Natural Gas | Pool Heater | E5 | Participant - Cost of Equipment | 0 | 0 | 0 | 0 | 0 | 0 | 0 | 0 | 0 | 0 | 0 | 0 | 0 | 0 | 0 | 0 | 0 | 0 | 0 | 0 | 0 | 0 | 0 | 0 | 0 | 0 | 0 | 0 | 0 | 0 | 0
F1_Commercial_Office_Existing_Miscellaneous_Natural Gas_Pool Heater_E6 | F1 | Commercial | Office | Existing | Miscellaneous | Natural Gas | Pool Heater | E6 | Participant - Cost of Equipment | 0 | 0 | 0 | 0 | 0 | 0 | 0 | 0 | 0 | 0 | 0 | 0 | 0 | 0 | 0 | 0 | 0 | 0 | 0 | 0 | 0 | 0 | 0 | 0 | 0 | 0 | 0 | 0 | 0 | 0 | 0
F1_Commercial_Office_Existing_Miscellaneous_Natural Gas_Pool Heater_E7 | F1 | Commercial | Office | Existing | Miscellaneous | Natural Gas | Pool Heater | E7 | Participant - Cost of Equipment | 0 | 0 | 0 | 0 | 0 | 0 | 0 | 0 | 0 | 0 | 0 | 0 | 0 | 0 | 0 | 0 | 0 | 0 | 0 | 0 | 0 | 0 | 0 | 0 | 0 | 0 | 0 | 0 | 0 | 0 | 0
F1_Commercial_Office_Existing_Miscellaneous_Natural Gas_Pool Heater_E8 | F1 | Commercial | Office | Existing | Miscellaneous | Natural Gas | Pool Heater | E8 | Participant - Cost of Equipment | 0 | 0 | 0 | 0 | 0 | 0 | 0 | 0 | 0 | 0 | 0 | 0 | 0 | 0 | 0 | 0 | 0 | 0 | 0 | 0 | 0 | 0 | 0 | 0 | 0 | 0 | 0 | 0 | 0 | 0 | 0
F1_Commercial_Office_Existing_Miscellaneous_Natural Gas_Pool Heater_E9 | F1 | Commercial | Office | Existing | Miscellaneous | Natural Gas | Pool Heater | E9 | Participant - Cost of Equipment | 0 | 0 | 0 | 0 | 0 | 0 | 0 | 0 | 0 | 0 | 0 | 0 | 0 | 0 | 0 | 0 | 0 | 0 | 0 | 0 | 0 | 0 | 0 | 0 | 0 | 0 | 0 | 0 | 0 | 0 | 0
F1_Commercial_Office_Existing_Miscellaneous_Natural Gas_Pool Heater_E10 | F1 | Commercial | Office | Existing | Miscellaneous | Natural Gas | Pool Heater | E10 | Participant - Cost of Equipment | 0 | 0 | 0 | 0 | 0 | 0 | 0 | 0 | 0 | 0 | 0 | 0 | 0 | 0 | 0 | 0 | 0 | 0 | 0 | 0 | 0 | 0 | 0 | 0 | 0 | 0 | 0 | 0 | 0 | 0 | 0
F2_Commercial_Office_Existing_Miscellaneous_Natural Gas_Pool Heater_E1 | F2 | Commercial | Office | Existing | Miscellaneous | Natural Gas | Pool Heater | E1 | Participant - Cost of Operation | 0.00015706 | 0.00016286 | 0.00016518 | 0.00016573 | 0.000172 | 0.00016214 | 0.00015533 | 0.00015514 | 0.00015972 | 0.00015703 | 0.0001563 | 0.00015461 | 0.000116 | 0.00011318 | 0.00011235 | 0.00012699 | 0.00014502 | 0.00016532 | 0.0001815 | 0.00020808 | 0.00021135 | 0.0002154 | 0.00022024 | 8.3104e-05 | 8.1336e-05 | 7.9699e-05 | 7.8175e-05 | 7.6744e-05 | 7.539e-05 | 7.4097e-05 | 7.2855e-05
F2_Commercial_Office_Existing_Miscellaneous_Natural Gas_Pool Heater_E2 | F2 | Commercial | Office | Existing | Miscellaneous | Natural Gas | Pool Heater | E2 | Participant - Cost of Operation | 0.0001335 | 0.00013843 | 0.0001404 | 0.00014087 | 0.0001462 | 0.00013782 | 0.00013203 | 0.00013187 | 0.00013577 | 0.00013348 | 0.00013285 | 0.00013142 | 9.8602e-05 | 9.6201e-05 | 9.5501e-05 | 0.00010794 | 0.00012327 | 0.00014052 | 0.00015428 | 0.00017686 | 0.00017964 | 0.00018309 | 0.0001872 | 7.0638e-05 | 6.9136e-05 | 6.7745e-05 | 6.6449e-05 | 6.5233e-05 | 6.4082e-05 | 6.2982e-05 | 6.1926e-05
F2_Commercial_Office_Existing_Miscellaneous_Natural Gas_Pool Heater_E3 | F2 | Commercial | Office | Existing | Miscellaneous | Natural Gas | Pool Heater | E3 | Participant - Cost of Operation | 0 | 0 | 0 | 0 | 0 | 0 | 0 | 0 | 0 | 0 | 0 | 0 | 0 | 0 | 0 | 0 | 0 | 0 | 0 | 0 | 0 | 0 | 0 | 0 | 0 | 0 | 0 | 0 | 0 | 0 | 0
F2_Commercial_Office_Existing_Miscellaneous_Natural Gas_Pool Heater_E4 | F2 | Commercial | Office | Existing | Miscellaneous | Natural Gas | Pool Heater | E4 | Participant - Cost of Operation | 0 | 0 | 0 | 0 | 0 | 0 | 0 | 0 | 0 | 0 | 0 | 0 | 0 | 0 | 0 | 0 | 0 | 0 | 0 | 0 | 0 | 0 | 0 | 0 | 0 | 0 | 0 | 0 | 0 | 0 | 0
F2_Commercial_Office_Existing_Miscellaneous_Natural Gas_Pool Heater_E5 | F2 | Commercial | Office | Existing | Miscellaneous | Natural Gas | Pool Heater | E5 | Participant - Cost of Operation | 0 | 0 | 0 | 0 | 0 | 0 | 0 | 0 | 0 | 0 | 0 | 0 | 0 | 0 | 0 | 0 | 0 | 0 | 0 | 0 | 0 | 0 | 0 | 0 | 0 | 0 | 0 | 0 | 0 | 0 | 0
F2_Commercial_Office_Existing_Miscellaneous_Natural Gas_Pool Heater_E6 | F2 | Commercial | Office | Existing | Miscellaneous | Natural Gas | Pool Heater | E6 | Participant - Cost of Operation | 0 | 0 | 0 | 0 | 0 | 0 | 0 | 0 | 0 | 0 | 0 | 0 | 0 | 0 | 0 | 0 | 0 | 0 | 0 | 0 | 0 | 0 | 0 | 0 | 0 | 0 | 0 | 0 | 0 | 0 | 0
F2_Commercial_Office_Existing_Miscellaneous_Natural Gas_Pool Heater_E7 | F2 | Commercial | Office | Existing | Miscellaneous | Natural Gas | Pool Heater | E7 | Participant - Cost of Operation | 0 | 0 | 0 | 0 | 0 | 0 | 0 | 0 | 0 | 0 | 0 | 0 | 0 | 0 | 0 | 0 | 0 | 0 | 0 | 0 | 0 | 0 | 0 | 0 | 0 | 0 | 0 | 0 | 0 | 0 | 0
F2_Commercial_Office_Existing_Miscellaneous_Natural Gas_Pool Heater_E8 | F2 | Commercial | Office | Existing | Miscellaneous | Natural Gas | Pool Heater | E8 | Participant - Cost of Operation | 0 | 0 | 0 | 0 | 0 | 0 | 0 | 0 | 0 | 0 | 0 | 0 | 0 | 0 | 0 | 0 | 0 | 0 | 0 | 0 | 0 | 0 | 0 | 0 | 0 | 0 | 0 | 0 | 0 | 0 | 0
F2_Commercial_Office_Existing_Miscellaneous_Natural Gas_Pool Heater_E9 | F2 | Commercial | Office | Existing | Miscellaneous | Natural Gas | Pool Heater | E9 | Participant - Cost of Operation | 0 | 0 | 0 | 0 | 0 | 0 | 0 | 0 | 0 | 0 | 0 | 0 | 0 | 0 | 0 | 0 | 0 | 0 | 0 | 0 | 0 | 0 | 0 | 0 | 0 | 0 | 0 | 0 | 0 | 0 | 0
F2_Commercial_Office_Existing_Miscellaneous_Natural Gas_Pool Heater_E10 | F2 | Commercial | Office | Existing | Miscellaneous | Natural Gas | Pool Heater | E10 | Participant - Cost of Operation | 0 | 0 | 0 | 0 | 0 | 0 | 0 | 0 | 0 | 0 | 0 | 0 | 0 | 0 | 0 | 0 | 0 | 0 | 0 | 0 | 0 | 0 | 0 | 0 | 0 | 0 | 0 | 0 | 0 | 0 | 0
F3_Commercial_Office_Existing_Miscellaneous_Natural Gas_Pool Heater_E1 | F3 | Commercial | Office | Existing | Miscellaneous | Natural Gas | Pool Heater | E1 | System - kBTUs of Conusmption | 0.013261 | 0.013314 | 0.01328 | 0.013257 | 0.013257 | 0.013257 | 0.013257 | 0.013257 | 0.013257 | 0.013257 | 0.013257 | 0.013257 | 0.013257 | 0.013257 | 0.013257 | 0.013257 | 0.013257 | 0.013257 | 0.013257 | 0.013257 | 0.013257 | 0.013257 | 0.013257 | 0.013257 | 0.013257 | 0.013257 | 0.013257 | 0.013257 | 0.013257 | 0.013257 | 0.013257
F3_Commercial_Office_Existing_Miscellaneous_Natural Gas_Pool Heater_E2 | F3 | Commercial | Office | Existing | Miscellaneous | Natural Gas | Pool Heater | E2 | System - kBTUs of Conusmption | 0.011272 | 0.011317 | 0.011288 | 0.011269 | 0.011269 | 0.011269 | 0.011269 | 0.011269 | 0.011269 | 0.011269 | 0.011269 | 0.011269 | 0.011269 | 0.011269 | 0.011269 | 0.011269 | 0.011269 | 0.011269 | 0.011269 | 0.011269 | 0.011269 | 0.011269 | 0.011269 | 0.011269 | 0.011269 | 0.011269 | 0.011269 | 0.011269 | 0.011269 | 0.011269 | 0.011269
F3_Commercial_Office_Existing_Miscellaneous_Natural Gas_Pool Heater_E3 | F3 | Commercial | Office | Existing | Miscellaneous | Natural Gas | Pool Heater | E3 | System - kBTUs of Conusmption | 0 | 0 | 0 | 0 | 0 | 0 | 0 | 0 | 0 | 0 | 0 | 0 | 0 | 0 | 0 | 0 | 0 | 0 | 0 | 0 | 0 | 0 | 0 | 0 | 0 | 0 | 0 | 0 | 0 | 0 | 0
F3_Commercial_Office_Existing_Miscellaneous_Natural Gas_Pool Heater_E4 | F3 | Commercial | Office | Existing | Miscellaneous | Natural Gas | Pool Heater | E4 | System - kBTUs of Conusmption | 0 | 0 | 0 | 0 | 0 | 0 | 0 | 0 | 0 | 0 | 0 | 0 | 0 | 0 | 0 | 0 | 0 | 0 | 0 | 0 | 0 | 0 | 0 | 0 | 0 | 0 | 0 | 0 | 0 | 0 | 0
F3_Commercial_Office_Existing_Miscellaneous_Natural Gas_Pool Heater_E5 | F3 | Commercial | Office | Existing | Miscellaneous | Natural Gas | Pool Heater | E5 | System - kBTUs of Conusmption | 0 | 0 | 0 | 0 | 0 | 0 | 0 | 0 | 0 | 0 | 0 | 0 | 0 | 0 | 0 | 0 | 0 | 0 | 0 | 0 | 0 | 0 | 0 | 0 | 0 | 0 | 0 | 0 | 0 | 0 | 0
F3_Commercial_Office_Existing_Miscellaneous_Natural Gas_Pool Heater_E6 | F3 | Commercial | Office | Existing | Miscellaneous | Natural Gas | Pool Heater | E6 | System - kBTUs of Conusmption | 0 | 0 | 0 | 0 | 0 | 0 | 0 | 0 | 0 | 0 | 0 | 0 | 0 | 0 | 0 | 0 | 0 | 0 | 0 | 0 | 0 | 0 | 0 | 0 | 0 | 0 | 0 | 0 | 0 | 0 | 0
F3_Commercial_Office_Existing_Miscellaneous_Natural Gas_Pool Heater_E7 | F3 | Commercial | Office | Existing | Miscellaneous | Natural Gas | Pool Heater | E7 | System - kBTUs of Conusmption | 0 | 0 | 0 | 0 | 0 | 0 | 0 | 0 | 0 | 0 | 0 | 0 | 0 | 0 | 0 | 0 | 0 | 0 | 0 | 0 | 0 | 0 | 0 | 0 | 0 | 0 | 0 | 0 | 0 | 0 | 0
F3_Commercial_Office_Existing_Miscellaneous_Natural Gas_Pool Heater_E8 | F3 | Commercial | Office | Existing | Miscellaneous | Natural Gas | Pool Heater | E8 | System - kBTUs of Conusmption | 0 | 0 | 0 | 0 | 0 | 0 | 0 | 0 | 0 | 0 | 0 | 0 | 0 | 0 | 0 | 0 | 0 | 0 | 0 | 0 | 0 | 0 | 0 | 0 | 0 | 0 | 0 | 0 | 0 | 0 | 0
F3_Commercial_Office_Existing_Miscellaneous_Natural Gas_Pool Heater_E9 | F3 | Commercial | Office | Existing | Miscellaneous | Natural Gas | Pool Heater | E9 | System - kBTUs of Conusmption | 0 | 0 | 0 | 0 | 0 | 0 | 0 | 0 | 0 | 0 | 0 | 0 | 0 | 0 | 0 | 0 | 0 | 0 | 0 | 0 | 0 | 0 | 0 | 0 | 0 | 0 | 0 | 0 | 0 | 0 | 0
F3_Commercial_Office_Existing_Miscellaneous_Natural Gas_Pool Heater_E10 | F3 | Commercial | Office | Existing | Miscellaneous | Natural Gas | Pool Heater | E10 | System - kBTUs of Conusmption | 0 | 0 | 0 | 0 | 0 | 0 | 0 | 0 | 0 | 0 | 0 | 0 | 0 | 0 | 0 | 0 | 0 | 0 | 0 | 0 | 0 | 0 | 0 | 0 | 0 | 0 | 0 | 0 | 0 | 0 | 0
F4_Commercial_Office_Existing_Miscellaneous_Natural Gas_Pool Heater_E1 | F4 | Commercial | Office | Existing | Miscellaneous | Natural Gas | Pool Heater | E1 | Utility - Cost of Equipment | 3.4016e-05 | 3.4016e-05 | 3.4016e-05 | 3.4016e-05 | 3.4016e-05 | 3.4016e-05 | 3.4016e-05 | 3.4016e-05 | 3.4016e-05 | 3.4016e-05 | 3.4016e-05 | 3.4016e-05 | 3.4016e-05 | 3.4016e-05 | 3.4016e-05 | 3.4016e-05 | 3.4016e-05 | 3.4016e-05 | 3.4016e-05 | 3.4016e-05 | 3.4016e-05 | 3.4016e-05 | 3.4016e-05 | 3.4016e-05 | 3.4016e-05 | 3.4016e-05 | 3.4016e-05 | 3.4016e-05 | 3.4016e-05 | 3.4016e-05 | 3.4016e-05
F4_Commercial_Office_Existing_Miscellaneous_Natural Gas_Pool Heater_E2 | F4 | Commercial | Office | Existing | Miscellaneous | Natural Gas | Pool Heater | E2 | Utility - Cost of Equipment | 5.5697e-05 | 5.5697e-05 | 5.5697e-05 | 5.5697e-05 | 5.5697e-05 | 5.5697e-05 | 5.5697e-05 | 5.5697e-05 | 5.5697e-05 | 5.5697e-05 | 5.5697e-05 | 5.5697e-05 | 5.5697e-05 | 5.5697e-05 | 5.5697e-05 | 5.5697e-05 | 5.5697e-05 | 5.5697e-05 | 5.5697e-05 | 5.5697e-05 | 5.5697e-05 | 5.5697e-05 | 5.5697e-05 | 5.5697e-05 | 5.5697e-05 | 5.5697e-05 | 5.5697e-05 | 5.5697e-05 | 5.5697e-05 | 5.5697e-05 | 5.5697e-05
F4_Commercial_Office_Existing_Miscellaneous_Natural Gas_Pool Heater_E3 | F4 | Commercial | Office | Existing | Miscellaneous | Natural Gas | Pool Heater | E3 | Utility - Cost of Equipment | 0 | 0 | 0 | 0 | 0 | 0 | 0 | 0 | 0 | 0 | 0 | 0 | 0 | 0 | 0 | 0 | 0 | 0 | 0 | 0 | 0 | 0 | 0 | 0 | 0 | 0 | 0 | 0 | 0 | 0 | 0
F4_Commercial_Office_Existing_Miscellaneous_Natural Gas_Pool Heater_E4 | F4 | Commercial | Office | Existing | Miscellaneous | Natural Gas | Pool Heater | E4 | Utility - Cost of Equipment | 0 | 0 | 0 | 0 | 0 | 0 | 0 | 0 | 0 | 0 | 0 | 0 | 0 | 0 | 0 | 0 | 0 | 0 | 0 | 0 | 0 | 0 | 0 | 0 | 0 | 0 | 0 | 0 | 0 | 0 | 0
F4_Commercial_Office_Existing_Miscellaneous_Natural Gas_Pool Heater_E5 | F4 | Commercial | Office | Existing | Miscellaneous | Natural Gas | Pool Heater | E5 | Utility - Cost of Equipment | 0 | 0 | 0 | 0 | 0 | 0 | 0 | 0 | 0 | 0 | 0 | 0 | 0 | 0 | 0 | 0 | 0 | 0 | 0 | 0 | 0 | 0 | 0 | 0 | 0 | 0 | 0 | 0 | 0 | 0 | 0
F4_Commercial_Office_Existing_Miscellaneous_Natural Gas_Pool Heater_E6 | F4 | Commercial | Office | Existing | Miscellaneous | Natural Gas | Pool Heater | E6 | Utility - Cost of Equipment | 0 | 0 | 0 | 0 | 0 | 0 | 0 | 0 | 0 | 0 | 0 | 0 | 0 | 0 | 0 | 0 | 0 | 0 | 0 | 0 | 0 | 0 | 0 | 0 | 0 | 0 | 0 | 0 | 0 | 0 | 0
F4_Commercial_Office_Existing_Miscellaneous_Natural Gas_Pool Heater_E7 | F4 | Commercial | Office | Existing | Miscellaneous | Natural Gas | Pool Heater | E7 | Utility - Cost of Equipment | 0 | 0 | 0 | 0 | 0 | 0 | 0 | 0 | 0 | 0 | 0 | 0 | 0 | 0 | 0 | 0 | 0 | 0 | 0 | 0 | 0 | 0 | 0 | 0 | 0 | 0 | 0 | 0 | 0 | 0 | 0
F4_Commercial_Office_Existing_Miscellaneous_Natural Gas_Pool Heater_E8 | F4 | Commercial | Office | Existing | Miscellaneous | Natural Gas | Pool Heater | E8 | Utility - Cost of Equipment | 0 | 0 | 0 | 0 | 0 | 0 | 0 | 0 | 0 | 0 | 0 | 0 | 0 | 0 | 0 | 0 | 0 | 0 | 0 | 0 | 0 | 0 | 0 | 0 | 0 | 0 | 0 | 0 | 0 | 0 | 0
F4_Commercial_Office_Existing_Miscellaneous_Natural Gas_Pool Heater_E9 | F4 | Commercial | Office | Existing | Miscellaneous | Natural Gas | Pool Heater | E9 | Utility - Cost of Equipment | 0 | 0 | 0 | 0 | 0 | 0 | 0 | 0 | 0 | 0 | 0 | 0 | 0 | 0 | 0 | 0 | 0 | 0 | 0 | 0 | 0 | 0 | 0 | 0 | 0 | 0 | 0 | 0 | 0 | 0 | 0
F4_Commercial_Office_Existing_Miscellaneous_Natural Gas_Pool Heater_E10 | F4 | Commercial | Office | Existing | Miscellaneous | Natural Gas | Pool Heater | E10 | Utility - Cost of Equipment | 0 | 0 | 0 | 0 | 0 | 0 | 0 | 0 | 0 | 0 | 0 | 0 | 0 | 0 | 0 | 0 | 0 | 0 | 0 | 0 | 0 | 0 | 0 | 0 | 0 | 0 | 0 | 0 | 0 | 0 | 0
F5_Commercial_Office_Existing_Miscellaneous_Natural Gas_Pool Heater_E1 | F5 | Commercial | Office | Existing | Miscellaneous | Natural Gas | Pool Heater | E1 | Utility - Cost of Operation | 0.00013109 | 0.00013594 | 0.00013787 | 0.00013833 | 0.00014356 | 0.00013534 | 0.00012965 | 0.00012949 | 0.00013332 | 0.00013107 | 0.00013046 | 0.00012905 | 9.6825e-05 | 9.4467e-05 | 9.378e-05 | 0.000106 | 0.00012105 | 0.00013799 | 0.0001515 | 0.00017368 | 0.00017641 | 0.00017979 | 0.00018383 | 6.9365e-05 | 6.789e-05 | 6.6523e-05 | 6.5251e-05 | 6.4057e-05 | 6.2927e-05 | 6.1847e-05 | 6.081e-05
F5_Commercial_Office_Existing_Miscellaneous_Natural Gas_Pool Heater_E2 | F5 | Commercial | Office | Existing | Miscellaneous | Natural Gas | Pool Heater | E2 | Utility - Cost of Operation | 0.00011143 | 0.00011555 | 0.00011719 | 0.00011758 | 0.00012203 | 0.00011504 | 0.0001102 | 0.00011007 | 0.00011332 | 0.00011141 | 0.00011089 | 0.00010969 | 8.2301e-05 | 8.0297e-05 | 7.9713e-05 | 9.0097e-05 | 0.00010289 | 0.00011729 | 0.00012877 | 0.00014762 | 0.00014995 | 0.00015282 | 0.00015625 | 5.896e-05 | 5.7706e-05 | 5.6545e-05 | 5.5464e-05 | 5.4448e-05 | 5.3488e-05 | 5.257e-05 | 5.1689e-05
F5_Commercial_Office_Existing_Miscellaneous_Natural Gas_Pool Heater_E3 | F5 | Commercial | Office | Existing | Miscellaneous | Natural Gas | Pool Heater | E3 | Utility - Cost of Operation | 0 | 0 | 0 | 0 | 0 | 0 | 0 | 0 | 0 | 0 | 0 | 0 | 0 | 0 | 0 | 0 | 0 | 0 | 0 | 0 | 0 | 0 | 0 | 0 | 0 | 0 | 0 | 0 | 0 | 0 | 0
F5_Commercial_Office_Existing_Miscellaneous_Natural Gas_Pool Heater_E4 | F5 | Commercial | Office | Existing | Miscellaneous | Natural Gas | Pool Heater | E4 | Utility - Cost of Operation | 0 | 0 | 0 | 0 | 0 | 0 | 0 | 0 | 0 | 0 | 0 | 0 | 0 | 0 | 0 | 0 | 0 | 0 | 0 | 0 | 0 | 0 | 0 | 0 | 0 | 0 | 0 | 0 | 0 | 0 | 0
F5_Commercial_Office_Existing_Miscellaneous_Natural Gas_Pool Heater_E5 | F5 | Commercial | Office | Existing | Miscellaneous | Natural Gas | Pool Heater | E5 | Utility - Cost of Operation | 0 | 0 | 0 | 0 | 0 | 0 | 0 | 0 | 0 | 0 | 0 | 0 | 0 | 0 | 0 | 0 | 0 | 0 | 0 | 0 | 0 | 0 | 0 | 0 | 0 | 0 | 0 | 0 | 0 | 0 | 0
F5_Commercial_Office_Existing_Miscellaneous_Natural Gas_Pool Heater_E6 | F5 | Commercial | Office | Existing | Miscellaneous | Natural Gas | Pool Heater | E6 | Utility - Cost of Operation | 0 | 0 | 0 | 0 | 0 | 0 | 0 | 0 | 0 | 0 | 0 | 0 | 0 | 0 | 0 | 0 | 0 | 0 | 0 | 0 | 0 | 0 | 0 | 0 | 0 | 0 | 0 | 0 | 0 | 0 | 0
F5_Commercial_Office_Existing_Miscellaneous_Natural Gas_Pool Heater_E7 | F5 | Commercial | Office | Existing | Miscellaneous | Natural Gas | Pool Heater | E7 | Utility - Cost of Operation | 0 | 0 | 0 | 0 | 0 | 0 | 0 | 0 | 0 | 0 | 0 | 0 | 0 | 0 | 0 | 0 | 0 | 0 | 0 | 0 | 0 | 0 | 0 | 0 | 0 | 0 | 0 | 0 | 0 | 0 | 0
F5_Commercial_Office_Existing_Miscellaneous_Natural Gas_Pool Heater_E8 | F5 | Commercial | Office | Existing | Miscellaneous | Natural Gas | Pool Heater | E8 | Utility - Cost of Operation | 0 | 0 | 0 | 0 | 0 | 0 | 0 | 0 | 0 | 0 | 0 | 0 | 0 | 0 | 0 | 0 | 0 | 0 | 0 | 0 | 0 | 0 | 0 | 0 | 0 | 0 | 0 | 0 | 0 | 0 | 0
F5_Commercial_Office_Existing_Miscellaneous_Natural Gas_Pool Heater_E9 | F5 | Commercial | Office | Existing | Miscellaneous | Natural Gas | Pool Heater | E9 | Utility - Cost of Operation | 0 | 0 | 0 | 0 | 0 | 0 | 0 | 0 | 0 | 0 | 0 | 0 | 0 | 0 | 0 | 0 | 0 | 0 | 0 | 0 | 0 | 0 | 0 | 0 | 0 | 0 | 0 | 0 | 0 | 0 | 0
F5_Commercial_Office_Existing_Miscellaneous_Natural Gas_Pool Heater_E10 | F5 | Commercial | Office | Existing | Miscellaneous | Natural Gas | Pool Heater | E10 | Utility - Cost of Operation | 0 | 0 | 0 | 0 | 0 | 0 | 0 | 0 | 0 | 0 | 0 | 0 | 0 | 0 | 0 | 0 | 0 | 0 | 0 | 0 | 0 | 0 | 0 | 0 | 0 | 0 | 0 | 0 | 0 | 0 | 0
F6_Commercial_Office_Existing_Miscellaneous_Natural Gas_Pool Heater_E1 | F6 | Commercial | Office | Existing | Miscellaneous | Natural Gas | Pool Heater | E1 | Utility - Value of Sales | 0.00015706 | 0.00016286 | 0.00016518 | 0.00016573 | 0.000172 | 0.00016214 | 0.00015533 | 0.00015514 | 0.00015972 | 0.00015703 | 0.0001563 | 0.00015461 | 0.000116 | 0.00011318 | 0.00011235 | 0.00012699 | 0.00014502 | 0.00016532 | 0.0001815 | 0.00020808 | 0.00021135 | 0.0002154 | 0.00022024 | 8.3104e-05 | 8.1336e-05 | 7.9699e-05 | 7.8175e-05 | 7.6744e-05 | 7.539e-05 | 7.4097e-05 | 7.2855e-05
F6_Commercial_Office_Existing_Miscellaneous_Natural Gas_Pool Heater_E2 | F6 | Commercial | Office | Existing | Miscellaneous | Natural Gas | Pool Heater | E2 | Utility - Value of Sales | 0.0001335 | 0.00013843 | 0.0001404 | 0.00014087 | 0.0001462 | 0.00013782 | 0.00013203 | 0.00013187 | 0.00013577 | 0.00013348 | 0.00013285 | 0.00013142 | 9.8602e-05 | 9.6201e-05 | 9.5501e-05 | 0.00010794 | 0.00012327 | 0.00014052 | 0.00015428 | 0.00017686 | 0.00017964 | 0.00018309 | 0.0001872 | 7.0638e-05 | 6.9136e-05 | 6.7745e-05 | 6.6449e-05 | 6.5233e-05 | 6.4082e-05 | 6.2982e-05 | 6.1926e-05
F6_Commercial_Office_Existing_Miscellaneous_Natural Gas_Pool Heater_E3 | F6 | Commercial | Office | Existing | Miscellaneous | Natural Gas | Pool Heater | E3 | Utility - Value of Sales | 0 | 0 | 0 | 0 | 0 | 0 | 0 | 0 | 0 | 0 | 0 | 0 | 0 | 0 | 0 | 0 | 0 | 0 | 0 | 0 | 0 | 0 | 0 | 0 | 0 | 0 | 0 | 0 | 0 | 0 | 0
F6_Commercial_Office_Existing_Miscellaneous_Natural Gas_Pool Heater_E4 | F6 | Commercial | Office | Existing | Miscellaneous | Natural Gas | Pool Heater | E4 | Utility - Value of Sales | 0 | 0 | 0 | 0 | 0 | 0 | 0 | 0 | 0 | 0 | 0 | 0 | 0 | 0 | 0 | 0 | 0 | 0 | 0 | 0 | 0 | 0 | 0 | 0 | 0 | 0 | 0 | 0 | 0 | 0 | 0
F6_Commercial_Office_Existing_Miscellaneous_Natural Gas_Pool Heater_E5 | F6 | Commercial | Office | Existing | Miscellaneous | Natural Gas | Pool Heater | E5 | Utility - Value of Sales | 0 | 0 | 0 | 0 | 0 | 0 | 0 | 0 | 0 | 0 | 0 | 0 | 0 | 0 | 0 | 0 | 0 | 0 | 0 | 0 | 0 | 0 | 0 | 0 | 0 | 0 | 0 | 0 | 0 | 0 | 0
F6_Commercial_Office_Existing_Miscellaneous_Natural Gas_Pool Heater_E6 | F6 | Commercial | Office | Existing | Miscellaneous | Natural Gas | Pool Heater | E6 | Utility - Value of Sales | 0 | 0 | 0 | 0 | 0 | 0 | 0 | 0 | 0 | 0 | 0 | 0 | 0 | 0 | 0 | 0 | 0 | 0 | 0 | 0 | 0 | 0 | 0 | 0 | 0 | 0 | 0 | 0 | 0 | 0 | 0
F6_Commercial_Office_Existing_Miscellaneous_Natural Gas_Pool Heater_E7 | F6 | Commercial | Office | Existing | Miscellaneous | Natural Gas | Pool Heater | E7 | Utility - Value of Sales | 0 | 0 | 0 | 0 | 0 | 0 | 0 | 0 | 0 | 0 | 0 | 0 | 0 | 0 | 0 | 0 | 0 | 0 | 0 | 0 | 0 | 0 | 0 | 0 | 0 | 0 | 0 | 0 | 0 | 0 | 0
F6_Commercial_Office_Existing_Miscellaneous_Natural Gas_Pool Heater_E8 | F6 | Commercial | Office | Existing | Miscellaneous | Natural Gas | Pool Heater | E8 | Utility - Value of Sales | 0 | 0 | 0 | 0 | 0 | 0 | 0 | 0 | 0 | 0 | 0 | 0 | 0 | 0 | 0 | 0 | 0 | 0 | 0 | 0 | 0 | 0 | 0 | 0 | 0 | 0 | 0 | 0 | 0 | 0 | 0
F6_Commercial_Office_Existing_Miscellaneous_Natural Gas_Pool Heater_E9 | F6 | Commercial | Office | Existing | Miscellaneous | Natural Gas | Pool Heater | E9 | Utility - Value of Sales | 0 | 0 | 0 | 0 | 0 | 0 | 0 | 0 | 0 | 0 | 0 | 0 | 0 | 0 | 0 | 0 | 0 | 0 | 0 | 0 | 0 | 0 | 0 | 0 | 0 | 0 | 0 | 0 | 0 | 0 | 0
F6_Commercial_Office_Existing_Miscellaneous_Natural Gas_Pool Heater_E10 | F6 | Commercial | Office | Existing | Miscellaneous | Natural Gas | Pool Heater | E10 | Utility - Value of Sales | 0 | 0 | 0 | 0 | 0 | 0 | 0 | 0 | 0 | 0 | 0 | 0 | 0 | 0 | 0 | 0 | 0 | 0 | 0 | 0 | 0 | 0 | 0 | 0 | 0 | 0 | 0 | 0 | 0 | 0 | 0
F1_Commercial_Office_Existing_Miscellaneous_Natural Gas_Miscellaneous_E1 | F1 | Commercial | Office | Existing | Miscellaneous | Natural Gas | Miscellaneous | E1 | Participant - Cost of Equipment | 5.3227e-05 | 5.3227e-05 | 5.3227e-05 | 5.3227e-05 | 5.3227e-05 | 5.3227e-05 | 5.3227e-05 | 5.3227e-05 | 5.3227e-05 | 5.3227e-05 | 5.3227e-05 | 5.3227e-05 | 5.3227e-05 | 5.3227e-05 | 5.3227e-05 | 5.3227e-05 | 5.3227e-05 | 5.3227e-05 | 5.3227e-05 | 5.3227e-05 | 5.3227e-05 | 5.3227e-05 | 5.3227e-05 | 5.3227e-05 | 5.3227e-05 | 5.3227e-05 | 5.3227e-05 | 5.3227e-05 | 5.3227e-05 | 5.3227e-05 | 5.3227e-05
F1_Commercial_Office_Existing_Miscellaneous_Natural Gas_Miscellaneous_E2 | F1 | Commercial | Office | Existing | Miscellaneous | Natural Gas | Miscellaneous | E2 | Participant - Cost of Equipment | 0 | 0 | 0 | 0 | 0 | 0 | 0 | 0 | 0 | 0 | 0 | 0 | 0 | 0 | 0 | 0 | 0 | 0 | 0 | 0 | 0 | 0 | 0 | 0 | 0 | 0 | 0 | 0 | 0 | 0 | 0
F1_Commercial_Office_Existing_Miscellaneous_Natural Gas_Miscellaneous_E3 | F1 | Commercial | Office | Existing | Miscellaneous | Natural Gas | Miscellaneous | E3 | Participant - Cost of Equipment | 0 | 0 | 0 | 0 | 0 | 0 | 0 | 0 | 0 | 0 | 0 | 0 | 0 | 0 | 0 | 0 | 0 | 0 | 0 | 0 | 0 | 0 | 0 | 0 | 0 | 0 | 0 | 0 | 0 | 0 | 0
F1_Commercial_Office_Existing_Miscellaneous_Natural Gas_Miscellaneous_E4 | F1 | Commercial | Office | Existing | Miscellaneous | Natural Gas | Miscellaneous | E4 | Participant - Cost of Equipment | 0 | 0 | 0 | 0 | 0 | 0 | 0 | 0 | 0 | 0 | 0 | 0 | 0 | 0 | 0 | 0 | 0 | 0 | 0 | 0 | 0 | 0 | 0 | 0 | 0 | 0 | 0 | 0 | 0 | 0 | 0
F1_Commercial_Office_Existing_Miscellaneous_Natural Gas_Miscellaneous_E5 | F1 | Commercial | Office | Existing | Miscellaneous | Natural Gas | Miscellaneous | E5 | Participant - Cost of Equipment | 0 | 0 | 0 | 0 | 0 | 0 | 0 | 0 | 0 | 0 | 0 | 0 | 0 | 0 | 0 | 0 | 0 | 0 | 0 | 0 | 0 | 0 | 0 | 0 | 0 | 0 | 0 | 0 | 0 | 0 | 0
F1_Commercial_Office_Existing_Miscellaneous_Natural Gas_Miscellaneous_E6 | F1 | Commercial | Office | Existing | Miscellaneous | Natural Gas | Miscellaneous | E6 | Participant - Cost of Equipment | 0 | 0 | 0 | 0 | 0 | 0 | 0 | 0 | 0 | 0 | 0 | 0 | 0 | 0 | 0 | 0 | 0 | 0 | 0 | 0 | 0 | 0 | 0 | 0 | 0 | 0 | 0 | 0 | 0 | 0 | 0
F1_Commercial_Office_Existing_Miscellaneous_Natural Gas_Miscellaneous_E7 | F1 | Commercial | Office | Existing | Miscellaneous | Natural Gas | Miscellaneous | E7 | Participant - Cost of Equipment | 0 | 0 | 0 | 0 | 0 | 0 | 0 | 0 | 0 | 0 | 0 | 0 | 0 | 0 | 0 | 0 | 0 | 0 | 0 | 0 | 0 | 0 | 0 | 0 | 0 | 0 | 0 | 0 | 0 | 0 | 0
F1_Commercial_Office_Existing_Miscellaneous_Natural Gas_Miscellaneous_E8 | F1 | Commercial | Office | Existing | Miscellaneous | Natural Gas | Miscellaneous | E8 | Participant - Cost of Equipment | 0 | 0 | 0 | 0 | 0 | 0 | 0 | 0 | 0 | 0 | 0 | 0 | 0 | 0 | 0 | 0 | 0 | 0 | 0 | 0 | 0 | 0 | 0 | 0 | 0 | 0 | 0 | 0 | 0 | 0 | 0
F1_Commercial_Office_Existing_Miscellaneous_Natural Gas_Miscellaneous_E9 | F1 | Commercial | Office | Existing | Miscellaneous | Natural Gas | Miscellaneous | E9 | Participant - Cost of Equipment | 0 | 0 | 0 | 0 | 0 | 0 | 0 | 0 | 0 | 0 | 0 | 0 | 0 | 0 | 0 | 0 | 0 | 0 | 0 | 0 | 0 | 0 | 0 | 0 | 0 | 0 | 0 | 0 | 0 | 0 | 0
F1_Commercial_Office_Existing_Miscellaneous_Natural Gas_Miscellaneous_E10 | F1 | Commercial | Office | Existing | Miscellaneous | Natural Gas | Miscellaneous | E10 | Participant - Cost of Equipment | 0 | 0 | 0 | 0 | 0 | 0 | 0 | 0 | 0 | 0 | 0 | 0 | 0 | 0 | 0 | 0 | 0 | 0 | 0 | 0 | 0 | 0 | 0 | 0 | 0 | 0 | 0 | 0 | 0 | 0 | 0
F2_Commercial_Office_Existing_Miscellaneous_Natural Gas_Miscellaneous_E1 | F2 | Commercial | Office | Existing | Miscellaneous | Natural Gas | Miscellaneous | E1 | Participant - Cost of Operation | 0.00025366 | 0.00026181 | 0.00026799 | 0.00027505 | 0.00028862 | 0.00026804 | 0.00025251 | 0.00024949 | 0.00025549 | 0.00025973 | 0.00026803 | 0.00026498 | 0.00019051 | 0.00018583 | 0.0001847 | 0.00020503 | 0.0002305 | 0.00025759 | 0.00027574 | 0.00031246 | 0.00035003 | 0.00039245 | 0.00040239 | 0.00013688 | 0.00013393 | 0.0001312 | 0.00012866 | 0.00012628 | 0.00012403 | 0.00012189 | 0.00011984
F2_Commercial_Office_Existing_Miscellaneous_Natural Gas_Miscellaneous_E2 | F2 | Commercial | Office | Existing | Miscellaneous | Natural Gas | Miscellaneous | E2 | Participant - Cost of Operation | 0 | 0 | 0 | 0 | 0 | 0 | 0 | 0 | 0 | 0 | 0 | 0 | 0 | 0 | 0 | 0 | 0 | 0 | 0 | 0 | 0 | 0 | 0 | 0 | 0 | 0 | 0 | 0 | 0 | 0 | 0
F2_Commercial_Office_Existing_Miscellaneous_Natural Gas_Miscellaneous_E3 | F2 | Commercial | Office | Existing | Miscellaneous | Natural Gas | Miscellaneous | E3 | Participant - Cost of Operation | 0 | 0 | 0 | 0 | 0 | 0 | 0 | 0 | 0 | 0 | 0 | 0 | 0 | 0 | 0 | 0 | 0 | 0 | 0 | 0 | 0 | 0 | 0 | 0 | 0 | 0 | 0 | 0 | 0 | 0 | 0
F2_Commercial_Office_Existing_Miscellaneous_Natural Gas_Miscellaneous_E4 | F2 | Commercial | Office | Existing | Miscellaneous | Natural Gas | Miscellaneous | E4 | Participant - Cost of Operation | 0 | 0 | 0 | 0 | 0 | 0 | 0 | 0 | 0 | 0 | 0 | 0 | 0 | 0 | 0 | 0 | 0 | 0 | 0 | 0 | 0 | 0 | 0 | 0 | 0 | 0 | 0 | 0 | 0 | 0 | 0
F2_Commercial_Office_Existing_Miscellaneous_Natural Gas_Miscellaneous_E5 | F2 | Commercial | Office | Existing | Miscellaneous | Natural Gas | Miscellaneous | E5 | Participant - Cost of Operation | 0 | 0 | 0 | 0 | 0 | 0 | 0 | 0 | 0 | 0 | 0 | 0 | 0 | 0 | 0 | 0 | 0 | 0 | 0 | 0 | 0 | 0 | 0 | 0 | 0 | 0 | 0 | 0 | 0 | 0 | 0
F2_Commercial_Office_Existing_Miscellaneous_Natural Gas_Miscellaneous_E6 | F2 | Commercial | Office | Existing | Miscellaneous | Natural Gas | Miscellaneous | E6 | Participant - Cost of Operation | 0 | 0 | 0 | 0 | 0 | 0 | 0 | 0 | 0 | 0 | 0 | 0 | 0 | 0 | 0 | 0 | 0 | 0 | 0 | 0 | 0 | 0 | 0 | 0 | 0 | 0 | 0 | 0 | 0 | 0 | 0
F2_Commercial_Office_Existing_Miscellaneous_Natural Gas_Miscellaneous_E7 | F2 | Commercial | Office | Existing | Miscellaneous | Natural Gas | Miscellaneous | E7 | Participant - Cost of Operation | 0 | 0 | 0 | 0 | 0 | 0 | 0 | 0 | 0 | 0 | 0 | 0 | 0 | 0 | 0 | 0 | 0 | 0 | 0 | 0 | 0 | 0 | 0 | 0 | 0 | 0 | 0 | 0 | 0 | 0 | 0
F2_Commercial_Office_Existing_Miscellaneous_Natural Gas_Miscellaneous_E8 | F2 | Commercial | Office | Existing | Miscellaneous | Natural Gas | Miscellaneous | E8 | Participant - Cost of Operation | 0 | 0 | 0 | 0 | 0 | 0 | 0 | 0 | 0 | 0 | 0 | 0 | 0 | 0 | 0 | 0 | 0 | 0 | 0 | 0 | 0 | 0 | 0 | 0 | 0 | 0 | 0 | 0 | 0 | 0 | 0
F2_Commercial_Office_Existing_Miscellaneous_Natural Gas_Miscellaneous_E9 | F2 | Commercial | Office | Existing | Miscellaneous | Natural Gas | Miscellaneous | E9 | Participant - Cost of Operation | 0 | 0 | 0 | 0 | 0 | 0 | 0 | 0 | 0 | 0 | 0 | 0 | 0 | 0 | 0 | 0 | 0 | 0 | 0 | 0 | 0 | 0 | 0 | 0 | 0 | 0 | 0 | 0 | 0 | 0 | 0
F2_Commercial_Office_Existing_Miscellaneous_Natural Gas_Miscellaneous_E10 | F2 | Commercial | Office | Existing | Miscellaneous | Natural Gas | Miscellaneous | E10 | Participant - Cost of Operation | 0 | 0 | 0 | 0 | 0 | 0 | 0 | 0 | 0 | 0 | 0 | 0 | 0 | 0 | 0 | 0 | 0 | 0 | 0 | 0 | 0 | 0 | 0 | 0 | 0 | 0 | 0 | 0 | 0 | 0 | 0
F3_Commercial_Office_Existing_Miscellaneous_Natural Gas_Miscellaneous_E1 | F3 | Commercial | Office | Existing | Miscellaneous | Natural Gas | Miscellaneous | E1 | System - kBTUs of Conusmption | 0.021943 | 0.022054 | 0.021987 | 0.021941 | 0.021941 | 0.021941 | 0.021941 | 0.021941 | 0.021941 | 0.021941 | 0.021941 | 0.021941 | 0.021941 | 0.021941 | 0.021941 | 0.021941 | 0.021941 | 0.021941 | 0.021941 | 0.021941 | 0.021941 | 0.021941 | 0.021941 | 0.021941 | 0.021941 | 0.021941 | 0.021941 | 0.021941 | 0.021941 | 0.021941 | 0.021941
F3_Commercial_Office_Existing_Miscellaneous_Natural Gas_Miscellaneous_E2 | F3 | Commercial | Office | Existing | Miscellaneous | Natural Gas | Miscellaneous | E2 | System - kBTUs of Conusmption | 0 | 0 | 0 | 0 | 0 | 0 | 0 | 0 | 0 | 0 | 0 | 0 | 0 | 0 | 0 | 0 | 0 | 0 | 0 | 0 | 0 | 0 | 0 | 0 | 0 | 0 | 0 | 0 | 0 | 0 | 0
F3_Commercial_Office_Existing_Miscellaneous_Natural Gas_Miscellaneous_E3 | F3 | Commercial | Office | Existing | Miscellaneous | Natural Gas | Miscellaneous | E3 | System - kBTUs of Conusmption | 0 | 0 | 0 | 0 | 0 | 0 | 0 | 0 | 0 | 0 | 0 | 0 | 0 | 0 | 0 | 0 | 0 | 0 | 0 | 0 | 0 | 0 | 0 | 0 | 0 | 0 | 0 | 0 | 0 | 0 | 0
F3_Commercial_Office_Existing_Miscellaneous_Natural Gas_Miscellaneous_E4 | F3 | Commercial | Office | Existing | Miscellaneous | Natural Gas | Miscellaneous | E4 | System - kBTUs of Conusmption | 0 | 0 | 0 | 0 | 0 | 0 | 0 | 0 | 0 | 0 | 0 | 0 | 0 | 0 | 0 | 0 | 0 | 0 | 0 | 0 | 0 | 0 | 0 | 0 | 0 | 0 | 0 | 0 | 0 | 0 | 0
F3_Commercial_Office_Existing_Miscellaneous_Natural Gas_Miscellaneous_E5 | F3 | Commercial | Office | Existing | Miscellaneous | Natural Gas | Miscellaneous | E5 | System - kBTUs of Conusmption | 0 | 0 | 0 | 0 | 0 | 0 | 0 | 0 | 0 | 0 | 0 | 0 | 0 | 0 | 0 | 0 | 0 | 0 | 0 | 0 | 0 | 0 | 0 | 0 | 0 | 0 | 0 | 0 | 0 | 0 | 0
F3_Commercial_Office_Existing_Miscellaneous_Natural Gas_Miscellaneous_E6 | F3 | Commercial | Office | Existing | Miscellaneous | Natural Gas | Miscellaneous | E6 | System - kBTUs of Conusmption | 0 | 0 | 0 | 0 | 0 | 0 | 0 | 0 | 0 | 0 | 0 | 0 | 0 | 0 | 0 | 0 | 0 | 0 | 0 | 0 | 0 | 0 | 0 | 0 | 0 | 0 | 0 | 0 | 0 | 0 | 0
F3_Commercial_Office_Existing_Miscellaneous_Natural Gas_Miscellaneous_E7 | F3 | Commercial | Office | Existing | Miscellaneous | Natural Gas | Miscellaneous | E7 | System - kBTUs of Conusmption | 0 | 0 | 0 | 0 | 0 | 0 | 0 | 0 | 0 | 0 | 0 | 0 | 0 | 0 | 0 | 0 | 0 | 0 | 0 | 0 | 0 | 0 | 0 | 0 | 0 | 0 | 0 | 0 | 0 | 0 | 0
F3_Commercial_Office_Existing_Miscellaneous_Natural Gas_Miscellaneous_E8 | F3 | Commercial | Office | Existing | Miscellaneous | Natural Gas | Miscellaneous | E8 | System - kBTUs of Conusmption | 0 | 0 | 0 | 0 | 0 | 0 | 0 | 0 | 0 | 0 | 0 | 0 | 0 | 0 | 0 | 0 | 0 | 0 | 0 | 0 | 0 | 0 | 0 | 0 | 0 | 0 | 0 | 0 | 0 | 0 | 0
F3_Commercial_Office_Existing_Miscellaneous_Natural Gas_Miscellaneous_E9 | F3 | Commercial | Office | Existing | Miscellaneous | Natural Gas | Miscellaneous | E9 | System - kBTUs of Conusmption | 0 | 0 | 0 | 0 | 0 | 0 | 0 | 0 | 0 | 0 | 0 | 0 | 0 | 0 | 0 | 0 | 0 | 0 | 0 | 0 | 0 | 0 | 0 | 0 | 0 | 0 | 0 | 0 | 0 | 0 | 0
F3_Commercial_Office_Existing_Miscellaneous_Natural Gas_Miscellaneous_E10 | F3 | Commercial | Office | Existing | Miscellaneous | Natural Gas | Miscellaneous | E10 | System - kBTUs of Conusmption | 0 | 0 | 0 | 0 | 0 | 0 | 0 | 0 | 0 | 0 | 0 | 0 | 0 | 0 | 0 | 0 | 0 | 0 | 0 | 0 | 0 | 0 | 0 | 0 | 0 | 0 | 0 | 0 | 0 | 0 | 0
F4_Commercial_Office_Existing_Miscellaneous_Natural Gas_Miscellaneous_E1 | F4 | Commercial | Office | Existing | Miscellaneous | Natural Gas | Miscellaneous | E1 | Utility - Cost of Equipment | 5.3227e-05 | 5.3227e-05 | 5.3227e-05 | 5.3227e-05 | 5.3227e-05 | 5.3227e-05 | 5.3227e-05 | 5.3227e-05 | 5.3227e-05 | 5.3227e-05 | 5.3227e-05 | 5.3227e-05 | 5.3227e-05 | 5.3227e-05 | 5.3227e-05 | 5.3227e-05 | 5.3227e-05 | 5.3227e-05 | 5.3227e-05 | 5.3227e-05 | 5.3227e-05 | 5.3227e-05 | 5.3227e-05 | 5.3227e-05 | 5.3227e-05 | 5.3227e-05 | 5.3227e-05 | 5.3227e-05 | 5.3227e-05 | 5.3227e-05 | 5.3227e-05
F4_Commercial_Office_Existing_Miscellaneous_Natural Gas_Miscellaneous_E2 | F4 | Commercial | Office | Existing | Miscellaneous | Natural Gas | Miscellaneous | E2 | Utility - Cost of Equipment | 0 | 0 | 0 | 0 | 0 | 0 | 0 | 0 | 0 | 0 | 0 | 0 | 0 | 0 | 0 | 0 | 0 | 0 | 0 | 0 | 0 | 0 | 0 | 0 | 0 | 0 | 0 | 0 | 0 | 0 | 0
F4_Commercial_Office_Existing_Miscellaneous_Natural Gas_Miscellaneous_E3 | F4 | Commercial | Office | Existing | Miscellaneous | Natural Gas | Miscellaneous | E3 | Utility - Cost of Equipment | 0 | 0 | 0 | 0 | 0 | 0 | 0 | 0 | 0 | 0 | 0 | 0 | 0 | 0 | 0 | 0 | 0 | 0 | 0 | 0 | 0 | 0 | 0 | 0 | 0 | 0 | 0 | 0 | 0 | 0 | 0
F4_Commercial_Office_Existing_Miscellaneous_Natural Gas_Miscellaneous_E4 | F4 | Commercial | Office | Existing | Miscellaneous | Natural Gas | Miscellaneous | E4 | Utility - Cost of Equipment | 0 | 0 | 0 | 0 | 0 | 0 | 0 | 0 | 0 | 0 | 0 | 0 | 0 | 0 | 0 | 0 | 0 | 0 | 0 | 0 | 0 | 0 | 0 | 0 | 0 | 0 | 0 | 0 | 0 | 0 | 0
F4_Commercial_Office_Existing_Miscellaneous_Natural Gas_Miscellaneous_E5 | F4 | Commercial | Office | Existing | Miscellaneous | Natural Gas | Miscellaneous | E5 | Utility - Cost of Equipment | 0 | 0 | 0 | 0 | 0 | 0 | 0 | 0 | 0 | 0 | 0 | 0 | 0 | 0 | 0 | 0 | 0 | 0 | 0 | 0 | 0 | 0 | 0 | 0 | 0 | 0 | 0 | 0 | 0 | 0 | 0
F4_Commercial_Office_Existing_Miscellaneous_Natural Gas_Miscellaneous_E6 | F4 | Commercial | Office | Existing | Miscellaneous | Natural Gas | Miscellaneous | E6 | Utility - Cost of Equipment | 0 | 0 | 0 | 0 | 0 | 0 | 0 | 0 | 0 | 0 | 0 | 0 | 0 | 0 | 0 | 0 | 0 | 0 | 0 | 0 | 0 | 0 | 0 | 0 | 0 | 0 | 0 | 0 | 0 | 0 | 0
F4_Commercial_Office_Existing_Miscellaneous_Natural Gas_Miscellaneous_E7 | F4 | Commercial | Office | Existing | Miscellaneous | Natural Gas | Miscellaneous | E7 | Utility - Cost of Equipment | 0 | 0 | 0 | 0 | 0 | 0 | 0 | 0 | 0 | 0 | 0 | 0 | 0 | 0 | 0 | 0 | 0 | 0 | 0 | 0 | 0 | 0 | 0 | 0 | 0 | 0 | 0 | 0 | 0 | 0 | 0
F4_Commercial_Office_Existing_Miscellaneous_Natural Gas_Miscellaneous_E8 | F4 | Commercial | Office | Existing | Miscellaneous | Natural Gas | Miscellaneous | E8 | Utility - Cost of Equipment | 0 | 0 | 0 | 0 | 0 | 0 | 0 | 0 | 0 | 0 | 0 | 0 | 0 | 0 | 0 | 0 | 0 | 0 | 0 | 0 | 0 | 0 | 0 | 0 | 0 | 0 | 0 | 0 | 0 | 0 | 0
F4_Commercial_Office_Existing_Miscellaneous_Natural Gas_Miscellaneous_E9 | F4 | Commercial | Office | Existing | Miscellaneous | Natural Gas | Miscellaneous | E9 | Utility - Cost of Equipment | 0 | 0 | 0 | 0 | 0 | 0 | 0 | 0 | 0 | 0 | 0 | 0 | 0 | 0 | 0 | 0 | 0 | 0 | 0 | 0 | 0 | 0 | 0 | 0 | 0 | 0 | 0 | 0 | 0 | 0 | 0
F4_Commercial_Office_Existing_Miscellaneous_Natural Gas_Miscellaneous_E10 | F4 | Commercial | Office | Existing | Miscellaneous | Natural Gas | Miscellaneous | E10 | Utility - Cost of Equipment | 0 | 0 | 0 | 0 | 0 | 0 | 0 | 0 | 0 | 0 | 0 | 0 | 0 | 0 | 0 | 0 | 0 | 0 | 0 | 0 | 0 | 0 | 0 | 0 | 0 | 0 | 0 | 0 | 0 | 0 | 0
F5_Commercial_Office_Existing_Miscellaneous_Natural Gas_Miscellaneous_E1 | F5 | Commercial | Office | Existing | Miscellaneous | Natural Gas | Miscellaneous | E1 | Utility - Cost of Operation | 0.00021173 | 0.00021853 | 0.00022368 | 0.00022958 | 0.0002409 | 0.00022373 | 0.00021076 | 0.00020825 | 0.00021325 | 0.00021679 | 0.00022372 | 0.00022117 | 0.00015902 | 0.00015511 | 0.00015417 | 0.00017114 | 0.00019239 | 0.00021501 | 0.00023015 | 0.0002608 | 0.00029216 | 0.00032757 | 0.00033586 | 0.00011425 | 0.00011179 | 0.00010951 | 0.00010739 | 0.0001054 | 0.00010353 | 0.00010174 | 0.00010003
F5_Commercial_Office_Existing_Miscellaneous_Natural Gas_Miscellaneous_E2 | F5 | Commercial | Office | Existing | Miscellaneous | Natural Gas | Miscellaneous | E2 | Utility - Cost of Operation | 0 | 0 | 0 | 0 | 0 | 0 | 0 | 0 | 0 | 0 | 0 | 0 | 0 | 0 | 0 | 0 | 0 | 0 | 0 | 0 | 0 | 0 | 0 | 0 | 0 | 0 | 0 | 0 | 0 | 0 | 0
F5_Commercial_Office_Existing_Miscellaneous_Natural Gas_Miscellaneous_E3 | F5 | Commercial | Office | Existing | Miscellaneous | Natural Gas | Miscellaneous | E3 | Utility - Cost of Operation | 0 | 0 | 0 | 0 | 0 | 0 | 0 | 0 | 0 | 0 | 0 | 0 | 0 | 0 | 0 | 0 | 0 | 0 | 0 | 0 | 0 | 0 | 0 | 0 | 0 | 0 | 0 | 0 | 0 | 0 | 0
F5_Commercial_Office_Existing_Miscellaneous_Natural Gas_Miscellaneous_E4 | F5 | Commercial | Office | Existing | Miscellaneous | Natural Gas | Miscellaneous | E4 | Utility - Cost of Operation | 0 | 0 | 0 | 0 | 0 | 0 | 0 | 0 | 0 | 0 | 0 | 0 | 0 | 0 | 0 | 0 | 0 | 0 | 0 | 0 | 0 | 0 | 0 | 0 | 0 | 0 | 0 | 0 | 0 | 0 | 0
F5_Commercial_Office_Existing_Miscellaneous_Natural Gas_Miscellaneous_E5 | F5 | Commercial | Office | Existing | Miscellaneous | Natural Gas | Miscellaneous | E5 | Utility - Cost of Operation | 0 | 0 | 0 | 0 | 0 | 0 | 0 | 0 | 0 | 0 | 0 | 0 | 0 | 0 | 0 | 0 | 0 | 0 | 0 | 0 | 0 | 0 | 0 | 0 | 0 | 0 | 0 | 0 | 0 | 0 | 0
F5_Commercial_Office_Existing_Miscellaneous_Natural Gas_Miscellaneous_E6 | F5 | Commercial | Office | Existing | Miscellaneous | Natural Gas | Miscellaneous | E6 | Utility - Cost of Operation | 0 | 0 | 0 | 0 | 0 | 0 | 0 | 0 | 0 | 0 | 0 | 0 | 0 | 0 | 0 | 0 | 0 | 0 | 0 | 0 | 0 | 0 | 0 | 0 | 0 | 0 | 0 | 0 | 0 | 0 | 0
F5_Commercial_Office_Existing_Miscellaneous_Natural Gas_Miscellaneous_E7 | F5 | Commercial | Office | Existing | Miscellaneous | Natural Gas | Miscellaneous | E7 | Utility - Cost of Operation | 0 | 0 | 0 | 0 | 0 | 0 | 0 | 0 | 0 | 0 | 0 | 0 | 0 | 0 | 0 | 0 | 0 | 0 | 0 | 0 | 0 | 0 | 0 | 0 | 0 | 0 | 0 | 0 | 0 | 0 | 0
F5_Commercial_Office_Existing_Miscellaneous_Natural Gas_Miscellaneous_E8 | F5 | Commercial | Office | Existing | Miscellaneous | Natural Gas | Miscellaneous | E8 | Utility - Cost of Operation | 0 | 0 | 0 | 0 | 0 | 0 | 0 | 0 | 0 | 0 | 0 | 0 | 0 | 0 | 0 | 0 | 0 | 0 | 0 | 0 | 0 | 0 | 0 | 0 | 0 | 0 | 0 | 0 | 0 | 0 | 0
F5_Commercial_Office_Existing_Miscellaneous_Natural Gas_Miscellaneous_E9 | F5 | Commercial | Office | Existing | Miscellaneous | Natural Gas | Miscellaneous | E9 | Utility - Cost of Operation | 0 | 0 | 0 | 0 | 0 | 0 | 0 | 0 | 0 | 0 | 0 | 0 | 0 | 0 | 0 | 0 | 0 | 0 | 0 | 0 | 0 | 0 | 0 | 0 | 0 | 0 | 0 | 0 | 0 | 0 | 0
F5_Commercial_Office_Existing_Miscellaneous_Natural Gas_Miscellaneous_E10 | F5 | Commercial | Office | Existing | Miscellaneous | Natural Gas | Miscellaneous | E10 | Utility - Cost of Operation | 0 | 0 | 0 | 0 | 0 | 0 | 0 | 0 | 0 | 0 | 0 | 0 | 0 | 0 | 0 | 0 | 0 | 0 | 0 | 0 | 0 | 0 | 0 | 0 | 0 | 0 | 0 | 0 | 0 | 0 | 0
F6_Commercial_Office_Existing_Miscellaneous_Natural Gas_Miscellaneous_E1 | F6 | Commercial | Office | Existing | Miscellaneous | Natural Gas | Miscellaneous | E1 | Utility - Value of Sales | 0.00025366 | 0.00026181 | 0.00026799 | 0.00027505 | 0.00028862 | 0.00026804 | 0.00025251 | 0.00024949 | 0.00025549 | 0.00025973 | 0.00026803 | 0.00026498 | 0.00019051 | 0.00018583 | 0.0001847 | 0.00020503 | 0.0002305 | 0.00025759 | 0.00027574 | 0.00031246 | 0.00035003 | 0.00039245 | 0.00040239 | 0.00013688 | 0.00013393 | 0.0001312 | 0.00012866 | 0.00012628 | 0.00012403 | 0.00012189 | 0.00011984
F6_Commercial_Office_Existing_Miscellaneous_Natural Gas_Miscellaneous_E2 | F6 | Commercial | Office | Existing | Miscellaneous | Natural Gas | Miscellaneous | E2 | Utility - Value of Sales | 0 | 0 | 0 | 0 | 0 | 0 | 0 | 0 | 0 | 0 | 0 | 0 | 0 | 0 | 0 | 0 | 0 | 0 | 0 | 0 | 0 | 0 | 0 | 0 | 0 | 0 | 0 | 0 | 0 | 0 | 0
F6_Commercial_Office_Existing_Miscellaneous_Natural Gas_Miscellaneous_E3 | F6 | Commercial | Office | Existing | Miscellaneous | Natural Gas | Miscellaneous | E3 | Utility - Value of Sales | 0 | 0 | 0 | 0 | 0 | 0 | 0 | 0 | 0 | 0 | 0 | 0 | 0 | 0 | 0 | 0 | 0 | 0 | 0 | 0 | 0 | 0 | 0 | 0 | 0 | 0 | 0 | 0 | 0 | 0 | 0
F6_Commercial_Office_Existing_Miscellaneous_Natural Gas_Miscellaneous_E4 | F6 | Commercial | Office | Existing | Miscellaneous | Natural Gas | Miscellaneous | E4 | Utility - Value of Sales | 0 | 0 | 0 | 0 | 0 | 0 | 0 | 0 | 0 | 0 | 0 | 0 | 0 | 0 | 0 | 0 | 0 | 0 | 0 | 0 | 0 | 0 | 0 | 0 | 0 | 0 | 0 | 0 | 0 | 0 | 0
F6_Commercial_Office_Existing_Miscellaneous_Natural Gas_Miscellaneous_E5 | F6 | Commercial | Office | Existing | Miscellaneous | Natural Gas | Miscellaneous | E5 | Utility - Value of Sales | 0 | 0 | 0 | 0 | 0 | 0 | 0 | 0 | 0 | 0 | 0 | 0 | 0 | 0 | 0 | 0 | 0 | 0 | 0 | 0 | 0 | 0 | 0 | 0 | 0 | 0 | 0 | 0 | 0 | 0 | 0
F6_Commercial_Office_Existing_Miscellaneous_Natural Gas_Miscellaneous_E6 | F6 | Commercial | Office | Existing | Miscellaneous | Natural Gas | Miscellaneous | E6 | Utility - Value of Sales | 0 | 0 | 0 | 0 | 0 | 0 | 0 | 0 | 0 | 0 | 0 | 0 | 0 | 0 | 0 | 0 | 0 | 0 | 0 | 0 | 0 | 0 | 0 | 0 | 0 | 0 | 0 | 0 | 0 | 0 | 0
F6_Commercial_Office_Existing_Miscellaneous_Natural Gas_Miscellaneous_E7 | F6 | Commercial | Office | Existing | Miscellaneous | Natural Gas | Miscellaneous | E7 | Utility - Value of Sales | 0 | 0 | 0 | 0 | 0 | 0 | 0 | 0 | 0 | 0 | 0 | 0 | 0 | 0 | 0 | 0 | 0 | 0 | 0 | 0 | 0 | 0 | 0 | 0 | 0 | 0 | 0 | 0 | 0 | 0 | 0
F6_Commercial_Office_Existing_Miscellaneous_Natural Gas_Miscellaneous_E8 | F6 | Commercial | Office | Existing | Miscellaneous | Natural Gas | Miscellaneous | E8 | Utility - Value of Sales | 0 | 0 | 0 | 0 | 0 | 0 | 0 | 0 | 0 | 0 | 0 | 0 | 0 | 0 | 0 | 0 | 0 | 0 | 0 | 0 | 0 | 0 | 0 | 0 | 0 | 0 | 0 | 0 | 0 | 0 | 0
F6_Commercial_Office_Existing_Miscellaneous_Natural Gas_Miscellaneous_E9 | F6 | Commercial | Office | Existing | Miscellaneous | Natural Gas | Miscellaneous | E9 | Utility - Value of Sales | 0 | 0 | 0 | 0 | 0 | 0 | 0 | 0 | 0 | 0 | 0 | 0 | 0 | 0 | 0 | 0 | 0 | 0 | 0 | 0 | 0 | 0 | 0 | 0 | 0 | 0 | 0 | 0 | 0 | 0 | 0
F6_Commercial_Office_Existing_Miscellaneous_Natural Gas_Miscellaneous_E10 | F6 | Commercial | Office | Existing | Miscellaneous | Natural Gas | Miscellaneous | E10 | Utility - Value of Sales | 0 | 0 | 0 | 0 | 0 | 0 | 0 | 0 | 0 | 0 | 0 | 0 | 0 | 0 | 0 | 0 | 0 | 0 | 0 | 0 | 0 | 0 | 0 | 0 | 0 | 0 | 0 | 0 | 0 | 0 | 0
F1_Commercial_Office_New_Space Heating_Natural Gas_Furnace_E1 | F1 | Commercial | Office | New | Space Heating | Natural Gas | Furnace | E1 | Participant - Cost of Equipment | 0.060724 | 0.060724 | 0.060724 | 0.060724 | 0.060724 | 0 | 0 | 0 | 0 | 0 | 0 | 0 | 0 | 0 | 0 | 0 | 0 | 0 | 0 | 0 | 0 | 0 | 0 | 0 | 0 | 0 | 0 | 0 | 0 | 0 | 0
F1_Commercial_Office_New_Space Heating_Natural Gas_Furnace_E2 | F1 | Commercial | Office | New | Space Heating | Natural Gas | Furnace | E2 | Participant - Cost of Equipment | 0.075001 | 0.075001 | 0.075001 | 0.075001 | 0.075001 | 0 | 0 | 0 | 0 | 0 | 0 | 0 | 0 | 0 | 0 | 0 | 0 | 0 | 0 | 0 | 0 | 0 | 0 | 0 | 0 | 0 | 0 | 0 | 0 | 0 | 0
F1_Commercial_Office_New_Space Heating_Natural Gas_Furnace_E3 | F1 | Commercial | Office | New | Space Heating | Natural Gas | Furnace | E3 | Participant - Cost of Equipment | 0.090499 | 0.090499 | 0.090499 | 0.090499 | 0.090499 | 0.090499 | 0.090499 | 0.090499 | 0.090499 | 0.090499 | 0.090499 | 0.090499 | 0.090499 | 0.090499 | 0.090499 | 0.090499 | 0.090499 | 0.090499 | 0.090499 | 0.090499 | 0.090499 | 0.090499 | 0.090499 | 0.090499 | 0.090499 | 0.090499 | 0.090499 | 0.090499 | 0.090499 | 0.090499 | 0.090499
F1_Commercial_Office_New_Space Heating_Natural Gas_Furnace_E4 | F1 | Commercial | Office | New | Space Heating | Natural Gas | Furnace | E4 | Participant - Cost of Equipment | 0.074855 | 0.074855 | 0.074855 | 0.074855 | 0.074855 | 0.074855 | 0.074855 | 0.074855 | 0.074855 | 0.074855 | 0.074855 | 0.074855 | 0.074855 | 0.074855 | 0.074855 | 0.074855 | 0.074855 | 0.074855 | 0.074855 | 0.074855 | 0.074855 | 0.074855 | 0.074855 | 0.074855 | 0.074855 | 0.074855 | 0.074855 | 0.074855 | 0.074855 | 0.074855 | 0.074855
F1_Commercial_Office_New_Space Heating_Natural Gas_Furnace_E5 | F1 | Commercial | Office | New | Space Heating | Natural Gas | Furnace | E5 | Participant - Cost of Equipment | 0 | 0 | 0 | 0 | 0 | 0 | 0 | 0.62327 | 0.62327 | 0.62327 | 0.62327 | 0.62327 | 0.62327 | 0.62327 | 0.62327 | 0.62327 | 0.62327 | 0.62327 | 0.62327 | 0.62327 | 0.62327 | 0.62327 | 0.62327 | 0.62327 | 0.62327 | 0.62327 | 0.62327 | 0.62327 | 0.62327 | 0.62327 | 0.62327
F1_Commercial_Office_New_Space Heating_Natural Gas_Furnace_E6 | F1 | Commercial | Office | New | Space Heating | Natural Gas | Furnace | E6 | Participant - Cost of Equipment | 0 | 0 | 0 | 0 | 0 | 0 | 0 | 0 | 0 | 0 | 0 | 0 | 0 | 0 | 0 | 0 | 0 | 0 | 0 | 0 | 0 | 0 | 0 | 0 | 0 | 0 | 0 | 0 | 0 | 0 | 0
F1_Commercial_Office_New_Space Heating_Natural Gas_Furnace_E7 | F1 | Commercial | Office | New | Space Heating | Natural Gas | Furnace | E7 | Participant - Cost of Equipment | 0 | 0 | 0 | 0 | 0 | 0 | 0 | 0 | 0 | 0 | 0 | 0 | 0 | 0 | 0 | 0 | 0 | 0 | 0 | 0 | 0 | 0 | 0 | 0 | 0 | 0 | 0 | 0 | 0 | 0 | 0
F1_Commercial_Office_New_Space Heating_Natural Gas_Furnace_E8 | F1 | Commercial | Office | New | Space Heating | Natural Gas | Furnace | E8 | Participant - Cost of Equipment | 0 | 0 | 0 | 0 | 0 | 0 | 0 | 0 | 0 | 0 | 0 | 0 | 0 | 0 | 0 | 0 | 0 | 0 | 0 | 0 | 0 | 0 | 0 | 0 | 0 | 0 | 0 | 0 | 0 | 0 | 0
F1_Commercial_Office_New_Space Heating_Natural Gas_Furnace_E9 | F1 | Commercial | Office | New | Space Heating | Natural Gas | Furnace | E9 | Participant - Cost of Equipment | 0 | 0 | 0 | 0 | 0 | 0 | 0 | 0 | 0 | 0 | 0 | 0 | 0 | 0 | 0 | 0 | 0 | 0 | 0 | 0 | 0 | 0 | 0 | 0 | 0 | 0 | 0 | 0 | 0 | 0 | 0
F1_Commercial_Office_New_Space Heating_Natural Gas_Furnace_E10 | F1 | Commercial | Office | New | Space Heating | Natural Gas | Furnace | E10 | Participant - Cost of Equipment | 0 | 0 | 0 | 0 | 0 | 0 | 0 | 0 | 0 | 0 | 0 | 0 | 0 | 0 | 0 | 0 | 0 | 0 | 0 | 0 | 0 | 0 | 0 | 0 | 0 | 0 | 0 | 0 | 0 | 0 | 0
F2_Commercial_Office_New_Space Heating_Natural Gas_Furnace_E1 | F2 | Commercial | Office | New | Space Heating | Natural Gas | Furnace | E1 | Participant - Cost of Operation | 0.1139 | 0.11463 | 0.11504 | 0.11553 | 0.11655 | 0 | 0 | 0 | 0 | 0 | 0 | 0 | 0 | 0 | 0 | 0 | 0 | 0 | 0 | 0 | 0 | 0 | 0 | 0 | 0 | 0 | 0 | 0 | 0 | 0 | 0
F2_Commercial_Office_New_Space Heating_Natural Gas_Furnace_E2 | F2 | Commercial | Office | New | Space Heating | Natural Gas | Furnace | E2 | Participant - Cost of Operation | 0.11249 | 0.11322 | 0.11362 | 0.11411 | 0.11511 | 0 | 0 | 0 | 0 | 0 | 0 | 0 | 0 | 0 | 0 | 0 | 0 | 0 | 0 | 0 | 0 | 0 | 0 | 0 | 0 | 0 | 0 | 0 | 0 | 0 | 0
F2_Commercial_Office_New_Space Heating_Natural Gas_Furnace_E3 | F2 | Commercial | Office | New | Space Heating | Natural Gas | Furnace | E3 | Participant - Cost of Operation | 0.10013 | 0.10077 | 0.10113 | 0.10157 | 0.10246 | 0.099427 | 0.097279 | 0.095553 | 0.094979 | 0.094162 | 0.093718 | 0.093104 | 0.083569 | 0.082895 | 0.082811 | 0.082187 | 0.081968 | 0.081902 | 0.080377 | 0.080889 | 0.081107 | 0.081486 | 0.082017 | 0.047715 | 0.046524 | 0.045302 | 0.044035 | 0.042712 | 0.041321 | 0.039849 | 0.038285
F2_Commercial_Office_New_Space Heating_Natural Gas_Furnace_E4 | F2 | Commercial | Office | New | Space Heating | Natural Gas | Furnace | E4 | Participant - Cost of Operation | 0.094915 | 0.095526 | 0.095865 | 0.096277 | 0.097128 | 0.094249 | 0.092212 | 0.090577 | 0.090032 | 0.089258 | 0.088837 | 0.088255 | 0.079217 | 0.078578 | 0.078498 | 0.077907 | 0.077698 | 0.077636 | 0.076191 | 0.076676 | 0.076883 | 0.077242 | 0.077746 | 0.04523 | 0.044101 | 0.042942 | 0.041742 | 0.040488 | 0.039168 | 0.037773 | 0.036291
F2_Commercial_Office_New_Space Heating_Natural Gas_Furnace_E5 | F2 | Commercial | Office | New | Space Heating | Natural Gas | Furnace | E5 | Participant - Cost of Operation | 0 | 0 | 0 | 0 | 0 | 0 | 0 | 0.066887 | 0.066485 | 0.065913 | 0.065603 | 0.065173 | 0.058498 | 0.058027 | 0.057968 | 0.057531 | 0.057377 | 0.057331 | 0.056264 | 0.056622 | 0.056775 | 0.05704 | 0.057412 | 0.033401 | 0.032567 | 0.031711 | 0.030825 | 0.029898 | 0.028924 | 0.027894 | 0.026799
F2_Commercial_Office_New_Space Heating_Natural Gas_Furnace_E6 | F2 | Commercial | Office | New | Space Heating | Natural Gas | Furnace | E6 | Participant - Cost of Operation | 0 | 0 | 0 | 0 | 0 | 0 | 0 | 0 | 0 | 0 | 0 | 0 | 0 | 0 | 0 | 0 | 0 | 0 | 0 | 0 | 0 | 0 | 0 | 0 | 0 | 0 | 0 | 0 | 0 | 0 | 0
F2_Commercial_Office_New_Space Heating_Natural Gas_Furnace_E7 | F2 | Commercial | Office | New | Space Heating | Natural Gas | Furnace | E7 | Participant - Cost of Operation | 0 | 0 | 0 | 0 | 0 | 0 | 0 | 0 | 0 | 0 | 0 | 0 | 0 | 0 | 0 | 0 | 0 | 0 | 0 | 0 | 0 | 0 | 0 | 0 | 0 | 0 | 0 | 0 | 0 | 0 | 0
F2_Commercial_Office_New_Space Heating_Natural Gas_Furnace_E8 | F2 | Commercial | Office | New | Space Heating | Natural Gas | Furnace | E8 | Participant - Cost of Operation | 0 | 0 | 0 | 0 | 0 | 0 | 0 | 0 | 0 | 0 | 0 | 0 | 0 | 0 | 0 | 0 | 0 | 0 | 0 | 0 | 0 | 0 | 0 | 0 | 0 | 0 | 0 | 0 | 0 | 0 | 0
F2_Commercial_Office_New_Space Heating_Natural Gas_Furnace_E9 | F2 | Commercial | Office | New | Space Heating | Natural Gas | Furnace | E9 | Participant - Cost of Operation | 0 | 0 | 0 | 0 | 0 | 0 | 0 | 0 | 0 | 0 | 0 | 0 | 0 | 0 | 0 | 0 | 0 | 0 | 0 | 0 | 0 | 0 | 0 | 0 | 0 | 0 | 0 | 0 | 0 | 0 | 0
F2_Commercial_Office_New_Space Heating_Natural Gas_Furnace_E10 | F2 | Commercial | Office | New | Space Heating | Natural Gas | Furnace | E10 | Participant - Cost of Operation | 0 | 0 | 0 | 0 | 0 | 0 | 0 | 0 | 0 | 0 | 0 | 0 | 0 | 0 | 0 | 0 | 0 | 0 | 0 | 0 | 0 | 0 | 0 | 0 | 0 | 0 | 0 | 0 | 0 | 0 | 0
F3_Commercial_Office_New_Space Heating_Natural Gas_Furnace_E1 | F3 | Commercial | Office | New | Space Heating | Natural Gas | Furnace | E1 | System - kBTUs of Conusmption | 9.7834 | 9.7935 | 9.7871 | 9.7826 | 9.7826 | 0 | 0 | 0 | 0 | 0 | 0 | 0 | 0 | 0 | 0 | 0 | 0 | 0 | 0 | 0 | 0 | 0 | 0 | 0 | 0 | 0 | 0 | 0 | 0 | 0 | 0
F3_Commercial_Office_New_Space Heating_Natural Gas_Furnace_E2 | F3 | Commercial | Office | New | Space Heating | Natural Gas | Furnace | E2 | System - kBTUs of Conusmption | 9.6626 | 9.6726 | 9.6662 | 9.6618 | 9.6618 | 0 | 0 | 0 | 0 | 0 | 0 | 0 | 0 | 0 | 0 | 0 | 0 | 0 | 0 | 0 | 0 | 0 | 0 | 0 | 0 | 0 | 0 | 0 | 0 | 0 | 0
F3_Commercial_Office_New_Space Heating_Natural Gas_Furnace_E3 | F3 | Commercial | Office | New | Space Heating | Natural Gas | Furnace | E3 | System - kBTUs of Conusmption | 8.6008 | 8.6097 | 8.604 | 8.6001 | 8.6001 | 8.6001 | 8.6001 | 8.6001 | 8.6001 | 8.6001 | 8.6001 | 8.6001 | 8.6001 | 8.6001 | 8.6001 | 8.6001 | 8.6001 | 8.6001 | 8.6001 | 8.6001 | 8.6001 | 8.6001 | 8.6001 | 8.6001 | 8.6001 | 8.6001 | 8.6001 | 8.6001 | 8.6001 | 8.6001 | 8.6001
F3_Commercial_Office_New_Space Heating_Natural Gas_Furnace_E4 | F3 | Commercial | Office | New | Space Heating | Natural Gas | Furnace | E4 | System - kBTUs of Conusmption | 8.1528 | 8.1613 | 8.1559 | 8.1522 | 8.1522 | 8.1522 | 8.1522 | 8.1522 | 8.1522 | 8.1522 | 8.1522 | 8.1522 | 8.1522 | 8.1522 | 8.1522 | 8.1522 | 8.1522 | 8.1522 | 8.1522 | 8.1522 | 8.1522 | 8.1522 | 8.1522 | 8.1522 | 8.1522 | 8.1522 | 8.1522 | 8.1522 | 8.1522 | 8.1522 | 8.1522
F3_Commercial_Office_New_Space Heating_Natural Gas_Furnace_E5 | F3 | Commercial | Office | New | Space Heating | Natural Gas | Furnace | E5 | System - kBTUs of Conusmption | 0 | 0 | 0 | 0 | 0 | 0 | 0 | 6.0201 | 6.0201 | 6.0201 | 6.0201 | 6.0201 | 6.0201 | 6.0201 | 6.0201 | 6.0201 | 6.0201 | 6.0201 | 6.0201 | 6.0201 | 6.0201 | 6.0201 | 6.0201 | 6.0201 | 6.0201 | 6.0201 | 6.0201 | 6.0201 | 6.0201 | 6.0201 | 6.0201
F3_Commercial_Office_New_Space Heating_Natural Gas_Furnace_E6 | F3 | Commercial | Office | New | Space Heating | Natural Gas | Furnace | E6 | System - kBTUs of Conusmption | 0 | 0 | 0 | 0 | 0 | 0 | 0 | 0 | 0 | 0 | 0 | 0 | 0 | 0 | 0 | 0 | 0 | 0 | 0 | 0 | 0 | 0 | 0 | 0 | 0 | 0 | 0 | 0 | 0 | 0 | 0
F3_Commercial_Office_New_Space Heating_Natural Gas_Furnace_E7 | F3 | Commercial | Office | New | Space Heating | Natural Gas | Furnace | E7 | System - kBTUs of Conusmption | 0 | 0 | 0 | 0 | 0 | 0 | 0 | 0 | 0 | 0 | 0 | 0 | 0 | 0 | 0 | 0 | 0 | 0 | 0 | 0 | 0 | 0 | 0 | 0 | 0 | 0 | 0 | 0 | 0 | 0 | 0
F3_Commercial_Office_New_Space Heating_Natural Gas_Furnace_E8 | F3 | Commercial | Office | New | Space Heating | Natural Gas | Furnace | E8 | System - kBTUs of Conusmption | 0 | 0 | 0 | 0 | 0 | 0 | 0 | 0 | 0 | 0 | 0 | 0 | 0 | 0 | 0 | 0 | 0 | 0 | 0 | 0 | 0 | 0 | 0 | 0 | 0 | 0 | 0 | 0 | 0 | 0 | 0
F3_Commercial_Office_New_Space Heating_Natural Gas_Furnace_E9 | F3 | Commercial | Office | New | Space Heating | Natural Gas | Furnace | E9 | System - kBTUs of Conusmption | 0 | 0 | 0 | 0 | 0 | 0 | 0 | 0 | 0 | 0 | 0 | 0 | 0 | 0 | 0 | 0 | 0 | 0 | 0 | 0 | 0 | 0 | 0 | 0 | 0 | 0 | 0 | 0 | 0 | 0 | 0
F3_Commercial_Office_New_Space Heating_Natural Gas_Furnace_E10 | F3 | Commercial | Office | New | Space Heating | Natural Gas | Furnace | E10 | System - kBTUs of Conusmption | 0 | 0 | 0 | 0 | 0 | 0 | 0 | 0 | 0 | 0 | 0 | 0 | 0 | 0 | 0 | 0 | 0 | 0 | 0 | 0 | 0 | 0 | 0 | 0 | 0 | 0 | 0 | 0 | 0 | 0 | 0
F4_Commercial_Office_New_Space Heating_Natural Gas_Furnace_E1 | F4 | Commercial | Office | New | Space Heating | Natural Gas | Furnace | E1 | Utility - Cost of Equipment | 0.060724 | 0.060724 | 0.060724 | 0.060724 | 0.060724 | 0 | 0 | 0 | 0 | 0 | 0 | 0 | 0 | 0 | 0 | 0 | 0 | 0 | 0 | 0 | 0 | 0 | 0 | 0 | 0 | 0 | 0 | 0 | 0 | 0 | 0
F4_Commercial_Office_New_Space Heating_Natural Gas_Furnace_E2 | F4 | Commercial | Office | New | Space Heating | Natural Gas | Furnace | E2 | Utility - Cost of Equipment | 0.075001 | 0.075001 | 0.075001 | 0.075001 | 0.075001 | 0 | 0 | 0 | 0 | 0 | 0 | 0 | 0 | 0 | 0 | 0 | 0 | 0 | 0 | 0 | 0 | 0 | 0 | 0 | 0 | 0 | 0 | 0 | 0 | 0 | 0
F4_Commercial_Office_New_Space Heating_Natural Gas_Furnace_E3 | F4 | Commercial | Office | New | Space Heating | Natural Gas | Furnace | E3 | Utility - Cost of Equipment | 0.090499 | 0.090499 | 0.090499 | 0.090499 | 0.090499 | 0.090499 | 0.090499 | 0.090499 | 0.090499 | 0.090499 | 0.090499 | 0.090499 | 0.090499 | 0.090499 | 0.090499 | 0.090499 | 0.090499 | 0.090499 | 0.090499 | 0.090499 | 0.090499 | 0.090499 | 0.090499 | 0.090499 | 0.090499 | 0.090499 | 0.090499 | 0.090499 | 0.090499 | 0.090499 | 0.090499
F4_Commercial_Office_New_Space Heating_Natural Gas_Furnace_E4 | F4 | Commercial | Office | New | Space Heating | Natural Gas | Furnace | E4 | Utility - Cost of Equipment | 0.074855 | 0.074855 | 0.074855 | 0.074855 | 0.074855 | 0.074855 | 0.074855 | 0.074855 | 0.074855 | 0.074855 | 0.074855 | 0.074855 | 0.074855 | 0.074855 | 0.074855 | 0.074855 | 0.074855 | 0.074855 | 0.074855 | 0.074855 | 0.074855 | 0.074855 | 0.074855 | 0.074855 | 0.074855 | 0.074855 | 0.074855 | 0.074855 | 0.074855 | 0.074855 | 0.074855
F4_Commercial_Office_New_Space Heating_Natural Gas_Furnace_E5 | F4 | Commercial | Office | New | Space Heating | Natural Gas | Furnace | E5 | Utility - Cost of Equipment | 0 | 0 | 0 | 0 | 0 | 0 | 0 | 0.62327 | 0.62327 | 0.62327 | 0.62327 | 0.62327 | 0.62327 | 0.62327 | 0.62327 | 0.62327 | 0.62327 | 0.62327 | 0.62327 | 0.62327 | 0.62327 | 0.62327 | 0.62327 | 0.62327 | 0.62327 | 0.62327 | 0.62327 | 0.62327 | 0.62327 | 0.62327 | 0.62327
F4_Commercial_Office_New_Space Heating_Natural Gas_Furnace_E6 | F4 | Commercial | Office | New | Space Heating | Natural Gas | Furnace | E6 | Utility - Cost of Equipment | 0 | 0 | 0 | 0 | 0 | 0 | 0 | 0 | 0 | 0 | 0 | 0 | 0 | 0 | 0 | 0 | 0 | 0 | 0 | 0 | 0 | 0 | 0 | 0 | 0 | 0 | 0 | 0 | 0 | 0 | 0
F4_Commercial_Office_New_Space Heating_Natural Gas_Furnace_E7 | F4 | Commercial | Office | New | Space Heating | Natural Gas | Furnace | E7 | Utility - Cost of Equipment | 0 | 0 | 0 | 0 | 0 | 0 | 0 | 0 | 0 | 0 | 0 | 0 | 0 | 0 | 0 | 0 | 0 | 0 | 0 | 0 | 0 | 0 | 0 | 0 | 0 | 0 | 0 | 0 | 0 | 0 | 0
F4_Commercial_Office_New_Space Heating_Natural Gas_Furnace_E8 | F4 | Commercial | Office | New | Space Heating | Natural Gas | Furnace | E8 | Utility - Cost of Equipment | 0 | 0 | 0 | 0 | 0 | 0 | 0 | 0 | 0 | 0 | 0 | 0 | 0 | 0 | 0 | 0 | 0 | 0 | 0 | 0 | 0 | 0 | 0 | 0 | 0 | 0 | 0 | 0 | 0 | 0 | 0
F4_Commercial_Office_New_Space Heating_Natural Gas_Furnace_E9 | F4 | Commercial | Office | New | Space Heating | Natural Gas | Furnace | E9 | Utility - Cost of Equipment | 0 | 0 | 0 | 0 | 0 | 0 | 0 | 0 | 0 | 0 | 0 | 0 | 0 | 0 | 0 | 0 | 0 | 0 | 0 | 0 | 0 | 0 | 0 | 0 | 0 | 0 | 0 | 0 | 0 | 0 | 0
F4_Commercial_Office_New_Space Heating_Natural Gas_Furnace_E10 | F4 | Commercial | Office | New | Space Heating | Natural Gas | Furnace | E10 | Utility - Cost of Equipment | 0 | 0 | 0 | 0 | 0 | 0 | 0 | 0 | 0 | 0 | 0 | 0 | 0 | 0 | 0 | 0 | 0 | 0 | 0 | 0 | 0 | 0 | 0 | 0 | 0 | 0 | 0 | 0 | 0 | 0 | 0
F5_Commercial_Office_New_Space Heating_Natural Gas_Furnace_E1 | F5 | Commercial | Office | New | Space Heating | Natural Gas | Furnace | E1 | Utility - Cost of Operation | 0.095069 | 0.09568 | 0.09602 | 0.096433 | 0.097285 | 0 | 0 | 0 | 0 | 0 | 0 | 0 | 0 | 0 | 0 | 0 | 0 | 0 | 0 | 0 | 0 | 0 | 0 | 0 | 0 | 0 | 0 | 0 | 0 | 0 | 0
F5_Commercial_Office_New_Space Heating_Natural Gas_Furnace_E2 | F5 | Commercial | Office | New | Space Heating | Natural Gas | Furnace | E2 | Utility - Cost of Operation | 0.093895 | 0.094499 | 0.094834 | 0.095242 | 0.096084 | 0 | 0 | 0 | 0 | 0 | 0 | 0 | 0 | 0 | 0 | 0 | 0 | 0 | 0 | 0 | 0 | 0 | 0 | 0 | 0 | 0 | 0 | 0 | 0 | 0 | 0
F5_Commercial_Office_New_Space Heating_Natural Gas_Furnace_E3 | F5 | Commercial | Office | New | Space Heating | Natural Gas | Furnace | E3 | Utility - Cost of Operation | 0.083577 | 0.084115 | 0.084413 | 0.084776 | 0.085525 | 0.08299 | 0.081196 | 0.079756 | 0.079277 | 0.078595 | 0.078224 | 0.077712 | 0.069753 | 0.069191 | 0.069121 | 0.0686 | 0.068417 | 0.068362 | 0.067089 | 0.067516 | 0.067699 | 0.068015 | 0.068458 | 0.039827 | 0.038833 | 0.037812 | 0.036755 | 0.035651 | 0.034489 | 0.033261 | 0.031955
F5_Commercial_Office_New_Space Heating_Natural Gas_Furnace_E4 | F5 | Commercial | Office | New | Space Heating | Natural Gas | Furnace | E4 | Utility - Cost of Operation | 0.079224 | 0.079734 | 0.080017 | 0.080361 | 0.08107 | 0.078667 | 0.076967 | 0.075603 | 0.075148 | 0.074501 | 0.07415 | 0.073664 | 0.06612 | 0.065587 | 0.065521 | 0.065027 | 0.064853 | 0.064801 | 0.063595 | 0.064 | 0.064173 | 0.064472 | 0.064893 | 0.037753 | 0.03681 | 0.035843 | 0.034841 | 0.033794 | 0.032693 | 0.031528 | 0.030291
F5_Commercial_Office_New_Space Heating_Natural Gas_Furnace_E5 | F5 | Commercial | Office | New | Space Heating | Natural Gas | Furnace | E5 | Utility - Cost of Operation | 0 | 0 | 0 | 0 | 0 | 0 | 0 | 0.05583 | 0.055494 | 0.055016 | 0.054757 | 0.054398 | 0.048827 | 0.048434 | 0.048385 | 0.04802 | 0.047892 | 0.047853 | 0.046962 | 0.047261 | 0.047389 | 0.04761 | 0.047921 | 0.027879 | 0.027183 | 0.026469 | 0.025729 | 0.024956 | 0.024143 | 0.023283 | 0.022369
F5_Commercial_Office_New_Space Heating_Natural Gas_Furnace_E6 | F5 | Commercial | Office | New | Space Heating | Natural Gas | Furnace | E6 | Utility - Cost of Operation | 0 | 0 | 0 | 0 | 0 | 0 | 0 | 0 | 0 | 0 | 0 | 0 | 0 | 0 | 0 | 0 | 0 | 0 | 0 | 0 | 0 | 0 | 0 | 0 | 0 | 0 | 0 | 0 | 0 | 0 | 0
F5_Commercial_Office_New_Space Heating_Natural Gas_Furnace_E7 | F5 | Commercial | Office | New | Space Heating | Natural Gas | Furnace | E7 | Utility - Cost of Operation | 0 | 0 | 0 | 0 | 0 | 0 | 0 | 0 | 0 | 0 | 0 | 0 | 0 | 0 | 0 | 0 | 0 | 0 | 0 | 0 | 0 | 0 | 0 | 0 | 0 | 0 | 0 | 0 | 0 | 0 | 0
F5_Commercial_Office_New_Space Heating_Natural Gas_Furnace_E8 | F5 | Commercial | Office | New | Space Heating | Natural Gas | Furnace | E8 | Utility - Cost of Operation | 0 | 0 | 0 | 0 | 0 | 0 | 0 | 0 | 0 | 0 | 0 | 0 | 0 | 0 | 0 | 0 | 0 | 0 | 0 | 0 | 0 | 0 | 0 | 0 | 0 | 0 | 0 | 0 | 0 | 0 | 0
F5_Commercial_Office_New_Space Heating_Natural Gas_Furnace_E9 | F5 | Commercial | Office | New | Space Heating | Natural Gas | Furnace | E9 | Utility - Cost of Operation | 0 | 0 | 0 | 0 | 0 | 0 | 0 | 0 | 0 | 0 | 0 | 0 | 0 | 0 | 0 | 0 | 0 | 0 | 0 | 0 | 0 | 0 | 0 | 0 | 0 | 0 | 0 | 0 | 0 | 0 | 0
F5_Commercial_Office_New_Space Heating_Natural Gas_Furnace_E10 | F5 | Commercial | Office | New | Space Heating | Natural Gas | Furnace | E10 | Utility - Cost of Operation | 0 | 0 | 0 | 0 | 0 | 0 | 0 | 0 | 0 | 0 | 0 | 0 | 0 | 0 | 0 | 0 | 0 | 0 | 0 | 0 | 0 | 0 | 0 | 0 | 0 | 0 | 0 | 0 | 0 | 0 | 0
F6_Commercial_Office_New_Space Heating_Natural Gas_Furnace_E1 | F6 | Commercial | Office | New | Space Heating | Natural Gas | Furnace | E1 | Utility - Value of Sales | 0.1139 | 0.11463 | 0.11504 | 0.11553 | 0.11655 | 0 | 0 | 0 | 0 | 0 | 0 | 0 | 0 | 0 | 0 | 0 | 0 | 0 | 0 | 0 | 0 | 0 | 0 | 0 | 0 | 0 | 0 | 0 | 0 | 0 | 0
F6_Commercial_Office_New_Space Heating_Natural Gas_Furnace_E2 | F6 | Commercial | Office | New | Space Heating | Natural Gas | Furnace | E2 | Utility - Value of Sales | 0.11249 | 0.11322 | 0.11362 | 0.11411 | 0.11511 | 0 | 0 | 0 | 0 | 0 | 0 | 0 | 0 | 0 | 0 | 0 | 0 | 0 | 0 | 0 | 0 | 0 | 0 | 0 | 0 | 0 | 0 | 0 | 0 | 0 | 0
F6_Commercial_Office_New_Space Heating_Natural Gas_Furnace_E3 | F6 | Commercial | Office | New | Space Heating | Natural Gas | Furnace | E3 | Utility - Value of Sales | 0.10013 | 0.10077 | 0.10113 | 0.10157 | 0.10246 | 0.099427 | 0.097279 | 0.095553 | 0.094979 | 0.094162 | 0.093718 | 0.093104 | 0.083569 | 0.082895 | 0.082811 | 0.082187 | 0.081968 | 0.081902 | 0.080377 | 0.080889 | 0.081107 | 0.081486 | 0.082017 | 0.047715 | 0.046524 | 0.045302 | 0.044035 | 0.042712 | 0.041321 | 0.039849 | 0.038285
F6_Commercial_Office_New_Space Heating_Natural Gas_Furnace_E4 | F6 | Commercial | Office | New | Space Heating | Natural Gas | Furnace | E4 | Utility - Value of Sales | 0.094915 | 0.095526 | 0.095865 | 0.096277 | 0.097128 | 0.094249 | 0.092212 | 0.090577 | 0.090032 | 0.089258 | 0.088837 | 0.088255 | 0.079217 | 0.078578 | 0.078498 | 0.077907 | 0.077698 | 0.077636 | 0.076191 | 0.076676 | 0.076883 | 0.077242 | 0.077746 | 0.04523 | 0.044101 | 0.042942 | 0.041742 | 0.040488 | 0.039168 | 0.037773 | 0.036291
F6_Commercial_Office_New_Space Heating_Natural Gas_Furnace_E5 | F6 | Commercial | Office | New | Space Heating | Natural Gas | Furnace | E5 | Utility - Value of Sales | 0 | 0 | 0 | 0 | 0 | 0 | 0 | 0.066887 | 0.066485 | 0.065913 | 0.065603 | 0.065173 | 0.058498 | 0.058027 | 0.057968 | 0.057531 | 0.057377 | 0.057331 | 0.056264 | 0.056622 | 0.056775 | 0.05704 | 0.057412 | 0.033401 | 0.032567 | 0.031711 | 0.030825 | 0.029898 | 0.028924 | 0.027894 | 0.026799
F6_Commercial_Office_New_Space Heating_Natural Gas_Furnace_E6 | F6 | Commercial | Office | New | Space Heating | Natural Gas | Furnace | E6 | Utility - Value of Sales | 0 | 0 | 0 | 0 | 0 | 0 | 0 | 0 | 0 | 0 | 0 | 0 | 0 | 0 | 0 | 0 | 0 | 0 | 0 | 0 | 0 | 0 | 0 | 0 | 0 | 0 | 0 | 0 | 0 | 0 | 0
F6_Commercial_Office_New_Space Heating_Natural Gas_Furnace_E7 | F6 | Commercial | Office | New | Space Heating | Natural Gas | Furnace | E7 | Utility - Value of Sales | 0 | 0 | 0 | 0 | 0 | 0 | 0 | 0 | 0 | 0 | 0 | 0 | 0 | 0 | 0 | 0 | 0 | 0 | 0 | 0 | 0 | 0 | 0 | 0 | 0 | 0 | 0 | 0 | 0 | 0 | 0
F6_Commercial_Office_New_Space Heating_Natural Gas_Furnace_E8 | F6 | Commercial | Office | New | Space Heating | Natural Gas | Furnace | E8 | Utility - Value of Sales | 0 | 0 | 0 | 0 | 0 | 0 | 0 | 0 | 0 | 0 | 0 | 0 | 0 | 0 | 0 | 0 | 0 | 0 | 0 | 0 | 0 | 0 | 0 | 0 | 0 | 0 | 0 | 0 | 0 | 0 | 0
F6_Commercial_Office_New_Space Heating_Natural Gas_Furnace_E9 | F6 | Commercial | Office | New | Space Heating | Natural Gas | Furnace | E9 | Utility - Value of Sales | 0 | 0 | 0 | 0 | 0 | 0 | 0 | 0 | 0 | 0 | 0 | 0 | 0 | 0 | 0 | 0 | 0 | 0 | 0 | 0 | 0 | 0 | 0 | 0 | 0 | 0 | 0 | 0 | 0 | 0 | 0
F6_Commercial_Office_New_Space Heating_Natural Gas_Furnace_E10 | F6 | Commercial | Office | New | Space Heating | Natural Gas | Furnace | E10 | Utility - Value of Sales | 0 | 0 | 0 | 0 | 0 | 0 | 0 | 0 | 0 | 0 | 0 | 0 | 0 | 0 | 0 | 0 | 0 | 0 | 0 | 0 | 0 | 0 | 0 | 0 | 0 | 0 | 0 | 0 | 0 | 0 | 0
F1_Commercial_Office_New_Space Heating_Natural Gas_Boiler_E1 | F1 | Commercial | Office | New | Space Heating | Natural Gas | Boiler | E1 | Participant - Cost of Equipment | 0.11724 | 0.11724 | 0.11724 | 0.11724 | 0.11724 | 0 | 0 | 0 | 0 | 0 | 0 | 0 | 0 | 0 | 0 | 0 | 0 | 0 | 0 | 0 | 0 | 0 | 0 | 0 | 0 | 0 | 0 | 0 | 0 | 0 | 0
F1_Commercial_Office_New_Space Heating_Natural Gas_Boiler_E2 | F1 | Commercial | Office | New | Space Heating | Natural Gas | Boiler | E2 | Participant - Cost of Equipment | 0.12119 | 0.12119 | 0.12119 | 0.12119 | 0.12119 | 0 | 0 | 0 | 0 | 0 | 0 | 0 | 0 | 0 | 0 | 0 | 0 | 0 | 0 | 0 | 0 | 0 | 0 | 0 | 0 | 0 | 0 | 0 | 0 | 0 | 0
F1_Commercial_Office_New_Space Heating_Natural Gas_Boiler_E3 | F1 | Commercial | Office | New | Space Heating | Natural Gas | Boiler | E3 | Participant - Cost of Equipment | 0.1905 | 0.1905 | 0.1905 | 0.1905 | 0.1905 | 0.1905 | 0.1905 | 0.1905 | 0.1905 | 0.1905 | 0.1905 | 0.1905 | 0.1905 | 0.1905 | 0.1905 | 0.1905 | 0.1905 | 0.1905 | 0.1905 | 0.1905 | 0.1905 | 0.1905 | 0.1905 | 0.1905 | 0.1905 | 0.1905 | 0.1905 | 0.1905 | 0.1905 | 0.1905 | 0.1905
F1_Commercial_Office_New_Space Heating_Natural Gas_Boiler_E4 | F1 | Commercial | Office | New | Space Heating | Natural Gas | Boiler | E4 | Participant - Cost of Equipment | 0.20834 | 0.20834 | 0.20834 | 0.20834 | 0.20834 | 0.20834 | 0.20834 | 0.20834 | 0.20834 | 0.20834 | 0.20834 | 0.20834 | 0.20834 | 0.20834 | 0.20834 | 0.20834 | 0.20834 | 0.20834 | 0.20834 | 0.20834 | 0.20834 | 0.20834 | 0.20834 | 0.20834 | 0.20834 | 0.20834 | 0.20834 | 0.20834 | 0.20834 | 0.20834 | 0.20834
F1_Commercial_Office_New_Space Heating_Natural Gas_Boiler_E5 | F1 | Commercial | Office | New | Space Heating | Natural Gas | Boiler | E5 | Participant - Cost of Equipment | 0.6858 | 0.6858 | 0.6858 | 0.6858 | 0.6858 | 0.6858 | 0.6858 | 0.6858 | 0.6858 | 0.6858 | 0.6858 | 0.6858 | 0.6858 | 0.6858 | 0.6858 | 0.6858 | 0.6858 | 0.6858 | 0.6858 | 0.6858 | 0.6858 | 0.6858 | 0.6858 | 0.6858 | 0.6858 | 0.6858 | 0.6858 | 0.6858 | 0.6858 | 0.6858 | 0.6858
F1_Commercial_Office_New_Space Heating_Natural Gas_Boiler_E6 | F1 | Commercial | Office | New | Space Heating | Natural Gas | Boiler | E6 | Participant - Cost of Equipment | 0 | 0 | 0 | 0 | 0 | 0 | 0 | 0 | 0 | 0 | 0 | 0 | 0 | 0 | 0 | 0 | 0 | 0 | 0 | 0 | 0 | 0 | 0 | 0 | 0 | 0 | 0 | 0 | 0 | 0 | 0
F1_Commercial_Office_New_Space Heating_Natural Gas_Boiler_E7 | F1 | Commercial | Office | New | Space Heating | Natural Gas | Boiler | E7 | Participant - Cost of Equipment | 0 | 0 | 0 | 0 | 0 | 0 | 0 | 0 | 0 | 0 | 0 | 0 | 0 | 0 | 0 | 0 | 0 | 0 | 0 | 0 | 0 | 0 | 0 | 0 | 0 | 0 | 0 | 0 | 0 | 0 | 0
F1_Commercial_Office_New_Space Heating_Natural Gas_Boiler_E8 | F1 | Commercial | Office | New | Space Heating | Natural Gas | Boiler | E8 | Participant - Cost of Equipment | 0 | 0 | 0 | 0 | 0 | 0 | 0 | 0 | 0 | 0 | 0 | 0 | 0 | 0 | 0 | 0 | 0 | 0 | 0 | 0 | 0 | 0 | 0 | 0 | 0 | 0 | 0 | 0 | 0 | 0 | 0
F1_Commercial_Office_New_Space Heating_Natural Gas_Boiler_E9 | F1 | Commercial | Office | New | Space Heating | Natural Gas | Boiler | E9 | Participant - Cost of Equipment | 0 | 0 | 0 | 0 | 0 | 0 | 0 | 0 | 0 | 0 | 0 | 0 | 0 | 0 | 0 | 0 | 0 | 0 | 0 | 0 | 0 | 0 | 0 | 0 | 0 | 0 | 0 | 0 | 0 | 0 | 0
F1_Commercial_Office_New_Space Heating_Natural Gas_Boiler_E10 | F1 | Commercial | Office | New | Space Heating | Natural Gas | Boiler | E10 | Participant - Cost of Equipment | 0 | 0 | 0 | 0 | 0 | 0 | 0 | 0 | 0 | 0 | 0 | 0 | 0 | 0 | 0 | 0 | 0 | 0 | 0 | 0 | 0 | 0 | 0 | 0 | 0 | 0 | 0 | 0 | 0 | 0 | 0
F2_Commercial_Office_New_Space Heating_Natural Gas_Boiler_E1 | F2 | Commercial | Office | New | Space Heating | Natural Gas | Boiler | E1 | Participant - Cost of Operation | 0.50205 | 0.50504 | 0.50695 | 0.50922 | 0.51378 | 0 | 0 | 0 | 0 | 0 | 0 | 0 | 0 | 0 | 0 | 0 | 0 | 0 | 0 | 0 | 0 | 0 | 0 | 0 | 0 | 0 | 0 | 0 | 0 | 0 | 0
F2_Commercial_Office_New_Space Heating_Natural Gas_Boiler_E2 | F2 | Commercial | Office | New | Space Heating | Natural Gas | Boiler | E2 | Participant - Cost of Operation | 0.47814 | 0.48099 | 0.48281 | 0.48497 | 0.48931 | 0 | 0 | 0 | 0 | 0 | 0 | 0 | 0 | 0 | 0 | 0 | 0 | 0 | 0 | 0 | 0 | 0 | 0 | 0 | 0 | 0 | 0 | 0 | 0 | 0 | 0
F2_Commercial_Office_New_Space Heating_Natural Gas_Boiler_E3 | F2 | Commercial | Office | New | Space Heating | Natural Gas | Boiler | E3 | Participant - Cost of Operation | 0.42727 | 0.42983 | 0.43145 | 0.43338 | 0.43726 | 0.42058 | 0.40711 | 0.39988 | 0.39736 | 0.39386 | 0.39189 | 0.38923 | 0.35011 | 0.34722 | 0.34674 | 0.34406 | 0.34303 | 0.34264 | 0.33609 | 0.33767 | 0.33804 | 0.33905 | 0.34067 | 0.19988 | 0.19443 | 0.18883 | 0.18304 | 0.17699 | 0.17065 | 0.16396 | 0.15687
F2_Commercial_Office_New_Space Heating_Natural Gas_Boiler_E4 | F2 | Commercial | Office | New | Space Heating | Natural Gas | Boiler | E4 | Participant - Cost of Operation | 0.40983 | 0.41228 | 0.41384 | 0.41569 | 0.41941 | 0.40342 | 0.39049 | 0.38356 | 0.38114 | 0.37778 | 0.37589 | 0.37334 | 0.33582 | 0.33305 | 0.33259 | 0.33002 | 0.32903 | 0.32865 | 0.32237 | 0.32389 | 0.32424 | 0.32521 | 0.32676 | 0.19172 | 0.18649 | 0.18112 | 0.17557 | 0.16977 | 0.16368 | 0.15726 | 0.15046
F2_Commercial_Office_New_Space Heating_Natural Gas_Boiler_E5 | F2 | Commercial | Office | New | Space Heating | Natural Gas | Boiler | E5 | Participant - Cost of Operation | 0.30895 | 0.3108 | 0.31197 | 0.31337 | 0.31617 | 0.30411 | 0.29437 | 0.28914 | 0.28732 | 0.28479 | 0.28337 | 0.28144 | 0.25316 | 0.25107 | 0.25072 | 0.24878 | 0.24804 | 0.24775 | 0.24302 | 0.24416 | 0.24443 | 0.24516 | 0.24633 | 0.14453 | 0.14059 | 0.13654 | 0.13235 | 0.12798 | 0.12339 | 0.11855 | 0.11343
F2_Commercial_Office_New_Space Heating_Natural Gas_Boiler_E6 | F2 | Commercial | Office | New | Space Heating | Natural Gas | Boiler | E6 | Participant - Cost of Operation | 0 | 0 | 0 | 0 | 0 | 0 | 0 | 0 | 0 | 0 | 0 | 0 | 0 | 0 | 0 | 0 | 0 | 0 | 0 | 0 | 0 | 0 | 0 | 0 | 0 | 0 | 0 | 0 | 0 | 0 | 0
F2_Commercial_Office_New_Space Heating_Natural Gas_Boiler_E7 | F2 | Commercial | Office | New | Space Heating | Natural Gas | Boiler | E7 | Participant - Cost of Operation | 0 | 0 | 0 | 0 | 0 | 0 | 0 | 0 | 0 | 0 | 0 | 0 | 0 | 0 | 0 | 0 | 0 | 0 | 0 | 0 | 0 | 0 | 0 | 0 | 0 | 0 | 0 | 0 | 0 | 0 | 0
F2_Commercial_Office_New_Space Heating_Natural Gas_Boiler_E8 | F2 | Commercial | Office | New | Space Heating | Natural Gas | Boiler | E8 | Participant - Cost of Operation | 0 | 0 | 0 | 0 | 0 | 0 | 0 | 0 | 0 | 0 | 0 | 0 | 0 | 0 | 0 | 0 | 0 | 0 | 0 | 0 | 0 | 0 | 0 | 0 | 0 | 0 | 0 | 0 | 0 | 0 | 0
F2_Commercial_Office_New_Space Heating_Natural Gas_Boiler_E9 | F2 | Commercial | Office | New | Space Heating | Natural Gas | Boiler | E9 | Participant - Cost of Operation | 0 | 0 | 0 | 0 | 0 | 0 | 0 | 0 | 0 | 0 | 0 | 0 | 0 | 0 | 0 | 0 | 0 | 0 | 0 | 0 | 0 | 0 | 0 | 0 | 0 | 0 | 0 | 0 | 0 | 0 | 0
F2_Commercial_Office_New_Space Heating_Natural Gas_Boiler_E10 | F2 | Commercial | Office | New | Space Heating | Natural Gas | Boiler | E10 | Participant - Cost of Operation | 0 | 0 | 0 | 0 | 0 | 0 | 0 | 0 | 0 | 0 | 0 | 0 | 0 | 0 | 0 | 0 | 0 | 0 | 0 | 0 | 0 | 0 | 0 | 0 | 0 | 0 | 0 | 0 | 0 | 0 | 0
F3_Commercial_Office_New_Space Heating_Natural Gas_Boiler_E1 | F3 | Commercial | Office | New | Space Heating | Natural Gas | Boiler | E1 | System - kBTUs of Conusmption | 43.1498 | 43.1912 | 43.1648 | 43.1468 | 43.1468 | 0 | 0 | 0 | 0 | 0 | 0 | 0 | 0 | 0 | 0 | 0 | 0 | 0 | 0 | 0 | 0 | 0 | 0 | 0 | 0 | 0 | 0 | 0 | 0 | 0 | 0
F3_Commercial_Office_New_Space Heating_Natural Gas_Boiler_E2 | F3 | Commercial | Office | New | Space Heating | Natural Gas | Boiler | E2 | System - kBTUs of Conusmption | 41.0951 | 41.1345 | 41.1094 | 41.0922 | 41.0922 | 0 | 0 | 0 | 0 | 0 | 0 | 0 | 0 | 0 | 0 | 0 | 0 | 0 | 0 | 0 | 0 | 0 | 0 | 0 | 0 | 0 | 0 | 0 | 0 | 0 | 0
F3_Commercial_Office_New_Space Heating_Natural Gas_Boiler_E3 | F3 | Commercial | Office | New | Space Heating | Natural Gas | Boiler | E3 | System - kBTUs of Conusmption | 36.7233 | 36.7585 | 36.736 | 36.7207 | 36.7207 | 36.7207 | 36.7207 | 36.7207 | 36.7207 | 36.7207 | 36.7207 | 36.7207 | 36.7207 | 36.7207 | 36.7207 | 36.7207 | 36.7207 | 36.7207 | 36.7207 | 36.7207 | 36.7207 | 36.7207 | 36.7207 | 36.7207 | 36.7207 | 36.7207 | 36.7207 | 36.7207 | 36.7207 | 36.7207 | 36.6077
F3_Commercial_Office_New_Space Heating_Natural Gas_Boiler_E4 | F3 | Commercial | Office | New | Space Heating | Natural Gas | Boiler | E4 | System - kBTUs of Conusmption | 35.2244 | 35.2581 | 35.2366 | 35.2219 | 35.2219 | 35.2219 | 35.2219 | 35.2219 | 35.2219 | 35.2219 | 35.2219 | 35.2219 | 35.2219 | 35.2219 | 35.2219 | 35.2219 | 35.2219 | 35.2219 | 35.2219 | 35.2219 | 35.2219 | 35.2219 | 35.2219 | 35.2219 | 35.2219 | 35.2219 | 35.2219 | 35.2219 | 35.2219 | 35.2219 | 35.1135
F3_Commercial_Office_New_Space Heating_Natural Gas_Boiler_E5 | F3 | Commercial | Office | New | Space Heating | Natural Gas | Boiler | E5 | System - kBTUs of Conusmption | 26.5537 | 26.5792 | 26.563 | 26.5519 | 26.5519 | 26.5519 | 26.5519 | 26.5519 | 26.5519 | 26.5519 | 26.5519 | 26.5519 | 26.5519 | 26.5519 | 26.5519 | 26.5519 | 26.5519 | 26.5519 | 26.5519 | 26.5519 | 26.5519 | 26.5519 | 26.5519 | 26.5519 | 26.5519 | 26.5519 | 26.5519 | 26.5519 | 26.5519 | 26.5519 | 26.4702
F3_Commercial_Office_New_Space Heating_Natural Gas_Boiler_E6 | F3 | Commercial | Office | New | Space Heating | Natural Gas | Boiler | E6 | System - kBTUs of Conusmption | 0 | 0 | 0 | 0 | 0 | 0 | 0 | 0 | 0 | 0 | 0 | 0 | 0 | 0 | 0 | 0 | 0 | 0 | 0 | 0 | 0 | 0 | 0 | 0 | 0 | 0 | 0 | 0 | 0 | 0 | 0
F3_Commercial_Office_New_Space Heating_Natural Gas_Boiler_E7 | F3 | Commercial | Office | New | Space Heating | Natural Gas | Boiler | E7 | System - kBTUs of Conusmption | 0 | 0 | 0 | 0 | 0 | 0 | 0 | 0 | 0 | 0 | 0 | 0 | 0 | 0 | 0 | 0 | 0 | 0 | 0 | 0 | 0 | 0 | 0 | 0 | 0 | 0 | 0 | 0 | 0 | 0 | 0
F3_Commercial_Office_New_Space Heating_Natural Gas_Boiler_E8 | F3 | Commercial | Office | New | Space Heating | Natural Gas | Boiler | E8 | System - kBTUs of Conusmption | 0 | 0 | 0 | 0 | 0 | 0 | 0 | 0 | 0 | 0 | 0 | 0 | 0 | 0 | 0 | 0 | 0 | 0 | 0 | 0 | 0 | 0 | 0 | 0 | 0 | 0 | 0 | 0 | 0 | 0 | 0
F3_Commercial_Office_New_Space Heating_Natural Gas_Boiler_E9 | F3 | Commercial | Office | New | Space Heating | Natural Gas | Boiler | E9 | System - kBTUs of Conusmption | 0 | 0 | 0 | 0 | 0 | 0 | 0 | 0 | 0 | 0 | 0 | 0 | 0 | 0 | 0 | 0 | 0 | 0 | 0 | 0 | 0 | 0 | 0 | 0 | 0 | 0 | 0 | 0 | 0 | 0 | 0
F3_Commercial_Office_New_Space Heating_Natural Gas_Boiler_E10 | F3 | Commercial | Office | New | Space Heating | Natural Gas | Boiler | E10 | System - kBTUs of Conusmption | 0 | 0 | 0 | 0 | 0 | 0 | 0 | 0 | 0 | 0 | 0 | 0 | 0 | 0 | 0 | 0 | 0 | 0 | 0 | 0 | 0 | 0 | 0 | 0 | 0 | 0 | 0 | 0 | 0 | 0 | 0
F4_Commercial_Office_New_Space Heating_Natural Gas_Boiler_E1 | F4 | Commercial | Office | New | Space Heating | Natural Gas | Boiler | E1 | Utility - Cost of Equipment | 0.11724 | 0.11724 | 0.11724 | 0.11724 | 0.11724 | 0 | 0 | 0 | 0 | 0 | 0 | 0 | 0 | 0 | 0 | 0 | 0 | 0 | 0 | 0 | 0 | 0 | 0 | 0 | 0 | 0 | 0 | 0 | 0 | 0 | 0
F4_Commercial_Office_New_Space Heating_Natural Gas_Boiler_E2 | F4 | Commercial | Office | New | Space Heating | Natural Gas | Boiler | E2 | Utility - Cost of Equipment | 0.12119 | 0.12119 | 0.12119 | 0.12119 | 0.12119 | 0 | 0 | 0 | 0 | 0 | 0 | 0 | 0 | 0 | 0 | 0 | 0 | 0 | 0 | 0 | 0 | 0 | 0 | 0 | 0 | 0 | 0 | 0 | 0 | 0 | 0
F4_Commercial_Office_New_Space Heating_Natural Gas_Boiler_E3 | F4 | Commercial | Office | New | Space Heating | Natural Gas | Boiler | E3 | Utility - Cost of Equipment | 0.1905 | 0.1905 | 0.1905 | 0.1905 | 0.1905 | 0.1905 | 0.1905 | 0.1905 | 0.1905 | 0.1905 | 0.1905 | 0.1905 | 0.1905 | 0.1905 | 0.1905 | 0.1905 | 0.1905 | 0.1905 | 0.1905 | 0.1905 | 0.1905 | 0.1905 | 0.1905 | 0.1905 | 0.1905 | 0.1905 | 0.1905 | 0.1905 | 0.1905 | 0.1905 | 0.1905
F4_Commercial_Office_New_Space Heating_Natural Gas_Boiler_E4 | F4 | Commercial | Office | New | Space Heating | Natural Gas | Boiler | E4 | Utility - Cost of Equipment | 0.20834 | 0.20834 | 0.20834 | 0.20834 | 0.20834 | 0.20834 | 0.20834 | 0.20834 | 0.20834 | 0.20834 | 0.20834 | 0.20834 | 0.20834 | 0.20834 | 0.20834 | 0.20834 | 0.20834 | 0.20834 | 0.20834 | 0.20834 | 0.20834 | 0.20834 | 0.20834 | 0.20834 | 0.20834 | 0.20834 | 0.20834 | 0.20834 | 0.20834 | 0.20834 | 0.20834
F4_Commercial_Office_New_Space Heating_Natural Gas_Boiler_E5 | F4 | Commercial | Office | New | Space Heating | Natural Gas | Boiler | E5 | Utility - Cost of Equipment | 0.6858 | 0.6858 | 0.6858 | 0.6858 | 0.6858 | 0.6858 | 0.6858 | 0.6858 | 0.6858 | 0.6858 | 0.6858 | 0.6858 | 0.6858 | 0.6858 | 0.6858 | 0.6858 | 0.6858 | 0.6858 | 0.6858 | 0.6858 | 0.6858 | 0.6858 | 0.6858 | 0.6858 | 0.6858 | 0.6858 | 0.6858 | 0.6858 | 0.6858 | 0.6858 | 0.6858
F4_Commercial_Office_New_Space Heating_Natural Gas_Boiler_E6 | F4 | Commercial | Office | New | Space Heating | Natural Gas | Boiler | E6 | Utility - Cost of Equipment | 0 | 0 | 0 | 0 | 0 | 0 | 0 | 0 | 0 | 0 | 0 | 0 | 0 | 0 | 0 | 0 | 0 | 0 | 0 | 0 | 0 | 0 | 0 | 0 | 0 | 0 | 0 | 0 | 0 | 0 | 0
F4_Commercial_Office_New_Space Heating_Natural Gas_Boiler_E7 | F4 | Commercial | Office | New | Space Heating | Natural Gas | Boiler | E7 | Utility - Cost of Equipment | 0 | 0 | 0 | 0 | 0 | 0 | 0 | 0 | 0 | 0 | 0 | 0 | 0 | 0 | 0 | 0 | 0 | 0 | 0 | 0 | 0 | 0 | 0 | 0 | 0 | 0 | 0 | 0 | 0 | 0 | 0
F4_Commercial_Office_New_Space Heating_Natural Gas_Boiler_E8 | F4 | Commercial | Office | New | Space Heating | Natural Gas | Boiler | E8 | Utility - Cost of Equipment | 0 | 0 | 0 | 0 | 0 | 0 | 0 | 0 | 0 | 0 | 0 | 0 | 0 | 0 | 0 | 0 | 0 | 0 | 0 | 0 | 0 | 0 | 0 | 0 | 0 | 0 | 0 | 0 | 0 | 0 | 0
F4_Commercial_Office_New_Space Heating_Natural Gas_Boiler_E9 | F4 | Commercial | Office | New | Space Heating | Natural Gas | Boiler | E9 | Utility - Cost of Equipment | 0 | 0 | 0 | 0 | 0 | 0 | 0 | 0 | 0 | 0 | 0 | 0 | 0 | 0 | 0 | 0 | 0 | 0 | 0 | 0 | 0 | 0 | 0 | 0 | 0 | 0 | 0 | 0 | 0 | 0 | 0
F4_Commercial_Office_New_Space Heating_Natural Gas_Boiler_E10 | F4 | Commercial | Office | New | Space Heating | Natural Gas | Boiler | E10 | Utility - Cost of Equipment | 0 | 0 | 0 | 0 | 0 | 0 | 0 | 0 | 0 | 0 | 0 | 0 | 0 | 0 | 0 | 0 | 0 | 0 | 0 | 0 | 0 | 0 | 0 | 0 | 0 | 0 | 0 | 0 | 0 | 0 | 0
F5_Commercial_Office_New_Space Heating_Natural Gas_Boiler_E1 | F5 | Commercial | Office | New | Space Heating | Natural Gas | Boiler | E1 | Utility - Cost of Operation | 0.41905 | 0.42155 | 0.42314 | 0.42504 | 0.42884 | 0 | 0 | 0 | 0 | 0 | 0 | 0 | 0 | 0 | 0 | 0 | 0 | 0 | 0 | 0 | 0 | 0 | 0 | 0 | 0 | 0 | 0 | 0 | 0 | 0 | 0
F5_Commercial_Office_New_Space Heating_Natural Gas_Boiler_E2 | F5 | Commercial | Office | New | Space Heating | Natural Gas | Boiler | E2 | Utility - Cost of Operation | 0.39909 | 0.40148 | 0.40299 | 0.4048 | 0.40842 | 0 | 0 | 0 | 0 | 0 | 0 | 0 | 0 | 0 | 0 | 0 | 0 | 0 | 0 | 0 | 0 | 0 | 0 | 0 | 0 | 0 | 0 | 0 | 0 | 0 | 0
F5_Commercial_Office_New_Space Heating_Natural Gas_Boiler_E3 | F5 | Commercial | Office | New | Space Heating | Natural Gas | Boiler | E3 | Utility - Cost of Operation | 0.35664 | 0.35877 | 0.36012 | 0.36173 | 0.36497 | 0.35105 | 0.3398 | 0.33377 | 0.33167 | 0.32875 | 0.3271 | 0.32488 | 0.29223 | 0.28982 | 0.28942 | 0.28718 | 0.28632 | 0.28599 | 0.28053 | 0.28185 | 0.28215 | 0.283 | 0.28435 | 0.16683 | 0.16228 | 0.15761 | 0.15278 | 0.14773 | 0.14244 | 0.13685 | 0.13093
F5_Commercial_Office_New_Space Heating_Natural Gas_Boiler_E4 | F5 | Commercial | Office | New | Space Heating | Natural Gas | Boiler | E4 | Utility - Cost of Operation | 0.34208 | 0.34412 | 0.34542 | 0.34697 | 0.35007 | 0.33672 | 0.32594 | 0.32015 | 0.31813 | 0.31533 | 0.31375 | 0.31162 | 0.2803 | 0.27799 | 0.27761 | 0.27546 | 0.27464 | 0.27432 | 0.26908 | 0.27034 | 0.27064 | 0.27144 | 0.27274 | 0.16002 | 0.15566 | 0.15118 | 0.14654 | 0.1417 | 0.13662 | 0.13127 | 0.12559
F5_Commercial_Office_New_Space Heating_Natural Gas_Boiler_E5 | F5 | Commercial | Office | New | Space Heating | Natural Gas | Boiler | E5 | Utility - Cost of Operation | 0.25788 | 0.25942 | 0.26039 | 0.26156 | 0.2639 | 0.25384 | 0.24571 | 0.24134 | 0.23982 | 0.23771 | 0.23652 | 0.23492 | 0.21131 | 0.20956 | 0.20927 | 0.20765 | 0.20703 | 0.20679 | 0.20284 | 0.2038 | 0.20402 | 0.20463 | 0.2056 | 0.12063 | 0.11734 | 0.11397 | 0.11047 | 0.10682 | 0.10299 | 0.098954 | 0.094675
F5_Commercial_Office_New_Space Heating_Natural Gas_Boiler_E6 | F5 | Commercial | Office | New | Space Heating | Natural Gas | Boiler | E6 | Utility - Cost of Operation | 0 | 0 | 0 | 0 | 0 | 0 | 0 | 0 | 0 | 0 | 0 | 0 | 0 | 0 | 0 | 0 | 0 | 0 | 0 | 0 | 0 | 0 | 0 | 0 | 0 | 0 | 0 | 0 | 0 | 0 | 0
F5_Commercial_Office_New_Space Heating_Natural Gas_Boiler_E7 | F5 | Commercial | Office | New | Space Heating | Natural Gas | Boiler | E7 | Utility - Cost of Operation | 0 | 0 | 0 | 0 | 0 | 0 | 0 | 0 | 0 | 0 | 0 | 0 | 0 | 0 | 0 | 0 | 0 | 0 | 0 | 0 | 0 | 0 | 0 | 0 | 0 | 0 | 0 | 0 | 0 | 0 | 0
F5_Commercial_Office_New_Space Heating_Natural Gas_Boiler_E8 | F5 | Commercial | Office | New | Space Heating | Natural Gas | Boiler | E8 | Utility - Cost of Operation | 0 | 0 | 0 | 0 | 0 | 0 | 0 | 0 | 0 | 0 | 0 | 0 | 0 | 0 | 0 | 0 | 0 | 0 | 0 | 0 | 0 | 0 | 0 | 0 | 0 | 0 | 0 | 0 | 0 | 0 | 0
F5_Commercial_Office_New_Space Heating_Natural Gas_Boiler_E9 | F5 | Commercial | Office | New | Space Heating | Natural Gas | Boiler | E9 | Utility - Cost of Operation | 0 | 0 | 0 | 0 | 0 | 0 | 0 | 0 | 0 | 0 | 0 | 0 | 0 | 0 | 0 | 0 | 0 | 0 | 0 | 0 | 0 | 0 | 0 | 0 | 0 | 0 | 0 | 0 | 0 | 0 | 0
F5_Commercial_Office_New_Space Heating_Natural Gas_Boiler_E10 | F5 | Commercial | Office | New | Space Heating | Natural Gas | Boiler | E10 | Utility - Cost of Operation | 0 | 0 | 0 | 0 | 0 | 0 | 0 | 0 | 0 | 0 | 0 | 0 | 0 | 0 | 0 | 0 | 0 | 0 | 0 | 0 | 0 | 0 | 0 | 0 | 0 | 0 | 0 | 0 | 0 | 0 | 0
F6_Commercial_Office_New_Space Heating_Natural Gas_Boiler_E1 | F6 | Commercial | Office | New | Space Heating | Natural Gas | Boiler | E1 | Utility - Value of Sales | 0.50205 | 0.50504 | 0.50695 | 0.50922 | 0.51378 | 0 | 0 | 0 | 0 | 0 | 0 | 0 | 0 | 0 | 0 | 0 | 0 | 0 | 0 | 0 | 0 | 0 | 0 | 0 | 0 | 0 | 0 | 0 | 0 | 0 | 0
F6_Commercial_Office_New_Space Heating_Natural Gas_Boiler_E2 | F6 | Commercial | Office | New | Space Heating | Natural Gas | Boiler | E2 | Utility - Value of Sales | 0.47814 | 0.48099 | 0.48281 | 0.48497 | 0.48931 | 0 | 0 | 0 | 0 | 0 | 0 | 0 | 0 | 0 | 0 | 0 | 0 | 0 | 0 | 0 | 0 | 0 | 0 | 0 | 0 | 0 | 0 | 0 | 0 | 0 | 0
F6_Commercial_Office_New_Space Heating_Natural Gas_Boiler_E3 | F6 | Commercial | Office | New | Space Heating | Natural Gas | Boiler | E3 | Utility - Value of Sales | 0.42727 | 0.42983 | 0.43145 | 0.43338 | 0.43726 | 0.42058 | 0.40711 | 0.39988 | 0.39736 | 0.39386 | 0.39189 | 0.38923 | 0.35011 | 0.34722 | 0.34674 | 0.34406 | 0.34303 | 0.34264 | 0.33609 | 0.33767 | 0.33804 | 0.33905 | 0.34067 | 0.19988 | 0.19443 | 0.18883 | 0.18304 | 0.17699 | 0.17065 | 0.16396 | 0.15687
F6_Commercial_Office_New_Space Heating_Natural Gas_Boiler_E4 | F6 | Commercial | Office | New | Space Heating | Natural Gas | Boiler | E4 | Utility - Value of Sales | 0.40983 | 0.41228 | 0.41384 | 0.41569 | 0.41941 | 0.40342 | 0.39049 | 0.38356 | 0.38114 | 0.37778 | 0.37589 | 0.37334 | 0.33582 | 0.33305 | 0.33259 | 0.33002 | 0.32903 | 0.32865 | 0.32237 | 0.32389 | 0.32424 | 0.32521 | 0.32676 | 0.19172 | 0.18649 | 0.18112 | 0.17557 | 0.16977 | 0.16368 | 0.15726 | 0.15046
F6_Commercial_Office_New_Space Heating_Natural Gas_Boiler_E5 | F6 | Commercial | Office | New | Space Heating | Natural Gas | Boiler | E5 | Utility - Value of Sales | 0.30895 | 0.3108 | 0.31197 | 0.31337 | 0.31617 | 0.30411 | 0.29437 | 0.28914 | 0.28732 | 0.28479 | 0.28337 | 0.28144 | 0.25316 | 0.25107 | 0.25072 | 0.24878 | 0.24804 | 0.24775 | 0.24302 | 0.24416 | 0.24443 | 0.24516 | 0.24633 | 0.14453 | 0.14059 | 0.13654 | 0.13235 | 0.12798 | 0.12339 | 0.11855 | 0.11343
F6_Commercial_Office_New_Space Heating_Natural Gas_Boiler_E6 | F6 | Commercial | Office | New | Space Heating | Natural Gas | Boiler | E6 | Utility - Value of Sales | 0 | 0 | 0 | 0 | 0 | 0 | 0 | 0 | 0 | 0 | 0 | 0 | 0 | 0 | 0 | 0 | 0 | 0 | 0 | 0 | 0 | 0 | 0 | 0 | 0 | 0 | 0 | 0 | 0 | 0 | 0
F6_Commercial_Office_New_Space Heating_Natural Gas_Boiler_E7 | F6 | Commercial | Office | New | Space Heating | Natural Gas | Boiler | E7 | Utility - Value of Sales | 0 | 0 | 0 | 0 | 0 | 0 | 0 | 0 | 0 | 0 | 0 | 0 | 0 | 0 | 0 | 0 | 0 | 0 | 0 | 0 | 0 | 0 | 0 | 0 | 0 | 0 | 0 | 0 | 0 | 0 | 0
F6_Commercial_Office_New_Space Heating_Natural Gas_Boiler_E8 | F6 | Commercial | Office | New | Space Heating | Natural Gas | Boiler | E8 | Utility - Value of Sales | 0 | 0 | 0 | 0 | 0 | 0 | 0 | 0 | 0 | 0 | 0 | 0 | 0 | 0 | 0 | 0 | 0 | 0 | 0 | 0 | 0 | 0 | 0 | 0 | 0 | 0 | 0 | 0 | 0 | 0 | 0
F6_Commercial_Office_New_Space Heating_Natural Gas_Boiler_E9 | F6 | Commercial | Office | New | Space Heating | Natural Gas | Boiler | E9 | Utility - Value of Sales | 0 | 0 | 0 | 0 | 0 | 0 | 0 | 0 | 0 | 0 | 0 | 0 | 0 | 0 | 0 | 0 | 0 | 0 | 0 | 0 | 0 | 0 | 0 | 0 | 0 | 0 | 0 | 0 | 0 | 0 | 0
F6_Commercial_Office_New_Space Heating_Natural Gas_Boiler_E10 | F6 | Commercial | Office | New | Space Heating | Natural Gas | Boiler | E10 | Utility - Value of Sales | 0 | 0 | 0 | 0 | 0 | 0 | 0 | 0 | 0 | 0 | 0 | 0 | 0 | 0 | 0 | 0 | 0 | 0 | 0 | 0 | 0 | 0 | 0 | 0 | 0 | 0 | 0 | 0 | 0 | 0 | 0
F1_Commercial_Office_New_Space Heating_Natural Gas_Unit Heater_E1 | F1 | Commercial | Office | New | Space Heating | Natural Gas | Unit Heater | E1 | Participant - Cost of Equipment | 0.032441 | 0.032441 | 0.032441 | 0.032441 | 0.032441 | 0 | 0 | 0 | 0 | 0 | 0 | 0 | 0 | 0 | 0 | 0 | 0 | 0 | 0 | 0 | 0 | 0 | 0 | 0 | 0 | 0 | 0 | 0 | 0 | 0 | 0
F1_Commercial_Office_New_Space Heating_Natural Gas_Unit Heater_E2 | F1 | Commercial | Office | New | Space Heating | Natural Gas | Unit Heater | E2 | Participant - Cost of Equipment | 0.10374 | 0.10374 | 0.10374 | 0.10374 | 0.10374 | 0.10374 | 0.10374 | 0.10374 | 0.10374 | 0.10374 | 0.10374 | 0.10374 | 0.10374 | 0.10374 | 0.10374 | 0.10374 | 0.10374 | 0.10374 | 0.10374 | 0.10374 | 0.10374 | 0.10374 | 0.10374 | 0.10374 | 0.10374 | 0.10374 | 0.10374 | 0.10374 | 0.10374 | 0.10374 | 0.10374
F1_Commercial_Office_New_Space Heating_Natural Gas_Unit Heater_E3 | F1 | Commercial | Office | New | Space Heating | Natural Gas | Unit Heater | E3 | Participant - Cost of Equipment | 0.044812 | 0.044812 | 0.044812 | 0.044812 | 0.044812 | 0.044812 | 0.044812 | 0.044812 | 0.044812 | 0.044812 | 0.044812 | 0.044812 | 0.044812 | 0.044812 | 0.044812 | 0.044812 | 0.044812 | 0.044812 | 0.044812 | 0.044812 | 0.044812 | 0.044812 | 0.044812 | 0.044812 | 0.044812 | 0.044812 | 0.044812 | 0.044812 | 0.044812 | 0.044812 | 0.044812
F1_Commercial_Office_New_Space Heating_Natural Gas_Unit Heater_E4 | F1 | Commercial | Office | New | Space Heating | Natural Gas | Unit Heater | E4 | Participant - Cost of Equipment | 0 | 0 | 0 | 0 | 0 | 0 | 0 | 0 | 0 | 0 | 0 | 0 | 0 | 0 | 0 | 0 | 0 | 0 | 0 | 0 | 0 | 0 | 0 | 0 | 0 | 0 | 0 | 0 | 0 | 0 | 0
F1_Commercial_Office_New_Space Heating_Natural Gas_Unit Heater_E5 | F1 | Commercial | Office | New | Space Heating | Natural Gas | Unit Heater | E5 | Participant - Cost of Equipment | 0 | 0 | 0 | 0 | 0 | 0 | 0 | 0 | 0 | 0 | 0 | 0 | 0 | 0 | 0 | 0 | 0 | 0 | 0 | 0 | 0 | 0 | 0 | 0 | 0 | 0 | 0 | 0 | 0 | 0 | 0
F1_Commercial_Office_New_Space Heating_Natural Gas_Unit Heater_E6 | F1 | Commercial | Office | New | Space Heating | Natural Gas | Unit Heater | E6 | Participant - Cost of Equipment | 0 | 0 | 0 | 0 | 0 | 0 | 0 | 0 | 0 | 0 | 0 | 0 | 0 | 0 | 0 | 0 | 0 | 0 | 0 | 0 | 0 | 0 | 0 | 0 | 0 | 0 | 0 | 0 | 0 | 0 | 0
F1_Commercial_Office_New_Space Heating_Natural Gas_Unit Heater_E7 | F1 | Commercial | Office | New | Space Heating | Natural Gas | Unit Heater | E7 | Participant - Cost of Equipment | 0 | 0 | 0 | 0 | 0 | 0 | 0 | 0 | 0 | 0 | 0 | 0 | 0 | 0 | 0 | 0 | 0 | 0 | 0 | 0 | 0 | 0 | 0 | 0 | 0 | 0 | 0 | 0 | 0 | 0 | 0
F1_Commercial_Office_New_Space Heating_Natural Gas_Unit Heater_E8 | F1 | Commercial | Office | New | Space Heating | Natural Gas | Unit Heater | E8 | Participant - Cost of Equipment | 0 | 0 | 0 | 0 | 0 | 0 | 0 | 0 | 0 | 0 | 0 | 0 | 0 | 0 | 0 | 0 | 0 | 0 | 0 | 0 | 0 | 0 | 0 | 0 | 0 | 0 | 0 | 0 | 0 | 0 | 0
F1_Commercial_Office_New_Space Heating_Natural Gas_Unit Heater_E9 | F1 | Commercial | Office | New | Space Heating | Natural Gas | Unit Heater | E9 | Participant - Cost of Equipment | 0 | 0 | 0 | 0 | 0 | 0 | 0 | 0 | 0 | 0 | 0 | 0 | 0 | 0 | 0 | 0 | 0 | 0 | 0 | 0 | 0 | 0 | 0 | 0 | 0 | 0 | 0 | 0 | 0 | 0 | 0
F1_Commercial_Office_New_Space Heating_Natural Gas_Unit Heater_E10 | F1 | Commercial | Office | New | Space Heating | Natural Gas | Unit Heater | E10 | Participant - Cost of Equipment | 0 | 0 | 0 | 0 | 0 | 0 | 0 | 0 | 0 | 0 | 0 | 0 | 0 | 0 | 0 | 0 | 0 | 0 | 0 | 0 | 0 | 0 | 0 | 0 | 0 | 0 | 0 | 0 | 0 | 0 | 0
F2_Commercial_Office_New_Space Heating_Natural Gas_Unit Heater_E1 | F2 | Commercial | Office | New | Space Heating | Natural Gas | Unit Heater | E1 | Participant - Cost of Operation | 0.36518 | 0.36911 | 0.37149 | 0.37437 | 0.37449 | 0 | 0 | 0 | 0 | 0 | 0 | 0 | 0 | 0 | 0 | 0 | 0 | 0 | 0 | 0 | 0 | 0 | 0 | 0 | 0 | 0 | 0 | 0 | 0 | 0 | 0
F2_Commercial_Office_New_Space Heating_Natural Gas_Unit Heater_E2 | F2 | Commercial | Office | New | Space Heating | Natural Gas | Unit Heater | E2 | Participant - Cost of Operation | 0.32862 | 0.33216 | 0.3343 | 0.33689 | 0.337 | 0.31724 | 0.30115 | 0.29199 | 0.29959 | 0.30688 | 0.31617 | 0.32579 | 0.29322 | 0.30484 | 0.32068 | 0.3191 | 0.31942 | 0.32043 | 0.31432 | 0.31804 | 0.32055 | 0.32407 | 0.3286 | 0.16452 | 0.1613 | 0.15828 | 0.15543 | 0.15272 | 0.15012 | 0.14761 | 0.14519
F2_Commercial_Office_New_Space Heating_Natural Gas_Unit Heater_E3 | F2 | Commercial | Office | New | Space Heating | Natural Gas | Unit Heater | E3 | Participant - Cost of Operation | 0.28381 | 0.28687 | 0.28872 | 0.29095 | 0.29105 | 0.27399 | 0.26009 | 0.25217 | 0.25874 | 0.26504 | 0.27306 | 0.28137 | 0.25324 | 0.26327 | 0.27695 | 0.27559 | 0.27587 | 0.27674 | 0.27146 | 0.27467 | 0.27684 | 0.27988 | 0.2838 | 0.14208 | 0.13931 | 0.1367 | 0.13424 | 0.13189 | 0.12965 | 0.12749 | 0.12539
F2_Commercial_Office_New_Space Heating_Natural Gas_Unit Heater_E4 | F2 | Commercial | Office | New | Space Heating | Natural Gas | Unit Heater | E4 | Participant - Cost of Operation | 0 | 0 | 0 | 0 | 0 | 0 | 0 | 0 | 0 | 0 | 0 | 0 | 0 | 0 | 0 | 0 | 0 | 0 | 0 | 0 | 0 | 0 | 0 | 0 | 0 | 0 | 0 | 0 | 0 | 0 | 0
F2_Commercial_Office_New_Space Heating_Natural Gas_Unit Heater_E5 | F2 | Commercial | Office | New | Space Heating | Natural Gas | Unit Heater | E5 | Participant - Cost of Operation | 0 | 0 | 0 | 0 | 0 | 0 | 0 | 0 | 0 | 0 | 0 | 0 | 0 | 0 | 0 | 0 | 0 | 0 | 0 | 0 | 0 | 0 | 0 | 0 | 0 | 0 | 0 | 0 | 0 | 0 | 0
F2_Commercial_Office_New_Space Heating_Natural Gas_Unit Heater_E6 | F2 | Commercial | Office | New | Space Heating | Natural Gas | Unit Heater | E6 | Participant - Cost of Operation | 0 | 0 | 0 | 0 | 0 | 0 | 0 | 0 | 0 | 0 | 0 | 0 | 0 | 0 | 0 | 0 | 0 | 0 | 0 | 0 | 0 | 0 | 0 | 0 | 0 | 0 | 0 | 0 | 0 | 0 | 0
F2_Commercial_Office_New_Space Heating_Natural Gas_Unit Heater_E7 | F2 | Commercial | Office | New | Space Heating | Natural Gas | Unit Heater | E7 | Participant - Cost of Operation | 0 | 0 | 0 | 0 | 0 | 0 | 0 | 0 | 0 | 0 | 0 | 0 | 0 | 0 | 0 | 0 | 0 | 0 | 0 | 0 | 0 | 0 | 0 | 0 | 0 | 0 | 0 | 0 | 0 | 0 | 0
F2_Commercial_Office_New_Space Heating_Natural Gas_Unit Heater_E8 | F2 | Commercial | Office | New | Space Heating | Natural Gas | Unit Heater | E8 | Participant - Cost of Operation | 0 | 0 | 0 | 0 | 0 | 0 | 0 | 0 | 0 | 0 | 0 | 0 | 0 | 0 | 0 | 0 | 0 | 0 | 0 | 0 | 0 | 0 | 0 | 0 | 0 | 0 | 0 | 0 | 0 | 0 | 0
F2_Commercial_Office_New_Space Heating_Natural Gas_Unit Heater_E9 | F2 | Commercial | Office | New | Space Heating | Natural Gas | Unit Heater | E9 | Participant - Cost of Operation | 0 | 0 | 0 | 0 | 0 | 0 | 0 | 0 | 0 | 0 | 0 | 0 | 0 | 0 | 0 | 0 | 0 | 0 | 0 | 0 | 0 | 0 | 0 | 0 | 0 | 0 | 0 | 0 | 0 | 0 | 0
F2_Commercial_Office_New_Space Heating_Natural Gas_Unit Heater_E10 | F2 | Commercial | Office | New | Space Heating | Natural Gas | Unit Heater | E10 | Participant - Cost of Operation | 0 | 0 | 0 | 0 | 0 | 0 | 0 | 0 | 0 | 0 | 0 | 0 | 0 | 0 | 0 | 0 | 0 | 0 | 0 | 0 | 0 | 0 | 0 | 0 | 0 | 0 | 0 | 0 | 0 | 0 | 0
F3_Commercial_Office_New_Space Heating_Natural Gas_Unit Heater_E1 | F3 | Commercial | Office | New | Space Heating | Natural Gas | Unit Heater | E1 | System - kBTUs of Conusmption | 30.5235 | 30.5845 | 30.5456 | 30.519 | 30.519 | 0 | 0 | 0 | 0 | 0 | 0 | 0 | 0 | 0 | 0 | 0 | 0 | 0 | 0 | 0 | 0 | 0 | 0 | 0 | 0 | 0 | 0 | 0 | 0 | 0 | 0
F3_Commercial_Office_New_Space Heating_Natural Gas_Unit Heater_E2 | F3 | Commercial | Office | New | Space Heating | Natural Gas | Unit Heater | E2 | System - kBTUs of Conusmption | 27.4677 | 27.5226 | 27.4876 | 27.4637 | 27.4637 | 27.4637 | 27.4637 | 27.4637 | 27.4637 | 27.4637 | 27.4637 | 27.4637 | 27.4637 | 27.4637 | 27.4637 | 27.4637 | 27.4637 | 27.4637 | 27.4637 | 27.4637 | 27.4637 | 27.4637 | 27.4637 | 27.4637 | 27.4637 | 27.4637 | 27.4637 | 27.4637 | 27.4637 | 27.4637 | 27.4637
F3_Commercial_Office_New_Space Heating_Natural Gas_Unit Heater_E3 | F3 | Commercial | Office | New | Space Heating | Natural Gas | Unit Heater | E3 | System - kBTUs of Conusmption | 23.7224 | 23.7698 | 23.7396 | 23.719 | 23.719 | 23.719 | 23.719 | 23.719 | 23.719 | 23.719 | 23.719 | 23.719 | 23.719 | 23.719 | 23.719 | 23.719 | 23.719 | 23.719 | 23.719 | 23.719 | 23.719 | 23.719 | 23.719 | 23.719 | 23.719 | 23.719 | 23.719 | 23.719 | 23.719 | 23.719 | 23.719
F3_Commercial_Office_New_Space Heating_Natural Gas_Unit Heater_E4 | F3 | Commercial | Office | New | Space Heating | Natural Gas | Unit Heater | E4 | System - kBTUs of Conusmption | 0 | 0 | 0 | 0 | 0 | 0 | 0 | 0 | 0 | 0 | 0 | 0 | 0 | 0 | 0 | 0 | 0 | 0 | 0 | 0 | 0 | 0 | 0 | 0 | 0 | 0 | 0 | 0 | 0 | 0 | 0
F3_Commercial_Office_New_Space Heating_Natural Gas_Unit Heater_E5 | F3 | Commercial | Office | New | Space Heating | Natural Gas | Unit Heater | E5 | System - kBTUs of Conusmption | 0 | 0 | 0 | 0 | 0 | 0 | 0 | 0 | 0 | 0 | 0 | 0 | 0 | 0 | 0 | 0 | 0 | 0 | 0 | 0 | 0 | 0 | 0 | 0 | 0 | 0 | 0 | 0 | 0 | 0 | 0
F3_Commercial_Office_New_Space Heating_Natural Gas_Unit Heater_E6 | F3 | Commercial | Office | New | Space Heating | Natural Gas | Unit Heater | E6 | System - kBTUs of Conusmption | 0 | 0 | 0 | 0 | 0 | 0 | 0 | 0 | 0 | 0 | 0 | 0 | 0 | 0 | 0 | 0 | 0 | 0 | 0 | 0 | 0 | 0 | 0 | 0 | 0 | 0 | 0 | 0 | 0 | 0 | 0
F3_Commercial_Office_New_Space Heating_Natural Gas_Unit Heater_E7 | F3 | Commercial | Office | New | Space Heating | Natural Gas | Unit Heater | E7 | System - kBTUs of Conusmption | 0 | 0 | 0 | 0 | 0 | 0 | 0 | 0 | 0 | 0 | 0 | 0 | 0 | 0 | 0 | 0 | 0 | 0 | 0 | 0 | 0 | 0 | 0 | 0 | 0 | 0 | 0 | 0 | 0 | 0 | 0
F3_Commercial_Office_New_Space Heating_Natural Gas_Unit Heater_E8 | F3 | Commercial | Office | New | Space Heating | Natural Gas | Unit Heater | E8 | System - kBTUs of Conusmption | 0 | 0 | 0 | 0 | 0 | 0 | 0 | 0 | 0 | 0 | 0 | 0 | 0 | 0 | 0 | 0 | 0 | 0 | 0 | 0 | 0 | 0 | 0 | 0 | 0 | 0 | 0 | 0 | 0 | 0 | 0
F3_Commercial_Office_New_Space Heating_Natural Gas_Unit Heater_E9 | F3 | Commercial | Office | New | Space Heating | Natural Gas | Unit Heater | E9 | System - kBTUs of Conusmption | 0 | 0 | 0 | 0 | 0 | 0 | 0 | 0 | 0 | 0 | 0 | 0 | 0 | 0 | 0 | 0 | 0 | 0 | 0 | 0 | 0 | 0 | 0 | 0 | 0 | 0 | 0 | 0 | 0 | 0 | 0
F3_Commercial_Office_New_Space Heating_Natural Gas_Unit Heater_E10 | F3 | Commercial | Office | New | Space Heating | Natural Gas | Unit Heater | E10 | System - kBTUs of Conusmption | 0 | 0 | 0 | 0 | 0 | 0 | 0 | 0 | 0 | 0 | 0 | 0 | 0 | 0 | 0 | 0 | 0 | 0 | 0 | 0 | 0 | 0 | 0 | 0 | 0 | 0 | 0 | 0 | 0 | 0 | 0
F4_Commercial_Office_New_Space Heating_Natural Gas_Unit Heater_E1 | F4 | Commercial | Office | New | Space Heating | Natural Gas | Unit Heater | E1 | Utility - Cost of Equipment | 0.032441 | 0.032441 | 0.032441 | 0.032441 | 0.032441 | 0 | 0 | 0 | 0 | 0 | 0 | 0 | 0 | 0 | 0 | 0 | 0 | 0 | 0 | 0 | 0 | 0 | 0 | 0 | 0 | 0 | 0 | 0 | 0 | 0 | 0
F4_Commercial_Office_New_Space Heating_Natural Gas_Unit Heater_E2 | F4 | Commercial | Office | New | Space Heating | Natural Gas | Unit Heater | E2 | Utility - Cost of Equipment | 0.10374 | 0.10374 | 0.10374 | 0.10374 | 0.10374 | 0.10374 | 0.10374 | 0.10374 | 0.10374 | 0.10374 | 0.10374 | 0.10374 | 0.10374 | 0.10374 | 0.10374 | 0.10374 | 0.10374 | 0.10374 | 0.10374 | 0.10374 | 0.10374 | 0.10374 | 0.10374 | 0.10374 | 0.10374 | 0.10374 | 0.10374 | 0.10374 | 0.10374 | 0.10374 | 0.10374
F4_Commercial_Office_New_Space Heating_Natural Gas_Unit Heater_E3 | F4 | Commercial | Office | New | Space Heating | Natural Gas | Unit Heater | E3 | Utility - Cost of Equipment | 0.044812 | 0.044812 | 0.044812 | 0.044812 | 0.044812 | 0.044812 | 0.044812 | 0.044812 | 0.044812 | 0.044812 | 0.044812 | 0.044812 | 0.044812 | 0.044812 | 0.044812 | 0.044812 | 0.044812 | 0.044812 | 0.044812 | 0.044812 | 0.044812 | 0.044812 | 0.044812 | 0.044812 | 0.044812 | 0.044812 | 0.044812 | 0.044812 | 0.044812 | 0.044812 | 0.044812
F4_Commercial_Office_New_Space Heating_Natural Gas_Unit Heater_E4 | F4 | Commercial | Office | New | Space Heating | Natural Gas | Unit Heater | E4 | Utility - Cost of Equipment | 0 | 0 | 0 | 0 | 0 | 0 | 0 | 0 | 0 | 0 | 0 | 0 | 0 | 0 | 0 | 0 | 0 | 0 | 0 | 0 | 0 | 0 | 0 | 0 | 0 | 0 | 0 | 0 | 0 | 0 | 0
F4_Commercial_Office_New_Space Heating_Natural Gas_Unit Heater_E5 | F4 | Commercial | Office | New | Space Heating | Natural Gas | Unit Heater | E5 | Utility - Cost of Equipment | 0 | 0 | 0 | 0 | 0 | 0 | 0 | 0 | 0 | 0 | 0 | 0 | 0 | 0 | 0 | 0 | 0 | 0 | 0 | 0 | 0 | 0 | 0 | 0 | 0 | 0 | 0 | 0 | 0 | 0 | 0
F4_Commercial_Office_New_Space Heating_Natural Gas_Unit Heater_E6 | F4 | Commercial | Office | New | Space Heating | Natural Gas | Unit Heater | E6 | Utility - Cost of Equipment | 0 | 0 | 0 | 0 | 0 | 0 | 0 | 0 | 0 | 0 | 0 | 0 | 0 | 0 | 0 | 0 | 0 | 0 | 0 | 0 | 0 | 0 | 0 | 0 | 0 | 0 | 0 | 0 | 0 | 0 | 0
F4_Commercial_Office_New_Space Heating_Natural Gas_Unit Heater_E7 | F4 | Commercial | Office | New | Space Heating | Natural Gas | Unit Heater | E7 | Utility - Cost of Equipment | 0 | 0 | 0 | 0 | 0 | 0 | 0 | 0 | 0 | 0 | 0 | 0 | 0 | 0 | 0 | 0 | 0 | 0 | 0 | 0 | 0 | 0 | 0 | 0 | 0 | 0 | 0 | 0 | 0 | 0 | 0
F4_Commercial_Office_New_Space Heating_Natural Gas_Unit Heater_E8 | F4 | Commercial | Office | New | Space Heating | Natural Gas | Unit Heater | E8 | Utility - Cost of Equipment | 0 | 0 | 0 | 0 | 0 | 0 | 0 | 0 | 0 | 0 | 0 | 0 | 0 | 0 | 0 | 0 | 0 | 0 | 0 | 0 | 0 | 0 | 0 | 0 | 0 | 0 | 0 | 0 | 0 | 0 | 0
F4_Commercial_Office_New_Space Heating_Natural Gas_Unit Heater_E9 | F4 | Commercial | Office | New | Space Heating | Natural Gas | Unit Heater | E9 | Utility - Cost of Equipment | 0 | 0 | 0 | 0 | 0 | 0 | 0 | 0 | 0 | 0 | 0 | 0 | 0 | 0 | 0 | 0 | 0 | 0 | 0 | 0 | 0 | 0 | 0 | 0 | 0 | 0 | 0 | 0 | 0 | 0 | 0
F4_Commercial_Office_New_Space Heating_Natural Gas_Unit Heater_E10 | F4 | Commercial | Office | New | Space Heating | Natural Gas | Unit Heater | E10 | Utility - Cost of Equipment | 0 | 0 | 0 | 0 | 0 | 0 | 0 | 0 | 0 | 0 | 0 | 0 | 0 | 0 | 0 | 0 | 0 | 0 | 0 | 0 | 0 | 0 | 0 | 0 | 0 | 0 | 0 | 0 | 0 | 0 | 0
F5_Commercial_Office_New_Space Heating_Natural Gas_Unit Heater_E1 | F5 | Commercial | Office | New | Space Heating | Natural Gas | Unit Heater | E1 | Utility - Cost of Operation | 0.30481 | 0.30809 | 0.31008 | 0.31248 | 0.31258 | 0 | 0 | 0 | 0 | 0 | 0 | 0 | 0 | 0 | 0 | 0 | 0 | 0 | 0 | 0 | 0 | 0 | 0 | 0 | 0 | 0 | 0 | 0 | 0 | 0 | 0
F5_Commercial_Office_New_Space Heating_Natural Gas_Unit Heater_E2 | F5 | Commercial | Office | New | Space Heating | Natural Gas | Unit Heater | E2 | Utility - Cost of Operation | 0.2743 | 0.27724 | 0.27904 | 0.2812 | 0.28128 | 0.2648 | 0.25136 | 0.24372 | 0.25006 | 0.25615 | 0.2639 | 0.27193 | 0.24475 | 0.25444 | 0.26766 | 0.26635 | 0.26662 | 0.26746 | 0.26235 | 0.26546 | 0.26755 | 0.2705 | 0.27428 | 0.13732 | 0.13464 | 0.13212 | 0.12973 | 0.12747 | 0.1253 | 0.12321 | 0.12119
F5_Commercial_Office_New_Space Heating_Natural Gas_Unit Heater_E3 | F5 | Commercial | Office | New | Space Heating | Natural Gas | Unit Heater | E3 | Utility - Cost of Operation | 0.23689 | 0.23944 | 0.24099 | 0.24285 | 0.24293 | 0.22869 | 0.21709 | 0.21048 | 0.21597 | 0.22122 | 0.22792 | 0.23485 | 0.21137 | 0.21975 | 0.23117 | 0.23003 | 0.23026 | 0.23099 | 0.22658 | 0.22926 | 0.23107 | 0.23361 | 0.23688 | 0.11859 | 0.11628 | 0.1141 | 0.11205 | 0.11009 | 0.10821 | 0.10641 | 0.10466
F5_Commercial_Office_New_Space Heating_Natural Gas_Unit Heater_E4 | F5 | Commercial | Office | New | Space Heating | Natural Gas | Unit Heater | E4 | Utility - Cost of Operation | 0 | 0 | 0 | 0 | 0 | 0 | 0 | 0 | 0 | 0 | 0 | 0 | 0 | 0 | 0 | 0 | 0 | 0 | 0 | 0 | 0 | 0 | 0 | 0 | 0 | 0 | 0 | 0 | 0 | 0 | 0
F5_Commercial_Office_New_Space Heating_Natural Gas_Unit Heater_E5 | F5 | Commercial | Office | New | Space Heating | Natural Gas | Unit Heater | E5 | Utility - Cost of Operation | 0 | 0 | 0 | 0 | 0 | 0 | 0 | 0 | 0 | 0 | 0 | 0 | 0 | 0 | 0 | 0 | 0 | 0 | 0 | 0 | 0 | 0 | 0 | 0 | 0 | 0 | 0 | 0 | 0 | 0 | 0
F5_Commercial_Office_New_Space Heating_Natural Gas_Unit Heater_E6 | F5 | Commercial | Office | New | Space Heating | Natural Gas | Unit Heater | E6 | Utility - Cost of Operation | 0 | 0 | 0 | 0 | 0 | 0 | 0 | 0 | 0 | 0 | 0 | 0 | 0 | 0 | 0 | 0 | 0 | 0 | 0 | 0 | 0 | 0 | 0 | 0 | 0 | 0 | 0 | 0 | 0 | 0 | 0
F5_Commercial_Office_New_Space Heating_Natural Gas_Unit Heater_E7 | F5 | Commercial | Office | New | Space Heating | Natural Gas | Unit Heater | E7 | Utility - Cost of Operation | 0 | 0 | 0 | 0 | 0 | 0 | 0 | 0 | 0 | 0 | 0 | 0 | 0 | 0 | 0 | 0 | 0 | 0 | 0 | 0 | 0 | 0 | 0 | 0 | 0 | 0 | 0 | 0 | 0 | 0 | 0
F5_Commercial_Office_New_Space Heating_Natural Gas_Unit Heater_E8 | F5 | Commercial | Office | New | Space Heating | Natural Gas | Unit Heater | E8 | Utility - Cost of Operation | 0 | 0 | 0 | 0 | 0 | 0 | 0 | 0 | 0 | 0 | 0 | 0 | 0 | 0 | 0 | 0 | 0 | 0 | 0 | 0 | 0 | 0 | 0 | 0 | 0 | 0 | 0 | 0 | 0 | 0 | 0
F5_Commercial_Office_New_Space Heating_Natural Gas_Unit Heater_E9 | F5 | Commercial | Office | New | Space Heating | Natural Gas | Unit Heater | E9 | Utility - Cost of Operation | 0 | 0 | 0 | 0 | 0 | 0 | 0 | 0 | 0 | 0 | 0 | 0 | 0 | 0 | 0 | 0 | 0 | 0 | 0 | 0 | 0 | 0 | 0 | 0 | 0 | 0 | 0 | 0 | 0 | 0 | 0
F5_Commercial_Office_New_Space Heating_Natural Gas_Unit Heater_E10 | F5 | Commercial | Office | New | Space Heating | Natural Gas | Unit Heater | E10 | Utility - Cost of Operation | 0 | 0 | 0 | 0 | 0 | 0 | 0 | 0 | 0 | 0 | 0 | 0 | 0 | 0 | 0 | 0 | 0 | 0 | 0 | 0 | 0 | 0 | 0 | 0 | 0 | 0 | 0 | 0 | 0 | 0 | 0
F6_Commercial_Office_New_Space Heating_Natural Gas_Unit Heater_E1 | F6 | Commercial | Office | New | Space Heating | Natural Gas | Unit Heater | E1 | Utility - Value of Sales | 0.36518 | 0.36911 | 0.37149 | 0.37437 | 0.37449 | 0 | 0 | 0 | 0 | 0 | 0 | 0 | 0 | 0 | 0 | 0 | 0 | 0 | 0 | 0 | 0 | 0 | 0 | 0 | 0 | 0 | 0 | 0 | 0 | 0 | 0
F6_Commercial_Office_New_Space Heating_Natural Gas_Unit Heater_E2 | F6 | Commercial | Office | New | Space Heating | Natural Gas | Unit Heater | E2 | Utility - Value of Sales | 0.32862 | 0.33216 | 0.3343 | 0.33689 | 0.337 | 0.31724 | 0.30115 | 0.29199 | 0.29959 | 0.30688 | 0.31617 | 0.32579 | 0.29322 | 0.30484 | 0.32068 | 0.3191 | 0.31942 | 0.32043 | 0.31432 | 0.31804 | 0.32055 | 0.32407 | 0.3286 | 0.16452 | 0.1613 | 0.15828 | 0.15543 | 0.15272 | 0.15012 | 0.14761 | 0.14519
F6_Commercial_Office_New_Space Heating_Natural Gas_Unit Heater_E3 | F6 | Commercial | Office | New | Space Heating | Natural Gas | Unit Heater | E3 | Utility - Value of Sales | 0.28381 | 0.28687 | 0.28872 | 0.29095 | 0.29105 | 0.27399 | 0.26009 | 0.25217 | 0.25874 | 0.26504 | 0.27306 | 0.28137 | 0.25324 | 0.26327 | 0.27695 | 0.27559 | 0.27587 | 0.27674 | 0.27146 | 0.27467 | 0.27684 | 0.27988 | 0.2838 | 0.14208 | 0.13931 | 0.1367 | 0.13424 | 0.13189 | 0.12965 | 0.12749 | 0.12539
F6_Commercial_Office_New_Space Heating_Natural Gas_Unit Heater_E4 | F6 | Commercial | Office | New | Space Heating | Natural Gas | Unit Heater | E4 | Utility - Value of Sales | 0 | 0 | 0 | 0 | 0 | 0 | 0 | 0 | 0 | 0 | 0 | 0 | 0 | 0 | 0 | 0 | 0 | 0 | 0 | 0 | 0 | 0 | 0 | 0 | 0 | 0 | 0 | 0 | 0 | 0 | 0
F6_Commercial_Office_New_Space Heating_Natural Gas_Unit Heater_E5 | F6 | Commercial | Office | New | Space Heating | Natural Gas | Unit Heater | E5 | Utility - Value of Sales | 0 | 0 | 0 | 0 | 0 | 0 | 0 | 0 | 0 | 0 | 0 | 0 | 0 | 0 | 0 | 0 | 0 | 0 | 0 | 0 | 0 | 0 | 0 | 0 | 0 | 0 | 0 | 0 | 0 | 0 | 0
F6_Commercial_Office_New_Space Heating_Natural Gas_Unit Heater_E6 | F6 | Commercial | Office | New | Space Heating | Natural Gas | Unit Heater | E6 | Utility - Value of Sales | 0 | 0 | 0 | 0 | 0 | 0 | 0 | 0 | 0 | 0 | 0 | 0 | 0 | 0 | 0 | 0 | 0 | 0 | 0 | 0 | 0 | 0 | 0 | 0 | 0 | 0 | 0 | 0 | 0 | 0 | 0
F6_Commercial_Office_New_Space Heating_Natural Gas_Unit Heater_E7 | F6 | Commercial | Office | New | Space Heating | Natural Gas | Unit Heater | E7 | Utility - Value of Sales | 0 | 0 | 0 | 0 | 0 | 0 | 0 | 0 | 0 | 0 | 0 | 0 | 0 | 0 | 0 | 0 | 0 | 0 | 0 | 0 | 0 | 0 | 0 | 0 | 0 | 0 | 0 | 0 | 0 | 0 | 0
F6_Commercial_Office_New_Space Heating_Natural Gas_Unit Heater_E8 | F6 | Commercial | Office | New | Space Heating | Natural Gas | Unit Heater | E8 | Utility - Value of Sales | 0 | 0 | 0 | 0 | 0 | 0 | 0 | 0 | 0 | 0 | 0 | 0 | 0 | 0 | 0 | 0 | 0 | 0 | 0 | 0 | 0 | 0 | 0 | 0 | 0 | 0 | 0 | 0 | 0 | 0 | 0
F6_Commercial_Office_New_Space Heating_Natural Gas_Unit Heater_E9 | F6 | Commercial | Office | New | Space Heating | Natural Gas | Unit Heater | E9 | Utility - Value of Sales | 0 | 0 | 0 | 0 | 0 | 0 | 0 | 0 | 0 | 0 | 0 | 0 | 0 | 0 | 0 | 0 | 0 | 0 | 0 | 0 | 0 | 0 | 0 | 0 | 0 | 0 | 0 | 0 | 0 | 0 | 0
F6_Commercial_Office_New_Space Heating_Natural Gas_Unit Heater_E10 | F6 | Commercial | Office | New | Space Heating | Natural Gas | Unit Heater | E10 | Utility - Value of Sales | 0 | 0 | 0 | 0 | 0 | 0 | 0 | 0 | 0 | 0 | 0 | 0 | 0 | 0 | 0 | 0 | 0 | 0 | 0 | 0 | 0 | 0 | 0 | 0 | 0 | 0 | 0 | 0 | 0 | 0 | 0
F1_Commercial_Office_New_Water Heating_Natural Gas_Water Heater_E1 | F1 | Commercial | Office | New | Water Heating | Natural Gas | Water Heater | E1 | Participant - Cost of Equipment | 0.0024064 | 0.0024064 | 0.0024064 | 0.0024064 | 0.0024064 | 0.0024064 | 0.0024064 | 0.0024064 | 0.0024064 | 0.0024064 | 0.0024064 | 0.0024064 | 0.0024064 | 0.0024064 | 0.0024064 | 0.0024064 | 0.0024064 | 0.0024064 | 0.0024064 | 0.0024064 | 0.0024064 | 0.0024064 | 0.0024064 | 0.0024064 | 0.0024064 | 0.0024064 | 0.0024064 | 0.0024064 | 0.0024064 | 0.0024064 | 0.0024064
F1_Commercial_Office_New_Water Heating_Natural Gas_Water Heater_E2 | F1 | Commercial | Office | New | Water Heating | Natural Gas | Water Heater | E2 | Participant - Cost of Equipment | 0.002689 | 0.002689 | 0.002689 | 0.002689 | 0.002689 | 0.002689 | 0.002689 | 0.002689 | 0.002689 | 0.002689 | 0.002689 | 0.002689 | 0.002689 | 0.002689 | 0.002689 | 0.002689 | 0.002689 | 0.002689 | 0.002689 | 0.002689 | 0.002689 | 0.002689 | 0.002689 | 0.002689 | 0.002689 | 0.002689 | 0.002689 | 0.002689 | 0.002689 | 0.002689 | 0.002689
F1_Commercial_Office_New_Water Heating_Natural Gas_Water Heater_E3 | F1 | Commercial | Office | New | Water Heating | Natural Gas | Water Heater | E3 | Participant - Cost of Equipment | 0.0028109 | 0.0028109 | 0.0028109 | 0.0028109 | 0.0028109 | 0.0028109 | 0.0028109 | 0.0028109 | 0.0028109 | 0.0028109 | 0.0028109 | 0.0028109 | 0.0028109 | 0.0028109 | 0.0028109 | 0.0028109 | 0.0028109 | 0.0028109 | 0.0028109 | 0.0028109 | 0.0028109 | 0.0028109 | 0.0028109 | 0.0028109 | 0.0028109 | 0.0028109 | 0.0028109 | 0.0028109 | 0.0028109 | 0.0028109 | 0.0028109
F1_Commercial_Office_New_Water Heating_Natural Gas_Water Heater_E4 | F1 | Commercial | Office | New | Water Heating | Natural Gas | Water Heater | E4 | Participant - Cost of Equipment | 0 | 0 | 0 | 0 | 0 | 0 | 0 | 0.0038543 | 0.0038543 | 0.0038543 | 0.0038543 | 0.0038543 | 0.0038543 | 0.0038543 | 0.0038543 | 0.0038543 | 0.0038543 | 0.0038543 | 0.0038543 | 0.0038543 | 0.0038543 | 0.0038543 | 0.0038543 | 0.0038543 | 0.0038543 | 0.0038543 | 0.0038543 | 0.0038543 | 0.0038543 | 0.0038543 | 0.0038543
F1_Commercial_Office_New_Water Heating_Natural Gas_Water Heater_E5 | F1 | Commercial | Office | New | Water Heating | Natural Gas | Water Heater | E5 | Participant - Cost of Equipment | 0 | 0 | 0 | 0 | 0 | 0 | 0 | 0 | 0 | 0 | 0 | 0 | 0 | 0 | 0 | 0 | 0 | 0 | 0 | 0 | 0 | 0 | 0 | 0 | 0 | 0 | 0 | 0 | 0 | 0 | 0
F1_Commercial_Office_New_Water Heating_Natural Gas_Water Heater_E6 | F1 | Commercial | Office | New | Water Heating | Natural Gas | Water Heater | E6 | Participant - Cost of Equipment | 0 | 0 | 0 | 0 | 0 | 0 | 0 | 0 | 0 | 0 | 0 | 0 | 0 | 0 | 0 | 0 | 0 | 0 | 0 | 0 | 0 | 0 | 0 | 0 | 0 | 0 | 0 | 0 | 0 | 0 | 0
F1_Commercial_Office_New_Water Heating_Natural Gas_Water Heater_E7 | F1 | Commercial | Office | New | Water Heating | Natural Gas | Water Heater | E7 | Participant - Cost of Equipment | 0 | 0 | 0 | 0 | 0 | 0 | 0 | 0 | 0 | 0 | 0 | 0 | 0 | 0 | 0 | 0 | 0 | 0 | 0 | 0 | 0 | 0 | 0 | 0 | 0 | 0 | 0 | 0 | 0 | 0 | 0
F1_Commercial_Office_New_Water Heating_Natural Gas_Water Heater_E8 | F1 | Commercial | Office | New | Water Heating | Natural Gas | Water Heater | E8 | Participant - Cost of Equipment | 0 | 0 | 0 | 0 | 0 | 0 | 0 | 0 | 0 | 0 | 0 | 0 | 0 | 0 | 0 | 0 | 0 | 0 | 0 | 0 | 0 | 0 | 0 | 0 | 0 | 0 | 0 | 0 | 0 | 0 | 0
F1_Commercial_Office_New_Water Heating_Natural Gas_Water Heater_E9 | F1 | Commercial | Office | New | Water Heating | Natural Gas | Water Heater | E9 | Participant - Cost of Equipment | 0 | 0 | 0 | 0 | 0 | 0 | 0 | 0 | 0 | 0 | 0 | 0 | 0 | 0 | 0 | 0 | 0 | 0 | 0 | 0 | 0 | 0 | 0 | 0 | 0 | 0 | 0 | 0 | 0 | 0 | 0
F1_Commercial_Office_New_Water Heating_Natural Gas_Water Heater_E10 | F1 | Commercial | Office | New | Water Heating | Natural Gas | Water Heater | E10 | Participant - Cost of Equipment | 0 | 0 | 0 | 0 | 0 | 0 | 0 | 0 | 0 | 0 | 0 | 0 | 0 | 0 | 0 | 0 | 0 | 0 | 0 | 0 | 0 | 0 | 0 | 0 | 0 | 0 | 0 | 0 | 0 | 0 | 0
F2_Commercial_Office_New_Water Heating_Natural Gas_Water Heater_E1 | F2 | Commercial | Office | New | Water Heating | Natural Gas | Water Heater | E1 | Participant - Cost of Operation | 0.043711 | 0.044577 | 0.045197 | 0.045869 | 0.046834 | 0.043878 | 0.041569 | 0.040354 | 0.039918 | 0.039249 | 0.038797 | 0.040852 | 0.036561 | 0.039079 | 0.04231 | 0.045451 | 0.045568 | 0.045785 | 0.044911 | 0.045535 | 0.045971 | 0.046561 | 0.047302 | 0.022282 | 0.021837 | 0.021421 | 0.021029 | 0.020658 | 0.020303 | 0.019962 | 0.019633
F2_Commercial_Office_New_Water Heating_Natural Gas_Water Heater_E2 | F2 | Commercial | Office | New | Water Heating | Natural Gas | Water Heater | E2 | Participant - Cost of Operation | 0.037201 | 0.037938 | 0.038466 | 0.039037 | 0.039858 | 0.037343 | 0.035378 | 0.034344 | 0.033973 | 0.033403 | 0.033019 | 0.034768 | 0.031116 | 0.033259 | 0.036008 | 0.038681 | 0.038781 | 0.038966 | 0.038222 | 0.038753 | 0.039125 | 0.039626 | 0.040257 | 0.018963 | 0.018585 | 0.018231 | 0.017897 | 0.017581 | 0.017279 | 0.016989 | 0.016709
F2_Commercial_Office_New_Water Heating_Natural Gas_Water Heater_E3 | F2 | Commercial | Office | New | Water Heating | Natural Gas | Water Heater | E3 | Participant - Cost of Operation | 0.031001 | 0.031615 | 0.032055 | 0.032531 | 0.033215 | 0.031119 | 0.029481 | 0.02862 | 0.028311 | 0.027836 | 0.027515 | 0.028973 | 0.02593 | 0.027715 | 0.030007 | 0.032234 | 0.032318 | 0.032472 | 0.031851 | 0.032294 | 0.032604 | 0.033022 | 0.033548 | 0.015803 | 0.015487 | 0.015192 | 0.014914 | 0.014651 | 0.014399 | 0.014158 | 0.013924
F2_Commercial_Office_New_Water Heating_Natural Gas_Water Heater_E4 | F2 | Commercial | Office | New | Water Heating | Natural Gas | Water Heater | E4 | Participant - Cost of Operation | 0 | 0 | 0 | 0 | 0 | 0 | 0 | 0.021946 | 0.022265 | 0.022561 | 0.023014 | 0.023469 | 0.021349 | 0.02121 | 0.021242 | 0.021112 | 0.0211 | 0.021132 | 0.020731 | 0.020931 | 0.021058 | 0.021247 | 0.021499 | 0.011481 | 0.011262 | 0.011055 | 0.010859 | 0.010672 | 0.010492 | 0.010318 | 0.010114
F2_Commercial_Office_New_Water Heating_Natural Gas_Water Heater_E5 | F2 | Commercial | Office | New | Water Heating | Natural Gas | Water Heater | E5 | Participant - Cost of Operation | 0 | 0 | 0 | 0 | 0 | 0 | 0 | 0 | 0 | 0 | 0 | 0 | 0 | 0 | 0 | 0 | 0 | 0 | 0 | 0 | 0 | 0 | 0 | 0 | 0 | 0 | 0 | 0 | 0 | 0 | 0
F2_Commercial_Office_New_Water Heating_Natural Gas_Water Heater_E6 | F2 | Commercial | Office | New | Water Heating | Natural Gas | Water Heater | E6 | Participant - Cost of Operation | 0 | 0 | 0 | 0 | 0 | 0 | 0 | 0 | 0 | 0 | 0 | 0 | 0 | 0 | 0 | 0 | 0 | 0 | 0 | 0 | 0 | 0 | 0 | 0 | 0 | 0 | 0 | 0 | 0 | 0 | 0
F2_Commercial_Office_New_Water Heating_Natural Gas_Water Heater_E7 | F2 | Commercial | Office | New | Water Heating | Natural Gas | Water Heater | E7 | Participant - Cost of Operation | 0 | 0 | 0 | 0 | 0 | 0 | 0 | 0 | 0 | 0 | 0 | 0 | 0 | 0 | 0 | 0 | 0 | 0 | 0 | 0 | 0 | 0 | 0 | 0 | 0 | 0 | 0 | 0 | 0 | 0 | 0
F2_Commercial_Office_New_Water Heating_Natural Gas_Water Heater_E8 | F2 | Commercial | Office | New | Water Heating | Natural Gas | Water Heater | E8 | Participant - Cost of Operation | 0 | 0 | 0 | 0 | 0 | 0 | 0 | 0 | 0 | 0 | 0 | 0 | 0 | 0 | 0 | 0 | 0 | 0 | 0 | 0 | 0 | 0 | 0 | 0 | 0 | 0 | 0 | 0 | 0 | 0 | 0
F2_Commercial_Office_New_Water Heating_Natural Gas_Water Heater_E9 | F2 | Commercial | Office | New | Water Heating | Natural Gas | Water Heater | E9 | Participant - Cost of Operation | 0 | 0 | 0 | 0 | 0 | 0 | 0 | 0 | 0 | 0 | 0 | 0 | 0 | 0 | 0 | 0 | 0 | 0 | 0 | 0 | 0 | 0 | 0 | 0 | 0 | 0 | 0 | 0 | 0 | 0 | 0
F2_Commercial_Office_New_Water Heating_Natural Gas_Water Heater_E10 | F2 | Commercial | Office | New | Water Heating | Natural Gas | Water Heater | E10 | Participant - Cost of Operation | 0 | 0 | 0 | 0 | 0 | 0 | 0 | 0 | 0 | 0 | 0 | 0 | 0 | 0 | 0 | 0 | 0 | 0 | 0 | 0 | 0 | 0 | 0 | 0 | 0 | 0 | 0 | 0 | 0 | 0 | 0
F3_Commercial_Office_New_Water Heating_Natural Gas_Water Heater_E1 | F3 | Commercial | Office | New | Water Heating | Natural Gas | Water Heater | E1 | System - kBTUs of Conusmption | 3.6577 | 3.6665 | 3.6609 | 3.6571 | 3.6571 | 3.6571 | 3.6571 | 3.6571 | 3.6571 | 3.6571 | 3.6571 | 3.6571 | 3.6571 | 3.6571 | 3.6571 | 3.6571 | 3.6571 | 3.6571 | 3.6571 | 3.6571 | 3.6571 | 3.6571 | 3.6571 | 3.6571 | 3.6571 | 3.6571 | 3.6571 | 3.6571 | 3.6571 | 3.6571 | 3.6571
F3_Commercial_Office_New_Water Heating_Natural Gas_Water Heater_E2 | F3 | Commercial | Office | New | Water Heating | Natural Gas | Water Heater | E2 | System - kBTUs of Conusmption | 3.113 | 3.1204 | 3.1157 | 3.1124 | 3.1124 | 3.1124 | 3.1124 | 3.1124 | 3.1124 | 3.1124 | 3.1124 | 3.1124 | 3.1124 | 3.1124 | 3.1124 | 3.1124 | 3.1124 | 3.1124 | 3.1124 | 3.1124 | 3.1124 | 3.1124 | 3.1124 | 3.1124 | 3.1124 | 3.1124 | 3.1124 | 3.1124 | 3.1124 | 3.1124 | 3.1124
F3_Commercial_Office_New_Water Heating_Natural Gas_Water Heater_E3 | F3 | Commercial | Office | New | Water Heating | Natural Gas | Water Heater | E3 | System - kBTUs of Conusmption | 2.5941 | 2.6004 | 2.5964 | 2.5937 | 2.5937 | 2.5937 | 2.5937 | 2.5937 | 2.5937 | 2.5937 | 2.5937 | 2.5937 | 2.5937 | 2.5937 | 2.5937 | 2.5937 | 2.5937 | 2.5937 | 2.5937 | 2.5937 | 2.5937 | 2.5937 | 2.5937 | 2.5937 | 2.5937 | 2.5937 | 2.5937 | 2.5937 | 2.5937 | 2.5937 | 2.5937
F3_Commercial_Office_New_Water Heating_Natural Gas_Water Heater_E4 | F3 | Commercial | Office | New | Water Heating | Natural Gas | Water Heater | E4 | System - kBTUs of Conusmption | 0 | 0 | 0 | 0 | 0 | 0 | 0 | 1.9575 | 1.9575 | 1.9575 | 1.9575 | 1.9575 | 1.9575 | 1.9575 | 1.9575 | 1.9575 | 1.9575 | 1.9575 | 1.9575 | 1.9575 | 1.9575 | 1.9575 | 1.9575 | 1.9575 | 1.9575 | 1.9575 | 1.9575 | 1.9575 | 1.9575 | 1.9575 | 1.9575
F3_Commercial_Office_New_Water Heating_Natural Gas_Water Heater_E5 | F3 | Commercial | Office | New | Water Heating | Natural Gas | Water Heater | E5 | System - kBTUs of Conusmption | 0 | 0 | 0 | 0 | 0 | 0 | 0 | 0 | 0 | 0 | 0 | 0 | 0 | 0 | 0 | 0 | 0 | 0 | 0 | 0 | 0 | 0 | 0 | 0 | 0 | 0 | 0 | 0 | 0 | 0 | 0
F3_Commercial_Office_New_Water Heating_Natural Gas_Water Heater_E6 | F3 | Commercial | Office | New | Water Heating | Natural Gas | Water Heater | E6 | System - kBTUs of Conusmption | 0 | 0 | 0 | 0 | 0 | 0 | 0 | 0 | 0 | 0 | 0 | 0 | 0 | 0 | 0 | 0 | 0 | 0 | 0 | 0 | 0 | 0 | 0 | 0 | 0 | 0 | 0 | 0 | 0 | 0 | 0
F3_Commercial_Office_New_Water Heating_Natural Gas_Water Heater_E7 | F3 | Commercial | Office | New | Water Heating | Natural Gas | Water Heater | E7 | System - kBTUs of Conusmption | 0 | 0 | 0 | 0 | 0 | 0 | 0 | 0 | 0 | 0 | 0 | 0 | 0 | 0 | 0 | 0 | 0 | 0 | 0 | 0 | 0 | 0 | 0 | 0 | 0 | 0 | 0 | 0 | 0 | 0 | 0
F3_Commercial_Office_New_Water Heating_Natural Gas_Water Heater_E8 | F3 | Commercial | Office | New | Water Heating | Natural Gas | Water Heater | E8 | System - kBTUs of Conusmption | 0 | 0 | 0 | 0 | 0 | 0 | 0 | 0 | 0 | 0 | 0 | 0 | 0 | 0 | 0 | 0 | 0 | 0 | 0 | 0 | 0 | 0 | 0 | 0 | 0 | 0 | 0 | 0 | 0 | 0 | 0
F3_Commercial_Office_New_Water Heating_Natural Gas_Water Heater_E9 | F3 | Commercial | Office | New | Water Heating | Natural Gas | Water Heater | E9 | System - kBTUs of Conusmption | 0 | 0 | 0 | 0 | 0 | 0 | 0 | 0 | 0 | 0 | 0 | 0 | 0 | 0 | 0 | 0 | 0 | 0 | 0 | 0 | 0 | 0 | 0 | 0 | 0 | 0 | 0 | 0 | 0 | 0 | 0
F3_Commercial_Office_New_Water Heating_Natural Gas_Water Heater_E10 | F3 | Commercial | Office | New | Water Heating | Natural Gas | Water Heater | E10 | System - kBTUs of Conusmption | 0 | 0 | 0 | 0 | 0 | 0 | 0 | 0 | 0 | 0 | 0 | 0 | 0 | 0 | 0 | 0 | 0 | 0 | 0 | 0 | 0 | 0 | 0 | 0 | 0 | 0 | 0 | 0 | 0 | 0 | 0
F4_Commercial_Office_New_Water Heating_Natural Gas_Water Heater_E1 | F4 | Commercial | Office | New | Water Heating | Natural Gas | Water Heater | E1 | Utility - Cost of Equipment | 0.0024064 | 0.0024064 | 0.0024064 | 0.0024064 | 0.0024064 | 0.0024064 | 0.0024064 | 0.0024064 | 0.0024064 | 0.0024064 | 0.0024064 | 0.0024064 | 0.0024064 | 0.0024064 | 0.0024064 | 0.0024064 | 0.0024064 | 0.0024064 | 0.0024064 | 0.0024064 | 0.0024064 | 0.0024064 | 0.0024064 | 0.0024064 | 0.0024064 | 0.0024064 | 0.0024064 | 0.0024064 | 0.0024064 | 0.0024064 | 0.0024064
F4_Commercial_Office_New_Water Heating_Natural Gas_Water Heater_E2 | F4 | Commercial | Office | New | Water Heating | Natural Gas | Water Heater | E2 | Utility - Cost of Equipment | 0.002689 | 0.002689 | 0.002689 | 0.002689 | 0.002689 | 0.002689 | 0.002689 | 0.002689 | 0.002689 | 0.002689 | 0.002689 | 0.002689 | 0.002689 | 0.002689 | 0.002689 | 0.002689 | 0.002689 | 0.002689 | 0.002689 | 0.002689 | 0.002689 | 0.002689 | 0.002689 | 0.002689 | 0.002689 | 0.002689 | 0.002689 | 0.002689 | 0.002689 | 0.002689 | 0.002689
F4_Commercial_Office_New_Water Heating_Natural Gas_Water Heater_E3 | F4 | Commercial | Office | New | Water Heating | Natural Gas | Water Heater | E3 | Utility - Cost of Equipment | 0.0028109 | 0.0028109 | 0.0028109 | 0.0028109 | 0.0028109 | 0.0028109 | 0.0028109 | 0.0028109 | 0.0028109 | 0.0028109 | 0.0028109 | 0.0028109 | 0.0028109 | 0.0028109 | 0.0028109 | 0.0028109 | 0.0028109 | 0.0028109 | 0.0028109 | 0.0028109 | 0.0028109 | 0.0028109 | 0.0028109 | 0.0028109 | 0.0028109 | 0.0028109 | 0.0028109 | 0.0028109 | 0.0028109 | 0.0028109 | 0.0028109
F4_Commercial_Office_New_Water Heating_Natural Gas_Water Heater_E4 | F4 | Commercial | Office | New | Water Heating | Natural Gas | Water Heater | E4 | Utility - Cost of Equipment | 0 | 0 | 0 | 0 | 0 | 0 | 0 | 0.0038543 | 0.0038543 | 0.0038543 | 0.0038543 | 0.0038543 | 0.0038543 | 0.0038543 | 0.0038543 | 0.0038543 | 0.0038543 | 0.0038543 | 0.0038543 | 0.0038543 | 0.0038543 | 0.0038543 | 0.0038543 | 0.0038543 | 0.0038543 | 0.0038543 | 0.0038543 | 0.0038543 | 0.0038543 | 0.0038543 | 0.0038543
F4_Commercial_Office_New_Water Heating_Natural Gas_Water Heater_E5 | F4 | Commercial | Office | New | Water Heating | Natural Gas | Water Heater | E5 | Utility - Cost of Equipment | 0 | 0 | 0 | 0 | 0 | 0 | 0 | 0 | 0 | 0 | 0 | 0 | 0 | 0 | 0 | 0 | 0 | 0 | 0 | 0 | 0 | 0 | 0 | 0 | 0 | 0 | 0 | 0 | 0 | 0 | 0
F4_Commercial_Office_New_Water Heating_Natural Gas_Water Heater_E6 | F4 | Commercial | Office | New | Water Heating | Natural Gas | Water Heater | E6 | Utility - Cost of Equipment | 0 | 0 | 0 | 0 | 0 | 0 | 0 | 0 | 0 | 0 | 0 | 0 | 0 | 0 | 0 | 0 | 0 | 0 | 0 | 0 | 0 | 0 | 0 | 0 | 0 | 0 | 0 | 0 | 0 | 0 | 0
F4_Commercial_Office_New_Water Heating_Natural Gas_Water Heater_E7 | F4 | Commercial | Office | New | Water Heating | Natural Gas | Water Heater | E7 | Utility - Cost of Equipment | 0 | 0 | 0 | 0 | 0 | 0 | 0 | 0 | 0 | 0 | 0 | 0 | 0 | 0 | 0 | 0 | 0 | 0 | 0 | 0 | 0 | 0 | 0 | 0 | 0 | 0 | 0 | 0 | 0 | 0 | 0
F4_Commercial_Office_New_Water Heating_Natural Gas_Water Heater_E8 | F4 | Commercial | Office | New | Water Heating | Natural Gas | Water Heater | E8 | Utility - Cost of Equipment | 0 | 0 | 0 | 0 | 0 | 0 | 0 | 0 | 0 | 0 | 0 | 0 | 0 | 0 | 0 | 0 | 0 | 0 | 0 | 0 | 0 | 0 | 0 | 0 | 0 | 0 | 0 | 0 | 0 | 0 | 0
F4_Commercial_Office_New_Water Heating_Natural Gas_Water Heater_E9 | F4 | Commercial | Office | New | Water Heating | Natural Gas | Water Heater | E9 | Utility - Cost of Equipment | 0 | 0 | 0 | 0 | 0 | 0 | 0 | 0 | 0 | 0 | 0 | 0 | 0 | 0 | 0 | 0 | 0 | 0 | 0 | 0 | 0 | 0 | 0 | 0 | 0 | 0 | 0 | 0 | 0 | 0 | 0
F4_Commercial_Office_New_Water Heating_Natural Gas_Water Heater_E10 | F4 | Commercial | Office | New | Water Heating | Natural Gas | Water Heater | E10 | Utility - Cost of Equipment | 0 | 0 | 0 | 0 | 0 | 0 | 0 | 0 | 0 | 0 | 0 | 0 | 0 | 0 | 0 | 0 | 0 | 0 | 0 | 0 | 0 | 0 | 0 | 0 | 0 | 0 | 0 | 0 | 0 | 0 | 0
F5_Commercial_Office_New_Water Heating_Natural Gas_Water Heater_E1 | F5 | Commercial | Office | New | Water Heating | Natural Gas | Water Heater | E1 | Utility - Cost of Operation | 0.036485 | 0.037208 | 0.037725 | 0.038286 | 0.039091 | 0.036624 | 0.034697 | 0.033683 | 0.033319 | 0.03276 | 0.032383 | 0.034099 | 0.030517 | 0.032618 | 0.035315 | 0.037937 | 0.038035 | 0.038216 | 0.037486 | 0.038007 | 0.038371 | 0.038864 | 0.039482 | 0.018598 | 0.018227 | 0.01788 | 0.017553 | 0.017243 | 0.016947 | 0.016662 | 0.016387
F5_Commercial_Office_New_Water Heating_Natural Gas_Water Heater_E2 | F5 | Commercial | Office | New | Water Heating | Natural Gas | Water Heater | E2 | Utility - Cost of Operation | 0.031051 | 0.031666 | 0.032106 | 0.032584 | 0.033269 | 0.03117 | 0.029529 | 0.028666 | 0.028356 | 0.027881 | 0.02756 | 0.02902 | 0.025972 | 0.02776 | 0.030055 | 0.032287 | 0.03237 | 0.032524 | 0.031903 | 0.032346 | 0.032657 | 0.033075 | 0.033602 | 0.015828 | 0.015512 | 0.015217 | 0.014939 | 0.014675 | 0.014423 | 0.01418 | 0.013946
F5_Commercial_Office_New_Water Heating_Natural Gas_Water Heater_E3 | F5 | Commercial | Office | New | Water Heating | Natural Gas | Water Heater | E3 | Utility - Cost of Operation | 0.025876 | 0.026388 | 0.026755 | 0.027153 | 0.027724 | 0.025975 | 0.024608 | 0.023889 | 0.02363 | 0.023234 | 0.022967 | 0.024183 | 0.021643 | 0.023133 | 0.025046 | 0.026905 | 0.026975 | 0.027104 | 0.026586 | 0.026955 | 0.027214 | 0.027563 | 0.028001 | 0.01319 | 0.012927 | 0.012681 | 0.012449 | 0.012229 | 0.012019 | 0.011817 | 0.011622
F5_Commercial_Office_New_Water Heating_Natural Gas_Water Heater_E4 | F5 | Commercial | Office | New | Water Heating | Natural Gas | Water Heater | E4 | Utility - Cost of Operation | 0 | 0 | 0 | 0 | 0 | 0 | 0 | 0.018318 | 0.018584 | 0.018832 | 0.01921 | 0.019589 | 0.017819 | 0.017703 | 0.01773 | 0.017622 | 0.017612 | 0.017639 | 0.017304 | 0.017471 | 0.017576 | 0.017735 | 0.017944 | 0.0095832 | 0.0094003 | 0.0092277 | 0.0090639 | 0.0089076 | 0.0087575 | 0.0086125 | 0.0084422
F5_Commercial_Office_New_Water Heating_Natural Gas_Water Heater_E5 | F5 | Commercial | Office | New | Water Heating | Natural Gas | Water Heater | E5 | Utility - Cost of Operation | 0 | 0 | 0 | 0 | 0 | 0 | 0 | 0 | 0 | 0 | 0 | 0 | 0 | 0 | 0 | 0 | 0 | 0 | 0 | 0 | 0 | 0 | 0 | 0 | 0 | 0 | 0 | 0 | 0 | 0 | 0
F5_Commercial_Office_New_Water Heating_Natural Gas_Water Heater_E6 | F5 | Commercial | Office | New | Water Heating | Natural Gas | Water Heater | E6 | Utility - Cost of Operation | 0 | 0 | 0 | 0 | 0 | 0 | 0 | 0 | 0 | 0 | 0 | 0 | 0 | 0 | 0 | 0 | 0 | 0 | 0 | 0 | 0 | 0 | 0 | 0 | 0 | 0 | 0 | 0 | 0 | 0 | 0
F5_Commercial_Office_New_Water Heating_Natural Gas_Water Heater_E7 | F5 | Commercial | Office | New | Water Heating | Natural Gas | Water Heater | E7 | Utility - Cost of Operation | 0 | 0 | 0 | 0 | 0 | 0 | 0 | 0 | 0 | 0 | 0 | 0 | 0 | 0 | 0 | 0 | 0 | 0 | 0 | 0 | 0 | 0 | 0 | 0 | 0 | 0 | 0 | 0 | 0 | 0 | 0
F5_Commercial_Office_New_Water Heating_Natural Gas_Water Heater_E8 | F5 | Commercial | Office | New | Water Heating | Natural Gas | Water Heater | E8 | Utility - Cost of Operation | 0 | 0 | 0 | 0 | 0 | 0 | 0 | 0 | 0 | 0 | 0 | 0 | 0 | 0 | 0 | 0 | 0 | 0 | 0 | 0 | 0 | 0 | 0 | 0 | 0 | 0 | 0 | 0 | 0 | 0 | 0
F5_Commercial_Office_New_Water Heating_Natural Gas_Water Heater_E9 | F5 | Commercial | Office | New | Water Heating | Natural Gas | Water Heater | E9 | Utility - Cost of Operation | 0 | 0 | 0 | 0 | 0 | 0 | 0 | 0 | 0 | 0 | 0 | 0 | 0 | 0 | 0 | 0 | 0 | 0 | 0 | 0 | 0 | 0 | 0 | 0 | 0 | 0 | 0 | 0 | 0 | 0 | 0
F5_Commercial_Office_New_Water Heating_Natural Gas_Water Heater_E10 | F5 | Commercial | Office | New | Water Heating | Natural Gas | Water Heater | E10 | Utility - Cost of Operation | 0 | 0 | 0 | 0 | 0 | 0 | 0 | 0 | 0 | 0 | 0 | 0 | 0 | 0 | 0 | 0 | 0 | 0 | 0 | 0 | 0 | 0 | 0 | 0 | 0 | 0 | 0 | 0 | 0 | 0 | 0
F6_Commercial_Office_New_Water Heating_Natural Gas_Water Heater_E1 | F6 | Commercial | Office | New | Water Heating | Natural Gas | Water Heater | E1 | Utility - Value of Sales | 0.043711 | 0.044577 | 0.045197 | 0.045869 | 0.046834 | 0.043878 | 0.041569 | 0.040354 | 0.039918 | 0.039249 | 0.038797 | 0.040852 | 0.036561 | 0.039079 | 0.04231 | 0.045451 | 0.045568 | 0.045785 | 0.044911 | 0.045535 | 0.045971 | 0.046561 | 0.047302 | 0.022282 | 0.021837 | 0.021421 | 0.021029 | 0.020658 | 0.020303 | 0.019962 | 0.019633
F6_Commercial_Office_New_Water Heating_Natural Gas_Water Heater_E2 | F6 | Commercial | Office | New | Water Heating | Natural Gas | Water Heater | E2 | Utility - Value of Sales | 0.037201 | 0.037938 | 0.038466 | 0.039037 | 0.039858 | 0.037343 | 0.035378 | 0.034344 | 0.033973 | 0.033403 | 0.033019 | 0.034768 | 0.031116 | 0.033259 | 0.036008 | 0.038681 | 0.038781 | 0.038966 | 0.038222 | 0.038753 | 0.039125 | 0.039626 | 0.040257 | 0.018963 | 0.018585 | 0.018231 | 0.017897 | 0.017581 | 0.017279 | 0.016989 | 0.016709
F6_Commercial_Office_New_Water Heating_Natural Gas_Water Heater_E3 | F6 | Commercial | Office | New | Water Heating | Natural Gas | Water Heater | E3 | Utility - Value of Sales | 0.031001 | 0.031615 | 0.032055 | 0.032531 | 0.033215 | 0.031119 | 0.029481 | 0.02862 | 0.028311 | 0.027836 | 0.027515 | 0.028973 | 0.02593 | 0.027715 | 0.030007 | 0.032234 | 0.032318 | 0.032472 | 0.031851 | 0.032294 | 0.032604 | 0.033022 | 0.033548 | 0.015803 | 0.015487 | 0.015192 | 0.014914 | 0.014651 | 0.014399 | 0.014158 | 0.013924
F6_Commercial_Office_New_Water Heating_Natural Gas_Water Heater_E4 | F6 | Commercial | Office | New | Water Heating | Natural Gas | Water Heater | E4 | Utility - Value of Sales | 0 | 0 | 0 | 0 | 0 | 0 | 0 | 0.021946 | 0.022265 | 0.022561 | 0.023014 | 0.023469 | 0.021349 | 0.02121 | 0.021242 | 0.021112 | 0.0211 | 0.021132 | 0.020731 | 0.020931 | 0.021058 | 0.021247 | 0.021499 | 0.011481 | 0.011262 | 0.011055 | 0.010859 | 0.010672 | 0.010492 | 0.010318 | 0.010114
F6_Commercial_Office_New_Water Heating_Natural Gas_Water Heater_E5 | F6 | Commercial | Office | New | Water Heating | Natural Gas | Water Heater | E5 | Utility - Value of Sales | 0 | 0 | 0 | 0 | 0 | 0 | 0 | 0 | 0 | 0 | 0 | 0 | 0 | 0 | 0 | 0 | 0 | 0 | 0 | 0 | 0 | 0 | 0 | 0 | 0 | 0 | 0 | 0 | 0 | 0 | 0
F6_Commercial_Office_New_Water Heating_Natural Gas_Water Heater_E6 | F6 | Commercial | Office | New | Water Heating | Natural Gas | Water Heater | E6 | Utility - Value of Sales | 0 | 0 | 0 | 0 | 0 | 0 | 0 | 0 | 0 | 0 | 0 | 0 | 0 | 0 | 0 | 0 | 0 | 0 | 0 | 0 | 0 | 0 | 0 | 0 | 0 | 0 | 0 | 0 | 0 | 0 | 0
F6_Commercial_Office_New_Water Heating_Natural Gas_Water Heater_E7 | F6 | Commercial | Office | New | Water Heating | Natural Gas | Water Heater | E7 | Utility - Value of Sales | 0 | 0 | 0 | 0 | 0 | 0 | 0 | 0 | 0 | 0 | 0 | 0 | 0 | 0 | 0 | 0 | 0 | 0 | 0 | 0 | 0 | 0 | 0 | 0 | 0 | 0 | 0 | 0 | 0 | 0 | 0
F6_Commercial_Office_New_Water Heating_Natural Gas_Water Heater_E8 | F6 | Commercial | Office | New | Water Heating | Natural Gas | Water Heater | E8 | Utility - Value of Sales | 0 | 0 | 0 | 0 | 0 | 0 | 0 | 0 | 0 | 0 | 0 | 0 | 0 | 0 | 0 | 0 | 0 | 0 | 0 | 0 | 0 | 0 | 0 | 0 | 0 | 0 | 0 | 0 | 0 | 0 | 0
F6_Commercial_Office_New_Water Heating_Natural Gas_Water Heater_E9 | F6 | Commercial | Office | New | Water Heating | Natural Gas | Water Heater | E9 | Utility - Value of Sales | 0 | 0 | 0 | 0 | 0 | 0 | 0 | 0 | 0 | 0 | 0 | 0 | 0 | 0 | 0 | 0 | 0 | 0 | 0 | 0 | 0 | 0 | 0 | 0 | 0 | 0 | 0 | 0 | 0 | 0 | 0
F6_Commercial_Office_New_Water Heating_Natural Gas_Water Heater_E10 | F6 | Commercial | Office | New | Water Heating | Natural Gas | Water Heater | E10 | Utility - Value of Sales | 0 | 0 | 0 | 0 | 0 | 0 | 0 | 0 | 0 | 0 | 0 | 0 | 0 | 0 | 0 | 0 | 0 | 0 | 0 | 0 | 0 | 0 | 0 | 0 | 0 | 0 | 0 | 0 | 0 | 0 | 0
F1_Commercial_Office_New_Food Preparation_Natural Gas_Oven_E1 | F1 | Commercial | Office | New | Food Preparation | Natural Gas | Oven | E1 | Participant - Cost of Equipment | 0.050412 | 0.050412 | 0.050412 | 0.050412 | 0.050412 | 0.050412 | 0.050412 | 0.050412 | 0.050412 | 0.050412 | 0.050412 | 0.050412 | 0.050412 | 0.050412 | 0.050412 | 0.050412 | 0.050412 | 0.050412 | 0.050412 | 0.050412 | 0.050412 | 0.050412 | 0.050412 | 0.050412 | 0.050412 | 0.050412 | 0.050412 | 0.050412 | 0.050412 | 0.050412 | 0.050412
F1_Commercial_Office_New_Food Preparation_Natural Gas_Oven_E2 | F1 | Commercial | Office | New | Food Preparation | Natural Gas | Oven | E2 | Participant - Cost of Equipment | 0.05253 | 0.05253 | 0.05253 | 0.05253 | 0.05253 | 0.05253 | 0.05253 | 0.05253 | 0.05253 | 0.05253 | 0.05253 | 0.05253 | 0.05253 | 0.05253 | 0.05253 | 0.05253 | 0.05253 | 0.05253 | 0.05253 | 0.05253 | 0.05253 | 0.05253 | 0.05253 | 0.05253 | 0.05253 | 0.05253 | 0.05253 | 0.05253 | 0.05253 | 0.05253 | 0.05253
F1_Commercial_Office_New_Food Preparation_Natural Gas_Oven_E3 | F1 | Commercial | Office | New | Food Preparation | Natural Gas | Oven | E3 | Participant - Cost of Equipment | 0 | 0 | 0 | 0 | 0 | 0 | 0 | 0 | 0 | 0 | 0 | 0 | 0 | 0 | 0 | 0 | 0 | 0 | 0 | 0 | 0 | 0 | 0 | 0 | 0 | 0 | 0 | 0 | 0 | 0 | 0
F1_Commercial_Office_New_Food Preparation_Natural Gas_Oven_E4 | F1 | Commercial | Office | New | Food Preparation | Natural Gas | Oven | E4 | Participant - Cost of Equipment | 0 | 0 | 0 | 0 | 0 | 0 | 0 | 0 | 0 | 0 | 0 | 0 | 0 | 0 | 0 | 0 | 0 | 0 | 0 | 0 | 0 | 0 | 0 | 0 | 0 | 0 | 0 | 0 | 0 | 0 | 0
F1_Commercial_Office_New_Food Preparation_Natural Gas_Oven_E5 | F1 | Commercial | Office | New | Food Preparation | Natural Gas | Oven | E5 | Participant - Cost of Equipment | 0 | 0 | 0 | 0 | 0 | 0 | 0 | 0 | 0 | 0 | 0 | 0 | 0 | 0 | 0 | 0 | 0 | 0 | 0 | 0 | 0 | 0 | 0 | 0 | 0 | 0 | 0 | 0 | 0 | 0 | 0
F1_Commercial_Office_New_Food Preparation_Natural Gas_Oven_E6 | F1 | Commercial | Office | New | Food Preparation | Natural Gas | Oven | E6 | Participant - Cost of Equipment | 0 | 0 | 0 | 0 | 0 | 0 | 0 | 0 | 0 | 0 | 0 | 0 | 0 | 0 | 0 | 0 | 0 | 0 | 0 | 0 | 0 | 0 | 0 | 0 | 0 | 0 | 0 | 0 | 0 | 0 | 0
F1_Commercial_Office_New_Food Preparation_Natural Gas_Oven_E7 | F1 | Commercial | Office | New | Food Preparation | Natural Gas | Oven | E7 | Participant - Cost of Equipment | 0 | 0 | 0 | 0 | 0 | 0 | 0 | 0 | 0 | 0 | 0 | 0 | 0 | 0 | 0 | 0 | 0 | 0 | 0 | 0 | 0 | 0 | 0 | 0 | 0 | 0 | 0 | 0 | 0 | 0 | 0
F1_Commercial_Office_New_Food Preparation_Natural Gas_Oven_E8 | F1 | Commercial | Office | New | Food Preparation | Natural Gas | Oven | E8 | Participant - Cost of Equipment | 0 | 0 | 0 | 0 | 0 | 0 | 0 | 0 | 0 | 0 | 0 | 0 | 0 | 0 | 0 | 0 | 0 | 0 | 0 | 0 | 0 | 0 | 0 | 0 | 0 | 0 | 0 | 0 | 0 | 0 | 0
F1_Commercial_Office_New_Food Preparation_Natural Gas_Oven_E9 | F1 | Commercial | Office | New | Food Preparation | Natural Gas | Oven | E9 | Participant - Cost of Equipment | 0 | 0 | 0 | 0 | 0 | 0 | 0 | 0 | 0 | 0 | 0 | 0 | 0 | 0 | 0 | 0 | 0 | 0 | 0 | 0 | 0 | 0 | 0 | 0 | 0 | 0 | 0 | 0 | 0 | 0 | 0
F1_Commercial_Office_New_Food Preparation_Natural Gas_Oven_E10 | F1 | Commercial | Office | New | Food Preparation | Natural Gas | Oven | E10 | Participant - Cost of Equipment | 0 | 0 | 0 | 0 | 0 | 0 | 0 | 0 | 0 | 0 | 0 | 0 | 0 | 0 | 0 | 0 | 0 | 0 | 0 | 0 | 0 | 0 | 0 | 0 | 0 | 0 | 0 | 0 | 0 | 0 | 0
F2_Commercial_Office_New_Food Preparation_Natural Gas_Oven_E1 | F2 | Commercial | Office | New | Food Preparation | Natural Gas | Oven | E1 | Participant - Cost of Operation | 0.02059 | 0.020903 | 0.021122 | 0.021349 | 0.021703 | 0.020398 | 0.01932 | 0.018748 | 0.018527 | 0.018199 | 0.018996 | 0.019754 | 0.01762 | 0.018547 | 0.019774 | 0.020937 | 0.020982 | 0.021073 | 0.02067 | 0.020946 | 0.021137 | 0.021398 | 0.021728 | 0.010406 | 0.0102 | 0.010006 | 0.009824 | 0.009651 | 0.0094857 | 0.0093267 | 0.0091729
F2_Commercial_Office_New_Food Preparation_Natural Gas_Oven_E2 | F2 | Commercial | Office | New | Food Preparation | Natural Gas | Oven | E2 | Participant - Cost of Operation | 0.01179 | 0.01197 | 0.012095 | 0.012225 | 0.012428 | 0.01168 | 0.011063 | 0.010736 | 0.010609 | 0.010421 | 0.010878 | 0.011312 | 0.01009 | 0.01062 | 0.011323 | 0.011989 | 0.012015 | 0.012067 | 0.011836 | 0.011994 | 0.012104 | 0.012253 | 0.012442 | 0.0059588 | 0.0058406 | 0.0057298 | 0.0056255 | 0.0055264 | 0.0054318 | 0.0053407 | 0.0052527
F2_Commercial_Office_New_Food Preparation_Natural Gas_Oven_E3 | F2 | Commercial | Office | New | Food Preparation | Natural Gas | Oven | E3 | Participant - Cost of Operation | 0 | 0 | 0 | 0 | 0 | 0 | 0 | 0 | 0 | 0 | 0 | 0 | 0 | 0 | 0 | 0 | 0 | 0 | 0 | 0 | 0 | 0 | 0 | 0 | 0 | 0 | 0 | 0 | 0 | 0 | 0
F2_Commercial_Office_New_Food Preparation_Natural Gas_Oven_E4 | F2 | Commercial | Office | New | Food Preparation | Natural Gas | Oven | E4 | Participant - Cost of Operation | 0 | 0 | 0 | 0 | 0 | 0 | 0 | 0 | 0 | 0 | 0 | 0 | 0 | 0 | 0 | 0 | 0 | 0 | 0 | 0 | 0 | 0 | 0 | 0 | 0 | 0 | 0 | 0 | 0 | 0 | 0
F2_Commercial_Office_New_Food Preparation_Natural Gas_Oven_E5 | F2 | Commercial | Office | New | Food Preparation | Natural Gas | Oven | E5 | Participant - Cost of Operation | 0 | 0 | 0 | 0 | 0 | 0 | 0 | 0 | 0 | 0 | 0 | 0 | 0 | 0 | 0 | 0 | 0 | 0 | 0 | 0 | 0 | 0 | 0 | 0 | 0 | 0 | 0 | 0 | 0 | 0 | 0
F2_Commercial_Office_New_Food Preparation_Natural Gas_Oven_E6 | F2 | Commercial | Office | New | Food Preparation | Natural Gas | Oven | E6 | Participant - Cost of Operation | 0 | 0 | 0 | 0 | 0 | 0 | 0 | 0 | 0 | 0 | 0 | 0 | 0 | 0 | 0 | 0 | 0 | 0 | 0 | 0 | 0 | 0 | 0 | 0 | 0 | 0 | 0 | 0 | 0 | 0 | 0
F2_Commercial_Office_New_Food Preparation_Natural Gas_Oven_E7 | F2 | Commercial | Office | New | Food Preparation | Natural Gas | Oven | E7 | Participant - Cost of Operation | 0 | 0 | 0 | 0 | 0 | 0 | 0 | 0 | 0 | 0 | 0 | 0 | 0 | 0 | 0 | 0 | 0 | 0 | 0 | 0 | 0 | 0 | 0 | 0 | 0 | 0 | 0 | 0 | 0 | 0 | 0
F2_Commercial_Office_New_Food Preparation_Natural Gas_Oven_E8 | F2 | Commercial | Office | New | Food Preparation | Natural Gas | Oven | E8 | Participant - Cost of Operation | 0 | 0 | 0 | 0 | 0 | 0 | 0 | 0 | 0 | 0 | 0 | 0 | 0 | 0 | 0 | 0 | 0 | 0 | 0 | 0 | 0 | 0 | 0 | 0 | 0 | 0 | 0 | 0 | 0 | 0 | 0
F2_Commercial_Office_New_Food Preparation_Natural Gas_Oven_E9 | F2 | Commercial | Office | New | Food Preparation | Natural Gas | Oven | E9 | Participant - Cost of Operation | 0 | 0 | 0 | 0 | 0 | 0 | 0 | 0 | 0 | 0 | 0 | 0 | 0 | 0 | 0 | 0 | 0 | 0 | 0 | 0 | 0 | 0 | 0 | 0 | 0 | 0 | 0 | 0 | 0 | 0 | 0
F2_Commercial_Office_New_Food Preparation_Natural Gas_Oven_E10 | F2 | Commercial | Office | New | Food Preparation | Natural Gas | Oven | E10 | Participant - Cost of Operation | 0 | 0 | 0 | 0 | 0 | 0 | 0 | 0 | 0 | 0 | 0 | 0 | 0 | 0 | 0 | 0 | 0 | 0 | 0 | 0 | 0 | 0 | 0 | 0 | 0 | 0 | 0 | 0 | 0 | 0 | 0
F3_Commercial_Office_New_Food Preparation_Natural Gas_Oven_E1 | F3 | Commercial | Office | New | Food Preparation | Natural Gas | Oven | E1 | System - kBTUs of Conusmption | 1.7175 | 1.7214 | 1.7189 | 1.7172 | 1.7172 | 1.7172 | 1.7172 | 1.7172 | 1.7172 | 1.7172 | 1.7172 | 1.7172 | 1.7172 | 1.7172 | 1.7172 | 1.7172 | 1.7172 | 1.7172 | 1.7172 | 1.7172 | 1.7172 | 1.7172 | 1.7172 | 1.7172 | 1.7172 | 1.7172 | 1.7172 | 1.7172 | 1.7172 | 1.7172 | 1.7172
F3_Commercial_Office_New_Food Preparation_Natural Gas_Oven_E2 | F3 | Commercial | Office | New | Food Preparation | Natural Gas | Oven | E2 | System - kBTUs of Conusmption | 0.98348 | 0.98572 | 0.98429 | 0.98331 | 0.98331 | 0.98331 | 0.98331 | 0.98331 | 0.98331 | 0.98331 | 0.98331 | 0.98331 | 0.98331 | 0.98331 | 0.98331 | 0.98331 | 0.98331 | 0.98331 | 0.98331 | 0.98331 | 0.98331 | 0.98331 | 0.98331 | 0.98331 | 0.98331 | 0.98331 | 0.98331 | 0.98331 | 0.98331 | 0.98331 | 0.98331
F3_Commercial_Office_New_Food Preparation_Natural Gas_Oven_E3 | F3 | Commercial | Office | New | Food Preparation | Natural Gas | Oven | E3 | System - kBTUs of Conusmption | 0 | 0 | 0 | 0 | 0 | 0 | 0 | 0 | 0 | 0 | 0 | 0 | 0 | 0 | 0 | 0 | 0 | 0 | 0 | 0 | 0 | 0 | 0 | 0 | 0 | 0 | 0 | 0 | 0 | 0 | 0
F3_Commercial_Office_New_Food Preparation_Natural Gas_Oven_E4 | F3 | Commercial | Office | New | Food Preparation | Natural Gas | Oven | E4 | System - kBTUs of Conusmption | 0 | 0 | 0 | 0 | 0 | 0 | 0 | 0 | 0 | 0 | 0 | 0 | 0 | 0 | 0 | 0 | 0 | 0 | 0 | 0 | 0 | 0 | 0 | 0 | 0 | 0 | 0 | 0 | 0 | 0 | 0
F3_Commercial_Office_New_Food Preparation_Natural Gas_Oven_E5 | F3 | Commercial | Office | New | Food Preparation | Natural Gas | Oven | E5 | System - kBTUs of Conusmption | 0 | 0 | 0 | 0 | 0 | 0 | 0 | 0 | 0 | 0 | 0 | 0 | 0 | 0 | 0 | 0 | 0 | 0 | 0 | 0 | 0 | 0 | 0 | 0 | 0 | 0 | 0 | 0 | 0 | 0 | 0
F3_Commercial_Office_New_Food Preparation_Natural Gas_Oven_E6 | F3 | Commercial | Office | New | Food Preparation | Natural Gas | Oven | E6 | System - kBTUs of Conusmption | 0 | 0 | 0 | 0 | 0 | 0 | 0 | 0 | 0 | 0 | 0 | 0 | 0 | 0 | 0 | 0 | 0 | 0 | 0 | 0 | 0 | 0 | 0 | 0 | 0 | 0 | 0 | 0 | 0 | 0 | 0
F3_Commercial_Office_New_Food Preparation_Natural Gas_Oven_E7 | F3 | Commercial | Office | New | Food Preparation | Natural Gas | Oven | E7 | System - kBTUs of Conusmption | 0 | 0 | 0 | 0 | 0 | 0 | 0 | 0 | 0 | 0 | 0 | 0 | 0 | 0 | 0 | 0 | 0 | 0 | 0 | 0 | 0 | 0 | 0 | 0 | 0 | 0 | 0 | 0 | 0 | 0 | 0
F3_Commercial_Office_New_Food Preparation_Natural Gas_Oven_E8 | F3 | Commercial | Office | New | Food Preparation | Natural Gas | Oven | E8 | System - kBTUs of Conusmption | 0 | 0 | 0 | 0 | 0 | 0 | 0 | 0 | 0 | 0 | 0 | 0 | 0 | 0 | 0 | 0 | 0 | 0 | 0 | 0 | 0 | 0 | 0 | 0 | 0 | 0 | 0 | 0 | 0 | 0 | 0
F3_Commercial_Office_New_Food Preparation_Natural Gas_Oven_E9 | F3 | Commercial | Office | New | Food Preparation | Natural Gas | Oven | E9 | System - kBTUs of Conusmption | 0 | 0 | 0 | 0 | 0 | 0 | 0 | 0 | 0 | 0 | 0 | 0 | 0 | 0 | 0 | 0 | 0 | 0 | 0 | 0 | 0 | 0 | 0 | 0 | 0 | 0 | 0 | 0 | 0 | 0 | 0
F3_Commercial_Office_New_Food Preparation_Natural Gas_Oven_E10 | F3 | Commercial | Office | New | Food Preparation | Natural Gas | Oven | E10 | System - kBTUs of Conusmption | 0 | 0 | 0 | 0 | 0 | 0 | 0 | 0 | 0 | 0 | 0 | 0 | 0 | 0 | 0 | 0 | 0 | 0 | 0 | 0 | 0 | 0 | 0 | 0 | 0 | 0 | 0 | 0 | 0 | 0 | 0
F4_Commercial_Office_New_Food Preparation_Natural Gas_Oven_E1 | F4 | Commercial | Office | New | Food Preparation | Natural Gas | Oven | E1 | Utility - Cost of Equipment | 0.050412 | 0.050412 | 0.050412 | 0.050412 | 0.050412 | 0.050412 | 0.050412 | 0.050412 | 0.050412 | 0.050412 | 0.050412 | 0.050412 | 0.050412 | 0.050412 | 0.050412 | 0.050412 | 0.050412 | 0.050412 | 0.050412 | 0.050412 | 0.050412 | 0.050412 | 0.050412 | 0.050412 | 0.050412 | 0.050412 | 0.050412 | 0.050412 | 0.050412 | 0.050412 | 0.050412
F4_Commercial_Office_New_Food Preparation_Natural Gas_Oven_E2 | F4 | Commercial | Office | New | Food Preparation | Natural Gas | Oven | E2 | Utility - Cost of Equipment | 0.05253 | 0.05253 | 0.05253 | 0.05253 | 0.05253 | 0.05253 | 0.05253 | 0.05253 | 0.05253 | 0.05253 | 0.05253 | 0.05253 | 0.05253 | 0.05253 | 0.05253 | 0.05253 | 0.05253 | 0.05253 | 0.05253 | 0.05253 | 0.05253 | 0.05253 | 0.05253 | 0.05253 | 0.05253 | 0.05253 | 0.05253 | 0.05253 | 0.05253 | 0.05253 | 0.05253
F4_Commercial_Office_New_Food Preparation_Natural Gas_Oven_E3 | F4 | Commercial | Office | New | Food Preparation | Natural Gas | Oven | E3 | Utility - Cost of Equipment | 0 | 0 | 0 | 0 | 0 | 0 | 0 | 0 | 0 | 0 | 0 | 0 | 0 | 0 | 0 | 0 | 0 | 0 | 0 | 0 | 0 | 0 | 0 | 0 | 0 | 0 | 0 | 0 | 0 | 0 | 0
F4_Commercial_Office_New_Food Preparation_Natural Gas_Oven_E4 | F4 | Commercial | Office | New | Food Preparation | Natural Gas | Oven | E4 | Utility - Cost of Equipment | 0 | 0 | 0 | 0 | 0 | 0 | 0 | 0 | 0 | 0 | 0 | 0 | 0 | 0 | 0 | 0 | 0 | 0 | 0 | 0 | 0 | 0 | 0 | 0 | 0 | 0 | 0 | 0 | 0 | 0 | 0
F4_Commercial_Office_New_Food Preparation_Natural Gas_Oven_E5 | F4 | Commercial | Office | New | Food Preparation | Natural Gas | Oven | E5 | Utility - Cost of Equipment | 0 | 0 | 0 | 0 | 0 | 0 | 0 | 0 | 0 | 0 | 0 | 0 | 0 | 0 | 0 | 0 | 0 | 0 | 0 | 0 | 0 | 0 | 0 | 0 | 0 | 0 | 0 | 0 | 0 | 0 | 0
F4_Commercial_Office_New_Food Preparation_Natural Gas_Oven_E6 | F4 | Commercial | Office | New | Food Preparation | Natural Gas | Oven | E6 | Utility - Cost of Equipment | 0 | 0 | 0 | 0 | 0 | 0 | 0 | 0 | 0 | 0 | 0 | 0 | 0 | 0 | 0 | 0 | 0 | 0 | 0 | 0 | 0 | 0 | 0 | 0 | 0 | 0 | 0 | 0 | 0 | 0 | 0
F4_Commercial_Office_New_Food Preparation_Natural Gas_Oven_E7 | F4 | Commercial | Office | New | Food Preparation | Natural Gas | Oven | E7 | Utility - Cost of Equipment | 0 | 0 | 0 | 0 | 0 | 0 | 0 | 0 | 0 | 0 | 0 | 0 | 0 | 0 | 0 | 0 | 0 | 0 | 0 | 0 | 0 | 0 | 0 | 0 | 0 | 0 | 0 | 0 | 0 | 0 | 0
F4_Commercial_Office_New_Food Preparation_Natural Gas_Oven_E8 | F4 | Commercial | Office | New | Food Preparation | Natural Gas | Oven | E8 | Utility - Cost of Equipment | 0 | 0 | 0 | 0 | 0 | 0 | 0 | 0 | 0 | 0 | 0 | 0 | 0 | 0 | 0 | 0 | 0 | 0 | 0 | 0 | 0 | 0 | 0 | 0 | 0 | 0 | 0 | 0 | 0 | 0 | 0
F4_Commercial_Office_New_Food Preparation_Natural Gas_Oven_E9 | F4 | Commercial | Office | New | Food Preparation | Natural Gas | Oven | E9 | Utility - Cost of Equipment | 0 | 0 | 0 | 0 | 0 | 0 | 0 | 0 | 0 | 0 | 0 | 0 | 0 | 0 | 0 | 0 | 0 | 0 | 0 | 0 | 0 | 0 | 0 | 0 | 0 | 0 | 0 | 0 | 0 | 0 | 0
F4_Commercial_Office_New_Food Preparation_Natural Gas_Oven_E10 | F4 | Commercial | Office | New | Food Preparation | Natural Gas | Oven | E10 | Utility - Cost of Equipment | 0 | 0 | 0 | 0 | 0 | 0 | 0 | 0 | 0 | 0 | 0 | 0 | 0 | 0 | 0 | 0 | 0 | 0 | 0 | 0 | 0 | 0 | 0 | 0 | 0 | 0 | 0 | 0 | 0 | 0 | 0
F5_Commercial_Office_New_Food Preparation_Natural Gas_Oven_E1 | F5 | Commercial | Office | New | Food Preparation | Natural Gas | Oven | E1 | Utility - Cost of Operation | 0.017186 | 0.017447 | 0.01763 | 0.017819 | 0.018115 | 0.017026 | 0.016126 | 0.015648 | 0.015464 | 0.01519 | 0.015856 | 0.016488 | 0.014707 | 0.01548 | 0.016505 | 0.017475 | 0.017513 | 0.017589 | 0.017253 | 0.017483 | 0.017643 | 0.017861 | 0.018136 | 0.0086857 | 0.0085134 | 0.008352 | 0.0081999 | 0.0080555 | 0.0079175 | 0.0077848 | 0.0076565
F5_Commercial_Office_New_Food Preparation_Natural Gas_Oven_E2 | F5 | Commercial | Office | New | Food Preparation | Natural Gas | Oven | E2 | Utility - Cost of Operation | 0.0098412 | 0.0099908 | 0.010096 | 0.010204 | 0.010373 | 0.0097493 | 0.0092342 | 0.0089607 | 0.0088553 | 0.0086985 | 0.0090795 | 0.0094416 | 0.0084218 | 0.0088645 | 0.0094512 | 0.010007 | 0.010028 | 0.010072 | 0.0098795 | 0.010011 | 0.010103 | 0.010227 | 0.010385 | 0.0049737 | 0.004875 | 0.0047826 | 0.0046955 | 0.0046128 | 0.0045338 | 0.0044578 | 0.0043843
F5_Commercial_Office_New_Food Preparation_Natural Gas_Oven_E3 | F5 | Commercial | Office | New | Food Preparation | Natural Gas | Oven | E3 | Utility - Cost of Operation | 0 | 0 | 0 | 0 | 0 | 0 | 0 | 0 | 0 | 0 | 0 | 0 | 0 | 0 | 0 | 0 | 0 | 0 | 0 | 0 | 0 | 0 | 0 | 0 | 0 | 0 | 0 | 0 | 0 | 0 | 0
F5_Commercial_Office_New_Food Preparation_Natural Gas_Oven_E4 | F5 | Commercial | Office | New | Food Preparation | Natural Gas | Oven | E4 | Utility - Cost of Operation | 0 | 0 | 0 | 0 | 0 | 0 | 0 | 0 | 0 | 0 | 0 | 0 | 0 | 0 | 0 | 0 | 0 | 0 | 0 | 0 | 0 | 0 | 0 | 0 | 0 | 0 | 0 | 0 | 0 | 0 | 0
F5_Commercial_Office_New_Food Preparation_Natural Gas_Oven_E5 | F5 | Commercial | Office | New | Food Preparation | Natural Gas | Oven | E5 | Utility - Cost of Operation | 0 | 0 | 0 | 0 | 0 | 0 | 0 | 0 | 0 | 0 | 0 | 0 | 0 | 0 | 0 | 0 | 0 | 0 | 0 | 0 | 0 | 0 | 0 | 0 | 0 | 0 | 0 | 0 | 0 | 0 | 0
F5_Commercial_Office_New_Food Preparation_Natural Gas_Oven_E6 | F5 | Commercial | Office | New | Food Preparation | Natural Gas | Oven | E6 | Utility - Cost of Operation | 0 | 0 | 0 | 0 | 0 | 0 | 0 | 0 | 0 | 0 | 0 | 0 | 0 | 0 | 0 | 0 | 0 | 0 | 0 | 0 | 0 | 0 | 0 | 0 | 0 | 0 | 0 | 0 | 0 | 0 | 0
F5_Commercial_Office_New_Food Preparation_Natural Gas_Oven_E7 | F5 | Commercial | Office | New | Food Preparation | Natural Gas | Oven | E7 | Utility - Cost of Operation | 0 | 0 | 0 | 0 | 0 | 0 | 0 | 0 | 0 | 0 | 0 | 0 | 0 | 0 | 0 | 0 | 0 | 0 | 0 | 0 | 0 | 0 | 0 | 0 | 0 | 0 | 0 | 0 | 0 | 0 | 0
F5_Commercial_Office_New_Food Preparation_Natural Gas_Oven_E8 | F5 | Commercial | Office | New | Food Preparation | Natural Gas | Oven | E8 | Utility - Cost of Operation | 0 | 0 | 0 | 0 | 0 | 0 | 0 | 0 | 0 | 0 | 0 | 0 | 0 | 0 | 0 | 0 | 0 | 0 | 0 | 0 | 0 | 0 | 0 | 0 | 0 | 0 | 0 | 0 | 0 | 0 | 0
F5_Commercial_Office_New_Food Preparation_Natural Gas_Oven_E9 | F5 | Commercial | Office | New | Food Preparation | Natural Gas | Oven | E9 | Utility - Cost of Operation | 0 | 0 | 0 | 0 | 0 | 0 | 0 | 0 | 0 | 0 | 0 | 0 | 0 | 0 | 0 | 0 | 0 | 0 | 0 | 0 | 0 | 0 | 0 | 0 | 0 | 0 | 0 | 0 | 0 | 0 | 0
F5_Commercial_Office_New_Food Preparation_Natural Gas_Oven_E10 | F5 | Commercial | Office | New | Food Preparation | Natural Gas | Oven | E10 | Utility - Cost of Operation | 0 | 0 | 0 | 0 | 0 | 0 | 0 | 0 | 0 | 0 | 0 | 0 | 0 | 0 | 0 | 0 | 0 | 0 | 0 | 0 | 0 | 0 | 0 | 0 | 0 | 0 | 0 | 0 | 0 | 0 | 0
F6_Commercial_Office_New_Food Preparation_Natural Gas_Oven_E1 | F6 | Commercial | Office | New | Food Preparation | Natural Gas | Oven | E1 | Utility - Value of Sales | 0.02059 | 0.020903 | 0.021122 | 0.021349 | 0.021703 | 0.020398 | 0.01932 | 0.018748 | 0.018527 | 0.018199 | 0.018996 | 0.019754 | 0.01762 | 0.018547 | 0.019774 | 0.020937 | 0.020982 | 0.021073 | 0.02067 | 0.020946 | 0.021137 | 0.021398 | 0.021728 | 0.010406 | 0.0102 | 0.010006 | 0.009824 | 0.009651 | 0.0094857 | 0.0093267 | 0.0091729
F6_Commercial_Office_New_Food Preparation_Natural Gas_Oven_E2 | F6 | Commercial | Office | New | Food Preparation | Natural Gas | Oven | E2 | Utility - Value of Sales | 0.01179 | 0.01197 | 0.012095 | 0.012225 | 0.012428 | 0.01168 | 0.011063 | 0.010736 | 0.010609 | 0.010421 | 0.010878 | 0.011312 | 0.01009 | 0.01062 | 0.011323 | 0.011989 | 0.012015 | 0.012067 | 0.011836 | 0.011994 | 0.012104 | 0.012253 | 0.012442 | 0.0059588 | 0.0058406 | 0.0057298 | 0.0056255 | 0.0055264 | 0.0054318 | 0.0053407 | 0.0052527
F6_Commercial_Office_New_Food Preparation_Natural Gas_Oven_E3 | F6 | Commercial | Office | New | Food Preparation | Natural Gas | Oven | E3 | Utility - Value of Sales | 0 | 0 | 0 | 0 | 0 | 0 | 0 | 0 | 0 | 0 | 0 | 0 | 0 | 0 | 0 | 0 | 0 | 0 | 0 | 0 | 0 | 0 | 0 | 0 | 0 | 0 | 0 | 0 | 0 | 0 | 0
F6_Commercial_Office_New_Food Preparation_Natural Gas_Oven_E4 | F6 | Commercial | Office | New | Food Preparation | Natural Gas | Oven | E4 | Utility - Value of Sales | 0 | 0 | 0 | 0 | 0 | 0 | 0 | 0 | 0 | 0 | 0 | 0 | 0 | 0 | 0 | 0 | 0 | 0 | 0 | 0 | 0 | 0 | 0 | 0 | 0 | 0 | 0 | 0 | 0 | 0 | 0
F6_Commercial_Office_New_Food Preparation_Natural Gas_Oven_E5 | F6 | Commercial | Office | New | Food Preparation | Natural Gas | Oven | E5 | Utility - Value of Sales | 0 | 0 | 0 | 0 | 0 | 0 | 0 | 0 | 0 | 0 | 0 | 0 | 0 | 0 | 0 | 0 | 0 | 0 | 0 | 0 | 0 | 0 | 0 | 0 | 0 | 0 | 0 | 0 | 0 | 0 | 0
F6_Commercial_Office_New_Food Preparation_Natural Gas_Oven_E6 | F6 | Commercial | Office | New | Food Preparation | Natural Gas | Oven | E6 | Utility - Value of Sales | 0 | 0 | 0 | 0 | 0 | 0 | 0 | 0 | 0 | 0 | 0 | 0 | 0 | 0 | 0 | 0 | 0 | 0 | 0 | 0 | 0 | 0 | 0 | 0 | 0 | 0 | 0 | 0 | 0 | 0 | 0
F6_Commercial_Office_New_Food Preparation_Natural Gas_Oven_E7 | F6 | Commercial | Office | New | Food Preparation | Natural Gas | Oven | E7 | Utility - Value of Sales | 0 | 0 | 0 | 0 | 0 | 0 | 0 | 0 | 0 | 0 | 0 | 0 | 0 | 0 | 0 | 0 | 0 | 0 | 0 | 0 | 0 | 0 | 0 | 0 | 0 | 0 | 0 | 0 | 0 | 0 | 0
F6_Commercial_Office_New_Food Preparation_Natural Gas_Oven_E8 | F6 | Commercial | Office | New | Food Preparation | Natural Gas | Oven | E8 | Utility - Value of Sales | 0 | 0 | 0 | 0 | 0 | 0 | 0 | 0 | 0 | 0 | 0 | 0 | 0 | 0 | 0 | 0 | 0 | 0 | 0 | 0 | 0 | 0 | 0 | 0 | 0 | 0 | 0 | 0 | 0 | 0 | 0
F6_Commercial_Office_New_Food Preparation_Natural Gas_Oven_E9 | F6 | Commercial | Office | New | Food Preparation | Natural Gas | Oven | E9 | Utility - Value of Sales | 0 | 0 | 0 | 0 | 0 | 0 | 0 | 0 | 0 | 0 | 0 | 0 | 0 | 0 | 0 | 0 | 0 | 0 | 0 | 0 | 0 | 0 | 0 | 0 | 0 | 0 | 0 | 0 | 0 | 0 | 0
F6_Commercial_Office_New_Food Preparation_Natural Gas_Oven_E10 | F6 | Commercial | Office | New | Food Preparation | Natural Gas | Oven | E10 | Utility - Value of Sales | 0 | 0 | 0 | 0 | 0 | 0 | 0 | 0 | 0 | 0 | 0 | 0 | 0 | 0 | 0 | 0 | 0 | 0 | 0 | 0 | 0 | 0 | 0 | 0 | 0 | 0 | 0 | 0 | 0 | 0 | 0
F1_Commercial_Office_New_Food Preparation_Natural Gas_Conveyor Oven_E1 | F1 | Commercial | Office | New | Food Preparation | Natural Gas | Conveyor Oven | E1 | Participant - Cost of Equipment | 0.0085361 | 0.0085361 | 0.0085361 | 0.0085361 | 0.0085361 | 0.0085361 | 0.0085361 | 0.0085361 | 0.0085361 | 0.0085361 | 0.0085361 | 0.0085361 | 0.0085361 | 0.0085361 | 0.0085361 | 0.0085361 | 0.0085361 | 0.0085361 | 0.0085361 | 0.0085361 | 0.0085361 | 0.0085361 | 0.0085361 | 0.0085361 | 0.0085361 | 0.0085361 | 0.0085361 | 0.0085361 | 0.0085361 | 0.0085361 | 0.0085361
F1_Commercial_Office_New_Food Preparation_Natural Gas_Conveyor Oven_E2 | F1 | Commercial | Office | New | Food Preparation | Natural Gas | Conveyor Oven | E2 | Participant - Cost of Equipment | 0.010407 | 0.010407 | 0.010407 | 0.010407 | 0.010407 | 0.010407 | 0.010407 | 0.010407 | 0.010407 | 0.010407 | 0.010407 | 0.010407 | 0.010407 | 0.010407 | 0.010407 | 0.010407 | 0.010407 | 0.010407 | 0.010407 | 0.010407 | 0.010407 | 0.010407 | 0.010407 | 0.010407 | 0.010407 | 0.010407 | 0.010407 | 0.010407 | 0.010407 | 0.010407 | 0.010407
F1_Commercial_Office_New_Food Preparation_Natural Gas_Conveyor Oven_E3 | F1 | Commercial | Office | New | Food Preparation | Natural Gas | Conveyor Oven | E3 | Participant - Cost of Equipment | 0 | 0 | 0 | 0 | 0 | 0 | 0 | 0 | 0 | 0 | 0 | 0 | 0 | 0 | 0 | 0 | 0 | 0 | 0 | 0 | 0 | 0 | 0 | 0 | 0 | 0 | 0 | 0 | 0 | 0 | 0
F1_Commercial_Office_New_Food Preparation_Natural Gas_Conveyor Oven_E4 | F1 | Commercial | Office | New | Food Preparation | Natural Gas | Conveyor Oven | E4 | Participant - Cost of Equipment | 0 | 0 | 0 | 0 | 0 | 0 | 0 | 0 | 0 | 0 | 0 | 0 | 0 | 0 | 0 | 0 | 0 | 0 | 0 | 0 | 0 | 0 | 0 | 0 | 0 | 0 | 0 | 0 | 0 | 0 | 0
F1_Commercial_Office_New_Food Preparation_Natural Gas_Conveyor Oven_E5 | F1 | Commercial | Office | New | Food Preparation | Natural Gas | Conveyor Oven | E5 | Participant - Cost of Equipment | 0 | 0 | 0 | 0 | 0 | 0 | 0 | 0 | 0 | 0 | 0 | 0 | 0 | 0 | 0 | 0 | 0 | 0 | 0 | 0 | 0 | 0 | 0 | 0 | 0 | 0 | 0 | 0 | 0 | 0 | 0
F1_Commercial_Office_New_Food Preparation_Natural Gas_Conveyor Oven_E6 | F1 | Commercial | Office | New | Food Preparation | Natural Gas | Conveyor Oven | E6 | Participant - Cost of Equipment | 0 | 0 | 0 | 0 | 0 | 0 | 0 | 0 | 0 | 0 | 0 | 0 | 0 | 0 | 0 | 0 | 0 | 0 | 0 | 0 | 0 | 0 | 0 | 0 | 0 | 0 | 0 | 0 | 0 | 0 | 0
F1_Commercial_Office_New_Food Preparation_Natural Gas_Conveyor Oven_E7 | F1 | Commercial | Office | New | Food Preparation | Natural Gas | Conveyor Oven | E7 | Participant - Cost of Equipment | 0 | 0 | 0 | 0 | 0 | 0 | 0 | 0 | 0 | 0 | 0 | 0 | 0 | 0 | 0 | 0 | 0 | 0 | 0 | 0 | 0 | 0 | 0 | 0 | 0 | 0 | 0 | 0 | 0 | 0 | 0
F1_Commercial_Office_New_Food Preparation_Natural Gas_Conveyor Oven_E8 | F1 | Commercial | Office | New | Food Preparation | Natural Gas | Conveyor Oven | E8 | Participant - Cost of Equipment | 0 | 0 | 0 | 0 | 0 | 0 | 0 | 0 | 0 | 0 | 0 | 0 | 0 | 0 | 0 | 0 | 0 | 0 | 0 | 0 | 0 | 0 | 0 | 0 | 0 | 0 | 0 | 0 | 0 | 0 | 0
F1_Commercial_Office_New_Food Preparation_Natural Gas_Conveyor Oven_E9 | F1 | Commercial | Office | New | Food Preparation | Natural Gas | Conveyor Oven | E9 | Participant - Cost of Equipment | 0 | 0 | 0 | 0 | 0 | 0 | 0 | 0 | 0 | 0 | 0 | 0 | 0 | 0 | 0 | 0 | 0 | 0 | 0 | 0 | 0 | 0 | 0 | 0 | 0 | 0 | 0 | 0 | 0 | 0 | 0
F1_Commercial_Office_New_Food Preparation_Natural Gas_Conveyor Oven_E10 | F1 | Commercial | Office | New | Food Preparation | Natural Gas | Conveyor Oven | E10 | Participant - Cost of Equipment | 0 | 0 | 0 | 0 | 0 | 0 | 0 | 0 | 0 | 0 | 0 | 0 | 0 | 0 | 0 | 0 | 0 | 0 | 0 | 0 | 0 | 0 | 0 | 0 | 0 | 0 | 0 | 0 | 0 | 0 | 0
F2_Commercial_Office_New_Food Preparation_Natural Gas_Conveyor Oven_E1 | F2 | Commercial | Office | New | Food Preparation | Natural Gas | Conveyor Oven | E1 | Participant - Cost of Operation | 0.029885 | 0.029805 | 0.0296 | 0.029372 | 0.030176 | 0.029636 | 0.02946 | 0.029922 | 0.030901 | 0.030666 | 0.03056 | 0.03039 | 0.027046 | 0.026852 | 0.026865 | 0.026686 | 0.026649 | 0.026666 | 0.026163 | 0.026383 | 0.026517 | 0.026726 | 0.02701 | 0.014928 | 0.014647 | 0.014381 | 0.014128 | 0.013886 | 0.013653 | 0.013428 | 0.013132
F2_Commercial_Office_New_Food Preparation_Natural Gas_Conveyor Oven_E2 | F2 | Commercial | Office | New | Food Preparation | Natural Gas | Conveyor Oven | E2 | Participant - Cost of Operation | 0.022717 | 0.022656 | 0.022501 | 0.022327 | 0.022938 | 0.022528 | 0.022394 | 0.022746 | 0.02349 | 0.023311 | 0.02323 | 0.023101 | 0.020559 | 0.020411 | 0.020422 | 0.020285 | 0.020257 | 0.02027 | 0.019888 | 0.020055 | 0.020157 | 0.020316 | 0.020532 | 0.011348 | 0.011134 | 0.010932 | 0.010739 | 0.010555 | 0.010378 | 0.010207 | 0.0099824
F2_Commercial_Office_New_Food Preparation_Natural Gas_Conveyor Oven_E3 | F2 | Commercial | Office | New | Food Preparation | Natural Gas | Conveyor Oven | E3 | Participant - Cost of Operation | 0 | 0 | 0 | 0 | 0 | 0 | 0 | 0 | 0 | 0 | 0 | 0 | 0 | 0 | 0 | 0 | 0 | 0 | 0 | 0 | 0 | 0 | 0 | 0 | 0 | 0 | 0 | 0 | 0 | 0 | 0
F2_Commercial_Office_New_Food Preparation_Natural Gas_Conveyor Oven_E4 | F2 | Commercial | Office | New | Food Preparation | Natural Gas | Conveyor Oven | E4 | Participant - Cost of Operation | 0 | 0 | 0 | 0 | 0 | 0 | 0 | 0 | 0 | 0 | 0 | 0 | 0 | 0 | 0 | 0 | 0 | 0 | 0 | 0 | 0 | 0 | 0 | 0 | 0 | 0 | 0 | 0 | 0 | 0 | 0
F2_Commercial_Office_New_Food Preparation_Natural Gas_Conveyor Oven_E5 | F2 | Commercial | Office | New | Food Preparation | Natural Gas | Conveyor Oven | E5 | Participant - Cost of Operation | 0 | 0 | 0 | 0 | 0 | 0 | 0 | 0 | 0 | 0 | 0 | 0 | 0 | 0 | 0 | 0 | 0 | 0 | 0 | 0 | 0 | 0 | 0 | 0 | 0 | 0 | 0 | 0 | 0 | 0 | 0
F2_Commercial_Office_New_Food Preparation_Natural Gas_Conveyor Oven_E6 | F2 | Commercial | Office | New | Food Preparation | Natural Gas | Conveyor Oven | E6 | Participant - Cost of Operation | 0 | 0 | 0 | 0 | 0 | 0 | 0 | 0 | 0 | 0 | 0 | 0 | 0 | 0 | 0 | 0 | 0 | 0 | 0 | 0 | 0 | 0 | 0 | 0 | 0 | 0 | 0 | 0 | 0 | 0 | 0
F2_Commercial_Office_New_Food Preparation_Natural Gas_Conveyor Oven_E7 | F2 | Commercial | Office | New | Food Preparation | Natural Gas | Conveyor Oven | E7 | Participant - Cost of Operation | 0 | 0 | 0 | 0 | 0 | 0 | 0 | 0 | 0 | 0 | 0 | 0 | 0 | 0 | 0 | 0 | 0 | 0 | 0 | 0 | 0 | 0 | 0 | 0 | 0 | 0 | 0 | 0 | 0 | 0 | 0
F2_Commercial_Office_New_Food Preparation_Natural Gas_Conveyor Oven_E8 | F2 | Commercial | Office | New | Food Preparation | Natural Gas | Conveyor Oven | E8 | Participant - Cost of Operation | 0 | 0 | 0 | 0 | 0 | 0 | 0 | 0 | 0 | 0 | 0 | 0 | 0 | 0 | 0 | 0 | 0 | 0 | 0 | 0 | 0 | 0 | 0 | 0 | 0 | 0 | 0 | 0 | 0 | 0 | 0
F2_Commercial_Office_New_Food Preparation_Natural Gas_Conveyor Oven_E9 | F2 | Commercial | Office | New | Food Preparation | Natural Gas | Conveyor Oven | E9 | Participant - Cost of Operation | 0 | 0 | 0 | 0 | 0 | 0 | 0 | 0 | 0 | 0 | 0 | 0 | 0 | 0 | 0 | 0 | 0 | 0 | 0 | 0 | 0 | 0 | 0 | 0 | 0 | 0 | 0 | 0 | 0 | 0 | 0
F2_Commercial_Office_New_Food Preparation_Natural Gas_Conveyor Oven_E10 | F2 | Commercial | Office | New | Food Preparation | Natural Gas | Conveyor Oven | E10 | Participant - Cost of Operation | 0 | 0 | 0 | 0 | 0 | 0 | 0 | 0 | 0 | 0 | 0 | 0 | 0 | 0 | 0 | 0 | 0 | 0 | 0 | 0 | 0 | 0 | 0 | 0 | 0 | 0 | 0 | 0 | 0 | 0 | 0
F3_Commercial_Office_New_Food Preparation_Natural Gas_Conveyor Oven_E1 | F3 | Commercial | Office | New | Food Preparation | Natural Gas | Conveyor Oven | E1 | System - kBTUs of Conusmption | 2.5598 | 2.5634 | 2.5611 | 2.5596 | 2.5596 | 2.5596 | 2.5596 | 2.5596 | 2.5596 | 2.5596 | 2.5596 | 2.5596 | 2.5596 | 2.5596 | 2.5596 | 2.5596 | 2.5596 | 2.5596 | 2.5596 | 2.5596 | 2.5596 | 2.5596 | 2.5596 | 2.5596 | 2.5596 | 2.5596 | 2.5596 | 2.5596 | 2.5596 | 2.5596 | 2.5596
F3_Commercial_Office_New_Food Preparation_Natural Gas_Conveyor Oven_E2 | F3 | Commercial | Office | New | Food Preparation | Natural Gas | Conveyor Oven | E2 | System - kBTUs of Conusmption | 1.9459 | 1.9486 | 1.9469 | 1.9457 | 1.9457 | 1.9457 | 1.9457 | 1.9457 | 1.9457 | 1.9457 | 1.9457 | 1.9457 | 1.9457 | 1.9457 | 1.9457 | 1.9457 | 1.9457 | 1.9457 | 1.9457 | 1.9457 | 1.9457 | 1.9457 | 1.9457 | 1.9457 | 1.9457 | 1.9457 | 1.9457 | 1.9457 | 1.9457 | 1.9457 | 1.9457
F3_Commercial_Office_New_Food Preparation_Natural Gas_Conveyor Oven_E3 | F3 | Commercial | Office | New | Food Preparation | Natural Gas | Conveyor Oven | E3 | System - kBTUs of Conusmption | 0 | 0 | 0 | 0 | 0 | 0 | 0 | 0 | 0 | 0 | 0 | 0 | 0 | 0 | 0 | 0 | 0 | 0 | 0 | 0 | 0 | 0 | 0 | 0 | 0 | 0 | 0 | 0 | 0 | 0 | 0
F3_Commercial_Office_New_Food Preparation_Natural Gas_Conveyor Oven_E4 | F3 | Commercial | Office | New | Food Preparation | Natural Gas | Conveyor Oven | E4 | System - kBTUs of Conusmption | 0 | 0 | 0 | 0 | 0 | 0 | 0 | 0 | 0 | 0 | 0 | 0 | 0 | 0 | 0 | 0 | 0 | 0 | 0 | 0 | 0 | 0 | 0 | 0 | 0 | 0 | 0 | 0 | 0 | 0 | 0
F3_Commercial_Office_New_Food Preparation_Natural Gas_Conveyor Oven_E5 | F3 | Commercial | Office | New | Food Preparation | Natural Gas | Conveyor Oven | E5 | System - kBTUs of Conusmption | 0 | 0 | 0 | 0 | 0 | 0 | 0 | 0 | 0 | 0 | 0 | 0 | 0 | 0 | 0 | 0 | 0 | 0 | 0 | 0 | 0 | 0 | 0 | 0 | 0 | 0 | 0 | 0 | 0 | 0 | 0
F3_Commercial_Office_New_Food Preparation_Natural Gas_Conveyor Oven_E6 | F3 | Commercial | Office | New | Food Preparation | Natural Gas | Conveyor Oven | E6 | System - kBTUs of Conusmption | 0 | 0 | 0 | 0 | 0 | 0 | 0 | 0 | 0 | 0 | 0 | 0 | 0 | 0 | 0 | 0 | 0 | 0 | 0 | 0 | 0 | 0 | 0 | 0 | 0 | 0 | 0 | 0 | 0 | 0 | 0
F3_Commercial_Office_New_Food Preparation_Natural Gas_Conveyor Oven_E7 | F3 | Commercial | Office | New | Food Preparation | Natural Gas | Conveyor Oven | E7 | System - kBTUs of Conusmption | 0 | 0 | 0 | 0 | 0 | 0 | 0 | 0 | 0 | 0 | 0 | 0 | 0 | 0 | 0 | 0 | 0 | 0 | 0 | 0 | 0 | 0 | 0 | 0 | 0 | 0 | 0 | 0 | 0 | 0 | 0
F3_Commercial_Office_New_Food Preparation_Natural Gas_Conveyor Oven_E8 | F3 | Commercial | Office | New | Food Preparation | Natural Gas | Conveyor Oven | E8 | System - kBTUs of Conusmption | 0 | 0 | 0 | 0 | 0 | 0 | 0 | 0 | 0 | 0 | 0 | 0 | 0 | 0 | 0 | 0 | 0 | 0 | 0 | 0 | 0 | 0 | 0 | 0 | 0 | 0 | 0 | 0 | 0 | 0 | 0
F3_Commercial_Office_New_Food Preparation_Natural Gas_Conveyor Oven_E9 | F3 | Commercial | Office | New | Food Preparation | Natural Gas | Conveyor Oven | E9 | System - kBTUs of Conusmption | 0 | 0 | 0 | 0 | 0 | 0 | 0 | 0 | 0 | 0 | 0 | 0 | 0 | 0 | 0 | 0 | 0 | 0 | 0 | 0 | 0 | 0 | 0 | 0 | 0 | 0 | 0 | 0 | 0 | 0 | 0
F3_Commercial_Office_New_Food Preparation_Natural Gas_Conveyor Oven_E10 | F3 | Commercial | Office | New | Food Preparation | Natural Gas | Conveyor Oven | E10 | System - kBTUs of Conusmption | 0 | 0 | 0 | 0 | 0 | 0 | 0 | 0 | 0 | 0 | 0 | 0 | 0 | 0 | 0 | 0 | 0 | 0 | 0 | 0 | 0 | 0 | 0 | 0 | 0 | 0 | 0 | 0 | 0 | 0 | 0
F4_Commercial_Office_New_Food Preparation_Natural Gas_Conveyor Oven_E1 | F4 | Commercial | Office | New | Food Preparation | Natural Gas | Conveyor Oven | E1 | Utility - Cost of Equipment | 0.0085361 | 0.0085361 | 0.0085361 | 0.0085361 | 0.0085361 | 0.0085361 | 0.0085361 | 0.0085361 | 0.0085361 | 0.0085361 | 0.0085361 | 0.0085361 | 0.0085361 | 0.0085361 | 0.0085361 | 0.0085361 | 0.0085361 | 0.0085361 | 0.0085361 | 0.0085361 | 0.0085361 | 0.0085361 | 0.0085361 | 0.0085361 | 0.0085361 | 0.0085361 | 0.0085361 | 0.0085361 | 0.0085361 | 0.0085361 | 0.0085361
F4_Commercial_Office_New_Food Preparation_Natural Gas_Conveyor Oven_E2 | F4 | Commercial | Office | New | Food Preparation | Natural Gas | Conveyor Oven | E2 | Utility - Cost of Equipment | 0.010407 | 0.010407 | 0.010407 | 0.010407 | 0.010407 | 0.010407 | 0.010407 | 0.010407 | 0.010407 | 0.010407 | 0.010407 | 0.010407 | 0.010407 | 0.010407 | 0.010407 | 0.010407 | 0.010407 | 0.010407 | 0.010407 | 0.010407 | 0.010407 | 0.010407 | 0.010407 | 0.010407 | 0.010407 | 0.010407 | 0.010407 | 0.010407 | 0.010407 | 0.010407 | 0.010407
F4_Commercial_Office_New_Food Preparation_Natural Gas_Conveyor Oven_E3 | F4 | Commercial | Office | New | Food Preparation | Natural Gas | Conveyor Oven | E3 | Utility - Cost of Equipment | 0 | 0 | 0 | 0 | 0 | 0 | 0 | 0 | 0 | 0 | 0 | 0 | 0 | 0 | 0 | 0 | 0 | 0 | 0 | 0 | 0 | 0 | 0 | 0 | 0 | 0 | 0 | 0 | 0 | 0 | 0
F4_Commercial_Office_New_Food Preparation_Natural Gas_Conveyor Oven_E4 | F4 | Commercial | Office | New | Food Preparation | Natural Gas | Conveyor Oven | E4 | Utility - Cost of Equipment | 0 | 0 | 0 | 0 | 0 | 0 | 0 | 0 | 0 | 0 | 0 | 0 | 0 | 0 | 0 | 0 | 0 | 0 | 0 | 0 | 0 | 0 | 0 | 0 | 0 | 0 | 0 | 0 | 0 | 0 | 0
F4_Commercial_Office_New_Food Preparation_Natural Gas_Conveyor Oven_E5 | F4 | Commercial | Office | New | Food Preparation | Natural Gas | Conveyor Oven | E5 | Utility - Cost of Equipment | 0 | 0 | 0 | 0 | 0 | 0 | 0 | 0 | 0 | 0 | 0 | 0 | 0 | 0 | 0 | 0 | 0 | 0 | 0 | 0 | 0 | 0 | 0 | 0 | 0 | 0 | 0 | 0 | 0 | 0 | 0
F4_Commercial_Office_New_Food Preparation_Natural Gas_Conveyor Oven_E6 | F4 | Commercial | Office | New | Food Preparation | Natural Gas | Conveyor Oven | E6 | Utility - Cost of Equipment | 0 | 0 | 0 | 0 | 0 | 0 | 0 | 0 | 0 | 0 | 0 | 0 | 0 | 0 | 0 | 0 | 0 | 0 | 0 | 0 | 0 | 0 | 0 | 0 | 0 | 0 | 0 | 0 | 0 | 0 | 0
F4_Commercial_Office_New_Food Preparation_Natural Gas_Conveyor Oven_E7 | F4 | Commercial | Office | New | Food Preparation | Natural Gas | Conveyor Oven | E7 | Utility - Cost of Equipment | 0 | 0 | 0 | 0 | 0 | 0 | 0 | 0 | 0 | 0 | 0 | 0 | 0 | 0 | 0 | 0 | 0 | 0 | 0 | 0 | 0 | 0 | 0 | 0 | 0 | 0 | 0 | 0 | 0 | 0 | 0
F4_Commercial_Office_New_Food Preparation_Natural Gas_Conveyor Oven_E8 | F4 | Commercial | Office | New | Food Preparation | Natural Gas | Conveyor Oven | E8 | Utility - Cost of Equipment | 0 | 0 | 0 | 0 | 0 | 0 | 0 | 0 | 0 | 0 | 0 | 0 | 0 | 0 | 0 | 0 | 0 | 0 | 0 | 0 | 0 | 0 | 0 | 0 | 0 | 0 | 0 | 0 | 0 | 0 | 0
F4_Commercial_Office_New_Food Preparation_Natural Gas_Conveyor Oven_E9 | F4 | Commercial | Office | New | Food Preparation | Natural Gas | Conveyor Oven | E9 | Utility - Cost of Equipment | 0 | 0 | 0 | 0 | 0 | 0 | 0 | 0 | 0 | 0 | 0 | 0 | 0 | 0 | 0 | 0 | 0 | 0 | 0 | 0 | 0 | 0 | 0 | 0 | 0 | 0 | 0 | 0 | 0 | 0 | 0
F4_Commercial_Office_New_Food Preparation_Natural Gas_Conveyor Oven_E10 | F4 | Commercial | Office | New | Food Preparation | Natural Gas | Conveyor Oven | E10 | Utility - Cost of Equipment | 0 | 0 | 0 | 0 | 0 | 0 | 0 | 0 | 0 | 0 | 0 | 0 | 0 | 0 | 0 | 0 | 0 | 0 | 0 | 0 | 0 | 0 | 0 | 0 | 0 | 0 | 0 | 0 | 0 | 0 | 0
F5_Commercial_Office_New_Food Preparation_Natural Gas_Conveyor Oven_E1 | F5 | Commercial | Office | New | Food Preparation | Natural Gas | Conveyor Oven | E1 | Utility - Cost of Operation | 0.024944 | 0.024878 | 0.024706 | 0.024516 | 0.025187 | 0.024737 | 0.02459 | 0.024976 | 0.025792 | 0.025596 | 0.025507 | 0.025366 | 0.022575 | 0.022413 | 0.022424 | 0.022274 | 0.022243 | 0.022257 | 0.021837 | 0.022021 | 0.022133 | 0.022308 | 0.022545 | 0.01246 | 0.012225 | 0.012003 | 0.011792 | 0.01159 | 0.011396 | 0.011208 | 0.010961
F5_Commercial_Office_New_Food Preparation_Natural Gas_Conveyor Oven_E2 | F5 | Commercial | Office | New | Food Preparation | Natural Gas | Conveyor Oven | E2 | Utility - Cost of Operation | 0.018961 | 0.018911 | 0.018781 | 0.018636 | 0.019146 | 0.018804 | 0.018692 | 0.018985 | 0.019606 | 0.019457 | 0.01939 | 0.019282 | 0.01716 | 0.017037 | 0.017046 | 0.016932 | 0.016908 | 0.016919 | 0.0166 | 0.01674 | 0.016824 | 0.016957 | 0.017138 | 0.0094718 | 0.0092932 | 0.0091243 | 0.0089638 | 0.0088102 | 0.0086624 | 0.0085196 | 0.0083321
F5_Commercial_Office_New_Food Preparation_Natural Gas_Conveyor Oven_E3 | F5 | Commercial | Office | New | Food Preparation | Natural Gas | Conveyor Oven | E3 | Utility - Cost of Operation | 0 | 0 | 0 | 0 | 0 | 0 | 0 | 0 | 0 | 0 | 0 | 0 | 0 | 0 | 0 | 0 | 0 | 0 | 0 | 0 | 0 | 0 | 0 | 0 | 0 | 0 | 0 | 0 | 0 | 0 | 0
F5_Commercial_Office_New_Food Preparation_Natural Gas_Conveyor Oven_E4 | F5 | Commercial | Office | New | Food Preparation | Natural Gas | Conveyor Oven | E4 | Utility - Cost of Operation | 0 | 0 | 0 | 0 | 0 | 0 | 0 | 0 | 0 | 0 | 0 | 0 | 0 | 0 | 0 | 0 | 0 | 0 | 0 | 0 | 0 | 0 | 0 | 0 | 0 | 0 | 0 | 0 | 0 | 0 | 0
F5_Commercial_Office_New_Food Preparation_Natural Gas_Conveyor Oven_E5 | F5 | Commercial | Office | New | Food Preparation | Natural Gas | Conveyor Oven | E5 | Utility - Cost of Operation | 0 | 0 | 0 | 0 | 0 | 0 | 0 | 0 | 0 | 0 | 0 | 0 | 0 | 0 | 0 | 0 | 0 | 0 | 0 | 0 | 0 | 0 | 0 | 0 | 0 | 0 | 0 | 0 | 0 | 0 | 0
F5_Commercial_Office_New_Food Preparation_Natural Gas_Conveyor Oven_E6 | F5 | Commercial | Office | New | Food Preparation | Natural Gas | Conveyor Oven | E6 | Utility - Cost of Operation | 0 | 0 | 0 | 0 | 0 | 0 | 0 | 0 | 0 | 0 | 0 | 0 | 0 | 0 | 0 | 0 | 0 | 0 | 0 | 0 | 0 | 0 | 0 | 0 | 0 | 0 | 0 | 0 | 0 | 0 | 0
F5_Commercial_Office_New_Food Preparation_Natural Gas_Conveyor Oven_E7 | F5 | Commercial | Office | New | Food Preparation | Natural Gas | Conveyor Oven | E7 | Utility - Cost of Operation | 0 | 0 | 0 | 0 | 0 | 0 | 0 | 0 | 0 | 0 | 0 | 0 | 0 | 0 | 0 | 0 | 0 | 0 | 0 | 0 | 0 | 0 | 0 | 0 | 0 | 0 | 0 | 0 | 0 | 0 | 0
F5_Commercial_Office_New_Food Preparation_Natural Gas_Conveyor Oven_E8 | F5 | Commercial | Office | New | Food Preparation | Natural Gas | Conveyor Oven | E8 | Utility - Cost of Operation | 0 | 0 | 0 | 0 | 0 | 0 | 0 | 0 | 0 | 0 | 0 | 0 | 0 | 0 | 0 | 0 | 0 | 0 | 0 | 0 | 0 | 0 | 0 | 0 | 0 | 0 | 0 | 0 | 0 | 0 | 0
F5_Commercial_Office_New_Food Preparation_Natural Gas_Conveyor Oven_E9 | F5 | Commercial | Office | New | Food Preparation | Natural Gas | Conveyor Oven | E9 | Utility - Cost of Operation | 0 | 0 | 0 | 0 | 0 | 0 | 0 | 0 | 0 | 0 | 0 | 0 | 0 | 0 | 0 | 0 | 0 | 0 | 0 | 0 | 0 | 0 | 0 | 0 | 0 | 0 | 0 | 0 | 0 | 0 | 0
F5_Commercial_Office_New_Food Preparation_Natural Gas_Conveyor Oven_E10 | F5 | Commercial | Office | New | Food Preparation | Natural Gas | Conveyor Oven | E10 | Utility - Cost of Operation | 0 | 0 | 0 | 0 | 0 | 0 | 0 | 0 | 0 | 0 | 0 | 0 | 0 | 0 | 0 | 0 | 0 | 0 | 0 | 0 | 0 | 0 | 0 | 0 | 0 | 0 | 0 | 0 | 0 | 0 | 0
F6_Commercial_Office_New_Food Preparation_Natural Gas_Conveyor Oven_E1 | F6 | Commercial | Office | New | Food Preparation | Natural Gas | Conveyor Oven | E1 | Utility - Value of Sales | 0.029885 | 0.029805 | 0.0296 | 0.029372 | 0.030176 | 0.029636 | 0.02946 | 0.029922 | 0.030901 | 0.030666 | 0.03056 | 0.03039 | 0.027046 | 0.026852 | 0.026865 | 0.026686 | 0.026649 | 0.026666 | 0.026163 | 0.026383 | 0.026517 | 0.026726 | 0.02701 | 0.014928 | 0.014647 | 0.014381 | 0.014128 | 0.013886 | 0.013653 | 0.013428 | 0.013132
F6_Commercial_Office_New_Food Preparation_Natural Gas_Conveyor Oven_E2 | F6 | Commercial | Office | New | Food Preparation | Natural Gas | Conveyor Oven | E2 | Utility - Value of Sales | 0.022717 | 0.022656 | 0.022501 | 0.022327 | 0.022938 | 0.022528 | 0.022394 | 0.022746 | 0.02349 | 0.023311 | 0.02323 | 0.023101 | 0.020559 | 0.020411 | 0.020422 | 0.020285 | 0.020257 | 0.02027 | 0.019888 | 0.020055 | 0.020157 | 0.020316 | 0.020532 | 0.011348 | 0.011134 | 0.010932 | 0.010739 | 0.010555 | 0.010378 | 0.010207 | 0.0099824
F6_Commercial_Office_New_Food Preparation_Natural Gas_Conveyor Oven_E3 | F6 | Commercial | Office | New | Food Preparation | Natural Gas | Conveyor Oven | E3 | Utility - Value of Sales | 0 | 0 | 0 | 0 | 0 | 0 | 0 | 0 | 0 | 0 | 0 | 0 | 0 | 0 | 0 | 0 | 0 | 0 | 0 | 0 | 0 | 0 | 0 | 0 | 0 | 0 | 0 | 0 | 0 | 0 | 0
F6_Commercial_Office_New_Food Preparation_Natural Gas_Conveyor Oven_E4 | F6 | Commercial | Office | New | Food Preparation | Natural Gas | Conveyor Oven | E4 | Utility - Value of Sales | 0 | 0 | 0 | 0 | 0 | 0 | 0 | 0 | 0 | 0 | 0 | 0 | 0 | 0 | 0 | 0 | 0 | 0 | 0 | 0 | 0 | 0 | 0 | 0 | 0 | 0 | 0 | 0 | 0 | 0 | 0
F6_Commercial_Office_New_Food Preparation_Natural Gas_Conveyor Oven_E5 | F6 | Commercial | Office | New | Food Preparation | Natural Gas | Conveyor Oven | E5 | Utility - Value of Sales | 0 | 0 | 0 | 0 | 0 | 0 | 0 | 0 | 0 | 0 | 0 | 0 | 0 | 0 | 0 | 0 | 0 | 0 | 0 | 0 | 0 | 0 | 0 | 0 | 0 | 0 | 0 | 0 | 0 | 0 | 0
F6_Commercial_Office_New_Food Preparation_Natural Gas_Conveyor Oven_E6 | F6 | Commercial | Office | New | Food Preparation | Natural Gas | Conveyor Oven | E6 | Utility - Value of Sales | 0 | 0 | 0 | 0 | 0 | 0 | 0 | 0 | 0 | 0 | 0 | 0 | 0 | 0 | 0 | 0 | 0 | 0 | 0 | 0 | 0 | 0 | 0 | 0 | 0 | 0 | 0 | 0 | 0 | 0 | 0
F6_Commercial_Office_New_Food Preparation_Natural Gas_Conveyor Oven_E7 | F6 | Commercial | Office | New | Food Preparation | Natural Gas | Conveyor Oven | E7 | Utility - Value of Sales | 0 | 0 | 0 | 0 | 0 | 0 | 0 | 0 | 0 | 0 | 0 | 0 | 0 | 0 | 0 | 0 | 0 | 0 | 0 | 0 | 0 | 0 | 0 | 0 | 0 | 0 | 0 | 0 | 0 | 0 | 0
F6_Commercial_Office_New_Food Preparation_Natural Gas_Conveyor Oven_E8 | F6 | Commercial | Office | New | Food Preparation | Natural Gas | Conveyor Oven | E8 | Utility - Value of Sales | 0 | 0 | 0 | 0 | 0 | 0 | 0 | 0 | 0 | 0 | 0 | 0 | 0 | 0 | 0 | 0 | 0 | 0 | 0 | 0 | 0 | 0 | 0 | 0 | 0 | 0 | 0 | 0 | 0 | 0 | 0
F6_Commercial_Office_New_Food Preparation_Natural Gas_Conveyor Oven_E9 | F6 | Commercial | Office | New | Food Preparation | Natural Gas | Conveyor Oven | E9 | Utility - Value of Sales | 0 | 0 | 0 | 0 | 0 | 0 | 0 | 0 | 0 | 0 | 0 | 0 | 0 | 0 | 0 | 0 | 0 | 0 | 0 | 0 | 0 | 0 | 0 | 0 | 0 | 0 | 0 | 0 | 0 | 0 | 0
F6_Commercial_Office_New_Food Preparation_Natural Gas_Conveyor Oven_E10 | F6 | Commercial | Office | New | Food Preparation | Natural Gas | Conveyor Oven | E10 | Utility - Value of Sales | 0 | 0 | 0 | 0 | 0 | 0 | 0 | 0 | 0 | 0 | 0 | 0 | 0 | 0 | 0 | 0 | 0 | 0 | 0 | 0 | 0 | 0 | 0 | 0 | 0 | 0 | 0 | 0 | 0 | 0 | 0
F1_Commercial_Office_New_Food Preparation_Natural Gas_Double Rack Oven_E1 | F1 | Commercial | Office | New | Food Preparation | Natural Gas | Double Rack Oven | E1 | Participant - Cost of Equipment | 0.015953 | 0.015953 | 0.015953 | 0.015953 | 0.015953 | 0.015953 | 0.015953 | 0.015953 | 0.015953 | 0.015953 | 0.015953 | 0.015953 | 0.015953 | 0.015953 | 0.015953 | 0.015953 | 0.015953 | 0.015953 | 0.015953 | 0.015953 | 0.015953 | 0.015953 | 0.015953 | 0.015953 | 0.015953 | 0.015953 | 0.015953 | 0.015953 | 0.015953 | 0.015953 | 0.015953
F1_Commercial_Office_New_Food Preparation_Natural Gas_Double Rack Oven_E2 | F1 | Commercial | Office | New | Food Preparation | Natural Gas | Double Rack Oven | E2 | Participant - Cost of Equipment | 0.021216 | 0.021216 | 0.021216 | 0.021216 | 0.021216 | 0.021216 | 0.021216 | 0.021216 | 0.021216 | 0.021216 | 0.021216 | 0.021216 | 0.021216 | 0.021216 | 0.021216 | 0.021216 | 0.021216 | 0.021216 | 0.021216 | 0.021216 | 0.021216 | 0.021216 | 0.021216 | 0.021216 | 0.021216 | 0.021216 | 0.021216 | 0.021216 | 0.021216 | 0.021216 | 0.021216
F1_Commercial_Office_New_Food Preparation_Natural Gas_Double Rack Oven_E3 | F1 | Commercial | Office | New | Food Preparation | Natural Gas | Double Rack Oven | E3 | Participant - Cost of Equipment | 0 | 0 | 0 | 0 | 0 | 0 | 0 | 0 | 0 | 0 | 0 | 0 | 0 | 0 | 0 | 0 | 0 | 0 | 0 | 0 | 0 | 0 | 0 | 0 | 0 | 0 | 0 | 0 | 0 | 0 | 0
F1_Commercial_Office_New_Food Preparation_Natural Gas_Double Rack Oven_E4 | F1 | Commercial | Office | New | Food Preparation | Natural Gas | Double Rack Oven | E4 | Participant - Cost of Equipment | 0 | 0 | 0 | 0 | 0 | 0 | 0 | 0 | 0 | 0 | 0 | 0 | 0 | 0 | 0 | 0 | 0 | 0 | 0 | 0 | 0 | 0 | 0 | 0 | 0 | 0 | 0 | 0 | 0 | 0 | 0
F1_Commercial_Office_New_Food Preparation_Natural Gas_Double Rack Oven_E5 | F1 | Commercial | Office | New | Food Preparation | Natural Gas | Double Rack Oven | E5 | Participant - Cost of Equipment | 0 | 0 | 0 | 0 | 0 | 0 | 0 | 0 | 0 | 0 | 0 | 0 | 0 | 0 | 0 | 0 | 0 | 0 | 0 | 0 | 0 | 0 | 0 | 0 | 0 | 0 | 0 | 0 | 0 | 0 | 0
F1_Commercial_Office_New_Food Preparation_Natural Gas_Double Rack Oven_E6 | F1 | Commercial | Office | New | Food Preparation | Natural Gas | Double Rack Oven | E6 | Participant - Cost of Equipment | 0 | 0 | 0 | 0 | 0 | 0 | 0 | 0 | 0 | 0 | 0 | 0 | 0 | 0 | 0 | 0 | 0 | 0 | 0 | 0 | 0 | 0 | 0 | 0 | 0 | 0 | 0 | 0 | 0 | 0 | 0
F1_Commercial_Office_New_Food Preparation_Natural Gas_Double Rack Oven_E7 | F1 | Commercial | Office | New | Food Preparation | Natural Gas | Double Rack Oven | E7 | Participant - Cost of Equipment | 0 | 0 | 0 | 0 | 0 | 0 | 0 | 0 | 0 | 0 | 0 | 0 | 0 | 0 | 0 | 0 | 0 | 0 | 0 | 0 | 0 | 0 | 0 | 0 | 0 | 0 | 0 | 0 | 0 | 0 | 0
F1_Commercial_Office_New_Food Preparation_Natural Gas_Double Rack Oven_E8 | F1 | Commercial | Office | New | Food Preparation | Natural Gas | Double Rack Oven | E8 | Participant - Cost of Equipment | 0 | 0 | 0 | 0 | 0 | 0 | 0 | 0 | 0 | 0 | 0 | 0 | 0 | 0 | 0 | 0 | 0 | 0 | 0 | 0 | 0 | 0 | 0 | 0 | 0 | 0 | 0 | 0 | 0 | 0 | 0
F1_Commercial_Office_New_Food Preparation_Natural Gas_Double Rack Oven_E9 | F1 | Commercial | Office | New | Food Preparation | Natural Gas | Double Rack Oven | E9 | Participant - Cost of Equipment | 0 | 0 | 0 | 0 | 0 | 0 | 0 | 0 | 0 | 0 | 0 | 0 | 0 | 0 | 0 | 0 | 0 | 0 | 0 | 0 | 0 | 0 | 0 | 0 | 0 | 0 | 0 | 0 | 0 | 0 | 0
F1_Commercial_Office_New_Food Preparation_Natural Gas_Double Rack Oven_E10 | F1 | Commercial | Office | New | Food Preparation | Natural Gas | Double Rack Oven | E10 | Participant - Cost of Equipment | 0 | 0 | 0 | 0 | 0 | 0 | 0 | 0 | 0 | 0 | 0 | 0 | 0 | 0 | 0 | 0 | 0 | 0 | 0 | 0 | 0 | 0 | 0 | 0 | 0 | 0 | 0 | 0 | 0 | 0 | 0
F2_Commercial_Office_New_Food Preparation_Natural Gas_Double Rack Oven_E1 | F2 | Commercial | Office | New | Food Preparation | Natural Gas | Double Rack Oven | E1 | Participant - Cost of Operation | 0.054905 | 0.055752 | 0.056367 | 0.056053 | 0.05611 | 0.052887 | 0.050222 | 0.048734 | 0.048117 | 0.0499 | 0.052243 | 0.05469 | 0.050227 | 0.053206 | 0.053388 | 0.053121 | 0.05317 | 0.053334 | 0.052315 | 0.05293 | 0.053344 | 0.053928 | 0.054678 | 0.027423 | 0.026888 | 0.026384 | 0.025909 | 0.025457 | 0.025023 | 0.024606 | 0.024202
F2_Commercial_Office_New_Food Preparation_Natural Gas_Double Rack Oven_E2 | F2 | Commercial | Office | New | Food Preparation | Natural Gas | Double Rack Oven | E2 | Participant - Cost of Operation | 0.029948 | 0.03041 | 0.030746 | 0.030574 | 0.030605 | 0.028848 | 0.027394 | 0.026582 | 0.026246 | 0.027218 | 0.028496 | 0.029831 | 0.027397 | 0.029022 | 0.029121 | 0.028975 | 0.029002 | 0.029091 | 0.028535 | 0.028871 | 0.029097 | 0.029415 | 0.029824 | 0.014958 | 0.014666 | 0.014391 | 0.014132 | 0.013885 | 0.013649 | 0.013421 | 0.013201
F2_Commercial_Office_New_Food Preparation_Natural Gas_Double Rack Oven_E3 | F2 | Commercial | Office | New | Food Preparation | Natural Gas | Double Rack Oven | E3 | Participant - Cost of Operation | 0 | 0 | 0 | 0 | 0 | 0 | 0 | 0 | 0 | 0 | 0 | 0 | 0 | 0 | 0 | 0 | 0 | 0 | 0 | 0 | 0 | 0 | 0 | 0 | 0 | 0 | 0 | 0 | 0 | 0 | 0
F2_Commercial_Office_New_Food Preparation_Natural Gas_Double Rack Oven_E4 | F2 | Commercial | Office | New | Food Preparation | Natural Gas | Double Rack Oven | E4 | Participant - Cost of Operation | 0 | 0 | 0 | 0 | 0 | 0 | 0 | 0 | 0 | 0 | 0 | 0 | 0 | 0 | 0 | 0 | 0 | 0 | 0 | 0 | 0 | 0 | 0 | 0 | 0 | 0 | 0 | 0 | 0 | 0 | 0
F2_Commercial_Office_New_Food Preparation_Natural Gas_Double Rack Oven_E5 | F2 | Commercial | Office | New | Food Preparation | Natural Gas | Double Rack Oven | E5 | Participant - Cost of Operation | 0 | 0 | 0 | 0 | 0 | 0 | 0 | 0 | 0 | 0 | 0 | 0 | 0 | 0 | 0 | 0 | 0 | 0 | 0 | 0 | 0 | 0 | 0 | 0 | 0 | 0 | 0 | 0 | 0 | 0 | 0
F2_Commercial_Office_New_Food Preparation_Natural Gas_Double Rack Oven_E6 | F2 | Commercial | Office | New | Food Preparation | Natural Gas | Double Rack Oven | E6 | Participant - Cost of Operation | 0 | 0 | 0 | 0 | 0 | 0 | 0 | 0 | 0 | 0 | 0 | 0 | 0 | 0 | 0 | 0 | 0 | 0 | 0 | 0 | 0 | 0 | 0 | 0 | 0 | 0 | 0 | 0 | 0 | 0 | 0
F2_Commercial_Office_New_Food Preparation_Natural Gas_Double Rack Oven_E7 | F2 | Commercial | Office | New | Food Preparation | Natural Gas | Double Rack Oven | E7 | Participant - Cost of Operation | 0 | 0 | 0 | 0 | 0 | 0 | 0 | 0 | 0 | 0 | 0 | 0 | 0 | 0 | 0 | 0 | 0 | 0 | 0 | 0 | 0 | 0 | 0 | 0 | 0 | 0 | 0 | 0 | 0 | 0 | 0
F2_Commercial_Office_New_Food Preparation_Natural Gas_Double Rack Oven_E8 | F2 | Commercial | Office | New | Food Preparation | Natural Gas | Double Rack Oven | E8 | Participant - Cost of Operation | 0 | 0 | 0 | 0 | 0 | 0 | 0 | 0 | 0 | 0 | 0 | 0 | 0 | 0 | 0 | 0 | 0 | 0 | 0 | 0 | 0 | 0 | 0 | 0 | 0 | 0 | 0 | 0 | 0 | 0 | 0
F2_Commercial_Office_New_Food Preparation_Natural Gas_Double Rack Oven_E9 | F2 | Commercial | Office | New | Food Preparation | Natural Gas | Double Rack Oven | E9 | Participant - Cost of Operation | 0 | 0 | 0 | 0 | 0 | 0 | 0 | 0 | 0 | 0 | 0 | 0 | 0 | 0 | 0 | 0 | 0 | 0 | 0 | 0 | 0 | 0 | 0 | 0 | 0 | 0 | 0 | 0 | 0 | 0 | 0
F2_Commercial_Office_New_Food Preparation_Natural Gas_Double Rack Oven_E10 | F2 | Commercial | Office | New | Food Preparation | Natural Gas | Double Rack Oven | E10 | Participant - Cost of Operation | 0 | 0 | 0 | 0 | 0 | 0 | 0 | 0 | 0 | 0 | 0 | 0 | 0 | 0 | 0 | 0 | 0 | 0 | 0 | 0 | 0 | 0 | 0 | 0 | 0 | 0 | 0 | 0 | 0 | 0 | 0
F3_Commercial_Office_New_Food Preparation_Natural Gas_Double Rack Oven_E1 | F3 | Commercial | Office | New | Food Preparation | Natural Gas | Double Rack Oven | E1 | System - kBTUs of Conusmption | 4.5622 | 4.5713 | 4.5655 | 4.5615 | 4.5615 | 4.5615 | 4.5615 | 4.5615 | 4.5615 | 4.5615 | 4.5615 | 4.5615 | 4.5615 | 4.5615 | 4.5615 | 4.5615 | 4.5615 | 4.5615 | 4.5615 | 4.5615 | 4.5615 | 4.5615 | 4.5615 | 4.5615 | 4.5615 | 4.5615 | 4.5615 | 4.5615 | 4.5615 | 4.5615 | 4.5615
F3_Commercial_Office_New_Food Preparation_Natural Gas_Double Rack Oven_E2 | F3 | Commercial | Office | New | Food Preparation | Natural Gas | Double Rack Oven | E2 | System - kBTUs of Conusmption | 2.4885 | 2.4934 | 2.4903 | 2.4881 | 2.4881 | 2.4881 | 2.4881 | 2.4881 | 2.4881 | 2.4881 | 2.4881 | 2.4881 | 2.4881 | 2.4881 | 2.4881 | 2.4881 | 2.4881 | 2.4881 | 2.4881 | 2.4881 | 2.4881 | 2.4881 | 2.4881 | 2.4881 | 2.4881 | 2.4881 | 2.4881 | 2.4881 | 2.4881 | 2.4881 | 2.4881
F3_Commercial_Office_New_Food Preparation_Natural Gas_Double Rack Oven_E3 | F3 | Commercial | Office | New | Food Preparation | Natural Gas | Double Rack Oven | E3 | System - kBTUs of Conusmption | 0 | 0 | 0 | 0 | 0 | 0 | 0 | 0 | 0 | 0 | 0 | 0 | 0 | 0 | 0 | 0 | 0 | 0 | 0 | 0 | 0 | 0 | 0 | 0 | 0 | 0 | 0 | 0 | 0 | 0 | 0
F3_Commercial_Office_New_Food Preparation_Natural Gas_Double Rack Oven_E4 | F3 | Commercial | Office | New | Food Preparation | Natural Gas | Double Rack Oven | E4 | System - kBTUs of Conusmption | 0 | 0 | 0 | 0 | 0 | 0 | 0 | 0 | 0 | 0 | 0 | 0 | 0 | 0 | 0 | 0 | 0 | 0 | 0 | 0 | 0 | 0 | 0 | 0 | 0 | 0 | 0 | 0 | 0 | 0 | 0
F3_Commercial_Office_New_Food Preparation_Natural Gas_Double Rack Oven_E5 | F3 | Commercial | Office | New | Food Preparation | Natural Gas | Double Rack Oven | E5 | System - kBTUs of Conusmption | 0 | 0 | 0 | 0 | 0 | 0 | 0 | 0 | 0 | 0 | 0 | 0 | 0 | 0 | 0 | 0 | 0 | 0 | 0 | 0 | 0 | 0 | 0 | 0 | 0 | 0 | 0 | 0 | 0 | 0 | 0
F3_Commercial_Office_New_Food Preparation_Natural Gas_Double Rack Oven_E6 | F3 | Commercial | Office | New | Food Preparation | Natural Gas | Double Rack Oven | E6 | System - kBTUs of Conusmption | 0 | 0 | 0 | 0 | 0 | 0 | 0 | 0 | 0 | 0 | 0 | 0 | 0 | 0 | 0 | 0 | 0 | 0 | 0 | 0 | 0 | 0 | 0 | 0 | 0 | 0 | 0 | 0 | 0 | 0 | 0
F3_Commercial_Office_New_Food Preparation_Natural Gas_Double Rack Oven_E7 | F3 | Commercial | Office | New | Food Preparation | Natural Gas | Double Rack Oven | E7 | System - kBTUs of Conusmption | 0 | 0 | 0 | 0 | 0 | 0 | 0 | 0 | 0 | 0 | 0 | 0 | 0 | 0 | 0 | 0 | 0 | 0 | 0 | 0 | 0 | 0 | 0 | 0 | 0 | 0 | 0 | 0 | 0 | 0 | 0
F3_Commercial_Office_New_Food Preparation_Natural Gas_Double Rack Oven_E8 | F3 | Commercial | Office | New | Food Preparation | Natural Gas | Double Rack Oven | E8 | System - kBTUs of Conusmption | 0 | 0 | 0 | 0 | 0 | 0 | 0 | 0 | 0 | 0 | 0 | 0 | 0 | 0 | 0 | 0 | 0 | 0 | 0 | 0 | 0 | 0 | 0 | 0 | 0 | 0 | 0 | 0 | 0 | 0 | 0
F3_Commercial_Office_New_Food Preparation_Natural Gas_Double Rack Oven_E9 | F3 | Commercial | Office | New | Food Preparation | Natural Gas | Double Rack Oven | E9 | System - kBTUs of Conusmption | 0 | 0 | 0 | 0 | 0 | 0 | 0 | 0 | 0 | 0 | 0 | 0 | 0 | 0 | 0 | 0 | 0 | 0 | 0 | 0 | 0 | 0 | 0 | 0 | 0 | 0 | 0 | 0 | 0 | 0 | 0
F3_Commercial_Office_New_Food Preparation_Natural Gas_Double Rack Oven_E10 | F3 | Commercial | Office | New | Food Preparation | Natural Gas | Double Rack Oven | E10 | System - kBTUs of Conusmption | 0 | 0 | 0 | 0 | 0 | 0 | 0 | 0 | 0 | 0 | 0 | 0 | 0 | 0 | 0 | 0 | 0 | 0 | 0 | 0 | 0 | 0 | 0 | 0 | 0 | 0 | 0 | 0 | 0 | 0 | 0
F4_Commercial_Office_New_Food Preparation_Natural Gas_Double Rack Oven_E1 | F4 | Commercial | Office | New | Food Preparation | Natural Gas | Double Rack Oven | E1 | Utility - Cost of Equipment | 0.015953 | 0.015953 | 0.015953 | 0.015953 | 0.015953 | 0.015953 | 0.015953 | 0.015953 | 0.015953 | 0.015953 | 0.015953 | 0.015953 | 0.015953 | 0.015953 | 0.015953 | 0.015953 | 0.015953 | 0.015953 | 0.015953 | 0.015953 | 0.015953 | 0.015953 | 0.015953 | 0.015953 | 0.015953 | 0.015953 | 0.015953 | 0.015953 | 0.015953 | 0.015953 | 0.015953
F4_Commercial_Office_New_Food Preparation_Natural Gas_Double Rack Oven_E2 | F4 | Commercial | Office | New | Food Preparation | Natural Gas | Double Rack Oven | E2 | Utility - Cost of Equipment | 0.021216 | 0.021216 | 0.021216 | 0.021216 | 0.021216 | 0.021216 | 0.021216 | 0.021216 | 0.021216 | 0.021216 | 0.021216 | 0.021216 | 0.021216 | 0.021216 | 0.021216 | 0.021216 | 0.021216 | 0.021216 | 0.021216 | 0.021216 | 0.021216 | 0.021216 | 0.021216 | 0.021216 | 0.021216 | 0.021216 | 0.021216 | 0.021216 | 0.021216 | 0.021216 | 0.021216
F4_Commercial_Office_New_Food Preparation_Natural Gas_Double Rack Oven_E3 | F4 | Commercial | Office | New | Food Preparation | Natural Gas | Double Rack Oven | E3 | Utility - Cost of Equipment | 0 | 0 | 0 | 0 | 0 | 0 | 0 | 0 | 0 | 0 | 0 | 0 | 0 | 0 | 0 | 0 | 0 | 0 | 0 | 0 | 0 | 0 | 0 | 0 | 0 | 0 | 0 | 0 | 0 | 0 | 0
F4_Commercial_Office_New_Food Preparation_Natural Gas_Double Rack Oven_E4 | F4 | Commercial | Office | New | Food Preparation | Natural Gas | Double Rack Oven | E4 | Utility - Cost of Equipment | 0 | 0 | 0 | 0 | 0 | 0 | 0 | 0 | 0 | 0 | 0 | 0 | 0 | 0 | 0 | 0 | 0 | 0 | 0 | 0 | 0 | 0 | 0 | 0 | 0 | 0 | 0 | 0 | 0 | 0 | 0
F4_Commercial_Office_New_Food Preparation_Natural Gas_Double Rack Oven_E5 | F4 | Commercial | Office | New | Food Preparation | Natural Gas | Double Rack Oven | E5 | Utility - Cost of Equipment | 0 | 0 | 0 | 0 | 0 | 0 | 0 | 0 | 0 | 0 | 0 | 0 | 0 | 0 | 0 | 0 | 0 | 0 | 0 | 0 | 0 | 0 | 0 | 0 | 0 | 0 | 0 | 0 | 0 | 0 | 0
F4_Commercial_Office_New_Food Preparation_Natural Gas_Double Rack Oven_E6 | F4 | Commercial | Office | New | Food Preparation | Natural Gas | Double Rack Oven | E6 | Utility - Cost of Equipment | 0 | 0 | 0 | 0 | 0 | 0 | 0 | 0 | 0 | 0 | 0 | 0 | 0 | 0 | 0 | 0 | 0 | 0 | 0 | 0 | 0 | 0 | 0 | 0 | 0 | 0 | 0 | 0 | 0 | 0 | 0
F4_Commercial_Office_New_Food Preparation_Natural Gas_Double Rack Oven_E7 | F4 | Commercial | Office | New | Food Preparation | Natural Gas | Double Rack Oven | E7 | Utility - Cost of Equipment | 0 | 0 | 0 | 0 | 0 | 0 | 0 | 0 | 0 | 0 | 0 | 0 | 0 | 0 | 0 | 0 | 0 | 0 | 0 | 0 | 0 | 0 | 0 | 0 | 0 | 0 | 0 | 0 | 0 | 0 | 0
F4_Commercial_Office_New_Food Preparation_Natural Gas_Double Rack Oven_E8 | F4 | Commercial | Office | New | Food Preparation | Natural Gas | Double Rack Oven | E8 | Utility - Cost of Equipment | 0 | 0 | 0 | 0 | 0 | 0 | 0 | 0 | 0 | 0 | 0 | 0 | 0 | 0 | 0 | 0 | 0 | 0 | 0 | 0 | 0 | 0 | 0 | 0 | 0 | 0 | 0 | 0 | 0 | 0 | 0
F4_Commercial_Office_New_Food Preparation_Natural Gas_Double Rack Oven_E9 | F4 | Commercial | Office | New | Food Preparation | Natural Gas | Double Rack Oven | E9 | Utility - Cost of Equipment | 0 | 0 | 0 | 0 | 0 | 0 | 0 | 0 | 0 | 0 | 0 | 0 | 0 | 0 | 0 | 0 | 0 | 0 | 0 | 0 | 0 | 0 | 0 | 0 | 0 | 0 | 0 | 0 | 0 | 0 | 0
F4_Commercial_Office_New_Food Preparation_Natural Gas_Double Rack Oven_E10 | F4 | Commercial | Office | New | Food Preparation | Natural Gas | Double Rack Oven | E10 | Utility - Cost of Equipment | 0 | 0 | 0 | 0 | 0 | 0 | 0 | 0 | 0 | 0 | 0 | 0 | 0 | 0 | 0 | 0 | 0 | 0 | 0 | 0 | 0 | 0 | 0 | 0 | 0 | 0 | 0 | 0 | 0 | 0 | 0
F5_Commercial_Office_New_Food Preparation_Natural Gas_Double Rack Oven_E1 | F5 | Commercial | Office | New | Food Preparation | Natural Gas | Double Rack Oven | E1 | Utility - Cost of Operation | 0.045828 | 0.046535 | 0.047048 | 0.046786 | 0.046834 | 0.044144 | 0.041919 | 0.040677 | 0.040162 | 0.041651 | 0.043606 | 0.045649 | 0.041924 | 0.04441 | 0.044562 | 0.044339 | 0.04438 | 0.044517 | 0.043666 | 0.044179 | 0.044525 | 0.045012 | 0.045639 | 0.022889 | 0.022442 | 0.022023 | 0.021626 | 0.021248 | 0.020886 | 0.020538 | 0.020201
F5_Commercial_Office_New_Food Preparation_Natural Gas_Double Rack Oven_E2 | F5 | Commercial | Office | New | Food Preparation | Natural Gas | Double Rack Oven | E2 | Utility - Cost of Operation | 0.024997 | 0.025383 | 0.025663 | 0.02552 | 0.025546 | 0.024079 | 0.022865 | 0.022188 | 0.021907 | 0.022719 | 0.023785 | 0.024899 | 0.022867 | 0.024224 | 0.024306 | 0.024185 | 0.024207 | 0.024282 | 0.023818 | 0.024098 | 0.024287 | 0.024552 | 0.024894 | 0.012485 | 0.012241 | 0.012012 | 0.011796 | 0.01159 | 0.011393 | 0.011203 | 0.011019
F5_Commercial_Office_New_Food Preparation_Natural Gas_Double Rack Oven_E3 | F5 | Commercial | Office | New | Food Preparation | Natural Gas | Double Rack Oven | E3 | Utility - Cost of Operation | 0 | 0 | 0 | 0 | 0 | 0 | 0 | 0 | 0 | 0 | 0 | 0 | 0 | 0 | 0 | 0 | 0 | 0 | 0 | 0 | 0 | 0 | 0 | 0 | 0 | 0 | 0 | 0 | 0 | 0 | 0
F5_Commercial_Office_New_Food Preparation_Natural Gas_Double Rack Oven_E4 | F5 | Commercial | Office | New | Food Preparation | Natural Gas | Double Rack Oven | E4 | Utility - Cost of Operation | 0 | 0 | 0 | 0 | 0 | 0 | 0 | 0 | 0 | 0 | 0 | 0 | 0 | 0 | 0 | 0 | 0 | 0 | 0 | 0 | 0 | 0 | 0 | 0 | 0 | 0 | 0 | 0 | 0 | 0 | 0
F5_Commercial_Office_New_Food Preparation_Natural Gas_Double Rack Oven_E5 | F5 | Commercial | Office | New | Food Preparation | Natural Gas | Double Rack Oven | E5 | Utility - Cost of Operation | 0 | 0 | 0 | 0 | 0 | 0 | 0 | 0 | 0 | 0 | 0 | 0 | 0 | 0 | 0 | 0 | 0 | 0 | 0 | 0 | 0 | 0 | 0 | 0 | 0 | 0 | 0 | 0 | 0 | 0 | 0
F5_Commercial_Office_New_Food Preparation_Natural Gas_Double Rack Oven_E6 | F5 | Commercial | Office | New | Food Preparation | Natural Gas | Double Rack Oven | E6 | Utility - Cost of Operation | 0 | 0 | 0 | 0 | 0 | 0 | 0 | 0 | 0 | 0 | 0 | 0 | 0 | 0 | 0 | 0 | 0 | 0 | 0 | 0 | 0 | 0 | 0 | 0 | 0 | 0 | 0 | 0 | 0 | 0 | 0
F5_Commercial_Office_New_Food Preparation_Natural Gas_Double Rack Oven_E7 | F5 | Commercial | Office | New | Food Preparation | Natural Gas | Double Rack Oven | E7 | Utility - Cost of Operation | 0 | 0 | 0 | 0 | 0 | 0 | 0 | 0 | 0 | 0 | 0 | 0 | 0 | 0 | 0 | 0 | 0 | 0 | 0 | 0 | 0 | 0 | 0 | 0 | 0 | 0 | 0 | 0 | 0 | 0 | 0
F5_Commercial_Office_New_Food Preparation_Natural Gas_Double Rack Oven_E8 | F5 | Commercial | Office | New | Food Preparation | Natural Gas | Double Rack Oven | E8 | Utility - Cost of Operation | 0 | 0 | 0 | 0 | 0 | 0 | 0 | 0 | 0 | 0 | 0 | 0 | 0 | 0 | 0 | 0 | 0 | 0 | 0 | 0 | 0 | 0 | 0 | 0 | 0 | 0 | 0 | 0 | 0 | 0 | 0
F5_Commercial_Office_New_Food Preparation_Natural Gas_Double Rack Oven_E9 | F5 | Commercial | Office | New | Food Preparation | Natural Gas | Double Rack Oven | E9 | Utility - Cost of Operation | 0 | 0 | 0 | 0 | 0 | 0 | 0 | 0 | 0 | 0 | 0 | 0 | 0 | 0 | 0 | 0 | 0 | 0 | 0 | 0 | 0 | 0 | 0 | 0 | 0 | 0 | 0 | 0 | 0 | 0 | 0
F5_Commercial_Office_New_Food Preparation_Natural Gas_Double Rack Oven_E10 | F5 | Commercial | Office | New | Food Preparation | Natural Gas | Double Rack Oven | E10 | Utility - Cost of Operation | 0 | 0 | 0 | 0 | 0 | 0 | 0 | 0 | 0 | 0 | 0 | 0 | 0 | 0 | 0 | 0 | 0 | 0 | 0 | 0 | 0 | 0 | 0 | 0 | 0 | 0 | 0 | 0 | 0 | 0 | 0
F6_Commercial_Office_New_Food Preparation_Natural Gas_Double Rack Oven_E1 | F6 | Commercial | Office | New | Food Preparation | Natural Gas | Double Rack Oven | E1 | Utility - Value of Sales | 0.054905 | 0.055752 | 0.056367 | 0.056053 | 0.05611 | 0.052887 | 0.050222 | 0.048734 | 0.048117 | 0.0499 | 0.052243 | 0.05469 | 0.050227 | 0.053206 | 0.053388 | 0.053121 | 0.05317 | 0.053334 | 0.052315 | 0.05293 | 0.053344 | 0.053928 | 0.054678 | 0.027423 | 0.026888 | 0.026384 | 0.025909 | 0.025457 | 0.025023 | 0.024606 | 0.024202
F6_Commercial_Office_New_Food Preparation_Natural Gas_Double Rack Oven_E2 | F6 | Commercial | Office | New | Food Preparation | Natural Gas | Double Rack Oven | E2 | Utility - Value of Sales | 0.029948 | 0.03041 | 0.030746 | 0.030574 | 0.030605 | 0.028848 | 0.027394 | 0.026582 | 0.026246 | 0.027218 | 0.028496 | 0.029831 | 0.027397 | 0.029022 | 0.029121 | 0.028975 | 0.029002 | 0.029091 | 0.028535 | 0.028871 | 0.029097 | 0.029415 | 0.029824 | 0.014958 | 0.014666 | 0.014391 | 0.014132 | 0.013885 | 0.013649 | 0.013421 | 0.013201
F6_Commercial_Office_New_Food Preparation_Natural Gas_Double Rack Oven_E3 | F6 | Commercial | Office | New | Food Preparation | Natural Gas | Double Rack Oven | E3 | Utility - Value of Sales | 0 | 0 | 0 | 0 | 0 | 0 | 0 | 0 | 0 | 0 | 0 | 0 | 0 | 0 | 0 | 0 | 0 | 0 | 0 | 0 | 0 | 0 | 0 | 0 | 0 | 0 | 0 | 0 | 0 | 0 | 0
F6_Commercial_Office_New_Food Preparation_Natural Gas_Double Rack Oven_E4 | F6 | Commercial | Office | New | Food Preparation | Natural Gas | Double Rack Oven | E4 | Utility - Value of Sales | 0 | 0 | 0 | 0 | 0 | 0 | 0 | 0 | 0 | 0 | 0 | 0 | 0 | 0 | 0 | 0 | 0 | 0 | 0 | 0 | 0 | 0 | 0 | 0 | 0 | 0 | 0 | 0 | 0 | 0 | 0
F6_Commercial_Office_New_Food Preparation_Natural Gas_Double Rack Oven_E5 | F6 | Commercial | Office | New | Food Preparation | Natural Gas | Double Rack Oven | E5 | Utility - Value of Sales | 0 | 0 | 0 | 0 | 0 | 0 | 0 | 0 | 0 | 0 | 0 | 0 | 0 | 0 | 0 | 0 | 0 | 0 | 0 | 0 | 0 | 0 | 0 | 0 | 0 | 0 | 0 | 0 | 0 | 0 | 0
F6_Commercial_Office_New_Food Preparation_Natural Gas_Double Rack Oven_E6 | F6 | Commercial | Office | New | Food Preparation | Natural Gas | Double Rack Oven | E6 | Utility - Value of Sales | 0 | 0 | 0 | 0 | 0 | 0 | 0 | 0 | 0 | 0 | 0 | 0 | 0 | 0 | 0 | 0 | 0 | 0 | 0 | 0 | 0 | 0 | 0 | 0 | 0 | 0 | 0 | 0 | 0 | 0 | 0
F6_Commercial_Office_New_Food Preparation_Natural Gas_Double Rack Oven_E7 | F6 | Commercial | Office | New | Food Preparation | Natural Gas | Double Rack Oven | E7 | Utility - Value of Sales | 0 | 0 | 0 | 0 | 0 | 0 | 0 | 0 | 0 | 0 | 0 | 0 | 0 | 0 | 0 | 0 | 0 | 0 | 0 | 0 | 0 | 0 | 0 | 0 | 0 | 0 | 0 | 0 | 0 | 0 | 0
F6_Commercial_Office_New_Food Preparation_Natural Gas_Double Rack Oven_E8 | F6 | Commercial | Office | New | Food Preparation | Natural Gas | Double Rack Oven | E8 | Utility - Value of Sales | 0 | 0 | 0 | 0 | 0 | 0 | 0 | 0 | 0 | 0 | 0 | 0 | 0 | 0 | 0 | 0 | 0 | 0 | 0 | 0 | 0 | 0 | 0 | 0 | 0 | 0 | 0 | 0 | 0 | 0 | 0
F6_Commercial_Office_New_Food Preparation_Natural Gas_Double Rack Oven_E9 | F6 | Commercial | Office | New | Food Preparation | Natural Gas | Double Rack Oven | E9 | Utility - Value of Sales | 0 | 0 | 0 | 0 | 0 | 0 | 0 | 0 | 0 | 0 | 0 | 0 | 0 | 0 | 0 | 0 | 0 | 0 | 0 | 0 | 0 | 0 | 0 | 0 | 0 | 0 | 0 | 0 | 0 | 0 | 0
F6_Commercial_Office_New_Food Preparation_Natural Gas_Double Rack Oven_E10 | F6 | Commercial | Office | New | Food Preparation | Natural Gas | Double Rack Oven | E10 | Utility - Value of Sales | 0 | 0 | 0 | 0 | 0 | 0 | 0 | 0 | 0 | 0 | 0 | 0 | 0 | 0 | 0 | 0 | 0 | 0 | 0 | 0 | 0 | 0 | 0 | 0 | 0 | 0 | 0 | 0 | 0 | 0 | 0
F1_Commercial_Office_New_Food Preparation_Natural Gas_Fryer_E1 | F1 | Commercial | Office | New | Food Preparation | Natural Gas | Fryer | E1 | Participant - Cost of Equipment | 0.012569 | 0.012569 | 0.012569 | 0 | 0 | 0 | 0 | 0 | 0 | 0 | 0 | 0 | 0 | 0 | 0 | 0 | 0 | 0 | 0 | 0 | 0 | 0 | 0 | 0 | 0 | 0 | 0 | 0 | 0 | 0 | 0
F1_Commercial_Office_New_Food Preparation_Natural Gas_Fryer_E2 | F1 | Commercial | Office | New | Food Preparation | Natural Gas | Fryer | E2 | Participant - Cost of Equipment | 0.01499 | 0.01499 | 0.01499 | 0.01499 | 0.01499 | 0.01499 | 0.01499 | 0.01499 | 0.01499 | 0.01499 | 0.01499 | 0.01499 | 0.01499 | 0.01499 | 0.01499 | 0.01499 | 0.01499 | 0.01499 | 0.01499 | 0.01499 | 0.01499 | 0.01499 | 0.01499 | 0.01499 | 0.01499 | 0.01499 | 0.01499 | 0.01499 | 0.01499 | 0.01499 | 0.01499
F1_Commercial_Office_New_Food Preparation_Natural Gas_Fryer_E3 | F1 | Commercial | Office | New | Food Preparation | Natural Gas | Fryer | E3 | Participant - Cost of Equipment | 0 | 0 | 0 | 0 | 0 | 0 | 0 | 0 | 0 | 0 | 0 | 0 | 0 | 0 | 0 | 0 | 0 | 0 | 0 | 0 | 0 | 0 | 0 | 0 | 0 | 0 | 0 | 0 | 0 | 0 | 0
F1_Commercial_Office_New_Food Preparation_Natural Gas_Fryer_E4 | F1 | Commercial | Office | New | Food Preparation | Natural Gas | Fryer | E4 | Participant - Cost of Equipment | 0 | 0 | 0 | 0 | 0 | 0 | 0 | 0 | 0 | 0 | 0 | 0 | 0 | 0 | 0 | 0 | 0 | 0 | 0 | 0 | 0 | 0 | 0 | 0 | 0 | 0 | 0 | 0 | 0 | 0 | 0
F1_Commercial_Office_New_Food Preparation_Natural Gas_Fryer_E5 | F1 | Commercial | Office | New | Food Preparation | Natural Gas | Fryer | E5 | Participant - Cost of Equipment | 0 | 0 | 0 | 0 | 0 | 0 | 0 | 0 | 0 | 0 | 0 | 0 | 0 | 0 | 0 | 0 | 0 | 0 | 0 | 0 | 0 | 0 | 0 | 0 | 0 | 0 | 0 | 0 | 0 | 0 | 0
F1_Commercial_Office_New_Food Preparation_Natural Gas_Fryer_E6 | F1 | Commercial | Office | New | Food Preparation | Natural Gas | Fryer | E6 | Participant - Cost of Equipment | 0 | 0 | 0 | 0 | 0 | 0 | 0 | 0 | 0 | 0 | 0 | 0 | 0 | 0 | 0 | 0 | 0 | 0 | 0 | 0 | 0 | 0 | 0 | 0 | 0 | 0 | 0 | 0 | 0 | 0 | 0
F1_Commercial_Office_New_Food Preparation_Natural Gas_Fryer_E7 | F1 | Commercial | Office | New | Food Preparation | Natural Gas | Fryer | E7 | Participant - Cost of Equipment | 0 | 0 | 0 | 0 | 0 | 0 | 0 | 0 | 0 | 0 | 0 | 0 | 0 | 0 | 0 | 0 | 0 | 0 | 0 | 0 | 0 | 0 | 0 | 0 | 0 | 0 | 0 | 0 | 0 | 0 | 0
F1_Commercial_Office_New_Food Preparation_Natural Gas_Fryer_E8 | F1 | Commercial | Office | New | Food Preparation | Natural Gas | Fryer | E8 | Participant - Cost of Equipment | 0 | 0 | 0 | 0 | 0 | 0 | 0 | 0 | 0 | 0 | 0 | 0 | 0 | 0 | 0 | 0 | 0 | 0 | 0 | 0 | 0 | 0 | 0 | 0 | 0 | 0 | 0 | 0 | 0 | 0 | 0
F1_Commercial_Office_New_Food Preparation_Natural Gas_Fryer_E9 | F1 | Commercial | Office | New | Food Preparation | Natural Gas | Fryer | E9 | Participant - Cost of Equipment | 0 | 0 | 0 | 0 | 0 | 0 | 0 | 0 | 0 | 0 | 0 | 0 | 0 | 0 | 0 | 0 | 0 | 0 | 0 | 0 | 0 | 0 | 0 | 0 | 0 | 0 | 0 | 0 | 0 | 0 | 0
F1_Commercial_Office_New_Food Preparation_Natural Gas_Fryer_E10 | F1 | Commercial | Office | New | Food Preparation | Natural Gas | Fryer | E10 | Participant - Cost of Equipment | 0 | 0 | 0 | 0 | 0 | 0 | 0 | 0 | 0 | 0 | 0 | 0 | 0 | 0 | 0 | 0 | 0 | 0 | 0 | 0 | 0 | 0 | 0 | 0 | 0 | 0 | 0 | 0 | 0 | 0 | 0
F2_Commercial_Office_New_Food Preparation_Natural Gas_Fryer_E1 | F2 | Commercial | Office | New | Food Preparation | Natural Gas | Fryer | E1 | Participant - Cost of Operation | 0.026977 | 0.027571 | 0.028048 | 0 | 0 | 0 | 0 | 0 | 0 | 0 | 0 | 0 | 0 | 0 | 0 | 0 | 0 | 0 | 0 | 0 | 0 | 0 | 0 | 0 | 0 | 0 | 0 | 0 | 0 | 0 | 0
F2_Commercial_Office_New_Food Preparation_Natural Gas_Fryer_E2 | F2 | Commercial | Office | New | Food Preparation | Natural Gas | Fryer | E2 | Participant - Cost of Operation | 0.018128 | 0.018527 | 0.018848 | 0.019154 | 0.019616 | 0.018732 | 0.017664 | 0.01714 | 0.016985 | 0.016714 | 0.016541 | 0.016283 | 0.014284 | 0.015384 | 0.016799 | 0.018163 | 0.019811 | 0.019928 | 0.019549 | 0.019847 | 0.02006 | 0.020341 | 0.02069 | 0.0093627 | 0.0091734 | 0.0089968 | 0.0088308 | 0.0086737 | 0.008524 | 0.0083802 | 0.0082414
F2_Commercial_Office_New_Food Preparation_Natural Gas_Fryer_E3 | F2 | Commercial | Office | New | Food Preparation | Natural Gas | Fryer | E3 | Participant - Cost of Operation | 0 | 0 | 0 | 0 | 0 | 0 | 0 | 0 | 0 | 0 | 0 | 0 | 0 | 0 | 0 | 0 | 0 | 0 | 0 | 0 | 0 | 0 | 0 | 0 | 0 | 0 | 0 | 0 | 0 | 0 | 0
F2_Commercial_Office_New_Food Preparation_Natural Gas_Fryer_E4 | F2 | Commercial | Office | New | Food Preparation | Natural Gas | Fryer | E4 | Participant - Cost of Operation | 0 | 0 | 0 | 0 | 0 | 0 | 0 | 0 | 0 | 0 | 0 | 0 | 0 | 0 | 0 | 0 | 0 | 0 | 0 | 0 | 0 | 0 | 0 | 0 | 0 | 0 | 0 | 0 | 0 | 0 | 0
F2_Commercial_Office_New_Food Preparation_Natural Gas_Fryer_E5 | F2 | Commercial | Office | New | Food Preparation | Natural Gas | Fryer | E5 | Participant - Cost of Operation | 0 | 0 | 0 | 0 | 0 | 0 | 0 | 0 | 0 | 0 | 0 | 0 | 0 | 0 | 0 | 0 | 0 | 0 | 0 | 0 | 0 | 0 | 0 | 0 | 0 | 0 | 0 | 0 | 0 | 0 | 0
F2_Commercial_Office_New_Food Preparation_Natural Gas_Fryer_E6 | F2 | Commercial | Office | New | Food Preparation | Natural Gas | Fryer | E6 | Participant - Cost of Operation | 0 | 0 | 0 | 0 | 0 | 0 | 0 | 0 | 0 | 0 | 0 | 0 | 0 | 0 | 0 | 0 | 0 | 0 | 0 | 0 | 0 | 0 | 0 | 0 | 0 | 0 | 0 | 0 | 0 | 0 | 0
F2_Commercial_Office_New_Food Preparation_Natural Gas_Fryer_E7 | F2 | Commercial | Office | New | Food Preparation | Natural Gas | Fryer | E7 | Participant - Cost of Operation | 0 | 0 | 0 | 0 | 0 | 0 | 0 | 0 | 0 | 0 | 0 | 0 | 0 | 0 | 0 | 0 | 0 | 0 | 0 | 0 | 0 | 0 | 0 | 0 | 0 | 0 | 0 | 0 | 0 | 0 | 0
F2_Commercial_Office_New_Food Preparation_Natural Gas_Fryer_E8 | F2 | Commercial | Office | New | Food Preparation | Natural Gas | Fryer | E8 | Participant - Cost of Operation | 0 | 0 | 0 | 0 | 0 | 0 | 0 | 0 | 0 | 0 | 0 | 0 | 0 | 0 | 0 | 0 | 0 | 0 | 0 | 0 | 0 | 0 | 0 | 0 | 0 | 0 | 0 | 0 | 0 | 0 | 0
F2_Commercial_Office_New_Food Preparation_Natural Gas_Fryer_E9 | F2 | Commercial | Office | New | Food Preparation | Natural Gas | Fryer | E9 | Participant - Cost of Operation | 0 | 0 | 0 | 0 | 0 | 0 | 0 | 0 | 0 | 0 | 0 | 0 | 0 | 0 | 0 | 0 | 0 | 0 | 0 | 0 | 0 | 0 | 0 | 0 | 0 | 0 | 0 | 0 | 0 | 0 | 0
F2_Commercial_Office_New_Food Preparation_Natural Gas_Fryer_E10 | F2 | Commercial | Office | New | Food Preparation | Natural Gas | Fryer | E10 | Participant - Cost of Operation | 0 | 0 | 0 | 0 | 0 | 0 | 0 | 0 | 0 | 0 | 0 | 0 | 0 | 0 | 0 | 0 | 0 | 0 | 0 | 0 | 0 | 0 | 0 | 0 | 0 | 0 | 0 | 0 | 0 | 0 | 0
F3_Commercial_Office_New_Food Preparation_Natural Gas_Fryer_E1 | F3 | Commercial | Office | New | Food Preparation | Natural Gas | Fryer | E1 | System - kBTUs of Conusmption | 2.2714 | 2.2775 | 2.2736 | 0 | 0 | 0 | 0 | 0 | 0 | 0 | 0 | 0 | 0 | 0 | 0 | 0 | 0 | 0 | 0 | 0 | 0 | 0 | 0 | 0 | 0 | 0 | 0 | 0 | 0 | 0 | 0
F3_Commercial_Office_New_Food Preparation_Natural Gas_Fryer_E2 | F3 | Commercial | Office | New | Food Preparation | Natural Gas | Fryer | E2 | System - kBTUs of Conusmption | 1.5264 | 1.5304 | 1.5278 | 1.5261 | 1.5261 | 1.5261 | 1.5261 | 1.5261 | 1.5261 | 1.5261 | 1.5261 | 1.5261 | 1.5261 | 1.5261 | 1.5261 | 1.5261 | 1.5261 | 1.5261 | 1.5261 | 1.5261 | 1.5261 | 1.5261 | 1.5261 | 1.5261 | 1.5261 | 1.5261 | 1.5261 | 1.5261 | 1.5261 | 1.5261 | 1.5261
F3_Commercial_Office_New_Food Preparation_Natural Gas_Fryer_E3 | F3 | Commercial | Office | New | Food Preparation | Natural Gas | Fryer | E3 | System - kBTUs of Conusmption | 0 | 0 | 0 | 0 | 0 | 0 | 0 | 0 | 0 | 0 | 0 | 0 | 0 | 0 | 0 | 0 | 0 | 0 | 0 | 0 | 0 | 0 | 0 | 0 | 0 | 0 | 0 | 0 | 0 | 0 | 0
F3_Commercial_Office_New_Food Preparation_Natural Gas_Fryer_E4 | F3 | Commercial | Office | New | Food Preparation | Natural Gas | Fryer | E4 | System - kBTUs of Conusmption | 0 | 0 | 0 | 0 | 0 | 0 | 0 | 0 | 0 | 0 | 0 | 0 | 0 | 0 | 0 | 0 | 0 | 0 | 0 | 0 | 0 | 0 | 0 | 0 | 0 | 0 | 0 | 0 | 0 | 0 | 0
F3_Commercial_Office_New_Food Preparation_Natural Gas_Fryer_E5 | F3 | Commercial | Office | New | Food Preparation | Natural Gas | Fryer | E5 | System - kBTUs of Conusmption | 0 | 0 | 0 | 0 | 0 | 0 | 0 | 0 | 0 | 0 | 0 | 0 | 0 | 0 | 0 | 0 | 0 | 0 | 0 | 0 | 0 | 0 | 0 | 0 | 0 | 0 | 0 | 0 | 0 | 0 | 0
F3_Commercial_Office_New_Food Preparation_Natural Gas_Fryer_E6 | F3 | Commercial | Office | New | Food Preparation | Natural Gas | Fryer | E6 | System - kBTUs of Conusmption | 0 | 0 | 0 | 0 | 0 | 0 | 0 | 0 | 0 | 0 | 0 | 0 | 0 | 0 | 0 | 0 | 0 | 0 | 0 | 0 | 0 | 0 | 0 | 0 | 0 | 0 | 0 | 0 | 0 | 0 | 0
F3_Commercial_Office_New_Food Preparation_Natural Gas_Fryer_E7 | F3 | Commercial | Office | New | Food Preparation | Natural Gas | Fryer | E7 | System - kBTUs of Conusmption | 0 | 0 | 0 | 0 | 0 | 0 | 0 | 0 | 0 | 0 | 0 | 0 | 0 | 0 | 0 | 0 | 0 | 0 | 0 | 0 | 0 | 0 | 0 | 0 | 0 | 0 | 0 | 0 | 0 | 0 | 0
F3_Commercial_Office_New_Food Preparation_Natural Gas_Fryer_E8 | F3 | Commercial | Office | New | Food Preparation | Natural Gas | Fryer | E8 | System - kBTUs of Conusmption | 0 | 0 | 0 | 0 | 0 | 0 | 0 | 0 | 0 | 0 | 0 | 0 | 0 | 0 | 0 | 0 | 0 | 0 | 0 | 0 | 0 | 0 | 0 | 0 | 0 | 0 | 0 | 0 | 0 | 0 | 0
F3_Commercial_Office_New_Food Preparation_Natural Gas_Fryer_E9 | F3 | Commercial | Office | New | Food Preparation | Natural Gas | Fryer | E9 | System - kBTUs of Conusmption | 0 | 0 | 0 | 0 | 0 | 0 | 0 | 0 | 0 | 0 | 0 | 0 | 0 | 0 | 0 | 0 | 0 | 0 | 0 | 0 | 0 | 0 | 0 | 0 | 0 | 0 | 0 | 0 | 0 | 0 | 0
F3_Commercial_Office_New_Food Preparation_Natural Gas_Fryer_E10 | F3 | Commercial | Office | New | Food Preparation | Natural Gas | Fryer | E10 | System - kBTUs of Conusmption | 0 | 0 | 0 | 0 | 0 | 0 | 0 | 0 | 0 | 0 | 0 | 0 | 0 | 0 | 0 | 0 | 0 | 0 | 0 | 0 | 0 | 0 | 0 | 0 | 0 | 0 | 0 | 0 | 0 | 0 | 0
F4_Commercial_Office_New_Food Preparation_Natural Gas_Fryer_E1 | F4 | Commercial | Office | New | Food Preparation | Natural Gas | Fryer | E1 | Utility - Cost of Equipment | 0.012569 | 0.012569 | 0.012569 | 0 | 0 | 0 | 0 | 0 | 0 | 0 | 0 | 0 | 0 | 0 | 0 | 0 | 0 | 0 | 0 | 0 | 0 | 0 | 0 | 0 | 0 | 0 | 0 | 0 | 0 | 0 | 0
F4_Commercial_Office_New_Food Preparation_Natural Gas_Fryer_E2 | F4 | Commercial | Office | New | Food Preparation | Natural Gas | Fryer | E2 | Utility - Cost of Equipment | 0.01499 | 0.01499 | 0.01499 | 0.01499 | 0.01499 | 0.01499 | 0.01499 | 0.01499 | 0.01499 | 0.01499 | 0.01499 | 0.01499 | 0.01499 | 0.01499 | 0.01499 | 0.01499 | 0.01499 | 0.01499 | 0.01499 | 0.01499 | 0.01499 | 0.01499 | 0.01499 | 0.01499 | 0.01499 | 0.01499 | 0.01499 | 0.01499 | 0.01499 | 0.01499 | 0.01499
F4_Commercial_Office_New_Food Preparation_Natural Gas_Fryer_E3 | F4 | Commercial | Office | New | Food Preparation | Natural Gas | Fryer | E3 | Utility - Cost of Equipment | 0 | 0 | 0 | 0 | 0 | 0 | 0 | 0 | 0 | 0 | 0 | 0 | 0 | 0 | 0 | 0 | 0 | 0 | 0 | 0 | 0 | 0 | 0 | 0 | 0 | 0 | 0 | 0 | 0 | 0 | 0
F4_Commercial_Office_New_Food Preparation_Natural Gas_Fryer_E4 | F4 | Commercial | Office | New | Food Preparation | Natural Gas | Fryer | E4 | Utility - Cost of Equipment | 0 | 0 | 0 | 0 | 0 | 0 | 0 | 0 | 0 | 0 | 0 | 0 | 0 | 0 | 0 | 0 | 0 | 0 | 0 | 0 | 0 | 0 | 0 | 0 | 0 | 0 | 0 | 0 | 0 | 0 | 0
F4_Commercial_Office_New_Food Preparation_Natural Gas_Fryer_E5 | F4 | Commercial | Office | New | Food Preparation | Natural Gas | Fryer | E5 | Utility - Cost of Equipment | 0 | 0 | 0 | 0 | 0 | 0 | 0 | 0 | 0 | 0 | 0 | 0 | 0 | 0 | 0 | 0 | 0 | 0 | 0 | 0 | 0 | 0 | 0 | 0 | 0 | 0 | 0 | 0 | 0 | 0 | 0
F4_Commercial_Office_New_Food Preparation_Natural Gas_Fryer_E6 | F4 | Commercial | Office | New | Food Preparation | Natural Gas | Fryer | E6 | Utility - Cost of Equipment | 0 | 0 | 0 | 0 | 0 | 0 | 0 | 0 | 0 | 0 | 0 | 0 | 0 | 0 | 0 | 0 | 0 | 0 | 0 | 0 | 0 | 0 | 0 | 0 | 0 | 0 | 0 | 0 | 0 | 0 | 0
F4_Commercial_Office_New_Food Preparation_Natural Gas_Fryer_E7 | F4 | Commercial | Office | New | Food Preparation | Natural Gas | Fryer | E7 | Utility - Cost of Equipment | 0 | 0 | 0 | 0 | 0 | 0 | 0 | 0 | 0 | 0 | 0 | 0 | 0 | 0 | 0 | 0 | 0 | 0 | 0 | 0 | 0 | 0 | 0 | 0 | 0 | 0 | 0 | 0 | 0 | 0 | 0
F4_Commercial_Office_New_Food Preparation_Natural Gas_Fryer_E8 | F4 | Commercial | Office | New | Food Preparation | Natural Gas | Fryer | E8 | Utility - Cost of Equipment | 0 | 0 | 0 | 0 | 0 | 0 | 0 | 0 | 0 | 0 | 0 | 0 | 0 | 0 | 0 | 0 | 0 | 0 | 0 | 0 | 0 | 0 | 0 | 0 | 0 | 0 | 0 | 0 | 0 | 0 | 0
F4_Commercial_Office_New_Food Preparation_Natural Gas_Fryer_E9 | F4 | Commercial | Office | New | Food Preparation | Natural Gas | Fryer | E9 | Utility - Cost of Equipment | 0 | 0 | 0 | 0 | 0 | 0 | 0 | 0 | 0 | 0 | 0 | 0 | 0 | 0 | 0 | 0 | 0 | 0 | 0 | 0 | 0 | 0 | 0 | 0 | 0 | 0 | 0 | 0 | 0 | 0 | 0
F4_Commercial_Office_New_Food Preparation_Natural Gas_Fryer_E10 | F4 | Commercial | Office | New | Food Preparation | Natural Gas | Fryer | E10 | Utility - Cost of Equipment | 0 | 0 | 0 | 0 | 0 | 0 | 0 | 0 | 0 | 0 | 0 | 0 | 0 | 0 | 0 | 0 | 0 | 0 | 0 | 0 | 0 | 0 | 0 | 0 | 0 | 0 | 0 | 0 | 0 | 0 | 0
F5_Commercial_Office_New_Food Preparation_Natural Gas_Fryer_E1 | F5 | Commercial | Office | New | Food Preparation | Natural Gas | Fryer | E1 | Utility - Cost of Operation | 0.022517 | 0.023013 | 0.023411 | 0 | 0 | 0 | 0 | 0 | 0 | 0 | 0 | 0 | 0 | 0 | 0 | 0 | 0 | 0 | 0 | 0 | 0 | 0 | 0 | 0 | 0 | 0 | 0 | 0 | 0 | 0 | 0
F5_Commercial_Office_New_Food Preparation_Natural Gas_Fryer_E2 | F5 | Commercial | Office | New | Food Preparation | Natural Gas | Fryer | E2 | Utility - Cost of Operation | 0.015131 | 0.015464 | 0.015732 | 0.015988 | 0.016373 | 0.015635 | 0.014744 | 0.014306 | 0.014177 | 0.013951 | 0.013807 | 0.013591 | 0.011923 | 0.012841 | 0.014022 | 0.015161 | 0.016536 | 0.016634 | 0.016317 | 0.016566 | 0.016744 | 0.016978 | 0.01727 | 0.0078149 | 0.0076569 | 0.0075094 | 0.0073709 | 0.0072398 | 0.0071148 | 0.0069948 | 0.0068789
F5_Commercial_Office_New_Food Preparation_Natural Gas_Fryer_E3 | F5 | Commercial | Office | New | Food Preparation | Natural Gas | Fryer | E3 | Utility - Cost of Operation | 0 | 0 | 0 | 0 | 0 | 0 | 0 | 0 | 0 | 0 | 0 | 0 | 0 | 0 | 0 | 0 | 0 | 0 | 0 | 0 | 0 | 0 | 0 | 0 | 0 | 0 | 0 | 0 | 0 | 0 | 0
F5_Commercial_Office_New_Food Preparation_Natural Gas_Fryer_E4 | F5 | Commercial | Office | New | Food Preparation | Natural Gas | Fryer | E4 | Utility - Cost of Operation | 0 | 0 | 0 | 0 | 0 | 0 | 0 | 0 | 0 | 0 | 0 | 0 | 0 | 0 | 0 | 0 | 0 | 0 | 0 | 0 | 0 | 0 | 0 | 0 | 0 | 0 | 0 | 0 | 0 | 0 | 0
F5_Commercial_Office_New_Food Preparation_Natural Gas_Fryer_E5 | F5 | Commercial | Office | New | Food Preparation | Natural Gas | Fryer | E5 | Utility - Cost of Operation | 0 | 0 | 0 | 0 | 0 | 0 | 0 | 0 | 0 | 0 | 0 | 0 | 0 | 0 | 0 | 0 | 0 | 0 | 0 | 0 | 0 | 0 | 0 | 0 | 0 | 0 | 0 | 0 | 0 | 0 | 0
F5_Commercial_Office_New_Food Preparation_Natural Gas_Fryer_E6 | F5 | Commercial | Office | New | Food Preparation | Natural Gas | Fryer | E6 | Utility - Cost of Operation | 0 | 0 | 0 | 0 | 0 | 0 | 0 | 0 | 0 | 0 | 0 | 0 | 0 | 0 | 0 | 0 | 0 | 0 | 0 | 0 | 0 | 0 | 0 | 0 | 0 | 0 | 0 | 0 | 0 | 0 | 0
F5_Commercial_Office_New_Food Preparation_Natural Gas_Fryer_E7 | F5 | Commercial | Office | New | Food Preparation | Natural Gas | Fryer | E7 | Utility - Cost of Operation | 0 | 0 | 0 | 0 | 0 | 0 | 0 | 0 | 0 | 0 | 0 | 0 | 0 | 0 | 0 | 0 | 0 | 0 | 0 | 0 | 0 | 0 | 0 | 0 | 0 | 0 | 0 | 0 | 0 | 0 | 0
F5_Commercial_Office_New_Food Preparation_Natural Gas_Fryer_E8 | F5 | Commercial | Office | New | Food Preparation | Natural Gas | Fryer | E8 | Utility - Cost of Operation | 0 | 0 | 0 | 0 | 0 | 0 | 0 | 0 | 0 | 0 | 0 | 0 | 0 | 0 | 0 | 0 | 0 | 0 | 0 | 0 | 0 | 0 | 0 | 0 | 0 | 0 | 0 | 0 | 0 | 0 | 0
F5_Commercial_Office_New_Food Preparation_Natural Gas_Fryer_E9 | F5 | Commercial | Office | New | Food Preparation | Natural Gas | Fryer | E9 | Utility - Cost of Operation | 0 | 0 | 0 | 0 | 0 | 0 | 0 | 0 | 0 | 0 | 0 | 0 | 0 | 0 | 0 | 0 | 0 | 0 | 0 | 0 | 0 | 0 | 0 | 0 | 0 | 0 | 0 | 0 | 0 | 0 | 0
F5_Commercial_Office_New_Food Preparation_Natural Gas_Fryer_E10 | F5 | Commercial | Office | New | Food Preparation | Natural Gas | Fryer | E10 | Utility - Cost of Operation | 0 | 0 | 0 | 0 | 0 | 0 | 0 | 0 | 0 | 0 | 0 | 0 | 0 | 0 | 0 | 0 | 0 | 0 | 0 | 0 | 0 | 0 | 0 | 0 | 0 | 0 | 0 | 0 | 0 | 0 | 0
F6_Commercial_Office_New_Food Preparation_Natural Gas_Fryer_E1 | F6 | Commercial | Office | New | Food Preparation | Natural Gas | Fryer | E1 | Utility - Value of Sales | 0.026977 | 0.027571 | 0.028048 | 0 | 0 | 0 | 0 | 0 | 0 | 0 | 0 | 0 | 0 | 0 | 0 | 0 | 0 | 0 | 0 | 0 | 0 | 0 | 0 | 0 | 0 | 0 | 0 | 0 | 0 | 0 | 0
F6_Commercial_Office_New_Food Preparation_Natural Gas_Fryer_E2 | F6 | Commercial | Office | New | Food Preparation | Natural Gas | Fryer | E2 | Utility - Value of Sales | 0.018128 | 0.018527 | 0.018848 | 0.019154 | 0.019616 | 0.018732 | 0.017664 | 0.01714 | 0.016985 | 0.016714 | 0.016541 | 0.016283 | 0.014284 | 0.015384 | 0.016799 | 0.018163 | 0.019811 | 0.019928 | 0.019549 | 0.019847 | 0.02006 | 0.020341 | 0.02069 | 0.0093627 | 0.0091734 | 0.0089968 | 0.0088308 | 0.0086737 | 0.008524 | 0.0083802 | 0.0082414
F6_Commercial_Office_New_Food Preparation_Natural Gas_Fryer_E3 | F6 | Commercial | Office | New | Food Preparation | Natural Gas | Fryer | E3 | Utility - Value of Sales | 0 | 0 | 0 | 0 | 0 | 0 | 0 | 0 | 0 | 0 | 0 | 0 | 0 | 0 | 0 | 0 | 0 | 0 | 0 | 0 | 0 | 0 | 0 | 0 | 0 | 0 | 0 | 0 | 0 | 0 | 0
F6_Commercial_Office_New_Food Preparation_Natural Gas_Fryer_E4 | F6 | Commercial | Office | New | Food Preparation | Natural Gas | Fryer | E4 | Utility - Value of Sales | 0 | 0 | 0 | 0 | 0 | 0 | 0 | 0 | 0 | 0 | 0 | 0 | 0 | 0 | 0 | 0 | 0 | 0 | 0 | 0 | 0 | 0 | 0 | 0 | 0 | 0 | 0 | 0 | 0 | 0 | 0
F6_Commercial_Office_New_Food Preparation_Natural Gas_Fryer_E5 | F6 | Commercial | Office | New | Food Preparation | Natural Gas | Fryer | E5 | Utility - Value of Sales | 0 | 0 | 0 | 0 | 0 | 0 | 0 | 0 | 0 | 0 | 0 | 0 | 0 | 0 | 0 | 0 | 0 | 0 | 0 | 0 | 0 | 0 | 0 | 0 | 0 | 0 | 0 | 0 | 0 | 0 | 0
F6_Commercial_Office_New_Food Preparation_Natural Gas_Fryer_E6 | F6 | Commercial | Office | New | Food Preparation | Natural Gas | Fryer | E6 | Utility - Value of Sales | 0 | 0 | 0 | 0 | 0 | 0 | 0 | 0 | 0 | 0 | 0 | 0 | 0 | 0 | 0 | 0 | 0 | 0 | 0 | 0 | 0 | 0 | 0 | 0 | 0 | 0 | 0 | 0 | 0 | 0 | 0
F6_Commercial_Office_New_Food Preparation_Natural Gas_Fryer_E7 | F6 | Commercial | Office | New | Food Preparation | Natural Gas | Fryer | E7 | Utility - Value of Sales | 0 | 0 | 0 | 0 | 0 | 0 | 0 | 0 | 0 | 0 | 0 | 0 | 0 | 0 | 0 | 0 | 0 | 0 | 0 | 0 | 0 | 0 | 0 | 0 | 0 | 0 | 0 | 0 | 0 | 0 | 0
F6_Commercial_Office_New_Food Preparation_Natural Gas_Fryer_E8 | F6 | Commercial | Office | New | Food Preparation | Natural Gas | Fryer | E8 | Utility - Value of Sales | 0 | 0 | 0 | 0 | 0 | 0 | 0 | 0 | 0 | 0 | 0 | 0 | 0 | 0 | 0 | 0 | 0 | 0 | 0 | 0 | 0 | 0 | 0 | 0 | 0 | 0 | 0 | 0 | 0 | 0 | 0
F6_Commercial_Office_New_Food Preparation_Natural Gas_Fryer_E9 | F6 | Commercial | Office | New | Food Preparation | Natural Gas | Fryer | E9 | Utility - Value of Sales | 0 | 0 | 0 | 0 | 0 | 0 | 0 | 0 | 0 | 0 | 0 | 0 | 0 | 0 | 0 | 0 | 0 | 0 | 0 | 0 | 0 | 0 | 0 | 0 | 0 | 0 | 0 | 0 | 0 | 0 | 0
F6_Commercial_Office_New_Food Preparation_Natural Gas_Fryer_E10 | F6 | Commercial | Office | New | Food Preparation | Natural Gas | Fryer | E10 | Utility - Value of Sales | 0 | 0 | 0 | 0 | 0 | 0 | 0 | 0 | 0 | 0 | 0 | 0 | 0 | 0 | 0 | 0 | 0 | 0 | 0 | 0 | 0 | 0 | 0 | 0 | 0 | 0 | 0 | 0 | 0 | 0 | 0
F1_Commercial_Office_New_Food Preparation_Natural Gas_Broiler_E1 | F1 | Commercial | Office | New | Food Preparation | Natural Gas | Broiler | E1 | Participant - Cost of Equipment | 0.01127 | 0.01127 | 0.01127 | 0.01127 | 0.01127 | 0.01127 | 0.01127 | 0.01127 | 0.01127 | 0.01127 | 0.01127 | 0.01127 | 0.01127 | 0.01127 | 0.01127 | 0.01127 | 0.01127 | 0.01127 | 0.01127 | 0.01127 | 0.01127 | 0.01127 | 0.01127 | 0.01127 | 0.01127 | 0.01127 | 0.01127 | 0.01127 | 0.01127 | 0.01127 | 0.01127
F1_Commercial_Office_New_Food Preparation_Natural Gas_Broiler_E2 | F1 | Commercial | Office | New | Food Preparation | Natural Gas | Broiler | E2 | Participant - Cost of Equipment | 0.015778 | 0.015778 | 0.015778 | 0.015778 | 0.015778 | 0.015778 | 0.015778 | 0.015778 | 0.015778 | 0.015778 | 0.015778 | 0.015778 | 0.015778 | 0.015778 | 0.015778 | 0.015778 | 0.015778 | 0.015778 | 0.015778 | 0.015778 | 0.015778 | 0.015778 | 0.015778 | 0.015778 | 0.015778 | 0.015778 | 0.015778 | 0.015778 | 0.015778 | 0.015778 | 0.015778
F1_Commercial_Office_New_Food Preparation_Natural Gas_Broiler_E3 | F1 | Commercial | Office | New | Food Preparation | Natural Gas | Broiler | E3 | Participant - Cost of Equipment | 0 | 0 | 0 | 0 | 0 | 0 | 0 | 0 | 0 | 0 | 0 | 0 | 0 | 0 | 0 | 0 | 0 | 0 | 0 | 0 | 0 | 0 | 0 | 0 | 0 | 0 | 0 | 0 | 0 | 0 | 0
F1_Commercial_Office_New_Food Preparation_Natural Gas_Broiler_E4 | F1 | Commercial | Office | New | Food Preparation | Natural Gas | Broiler | E4 | Participant - Cost of Equipment | 0 | 0 | 0 | 0 | 0 | 0 | 0 | 0 | 0 | 0 | 0 | 0 | 0 | 0 | 0 | 0 | 0 | 0 | 0 | 0 | 0 | 0 | 0 | 0 | 0 | 0 | 0 | 0 | 0 | 0 | 0
F1_Commercial_Office_New_Food Preparation_Natural Gas_Broiler_E5 | F1 | Commercial | Office | New | Food Preparation | Natural Gas | Broiler | E5 | Participant - Cost of Equipment | 0 | 0 | 0 | 0 | 0 | 0 | 0 | 0 | 0 | 0 | 0 | 0 | 0 | 0 | 0 | 0 | 0 | 0 | 0 | 0 | 0 | 0 | 0 | 0 | 0 | 0 | 0 | 0 | 0 | 0 | 0
F1_Commercial_Office_New_Food Preparation_Natural Gas_Broiler_E6 | F1 | Commercial | Office | New | Food Preparation | Natural Gas | Broiler | E6 | Participant - Cost of Equipment | 0 | 0 | 0 | 0 | 0 | 0 | 0 | 0 | 0 | 0 | 0 | 0 | 0 | 0 | 0 | 0 | 0 | 0 | 0 | 0 | 0 | 0 | 0 | 0 | 0 | 0 | 0 | 0 | 0 | 0 | 0
F1_Commercial_Office_New_Food Preparation_Natural Gas_Broiler_E7 | F1 | Commercial | Office | New | Food Preparation | Natural Gas | Broiler | E7 | Participant - Cost of Equipment | 0 | 0 | 0 | 0 | 0 | 0 | 0 | 0 | 0 | 0 | 0 | 0 | 0 | 0 | 0 | 0 | 0 | 0 | 0 | 0 | 0 | 0 | 0 | 0 | 0 | 0 | 0 | 0 | 0 | 0 | 0
F1_Commercial_Office_New_Food Preparation_Natural Gas_Broiler_E8 | F1 | Commercial | Office | New | Food Preparation | Natural Gas | Broiler | E8 | Participant - Cost of Equipment | 0 | 0 | 0 | 0 | 0 | 0 | 0 | 0 | 0 | 0 | 0 | 0 | 0 | 0 | 0 | 0 | 0 | 0 | 0 | 0 | 0 | 0 | 0 | 0 | 0 | 0 | 0 | 0 | 0 | 0 | 0
F1_Commercial_Office_New_Food Preparation_Natural Gas_Broiler_E9 | F1 | Commercial | Office | New | Food Preparation | Natural Gas | Broiler | E9 | Participant - Cost of Equipment | 0 | 0 | 0 | 0 | 0 | 0 | 0 | 0 | 0 | 0 | 0 | 0 | 0 | 0 | 0 | 0 | 0 | 0 | 0 | 0 | 0 | 0 | 0 | 0 | 0 | 0 | 0 | 0 | 0 | 0 | 0
F1_Commercial_Office_New_Food Preparation_Natural Gas_Broiler_E10 | F1 | Commercial | Office | New | Food Preparation | Natural Gas | Broiler | E10 | Participant - Cost of Equipment | 0 | 0 | 0 | 0 | 0 | 0 | 0 | 0 | 0 | 0 | 0 | 0 | 0 | 0 | 0 | 0 | 0 | 0 | 0 | 0 | 0 | 0 | 0 | 0 | 0 | 0 | 0 | 0 | 0 | 0 | 0
F2_Commercial_Office_New_Food Preparation_Natural Gas_Broiler_E1 | F2 | Commercial | Office | New | Food Preparation | Natural Gas | Broiler | E1 | Participant - Cost of Operation | 0.028312 | 0.028749 | 0.029066 | 0.028904 | 0.028934 | 0.027272 | 0.025898 | 0.02513 | 0.024812 | 0.025732 | 0.02694 | 0.028202 | 0.0259 | 0.027436 | 0.02753 | 0.027393 | 0.027418 | 0.027502 | 0.026977 | 0.027294 | 0.027508 | 0.027808 | 0.028195 | 0.014141 | 0.013865 | 0.013605 | 0.01336 | 0.013127 | 0.012904 | 0.012688 | 0.01248
F2_Commercial_Office_New_Food Preparation_Natural Gas_Broiler_E2 | F2 | Commercial | Office | New | Food Preparation | Natural Gas | Broiler | E2 | Participant - Cost of Operation | 0.018201 | 0.018482 | 0.018686 | 0.018581 | 0.0186 | 0.017532 | 0.016648 | 0.016155 | 0.015951 | 0.016542 | 0.017318 | 0.01813 | 0.01665 | 0.017638 | 0.017698 | 0.01761 | 0.017626 | 0.01768 | 0.017342 | 0.017546 | 0.017683 | 0.017877 | 0.018126 | 0.0090906 | 0.0089131 | 0.0087463 | 0.0085887 | 0.0084388 | 0.0082951 | 0.0081568 | 0.0080228
F2_Commercial_Office_New_Food Preparation_Natural Gas_Broiler_E3 | F2 | Commercial | Office | New | Food Preparation | Natural Gas | Broiler | E3 | Participant - Cost of Operation | 0 | 0 | 0 | 0 | 0 | 0 | 0 | 0 | 0 | 0 | 0 | 0 | 0 | 0 | 0 | 0 | 0 | 0 | 0 | 0 | 0 | 0 | 0 | 0 | 0 | 0 | 0 | 0 | 0 | 0 | 0
F2_Commercial_Office_New_Food Preparation_Natural Gas_Broiler_E4 | F2 | Commercial | Office | New | Food Preparation | Natural Gas | Broiler | E4 | Participant - Cost of Operation | 0 | 0 | 0 | 0 | 0 | 0 | 0 | 0 | 0 | 0 | 0 | 0 | 0 | 0 | 0 | 0 | 0 | 0 | 0 | 0 | 0 | 0 | 0 | 0 | 0 | 0 | 0 | 0 | 0 | 0 | 0
F2_Commercial_Office_New_Food Preparation_Natural Gas_Broiler_E5 | F2 | Commercial | Office | New | Food Preparation | Natural Gas | Broiler | E5 | Participant - Cost of Operation | 0 | 0 | 0 | 0 | 0 | 0 | 0 | 0 | 0 | 0 | 0 | 0 | 0 | 0 | 0 | 0 | 0 | 0 | 0 | 0 | 0 | 0 | 0 | 0 | 0 | 0 | 0 | 0 | 0 | 0 | 0
F2_Commercial_Office_New_Food Preparation_Natural Gas_Broiler_E6 | F2 | Commercial | Office | New | Food Preparation | Natural Gas | Broiler | E6 | Participant - Cost of Operation | 0 | 0 | 0 | 0 | 0 | 0 | 0 | 0 | 0 | 0 | 0 | 0 | 0 | 0 | 0 | 0 | 0 | 0 | 0 | 0 | 0 | 0 | 0 | 0 | 0 | 0 | 0 | 0 | 0 | 0 | 0
F2_Commercial_Office_New_Food Preparation_Natural Gas_Broiler_E7 | F2 | Commercial | Office | New | Food Preparation | Natural Gas | Broiler | E7 | Participant - Cost of Operation | 0 | 0 | 0 | 0 | 0 | 0 | 0 | 0 | 0 | 0 | 0 | 0 | 0 | 0 | 0 | 0 | 0 | 0 | 0 | 0 | 0 | 0 | 0 | 0 | 0 | 0 | 0 | 0 | 0 | 0 | 0
F2_Commercial_Office_New_Food Preparation_Natural Gas_Broiler_E8 | F2 | Commercial | Office | New | Food Preparation | Natural Gas | Broiler | E8 | Participant - Cost of Operation | 0 | 0 | 0 | 0 | 0 | 0 | 0 | 0 | 0 | 0 | 0 | 0 | 0 | 0 | 0 | 0 | 0 | 0 | 0 | 0 | 0 | 0 | 0 | 0 | 0 | 0 | 0 | 0 | 0 | 0 | 0
F2_Commercial_Office_New_Food Preparation_Natural Gas_Broiler_E9 | F2 | Commercial | Office | New | Food Preparation | Natural Gas | Broiler | E9 | Participant - Cost of Operation | 0 | 0 | 0 | 0 | 0 | 0 | 0 | 0 | 0 | 0 | 0 | 0 | 0 | 0 | 0 | 0 | 0 | 0 | 0 | 0 | 0 | 0 | 0 | 0 | 0 | 0 | 0 | 0 | 0 | 0 | 0
F2_Commercial_Office_New_Food Preparation_Natural Gas_Broiler_E10 | F2 | Commercial | Office | New | Food Preparation | Natural Gas | Broiler | E10 | Participant - Cost of Operation | 0 | 0 | 0 | 0 | 0 | 0 | 0 | 0 | 0 | 0 | 0 | 0 | 0 | 0 | 0 | 0 | 0 | 0 | 0 | 0 | 0 | 0 | 0 | 0 | 0 | 0 | 0 | 0 | 0 | 0 | 0
F3_Commercial_Office_New_Food Preparation_Natural Gas_Broiler_E1 | F3 | Commercial | Office | New | Food Preparation | Natural Gas | Broiler | E1 | System - kBTUs of Conusmption | 2.3525 | 2.3572 | 2.3542 | 2.3522 | 2.3522 | 2.3522 | 2.3522 | 2.3522 | 2.3522 | 2.3522 | 2.3522 | 2.3522 | 2.3522 | 2.3522 | 2.3522 | 2.3522 | 2.3522 | 2.3522 | 2.3522 | 2.3522 | 2.3522 | 2.3522 | 2.3522 | 2.3522 | 2.3522 | 2.3522 | 2.3522 | 2.3522 | 2.3522 | 2.3522 | 2.3522
F3_Commercial_Office_New_Food Preparation_Natural Gas_Broiler_E2 | F3 | Commercial | Office | New | Food Preparation | Natural Gas | Broiler | E2 | System - kBTUs of Conusmption | 1.5123 | 1.5154 | 1.5134 | 1.5121 | 1.5121 | 1.5121 | 1.5121 | 1.5121 | 1.5121 | 1.5121 | 1.5121 | 1.5121 | 1.5121 | 1.5121 | 1.5121 | 1.5121 | 1.5121 | 1.5121 | 1.5121 | 1.5121 | 1.5121 | 1.5121 | 1.5121 | 1.5121 | 1.5121 | 1.5121 | 1.5121 | 1.5121 | 1.5121 | 1.5121 | 1.5121
F3_Commercial_Office_New_Food Preparation_Natural Gas_Broiler_E3 | F3 | Commercial | Office | New | Food Preparation | Natural Gas | Broiler | E3 | System - kBTUs of Conusmption | 0 | 0 | 0 | 0 | 0 | 0 | 0 | 0 | 0 | 0 | 0 | 0 | 0 | 0 | 0 | 0 | 0 | 0 | 0 | 0 | 0 | 0 | 0 | 0 | 0 | 0 | 0 | 0 | 0 | 0 | 0
F3_Commercial_Office_New_Food Preparation_Natural Gas_Broiler_E4 | F3 | Commercial | Office | New | Food Preparation | Natural Gas | Broiler | E4 | System - kBTUs of Conusmption | 0 | 0 | 0 | 0 | 0 | 0 | 0 | 0 | 0 | 0 | 0 | 0 | 0 | 0 | 0 | 0 | 0 | 0 | 0 | 0 | 0 | 0 | 0 | 0 | 0 | 0 | 0 | 0 | 0 | 0 | 0
F3_Commercial_Office_New_Food Preparation_Natural Gas_Broiler_E5 | F3 | Commercial | Office | New | Food Preparation | Natural Gas | Broiler | E5 | System - kBTUs of Conusmption | 0 | 0 | 0 | 0 | 0 | 0 | 0 | 0 | 0 | 0 | 0 | 0 | 0 | 0 | 0 | 0 | 0 | 0 | 0 | 0 | 0 | 0 | 0 | 0 | 0 | 0 | 0 | 0 | 0 | 0 | 0
F3_Commercial_Office_New_Food Preparation_Natural Gas_Broiler_E6 | F3 | Commercial | Office | New | Food Preparation | Natural Gas | Broiler | E6 | System - kBTUs of Conusmption | 0 | 0 | 0 | 0 | 0 | 0 | 0 | 0 | 0 | 0 | 0 | 0 | 0 | 0 | 0 | 0 | 0 | 0 | 0 | 0 | 0 | 0 | 0 | 0 | 0 | 0 | 0 | 0 | 0 | 0 | 0
F3_Commercial_Office_New_Food Preparation_Natural Gas_Broiler_E7 | F3 | Commercial | Office | New | Food Preparation | Natural Gas | Broiler | E7 | System - kBTUs of Conusmption | 0 | 0 | 0 | 0 | 0 | 0 | 0 | 0 | 0 | 0 | 0 | 0 | 0 | 0 | 0 | 0 | 0 | 0 | 0 | 0 | 0 | 0 | 0 | 0 | 0 | 0 | 0 | 0 | 0 | 0 | 0
F3_Commercial_Office_New_Food Preparation_Natural Gas_Broiler_E8 | F3 | Commercial | Office | New | Food Preparation | Natural Gas | Broiler | E8 | System - kBTUs of Conusmption | 0 | 0 | 0 | 0 | 0 | 0 | 0 | 0 | 0 | 0 | 0 | 0 | 0 | 0 | 0 | 0 | 0 | 0 | 0 | 0 | 0 | 0 | 0 | 0 | 0 | 0 | 0 | 0 | 0 | 0 | 0
F3_Commercial_Office_New_Food Preparation_Natural Gas_Broiler_E9 | F3 | Commercial | Office | New | Food Preparation | Natural Gas | Broiler | E9 | System - kBTUs of Conusmption | 0 | 0 | 0 | 0 | 0 | 0 | 0 | 0 | 0 | 0 | 0 | 0 | 0 | 0 | 0 | 0 | 0 | 0 | 0 | 0 | 0 | 0 | 0 | 0 | 0 | 0 | 0 | 0 | 0 | 0 | 0
F3_Commercial_Office_New_Food Preparation_Natural Gas_Broiler_E10 | F3 | Commercial | Office | New | Food Preparation | Natural Gas | Broiler | E10 | System - kBTUs of Conusmption | 0 | 0 | 0 | 0 | 0 | 0 | 0 | 0 | 0 | 0 | 0 | 0 | 0 | 0 | 0 | 0 | 0 | 0 | 0 | 0 | 0 | 0 | 0 | 0 | 0 | 0 | 0 | 0 | 0 | 0 | 0
F4_Commercial_Office_New_Food Preparation_Natural Gas_Broiler_E1 | F4 | Commercial | Office | New | Food Preparation | Natural Gas | Broiler | E1 | Utility - Cost of Equipment | 0.01127 | 0.01127 | 0.01127 | 0.01127 | 0.01127 | 0.01127 | 0.01127 | 0.01127 | 0.01127 | 0.01127 | 0.01127 | 0.01127 | 0.01127 | 0.01127 | 0.01127 | 0.01127 | 0.01127 | 0.01127 | 0.01127 | 0.01127 | 0.01127 | 0.01127 | 0.01127 | 0.01127 | 0.01127 | 0.01127 | 0.01127 | 0.01127 | 0.01127 | 0.01127 | 0.01127
F4_Commercial_Office_New_Food Preparation_Natural Gas_Broiler_E2 | F4 | Commercial | Office | New | Food Preparation | Natural Gas | Broiler | E2 | Utility - Cost of Equipment | 0.015778 | 0.015778 | 0.015778 | 0.015778 | 0.015778 | 0.015778 | 0.015778 | 0.015778 | 0.015778 | 0.015778 | 0.015778 | 0.015778 | 0.015778 | 0.015778 | 0.015778 | 0.015778 | 0.015778 | 0.015778 | 0.015778 | 0.015778 | 0.015778 | 0.015778 | 0.015778 | 0.015778 | 0.015778 | 0.015778 | 0.015778 | 0.015778 | 0.015778 | 0.015778 | 0.015778
F4_Commercial_Office_New_Food Preparation_Natural Gas_Broiler_E3 | F4 | Commercial | Office | New | Food Preparation | Natural Gas | Broiler | E3 | Utility - Cost of Equipment | 0 | 0 | 0 | 0 | 0 | 0 | 0 | 0 | 0 | 0 | 0 | 0 | 0 | 0 | 0 | 0 | 0 | 0 | 0 | 0 | 0 | 0 | 0 | 0 | 0 | 0 | 0 | 0 | 0 | 0 | 0
F4_Commercial_Office_New_Food Preparation_Natural Gas_Broiler_E4 | F4 | Commercial | Office | New | Food Preparation | Natural Gas | Broiler | E4 | Utility - Cost of Equipment | 0 | 0 | 0 | 0 | 0 | 0 | 0 | 0 | 0 | 0 | 0 | 0 | 0 | 0 | 0 | 0 | 0 | 0 | 0 | 0 | 0 | 0 | 0 | 0 | 0 | 0 | 0 | 0 | 0 | 0 | 0
F4_Commercial_Office_New_Food Preparation_Natural Gas_Broiler_E5 | F4 | Commercial | Office | New | Food Preparation | Natural Gas | Broiler | E5 | Utility - Cost of Equipment | 0 | 0 | 0 | 0 | 0 | 0 | 0 | 0 | 0 | 0 | 0 | 0 | 0 | 0 | 0 | 0 | 0 | 0 | 0 | 0 | 0 | 0 | 0 | 0 | 0 | 0 | 0 | 0 | 0 | 0 | 0
F4_Commercial_Office_New_Food Preparation_Natural Gas_Broiler_E6 | F4 | Commercial | Office | New | Food Preparation | Natural Gas | Broiler | E6 | Utility - Cost of Equipment | 0 | 0 | 0 | 0 | 0 | 0 | 0 | 0 | 0 | 0 | 0 | 0 | 0 | 0 | 0 | 0 | 0 | 0 | 0 | 0 | 0 | 0 | 0 | 0 | 0 | 0 | 0 | 0 | 0 | 0 | 0
F4_Commercial_Office_New_Food Preparation_Natural Gas_Broiler_E7 | F4 | Commercial | Office | New | Food Preparation | Natural Gas | Broiler | E7 | Utility - Cost of Equipment | 0 | 0 | 0 | 0 | 0 | 0 | 0 | 0 | 0 | 0 | 0 | 0 | 0 | 0 | 0 | 0 | 0 | 0 | 0 | 0 | 0 | 0 | 0 | 0 | 0 | 0 | 0 | 0 | 0 | 0 | 0
F4_Commercial_Office_New_Food Preparation_Natural Gas_Broiler_E8 | F4 | Commercial | Office | New | Food Preparation | Natural Gas | Broiler | E8 | Utility - Cost of Equipment | 0 | 0 | 0 | 0 | 0 | 0 | 0 | 0 | 0 | 0 | 0 | 0 | 0 | 0 | 0 | 0 | 0 | 0 | 0 | 0 | 0 | 0 | 0 | 0 | 0 | 0 | 0 | 0 | 0 | 0 | 0
F4_Commercial_Office_New_Food Preparation_Natural Gas_Broiler_E9 | F4 | Commercial | Office | New | Food Preparation | Natural Gas | Broiler | E9 | Utility - Cost of Equipment | 0 | 0 | 0 | 0 | 0 | 0 | 0 | 0 | 0 | 0 | 0 | 0 | 0 | 0 | 0 | 0 | 0 | 0 | 0 | 0 | 0 | 0 | 0 | 0 | 0 | 0 | 0 | 0 | 0 | 0 | 0
F4_Commercial_Office_New_Food Preparation_Natural Gas_Broiler_E10 | F4 | Commercial | Office | New | Food Preparation | Natural Gas | Broiler | E10 | Utility - Cost of Equipment | 0 | 0 | 0 | 0 | 0 | 0 | 0 | 0 | 0 | 0 | 0 | 0 | 0 | 0 | 0 | 0 | 0 | 0 | 0 | 0 | 0 | 0 | 0 | 0 | 0 | 0 | 0 | 0 | 0 | 0 | 0
F5_Commercial_Office_New_Food Preparation_Natural Gas_Broiler_E1 | F5 | Commercial | Office | New | Food Preparation | Natural Gas | Broiler | E1 | Utility - Cost of Operation | 0.023632 | 0.023996 | 0.024261 | 0.024126 | 0.02415 | 0.022763 | 0.021616 | 0.020976 | 0.02071 | 0.021478 | 0.022486 | 0.023539 | 0.021618 | 0.022901 | 0.022979 | 0.022864 | 0.022885 | 0.022955 | 0.022517 | 0.022782 | 0.02296 | 0.023211 | 0.023534 | 0.011803 | 0.011573 | 0.011356 | 0.011152 | 0.010957 | 0.01077 | 0.010591 | 0.010417
F5_Commercial_Office_New_Food Preparation_Natural Gas_Broiler_E2 | F5 | Commercial | Office | New | Food Preparation | Natural Gas | Broiler | E2 | Utility - Cost of Operation | 0.015192 | 0.015426 | 0.015596 | 0.015509 | 0.015525 | 0.014634 | 0.013896 | 0.013484 | 0.013314 | 0.013807 | 0.014455 | 0.015132 | 0.013898 | 0.014722 | 0.014772 | 0.014698 | 0.014712 | 0.014757 | 0.014475 | 0.014645 | 0.01476 | 0.014921 | 0.015129 | 0.0075878 | 0.0074396 | 0.0073004 | 0.0071688 | 0.0070436 | 0.0069238 | 0.0068083 | 0.0066965
F5_Commercial_Office_New_Food Preparation_Natural Gas_Broiler_E3 | F5 | Commercial | Office | New | Food Preparation | Natural Gas | Broiler | E3 | Utility - Cost of Operation | 0 | 0 | 0 | 0 | 0 | 0 | 0 | 0 | 0 | 0 | 0 | 0 | 0 | 0 | 0 | 0 | 0 | 0 | 0 | 0 | 0 | 0 | 0 | 0 | 0 | 0 | 0 | 0 | 0 | 0 | 0
F5_Commercial_Office_New_Food Preparation_Natural Gas_Broiler_E4 | F5 | Commercial | Office | New | Food Preparation | Natural Gas | Broiler | E4 | Utility - Cost of Operation | 0 | 0 | 0 | 0 | 0 | 0 | 0 | 0 | 0 | 0 | 0 | 0 | 0 | 0 | 0 | 0 | 0 | 0 | 0 | 0 | 0 | 0 | 0 | 0 | 0 | 0 | 0 | 0 | 0 | 0 | 0
F5_Commercial_Office_New_Food Preparation_Natural Gas_Broiler_E5 | F5 | Commercial | Office | New | Food Preparation | Natural Gas | Broiler | E5 | Utility - Cost of Operation | 0 | 0 | 0 | 0 | 0 | 0 | 0 | 0 | 0 | 0 | 0 | 0 | 0 | 0 | 0 | 0 | 0 | 0 | 0 | 0 | 0 | 0 | 0 | 0 | 0 | 0 | 0 | 0 | 0 | 0 | 0
F5_Commercial_Office_New_Food Preparation_Natural Gas_Broiler_E6 | F5 | Commercial | Office | New | Food Preparation | Natural Gas | Broiler | E6 | Utility - Cost of Operation | 0 | 0 | 0 | 0 | 0 | 0 | 0 | 0 | 0 | 0 | 0 | 0 | 0 | 0 | 0 | 0 | 0 | 0 | 0 | 0 | 0 | 0 | 0 | 0 | 0 | 0 | 0 | 0 | 0 | 0 | 0
F5_Commercial_Office_New_Food Preparation_Natural Gas_Broiler_E7 | F5 | Commercial | Office | New | Food Preparation | Natural Gas | Broiler | E7 | Utility - Cost of Operation | 0 | 0 | 0 | 0 | 0 | 0 | 0 | 0 | 0 | 0 | 0 | 0 | 0 | 0 | 0 | 0 | 0 | 0 | 0 | 0 | 0 | 0 | 0 | 0 | 0 | 0 | 0 | 0 | 0 | 0 | 0
F5_Commercial_Office_New_Food Preparation_Natural Gas_Broiler_E8 | F5 | Commercial | Office | New | Food Preparation | Natural Gas | Broiler | E8 | Utility - Cost of Operation | 0 | 0 | 0 | 0 | 0 | 0 | 0 | 0 | 0 | 0 | 0 | 0 | 0 | 0 | 0 | 0 | 0 | 0 | 0 | 0 | 0 | 0 | 0 | 0 | 0 | 0 | 0 | 0 | 0 | 0 | 0
F5_Commercial_Office_New_Food Preparation_Natural Gas_Broiler_E9 | F5 | Commercial | Office | New | Food Preparation | Natural Gas | Broiler | E9 | Utility - Cost of Operation | 0 | 0 | 0 | 0 | 0 | 0 | 0 | 0 | 0 | 0 | 0 | 0 | 0 | 0 | 0 | 0 | 0 | 0 | 0 | 0 | 0 | 0 | 0 | 0 | 0 | 0 | 0 | 0 | 0 | 0 | 0
F5_Commercial_Office_New_Food Preparation_Natural Gas_Broiler_E10 | F5 | Commercial | Office | New | Food Preparation | Natural Gas | Broiler | E10 | Utility - Cost of Operation | 0 | 0 | 0 | 0 | 0 | 0 | 0 | 0 | 0 | 0 | 0 | 0 | 0 | 0 | 0 | 0 | 0 | 0 | 0 | 0 | 0 | 0 | 0 | 0 | 0 | 0 | 0 | 0 | 0 | 0 | 0
F6_Commercial_Office_New_Food Preparation_Natural Gas_Broiler_E1 | F6 | Commercial | Office | New | Food Preparation | Natural Gas | Broiler | E1 | Utility - Value of Sales | 0.028312 | 0.028749 | 0.029066 | 0.028904 | 0.028934 | 0.027272 | 0.025898 | 0.02513 | 0.024812 | 0.025732 | 0.02694 | 0.028202 | 0.0259 | 0.027436 | 0.02753 | 0.027393 | 0.027418 | 0.027502 | 0.026977 | 0.027294 | 0.027508 | 0.027808 | 0.028195 | 0.014141 | 0.013865 | 0.013605 | 0.01336 | 0.013127 | 0.012904 | 0.012688 | 0.01248
F6_Commercial_Office_New_Food Preparation_Natural Gas_Broiler_E2 | F6 | Commercial | Office | New | Food Preparation | Natural Gas | Broiler | E2 | Utility - Value of Sales | 0.018201 | 0.018482 | 0.018686 | 0.018581 | 0.0186 | 0.017532 | 0.016648 | 0.016155 | 0.015951 | 0.016542 | 0.017318 | 0.01813 | 0.01665 | 0.017638 | 0.017698 | 0.01761 | 0.017626 | 0.01768 | 0.017342 | 0.017546 | 0.017683 | 0.017877 | 0.018126 | 0.0090906 | 0.0089131 | 0.0087463 | 0.0085887 | 0.0084388 | 0.0082951 | 0.0081568 | 0.0080228
F6_Commercial_Office_New_Food Preparation_Natural Gas_Broiler_E3 | F6 | Commercial | Office | New | Food Preparation | Natural Gas | Broiler | E3 | Utility - Value of Sales | 0 | 0 | 0 | 0 | 0 | 0 | 0 | 0 | 0 | 0 | 0 | 0 | 0 | 0 | 0 | 0 | 0 | 0 | 0 | 0 | 0 | 0 | 0 | 0 | 0 | 0 | 0 | 0 | 0 | 0 | 0
F6_Commercial_Office_New_Food Preparation_Natural Gas_Broiler_E4 | F6 | Commercial | Office | New | Food Preparation | Natural Gas | Broiler | E4 | Utility - Value of Sales | 0 | 0 | 0 | 0 | 0 | 0 | 0 | 0 | 0 | 0 | 0 | 0 | 0 | 0 | 0 | 0 | 0 | 0 | 0 | 0 | 0 | 0 | 0 | 0 | 0 | 0 | 0 | 0 | 0 | 0 | 0
F6_Commercial_Office_New_Food Preparation_Natural Gas_Broiler_E5 | F6 | Commercial | Office | New | Food Preparation | Natural Gas | Broiler | E5 | Utility - Value of Sales | 0 | 0 | 0 | 0 | 0 | 0 | 0 | 0 | 0 | 0 | 0 | 0 | 0 | 0 | 0 | 0 | 0 | 0 | 0 | 0 | 0 | 0 | 0 | 0 | 0 | 0 | 0 | 0 | 0 | 0 | 0
F6_Commercial_Office_New_Food Preparation_Natural Gas_Broiler_E6 | F6 | Commercial | Office | New | Food Preparation | Natural Gas | Broiler | E6 | Utility - Value of Sales | 0 | 0 | 0 | 0 | 0 | 0 | 0 | 0 | 0 | 0 | 0 | 0 | 0 | 0 | 0 | 0 | 0 | 0 | 0 | 0 | 0 | 0 | 0 | 0 | 0 | 0 | 0 | 0 | 0 | 0 | 0
F6_Commercial_Office_New_Food Preparation_Natural Gas_Broiler_E7 | F6 | Commercial | Office | New | Food Preparation | Natural Gas | Broiler | E7 | Utility - Value of Sales | 0 | 0 | 0 | 0 | 0 | 0 | 0 | 0 | 0 | 0 | 0 | 0 | 0 | 0 | 0 | 0 | 0 | 0 | 0 | 0 | 0 | 0 | 0 | 0 | 0 | 0 | 0 | 0 | 0 | 0 | 0
F6_Commercial_Office_New_Food Preparation_Natural Gas_Broiler_E8 | F6 | Commercial | Office | New | Food Preparation | Natural Gas | Broiler | E8 | Utility - Value of Sales | 0 | 0 | 0 | 0 | 0 | 0 | 0 | 0 | 0 | 0 | 0 | 0 | 0 | 0 | 0 | 0 | 0 | 0 | 0 | 0 | 0 | 0 | 0 | 0 | 0 | 0 | 0 | 0 | 0 | 0 | 0
F6_Commercial_Office_New_Food Preparation_Natural Gas_Broiler_E9 | F6 | Commercial | Office | New | Food Preparation | Natural Gas | Broiler | E9 | Utility - Value of Sales | 0 | 0 | 0 | 0 | 0 | 0 | 0 | 0 | 0 | 0 | 0 | 0 | 0 | 0 | 0 | 0 | 0 | 0 | 0 | 0 | 0 | 0 | 0 | 0 | 0 | 0 | 0 | 0 | 0 | 0 | 0
F6_Commercial_Office_New_Food Preparation_Natural Gas_Broiler_E10 | F6 | Commercial | Office | New | Food Preparation | Natural Gas | Broiler | E10 | Utility - Value of Sales | 0 | 0 | 0 | 0 | 0 | 0 | 0 | 0 | 0 | 0 | 0 | 0 | 0 | 0 | 0 | 0 | 0 | 0 | 0 | 0 | 0 | 0 | 0 | 0 | 0 | 0 | 0 | 0 | 0 | 0 | 0
F1_Commercial_Office_New_Food Preparation_Natural Gas_Griddle_E1 | F1 | Commercial | Office | New | Food Preparation | Natural Gas | Griddle | E1 | Participant - Cost of Equipment | 0.0082034 | 0.0082034 | 0.0082034 | 0.0082034 | 0.0082034 | 0.0082034 | 0.0082034 | 0.0082034 | 0.0082034 | 0.0082034 | 0.0082034 | 0.0082034 | 0.0082034 | 0.0082034 | 0.0082034 | 0.0082034 | 0.0082034 | 0.0082034 | 0.0082034 | 0.0082034 | 0.0082034 | 0.0082034 | 0.0082034 | 0.0082034 | 0.0082034 | 0.0082034 | 0.0082034 | 0.0082034 | 0.0082034 | 0.0082034 | 0.0082034
F1_Commercial_Office_New_Food Preparation_Natural Gas_Griddle_E2 | F1 | Commercial | Office | New | Food Preparation | Natural Gas | Griddle | E2 | Participant - Cost of Equipment | 0.0087768 | 0.0087768 | 0.0087768 | 0.0087768 | 0.0087768 | 0.0087768 | 0.0087768 | 0.0087768 | 0.0087768 | 0.0087768 | 0.0087768 | 0.0087768 | 0.0087768 | 0.0087768 | 0.0087768 | 0.0087768 | 0.0087768 | 0.0087768 | 0.0087768 | 0.0087768 | 0.0087768 | 0.0087768 | 0.0087768 | 0.0087768 | 0.0087768 | 0.0087768 | 0.0087768 | 0.0087768 | 0.0087768 | 0.0087768 | 0.0087768
F1_Commercial_Office_New_Food Preparation_Natural Gas_Griddle_E3 | F1 | Commercial | Office | New | Food Preparation | Natural Gas | Griddle | E3 | Participant - Cost of Equipment | 0 | 0 | 0 | 0 | 0 | 0 | 0 | 0 | 0 | 0 | 0 | 0 | 0 | 0 | 0 | 0 | 0 | 0 | 0 | 0 | 0 | 0 | 0 | 0 | 0 | 0 | 0 | 0 | 0 | 0 | 0
F1_Commercial_Office_New_Food Preparation_Natural Gas_Griddle_E4 | F1 | Commercial | Office | New | Food Preparation | Natural Gas | Griddle | E4 | Participant - Cost of Equipment | 0 | 0 | 0 | 0 | 0 | 0 | 0 | 0 | 0 | 0 | 0 | 0 | 0 | 0 | 0 | 0 | 0 | 0 | 0 | 0 | 0 | 0 | 0 | 0 | 0 | 0 | 0 | 0 | 0 | 0 | 0
F1_Commercial_Office_New_Food Preparation_Natural Gas_Griddle_E5 | F1 | Commercial | Office | New | Food Preparation | Natural Gas | Griddle | E5 | Participant - Cost of Equipment | 0 | 0 | 0 | 0 | 0 | 0 | 0 | 0 | 0 | 0 | 0 | 0 | 0 | 0 | 0 | 0 | 0 | 0 | 0 | 0 | 0 | 0 | 0 | 0 | 0 | 0 | 0 | 0 | 0 | 0 | 0
F1_Commercial_Office_New_Food Preparation_Natural Gas_Griddle_E6 | F1 | Commercial | Office | New | Food Preparation | Natural Gas | Griddle | E6 | Participant - Cost of Equipment | 0 | 0 | 0 | 0 | 0 | 0 | 0 | 0 | 0 | 0 | 0 | 0 | 0 | 0 | 0 | 0 | 0 | 0 | 0 | 0 | 0 | 0 | 0 | 0 | 0 | 0 | 0 | 0 | 0 | 0 | 0
F1_Commercial_Office_New_Food Preparation_Natural Gas_Griddle_E7 | F1 | Commercial | Office | New | Food Preparation | Natural Gas | Griddle | E7 | Participant - Cost of Equipment | 0 | 0 | 0 | 0 | 0 | 0 | 0 | 0 | 0 | 0 | 0 | 0 | 0 | 0 | 0 | 0 | 0 | 0 | 0 | 0 | 0 | 0 | 0 | 0 | 0 | 0 | 0 | 0 | 0 | 0 | 0
F1_Commercial_Office_New_Food Preparation_Natural Gas_Griddle_E8 | F1 | Commercial | Office | New | Food Preparation | Natural Gas | Griddle | E8 | Participant - Cost of Equipment | 0 | 0 | 0 | 0 | 0 | 0 | 0 | 0 | 0 | 0 | 0 | 0 | 0 | 0 | 0 | 0 | 0 | 0 | 0 | 0 | 0 | 0 | 0 | 0 | 0 | 0 | 0 | 0 | 0 | 0 | 0
F1_Commercial_Office_New_Food Preparation_Natural Gas_Griddle_E9 | F1 | Commercial | Office | New | Food Preparation | Natural Gas | Griddle | E9 | Participant - Cost of Equipment | 0 | 0 | 0 | 0 | 0 | 0 | 0 | 0 | 0 | 0 | 0 | 0 | 0 | 0 | 0 | 0 | 0 | 0 | 0 | 0 | 0 | 0 | 0 | 0 | 0 | 0 | 0 | 0 | 0 | 0 | 0
F1_Commercial_Office_New_Food Preparation_Natural Gas_Griddle_E10 | F1 | Commercial | Office | New | Food Preparation | Natural Gas | Griddle | E10 | Participant - Cost of Equipment | 0 | 0 | 0 | 0 | 0 | 0 | 0 | 0 | 0 | 0 | 0 | 0 | 0 | 0 | 0 | 0 | 0 | 0 | 0 | 0 | 0 | 0 | 0 | 0 | 0 | 0 | 0 | 0 | 0 | 0 | 0
F2_Commercial_Office_New_Food Preparation_Natural Gas_Griddle_E1 | F2 | Commercial | Office | New | Food Preparation | Natural Gas | Griddle | E1 | Participant - Cost of Operation | 0.019006 | 0.0193 | 0.019513 | 0.019404 | 0.019424 | 0.018308 | 0.017385 | 0.01687 | 0.016657 | 0.017274 | 0.018085 | 0.018932 | 0.017387 | 0.018418 | 0.018481 | 0.018389 | 0.018406 | 0.018462 | 0.01811 | 0.018323 | 0.018466 | 0.018668 | 0.018928 | 0.009493 | 0.0093076 | 0.0091335 | 0.0089689 | 0.0088123 | 0.0086623 | 0.0085178 | 0.0083779
F2_Commercial_Office_New_Food Preparation_Natural Gas_Griddle_E2 | F2 | Commercial | Office | New | Food Preparation | Natural Gas | Griddle | E2 | Participant - Cost of Operation | 0.016415 | 0.016668 | 0.016852 | 0.016758 | 0.016775 | 0.015812 | 0.015015 | 0.01457 | 0.014386 | 0.014919 | 0.015619 | 0.016351 | 0.015017 | 0.015907 | 0.015962 | 0.015882 | 0.015897 | 0.015945 | 0.015641 | 0.015825 | 0.015949 | 0.016123 | 0.016347 | 0.0081988 | 0.0080387 | 0.0078883 | 0.0077461 | 0.0076109 | 0.0074813 | 0.0073565 | 0.0072357
F2_Commercial_Office_New_Food Preparation_Natural Gas_Griddle_E3 | F2 | Commercial | Office | New | Food Preparation | Natural Gas | Griddle | E3 | Participant - Cost of Operation | 0 | 0 | 0 | 0 | 0 | 0 | 0 | 0 | 0 | 0 | 0 | 0 | 0 | 0 | 0 | 0 | 0 | 0 | 0 | 0 | 0 | 0 | 0 | 0 | 0 | 0 | 0 | 0 | 0 | 0 | 0
F2_Commercial_Office_New_Food Preparation_Natural Gas_Griddle_E4 | F2 | Commercial | Office | New | Food Preparation | Natural Gas | Griddle | E4 | Participant - Cost of Operation | 0 | 0 | 0 | 0 | 0 | 0 | 0 | 0 | 0 | 0 | 0 | 0 | 0 | 0 | 0 | 0 | 0 | 0 | 0 | 0 | 0 | 0 | 0 | 0 | 0 | 0 | 0 | 0 | 0 | 0 | 0
F2_Commercial_Office_New_Food Preparation_Natural Gas_Griddle_E5 | F2 | Commercial | Office | New | Food Preparation | Natural Gas | Griddle | E5 | Participant - Cost of Operation | 0 | 0 | 0 | 0 | 0 | 0 | 0 | 0 | 0 | 0 | 0 | 0 | 0 | 0 | 0 | 0 | 0 | 0 | 0 | 0 | 0 | 0 | 0 | 0 | 0 | 0 | 0 | 0 | 0 | 0 | 0
F2_Commercial_Office_New_Food Preparation_Natural Gas_Griddle_E6 | F2 | Commercial | Office | New | Food Preparation | Natural Gas | Griddle | E6 | Participant - Cost of Operation | 0 | 0 | 0 | 0 | 0 | 0 | 0 | 0 | 0 | 0 | 0 | 0 | 0 | 0 | 0 | 0 | 0 | 0 | 0 | 0 | 0 | 0 | 0 | 0 | 0 | 0 | 0 | 0 | 0 | 0 | 0
F2_Commercial_Office_New_Food Preparation_Natural Gas_Griddle_E7 | F2 | Commercial | Office | New | Food Preparation | Natural Gas | Griddle | E7 | Participant - Cost of Operation | 0 | 0 | 0 | 0 | 0 | 0 | 0 | 0 | 0 | 0 | 0 | 0 | 0 | 0 | 0 | 0 | 0 | 0 | 0 | 0 | 0 | 0 | 0 | 0 | 0 | 0 | 0 | 0 | 0 | 0 | 0
F2_Commercial_Office_New_Food Preparation_Natural Gas_Griddle_E8 | F2 | Commercial | Office | New | Food Preparation | Natural Gas | Griddle | E8 | Participant - Cost of Operation | 0 | 0 | 0 | 0 | 0 | 0 | 0 | 0 | 0 | 0 | 0 | 0 | 0 | 0 | 0 | 0 | 0 | 0 | 0 | 0 | 0 | 0 | 0 | 0 | 0 | 0 | 0 | 0 | 0 | 0 | 0
F2_Commercial_Office_New_Food Preparation_Natural Gas_Griddle_E9 | F2 | Commercial | Office | New | Food Preparation | Natural Gas | Griddle | E9 | Participant - Cost of Operation | 0 | 0 | 0 | 0 | 0 | 0 | 0 | 0 | 0 | 0 | 0 | 0 | 0 | 0 | 0 | 0 | 0 | 0 | 0 | 0 | 0 | 0 | 0 | 0 | 0 | 0 | 0 | 0 | 0 | 0 | 0
F2_Commercial_Office_New_Food Preparation_Natural Gas_Griddle_E10 | F2 | Commercial | Office | New | Food Preparation | Natural Gas | Griddle | E10 | Participant - Cost of Operation | 0 | 0 | 0 | 0 | 0 | 0 | 0 | 0 | 0 | 0 | 0 | 0 | 0 | 0 | 0 | 0 | 0 | 0 | 0 | 0 | 0 | 0 | 0 | 0 | 0 | 0 | 0 | 0 | 0 | 0 | 0
F3_Commercial_Office_New_Food Preparation_Natural Gas_Griddle_E1 | F3 | Commercial | Office | New | Food Preparation | Natural Gas | Griddle | E1 | System - kBTUs of Conusmption | 1.5793 | 1.5824 | 1.5804 | 1.579 | 1.579 | 1.579 | 1.579 | 1.579 | 1.579 | 1.579 | 1.579 | 1.579 | 1.579 | 1.579 | 1.579 | 1.579 | 1.579 | 1.579 | 1.579 | 1.579 | 1.579 | 1.579 | 1.579 | 1.579 | 1.579 | 1.579 | 1.579 | 1.579 | 1.579 | 1.579 | 1.579
F3_Commercial_Office_New_Food Preparation_Natural Gas_Griddle_E2 | F3 | Commercial | Office | New | Food Preparation | Natural Gas | Griddle | E2 | System - kBTUs of Conusmption | 1.364 | 1.3667 | 1.365 | 1.3638 | 1.3638 | 1.3638 | 1.3638 | 1.3638 | 1.3638 | 1.3638 | 1.3638 | 1.3638 | 1.3638 | 1.3638 | 1.3638 | 1.3638 | 1.3638 | 1.3638 | 1.3638 | 1.3638 | 1.3638 | 1.3638 | 1.3638 | 1.3638 | 1.3638 | 1.3638 | 1.3638 | 1.3638 | 1.3638 | 1.3638 | 1.3638
F3_Commercial_Office_New_Food Preparation_Natural Gas_Griddle_E3 | F3 | Commercial | Office | New | Food Preparation | Natural Gas | Griddle | E3 | System - kBTUs of Conusmption | 0 | 0 | 0 | 0 | 0 | 0 | 0 | 0 | 0 | 0 | 0 | 0 | 0 | 0 | 0 | 0 | 0 | 0 | 0 | 0 | 0 | 0 | 0 | 0 | 0 | 0 | 0 | 0 | 0 | 0 | 0
F3_Commercial_Office_New_Food Preparation_Natural Gas_Griddle_E4 | F3 | Commercial | Office | New | Food Preparation | Natural Gas | Griddle | E4 | System - kBTUs of Conusmption | 0 | 0 | 0 | 0 | 0 | 0 | 0 | 0 | 0 | 0 | 0 | 0 | 0 | 0 | 0 | 0 | 0 | 0 | 0 | 0 | 0 | 0 | 0 | 0 | 0 | 0 | 0 | 0 | 0 | 0 | 0
F3_Commercial_Office_New_Food Preparation_Natural Gas_Griddle_E5 | F3 | Commercial | Office | New | Food Preparation | Natural Gas | Griddle | E5 | System - kBTUs of Conusmption | 0 | 0 | 0 | 0 | 0 | 0 | 0 | 0 | 0 | 0 | 0 | 0 | 0 | 0 | 0 | 0 | 0 | 0 | 0 | 0 | 0 | 0 | 0 | 0 | 0 | 0 | 0 | 0 | 0 | 0 | 0
F3_Commercial_Office_New_Food Preparation_Natural Gas_Griddle_E6 | F3 | Commercial | Office | New | Food Preparation | Natural Gas | Griddle | E6 | System - kBTUs of Conusmption | 0 | 0 | 0 | 0 | 0 | 0 | 0 | 0 | 0 | 0 | 0 | 0 | 0 | 0 | 0 | 0 | 0 | 0 | 0 | 0 | 0 | 0 | 0 | 0 | 0 | 0 | 0 | 0 | 0 | 0 | 0
F3_Commercial_Office_New_Food Preparation_Natural Gas_Griddle_E7 | F3 | Commercial | Office | New | Food Preparation | Natural Gas | Griddle | E7 | System - kBTUs of Conusmption | 0 | 0 | 0 | 0 | 0 | 0 | 0 | 0 | 0 | 0 | 0 | 0 | 0 | 0 | 0 | 0 | 0 | 0 | 0 | 0 | 0 | 0 | 0 | 0 | 0 | 0 | 0 | 0 | 0 | 0 | 0
F3_Commercial_Office_New_Food Preparation_Natural Gas_Griddle_E8 | F3 | Commercial | Office | New | Food Preparation | Natural Gas | Griddle | E8 | System - kBTUs of Conusmption | 0 | 0 | 0 | 0 | 0 | 0 | 0 | 0 | 0 | 0 | 0 | 0 | 0 | 0 | 0 | 0 | 0 | 0 | 0 | 0 | 0 | 0 | 0 | 0 | 0 | 0 | 0 | 0 | 0 | 0 | 0
F3_Commercial_Office_New_Food Preparation_Natural Gas_Griddle_E9 | F3 | Commercial | Office | New | Food Preparation | Natural Gas | Griddle | E9 | System - kBTUs of Conusmption | 0 | 0 | 0 | 0 | 0 | 0 | 0 | 0 | 0 | 0 | 0 | 0 | 0 | 0 | 0 | 0 | 0 | 0 | 0 | 0 | 0 | 0 | 0 | 0 | 0 | 0 | 0 | 0 | 0 | 0 | 0
F3_Commercial_Office_New_Food Preparation_Natural Gas_Griddle_E10 | F3 | Commercial | Office | New | Food Preparation | Natural Gas | Griddle | E10 | System - kBTUs of Conusmption | 0 | 0 | 0 | 0 | 0 | 0 | 0 | 0 | 0 | 0 | 0 | 0 | 0 | 0 | 0 | 0 | 0 | 0 | 0 | 0 | 0 | 0 | 0 | 0 | 0 | 0 | 0 | 0 | 0 | 0 | 0
F4_Commercial_Office_New_Food Preparation_Natural Gas_Griddle_E1 | F4 | Commercial | Office | New | Food Preparation | Natural Gas | Griddle | E1 | Utility - Cost of Equipment | 0.0082034 | 0.0082034 | 0.0082034 | 0.0082034 | 0.0082034 | 0.0082034 | 0.0082034 | 0.0082034 | 0.0082034 | 0.0082034 | 0.0082034 | 0.0082034 | 0.0082034 | 0.0082034 | 0.0082034 | 0.0082034 | 0.0082034 | 0.0082034 | 0.0082034 | 0.0082034 | 0.0082034 | 0.0082034 | 0.0082034 | 0.0082034 | 0.0082034 | 0.0082034 | 0.0082034 | 0.0082034 | 0.0082034 | 0.0082034 | 0.0082034
F4_Commercial_Office_New_Food Preparation_Natural Gas_Griddle_E2 | F4 | Commercial | Office | New | Food Preparation | Natural Gas | Griddle | E2 | Utility - Cost of Equipment | 0.0087768 | 0.0087768 | 0.0087768 | 0.0087768 | 0.0087768 | 0.0087768 | 0.0087768 | 0.0087768 | 0.0087768 | 0.0087768 | 0.0087768 | 0.0087768 | 0.0087768 | 0.0087768 | 0.0087768 | 0.0087768 | 0.0087768 | 0.0087768 | 0.0087768 | 0.0087768 | 0.0087768 | 0.0087768 | 0.0087768 | 0.0087768 | 0.0087768 | 0.0087768 | 0.0087768 | 0.0087768 | 0.0087768 | 0.0087768 | 0.0087768
F4_Commercial_Office_New_Food Preparation_Natural Gas_Griddle_E3 | F4 | Commercial | Office | New | Food Preparation | Natural Gas | Griddle | E3 | Utility - Cost of Equipment | 0 | 0 | 0 | 0 | 0 | 0 | 0 | 0 | 0 | 0 | 0 | 0 | 0 | 0 | 0 | 0 | 0 | 0 | 0 | 0 | 0 | 0 | 0 | 0 | 0 | 0 | 0 | 0 | 0 | 0 | 0
F4_Commercial_Office_New_Food Preparation_Natural Gas_Griddle_E4 | F4 | Commercial | Office | New | Food Preparation | Natural Gas | Griddle | E4 | Utility - Cost of Equipment | 0 | 0 | 0 | 0 | 0 | 0 | 0 | 0 | 0 | 0 | 0 | 0 | 0 | 0 | 0 | 0 | 0 | 0 | 0 | 0 | 0 | 0 | 0 | 0 | 0 | 0 | 0 | 0 | 0 | 0 | 0
F4_Commercial_Office_New_Food Preparation_Natural Gas_Griddle_E5 | F4 | Commercial | Office | New | Food Preparation | Natural Gas | Griddle | E5 | Utility - Cost of Equipment | 0 | 0 | 0 | 0 | 0 | 0 | 0 | 0 | 0 | 0 | 0 | 0 | 0 | 0 | 0 | 0 | 0 | 0 | 0 | 0 | 0 | 0 | 0 | 0 | 0 | 0 | 0 | 0 | 0 | 0 | 0
F4_Commercial_Office_New_Food Preparation_Natural Gas_Griddle_E6 | F4 | Commercial | Office | New | Food Preparation | Natural Gas | Griddle | E6 | Utility - Cost of Equipment | 0 | 0 | 0 | 0 | 0 | 0 | 0 | 0 | 0 | 0 | 0 | 0 | 0 | 0 | 0 | 0 | 0 | 0 | 0 | 0 | 0 | 0 | 0 | 0 | 0 | 0 | 0 | 0 | 0 | 0 | 0
F4_Commercial_Office_New_Food Preparation_Natural Gas_Griddle_E7 | F4 | Commercial | Office | New | Food Preparation | Natural Gas | Griddle | E7 | Utility - Cost of Equipment | 0 | 0 | 0 | 0 | 0 | 0 | 0 | 0 | 0 | 0 | 0 | 0 | 0 | 0 | 0 | 0 | 0 | 0 | 0 | 0 | 0 | 0 | 0 | 0 | 0 | 0 | 0 | 0 | 0 | 0 | 0
F4_Commercial_Office_New_Food Preparation_Natural Gas_Griddle_E8 | F4 | Commercial | Office | New | Food Preparation | Natural Gas | Griddle | E8 | Utility - Cost of Equipment | 0 | 0 | 0 | 0 | 0 | 0 | 0 | 0 | 0 | 0 | 0 | 0 | 0 | 0 | 0 | 0 | 0 | 0 | 0 | 0 | 0 | 0 | 0 | 0 | 0 | 0 | 0 | 0 | 0 | 0 | 0
F4_Commercial_Office_New_Food Preparation_Natural Gas_Griddle_E9 | F4 | Commercial | Office | New | Food Preparation | Natural Gas | Griddle | E9 | Utility - Cost of Equipment | 0 | 0 | 0 | 0 | 0 | 0 | 0 | 0 | 0 | 0 | 0 | 0 | 0 | 0 | 0 | 0 | 0 | 0 | 0 | 0 | 0 | 0 | 0 | 0 | 0 | 0 | 0 | 0 | 0 | 0 | 0
F4_Commercial_Office_New_Food Preparation_Natural Gas_Griddle_E10 | F4 | Commercial | Office | New | Food Preparation | Natural Gas | Griddle | E10 | Utility - Cost of Equipment | 0 | 0 | 0 | 0 | 0 | 0 | 0 | 0 | 0 | 0 | 0 | 0 | 0 | 0 | 0 | 0 | 0 | 0 | 0 | 0 | 0 | 0 | 0 | 0 | 0 | 0 | 0 | 0 | 0 | 0 | 0
F5_Commercial_Office_New_Food Preparation_Natural Gas_Griddle_E1 | F5 | Commercial | Office | New | Food Preparation | Natural Gas | Griddle | E1 | Utility - Cost of Operation | 0.015864 | 0.016109 | 0.016287 | 0.016196 | 0.016212 | 0.015281 | 0.014511 | 0.014081 | 0.013903 | 0.014418 | 0.015095 | 0.015802 | 0.014513 | 0.015373 | 0.015426 | 0.015349 | 0.015363 | 0.01541 | 0.015116 | 0.015294 | 0.015413 | 0.015582 | 0.015799 | 0.0079236 | 0.0077689 | 0.0076235 | 0.0074861 | 0.0073554 | 0.0072302 | 0.0071096 | 0.0069929
F5_Commercial_Office_New_Food Preparation_Natural Gas_Griddle_E2 | F5 | Commercial | Office | New | Food Preparation | Natural Gas | Griddle | E2 | Utility - Cost of Operation | 0.013701 | 0.013913 | 0.014066 | 0.013988 | 0.014002 | 0.013198 | 0.012533 | 0.012162 | 0.012007 | 0.012453 | 0.013037 | 0.013648 | 0.012534 | 0.013278 | 0.013323 | 0.013256 | 0.013268 | 0.013309 | 0.013055 | 0.013209 | 0.013312 | 0.013458 | 0.013645 | 0.0068434 | 0.0067097 | 0.0065842 | 0.0064655 | 0.0063526 | 0.0062445 | 0.0061403 | 0.0060395
F5_Commercial_Office_New_Food Preparation_Natural Gas_Griddle_E3 | F5 | Commercial | Office | New | Food Preparation | Natural Gas | Griddle | E3 | Utility - Cost of Operation | 0 | 0 | 0 | 0 | 0 | 0 | 0 | 0 | 0 | 0 | 0 | 0 | 0 | 0 | 0 | 0 | 0 | 0 | 0 | 0 | 0 | 0 | 0 | 0 | 0 | 0 | 0 | 0 | 0 | 0 | 0
F5_Commercial_Office_New_Food Preparation_Natural Gas_Griddle_E4 | F5 | Commercial | Office | New | Food Preparation | Natural Gas | Griddle | E4 | Utility - Cost of Operation | 0 | 0 | 0 | 0 | 0 | 0 | 0 | 0 | 0 | 0 | 0 | 0 | 0 | 0 | 0 | 0 | 0 | 0 | 0 | 0 | 0 | 0 | 0 | 0 | 0 | 0 | 0 | 0 | 0 | 0 | 0
F5_Commercial_Office_New_Food Preparation_Natural Gas_Griddle_E5 | F5 | Commercial | Office | New | Food Preparation | Natural Gas | Griddle | E5 | Utility - Cost of Operation | 0 | 0 | 0 | 0 | 0 | 0 | 0 | 0 | 0 | 0 | 0 | 0 | 0 | 0 | 0 | 0 | 0 | 0 | 0 | 0 | 0 | 0 | 0 | 0 | 0 | 0 | 0 | 0 | 0 | 0 | 0
F5_Commercial_Office_New_Food Preparation_Natural Gas_Griddle_E6 | F5 | Commercial | Office | New | Food Preparation | Natural Gas | Griddle | E6 | Utility - Cost of Operation | 0 | 0 | 0 | 0 | 0 | 0 | 0 | 0 | 0 | 0 | 0 | 0 | 0 | 0 | 0 | 0 | 0 | 0 | 0 | 0 | 0 | 0 | 0 | 0 | 0 | 0 | 0 | 0 | 0 | 0 | 0
F5_Commercial_Office_New_Food Preparation_Natural Gas_Griddle_E7 | F5 | Commercial | Office | New | Food Preparation | Natural Gas | Griddle | E7 | Utility - Cost of Operation | 0 | 0 | 0 | 0 | 0 | 0 | 0 | 0 | 0 | 0 | 0 | 0 | 0 | 0 | 0 | 0 | 0 | 0 | 0 | 0 | 0 | 0 | 0 | 0 | 0 | 0 | 0 | 0 | 0 | 0 | 0
F5_Commercial_Office_New_Food Preparation_Natural Gas_Griddle_E8 | F5 | Commercial | Office | New | Food Preparation | Natural Gas | Griddle | E8 | Utility - Cost of Operation | 0 | 0 | 0 | 0 | 0 | 0 | 0 | 0 | 0 | 0 | 0 | 0 | 0 | 0 | 0 | 0 | 0 | 0 | 0 | 0 | 0 | 0 | 0 | 0 | 0 | 0 | 0 | 0 | 0 | 0 | 0
F5_Commercial_Office_New_Food Preparation_Natural Gas_Griddle_E9 | F5 | Commercial | Office | New | Food Preparation | Natural Gas | Griddle | E9 | Utility - Cost of Operation | 0 | 0 | 0 | 0 | 0 | 0 | 0 | 0 | 0 | 0 | 0 | 0 | 0 | 0 | 0 | 0 | 0 | 0 | 0 | 0 | 0 | 0 | 0 | 0 | 0 | 0 | 0 | 0 | 0 | 0 | 0
F5_Commercial_Office_New_Food Preparation_Natural Gas_Griddle_E10 | F5 | Commercial | Office | New | Food Preparation | Natural Gas | Griddle | E10 | Utility - Cost of Operation | 0 | 0 | 0 | 0 | 0 | 0 | 0 | 0 | 0 | 0 | 0 | 0 | 0 | 0 | 0 | 0 | 0 | 0 | 0 | 0 | 0 | 0 | 0 | 0 | 0 | 0 | 0 | 0 | 0 | 0 | 0
F6_Commercial_Office_New_Food Preparation_Natural Gas_Griddle_E1 | F6 | Commercial | Office | New | Food Preparation | Natural Gas | Griddle | E1 | Utility - Value of Sales | 0.019006 | 0.0193 | 0.019513 | 0.019404 | 0.019424 | 0.018308 | 0.017385 | 0.01687 | 0.016657 | 0.017274 | 0.018085 | 0.018932 | 0.017387 | 0.018418 | 0.018481 | 0.018389 | 0.018406 | 0.018462 | 0.01811 | 0.018323 | 0.018466 | 0.018668 | 0.018928 | 0.009493 | 0.0093076 | 0.0091335 | 0.0089689 | 0.0088123 | 0.0086623 | 0.0085178 | 0.0083779
F6_Commercial_Office_New_Food Preparation_Natural Gas_Griddle_E2 | F6 | Commercial | Office | New | Food Preparation | Natural Gas | Griddle | E2 | Utility - Value of Sales | 0.016415 | 0.016668 | 0.016852 | 0.016758 | 0.016775 | 0.015812 | 0.015015 | 0.01457 | 0.014386 | 0.014919 | 0.015619 | 0.016351 | 0.015017 | 0.015907 | 0.015962 | 0.015882 | 0.015897 | 0.015945 | 0.015641 | 0.015825 | 0.015949 | 0.016123 | 0.016347 | 0.0081988 | 0.0080387 | 0.0078883 | 0.0077461 | 0.0076109 | 0.0074813 | 0.0073565 | 0.0072357
F6_Commercial_Office_New_Food Preparation_Natural Gas_Griddle_E3 | F6 | Commercial | Office | New | Food Preparation | Natural Gas | Griddle | E3 | Utility - Value of Sales | 0 | 0 | 0 | 0 | 0 | 0 | 0 | 0 | 0 | 0 | 0 | 0 | 0 | 0 | 0 | 0 | 0 | 0 | 0 | 0 | 0 | 0 | 0 | 0 | 0 | 0 | 0 | 0 | 0 | 0 | 0
F6_Commercial_Office_New_Food Preparation_Natural Gas_Griddle_E4 | F6 | Commercial | Office | New | Food Preparation | Natural Gas | Griddle | E4 | Utility - Value of Sales | 0 | 0 | 0 | 0 | 0 | 0 | 0 | 0 | 0 | 0 | 0 | 0 | 0 | 0 | 0 | 0 | 0 | 0 | 0 | 0 | 0 | 0 | 0 | 0 | 0 | 0 | 0 | 0 | 0 | 0 | 0
F6_Commercial_Office_New_Food Preparation_Natural Gas_Griddle_E5 | F6 | Commercial | Office | New | Food Preparation | Natural Gas | Griddle | E5 | Utility - Value of Sales | 0 | 0 | 0 | 0 | 0 | 0 | 0 | 0 | 0 | 0 | 0 | 0 | 0 | 0 | 0 | 0 | 0 | 0 | 0 | 0 | 0 | 0 | 0 | 0 | 0 | 0 | 0 | 0 | 0 | 0 | 0
F6_Commercial_Office_New_Food Preparation_Natural Gas_Griddle_E6 | F6 | Commercial | Office | New | Food Preparation | Natural Gas | Griddle | E6 | Utility - Value of Sales | 0 | 0 | 0 | 0 | 0 | 0 | 0 | 0 | 0 | 0 | 0 | 0 | 0 | 0 | 0 | 0 | 0 | 0 | 0 | 0 | 0 | 0 | 0 | 0 | 0 | 0 | 0 | 0 | 0 | 0 | 0
F6_Commercial_Office_New_Food Preparation_Natural Gas_Griddle_E7 | F6 | Commercial | Office | New | Food Preparation | Natural Gas | Griddle | E7 | Utility - Value of Sales | 0 | 0 | 0 | 0 | 0 | 0 | 0 | 0 | 0 | 0 | 0 | 0 | 0 | 0 | 0 | 0 | 0 | 0 | 0 | 0 | 0 | 0 | 0 | 0 | 0 | 0 | 0 | 0 | 0 | 0 | 0
F6_Commercial_Office_New_Food Preparation_Natural Gas_Griddle_E8 | F6 | Commercial | Office | New | Food Preparation | Natural Gas | Griddle | E8 | Utility - Value of Sales | 0 | 0 | 0 | 0 | 0 | 0 | 0 | 0 | 0 | 0 | 0 | 0 | 0 | 0 | 0 | 0 | 0 | 0 | 0 | 0 | 0 | 0 | 0 | 0 | 0 | 0 | 0 | 0 | 0 | 0 | 0
F6_Commercial_Office_New_Food Preparation_Natural Gas_Griddle_E9 | F6 | Commercial | Office | New | Food Preparation | Natural Gas | Griddle | E9 | Utility - Value of Sales | 0 | 0 | 0 | 0 | 0 | 0 | 0 | 0 | 0 | 0 | 0 | 0 | 0 | 0 | 0 | 0 | 0 | 0 | 0 | 0 | 0 | 0 | 0 | 0 | 0 | 0 | 0 | 0 | 0 | 0 | 0
F6_Commercial_Office_New_Food Preparation_Natural Gas_Griddle_E10 | F6 | Commercial | Office | New | Food Preparation | Natural Gas | Griddle | E10 | Utility - Value of Sales | 0 | 0 | 0 | 0 | 0 | 0 | 0 | 0 | 0 | 0 | 0 | 0 | 0 | 0 | 0 | 0 | 0 | 0 | 0 | 0 | 0 | 0 | 0 | 0 | 0 | 0 | 0 | 0 | 0 | 0 | 0
F1_Commercial_Office_New_Food Preparation_Natural Gas_Range_E1 | F1 | Commercial | Office | New | Food Preparation | Natural Gas | Range | E1 | Participant - Cost of Equipment | 0.01544 | 0.01544 | 0.01544 | 0.01544 | 0.01544 | 0.01544 | 0.01544 | 0.01544 | 0.01544 | 0.01544 | 0.01544 | 0.01544 | 0.01544 | 0.01544 | 0.01544 | 0.01544 | 0.01544 | 0.01544 | 0.01544 | 0.01544 | 0.01544 | 0.01544 | 0.01544 | 0.01544 | 0.01544 | 0.01544 | 0.01544 | 0.01544 | 0.01544 | 0.01544 | 0.01544
F1_Commercial_Office_New_Food Preparation_Natural Gas_Range_E2 | F1 | Commercial | Office | New | Food Preparation | Natural Gas | Range | E2 | Participant - Cost of Equipment | 0.015442 | 0.015442 | 0.015442 | 0.015442 | 0.015442 | 0.015442 | 0.015442 | 0.015442 | 0.015442 | 0.015442 | 0.015442 | 0.015442 | 0.015442 | 0.015442 | 0.015442 | 0.015442 | 0.015442 | 0.015442 | 0.015442 | 0.015442 | 0.015442 | 0.015442 | 0.015442 | 0.015442 | 0.015442 | 0.015442 | 0.015442 | 0.015442 | 0.015442 | 0.015442 | 0.015442
F1_Commercial_Office_New_Food Preparation_Natural Gas_Range_E3 | F1 | Commercial | Office | New | Food Preparation | Natural Gas | Range | E3 | Participant - Cost of Equipment | 0 | 0 | 0 | 0 | 0 | 0 | 0 | 0 | 0 | 0 | 0 | 0 | 0 | 0 | 0 | 0 | 0 | 0 | 0 | 0 | 0 | 0 | 0 | 0 | 0 | 0 | 0 | 0 | 0 | 0 | 0
F1_Commercial_Office_New_Food Preparation_Natural Gas_Range_E4 | F1 | Commercial | Office | New | Food Preparation | Natural Gas | Range | E4 | Participant - Cost of Equipment | 0 | 0 | 0 | 0 | 0 | 0 | 0 | 0 | 0 | 0 | 0 | 0 | 0 | 0 | 0 | 0 | 0 | 0 | 0 | 0 | 0 | 0 | 0 | 0 | 0 | 0 | 0 | 0 | 0 | 0 | 0
F1_Commercial_Office_New_Food Preparation_Natural Gas_Range_E5 | F1 | Commercial | Office | New | Food Preparation | Natural Gas | Range | E5 | Participant - Cost of Equipment | 0 | 0 | 0 | 0 | 0 | 0 | 0 | 0 | 0 | 0 | 0 | 0 | 0 | 0 | 0 | 0 | 0 | 0 | 0 | 0 | 0 | 0 | 0 | 0 | 0 | 0 | 0 | 0 | 0 | 0 | 0
F1_Commercial_Office_New_Food Preparation_Natural Gas_Range_E6 | F1 | Commercial | Office | New | Food Preparation | Natural Gas | Range | E6 | Participant - Cost of Equipment | 0 | 0 | 0 | 0 | 0 | 0 | 0 | 0 | 0 | 0 | 0 | 0 | 0 | 0 | 0 | 0 | 0 | 0 | 0 | 0 | 0 | 0 | 0 | 0 | 0 | 0 | 0 | 0 | 0 | 0 | 0
F1_Commercial_Office_New_Food Preparation_Natural Gas_Range_E7 | F1 | Commercial | Office | New | Food Preparation | Natural Gas | Range | E7 | Participant - Cost of Equipment | 0 | 0 | 0 | 0 | 0 | 0 | 0 | 0 | 0 | 0 | 0 | 0 | 0 | 0 | 0 | 0 | 0 | 0 | 0 | 0 | 0 | 0 | 0 | 0 | 0 | 0 | 0 | 0 | 0 | 0 | 0
F1_Commercial_Office_New_Food Preparation_Natural Gas_Range_E8 | F1 | Commercial | Office | New | Food Preparation | Natural Gas | Range | E8 | Participant - Cost of Equipment | 0 | 0 | 0 | 0 | 0 | 0 | 0 | 0 | 0 | 0 | 0 | 0 | 0 | 0 | 0 | 0 | 0 | 0 | 0 | 0 | 0 | 0 | 0 | 0 | 0 | 0 | 0 | 0 | 0 | 0 | 0
F1_Commercial_Office_New_Food Preparation_Natural Gas_Range_E9 | F1 | Commercial | Office | New | Food Preparation | Natural Gas | Range | E9 | Participant - Cost of Equipment | 0 | 0 | 0 | 0 | 0 | 0 | 0 | 0 | 0 | 0 | 0 | 0 | 0 | 0 | 0 | 0 | 0 | 0 | 0 | 0 | 0 | 0 | 0 | 0 | 0 | 0 | 0 | 0 | 0 | 0 | 0
F1_Commercial_Office_New_Food Preparation_Natural Gas_Range_E10 | F1 | Commercial | Office | New | Food Preparation | Natural Gas | Range | E10 | Participant - Cost of Equipment | 0 | 0 | 0 | 0 | 0 | 0 | 0 | 0 | 0 | 0 | 0 | 0 | 0 | 0 | 0 | 0 | 0 | 0 | 0 | 0 | 0 | 0 | 0 | 0 | 0 | 0 | 0 | 0 | 0 | 0 | 0
F2_Commercial_Office_New_Food Preparation_Natural Gas_Range_E1 | F2 | Commercial | Office | New | Food Preparation | Natural Gas | Range | E1 | Participant - Cost of Operation | 0.022057 | 0.022494 | 0.022807 | 0.023145 | 0.023632 | 0.022141 | 0.020976 | 0.020363 | 0.020143 | 0.019805 | 0.019577 | 0.020614 | 0.018449 | 0.019719 | 0.02135 | 0.022935 | 0.022994 | 0.023103 | 0.022662 | 0.022977 | 0.023197 | 0.023495 | 0.023869 | 0.011243 | 0.011019 | 0.010809 | 0.010611 | 0.010424 | 0.010245 | 0.010073 | 0.0099067
F2_Commercial_Office_New_Food Preparation_Natural Gas_Range_E2 | F2 | Commercial | Office | New | Food Preparation | Natural Gas | Range | E2 | Participant - Cost of Operation | 0.016542 | 0.01687 | 0.017105 | 0.017359 | 0.017724 | 0.016606 | 0.015732 | 0.015272 | 0.015107 | 0.014854 | 0.014683 | 0.015461 | 0.013837 | 0.014789 | 0.016012 | 0.017201 | 0.017245 | 0.017328 | 0.016996 | 0.017233 | 0.017398 | 0.017621 | 0.017902 | 0.0084325 | 0.0082643 | 0.0081068 | 0.0079586 | 0.007818 | 0.0076838 | 0.0075547 | 0.00743
F2_Commercial_Office_New_Food Preparation_Natural Gas_Range_E3 | F2 | Commercial | Office | New | Food Preparation | Natural Gas | Range | E3 | Participant - Cost of Operation | 0 | 0 | 0 | 0 | 0 | 0 | 0 | 0 | 0 | 0 | 0 | 0 | 0 | 0 | 0 | 0 | 0 | 0 | 0 | 0 | 0 | 0 | 0 | 0 | 0 | 0 | 0 | 0 | 0 | 0 | 0
F2_Commercial_Office_New_Food Preparation_Natural Gas_Range_E4 | F2 | Commercial | Office | New | Food Preparation | Natural Gas | Range | E4 | Participant - Cost of Operation | 0 | 0 | 0 | 0 | 0 | 0 | 0 | 0 | 0 | 0 | 0 | 0 | 0 | 0 | 0 | 0 | 0 | 0 | 0 | 0 | 0 | 0 | 0 | 0 | 0 | 0 | 0 | 0 | 0 | 0 | 0
F2_Commercial_Office_New_Food Preparation_Natural Gas_Range_E5 | F2 | Commercial | Office | New | Food Preparation | Natural Gas | Range | E5 | Participant - Cost of Operation | 0 | 0 | 0 | 0 | 0 | 0 | 0 | 0 | 0 | 0 | 0 | 0 | 0 | 0 | 0 | 0 | 0 | 0 | 0 | 0 | 0 | 0 | 0 | 0 | 0 | 0 | 0 | 0 | 0 | 0 | 0
F2_Commercial_Office_New_Food Preparation_Natural Gas_Range_E6 | F2 | Commercial | Office | New | Food Preparation | Natural Gas | Range | E6 | Participant - Cost of Operation | 0 | 0 | 0 | 0 | 0 | 0 | 0 | 0 | 0 | 0 | 0 | 0 | 0 | 0 | 0 | 0 | 0 | 0 | 0 | 0 | 0 | 0 | 0 | 0 | 0 | 0 | 0 | 0 | 0 | 0 | 0
F2_Commercial_Office_New_Food Preparation_Natural Gas_Range_E7 | F2 | Commercial | Office | New | Food Preparation | Natural Gas | Range | E7 | Participant - Cost of Operation | 0 | 0 | 0 | 0 | 0 | 0 | 0 | 0 | 0 | 0 | 0 | 0 | 0 | 0 | 0 | 0 | 0 | 0 | 0 | 0 | 0 | 0 | 0 | 0 | 0 | 0 | 0 | 0 | 0 | 0 | 0
F2_Commercial_Office_New_Food Preparation_Natural Gas_Range_E8 | F2 | Commercial | Office | New | Food Preparation | Natural Gas | Range | E8 | Participant - Cost of Operation | 0 | 0 | 0 | 0 | 0 | 0 | 0 | 0 | 0 | 0 | 0 | 0 | 0 | 0 | 0 | 0 | 0 | 0 | 0 | 0 | 0 | 0 | 0 | 0 | 0 | 0 | 0 | 0 | 0 | 0 | 0
F2_Commercial_Office_New_Food Preparation_Natural Gas_Range_E9 | F2 | Commercial | Office | New | Food Preparation | Natural Gas | Range | E9 | Participant - Cost of Operation | 0 | 0 | 0 | 0 | 0 | 0 | 0 | 0 | 0 | 0 | 0 | 0 | 0 | 0 | 0 | 0 | 0 | 0 | 0 | 0 | 0 | 0 | 0 | 0 | 0 | 0 | 0 | 0 | 0 | 0 | 0
F2_Commercial_Office_New_Food Preparation_Natural Gas_Range_E10 | F2 | Commercial | Office | New | Food Preparation | Natural Gas | Range | E10 | Participant - Cost of Operation | 0 | 0 | 0 | 0 | 0 | 0 | 0 | 0 | 0 | 0 | 0 | 0 | 0 | 0 | 0 | 0 | 0 | 0 | 0 | 0 | 0 | 0 | 0 | 0 | 0 | 0 | 0 | 0 | 0 | 0 | 0
F3_Commercial_Office_New_Food Preparation_Natural Gas_Range_E1 | F3 | Commercial | Office | New | Food Preparation | Natural Gas | Range | E1 | System - kBTUs of Conusmption | 1.8457 | 1.8501 | 1.8473 | 1.8454 | 1.8454 | 1.8454 | 1.8454 | 1.8454 | 1.8454 | 1.8454 | 1.8454 | 1.8454 | 1.8454 | 1.8454 | 1.8454 | 1.8454 | 1.8454 | 1.8454 | 1.8454 | 1.8454 | 1.8454 | 1.8454 | 1.8454 | 1.8454 | 1.8454 | 1.8454 | 1.8454 | 1.8454 | 1.8454 | 1.8454 | 1.8454
F3_Commercial_Office_New_Food Preparation_Natural Gas_Range_E2 | F3 | Commercial | Office | New | Food Preparation | Natural Gas | Range | E2 | System - kBTUs of Conusmption | 1.3843 | 1.3876 | 1.3855 | 1.384 | 1.384 | 1.384 | 1.384 | 1.384 | 1.384 | 1.384 | 1.384 | 1.384 | 1.384 | 1.384 | 1.384 | 1.384 | 1.384 | 1.384 | 1.384 | 1.384 | 1.384 | 1.384 | 1.384 | 1.384 | 1.384 | 1.384 | 1.384 | 1.384 | 1.384 | 1.384 | 1.384
F3_Commercial_Office_New_Food Preparation_Natural Gas_Range_E3 | F3 | Commercial | Office | New | Food Preparation | Natural Gas | Range | E3 | System - kBTUs of Conusmption | 0 | 0 | 0 | 0 | 0 | 0 | 0 | 0 | 0 | 0 | 0 | 0 | 0 | 0 | 0 | 0 | 0 | 0 | 0 | 0 | 0 | 0 | 0 | 0 | 0 | 0 | 0 | 0 | 0 | 0 | 0
F3_Commercial_Office_New_Food Preparation_Natural Gas_Range_E4 | F3 | Commercial | Office | New | Food Preparation | Natural Gas | Range | E4 | System - kBTUs of Conusmption | 0 | 0 | 0 | 0 | 0 | 0 | 0 | 0 | 0 | 0 | 0 | 0 | 0 | 0 | 0 | 0 | 0 | 0 | 0 | 0 | 0 | 0 | 0 | 0 | 0 | 0 | 0 | 0 | 0 | 0 | 0
F3_Commercial_Office_New_Food Preparation_Natural Gas_Range_E5 | F3 | Commercial | Office | New | Food Preparation | Natural Gas | Range | E5 | System - kBTUs of Conusmption | 0 | 0 | 0 | 0 | 0 | 0 | 0 | 0 | 0 | 0 | 0 | 0 | 0 | 0 | 0 | 0 | 0 | 0 | 0 | 0 | 0 | 0 | 0 | 0 | 0 | 0 | 0 | 0 | 0 | 0 | 0
F3_Commercial_Office_New_Food Preparation_Natural Gas_Range_E6 | F3 | Commercial | Office | New | Food Preparation | Natural Gas | Range | E6 | System - kBTUs of Conusmption | 0 | 0 | 0 | 0 | 0 | 0 | 0 | 0 | 0 | 0 | 0 | 0 | 0 | 0 | 0 | 0 | 0 | 0 | 0 | 0 | 0 | 0 | 0 | 0 | 0 | 0 | 0 | 0 | 0 | 0 | 0
F3_Commercial_Office_New_Food Preparation_Natural Gas_Range_E7 | F3 | Commercial | Office | New | Food Preparation | Natural Gas | Range | E7 | System - kBTUs of Conusmption | 0 | 0 | 0 | 0 | 0 | 0 | 0 | 0 | 0 | 0 | 0 | 0 | 0 | 0 | 0 | 0 | 0 | 0 | 0 | 0 | 0 | 0 | 0 | 0 | 0 | 0 | 0 | 0 | 0 | 0 | 0
F3_Commercial_Office_New_Food Preparation_Natural Gas_Range_E8 | F3 | Commercial | Office | New | Food Preparation | Natural Gas | Range | E8 | System - kBTUs of Conusmption | 0 | 0 | 0 | 0 | 0 | 0 | 0 | 0 | 0 | 0 | 0 | 0 | 0 | 0 | 0 | 0 | 0 | 0 | 0 | 0 | 0 | 0 | 0 | 0 | 0 | 0 | 0 | 0 | 0 | 0 | 0
F3_Commercial_Office_New_Food Preparation_Natural Gas_Range_E9 | F3 | Commercial | Office | New | Food Preparation | Natural Gas | Range | E9 | System - kBTUs of Conusmption | 0 | 0 | 0 | 0 | 0 | 0 | 0 | 0 | 0 | 0 | 0 | 0 | 0 | 0 | 0 | 0 | 0 | 0 | 0 | 0 | 0 | 0 | 0 | 0 | 0 | 0 | 0 | 0 | 0 | 0 | 0
F3_Commercial_Office_New_Food Preparation_Natural Gas_Range_E10 | F3 | Commercial | Office | New | Food Preparation | Natural Gas | Range | E10 | System - kBTUs of Conusmption | 0 | 0 | 0 | 0 | 0 | 0 | 0 | 0 | 0 | 0 | 0 | 0 | 0 | 0 | 0 | 0 | 0 | 0 | 0 | 0 | 0 | 0 | 0 | 0 | 0 | 0 | 0 | 0 | 0 | 0 | 0
F4_Commercial_Office_New_Food Preparation_Natural Gas_Range_E1 | F4 | Commercial | Office | New | Food Preparation | Natural Gas | Range | E1 | Utility - Cost of Equipment | 0.01544 | 0.01544 | 0.01544 | 0.01544 | 0.01544 | 0.01544 | 0.01544 | 0.01544 | 0.01544 | 0.01544 | 0.01544 | 0.01544 | 0.01544 | 0.01544 | 0.01544 | 0.01544 | 0.01544 | 0.01544 | 0.01544 | 0.01544 | 0.01544 | 0.01544 | 0.01544 | 0.01544 | 0.01544 | 0.01544 | 0.01544 | 0.01544 | 0.01544 | 0.01544 | 0.01544
F4_Commercial_Office_New_Food Preparation_Natural Gas_Range_E2 | F4 | Commercial | Office | New | Food Preparation | Natural Gas | Range | E2 | Utility - Cost of Equipment | 0.015442 | 0.015442 | 0.015442 | 0.015442 | 0.015442 | 0.015442 | 0.015442 | 0.015442 | 0.015442 | 0.015442 | 0.015442 | 0.015442 | 0.015442 | 0.015442 | 0.015442 | 0.015442 | 0.015442 | 0.015442 | 0.015442 | 0.015442 | 0.015442 | 0.015442 | 0.015442 | 0.015442 | 0.015442 | 0.015442 | 0.015442 | 0.015442 | 0.015442 | 0.015442 | 0.015442
F4_Commercial_Office_New_Food Preparation_Natural Gas_Range_E3 | F4 | Commercial | Office | New | Food Preparation | Natural Gas | Range | E3 | Utility - Cost of Equipment | 0 | 0 | 0 | 0 | 0 | 0 | 0 | 0 | 0 | 0 | 0 | 0 | 0 | 0 | 0 | 0 | 0 | 0 | 0 | 0 | 0 | 0 | 0 | 0 | 0 | 0 | 0 | 0 | 0 | 0 | 0
F4_Commercial_Office_New_Food Preparation_Natural Gas_Range_E4 | F4 | Commercial | Office | New | Food Preparation | Natural Gas | Range | E4 | Utility - Cost of Equipment | 0 | 0 | 0 | 0 | 0 | 0 | 0 | 0 | 0 | 0 | 0 | 0 | 0 | 0 | 0 | 0 | 0 | 0 | 0 | 0 | 0 | 0 | 0 | 0 | 0 | 0 | 0 | 0 | 0 | 0 | 0
F4_Commercial_Office_New_Food Preparation_Natural Gas_Range_E5 | F4 | Commercial | Office | New | Food Preparation | Natural Gas | Range | E5 | Utility - Cost of Equipment | 0 | 0 | 0 | 0 | 0 | 0 | 0 | 0 | 0 | 0 | 0 | 0 | 0 | 0 | 0 | 0 | 0 | 0 | 0 | 0 | 0 | 0 | 0 | 0 | 0 | 0 | 0 | 0 | 0 | 0 | 0
F4_Commercial_Office_New_Food Preparation_Natural Gas_Range_E6 | F4 | Commercial | Office | New | Food Preparation | Natural Gas | Range | E6 | Utility - Cost of Equipment | 0 | 0 | 0 | 0 | 0 | 0 | 0 | 0 | 0 | 0 | 0 | 0 | 0 | 0 | 0 | 0 | 0 | 0 | 0 | 0 | 0 | 0 | 0 | 0 | 0 | 0 | 0 | 0 | 0 | 0 | 0
F4_Commercial_Office_New_Food Preparation_Natural Gas_Range_E7 | F4 | Commercial | Office | New | Food Preparation | Natural Gas | Range | E7 | Utility - Cost of Equipment | 0 | 0 | 0 | 0 | 0 | 0 | 0 | 0 | 0 | 0 | 0 | 0 | 0 | 0 | 0 | 0 | 0 | 0 | 0 | 0 | 0 | 0 | 0 | 0 | 0 | 0 | 0 | 0 | 0 | 0 | 0
F4_Commercial_Office_New_Food Preparation_Natural Gas_Range_E8 | F4 | Commercial | Office | New | Food Preparation | Natural Gas | Range | E8 | Utility - Cost of Equipment | 0 | 0 | 0 | 0 | 0 | 0 | 0 | 0 | 0 | 0 | 0 | 0 | 0 | 0 | 0 | 0 | 0 | 0 | 0 | 0 | 0 | 0 | 0 | 0 | 0 | 0 | 0 | 0 | 0 | 0 | 0
F4_Commercial_Office_New_Food Preparation_Natural Gas_Range_E9 | F4 | Commercial | Office | New | Food Preparation | Natural Gas | Range | E9 | Utility - Cost of Equipment | 0 | 0 | 0 | 0 | 0 | 0 | 0 | 0 | 0 | 0 | 0 | 0 | 0 | 0 | 0 | 0 | 0 | 0 | 0 | 0 | 0 | 0 | 0 | 0 | 0 | 0 | 0 | 0 | 0 | 0 | 0
F4_Commercial_Office_New_Food Preparation_Natural Gas_Range_E10 | F4 | Commercial | Office | New | Food Preparation | Natural Gas | Range | E10 | Utility - Cost of Equipment | 0 | 0 | 0 | 0 | 0 | 0 | 0 | 0 | 0 | 0 | 0 | 0 | 0 | 0 | 0 | 0 | 0 | 0 | 0 | 0 | 0 | 0 | 0 | 0 | 0 | 0 | 0 | 0 | 0 | 0 | 0
F5_Commercial_Office_New_Food Preparation_Natural Gas_Range_E1 | F5 | Commercial | Office | New | Food Preparation | Natural Gas | Range | E1 | Utility - Cost of Operation | 0.01841 | 0.018775 | 0.019036 | 0.019319 | 0.019725 | 0.018481 | 0.017508 | 0.016996 | 0.016813 | 0.016531 | 0.01634 | 0.017206 | 0.015399 | 0.016459 | 0.01782 | 0.019143 | 0.019192 | 0.019284 | 0.018915 | 0.019178 | 0.019362 | 0.019611 | 0.019923 | 0.0093846 | 0.0091974 | 0.0090221 | 0.0088572 | 0.0087007 | 0.0085514 | 0.0084077 | 0.0082689
F5_Commercial_Office_New_Food Preparation_Natural Gas_Range_E2 | F5 | Commercial | Office | New | Food Preparation | Natural Gas | Range | E2 | Utility - Cost of Operation | 0.013808 | 0.014081 | 0.014277 | 0.014489 | 0.014794 | 0.013861 | 0.013131 | 0.012747 | 0.01261 | 0.012398 | 0.012255 | 0.012905 | 0.011549 | 0.012344 | 0.013365 | 0.014357 | 0.014394 | 0.014463 | 0.014187 | 0.014384 | 0.014522 | 0.014708 | 0.014942 | 0.0070384 | 0.006898 | 0.0067666 | 0.0066429 | 0.0065256 | 0.0064135 | 0.0063058 | 0.0062017
F5_Commercial_Office_New_Food Preparation_Natural Gas_Range_E3 | F5 | Commercial | Office | New | Food Preparation | Natural Gas | Range | E3 | Utility - Cost of Operation | 0 | 0 | 0 | 0 | 0 | 0 | 0 | 0 | 0 | 0 | 0 | 0 | 0 | 0 | 0 | 0 | 0 | 0 | 0 | 0 | 0 | 0 | 0 | 0 | 0 | 0 | 0 | 0 | 0 | 0 | 0
F5_Commercial_Office_New_Food Preparation_Natural Gas_Range_E4 | F5 | Commercial | Office | New | Food Preparation | Natural Gas | Range | E4 | Utility - Cost of Operation | 0 | 0 | 0 | 0 | 0 | 0 | 0 | 0 | 0 | 0 | 0 | 0 | 0 | 0 | 0 | 0 | 0 | 0 | 0 | 0 | 0 | 0 | 0 | 0 | 0 | 0 | 0 | 0 | 0 | 0 | 0
F5_Commercial_Office_New_Food Preparation_Natural Gas_Range_E5 | F5 | Commercial | Office | New | Food Preparation | Natural Gas | Range | E5 | Utility - Cost of Operation | 0 | 0 | 0 | 0 | 0 | 0 | 0 | 0 | 0 | 0 | 0 | 0 | 0 | 0 | 0 | 0 | 0 | 0 | 0 | 0 | 0 | 0 | 0 | 0 | 0 | 0 | 0 | 0 | 0 | 0 | 0
F5_Commercial_Office_New_Food Preparation_Natural Gas_Range_E6 | F5 | Commercial | Office | New | Food Preparation | Natural Gas | Range | E6 | Utility - Cost of Operation | 0 | 0 | 0 | 0 | 0 | 0 | 0 | 0 | 0 | 0 | 0 | 0 | 0 | 0 | 0 | 0 | 0 | 0 | 0 | 0 | 0 | 0 | 0 | 0 | 0 | 0 | 0 | 0 | 0 | 0 | 0
F5_Commercial_Office_New_Food Preparation_Natural Gas_Range_E7 | F5 | Commercial | Office | New | Food Preparation | Natural Gas | Range | E7 | Utility - Cost of Operation | 0 | 0 | 0 | 0 | 0 | 0 | 0 | 0 | 0 | 0 | 0 | 0 | 0 | 0 | 0 | 0 | 0 | 0 | 0 | 0 | 0 | 0 | 0 | 0 | 0 | 0 | 0 | 0 | 0 | 0 | 0
F5_Commercial_Office_New_Food Preparation_Natural Gas_Range_E8 | F5 | Commercial | Office | New | Food Preparation | Natural Gas | Range | E8 | Utility - Cost of Operation | 0 | 0 | 0 | 0 | 0 | 0 | 0 | 0 | 0 | 0 | 0 | 0 | 0 | 0 | 0 | 0 | 0 | 0 | 0 | 0 | 0 | 0 | 0 | 0 | 0 | 0 | 0 | 0 | 0 | 0 | 0
F5_Commercial_Office_New_Food Preparation_Natural Gas_Range_E9 | F5 | Commercial | Office | New | Food Preparation | Natural Gas | Range | E9 | Utility - Cost of Operation | 0 | 0 | 0 | 0 | 0 | 0 | 0 | 0 | 0 | 0 | 0 | 0 | 0 | 0 | 0 | 0 | 0 | 0 | 0 | 0 | 0 | 0 | 0 | 0 | 0 | 0 | 0 | 0 | 0 | 0 | 0
F5_Commercial_Office_New_Food Preparation_Natural Gas_Range_E10 | F5 | Commercial | Office | New | Food Preparation | Natural Gas | Range | E10 | Utility - Cost of Operation | 0 | 0 | 0 | 0 | 0 | 0 | 0 | 0 | 0 | 0 | 0 | 0 | 0 | 0 | 0 | 0 | 0 | 0 | 0 | 0 | 0 | 0 | 0 | 0 | 0 | 0 | 0 | 0 | 0 | 0 | 0
F6_Commercial_Office_New_Food Preparation_Natural Gas_Range_E1 | F6 | Commercial | Office | New | Food Preparation | Natural Gas | Range | E1 | Utility - Value of Sales | 0.022057 | 0.022494 | 0.022807 | 0.023145 | 0.023632 | 0.022141 | 0.020976 | 0.020363 | 0.020143 | 0.019805 | 0.019577 | 0.020614 | 0.018449 | 0.019719 | 0.02135 | 0.022935 | 0.022994 | 0.023103 | 0.022662 | 0.022977 | 0.023197 | 0.023495 | 0.023869 | 0.011243 | 0.011019 | 0.010809 | 0.010611 | 0.010424 | 0.010245 | 0.010073 | 0.0099067
F6_Commercial_Office_New_Food Preparation_Natural Gas_Range_E2 | F6 | Commercial | Office | New | Food Preparation | Natural Gas | Range | E2 | Utility - Value of Sales | 0.016542 | 0.01687 | 0.017105 | 0.017359 | 0.017724 | 0.016606 | 0.015732 | 0.015272 | 0.015107 | 0.014854 | 0.014683 | 0.015461 | 0.013837 | 0.014789 | 0.016012 | 0.017201 | 0.017245 | 0.017328 | 0.016996 | 0.017233 | 0.017398 | 0.017621 | 0.017902 | 0.0084325 | 0.0082643 | 0.0081068 | 0.0079586 | 0.007818 | 0.0076838 | 0.0075547 | 0.00743
F6_Commercial_Office_New_Food Preparation_Natural Gas_Range_E3 | F6 | Commercial | Office | New | Food Preparation | Natural Gas | Range | E3 | Utility - Value of Sales | 0 | 0 | 0 | 0 | 0 | 0 | 0 | 0 | 0 | 0 | 0 | 0 | 0 | 0 | 0 | 0 | 0 | 0 | 0 | 0 | 0 | 0 | 0 | 0 | 0 | 0 | 0 | 0 | 0 | 0 | 0
F6_Commercial_Office_New_Food Preparation_Natural Gas_Range_E4 | F6 | Commercial | Office | New | Food Preparation | Natural Gas | Range | E4 | Utility - Value of Sales | 0 | 0 | 0 | 0 | 0 | 0 | 0 | 0 | 0 | 0 | 0 | 0 | 0 | 0 | 0 | 0 | 0 | 0 | 0 | 0 | 0 | 0 | 0 | 0 | 0 | 0 | 0 | 0 | 0 | 0 | 0
F6_Commercial_Office_New_Food Preparation_Natural Gas_Range_E5 | F6 | Commercial | Office | New | Food Preparation | Natural Gas | Range | E5 | Utility - Value of Sales | 0 | 0 | 0 | 0 | 0 | 0 | 0 | 0 | 0 | 0 | 0 | 0 | 0 | 0 | 0 | 0 | 0 | 0 | 0 | 0 | 0 | 0 | 0 | 0 | 0 | 0 | 0 | 0 | 0 | 0 | 0
F6_Commercial_Office_New_Food Preparation_Natural Gas_Range_E6 | F6 | Commercial | Office | New | Food Preparation | Natural Gas | Range | E6 | Utility - Value of Sales | 0 | 0 | 0 | 0 | 0 | 0 | 0 | 0 | 0 | 0 | 0 | 0 | 0 | 0 | 0 | 0 | 0 | 0 | 0 | 0 | 0 | 0 | 0 | 0 | 0 | 0 | 0 | 0 | 0 | 0 | 0
F6_Commercial_Office_New_Food Preparation_Natural Gas_Range_E7 | F6 | Commercial | Office | New | Food Preparation | Natural Gas | Range | E7 | Utility - Value of Sales | 0 | 0 | 0 | 0 | 0 | 0 | 0 | 0 | 0 | 0 | 0 | 0 | 0 | 0 | 0 | 0 | 0 | 0 | 0 | 0 | 0 | 0 | 0 | 0 | 0 | 0 | 0 | 0 | 0 | 0 | 0
F6_Commercial_Office_New_Food Preparation_Natural Gas_Range_E8 | F6 | Commercial | Office | New | Food Preparation | Natural Gas | Range | E8 | Utility - Value of Sales | 0 | 0 | 0 | 0 | 0 | 0 | 0 | 0 | 0 | 0 | 0 | 0 | 0 | 0 | 0 | 0 | 0 | 0 | 0 | 0 | 0 | 0 | 0 | 0 | 0 | 0 | 0 | 0 | 0 | 0 | 0
F6_Commercial_Office_New_Food Preparation_Natural Gas_Range_E9 | F6 | Commercial | Office | New | Food Preparation | Natural Gas | Range | E9 | Utility - Value of Sales | 0 | 0 | 0 | 0 | 0 | 0 | 0 | 0 | 0 | 0 | 0 | 0 | 0 | 0 | 0 | 0 | 0 | 0 | 0 | 0 | 0 | 0 | 0 | 0 | 0 | 0 | 0 | 0 | 0 | 0 | 0
F6_Commercial_Office_New_Food Preparation_Natural Gas_Range_E10 | F6 | Commercial | Office | New | Food Preparation | Natural Gas | Range | E10 | Utility - Value of Sales | 0 | 0 | 0 | 0 | 0 | 0 | 0 | 0 | 0 | 0 | 0 | 0 | 0 | 0 | 0 | 0 | 0 | 0 | 0 | 0 | 0 | 0 | 0 | 0 | 0 | 0 | 0 | 0 | 0 | 0 | 0
F1_Commercial_Office_New_Food Preparation_Natural Gas_Steamer_E1 | F1 | Commercial | Office | New | Food Preparation | Natural Gas | Steamer | E1 | Participant - Cost of Equipment | 0.047248 | 0.047248 | 0.047248 | 0 | 0 | 0 | 0 | 0 | 0 | 0 | 0 | 0 | 0 | 0 | 0 | 0 | 0 | 0 | 0 | 0 | 0 | 0 | 0 | 0 | 0 | 0 | 0 | 0 | 0 | 0 | 0
F1_Commercial_Office_New_Food Preparation_Natural Gas_Steamer_E2 | F1 | Commercial | Office | New | Food Preparation | Natural Gas | Steamer | E2 | Participant - Cost of Equipment | 0.05076 | 0.05076 | 0.05076 | 0.05076 | 0.05076 | 0.05076 | 0.05076 | 0.05076 | 0.05076 | 0.05076 | 0.05076 | 0.05076 | 0.05076 | 0.05076 | 0.05076 | 0.05076 | 0.05076 | 0.05076 | 0.05076 | 0.05076 | 0.05076 | 0.05076 | 0.05076 | 0.05076 | 0.05076 | 0.05076 | 0.05076 | 0.05076 | 0.05076 | 0.05076 | 0.05076
F1_Commercial_Office_New_Food Preparation_Natural Gas_Steamer_E3 | F1 | Commercial | Office | New | Food Preparation | Natural Gas | Steamer | E3 | Participant - Cost of Equipment | 0 | 0 | 0 | 0 | 0 | 0 | 0 | 0 | 0 | 0 | 0 | 0 | 0 | 0 | 0 | 0 | 0 | 0 | 0 | 0 | 0 | 0 | 0 | 0 | 0 | 0 | 0 | 0 | 0 | 0 | 0
F1_Commercial_Office_New_Food Preparation_Natural Gas_Steamer_E4 | F1 | Commercial | Office | New | Food Preparation | Natural Gas | Steamer | E4 | Participant - Cost of Equipment | 0 | 0 | 0 | 0 | 0 | 0 | 0 | 0 | 0 | 0 | 0 | 0 | 0 | 0 | 0 | 0 | 0 | 0 | 0 | 0 | 0 | 0 | 0 | 0 | 0 | 0 | 0 | 0 | 0 | 0 | 0
F1_Commercial_Office_New_Food Preparation_Natural Gas_Steamer_E5 | F1 | Commercial | Office | New | Food Preparation | Natural Gas | Steamer | E5 | Participant - Cost of Equipment | 0 | 0 | 0 | 0 | 0 | 0 | 0 | 0 | 0 | 0 | 0 | 0 | 0 | 0 | 0 | 0 | 0 | 0 | 0 | 0 | 0 | 0 | 0 | 0 | 0 | 0 | 0 | 0 | 0 | 0 | 0
F1_Commercial_Office_New_Food Preparation_Natural Gas_Steamer_E6 | F1 | Commercial | Office | New | Food Preparation | Natural Gas | Steamer | E6 | Participant - Cost of Equipment | 0 | 0 | 0 | 0 | 0 | 0 | 0 | 0 | 0 | 0 | 0 | 0 | 0 | 0 | 0 | 0 | 0 | 0 | 0 | 0 | 0 | 0 | 0 | 0 | 0 | 0 | 0 | 0 | 0 | 0 | 0
F1_Commercial_Office_New_Food Preparation_Natural Gas_Steamer_E7 | F1 | Commercial | Office | New | Food Preparation | Natural Gas | Steamer | E7 | Participant - Cost of Equipment | 0 | 0 | 0 | 0 | 0 | 0 | 0 | 0 | 0 | 0 | 0 | 0 | 0 | 0 | 0 | 0 | 0 | 0 | 0 | 0 | 0 | 0 | 0 | 0 | 0 | 0 | 0 | 0 | 0 | 0 | 0
F1_Commercial_Office_New_Food Preparation_Natural Gas_Steamer_E8 | F1 | Commercial | Office | New | Food Preparation | Natural Gas | Steamer | E8 | Participant - Cost of Equipment | 0 | 0 | 0 | 0 | 0 | 0 | 0 | 0 | 0 | 0 | 0 | 0 | 0 | 0 | 0 | 0 | 0 | 0 | 0 | 0 | 0 | 0 | 0 | 0 | 0 | 0 | 0 | 0 | 0 | 0 | 0
F1_Commercial_Office_New_Food Preparation_Natural Gas_Steamer_E9 | F1 | Commercial | Office | New | Food Preparation | Natural Gas | Steamer | E9 | Participant - Cost of Equipment | 0 | 0 | 0 | 0 | 0 | 0 | 0 | 0 | 0 | 0 | 0 | 0 | 0 | 0 | 0 | 0 | 0 | 0 | 0 | 0 | 0 | 0 | 0 | 0 | 0 | 0 | 0 | 0 | 0 | 0 | 0
F1_Commercial_Office_New_Food Preparation_Natural Gas_Steamer_E10 | F1 | Commercial | Office | New | Food Preparation | Natural Gas | Steamer | E10 | Participant - Cost of Equipment | 0 | 0 | 0 | 0 | 0 | 0 | 0 | 0 | 0 | 0 | 0 | 0 | 0 | 0 | 0 | 0 | 0 | 0 | 0 | 0 | 0 | 0 | 0 | 0 | 0 | 0 | 0 | 0 | 0 | 0 | 0
F2_Commercial_Office_New_Food Preparation_Natural Gas_Steamer_E1 | F2 | Commercial | Office | New | Food Preparation | Natural Gas | Steamer | E1 | Participant - Cost of Operation | 0.051693 | 0.052132 | 0.052383 | 0 | 0 | 0 | 0 | 0 | 0 | 0 | 0 | 0 | 0 | 0 | 0 | 0 | 0 | 0 | 0 | 0 | 0 | 0 | 0 | 0 | 0 | 0 | 0 | 0 | 0 | 0 | 0
F2_Commercial_Office_New_Food Preparation_Natural Gas_Steamer_E2 | F2 | Commercial | Office | New | Food Preparation | Natural Gas | Steamer | E2 | Participant - Cost of Operation | 0.010783 | 0.010874 | 0.010927 | 0.010976 | 0.011084 | 0.010431 | 0.0098908 | 0.0098707 | 0.01005 | 0.01021 | 0.010452 | 0.010672 | 0.0094937 | 0.009763 | 0.010159 | 0.010506 | 0.010517 | 0.010552 | 0.010351 | 0.010474 | 0.010558 | 0.010675 | 0.010825 | 0.0054068 | 0.0053012 | 0.0052019 | 0.0051081 | 0.0050189 | 0.0049335 | 0.0048512 | 0.0047715
F2_Commercial_Office_New_Food Preparation_Natural Gas_Steamer_E3 | F2 | Commercial | Office | New | Food Preparation | Natural Gas | Steamer | E3 | Participant - Cost of Operation | 0 | 0 | 0 | 0 | 0 | 0 | 0 | 0 | 0 | 0 | 0 | 0 | 0 | 0 | 0 | 0 | 0 | 0 | 0 | 0 | 0 | 0 | 0 | 0 | 0 | 0 | 0 | 0 | 0 | 0 | 0
F2_Commercial_Office_New_Food Preparation_Natural Gas_Steamer_E4 | F2 | Commercial | Office | New | Food Preparation | Natural Gas | Steamer | E4 | Participant - Cost of Operation | 0 | 0 | 0 | 0 | 0 | 0 | 0 | 0 | 0 | 0 | 0 | 0 | 0 | 0 | 0 | 0 | 0 | 0 | 0 | 0 | 0 | 0 | 0 | 0 | 0 | 0 | 0 | 0 | 0 | 0 | 0
F2_Commercial_Office_New_Food Preparation_Natural Gas_Steamer_E5 | F2 | Commercial | Office | New | Food Preparation | Natural Gas | Steamer | E5 | Participant - Cost of Operation | 0 | 0 | 0 | 0 | 0 | 0 | 0 | 0 | 0 | 0 | 0 | 0 | 0 | 0 | 0 | 0 | 0 | 0 | 0 | 0 | 0 | 0 | 0 | 0 | 0 | 0 | 0 | 0 | 0 | 0 | 0
F2_Commercial_Office_New_Food Preparation_Natural Gas_Steamer_E6 | F2 | Commercial | Office | New | Food Preparation | Natural Gas | Steamer | E6 | Participant - Cost of Operation | 0 | 0 | 0 | 0 | 0 | 0 | 0 | 0 | 0 | 0 | 0 | 0 | 0 | 0 | 0 | 0 | 0 | 0 | 0 | 0 | 0 | 0 | 0 | 0 | 0 | 0 | 0 | 0 | 0 | 0 | 0
F2_Commercial_Office_New_Food Preparation_Natural Gas_Steamer_E7 | F2 | Commercial | Office | New | Food Preparation | Natural Gas | Steamer | E7 | Participant - Cost of Operation | 0 | 0 | 0 | 0 | 0 | 0 | 0 | 0 | 0 | 0 | 0 | 0 | 0 | 0 | 0 | 0 | 0 | 0 | 0 | 0 | 0 | 0 | 0 | 0 | 0 | 0 | 0 | 0 | 0 | 0 | 0
F2_Commercial_Office_New_Food Preparation_Natural Gas_Steamer_E8 | F2 | Commercial | Office | New | Food Preparation | Natural Gas | Steamer | E8 | Participant - Cost of Operation | 0 | 0 | 0 | 0 | 0 | 0 | 0 | 0 | 0 | 0 | 0 | 0 | 0 | 0 | 0 | 0 | 0 | 0 | 0 | 0 | 0 | 0 | 0 | 0 | 0 | 0 | 0 | 0 | 0 | 0 | 0
F2_Commercial_Office_New_Food Preparation_Natural Gas_Steamer_E9 | F2 | Commercial | Office | New | Food Preparation | Natural Gas | Steamer | E9 | Participant - Cost of Operation | 0 | 0 | 0 | 0 | 0 | 0 | 0 | 0 | 0 | 0 | 0 | 0 | 0 | 0 | 0 | 0 | 0 | 0 | 0 | 0 | 0 | 0 | 0 | 0 | 0 | 0 | 0 | 0 | 0 | 0 | 0
F2_Commercial_Office_New_Food Preparation_Natural Gas_Steamer_E10 | F2 | Commercial | Office | New | Food Preparation | Natural Gas | Steamer | E10 | Participant - Cost of Operation | 0 | 0 | 0 | 0 | 0 | 0 | 0 | 0 | 0 | 0 | 0 | 0 | 0 | 0 | 0 | 0 | 0 | 0 | 0 | 0 | 0 | 0 | 0 | 0 | 0 | 0 | 0 | 0 | 0 | 0 | 0
F3_Commercial_Office_New_Food Preparation_Natural Gas_Steamer_E1 | F3 | Commercial | Office | New | Food Preparation | Natural Gas | Steamer | E1 | System - kBTUs of Conusmption | 4.3487 | 4.3573 | 4.3518 | 0 | 0 | 0 | 0 | 0 | 0 | 0 | 0 | 0 | 0 | 0 | 0 | 0 | 0 | 0 | 0 | 0 | 0 | 0 | 0 | 0 | 0 | 0 | 0 | 0 | 0 | 0 | 0
F3_Commercial_Office_New_Food Preparation_Natural Gas_Steamer_E2 | F3 | Commercial | Office | New | Food Preparation | Natural Gas | Steamer | E2 | System - kBTUs of Conusmption | 0.90709 | 0.9089 | 0.90775 | 0.90696 | 0.90696 | 0.90696 | 0.90696 | 0.90696 | 0.90696 | 0.90696 | 0.90696 | 0.90696 | 0.90696 | 0.90696 | 0.90696 | 0.90696 | 0.90696 | 0.90696 | 0.90696 | 0.90696 | 0.90696 | 0.90696 | 0.90696 | 0.90696 | 0.90696 | 0.90696 | 0.90696 | 0.90696 | 0.90696 | 0.90696 | 0.90696
F3_Commercial_Office_New_Food Preparation_Natural Gas_Steamer_E3 | F3 | Commercial | Office | New | Food Preparation | Natural Gas | Steamer | E3 | System - kBTUs of Conusmption | 0 | 0 | 0 | 0 | 0 | 0 | 0 | 0 | 0 | 0 | 0 | 0 | 0 | 0 | 0 | 0 | 0 | 0 | 0 | 0 | 0 | 0 | 0 | 0 | 0 | 0 | 0 | 0 | 0 | 0 | 0
F3_Commercial_Office_New_Food Preparation_Natural Gas_Steamer_E4 | F3 | Commercial | Office | New | Food Preparation | Natural Gas | Steamer | E4 | System - kBTUs of Conusmption | 0 | 0 | 0 | 0 | 0 | 0 | 0 | 0 | 0 | 0 | 0 | 0 | 0 | 0 | 0 | 0 | 0 | 0 | 0 | 0 | 0 | 0 | 0 | 0 | 0 | 0 | 0 | 0 | 0 | 0 | 0
F3_Commercial_Office_New_Food Preparation_Natural Gas_Steamer_E5 | F3 | Commercial | Office | New | Food Preparation | Natural Gas | Steamer | E5 | System - kBTUs of Conusmption | 0 | 0 | 0 | 0 | 0 | 0 | 0 | 0 | 0 | 0 | 0 | 0 | 0 | 0 | 0 | 0 | 0 | 0 | 0 | 0 | 0 | 0 | 0 | 0 | 0 | 0 | 0 | 0 | 0 | 0 | 0
F3_Commercial_Office_New_Food Preparation_Natural Gas_Steamer_E6 | F3 | Commercial | Office | New | Food Preparation | Natural Gas | Steamer | E6 | System - kBTUs of Conusmption | 0 | 0 | 0 | 0 | 0 | 0 | 0 | 0 | 0 | 0 | 0 | 0 | 0 | 0 | 0 | 0 | 0 | 0 | 0 | 0 | 0 | 0 | 0 | 0 | 0 | 0 | 0 | 0 | 0 | 0 | 0
F3_Commercial_Office_New_Food Preparation_Natural Gas_Steamer_E7 | F3 | Commercial | Office | New | Food Preparation | Natural Gas | Steamer | E7 | System - kBTUs of Conusmption | 0 | 0 | 0 | 0 | 0 | 0 | 0 | 0 | 0 | 0 | 0 | 0 | 0 | 0 | 0 | 0 | 0 | 0 | 0 | 0 | 0 | 0 | 0 | 0 | 0 | 0 | 0 | 0 | 0 | 0 | 0
F3_Commercial_Office_New_Food Preparation_Natural Gas_Steamer_E8 | F3 | Commercial | Office | New | Food Preparation | Natural Gas | Steamer | E8 | System - kBTUs of Conusmption | 0 | 0 | 0 | 0 | 0 | 0 | 0 | 0 | 0 | 0 | 0 | 0 | 0 | 0 | 0 | 0 | 0 | 0 | 0 | 0 | 0 | 0 | 0 | 0 | 0 | 0 | 0 | 0 | 0 | 0 | 0
F3_Commercial_Office_New_Food Preparation_Natural Gas_Steamer_E9 | F3 | Commercial | Office | New | Food Preparation | Natural Gas | Steamer | E9 | System - kBTUs of Conusmption | 0 | 0 | 0 | 0 | 0 | 0 | 0 | 0 | 0 | 0 | 0 | 0 | 0 | 0 | 0 | 0 | 0 | 0 | 0 | 0 | 0 | 0 | 0 | 0 | 0 | 0 | 0 | 0 | 0 | 0 | 0
F3_Commercial_Office_New_Food Preparation_Natural Gas_Steamer_E10 | F3 | Commercial | Office | New | Food Preparation | Natural Gas | Steamer | E10 | System - kBTUs of Conusmption | 0 | 0 | 0 | 0 | 0 | 0 | 0 | 0 | 0 | 0 | 0 | 0 | 0 | 0 | 0 | 0 | 0 | 0 | 0 | 0 | 0 | 0 | 0 | 0 | 0 | 0 | 0 | 0 | 0 | 0 | 0
F4_Commercial_Office_New_Food Preparation_Natural Gas_Steamer_E1 | F4 | Commercial | Office | New | Food Preparation | Natural Gas | Steamer | E1 | Utility - Cost of Equipment | 0.047248 | 0.047248 | 0.047248 | 0 | 0 | 0 | 0 | 0 | 0 | 0 | 0 | 0 | 0 | 0 | 0 | 0 | 0 | 0 | 0 | 0 | 0 | 0 | 0 | 0 | 0 | 0 | 0 | 0 | 0 | 0 | 0
F4_Commercial_Office_New_Food Preparation_Natural Gas_Steamer_E2 | F4 | Commercial | Office | New | Food Preparation | Natural Gas | Steamer | E2 | Utility - Cost of Equipment | 0.05076 | 0.05076 | 0.05076 | 0.05076 | 0.05076 | 0.05076 | 0.05076 | 0.05076 | 0.05076 | 0.05076 | 0.05076 | 0.05076 | 0.05076 | 0.05076 | 0.05076 | 0.05076 | 0.05076 | 0.05076 | 0.05076 | 0.05076 | 0.05076 | 0.05076 | 0.05076 | 0.05076 | 0.05076 | 0.05076 | 0.05076 | 0.05076 | 0.05076 | 0.05076 | 0.05076
F4_Commercial_Office_New_Food Preparation_Natural Gas_Steamer_E3 | F4 | Commercial | Office | New | Food Preparation | Natural Gas | Steamer | E3 | Utility - Cost of Equipment | 0 | 0 | 0 | 0 | 0 | 0 | 0 | 0 | 0 | 0 | 0 | 0 | 0 | 0 | 0 | 0 | 0 | 0 | 0 | 0 | 0 | 0 | 0 | 0 | 0 | 0 | 0 | 0 | 0 | 0 | 0
F4_Commercial_Office_New_Food Preparation_Natural Gas_Steamer_E4 | F4 | Commercial | Office | New | Food Preparation | Natural Gas | Steamer | E4 | Utility - Cost of Equipment | 0 | 0 | 0 | 0 | 0 | 0 | 0 | 0 | 0 | 0 | 0 | 0 | 0 | 0 | 0 | 0 | 0 | 0 | 0 | 0 | 0 | 0 | 0 | 0 | 0 | 0 | 0 | 0 | 0 | 0 | 0
F4_Commercial_Office_New_Food Preparation_Natural Gas_Steamer_E5 | F4 | Commercial | Office | New | Food Preparation | Natural Gas | Steamer | E5 | Utility - Cost of Equipment | 0 | 0 | 0 | 0 | 0 | 0 | 0 | 0 | 0 | 0 | 0 | 0 | 0 | 0 | 0 | 0 | 0 | 0 | 0 | 0 | 0 | 0 | 0 | 0 | 0 | 0 | 0 | 0 | 0 | 0 | 0
F4_Commercial_Office_New_Food Preparation_Natural Gas_Steamer_E6 | F4 | Commercial | Office | New | Food Preparation | Natural Gas | Steamer | E6 | Utility - Cost of Equipment | 0 | 0 | 0 | 0 | 0 | 0 | 0 | 0 | 0 | 0 | 0 | 0 | 0 | 0 | 0 | 0 | 0 | 0 | 0 | 0 | 0 | 0 | 0 | 0 | 0 | 0 | 0 | 0 | 0 | 0 | 0
F4_Commercial_Office_New_Food Preparation_Natural Gas_Steamer_E7 | F4 | Commercial | Office | New | Food Preparation | Natural Gas | Steamer | E7 | Utility - Cost of Equipment | 0 | 0 | 0 | 0 | 0 | 0 | 0 | 0 | 0 | 0 | 0 | 0 | 0 | 0 | 0 | 0 | 0 | 0 | 0 | 0 | 0 | 0 | 0 | 0 | 0 | 0 | 0 | 0 | 0 | 0 | 0
F4_Commercial_Office_New_Food Preparation_Natural Gas_Steamer_E8 | F4 | Commercial | Office | New | Food Preparation | Natural Gas | Steamer | E8 | Utility - Cost of Equipment | 0 | 0 | 0 | 0 | 0 | 0 | 0 | 0 | 0 | 0 | 0 | 0 | 0 | 0 | 0 | 0 | 0 | 0 | 0 | 0 | 0 | 0 | 0 | 0 | 0 | 0 | 0 | 0 | 0 | 0 | 0
F4_Commercial_Office_New_Food Preparation_Natural Gas_Steamer_E9 | F4 | Commercial | Office | New | Food Preparation | Natural Gas | Steamer | E9 | Utility - Cost of Equipment | 0 | 0 | 0 | 0 | 0 | 0 | 0 | 0 | 0 | 0 | 0 | 0 | 0 | 0 | 0 | 0 | 0 | 0 | 0 | 0 | 0 | 0 | 0 | 0 | 0 | 0 | 0 | 0 | 0 | 0 | 0
F4_Commercial_Office_New_Food Preparation_Natural Gas_Steamer_E10 | F4 | Commercial | Office | New | Food Preparation | Natural Gas | Steamer | E10 | Utility - Cost of Equipment | 0 | 0 | 0 | 0 | 0 | 0 | 0 | 0 | 0 | 0 | 0 | 0 | 0 | 0 | 0 | 0 | 0 | 0 | 0 | 0 | 0 | 0 | 0 | 0 | 0 | 0 | 0 | 0 | 0 | 0 | 0
F5_Commercial_Office_New_Food Preparation_Natural Gas_Steamer_E1 | F5 | Commercial | Office | New | Food Preparation | Natural Gas | Steamer | E1 | Utility - Cost of Operation | 0.043147 | 0.043513 | 0.043723 | 0 | 0 | 0 | 0 | 0 | 0 | 0 | 0 | 0 | 0 | 0 | 0 | 0 | 0 | 0 | 0 | 0 | 0 | 0 | 0 | 0 | 0 | 0 | 0 | 0 | 0 | 0 | 0
F5_Commercial_Office_New_Food Preparation_Natural Gas_Steamer_E2 | F5 | Commercial | Office | New | Food Preparation | Natural Gas | Steamer | E2 | Utility - Cost of Operation | 0.0090002 | 0.0090765 | 0.0091203 | 0.0091614 | 0.0092516 | 0.0087064 | 0.0082556 | 0.0082389 | 0.0083882 | 0.0085218 | 0.0087241 | 0.0089076 | 0.0079242 | 0.008149 | 0.0084798 | 0.0087689 | 0.0087787 | 0.0088073 | 0.0086395 | 0.0087427 | 0.0088124 | 0.0089101 | 0.0090354 | 0.0045129 | 0.0044248 | 0.0043419 | 0.0042637 | 0.0041892 | 0.0041179 | 0.0040492 | 0.0039827
F5_Commercial_Office_New_Food Preparation_Natural Gas_Steamer_E3 | F5 | Commercial | Office | New | Food Preparation | Natural Gas | Steamer | E3 | Utility - Cost of Operation | 0 | 0 | 0 | 0 | 0 | 0 | 0 | 0 | 0 | 0 | 0 | 0 | 0 | 0 | 0 | 0 | 0 | 0 | 0 | 0 | 0 | 0 | 0 | 0 | 0 | 0 | 0 | 0 | 0 | 0 | 0
F5_Commercial_Office_New_Food Preparation_Natural Gas_Steamer_E4 | F5 | Commercial | Office | New | Food Preparation | Natural Gas | Steamer | E4 | Utility - Cost of Operation | 0 | 0 | 0 | 0 | 0 | 0 | 0 | 0 | 0 | 0 | 0 | 0 | 0 | 0 | 0 | 0 | 0 | 0 | 0 | 0 | 0 | 0 | 0 | 0 | 0 | 0 | 0 | 0 | 0 | 0 | 0
F5_Commercial_Office_New_Food Preparation_Natural Gas_Steamer_E5 | F5 | Commercial | Office | New | Food Preparation | Natural Gas | Steamer | E5 | Utility - Cost of Operation | 0 | 0 | 0 | 0 | 0 | 0 | 0 | 0 | 0 | 0 | 0 | 0 | 0 | 0 | 0 | 0 | 0 | 0 | 0 | 0 | 0 | 0 | 0 | 0 | 0 | 0 | 0 | 0 | 0 | 0 | 0
F5_Commercial_Office_New_Food Preparation_Natural Gas_Steamer_E6 | F5 | Commercial | Office | New | Food Preparation | Natural Gas | Steamer | E6 | Utility - Cost of Operation | 0 | 0 | 0 | 0 | 0 | 0 | 0 | 0 | 0 | 0 | 0 | 0 | 0 | 0 | 0 | 0 | 0 | 0 | 0 | 0 | 0 | 0 | 0 | 0 | 0 | 0 | 0 | 0 | 0 | 0 | 0
F5_Commercial_Office_New_Food Preparation_Natural Gas_Steamer_E7 | F5 | Commercial | Office | New | Food Preparation | Natural Gas | Steamer | E7 | Utility - Cost of Operation | 0 | 0 | 0 | 0 | 0 | 0 | 0 | 0 | 0 | 0 | 0 | 0 | 0 | 0 | 0 | 0 | 0 | 0 | 0 | 0 | 0 | 0 | 0 | 0 | 0 | 0 | 0 | 0 | 0 | 0 | 0
F5_Commercial_Office_New_Food Preparation_Natural Gas_Steamer_E8 | F5 | Commercial | Office | New | Food Preparation | Natural Gas | Steamer | E8 | Utility - Cost of Operation | 0 | 0 | 0 | 0 | 0 | 0 | 0 | 0 | 0 | 0 | 0 | 0 | 0 | 0 | 0 | 0 | 0 | 0 | 0 | 0 | 0 | 0 | 0 | 0 | 0 | 0 | 0 | 0 | 0 | 0 | 0
F5_Commercial_Office_New_Food Preparation_Natural Gas_Steamer_E9 | F5 | Commercial | Office | New | Food Preparation | Natural Gas | Steamer | E9 | Utility - Cost of Operation | 0 | 0 | 0 | 0 | 0 | 0 | 0 | 0 | 0 | 0 | 0 | 0 | 0 | 0 | 0 | 0 | 0 | 0 | 0 | 0 | 0 | 0 | 0 | 0 | 0 | 0 | 0 | 0 | 0 | 0 | 0
F5_Commercial_Office_New_Food Preparation_Natural Gas_Steamer_E10 | F5 | Commercial | Office | New | Food Preparation | Natural Gas | Steamer | E10 | Utility - Cost of Operation | 0 | 0 | 0 | 0 | 0 | 0 | 0 | 0 | 0 | 0 | 0 | 0 | 0 | 0 | 0 | 0 | 0 | 0 | 0 | 0 | 0 | 0 | 0 | 0 | 0 | 0 | 0 | 0 | 0 | 0 | 0
F6_Commercial_Office_New_Food Preparation_Natural Gas_Steamer_E1 | F6 | Commercial | Office | New | Food Preparation | Natural Gas | Steamer | E1 | Utility - Value of Sales | 0.051693 | 0.052132 | 0.052383 | 0 | 0 | 0 | 0 | 0 | 0 | 0 | 0 | 0 | 0 | 0 | 0 | 0 | 0 | 0 | 0 | 0 | 0 | 0 | 0 | 0 | 0 | 0 | 0 | 0 | 0 | 0 | 0
F6_Commercial_Office_New_Food Preparation_Natural Gas_Steamer_E2 | F6 | Commercial | Office | New | Food Preparation | Natural Gas | Steamer | E2 | Utility - Value of Sales | 0.010783 | 0.010874 | 0.010927 | 0.010976 | 0.011084 | 0.010431 | 0.0098908 | 0.0098707 | 0.01005 | 0.01021 | 0.010452 | 0.010672 | 0.0094937 | 0.009763 | 0.010159 | 0.010506 | 0.010517 | 0.010552 | 0.010351 | 0.010474 | 0.010558 | 0.010675 | 0.010825 | 0.0054068 | 0.0053012 | 0.0052019 | 0.0051081 | 0.0050189 | 0.0049335 | 0.0048512 | 0.0047715
F6_Commercial_Office_New_Food Preparation_Natural Gas_Steamer_E3 | F6 | Commercial | Office | New | Food Preparation | Natural Gas | Steamer | E3 | Utility - Value of Sales | 0 | 0 | 0 | 0 | 0 | 0 | 0 | 0 | 0 | 0 | 0 | 0 | 0 | 0 | 0 | 0 | 0 | 0 | 0 | 0 | 0 | 0 | 0 | 0 | 0 | 0 | 0 | 0 | 0 | 0 | 0
F6_Commercial_Office_New_Food Preparation_Natural Gas_Steamer_E4 | F6 | Commercial | Office | New | Food Preparation | Natural Gas | Steamer | E4 | Utility - Value of Sales | 0 | 0 | 0 | 0 | 0 | 0 | 0 | 0 | 0 | 0 | 0 | 0 | 0 | 0 | 0 | 0 | 0 | 0 | 0 | 0 | 0 | 0 | 0 | 0 | 0 | 0 | 0 | 0 | 0 | 0 | 0
F6_Commercial_Office_New_Food Preparation_Natural Gas_Steamer_E5 | F6 | Commercial | Office | New | Food Preparation | Natural Gas | Steamer | E5 | Utility - Value of Sales | 0 | 0 | 0 | 0 | 0 | 0 | 0 | 0 | 0 | 0 | 0 | 0 | 0 | 0 | 0 | 0 | 0 | 0 | 0 | 0 | 0 | 0 | 0 | 0 | 0 | 0 | 0 | 0 | 0 | 0 | 0
F6_Commercial_Office_New_Food Preparation_Natural Gas_Steamer_E6 | F6 | Commercial | Office | New | Food Preparation | Natural Gas | Steamer | E6 | Utility - Value of Sales | 0 | 0 | 0 | 0 | 0 | 0 | 0 | 0 | 0 | 0 | 0 | 0 | 0 | 0 | 0 | 0 | 0 | 0 | 0 | 0 | 0 | 0 | 0 | 0 | 0 | 0 | 0 | 0 | 0 | 0 | 0
F6_Commercial_Office_New_Food Preparation_Natural Gas_Steamer_E7 | F6 | Commercial | Office | New | Food Preparation | Natural Gas | Steamer | E7 | Utility - Value of Sales | 0 | 0 | 0 | 0 | 0 | 0 | 0 | 0 | 0 | 0 | 0 | 0 | 0 | 0 | 0 | 0 | 0 | 0 | 0 | 0 | 0 | 0 | 0 | 0 | 0 | 0 | 0 | 0 | 0 | 0 | 0
F6_Commercial_Office_New_Food Preparation_Natural Gas_Steamer_E8 | F6 | Commercial | Office | New | Food Preparation | Natural Gas | Steamer | E8 | Utility - Value of Sales | 0 | 0 | 0 | 0 | 0 | 0 | 0 | 0 | 0 | 0 | 0 | 0 | 0 | 0 | 0 | 0 | 0 | 0 | 0 | 0 | 0 | 0 | 0 | 0 | 0 | 0 | 0 | 0 | 0 | 0 | 0
F6_Commercial_Office_New_Food Preparation_Natural Gas_Steamer_E9 | F6 | Commercial | Office | New | Food Preparation | Natural Gas | Steamer | E9 | Utility - Value of Sales | 0 | 0 | 0 | 0 | 0 | 0 | 0 | 0 | 0 | 0 | 0 | 0 | 0 | 0 | 0 | 0 | 0 | 0 | 0 | 0 | 0 | 0 | 0 | 0 | 0 | 0 | 0 | 0 | 0 | 0 | 0
F6_Commercial_Office_New_Food Preparation_Natural Gas_Steamer_E10 | F6 | Commercial | Office | New | Food Preparation | Natural Gas | Steamer | E10 | Utility - Value of Sales | 0 | 0 | 0 | 0 | 0 | 0 | 0 | 0 | 0 | 0 | 0 | 0 | 0 | 0 | 0 | 0 | 0 | 0 | 0 | 0 | 0 | 0 | 0 | 0 | 0 | 0 | 0 | 0 | 0 | 0 | 0
F1_Commercial_Office_New_Food Preparation_Natural Gas_Food Prep Other_E1 | F1 | Commercial | Office | New | Food Preparation | Natural Gas | Food Prep Other | E1 | Participant - Cost of Equipment | 0.0019737 | 0.0019737 | 0.0019737 | 0.0019737 | 0.0019737 | 0.0019737 | 0.0019737 | 0.0019737 | 0.0019737 | 0.0019737 | 0.0019737 | 0.0019737 | 0.0019737 | 0.0019737 | 0.0019737 | 0.0019737 | 0.0019737 | 0.0019737 | 0.0019737 | 0.0019737 | 0.0019737 | 0.0019737 | 0.0019737 | 0.0019737 | 0.0019737 | 0.0019737 | 0.0019737 | 0.0019737 | 0.0019737 | 0.0019737 | 0.0019737
F1_Commercial_Office_New_Food Preparation_Natural Gas_Food Prep Other_E2 | F1 | Commercial | Office | New | Food Preparation | Natural Gas | Food Prep Other | E2 | Participant - Cost of Equipment | 0.0019757 | 0.0019757 | 0.0019757 | 0.0019757 | 0.0019757 | 0.0019757 | 0.0019757 | 0.0019757 | 0.0019757 | 0.0019757 | 0.0019757 | 0.0019757 | 0.0019757 | 0.0019757 | 0.0019757 | 0.0019757 | 0.0019757 | 0.0019757 | 0.0019757 | 0.0019757 | 0.0019757 | 0.0019757 | 0.0019757 | 0.0019757 | 0.0019757 | 0.0019757 | 0.0019757 | 0.0019757 | 0.0019757 | 0.0019757 | 0.0019757
F1_Commercial_Office_New_Food Preparation_Natural Gas_Food Prep Other_E3 | F1 | Commercial | Office | New | Food Preparation | Natural Gas | Food Prep Other | E3 | Participant - Cost of Equipment | 0 | 0 | 0 | 0 | 0 | 0 | 0 | 0 | 0 | 0 | 0 | 0 | 0 | 0 | 0 | 0 | 0 | 0 | 0 | 0 | 0 | 0 | 0 | 0 | 0 | 0 | 0 | 0 | 0 | 0 | 0
F1_Commercial_Office_New_Food Preparation_Natural Gas_Food Prep Other_E4 | F1 | Commercial | Office | New | Food Preparation | Natural Gas | Food Prep Other | E4 | Participant - Cost of Equipment | 0 | 0 | 0 | 0 | 0 | 0 | 0 | 0 | 0 | 0 | 0 | 0 | 0 | 0 | 0 | 0 | 0 | 0 | 0 | 0 | 0 | 0 | 0 | 0 | 0 | 0 | 0 | 0 | 0 | 0 | 0
F1_Commercial_Office_New_Food Preparation_Natural Gas_Food Prep Other_E5 | F1 | Commercial | Office | New | Food Preparation | Natural Gas | Food Prep Other | E5 | Participant - Cost of Equipment | 0 | 0 | 0 | 0 | 0 | 0 | 0 | 0 | 0 | 0 | 0 | 0 | 0 | 0 | 0 | 0 | 0 | 0 | 0 | 0 | 0 | 0 | 0 | 0 | 0 | 0 | 0 | 0 | 0 | 0 | 0
F1_Commercial_Office_New_Food Preparation_Natural Gas_Food Prep Other_E6 | F1 | Commercial | Office | New | Food Preparation | Natural Gas | Food Prep Other | E6 | Participant - Cost of Equipment | 0 | 0 | 0 | 0 | 0 | 0 | 0 | 0 | 0 | 0 | 0 | 0 | 0 | 0 | 0 | 0 | 0 | 0 | 0 | 0 | 0 | 0 | 0 | 0 | 0 | 0 | 0 | 0 | 0 | 0 | 0
F1_Commercial_Office_New_Food Preparation_Natural Gas_Food Prep Other_E7 | F1 | Commercial | Office | New | Food Preparation | Natural Gas | Food Prep Other | E7 | Participant - Cost of Equipment | 0 | 0 | 0 | 0 | 0 | 0 | 0 | 0 | 0 | 0 | 0 | 0 | 0 | 0 | 0 | 0 | 0 | 0 | 0 | 0 | 0 | 0 | 0 | 0 | 0 | 0 | 0 | 0 | 0 | 0 | 0
F1_Commercial_Office_New_Food Preparation_Natural Gas_Food Prep Other_E8 | F1 | Commercial | Office | New | Food Preparation | Natural Gas | Food Prep Other | E8 | Participant - Cost of Equipment | 0 | 0 | 0 | 0 | 0 | 0 | 0 | 0 | 0 | 0 | 0 | 0 | 0 | 0 | 0 | 0 | 0 | 0 | 0 | 0 | 0 | 0 | 0 | 0 | 0 | 0 | 0 | 0 | 0 | 0 | 0
F1_Commercial_Office_New_Food Preparation_Natural Gas_Food Prep Other_E9 | F1 | Commercial | Office | New | Food Preparation | Natural Gas | Food Prep Other | E9 | Participant - Cost of Equipment | 0 | 0 | 0 | 0 | 0 | 0 | 0 | 0 | 0 | 0 | 0 | 0 | 0 | 0 | 0 | 0 | 0 | 0 | 0 | 0 | 0 | 0 | 0 | 0 | 0 | 0 | 0 | 0 | 0 | 0 | 0
F1_Commercial_Office_New_Food Preparation_Natural Gas_Food Prep Other_E10 | F1 | Commercial | Office | New | Food Preparation | Natural Gas | Food Prep Other | E10 | Participant - Cost of Equipment | 0 | 0 | 0 | 0 | 0 | 0 | 0 | 0 | 0 | 0 | 0 | 0 | 0 | 0 | 0 | 0 | 0 | 0 | 0 | 0 | 0 | 0 | 0 | 0 | 0 | 0 | 0 | 0 | 0 | 0 | 0
F2_Commercial_Office_New_Food Preparation_Natural Gas_Food Prep Other_E1 | F2 | Commercial | Office | New | Food Preparation | Natural Gas | Food Prep Other | E1 | Participant - Cost of Operation | 0.022336 | 0.022779 | 0.023096 | 0.023439 | 0.023932 | 0.022422 | 0.021242 | 0.020621 | 0.020398 | 0.020056 | 0.019825 | 0.020875 | 0.018683 | 0.019969 | 0.02162 | 0.023225 | 0.023285 | 0.023396 | 0.022949 | 0.023268 | 0.023491 | 0.023793 | 0.024171 | 0.011386 | 0.011159 | 0.010946 | 0.010746 | 0.010556 | 0.010375 | 0.010201 | 0.010032
F2_Commercial_Office_New_Food Preparation_Natural Gas_Food Prep Other_E2 | F2 | Commercial | Office | New | Food Preparation | Natural Gas | Food Prep Other | E2 | Participant - Cost of Operation | 0.022336 | 0.022779 | 0.023095 | 0.023439 | 0.023932 | 0.022422 | 0.021241 | 0.020621 | 0.020398 | 0.020056 | 0.019825 | 0.020875 | 0.018683 | 0.019969 | 0.02162 | 0.023225 | 0.023285 | 0.023396 | 0.022949 | 0.023268 | 0.023491 | 0.023792 | 0.024171 | 0.011386 | 0.011159 | 0.010946 | 0.010746 | 0.010556 | 0.010375 | 0.010201 | 0.010032
F2_Commercial_Office_New_Food Preparation_Natural Gas_Food Prep Other_E3 | F2 | Commercial | Office | New | Food Preparation | Natural Gas | Food Prep Other | E3 | Participant - Cost of Operation | 0 | 0 | 0 | 0 | 0 | 0 | 0 | 0 | 0 | 0 | 0 | 0 | 0 | 0 | 0 | 0 | 0 | 0 | 0 | 0 | 0 | 0 | 0 | 0 | 0 | 0 | 0 | 0 | 0 | 0 | 0
F2_Commercial_Office_New_Food Preparation_Natural Gas_Food Prep Other_E4 | F2 | Commercial | Office | New | Food Preparation | Natural Gas | Food Prep Other | E4 | Participant - Cost of Operation | 0 | 0 | 0 | 0 | 0 | 0 | 0 | 0 | 0 | 0 | 0 | 0 | 0 | 0 | 0 | 0 | 0 | 0 | 0 | 0 | 0 | 0 | 0 | 0 | 0 | 0 | 0 | 0 | 0 | 0 | 0
F2_Commercial_Office_New_Food Preparation_Natural Gas_Food Prep Other_E5 | F2 | Commercial | Office | New | Food Preparation | Natural Gas | Food Prep Other | E5 | Participant - Cost of Operation | 0 | 0 | 0 | 0 | 0 | 0 | 0 | 0 | 0 | 0 | 0 | 0 | 0 | 0 | 0 | 0 | 0 | 0 | 0 | 0 | 0 | 0 | 0 | 0 | 0 | 0 | 0 | 0 | 0 | 0 | 0
F2_Commercial_Office_New_Food Preparation_Natural Gas_Food Prep Other_E6 | F2 | Commercial | Office | New | Food Preparation | Natural Gas | Food Prep Other | E6 | Participant - Cost of Operation | 0 | 0 | 0 | 0 | 0 | 0 | 0 | 0 | 0 | 0 | 0 | 0 | 0 | 0 | 0 | 0 | 0 | 0 | 0 | 0 | 0 | 0 | 0 | 0 | 0 | 0 | 0 | 0 | 0 | 0 | 0
F2_Commercial_Office_New_Food Preparation_Natural Gas_Food Prep Other_E7 | F2 | Commercial | Office | New | Food Preparation | Natural Gas | Food Prep Other | E7 | Participant - Cost of Operation | 0 | 0 | 0 | 0 | 0 | 0 | 0 | 0 | 0 | 0 | 0 | 0 | 0 | 0 | 0 | 0 | 0 | 0 | 0 | 0 | 0 | 0 | 0 | 0 | 0 | 0 | 0 | 0 | 0 | 0 | 0
F2_Commercial_Office_New_Food Preparation_Natural Gas_Food Prep Other_E8 | F2 | Commercial | Office | New | Food Preparation | Natural Gas | Food Prep Other | E8 | Participant - Cost of Operation | 0 | 0 | 0 | 0 | 0 | 0 | 0 | 0 | 0 | 0 | 0 | 0 | 0 | 0 | 0 | 0 | 0 | 0 | 0 | 0 | 0 | 0 | 0 | 0 | 0 | 0 | 0 | 0 | 0 | 0 | 0
F2_Commercial_Office_New_Food Preparation_Natural Gas_Food Prep Other_E9 | F2 | Commercial | Office | New | Food Preparation | Natural Gas | Food Prep Other | E9 | Participant - Cost of Operation | 0 | 0 | 0 | 0 | 0 | 0 | 0 | 0 | 0 | 0 | 0 | 0 | 0 | 0 | 0 | 0 | 0 | 0 | 0 | 0 | 0 | 0 | 0 | 0 | 0 | 0 | 0 | 0 | 0 | 0 | 0
F2_Commercial_Office_New_Food Preparation_Natural Gas_Food Prep Other_E10 | F2 | Commercial | Office | New | Food Preparation | Natural Gas | Food Prep Other | E10 | Participant - Cost of Operation | 0 | 0 | 0 | 0 | 0 | 0 | 0 | 0 | 0 | 0 | 0 | 0 | 0 | 0 | 0 | 0 | 0 | 0 | 0 | 0 | 0 | 0 | 0 | 0 | 0 | 0 | 0 | 0 | 0 | 0 | 0
F3_Commercial_Office_New_Food Preparation_Natural Gas_Food Prep Other_E1 | F3 | Commercial | Office | New | Food Preparation | Natural Gas | Food Prep Other | E1 | System - kBTUs of Conusmption | 1.8691 | 1.8736 | 1.8707 | 1.8688 | 1.8688 | 1.8688 | 1.8688 | 1.8688 | 1.8688 | 1.8688 | 1.8688 | 1.8688 | 1.8688 | 1.8688 | 1.8688 | 1.8688 | 1.8688 | 1.8688 | 1.8688 | 1.8688 | 1.8688 | 1.8688 | 1.8688 | 1.8688 | 1.8688 | 1.8688 | 1.8688 | 1.8688 | 1.8688 | 1.8688 | 1.8688
F3_Commercial_Office_New_Food Preparation_Natural Gas_Food Prep Other_E2 | F3 | Commercial | Office | New | Food Preparation | Natural Gas | Food Prep Other | E2 | System - kBTUs of Conusmption | 1.8691 | 1.8736 | 1.8707 | 1.8688 | 1.8688 | 1.8688 | 1.8688 | 1.8688 | 1.8688 | 1.8688 | 1.8688 | 1.8688 | 1.8688 | 1.8688 | 1.8688 | 1.8688 | 1.8688 | 1.8688 | 1.8688 | 1.8688 | 1.8688 | 1.8688 | 1.8688 | 1.8688 | 1.8688 | 1.8688 | 1.8688 | 1.8688 | 1.8688 | 1.8688 | 1.8688
F3_Commercial_Office_New_Food Preparation_Natural Gas_Food Prep Other_E3 | F3 | Commercial | Office | New | Food Preparation | Natural Gas | Food Prep Other | E3 | System - kBTUs of Conusmption | 0 | 0 | 0 | 0 | 0 | 0 | 0 | 0 | 0 | 0 | 0 | 0 | 0 | 0 | 0 | 0 | 0 | 0 | 0 | 0 | 0 | 0 | 0 | 0 | 0 | 0 | 0 | 0 | 0 | 0 | 0
F3_Commercial_Office_New_Food Preparation_Natural Gas_Food Prep Other_E4 | F3 | Commercial | Office | New | Food Preparation | Natural Gas | Food Prep Other | E4 | System - kBTUs of Conusmption | 0 | 0 | 0 | 0 | 0 | 0 | 0 | 0 | 0 | 0 | 0 | 0 | 0 | 0 | 0 | 0 | 0 | 0 | 0 | 0 | 0 | 0 | 0 | 0 | 0 | 0 | 0 | 0 | 0 | 0 | 0
F3_Commercial_Office_New_Food Preparation_Natural Gas_Food Prep Other_E5 | F3 | Commercial | Office | New | Food Preparation | Natural Gas | Food Prep Other | E5 | System - kBTUs of Conusmption | 0 | 0 | 0 | 0 | 0 | 0 | 0 | 0 | 0 | 0 | 0 | 0 | 0 | 0 | 0 | 0 | 0 | 0 | 0 | 0 | 0 | 0 | 0 | 0 | 0 | 0 | 0 | 0 | 0 | 0 | 0
F3_Commercial_Office_New_Food Preparation_Natural Gas_Food Prep Other_E6 | F3 | Commercial | Office | New | Food Preparation | Natural Gas | Food Prep Other | E6 | System - kBTUs of Conusmption | 0 | 0 | 0 | 0 | 0 | 0 | 0 | 0 | 0 | 0 | 0 | 0 | 0 | 0 | 0 | 0 | 0 | 0 | 0 | 0 | 0 | 0 | 0 | 0 | 0 | 0 | 0 | 0 | 0 | 0 | 0
F3_Commercial_Office_New_Food Preparation_Natural Gas_Food Prep Other_E7 | F3 | Commercial | Office | New | Food Preparation | Natural Gas | Food Prep Other | E7 | System - kBTUs of Conusmption | 0 | 0 | 0 | 0 | 0 | 0 | 0 | 0 | 0 | 0 | 0 | 0 | 0 | 0 | 0 | 0 | 0 | 0 | 0 | 0 | 0 | 0 | 0 | 0 | 0 | 0 | 0 | 0 | 0 | 0 | 0
F3_Commercial_Office_New_Food Preparation_Natural Gas_Food Prep Other_E8 | F3 | Commercial | Office | New | Food Preparation | Natural Gas | Food Prep Other | E8 | System - kBTUs of Conusmption | 0 | 0 | 0 | 0 | 0 | 0 | 0 | 0 | 0 | 0 | 0 | 0 | 0 | 0 | 0 | 0 | 0 | 0 | 0 | 0 | 0 | 0 | 0 | 0 | 0 | 0 | 0 | 0 | 0 | 0 | 0
F3_Commercial_Office_New_Food Preparation_Natural Gas_Food Prep Other_E9 | F3 | Commercial | Office | New | Food Preparation | Natural Gas | Food Prep Other | E9 | System - kBTUs of Conusmption | 0 | 0 | 0 | 0 | 0 | 0 | 0 | 0 | 0 | 0 | 0 | 0 | 0 | 0 | 0 | 0 | 0 | 0 | 0 | 0 | 0 | 0 | 0 | 0 | 0 | 0 | 0 | 0 | 0 | 0 | 0
F3_Commercial_Office_New_Food Preparation_Natural Gas_Food Prep Other_E10 | F3 | Commercial | Office | New | Food Preparation | Natural Gas | Food Prep Other | E10 | System - kBTUs of Conusmption | 0 | 0 | 0 | 0 | 0 | 0 | 0 | 0 | 0 | 0 | 0 | 0 | 0 | 0 | 0 | 0 | 0 | 0 | 0 | 0 | 0 | 0 | 0 | 0 | 0 | 0 | 0 | 0 | 0 | 0 | 0
F4_Commercial_Office_New_Food Preparation_Natural Gas_Food Prep Other_E1 | F4 | Commercial | Office | New | Food Preparation | Natural Gas | Food Prep Other | E1 | Utility - Cost of Equipment | 0.0019737 | 0.0019737 | 0.0019737 | 0.0019737 | 0.0019737 | 0.0019737 | 0.0019737 | 0.0019737 | 0.0019737 | 0.0019737 | 0.0019737 | 0.0019737 | 0.0019737 | 0.0019737 | 0.0019737 | 0.0019737 | 0.0019737 | 0.0019737 | 0.0019737 | 0.0019737 | 0.0019737 | 0.0019737 | 0.0019737 | 0.0019737 | 0.0019737 | 0.0019737 | 0.0019737 | 0.0019737 | 0.0019737 | 0.0019737 | 0.0019737
F4_Commercial_Office_New_Food Preparation_Natural Gas_Food Prep Other_E2 | F4 | Commercial | Office | New | Food Preparation | Natural Gas | Food Prep Other | E2 | Utility - Cost of Equipment | 0.0019757 | 0.0019757 | 0.0019757 | 0.0019757 | 0.0019757 | 0.0019757 | 0.0019757 | 0.0019757 | 0.0019757 | 0.0019757 | 0.0019757 | 0.0019757 | 0.0019757 | 0.0019757 | 0.0019757 | 0.0019757 | 0.0019757 | 0.0019757 | 0.0019757 | 0.0019757 | 0.0019757 | 0.0019757 | 0.0019757 | 0.0019757 | 0.0019757 | 0.0019757 | 0.0019757 | 0.0019757 | 0.0019757 | 0.0019757 | 0.0019757
F4_Commercial_Office_New_Food Preparation_Natural Gas_Food Prep Other_E3 | F4 | Commercial | Office | New | Food Preparation | Natural Gas | Food Prep Other | E3 | Utility - Cost of Equipment | 0 | 0 | 0 | 0 | 0 | 0 | 0 | 0 | 0 | 0 | 0 | 0 | 0 | 0 | 0 | 0 | 0 | 0 | 0 | 0 | 0 | 0 | 0 | 0 | 0 | 0 | 0 | 0 | 0 | 0 | 0
F4_Commercial_Office_New_Food Preparation_Natural Gas_Food Prep Other_E4 | F4 | Commercial | Office | New | Food Preparation | Natural Gas | Food Prep Other | E4 | Utility - Cost of Equipment | 0 | 0 | 0 | 0 | 0 | 0 | 0 | 0 | 0 | 0 | 0 | 0 | 0 | 0 | 0 | 0 | 0 | 0 | 0 | 0 | 0 | 0 | 0 | 0 | 0 | 0 | 0 | 0 | 0 | 0 | 0
F4_Commercial_Office_New_Food Preparation_Natural Gas_Food Prep Other_E5 | F4 | Commercial | Office | New | Food Preparation | Natural Gas | Food Prep Other | E5 | Utility - Cost of Equipment | 0 | 0 | 0 | 0 | 0 | 0 | 0 | 0 | 0 | 0 | 0 | 0 | 0 | 0 | 0 | 0 | 0 | 0 | 0 | 0 | 0 | 0 | 0 | 0 | 0 | 0 | 0 | 0 | 0 | 0 | 0
F4_Commercial_Office_New_Food Preparation_Natural Gas_Food Prep Other_E6 | F4 | Commercial | Office | New | Food Preparation | Natural Gas | Food Prep Other | E6 | Utility - Cost of Equipment | 0 | 0 | 0 | 0 | 0 | 0 | 0 | 0 | 0 | 0 | 0 | 0 | 0 | 0 | 0 | 0 | 0 | 0 | 0 | 0 | 0 | 0 | 0 | 0 | 0 | 0 | 0 | 0 | 0 | 0 | 0
F4_Commercial_Office_New_Food Preparation_Natural Gas_Food Prep Other_E7 | F4 | Commercial | Office | New | Food Preparation | Natural Gas | Food Prep Other | E7 | Utility - Cost of Equipment | 0 | 0 | 0 | 0 | 0 | 0 | 0 | 0 | 0 | 0 | 0 | 0 | 0 | 0 | 0 | 0 | 0 | 0 | 0 | 0 | 0 | 0 | 0 | 0 | 0 | 0 | 0 | 0 | 0 | 0 | 0
F4_Commercial_Office_New_Food Preparation_Natural Gas_Food Prep Other_E8 | F4 | Commercial | Office | New | Food Preparation | Natural Gas | Food Prep Other | E8 | Utility - Cost of Equipment | 0 | 0 | 0 | 0 | 0 | 0 | 0 | 0 | 0 | 0 | 0 | 0 | 0 | 0 | 0 | 0 | 0 | 0 | 0 | 0 | 0 | 0 | 0 | 0 | 0 | 0 | 0 | 0 | 0 | 0 | 0
F4_Commercial_Office_New_Food Preparation_Natural Gas_Food Prep Other_E9 | F4 | Commercial | Office | New | Food Preparation | Natural Gas | Food Prep Other | E9 | Utility - Cost of Equipment | 0 | 0 | 0 | 0 | 0 | 0 | 0 | 0 | 0 | 0 | 0 | 0 | 0 | 0 | 0 | 0 | 0 | 0 | 0 | 0 | 0 | 0 | 0 | 0 | 0 | 0 | 0 | 0 | 0 | 0 | 0
F4_Commercial_Office_New_Food Preparation_Natural Gas_Food Prep Other_E10 | F4 | Commercial | Office | New | Food Preparation | Natural Gas | Food Prep Other | E10 | Utility - Cost of Equipment | 0 | 0 | 0 | 0 | 0 | 0 | 0 | 0 | 0 | 0 | 0 | 0 | 0 | 0 | 0 | 0 | 0 | 0 | 0 | 0 | 0 | 0 | 0 | 0 | 0 | 0 | 0 | 0 | 0 | 0 | 0
F5_Commercial_Office_New_Food Preparation_Natural Gas_Food Prep Other_E1 | F5 | Commercial | Office | New | Food Preparation | Natural Gas | Food Prep Other | E1 | Utility - Cost of Operation | 0.018644 | 0.019013 | 0.019277 | 0.019564 | 0.019975 | 0.018715 | 0.01773 | 0.017212 | 0.017026 | 0.01674 | 0.016548 | 0.017424 | 0.015594 | 0.016668 | 0.018046 | 0.019386 | 0.019436 | 0.019528 | 0.019155 | 0.019421 | 0.019608 | 0.019859 | 0.020175 | 0.0095035 | 0.0093139 | 0.0091365 | 0.0089694 | 0.008811 | 0.0086597 | 0.0085143 | 0.0083737
F5_Commercial_Office_New_Food Preparation_Natural Gas_Food Prep Other_E2 | F5 | Commercial | Office | New | Food Preparation | Natural Gas | Food Prep Other | E2 | Utility - Cost of Operation | 0.018643 | 0.019013 | 0.019277 | 0.019564 | 0.019975 | 0.018715 | 0.01773 | 0.017212 | 0.017026 | 0.01674 | 0.016547 | 0.017424 | 0.015594 | 0.016668 | 0.018046 | 0.019385 | 0.019435 | 0.019528 | 0.019155 | 0.019421 | 0.019608 | 0.019859 | 0.020175 | 0.0095034 | 0.0093139 | 0.0091364 | 0.0089694 | 0.0088109 | 0.0086597 | 0.0085142 | 0.0083736
F5_Commercial_Office_New_Food Preparation_Natural Gas_Food Prep Other_E3 | F5 | Commercial | Office | New | Food Preparation | Natural Gas | Food Prep Other | E3 | Utility - Cost of Operation | 0 | 0 | 0 | 0 | 0 | 0 | 0 | 0 | 0 | 0 | 0 | 0 | 0 | 0 | 0 | 0 | 0 | 0 | 0 | 0 | 0 | 0 | 0 | 0 | 0 | 0 | 0 | 0 | 0 | 0 | 0
F5_Commercial_Office_New_Food Preparation_Natural Gas_Food Prep Other_E4 | F5 | Commercial | Office | New | Food Preparation | Natural Gas | Food Prep Other | E4 | Utility - Cost of Operation | 0 | 0 | 0 | 0 | 0 | 0 | 0 | 0 | 0 | 0 | 0 | 0 | 0 | 0 | 0 | 0 | 0 | 0 | 0 | 0 | 0 | 0 | 0 | 0 | 0 | 0 | 0 | 0 | 0 | 0 | 0
F5_Commercial_Office_New_Food Preparation_Natural Gas_Food Prep Other_E5 | F5 | Commercial | Office | New | Food Preparation | Natural Gas | Food Prep Other | E5 | Utility - Cost of Operation | 0 | 0 | 0 | 0 | 0 | 0 | 0 | 0 | 0 | 0 | 0 | 0 | 0 | 0 | 0 | 0 | 0 | 0 | 0 | 0 | 0 | 0 | 0 | 0 | 0 | 0 | 0 | 0 | 0 | 0 | 0
F5_Commercial_Office_New_Food Preparation_Natural Gas_Food Prep Other_E6 | F5 | Commercial | Office | New | Food Preparation | Natural Gas | Food Prep Other | E6 | Utility - Cost of Operation | 0 | 0 | 0 | 0 | 0 | 0 | 0 | 0 | 0 | 0 | 0 | 0 | 0 | 0 | 0 | 0 | 0 | 0 | 0 | 0 | 0 | 0 | 0 | 0 | 0 | 0 | 0 | 0 | 0 | 0 | 0
F5_Commercial_Office_New_Food Preparation_Natural Gas_Food Prep Other_E7 | F5 | Commercial | Office | New | Food Preparation | Natural Gas | Food Prep Other | E7 | Utility - Cost of Operation | 0 | 0 | 0 | 0 | 0 | 0 | 0 | 0 | 0 | 0 | 0 | 0 | 0 | 0 | 0 | 0 | 0 | 0 | 0 | 0 | 0 | 0 | 0 | 0 | 0 | 0 | 0 | 0 | 0 | 0 | 0
F5_Commercial_Office_New_Food Preparation_Natural Gas_Food Prep Other_E8 | F5 | Commercial | Office | New | Food Preparation | Natural Gas | Food Prep Other | E8 | Utility - Cost of Operation | 0 | 0 | 0 | 0 | 0 | 0 | 0 | 0 | 0 | 0 | 0 | 0 | 0 | 0 | 0 | 0 | 0 | 0 | 0 | 0 | 0 | 0 | 0 | 0 | 0 | 0 | 0 | 0 | 0 | 0 | 0
F5_Commercial_Office_New_Food Preparation_Natural Gas_Food Prep Other_E9 | F5 | Commercial | Office | New | Food Preparation | Natural Gas | Food Prep Other | E9 | Utility - Cost of Operation | 0 | 0 | 0 | 0 | 0 | 0 | 0 | 0 | 0 | 0 | 0 | 0 | 0 | 0 | 0 | 0 | 0 | 0 | 0 | 0 | 0 | 0 | 0 | 0 | 0 | 0 | 0 | 0 | 0 | 0 | 0
F5_Commercial_Office_New_Food Preparation_Natural Gas_Food Prep Other_E10 | F5 | Commercial | Office | New | Food Preparation | Natural Gas | Food Prep Other | E10 | Utility - Cost of Operation | 0 | 0 | 0 | 0 | 0 | 0 | 0 | 0 | 0 | 0 | 0 | 0 | 0 | 0 | 0 | 0 | 0 | 0 | 0 | 0 | 0 | 0 | 0 | 0 | 0 | 0 | 0 | 0 | 0 | 0 | 0
F6_Commercial_Office_New_Food Preparation_Natural Gas_Food Prep Other_E1 | F6 | Commercial | Office | New | Food Preparation | Natural Gas | Food Prep Other | E1 | Utility - Value of Sales | 0.022336 | 0.022779 | 0.023096 | 0.023439 | 0.023932 | 0.022422 | 0.021242 | 0.020621 | 0.020398 | 0.020056 | 0.019825 | 0.020875 | 0.018683 | 0.019969 | 0.02162 | 0.023225 | 0.023285 | 0.023396 | 0.022949 | 0.023268 | 0.023491 | 0.023793 | 0.024171 | 0.011386 | 0.011159 | 0.010946 | 0.010746 | 0.010556 | 0.010375 | 0.010201 | 0.010032
F6_Commercial_Office_New_Food Preparation_Natural Gas_Food Prep Other_E2 | F6 | Commercial | Office | New | Food Preparation | Natural Gas | Food Prep Other | E2 | Utility - Value of Sales | 0.022336 | 0.022779 | 0.023095 | 0.023439 | 0.023932 | 0.022422 | 0.021241 | 0.020621 | 0.020398 | 0.020056 | 0.019825 | 0.020875 | 0.018683 | 0.019969 | 0.02162 | 0.023225 | 0.023285 | 0.023396 | 0.022949 | 0.023268 | 0.023491 | 0.023792 | 0.024171 | 0.011386 | 0.011159 | 0.010946 | 0.010746 | 0.010556 | 0.010375 | 0.010201 | 0.010032
F6_Commercial_Office_New_Food Preparation_Natural Gas_Food Prep Other_E3 | F6 | Commercial | Office | New | Food Preparation | Natural Gas | Food Prep Other | E3 | Utility - Value of Sales | 0 | 0 | 0 | 0 | 0 | 0 | 0 | 0 | 0 | 0 | 0 | 0 | 0 | 0 | 0 | 0 | 0 | 0 | 0 | 0 | 0 | 0 | 0 | 0 | 0 | 0 | 0 | 0 | 0 | 0 | 0
F6_Commercial_Office_New_Food Preparation_Natural Gas_Food Prep Other_E4 | F6 | Commercial | Office | New | Food Preparation | Natural Gas | Food Prep Other | E4 | Utility - Value of Sales | 0 | 0 | 0 | 0 | 0 | 0 | 0 | 0 | 0 | 0 | 0 | 0 | 0 | 0 | 0 | 0 | 0 | 0 | 0 | 0 | 0 | 0 | 0 | 0 | 0 | 0 | 0 | 0 | 0 | 0 | 0
F6_Commercial_Office_New_Food Preparation_Natural Gas_Food Prep Other_E5 | F6 | Commercial | Office | New | Food Preparation | Natural Gas | Food Prep Other | E5 | Utility - Value of Sales | 0 | 0 | 0 | 0 | 0 | 0 | 0 | 0 | 0 | 0 | 0 | 0 | 0 | 0 | 0 | 0 | 0 | 0 | 0 | 0 | 0 | 0 | 0 | 0 | 0 | 0 | 0 | 0 | 0 | 0 | 0
F6_Commercial_Office_New_Food Preparation_Natural Gas_Food Prep Other_E6 | F6 | Commercial | Office | New | Food Preparation | Natural Gas | Food Prep Other | E6 | Utility - Value of Sales | 0 | 0 | 0 | 0 | 0 | 0 | 0 | 0 | 0 | 0 | 0 | 0 | 0 | 0 | 0 | 0 | 0 | 0 | 0 | 0 | 0 | 0 | 0 | 0 | 0 | 0 | 0 | 0 | 0 | 0 | 0
F6_Commercial_Office_New_Food Preparation_Natural Gas_Food Prep Other_E7 | F6 | Commercial | Office | New | Food Preparation | Natural Gas | Food Prep Other | E7 | Utility - Value of Sales | 0 | 0 | 0 | 0 | 0 | 0 | 0 | 0 | 0 | 0 | 0 | 0 | 0 | 0 | 0 | 0 | 0 | 0 | 0 | 0 | 0 | 0 | 0 | 0 | 0 | 0 | 0 | 0 | 0 | 0 | 0
F6_Commercial_Office_New_Food Preparation_Natural Gas_Food Prep Other_E8 | F6 | Commercial | Office | New | Food Preparation | Natural Gas | Food Prep Other | E8 | Utility - Value of Sales | 0 | 0 | 0 | 0 | 0 | 0 | 0 | 0 | 0 | 0 | 0 | 0 | 0 | 0 | 0 | 0 | 0 | 0 | 0 | 0 | 0 | 0 | 0 | 0 | 0 | 0 | 0 | 0 | 0 | 0 | 0
F6_Commercial_Office_New_Food Preparation_Natural Gas_Food Prep Other_E9 | F6 | Commercial | Office | New | Food Preparation | Natural Gas | Food Prep Other | E9 | Utility - Value of Sales | 0 | 0 | 0 | 0 | 0 | 0 | 0 | 0 | 0 | 0 | 0 | 0 | 0 | 0 | 0 | 0 | 0 | 0 | 0 | 0 | 0 | 0 | 0 | 0 | 0 | 0 | 0 | 0 | 0 | 0 | 0
F6_Commercial_Office_New_Food Preparation_Natural Gas_Food Prep Other_E10 | F6 | Commercial | Office | New | Food Preparation | Natural Gas | Food Prep Other | E10 | Utility - Value of Sales | 0 | 0 | 0 | 0 | 0 | 0 | 0 | 0 | 0 | 0 | 0 | 0 | 0 | 0 | 0 | 0 | 0 | 0 | 0 | 0 | 0 | 0 | 0 | 0 | 0 | 0 | 0 | 0 | 0 | 0 | 0
F1_Commercial_Office_New_Miscellaneous_Natural Gas_Pool Heater_E1 | F1 | Commercial | Office | New | Miscellaneous | Natural Gas | Pool Heater | E1 | Participant - Cost of Equipment | 3.4016e-05 | 3.4016e-05 | 3.4016e-05 | 3.4016e-05 | 3.4016e-05 | 3.4016e-05 | 3.4016e-05 | 3.4016e-05 | 3.4016e-05 | 3.4016e-05 | 3.4016e-05 | 3.4016e-05 | 3.4016e-05 | 3.4016e-05 | 3.4016e-05 | 3.4016e-05 | 3.4016e-05 | 3.4016e-05 | 3.4016e-05 | 3.4016e-05 | 3.4016e-05 | 3.4016e-05 | 3.4016e-05 | 3.4016e-05 | 3.4016e-05 | 3.4016e-05 | 3.4016e-05 | 3.4016e-05 | 3.4016e-05 | 3.4016e-05 | 3.4016e-05
F1_Commercial_Office_New_Miscellaneous_Natural Gas_Pool Heater_E2 | F1 | Commercial | Office | New | Miscellaneous | Natural Gas | Pool Heater | E2 | Participant - Cost of Equipment | 5.5697e-05 | 5.5697e-05 | 5.5697e-05 | 5.5697e-05 | 5.5697e-05 | 5.5697e-05 | 5.5697e-05 | 5.5697e-05 | 5.5697e-05 | 5.5697e-05 | 5.5697e-05 | 5.5697e-05 | 5.5697e-05 | 5.5697e-05 | 5.5697e-05 | 5.5697e-05 | 5.5697e-05 | 5.5697e-05 | 5.5697e-05 | 5.5697e-05 | 5.5697e-05 | 5.5697e-05 | 5.5697e-05 | 5.5697e-05 | 5.5697e-05 | 5.5697e-05 | 5.5697e-05 | 5.5697e-05 | 5.5697e-05 | 5.5697e-05 | 5.5697e-05
F1_Commercial_Office_New_Miscellaneous_Natural Gas_Pool Heater_E3 | F1 | Commercial | Office | New | Miscellaneous | Natural Gas | Pool Heater | E3 | Participant - Cost of Equipment | 0 | 0 | 0 | 0 | 0 | 0 | 0 | 0 | 0 | 0 | 0 | 0 | 0 | 0 | 0 | 0 | 0 | 0 | 0 | 0 | 0 | 0 | 0 | 0 | 0 | 0 | 0 | 0 | 0 | 0 | 0
F1_Commercial_Office_New_Miscellaneous_Natural Gas_Pool Heater_E4 | F1 | Commercial | Office | New | Miscellaneous | Natural Gas | Pool Heater | E4 | Participant - Cost of Equipment | 0 | 0 | 0 | 0 | 0 | 0 | 0 | 0 | 0 | 0 | 0 | 0 | 0 | 0 | 0 | 0 | 0 | 0 | 0 | 0 | 0 | 0 | 0 | 0 | 0 | 0 | 0 | 0 | 0 | 0 | 0
F1_Commercial_Office_New_Miscellaneous_Natural Gas_Pool Heater_E5 | F1 | Commercial | Office | New | Miscellaneous | Natural Gas | Pool Heater | E5 | Participant - Cost of Equipment | 0 | 0 | 0 | 0 | 0 | 0 | 0 | 0 | 0 | 0 | 0 | 0 | 0 | 0 | 0 | 0 | 0 | 0 | 0 | 0 | 0 | 0 | 0 | 0 | 0 | 0 | 0 | 0 | 0 | 0 | 0
F1_Commercial_Office_New_Miscellaneous_Natural Gas_Pool Heater_E6 | F1 | Commercial | Office | New | Miscellaneous | Natural Gas | Pool Heater | E6 | Participant - Cost of Equipment | 0 | 0 | 0 | 0 | 0 | 0 | 0 | 0 | 0 | 0 | 0 | 0 | 0 | 0 | 0 | 0 | 0 | 0 | 0 | 0 | 0 | 0 | 0 | 0 | 0 | 0 | 0 | 0 | 0 | 0 | 0
F1_Commercial_Office_New_Miscellaneous_Natural Gas_Pool Heater_E7 | F1 | Commercial | Office | New | Miscellaneous | Natural Gas | Pool Heater | E7 | Participant - Cost of Equipment | 0 | 0 | 0 | 0 | 0 | 0 | 0 | 0 | 0 | 0 | 0 | 0 | 0 | 0 | 0 | 0 | 0 | 0 | 0 | 0 | 0 | 0 | 0 | 0 | 0 | 0 | 0 | 0 | 0 | 0 | 0
F1_Commercial_Office_New_Miscellaneous_Natural Gas_Pool Heater_E8 | F1 | Commercial | Office | New | Miscellaneous | Natural Gas | Pool Heater | E8 | Participant - Cost of Equipment | 0 | 0 | 0 | 0 | 0 | 0 | 0 | 0 | 0 | 0 | 0 | 0 | 0 | 0 | 0 | 0 | 0 | 0 | 0 | 0 | 0 | 0 | 0 | 0 | 0 | 0 | 0 | 0 | 0 | 0 | 0
F1_Commercial_Office_New_Miscellaneous_Natural Gas_Pool Heater_E9 | F1 | Commercial | Office | New | Miscellaneous | Natural Gas | Pool Heater | E9 | Participant - Cost of Equipment | 0 | 0 | 0 | 0 | 0 | 0 | 0 | 0 | 0 | 0 | 0 | 0 | 0 | 0 | 0 | 0 | 0 | 0 | 0 | 0 | 0 | 0 | 0 | 0 | 0 | 0 | 0 | 0 | 0 | 0 | 0
F1_Commercial_Office_New_Miscellaneous_Natural Gas_Pool Heater_E10 | F1 | Commercial | Office | New | Miscellaneous | Natural Gas | Pool Heater | E10 | Participant - Cost of Equipment | 0 | 0 | 0 | 0 | 0 | 0 | 0 | 0 | 0 | 0 | 0 | 0 | 0 | 0 | 0 | 0 | 0 | 0 | 0 | 0 | 0 | 0 | 0 | 0 | 0 | 0 | 0 | 0 | 0 | 0 | 0
F2_Commercial_Office_New_Miscellaneous_Natural Gas_Pool Heater_E1 | F2 | Commercial | Office | New | Miscellaneous | Natural Gas | Pool Heater | E1 | Participant - Cost of Operation | 0.00015706 | 0.00016286 | 0.00016518 | 0.00016573 | 0.000172 | 0.00016214 | 0.00015533 | 0.00015514 | 0.00015972 | 0.00015703 | 0.0001563 | 0.00015461 | 0.000116 | 0.00011318 | 0.00011235 | 0.00012699 | 0.00014502 | 0.00016532 | 0.0001815 | 0.00020808 | 0.00021135 | 0.0002154 | 0.00022024 | 8.3104e-05 | 8.1336e-05 | 7.9699e-05 | 7.8175e-05 | 7.6744e-05 | 7.539e-05 | 7.4097e-05 | 7.2855e-05
F2_Commercial_Office_New_Miscellaneous_Natural Gas_Pool Heater_E2 | F2 | Commercial | Office | New | Miscellaneous | Natural Gas | Pool Heater | E2 | Participant - Cost of Operation | 0.0001335 | 0.00013843 | 0.0001404 | 0.00014087 | 0.0001462 | 0.00013782 | 0.00013203 | 0.00013187 | 0.00013577 | 0.00013348 | 0.00013285 | 0.00013142 | 9.8602e-05 | 9.6201e-05 | 9.5501e-05 | 0.00010794 | 0.00012327 | 0.00014052 | 0.00015428 | 0.00017686 | 0.00017964 | 0.00018309 | 0.0001872 | 7.0638e-05 | 6.9136e-05 | 6.7745e-05 | 6.6449e-05 | 6.5233e-05 | 6.4082e-05 | 6.2982e-05 | 6.1926e-05
F2_Commercial_Office_New_Miscellaneous_Natural Gas_Pool Heater_E3 | F2 | Commercial | Office | New | Miscellaneous | Natural Gas | Pool Heater | E3 | Participant - Cost of Operation | 0 | 0 | 0 | 0 | 0 | 0 | 0 | 0 | 0 | 0 | 0 | 0 | 0 | 0 | 0 | 0 | 0 | 0 | 0 | 0 | 0 | 0 | 0 | 0 | 0 | 0 | 0 | 0 | 0 | 0 | 0
F2_Commercial_Office_New_Miscellaneous_Natural Gas_Pool Heater_E4 | F2 | Commercial | Office | New | Miscellaneous | Natural Gas | Pool Heater | E4 | Participant - Cost of Operation | 0 | 0 | 0 | 0 | 0 | 0 | 0 | 0 | 0 | 0 | 0 | 0 | 0 | 0 | 0 | 0 | 0 | 0 | 0 | 0 | 0 | 0 | 0 | 0 | 0 | 0 | 0 | 0 | 0 | 0 | 0
F2_Commercial_Office_New_Miscellaneous_Natural Gas_Pool Heater_E5 | F2 | Commercial | Office | New | Miscellaneous | Natural Gas | Pool Heater | E5 | Participant - Cost of Operation | 0 | 0 | 0 | 0 | 0 | 0 | 0 | 0 | 0 | 0 | 0 | 0 | 0 | 0 | 0 | 0 | 0 | 0 | 0 | 0 | 0 | 0 | 0 | 0 | 0 | 0 | 0 | 0 | 0 | 0 | 0
F2_Commercial_Office_New_Miscellaneous_Natural Gas_Pool Heater_E6 | F2 | Commercial | Office | New | Miscellaneous | Natural Gas | Pool Heater | E6 | Participant - Cost of Operation | 0 | 0 | 0 | 0 | 0 | 0 | 0 | 0 | 0 | 0 | 0 | 0 | 0 | 0 | 0 | 0 | 0 | 0 | 0 | 0 | 0 | 0 | 0 | 0 | 0 | 0 | 0 | 0 | 0 | 0 | 0
F2_Commercial_Office_New_Miscellaneous_Natural Gas_Pool Heater_E7 | F2 | Commercial | Office | New | Miscellaneous | Natural Gas | Pool Heater | E7 | Participant - Cost of Operation | 0 | 0 | 0 | 0 | 0 | 0 | 0 | 0 | 0 | 0 | 0 | 0 | 0 | 0 | 0 | 0 | 0 | 0 | 0 | 0 | 0 | 0 | 0 | 0 | 0 | 0 | 0 | 0 | 0 | 0 | 0
F2_Commercial_Office_New_Miscellaneous_Natural Gas_Pool Heater_E8 | F2 | Commercial | Office | New | Miscellaneous | Natural Gas | Pool Heater | E8 | Participant - Cost of Operation | 0 | 0 | 0 | 0 | 0 | 0 | 0 | 0 | 0 | 0 | 0 | 0 | 0 | 0 | 0 | 0 | 0 | 0 | 0 | 0 | 0 | 0 | 0 | 0 | 0 | 0 | 0 | 0 | 0 | 0 | 0
F2_Commercial_Office_New_Miscellaneous_Natural Gas_Pool Heater_E9 | F2 | Commercial | Office | New | Miscellaneous | Natural Gas | Pool Heater | E9 | Participant - Cost of Operation | 0 | 0 | 0 | 0 | 0 | 0 | 0 | 0 | 0 | 0 | 0 | 0 | 0 | 0 | 0 | 0 | 0 | 0 | 0 | 0 | 0 | 0 | 0 | 0 | 0 | 0 | 0 | 0 | 0 | 0 | 0
F2_Commercial_Office_New_Miscellaneous_Natural Gas_Pool Heater_E10 | F2 | Commercial | Office | New | Miscellaneous | Natural Gas | Pool Heater | E10 | Participant - Cost of Operation | 0 | 0 | 0 | 0 | 0 | 0 | 0 | 0 | 0 | 0 | 0 | 0 | 0 | 0 | 0 | 0 | 0 | 0 | 0 | 0 | 0 | 0 | 0 | 0 | 0 | 0 | 0 | 0 | 0 | 0 | 0
F3_Commercial_Office_New_Miscellaneous_Natural Gas_Pool Heater_E1 | F3 | Commercial | Office | New | Miscellaneous | Natural Gas | Pool Heater | E1 | System - kBTUs of Conusmption | 0.013261 | 0.013314 | 0.01328 | 0.013257 | 0.013257 | 0.013257 | 0.013257 | 0.013257 | 0.013257 | 0.013257 | 0.013257 | 0.013257 | 0.013257 | 0.013257 | 0.013257 | 0.013257 | 0.013257 | 0.013257 | 0.013257 | 0.013257 | 0.013257 | 0.013257 | 0.013257 | 0.013257 | 0.013257 | 0.013257 | 0.013257 | 0.013257 | 0.013257 | 0.013257 | 0.013257
F3_Commercial_Office_New_Miscellaneous_Natural Gas_Pool Heater_E2 | F3 | Commercial | Office | New | Miscellaneous | Natural Gas | Pool Heater | E2 | System - kBTUs of Conusmption | 0.011272 | 0.011317 | 0.011288 | 0.011269 | 0.011269 | 0.011269 | 0.011269 | 0.011269 | 0.011269 | 0.011269 | 0.011269 | 0.011269 | 0.011269 | 0.011269 | 0.011269 | 0.011269 | 0.011269 | 0.011269 | 0.011269 | 0.011269 | 0.011269 | 0.011269 | 0.011269 | 0.011269 | 0.011269 | 0.011269 | 0.011269 | 0.011269 | 0.011269 | 0.011269 | 0.011269
F3_Commercial_Office_New_Miscellaneous_Natural Gas_Pool Heater_E3 | F3 | Commercial | Office | New | Miscellaneous | Natural Gas | Pool Heater | E3 | System - kBTUs of Conusmption | 0 | 0 | 0 | 0 | 0 | 0 | 0 | 0 | 0 | 0 | 0 | 0 | 0 | 0 | 0 | 0 | 0 | 0 | 0 | 0 | 0 | 0 | 0 | 0 | 0 | 0 | 0 | 0 | 0 | 0 | 0
F3_Commercial_Office_New_Miscellaneous_Natural Gas_Pool Heater_E4 | F3 | Commercial | Office | New | Miscellaneous | Natural Gas | Pool Heater | E4 | System - kBTUs of Conusmption | 0 | 0 | 0 | 0 | 0 | 0 | 0 | 0 | 0 | 0 | 0 | 0 | 0 | 0 | 0 | 0 | 0 | 0 | 0 | 0 | 0 | 0 | 0 | 0 | 0 | 0 | 0 | 0 | 0 | 0 | 0
F3_Commercial_Office_New_Miscellaneous_Natural Gas_Pool Heater_E5 | F3 | Commercial | Office | New | Miscellaneous | Natural Gas | Pool Heater | E5 | System - kBTUs of Conusmption | 0 | 0 | 0 | 0 | 0 | 0 | 0 | 0 | 0 | 0 | 0 | 0 | 0 | 0 | 0 | 0 | 0 | 0 | 0 | 0 | 0 | 0 | 0 | 0 | 0 | 0 | 0 | 0 | 0 | 0 | 0
F3_Commercial_Office_New_Miscellaneous_Natural Gas_Pool Heater_E6 | F3 | Commercial | Office | New | Miscellaneous | Natural Gas | Pool Heater | E6 | System - kBTUs of Conusmption | 0 | 0 | 0 | 0 | 0 | 0 | 0 | 0 | 0 | 0 | 0 | 0 | 0 | 0 | 0 | 0 | 0 | 0 | 0 | 0 | 0 | 0 | 0 | 0 | 0 | 0 | 0 | 0 | 0 | 0 | 0
F3_Commercial_Office_New_Miscellaneous_Natural Gas_Pool Heater_E7 | F3 | Commercial | Office | New | Miscellaneous | Natural Gas | Pool Heater | E7 | System - kBTUs of Conusmption | 0 | 0 | 0 | 0 | 0 | 0 | 0 | 0 | 0 | 0 | 0 | 0 | 0 | 0 | 0 | 0 | 0 | 0 | 0 | 0 | 0 | 0 | 0 | 0 | 0 | 0 | 0 | 0 | 0 | 0 | 0
F3_Commercial_Office_New_Miscellaneous_Natural Gas_Pool Heater_E8 | F3 | Commercial | Office | New | Miscellaneous | Natural Gas | Pool Heater | E8 | System - kBTUs of Conusmption | 0 | 0 | 0 | 0 | 0 | 0 | 0 | 0 | 0 | 0 | 0 | 0 | 0 | 0 | 0 | 0 | 0 | 0 | 0 | 0 | 0 | 0 | 0 | 0 | 0 | 0 | 0 | 0 | 0 | 0 | 0
F3_Commercial_Office_New_Miscellaneous_Natural Gas_Pool Heater_E9 | F3 | Commercial | Office | New | Miscellaneous | Natural Gas | Pool Heater | E9 | System - kBTUs of Conusmption | 0 | 0 | 0 | 0 | 0 | 0 | 0 | 0 | 0 | 0 | 0 | 0 | 0 | 0 | 0 | 0 | 0 | 0 | 0 | 0 | 0 | 0 | 0 | 0 | 0 | 0 | 0 | 0 | 0 | 0 | 0
F3_Commercial_Office_New_Miscellaneous_Natural Gas_Pool Heater_E10 | F3 | Commercial | Office | New | Miscellaneous | Natural Gas | Pool Heater | E10 | System - kBTUs of Conusmption | 0 | 0 | 0 | 0 | 0 | 0 | 0 | 0 | 0 | 0 | 0 | 0 | 0 | 0 | 0 | 0 | 0 | 0 | 0 | 0 | 0 | 0 | 0 | 0 | 0 | 0 | 0 | 0 | 0 | 0 | 0
F4_Commercial_Office_New_Miscellaneous_Natural Gas_Pool Heater_E1 | F4 | Commercial | Office | New | Miscellaneous | Natural Gas | Pool Heater | E1 | Utility - Cost of Equipment | 3.4016e-05 | 3.4016e-05 | 3.4016e-05 | 3.4016e-05 | 3.4016e-05 | 3.4016e-05 | 3.4016e-05 | 3.4016e-05 | 3.4016e-05 | 3.4016e-05 | 3.4016e-05 | 3.4016e-05 | 3.4016e-05 | 3.4016e-05 | 3.4016e-05 | 3.4016e-05 | 3.4016e-05 | 3.4016e-05 | 3.4016e-05 | 3.4016e-05 | 3.4016e-05 | 3.4016e-05 | 3.4016e-05 | 3.4016e-05 | 3.4016e-05 | 3.4016e-05 | 3.4016e-05 | 3.4016e-05 | 3.4016e-05 | 3.4016e-05 | 3.4016e-05
F4_Commercial_Office_New_Miscellaneous_Natural Gas_Pool Heater_E2 | F4 | Commercial | Office | New | Miscellaneous | Natural Gas | Pool Heater | E2 | Utility - Cost of Equipment | 5.5697e-05 | 5.5697e-05 | 5.5697e-05 | 5.5697e-05 | 5.5697e-05 | 5.5697e-05 | 5.5697e-05 | 5.5697e-05 | 5.5697e-05 | 5.5697e-05 | 5.5697e-05 | 5.5697e-05 | 5.5697e-05 | 5.5697e-05 | 5.5697e-05 | 5.5697e-05 | 5.5697e-05 | 5.5697e-05 | 5.5697e-05 | 5.5697e-05 | 5.5697e-05 | 5.5697e-05 | 5.5697e-05 | 5.5697e-05 | 5.5697e-05 | 5.5697e-05 | 5.5697e-05 | 5.5697e-05 | 5.5697e-05 | 5.5697e-05 | 5.5697e-05
F4_Commercial_Office_New_Miscellaneous_Natural Gas_Pool Heater_E3 | F4 | Commercial | Office | New | Miscellaneous | Natural Gas | Pool Heater | E3 | Utility - Cost of Equipment | 0 | 0 | 0 | 0 | 0 | 0 | 0 | 0 | 0 | 0 | 0 | 0 | 0 | 0 | 0 | 0 | 0 | 0 | 0 | 0 | 0 | 0 | 0 | 0 | 0 | 0 | 0 | 0 | 0 | 0 | 0
F4_Commercial_Office_New_Miscellaneous_Natural Gas_Pool Heater_E4 | F4 | Commercial | Office | New | Miscellaneous | Natural Gas | Pool Heater | E4 | Utility - Cost of Equipment | 0 | 0 | 0 | 0 | 0 | 0 | 0 | 0 | 0 | 0 | 0 | 0 | 0 | 0 | 0 | 0 | 0 | 0 | 0 | 0 | 0 | 0 | 0 | 0 | 0 | 0 | 0 | 0 | 0 | 0 | 0
F4_Commercial_Office_New_Miscellaneous_Natural Gas_Pool Heater_E5 | F4 | Commercial | Office | New | Miscellaneous | Natural Gas | Pool Heater | E5 | Utility - Cost of Equipment | 0 | 0 | 0 | 0 | 0 | 0 | 0 | 0 | 0 | 0 | 0 | 0 | 0 | 0 | 0 | 0 | 0 | 0 | 0 | 0 | 0 | 0 | 0 | 0 | 0 | 0 | 0 | 0 | 0 | 0 | 0
F4_Commercial_Office_New_Miscellaneous_Natural Gas_Pool Heater_E6 | F4 | Commercial | Office | New | Miscellaneous | Natural Gas | Pool Heater | E6 | Utility - Cost of Equipment | 0 | 0 | 0 | 0 | 0 | 0 | 0 | 0 | 0 | 0 | 0 | 0 | 0 | 0 | 0 | 0 | 0 | 0 | 0 | 0 | 0 | 0 | 0 | 0 | 0 | 0 | 0 | 0 | 0 | 0 | 0
F4_Commercial_Office_New_Miscellaneous_Natural Gas_Pool Heater_E7 | F4 | Commercial | Office | New | Miscellaneous | Natural Gas | Pool Heater | E7 | Utility - Cost of Equipment | 0 | 0 | 0 | 0 | 0 | 0 | 0 | 0 | 0 | 0 | 0 | 0 | 0 | 0 | 0 | 0 | 0 | 0 | 0 | 0 | 0 | 0 | 0 | 0 | 0 | 0 | 0 | 0 | 0 | 0 | 0
F4_Commercial_Office_New_Miscellaneous_Natural Gas_Pool Heater_E8 | F4 | Commercial | Office | New | Miscellaneous | Natural Gas | Pool Heater | E8 | Utility - Cost of Equipment | 0 | 0 | 0 | 0 | 0 | 0 | 0 | 0 | 0 | 0 | 0 | 0 | 0 | 0 | 0 | 0 | 0 | 0 | 0 | 0 | 0 | 0 | 0 | 0 | 0 | 0 | 0 | 0 | 0 | 0 | 0
F4_Commercial_Office_New_Miscellaneous_Natural Gas_Pool Heater_E9 | F4 | Commercial | Office | New | Miscellaneous | Natural Gas | Pool Heater | E9 | Utility - Cost of Equipment | 0 | 0 | 0 | 0 | 0 | 0 | 0 | 0 | 0 | 0 | 0 | 0 | 0 | 0 | 0 | 0 | 0 | 0 | 0 | 0 | 0 | 0 | 0 | 0 | 0 | 0 | 0 | 0 | 0 | 0 | 0
F4_Commercial_Office_New_Miscellaneous_Natural Gas_Pool Heater_E10 | F4 | Commercial | Office | New | Miscellaneous | Natural Gas | Pool Heater | E10 | Utility - Cost of Equipment | 0 | 0 | 0 | 0 | 0 | 0 | 0 | 0 | 0 | 0 | 0 | 0 | 0 | 0 | 0 | 0 | 0 | 0 | 0 | 0 | 0 | 0 | 0 | 0 | 0 | 0 | 0 | 0 | 0 | 0 | 0
F5_Commercial_Office_New_Miscellaneous_Natural Gas_Pool Heater_E1 | F5 | Commercial | Office | New | Miscellaneous | Natural Gas | Pool Heater | E1 | Utility - Cost of Operation | 0.00013109 | 0.00013594 | 0.00013787 | 0.00013833 | 0.00014356 | 0.00013534 | 0.00012965 | 0.00012949 | 0.00013332 | 0.00013107 | 0.00013046 | 0.00012905 | 9.6825e-05 | 9.4467e-05 | 9.378e-05 | 0.000106 | 0.00012105 | 0.00013799 | 0.0001515 | 0.00017368 | 0.00017641 | 0.00017979 | 0.00018383 | 6.9365e-05 | 6.789e-05 | 6.6523e-05 | 6.5251e-05 | 6.4057e-05 | 6.2927e-05 | 6.1847e-05 | 6.081e-05
F5_Commercial_Office_New_Miscellaneous_Natural Gas_Pool Heater_E2 | F5 | Commercial | Office | New | Miscellaneous | Natural Gas | Pool Heater | E2 | Utility - Cost of Operation | 0.00011143 | 0.00011555 | 0.00011719 | 0.00011758 | 0.00012203 | 0.00011504 | 0.0001102 | 0.00011007 | 0.00011332 | 0.00011141 | 0.00011089 | 0.00010969 | 8.2301e-05 | 8.0297e-05 | 7.9713e-05 | 9.0097e-05 | 0.00010289 | 0.00011729 | 0.00012877 | 0.00014762 | 0.00014995 | 0.00015282 | 0.00015625 | 5.896e-05 | 5.7706e-05 | 5.6545e-05 | 5.5464e-05 | 5.4448e-05 | 5.3488e-05 | 5.257e-05 | 5.1689e-05
F5_Commercial_Office_New_Miscellaneous_Natural Gas_Pool Heater_E3 | F5 | Commercial | Office | New | Miscellaneous | Natural Gas | Pool Heater | E3 | Utility - Cost of Operation | 0 | 0 | 0 | 0 | 0 | 0 | 0 | 0 | 0 | 0 | 0 | 0 | 0 | 0 | 0 | 0 | 0 | 0 | 0 | 0 | 0 | 0 | 0 | 0 | 0 | 0 | 0 | 0 | 0 | 0 | 0
F5_Commercial_Office_New_Miscellaneous_Natural Gas_Pool Heater_E4 | F5 | Commercial | Office | New | Miscellaneous | Natural Gas | Pool Heater | E4 | Utility - Cost of Operation | 0 | 0 | 0 | 0 | 0 | 0 | 0 | 0 | 0 | 0 | 0 | 0 | 0 | 0 | 0 | 0 | 0 | 0 | 0 | 0 | 0 | 0 | 0 | 0 | 0 | 0 | 0 | 0 | 0 | 0 | 0
F5_Commercial_Office_New_Miscellaneous_Natural Gas_Pool Heater_E5 | F5 | Commercial | Office | New | Miscellaneous | Natural Gas | Pool Heater | E5 | Utility - Cost of Operation | 0 | 0 | 0 | 0 | 0 | 0 | 0 | 0 | 0 | 0 | 0 | 0 | 0 | 0 | 0 | 0 | 0 | 0 | 0 | 0 | 0 | 0 | 0 | 0 | 0 | 0 | 0 | 0 | 0 | 0 | 0
F5_Commercial_Office_New_Miscellaneous_Natural Gas_Pool Heater_E6 | F5 | Commercial | Office | New | Miscellaneous | Natural Gas | Pool Heater | E6 | Utility - Cost of Operation | 0 | 0 | 0 | 0 | 0 | 0 | 0 | 0 | 0 | 0 | 0 | 0 | 0 | 0 | 0 | 0 | 0 | 0 | 0 | 0 | 0 | 0 | 0 | 0 | 0 | 0 | 0 | 0 | 0 | 0 | 0
F5_Commercial_Office_New_Miscellaneous_Natural Gas_Pool Heater_E7 | F5 | Commercial | Office | New | Miscellaneous | Natural Gas | Pool Heater | E7 | Utility - Cost of Operation | 0 | 0 | 0 | 0 | 0 | 0 | 0 | 0 | 0 | 0 | 0 | 0 | 0 | 0 | 0 | 0 | 0 | 0 | 0 | 0 | 0 | 0 | 0 | 0 | 0 | 0 | 0 | 0 | 0 | 0 | 0
F5_Commercial_Office_New_Miscellaneous_Natural Gas_Pool Heater_E8 | F5 | Commercial | Office | New | Miscellaneous | Natural Gas | Pool Heater | E8 | Utility - Cost of Operation | 0 | 0 | 0 | 0 | 0 | 0 | 0 | 0 | 0 | 0 | 0 | 0 | 0 | 0 | 0 | 0 | 0 | 0 | 0 | 0 | 0 | 0 | 0 | 0 | 0 | 0 | 0 | 0 | 0 | 0 | 0
F5_Commercial_Office_New_Miscellaneous_Natural Gas_Pool Heater_E9 | F5 | Commercial | Office | New | Miscellaneous | Natural Gas | Pool Heater | E9 | Utility - Cost of Operation | 0 | 0 | 0 | 0 | 0 | 0 | 0 | 0 | 0 | 0 | 0 | 0 | 0 | 0 | 0 | 0 | 0 | 0 | 0 | 0 | 0 | 0 | 0 | 0 | 0 | 0 | 0 | 0 | 0 | 0 | 0
F5_Commercial_Office_New_Miscellaneous_Natural Gas_Pool Heater_E10 | F5 | Commercial | Office | New | Miscellaneous | Natural Gas | Pool Heater | E10 | Utility - Cost of Operation | 0 | 0 | 0 | 0 | 0 | 0 | 0 | 0 | 0 | 0 | 0 | 0 | 0 | 0 | 0 | 0 | 0 | 0 | 0 | 0 | 0 | 0 | 0 | 0 | 0 | 0 | 0 | 0 | 0 | 0 | 0
F6_Commercial_Office_New_Miscellaneous_Natural Gas_Pool Heater_E1 | F6 | Commercial | Office | New | Miscellaneous | Natural Gas | Pool Heater | E1 | Utility - Value of Sales | 0.00015706 | 0.00016286 | 0.00016518 | 0.00016573 | 0.000172 | 0.00016214 | 0.00015533 | 0.00015514 | 0.00015972 | 0.00015703 | 0.0001563 | 0.00015461 | 0.000116 | 0.00011318 | 0.00011235 | 0.00012699 | 0.00014502 | 0.00016532 | 0.0001815 | 0.00020808 | 0.00021135 | 0.0002154 | 0.00022024 | 8.3104e-05 | 8.1336e-05 | 7.9699e-05 | 7.8175e-05 | 7.6744e-05 | 7.539e-05 | 7.4097e-05 | 7.2855e-05
F6_Commercial_Office_New_Miscellaneous_Natural Gas_Pool Heater_E2 | F6 | Commercial | Office | New | Miscellaneous | Natural Gas | Pool Heater | E2 | Utility - Value of Sales | 0.0001335 | 0.00013843 | 0.0001404 | 0.00014087 | 0.0001462 | 0.00013782 | 0.00013203 | 0.00013187 | 0.00013577 | 0.00013348 | 0.00013285 | 0.00013142 | 9.8602e-05 | 9.6201e-05 | 9.5501e-05 | 0.00010794 | 0.00012327 | 0.00014052 | 0.00015428 | 0.00017686 | 0.00017964 | 0.00018309 | 0.0001872 | 7.0638e-05 | 6.9136e-05 | 6.7745e-05 | 6.6449e-05 | 6.5233e-05 | 6.4082e-05 | 6.2982e-05 | 6.1926e-05
F6_Commercial_Office_New_Miscellaneous_Natural Gas_Pool Heater_E3 | F6 | Commercial | Office | New | Miscellaneous | Natural Gas | Pool Heater | E3 | Utility - Value of Sales | 0 | 0 | 0 | 0 | 0 | 0 | 0 | 0 | 0 | 0 | 0 | 0 | 0 | 0 | 0 | 0 | 0 | 0 | 0 | 0 | 0 | 0 | 0 | 0 | 0 | 0 | 0 | 0 | 0 | 0 | 0
F6_Commercial_Office_New_Miscellaneous_Natural Gas_Pool Heater_E4 | F6 | Commercial | Office | New | Miscellaneous | Natural Gas | Pool Heater | E4 | Utility - Value of Sales | 0 | 0 | 0 | 0 | 0 | 0 | 0 | 0 | 0 | 0 | 0 | 0 | 0 | 0 | 0 | 0 | 0 | 0 | 0 | 0 | 0 | 0 | 0 | 0 | 0 | 0 | 0 | 0 | 0 | 0 | 0
F6_Commercial_Office_New_Miscellaneous_Natural Gas_Pool Heater_E5 | F6 | Commercial | Office | New | Miscellaneous | Natural Gas | Pool Heater | E5 | Utility - Value of Sales | 0 | 0 | 0 | 0 | 0 | 0 | 0 | 0 | 0 | 0 | 0 | 0 | 0 | 0 | 0 | 0 | 0 | 0 | 0 | 0 | 0 | 0 | 0 | 0 | 0 | 0 | 0 | 0 | 0 | 0 | 0
F6_Commercial_Office_New_Miscellaneous_Natural Gas_Pool Heater_E6 | F6 | Commercial | Office | New | Miscellaneous | Natural Gas | Pool Heater | E6 | Utility - Value of Sales | 0 | 0 | 0 | 0 | 0 | 0 | 0 | 0 | 0 | 0 | 0 | 0 | 0 | 0 | 0 | 0 | 0 | 0 | 0 | 0 | 0 | 0 | 0 | 0 | 0 | 0 | 0 | 0 | 0 | 0 | 0
F6_Commercial_Office_New_Miscellaneous_Natural Gas_Pool Heater_E7 | F6 | Commercial | Office | New | Miscellaneous | Natural Gas | Pool Heater | E7 | Utility - Value of Sales | 0 | 0 | 0 | 0 | 0 | 0 | 0 | 0 | 0 | 0 | 0 | 0 | 0 | 0 | 0 | 0 | 0 | 0 | 0 | 0 | 0 | 0 | 0 | 0 | 0 | 0 | 0 | 0 | 0 | 0 | 0
F6_Commercial_Office_New_Miscellaneous_Natural Gas_Pool Heater_E8 | F6 | Commercial | Office | New | Miscellaneous | Natural Gas | Pool Heater | E8 | Utility - Value of Sales | 0 | 0 | 0 | 0 | 0 | 0 | 0 | 0 | 0 | 0 | 0 | 0 | 0 | 0 | 0 | 0 | 0 | 0 | 0 | 0 | 0 | 0 | 0 | 0 | 0 | 0 | 0 | 0 | 0 | 0 | 0
F6_Commercial_Office_New_Miscellaneous_Natural Gas_Pool Heater_E9 | F6 | Commercial | Office | New | Miscellaneous | Natural Gas | Pool Heater | E9 | Utility - Value of Sales | 0 | 0 | 0 | 0 | 0 | 0 | 0 | 0 | 0 | 0 | 0 | 0 | 0 | 0 | 0 | 0 | 0 | 0 | 0 | 0 | 0 | 0 | 0 | 0 | 0 | 0 | 0 | 0 | 0 | 0 | 0
F6_Commercial_Office_New_Miscellaneous_Natural Gas_Pool Heater_E10 | F6 | Commercial | Office | New | Miscellaneous | Natural Gas | Pool Heater | E10 | Utility - Value of Sales | 0 | 0 | 0 | 0 | 0 | 0 | 0 | 0 | 0 | 0 | 0 | 0 | 0 | 0 | 0 | 0 | 0 | 0 | 0 | 0 | 0 | 0 | 0 | 0 | 0 | 0 | 0 | 0 | 0 | 0 | 0
F1_Commercial_Office_New_Miscellaneous_Natural Gas_Miscellaneous_E1 | F1 | Commercial | Office | New | Miscellaneous | Natural Gas | Miscellaneous | E1 | Participant - Cost of Equipment | 0.24854 | 0.24854 | 0.24854 | 0.24854 | 0.24854 | 0.24854 | 0.24854 | 0.24854 | 0.24854 | 0.24854 | 0.24854 | 0.24854 | 0.24854 | 0.24854 | 0.24854 | 0.24854 | 0.24854 | 0.24854 | 0.24854 | 0.24854 | 0.24854 | 0.24854 | 0.24854 | 0.24854 | 0.24854 | 0.24854 | 0.24854 | 0.24854 | 0.24854 | 0.24854 | 0.24854
F1_Commercial_Office_New_Miscellaneous_Natural Gas_Miscellaneous_E2 | F1 | Commercial | Office | New | Miscellaneous | Natural Gas | Miscellaneous | E2 | Participant - Cost of Equipment | 0 | 0 | 0 | 0 | 0 | 0 | 0 | 0 | 0 | 0 | 0 | 0 | 0 | 0 | 0 | 0 | 0 | 0 | 0 | 0 | 0 | 0 | 0 | 0 | 0 | 0 | 0 | 0 | 0 | 0 | 0
F1_Commercial_Office_New_Miscellaneous_Natural Gas_Miscellaneous_E3 | F1 | Commercial | Office | New | Miscellaneous | Natural Gas | Miscellaneous | E3 | Participant - Cost of Equipment | 0 | 0 | 0 | 0 | 0 | 0 | 0 | 0 | 0 | 0 | 0 | 0 | 0 | 0 | 0 | 0 | 0 | 0 | 0 | 0 | 0 | 0 | 0 | 0 | 0 | 0 | 0 | 0 | 0 | 0 | 0
F1_Commercial_Office_New_Miscellaneous_Natural Gas_Miscellaneous_E4 | F1 | Commercial | Office | New | Miscellaneous | Natural Gas | Miscellaneous | E4 | Participant - Cost of Equipment | 0 | 0 | 0 | 0 | 0 | 0 | 0 | 0 | 0 | 0 | 0 | 0 | 0 | 0 | 0 | 0 | 0 | 0 | 0 | 0 | 0 | 0 | 0 | 0 | 0 | 0 | 0 | 0 | 0 | 0 | 0
F1_Commercial_Office_New_Miscellaneous_Natural Gas_Miscellaneous_E5 | F1 | Commercial | Office | New | Miscellaneous | Natural Gas | Miscellaneous | E5 | Participant - Cost of Equipment | 0 | 0 | 0 | 0 | 0 | 0 | 0 | 0 | 0 | 0 | 0 | 0 | 0 | 0 | 0 | 0 | 0 | 0 | 0 | 0 | 0 | 0 | 0 | 0 | 0 | 0 | 0 | 0 | 0 | 0 | 0
F1_Commercial_Office_New_Miscellaneous_Natural Gas_Miscellaneous_E6 | F1 | Commercial | Office | New | Miscellaneous | Natural Gas | Miscellaneous | E6 | Participant - Cost of Equipment | 0 | 0 | 0 | 0 | 0 | 0 | 0 | 0 | 0 | 0 | 0 | 0 | 0 | 0 | 0 | 0 | 0 | 0 | 0 | 0 | 0 | 0 | 0 | 0 | 0 | 0 | 0 | 0 | 0 | 0 | 0
F1_Commercial_Office_New_Miscellaneous_Natural Gas_Miscellaneous_E7 | F1 | Commercial | Office | New | Miscellaneous | Natural Gas | Miscellaneous | E7 | Participant - Cost of Equipment | 0 | 0 | 0 | 0 | 0 | 0 | 0 | 0 | 0 | 0 | 0 | 0 | 0 | 0 | 0 | 0 | 0 | 0 | 0 | 0 | 0 | 0 | 0 | 0 | 0 | 0 | 0 | 0 | 0 | 0 | 0
F1_Commercial_Office_New_Miscellaneous_Natural Gas_Miscellaneous_E8 | F1 | Commercial | Office | New | Miscellaneous | Natural Gas | Miscellaneous | E8 | Participant - Cost of Equipment | 0 | 0 | 0 | 0 | 0 | 0 | 0 | 0 | 0 | 0 | 0 | 0 | 0 | 0 | 0 | 0 | 0 | 0 | 0 | 0 | 0 | 0 | 0 | 0 | 0 | 0 | 0 | 0 | 0 | 0 | 0
F1_Commercial_Office_New_Miscellaneous_Natural Gas_Miscellaneous_E9 | F1 | Commercial | Office | New | Miscellaneous | Natural Gas | Miscellaneous | E9 | Participant - Cost of Equipment | 0 | 0 | 0 | 0 | 0 | 0 | 0 | 0 | 0 | 0 | 0 | 0 | 0 | 0 | 0 | 0 | 0 | 0 | 0 | 0 | 0 | 0 | 0 | 0 | 0 | 0 | 0 | 0 | 0 | 0 | 0
F1_Commercial_Office_New_Miscellaneous_Natural Gas_Miscellaneous_E10 | F1 | Commercial | Office | New | Miscellaneous | Natural Gas | Miscellaneous | E10 | Participant - Cost of Equipment | 0 | 0 | 0 | 0 | 0 | 0 | 0 | 0 | 0 | 0 | 0 | 0 | 0 | 0 | 0 | 0 | 0 | 0 | 0 | 0 | 0 | 0 | 0 | 0 | 0 | 0 | 0 | 0 | 0 | 0 | 0
F2_Commercial_Office_New_Miscellaneous_Natural Gas_Miscellaneous_E1 | F2 | Commercial | Office | New | Miscellaneous | Natural Gas | Miscellaneous | E1 | Participant - Cost of Operation | 0.00025366 | 0.00026181 | 0.00026799 | 0.00027505 | 0.00028862 | 0.00026804 | 0.00025251 | 0.00024949 | 0.00025549 | 0.00025973 | 0.00026803 | 0.00026498 | 0.00019051 | 0.00018583 | 0.0001847 | 0.00020503 | 0.0002305 | 0.00025759 | 0.00027574 | 0.00031246 | 0.00035003 | 0.00039245 | 0.00040239 | 0.00013688 | 0.00013393 | 0.0001312 | 0.00012866 | 0.00012628 | 0.00012403 | 0.00012189 | 0.00011984
F2_Commercial_Office_New_Miscellaneous_Natural Gas_Miscellaneous_E2 | F2 | Commercial | Office | New | Miscellaneous | Natural Gas | Miscellaneous | E2 | Participant - Cost of Operation | 0 | 0 | 0 | 0 | 0 | 0 | 0 | 0 | 0 | 0 | 0 | 0 | 0 | 0 | 0 | 0 | 0 | 0 | 0 | 0 | 0 | 0 | 0 | 0 | 0 | 0 | 0 | 0 | 0 | 0 | 0
F2_Commercial_Office_New_Miscellaneous_Natural Gas_Miscellaneous_E3 | F2 | Commercial | Office | New | Miscellaneous | Natural Gas | Miscellaneous | E3 | Participant - Cost of Operation | 0 | 0 | 0 | 0 | 0 | 0 | 0 | 0 | 0 | 0 | 0 | 0 | 0 | 0 | 0 | 0 | 0 | 0 | 0 | 0 | 0 | 0 | 0 | 0 | 0 | 0 | 0 | 0 | 0 | 0 | 0
F2_Commercial_Office_New_Miscellaneous_Natural Gas_Miscellaneous_E4 | F2 | Commercial | Office | New | Miscellaneous | Natural Gas | Miscellaneous | E4 | Participant - Cost of Operation | 0 | 0 | 0 | 0 | 0 | 0 | 0 | 0 | 0 | 0 | 0 | 0 | 0 | 0 | 0 | 0 | 0 | 0 | 0 | 0 | 0 | 0 | 0 | 0 | 0 | 0 | 0 | 0 | 0 | 0 | 0
F2_Commercial_Office_New_Miscellaneous_Natural Gas_Miscellaneous_E5 | F2 | Commercial | Office | New | Miscellaneous | Natural Gas | Miscellaneous | E5 | Participant - Cost of Operation | 0 | 0 | 0 | 0 | 0 | 0 | 0 | 0 | 0 | 0 | 0 | 0 | 0 | 0 | 0 | 0 | 0 | 0 | 0 | 0 | 0 | 0 | 0 | 0 | 0 | 0 | 0 | 0 | 0 | 0 | 0
F2_Commercial_Office_New_Miscellaneous_Natural Gas_Miscellaneous_E6 | F2 | Commercial | Office | New | Miscellaneous | Natural Gas | Miscellaneous | E6 | Participant - Cost of Operation | 0 | 0 | 0 | 0 | 0 | 0 | 0 | 0 | 0 | 0 | 0 | 0 | 0 | 0 | 0 | 0 | 0 | 0 | 0 | 0 | 0 | 0 | 0 | 0 | 0 | 0 | 0 | 0 | 0 | 0 | 0
F2_Commercial_Office_New_Miscellaneous_Natural Gas_Miscellaneous_E7 | F2 | Commercial | Office | New | Miscellaneous | Natural Gas | Miscellaneous | E7 | Participant - Cost of Operation | 0 | 0 | 0 | 0 | 0 | 0 | 0 | 0 | 0 | 0 | 0 | 0 | 0 | 0 | 0 | 0 | 0 | 0 | 0 | 0 | 0 | 0 | 0 | 0 | 0 | 0 | 0 | 0 | 0 | 0 | 0
F2_Commercial_Office_New_Miscellaneous_Natural Gas_Miscellaneous_E8 | F2 | Commercial | Office | New | Miscellaneous | Natural Gas | Miscellaneous | E8 | Participant - Cost of Operation | 0 | 0 | 0 | 0 | 0 | 0 | 0 | 0 | 0 | 0 | 0 | 0 | 0 | 0 | 0 | 0 | 0 | 0 | 0 | 0 | 0 | 0 | 0 | 0 | 0 | 0 | 0 | 0 | 0 | 0 | 0
F2_Commercial_Office_New_Miscellaneous_Natural Gas_Miscellaneous_E9 | F2 | Commercial | Office | New | Miscellaneous | Natural Gas | Miscellaneous | E9 | Participant - Cost of Operation | 0 | 0 | 0 | 0 | 0 | 0 | 0 | 0 | 0 | 0 | 0 | 0 | 0 | 0 | 0 | 0 | 0 | 0 | 0 | 0 | 0 | 0 | 0 | 0 | 0 | 0 | 0 | 0 | 0 | 0 | 0
F2_Commercial_Office_New_Miscellaneous_Natural Gas_Miscellaneous_E10 | F2 | Commercial | Office | New | Miscellaneous | Natural Gas | Miscellaneous | E10 | Participant - Cost of Operation | 0 | 0 | 0 | 0 | 0 | 0 | 0 | 0 | 0 | 0 | 0 | 0 | 0 | 0 | 0 | 0 | 0 | 0 | 0 | 0 | 0 | 0 | 0 | 0 | 0 | 0 | 0 | 0 | 0 | 0 | 0
F3_Commercial_Office_New_Miscellaneous_Natural Gas_Miscellaneous_E1 | F3 | Commercial | Office | New | Miscellaneous | Natural Gas | Miscellaneous | E1 | System - kBTUs of Conusmption | 0.021943 | 0.022054 | 0.021987 | 0.021941 | 0.021941 | 0.021941 | 0.021941 | 0.021941 | 0.021941 | 0.021941 | 0.021941 | 0.021941 | 0.021941 | 0.021941 | 0.021941 | 0.021941 | 0.021941 | 0.021941 | 0.021941 | 0.021941 | 0.021941 | 0.021941 | 0.021941 | 0.021941 | 0.021941 | 0.021941 | 0.021941 | 0.021941 | 0.021941 | 0.021941 | 0.021941
F3_Commercial_Office_New_Miscellaneous_Natural Gas_Miscellaneous_E2 | F3 | Commercial | Office | New | Miscellaneous | Natural Gas | Miscellaneous | E2 | System - kBTUs of Conusmption | 0 | 0 | 0 | 0 | 0 | 0 | 0 | 0 | 0 | 0 | 0 | 0 | 0 | 0 | 0 | 0 | 0 | 0 | 0 | 0 | 0 | 0 | 0 | 0 | 0 | 0 | 0 | 0 | 0 | 0 | 0
F3_Commercial_Office_New_Miscellaneous_Natural Gas_Miscellaneous_E3 | F3 | Commercial | Office | New | Miscellaneous | Natural Gas | Miscellaneous | E3 | System - kBTUs of Conusmption | 0 | 0 | 0 | 0 | 0 | 0 | 0 | 0 | 0 | 0 | 0 | 0 | 0 | 0 | 0 | 0 | 0 | 0 | 0 | 0 | 0 | 0 | 0 | 0 | 0 | 0 | 0 | 0 | 0 | 0 | 0
F3_Commercial_Office_New_Miscellaneous_Natural Gas_Miscellaneous_E4 | F3 | Commercial | Office | New | Miscellaneous | Natural Gas | Miscellaneous | E4 | System - kBTUs of Conusmption | 0 | 0 | 0 | 0 | 0 | 0 | 0 | 0 | 0 | 0 | 0 | 0 | 0 | 0 | 0 | 0 | 0 | 0 | 0 | 0 | 0 | 0 | 0 | 0 | 0 | 0 | 0 | 0 | 0 | 0 | 0
F3_Commercial_Office_New_Miscellaneous_Natural Gas_Miscellaneous_E5 | F3 | Commercial | Office | New | Miscellaneous | Natural Gas | Miscellaneous | E5 | System - kBTUs of Conusmption | 0 | 0 | 0 | 0 | 0 | 0 | 0 | 0 | 0 | 0 | 0 | 0 | 0 | 0 | 0 | 0 | 0 | 0 | 0 | 0 | 0 | 0 | 0 | 0 | 0 | 0 | 0 | 0 | 0 | 0 | 0
F3_Commercial_Office_New_Miscellaneous_Natural Gas_Miscellaneous_E6 | F3 | Commercial | Office | New | Miscellaneous | Natural Gas | Miscellaneous | E6 | System - kBTUs of Conusmption | 0 | 0 | 0 | 0 | 0 | 0 | 0 | 0 | 0 | 0 | 0 | 0 | 0 | 0 | 0 | 0 | 0 | 0 | 0 | 0 | 0 | 0 | 0 | 0 | 0 | 0 | 0 | 0 | 0 | 0 | 0
F3_Commercial_Office_New_Miscellaneous_Natural Gas_Miscellaneous_E7 | F3 | Commercial | Office | New | Miscellaneous | Natural Gas | Miscellaneous | E7 | System - kBTUs of Conusmption | 0 | 0 | 0 | 0 | 0 | 0 | 0 | 0 | 0 | 0 | 0 | 0 | 0 | 0 | 0 | 0 | 0 | 0 | 0 | 0 | 0 | 0 | 0 | 0 | 0 | 0 | 0 | 0 | 0 | 0 | 0
F3_Commercial_Office_New_Miscellaneous_Natural Gas_Miscellaneous_E8 | F3 | Commercial | Office | New | Miscellaneous | Natural Gas | Miscellaneous | E8 | System - kBTUs of Conusmption | 0 | 0 | 0 | 0 | 0 | 0 | 0 | 0 | 0 | 0 | 0 | 0 | 0 | 0 | 0 | 0 | 0 | 0 | 0 | 0 | 0 | 0 | 0 | 0 | 0 | 0 | 0 | 0 | 0 | 0 | 0
F3_Commercial_Office_New_Miscellaneous_Natural Gas_Miscellaneous_E9 | F3 | Commercial | Office | New | Miscellaneous | Natural Gas | Miscellaneous | E9 | System - kBTUs of Conusmption | 0 | 0 | 0 | 0 | 0 | 0 | 0 | 0 | 0 | 0 | 0 | 0 | 0 | 0 | 0 | 0 | 0 | 0 | 0 | 0 | 0 | 0 | 0 | 0 | 0 | 0 | 0 | 0 | 0 | 0 | 0
F3_Commercial_Office_New_Miscellaneous_Natural Gas_Miscellaneous_E10 | F3 | Commercial | Office | New | Miscellaneous | Natural Gas | Miscellaneous | E10 | System - kBTUs of Conusmption | 0 | 0 | 0 | 0 | 0 | 0 | 0 | 0 | 0 | 0 | 0 | 0 | 0 | 0 | 0 | 0 | 0 | 0 | 0 | 0 | 0 | 0 | 0 | 0 | 0 | 0 | 0 | 0 | 0 | 0 | 0
F4_Commercial_Office_New_Miscellaneous_Natural Gas_Miscellaneous_E1 | F4 | Commercial | Office | New | Miscellaneous | Natural Gas | Miscellaneous | E1 | Utility - Cost of Equipment | 0.24854 | 0.24854 | 0.24854 | 0.24854 | 0.24854 | 0.24854 | 0.24854 | 0.24854 | 0.24854 | 0.24854 | 0.24854 | 0.24854 | 0.24854 | 0.24854 | 0.24854 | 0.24854 | 0.24854 | 0.24854 | 0.24854 | 0.24854 | 0.24854 | 0.24854 | 0.24854 | 0.24854 | 0.24854 | 0.24854 | 0.24854 | 0.24854 | 0.24854 | 0.24854 | 0.24854
F4_Commercial_Office_New_Miscellaneous_Natural Gas_Miscellaneous_E2 | F4 | Commercial | Office | New | Miscellaneous | Natural Gas | Miscellaneous | E2 | Utility - Cost of Equipment | 0 | 0 | 0 | 0 | 0 | 0 | 0 | 0 | 0 | 0 | 0 | 0 | 0 | 0 | 0 | 0 | 0 | 0 | 0 | 0 | 0 | 0 | 0 | 0 | 0 | 0 | 0 | 0 | 0 | 0 | 0
F4_Commercial_Office_New_Miscellaneous_Natural Gas_Miscellaneous_E3 | F4 | Commercial | Office | New | Miscellaneous | Natural Gas | Miscellaneous | E3 | Utility - Cost of Equipment | 0 | 0 | 0 | 0 | 0 | 0 | 0 | 0 | 0 | 0 | 0 | 0 | 0 | 0 | 0 | 0 | 0 | 0 | 0 | 0 | 0 | 0 | 0 | 0 | 0 | 0 | 0 | 0 | 0 | 0 | 0
F4_Commercial_Office_New_Miscellaneous_Natural Gas_Miscellaneous_E4 | F4 | Commercial | Office | New | Miscellaneous | Natural Gas | Miscellaneous | E4 | Utility - Cost of Equipment | 0 | 0 | 0 | 0 | 0 | 0 | 0 | 0 | 0 | 0 | 0 | 0 | 0 | 0 | 0 | 0 | 0 | 0 | 0 | 0 | 0 | 0 | 0 | 0 | 0 | 0 | 0 | 0 | 0 | 0 | 0
F4_Commercial_Office_New_Miscellaneous_Natural Gas_Miscellaneous_E5 | F4 | Commercial | Office | New | Miscellaneous | Natural Gas | Miscellaneous | E5 | Utility - Cost of Equipment | 0 | 0 | 0 | 0 | 0 | 0 | 0 | 0 | 0 | 0 | 0 | 0 | 0 | 0 | 0 | 0 | 0 | 0 | 0 | 0 | 0 | 0 | 0 | 0 | 0 | 0 | 0 | 0 | 0 | 0 | 0
F4_Commercial_Office_New_Miscellaneous_Natural Gas_Miscellaneous_E6 | F4 | Commercial | Office | New | Miscellaneous | Natural Gas | Miscellaneous | E6 | Utility - Cost of Equipment | 0 | 0 | 0 | 0 | 0 | 0 | 0 | 0 | 0 | 0 | 0 | 0 | 0 | 0 | 0 | 0 | 0 | 0 | 0 | 0 | 0 | 0 | 0 | 0 | 0 | 0 | 0 | 0 | 0 | 0 | 0
F4_Commercial_Office_New_Miscellaneous_Natural Gas_Miscellaneous_E7 | F4 | Commercial | Office | New | Miscellaneous | Natural Gas | Miscellaneous | E7 | Utility - Cost of Equipment | 0 | 0 | 0 | 0 | 0 | 0 | 0 | 0 | 0 | 0 | 0 | 0 | 0 | 0 | 0 | 0 | 0 | 0 | 0 | 0 | 0 | 0 | 0 | 0 | 0 | 0 | 0 | 0 | 0 | 0 | 0
F4_Commercial_Office_New_Miscellaneous_Natural Gas_Miscellaneous_E8 | F4 | Commercial | Office | New | Miscellaneous | Natural Gas | Miscellaneous | E8 | Utility - Cost of Equipment | 0 | 0 | 0 | 0 | 0 | 0 | 0 | 0 | 0 | 0 | 0 | 0 | 0 | 0 | 0 | 0 | 0 | 0 | 0 | 0 | 0 | 0 | 0 | 0 | 0 | 0 | 0 | 0 | 0 | 0 | 0
F4_Commercial_Office_New_Miscellaneous_Natural Gas_Miscellaneous_E9 | F4 | Commercial | Office | New | Miscellaneous | Natural Gas | Miscellaneous | E9 | Utility - Cost of Equipment | 0 | 0 | 0 | 0 | 0 | 0 | 0 | 0 | 0 | 0 | 0 | 0 | 0 | 0 | 0 | 0 | 0 | 0 | 0 | 0 | 0 | 0 | 0 | 0 | 0 | 0 | 0 | 0 | 0 | 0 | 0
F4_Commercial_Office_New_Miscellaneous_Natural Gas_Miscellaneous_E10 | F4 | Commercial | Office | New | Miscellaneous | Natural Gas | Miscellaneous | E10 | Utility - Cost of Equipment | 0 | 0 | 0 | 0 | 0 | 0 | 0 | 0 | 0 | 0 | 0 | 0 | 0 | 0 | 0 | 0 | 0 | 0 | 0 | 0 | 0 | 0 | 0 | 0 | 0 | 0 | 0 | 0 | 0 | 0 | 0
F5_Commercial_Office_New_Miscellaneous_Natural Gas_Miscellaneous_E1 | F5 | Commercial | Office | New | Miscellaneous | Natural Gas | Miscellaneous | E1 | Utility - Cost of Operation | 0.00021173 | 0.00021853 | 0.00022368 | 0.00022958 | 0.0002409 | 0.00022373 | 0.00021076 | 0.00020825 | 0.00021325 | 0.00021679 | 0.00022372 | 0.00022117 | 0.00015902 | 0.00015511 | 0.00015417 | 0.00017114 | 0.00019239 | 0.00021501 | 0.00023015 | 0.0002608 | 0.00029216 | 0.00032757 | 0.00033586 | 0.00011425 | 0.00011179 | 0.00010951 | 0.00010739 | 0.0001054 | 0.00010353 | 0.00010174 | 0.00010003
F5_Commercial_Office_New_Miscellaneous_Natural Gas_Miscellaneous_E2 | F5 | Commercial | Office | New | Miscellaneous | Natural Gas | Miscellaneous | E2 | Utility - Cost of Operation | 0 | 0 | 0 | 0 | 0 | 0 | 0 | 0 | 0 | 0 | 0 | 0 | 0 | 0 | 0 | 0 | 0 | 0 | 0 | 0 | 0 | 0 | 0 | 0 | 0 | 0 | 0 | 0 | 0 | 0 | 0
F5_Commercial_Office_New_Miscellaneous_Natural Gas_Miscellaneous_E3 | F5 | Commercial | Office | New | Miscellaneous | Natural Gas | Miscellaneous | E3 | Utility - Cost of Operation | 0 | 0 | 0 | 0 | 0 | 0 | 0 | 0 | 0 | 0 | 0 | 0 | 0 | 0 | 0 | 0 | 0 | 0 | 0 | 0 | 0 | 0 | 0 | 0 | 0 | 0 | 0 | 0 | 0 | 0 | 0
F5_Commercial_Office_New_Miscellaneous_Natural Gas_Miscellaneous_E4 | F5 | Commercial | Office | New | Miscellaneous | Natural Gas | Miscellaneous | E4 | Utility - Cost of Operation | 0 | 0 | 0 | 0 | 0 | 0 | 0 | 0 | 0 | 0 | 0 | 0 | 0 | 0 | 0 | 0 | 0 | 0 | 0 | 0 | 0 | 0 | 0 | 0 | 0 | 0 | 0 | 0 | 0 | 0 | 0
F5_Commercial_Office_New_Miscellaneous_Natural Gas_Miscellaneous_E5 | F5 | Commercial | Office | New | Miscellaneous | Natural Gas | Miscellaneous | E5 | Utility - Cost of Operation | 0 | 0 | 0 | 0 | 0 | 0 | 0 | 0 | 0 | 0 | 0 | 0 | 0 | 0 | 0 | 0 | 0 | 0 | 0 | 0 | 0 | 0 | 0 | 0 | 0 | 0 | 0 | 0 | 0 | 0 | 0
F5_Commercial_Office_New_Miscellaneous_Natural Gas_Miscellaneous_E6 | F5 | Commercial | Office | New | Miscellaneous | Natural Gas | Miscellaneous | E6 | Utility - Cost of Operation | 0 | 0 | 0 | 0 | 0 | 0 | 0 | 0 | 0 | 0 | 0 | 0 | 0 | 0 | 0 | 0 | 0 | 0 | 0 | 0 | 0 | 0 | 0 | 0 | 0 | 0 | 0 | 0 | 0 | 0 | 0
F5_Commercial_Office_New_Miscellaneous_Natural Gas_Miscellaneous_E7 | F5 | Commercial | Office | New | Miscellaneous | Natural Gas | Miscellaneous | E7 | Utility - Cost of Operation | 0 | 0 | 0 | 0 | 0 | 0 | 0 | 0 | 0 | 0 | 0 | 0 | 0 | 0 | 0 | 0 | 0 | 0 | 0 | 0 | 0 | 0 | 0 | 0 | 0 | 0 | 0 | 0 | 0 | 0 | 0
F5_Commercial_Office_New_Miscellaneous_Natural Gas_Miscellaneous_E8 | F5 | Commercial | Office | New | Miscellaneous | Natural Gas | Miscellaneous | E8 | Utility - Cost of Operation | 0 | 0 | 0 | 0 | 0 | 0 | 0 | 0 | 0 | 0 | 0 | 0 | 0 | 0 | 0 | 0 | 0 | 0 | 0 | 0 | 0 | 0 | 0 | 0 | 0 | 0 | 0 | 0 | 0 | 0 | 0
F5_Commercial_Office_New_Miscellaneous_Natural Gas_Miscellaneous_E9 | F5 | Commercial | Office | New | Miscellaneous | Natural Gas | Miscellaneous | E9 | Utility - Cost of Operation | 0 | 0 | 0 | 0 | 0 | 0 | 0 | 0 | 0 | 0 | 0 | 0 | 0 | 0 | 0 | 0 | 0 | 0 | 0 | 0 | 0 | 0 | 0 | 0 | 0 | 0 | 0 | 0 | 0 | 0 | 0
F5_Commercial_Office_New_Miscellaneous_Natural Gas_Miscellaneous_E10 | F5 | Commercial | Office | New | Miscellaneous | Natural Gas | Miscellaneous | E10 | Utility - Cost of Operation | 0 | 0 | 0 | 0 | 0 | 0 | 0 | 0 | 0 | 0 | 0 | 0 | 0 | 0 | 0 | 0 | 0 | 0 | 0 | 0 | 0 | 0 | 0 | 0 | 0 | 0 | 0 | 0 | 0 | 0 | 0
F6_Commercial_Office_New_Miscellaneous_Natural Gas_Miscellaneous_E1 | F6 | Commercial | Office | New | Miscellaneous | Natural Gas | Miscellaneous | E1 | Utility - Value of Sales | 0.00025366 | 0.00026181 | 0.00026799 | 0.00027505 | 0.00028862 | 0.00026804 | 0.00025251 | 0.00024949 | 0.00025549 | 0.00025973 | 0.00026803 | 0.00026498 | 0.00019051 | 0.00018583 | 0.0001847 | 0.00020503 | 0.0002305 | 0.00025759 | 0.00027574 | 0.00031246 | 0.00035003 | 0.00039245 | 0.00040239 | 0.00013688 | 0.00013393 | 0.0001312 | 0.00012866 | 0.00012628 | 0.00012403 | 0.00012189 | 0.00011984
F6_Commercial_Office_New_Miscellaneous_Natural Gas_Miscellaneous_E2 | F6 | Commercial | Office | New | Miscellaneous | Natural Gas | Miscellaneous | E2 | Utility - Value of Sales | 0 | 0 | 0 | 0 | 0 | 0 | 0 | 0 | 0 | 0 | 0 | 0 | 0 | 0 | 0 | 0 | 0 | 0 | 0 | 0 | 0 | 0 | 0 | 0 | 0 | 0 | 0 | 0 | 0 | 0 | 0
F6_Commercial_Office_New_Miscellaneous_Natural Gas_Miscellaneous_E3 | F6 | Commercial | Office | New | Miscellaneous | Natural Gas | Miscellaneous | E3 | Utility - Value of Sales | 0 | 0 | 0 | 0 | 0 | 0 | 0 | 0 | 0 | 0 | 0 | 0 | 0 | 0 | 0 | 0 | 0 | 0 | 0 | 0 | 0 | 0 | 0 | 0 | 0 | 0 | 0 | 0 | 0 | 0 | 0
F6_Commercial_Office_New_Miscellaneous_Natural Gas_Miscellaneous_E4 | F6 | Commercial | Office | New | Miscellaneous | Natural Gas | Miscellaneous | E4 | Utility - Value of Sales | 0 | 0 | 0 | 0 | 0 | 0 | 0 | 0 | 0 | 0 | 0 | 0 | 0 | 0 | 0 | 0 | 0 | 0 | 0 | 0 | 0 | 0 | 0 | 0 | 0 | 0 | 0 | 0 | 0 | 0 | 0
F6_Commercial_Office_New_Miscellaneous_Natural Gas_Miscellaneous_E5 | F6 | Commercial | Office | New | Miscellaneous | Natural Gas | Miscellaneous | E5 | Utility - Value of Sales | 0 | 0 | 0 | 0 | 0 | 0 | 0 | 0 | 0 | 0 | 0 | 0 | 0 | 0 | 0 | 0 | 0 | 0 | 0 | 0 | 0 | 0 | 0 | 0 | 0 | 0 | 0 | 0 | 0 | 0 | 0
F6_Commercial_Office_New_Miscellaneous_Natural Gas_Miscellaneous_E6 | F6 | Commercial | Office | New | Miscellaneous | Natural Gas | Miscellaneous | E6 | Utility - Value of Sales | 0 | 0 | 0 | 0 | 0 | 0 | 0 | 0 | 0 | 0 | 0 | 0 | 0 | 0 | 0 | 0 | 0 | 0 | 0 | 0 | 0 | 0 | 0 | 0 | 0 | 0 | 0 | 0 | 0 | 0 | 0
F6_Commercial_Office_New_Miscellaneous_Natural Gas_Miscellaneous_E7 | F6 | Commercial | Office | New | Miscellaneous | Natural Gas | Miscellaneous | E7 | Utility - Value of Sales | 0 | 0 | 0 | 0 | 0 | 0 | 0 | 0 | 0 | 0 | 0 | 0 | 0 | 0 | 0 | 0 | 0 | 0 | 0 | 0 | 0 | 0 | 0 | 0 | 0 | 0 | 0 | 0 | 0 | 0 | 0
F6_Commercial_Office_New_Miscellaneous_Natural Gas_Miscellaneous_E8 | F6 | Commercial | Office | New | Miscellaneous | Natural Gas | Miscellaneous | E8 | Utility - Value of Sales | 0 | 0 | 0 | 0 | 0 | 0 | 0 | 0 | 0 | 0 | 0 | 0 | 0 | 0 | 0 | 0 | 0 | 0 | 0 | 0 | 0 | 0 | 0 | 0 | 0 | 0 | 0 | 0 | 0 | 0 | 0
F6_Commercial_Office_New_Miscellaneous_Natural Gas_Miscellaneous_E9 | F6 | Commercial | Office | New | Miscellaneous | Natural Gas | Miscellaneous | E9 | Utility - Value of Sales | 0 | 0 | 0 | 0 | 0 | 0 | 0 | 0 | 0 | 0 | 0 | 0 | 0 | 0 | 0 | 0 | 0 | 0 | 0 | 0 | 0 | 0 | 0 | 0 | 0 | 0 | 0 | 0 | 0 | 0 | 0
F6_Commercial_Office_New_Miscellaneous_Natural Gas_Miscellaneous_E10 | F6 | Commercial | Office | New | Miscellaneous | Natural Gas | Miscellaneous | E10 | Utility - Value of Sales | 0 | 0 | 0 | 0 | 0 | 0 | 0 | 0 | 0 | 0 | 0 | 0 | 0 | 0 | 0 | 0 | 0 | 0 | 0 | 0 | 0 | 0 | 0 | 0 | 0 | 0 | 0 | 0 | 0 | 0 | 0
F1_Commercial_Retail_Existing_Space Heating_Natural Gas_Furnace_E1 | F1 | Commercial | Retail | Existing | Space Heating | Natural Gas | Furnace | E1 | Participant - Cost of Equipment | 0.085014 | 0.085014 | 0.085014 | 0.085014 | 0.085014 | 0 | 0 | 0 | 0 | 0 | 0 | 0 | 0 | 0 | 0 | 0 | 0 | 0 | 0 | 0 | 0 | 0 | 0 | 0 | 0 | 0 | 0 | 0 | 0 | 0 | 0
F1_Commercial_Retail_Existing_Space Heating_Natural Gas_Furnace_E2 | F1 | Commercial | Retail | Existing | Space Heating | Natural Gas | Furnace | E2 | Participant - Cost of Equipment | 0.105 | 0.105 | 0.105 | 0.105 | 0.105 | 0 | 0 | 0 | 0 | 0 | 0 | 0 | 0 | 0 | 0 | 0 | 0 | 0 | 0 | 0 | 0 | 0 | 0 | 0 | 0 | 0 | 0 | 0 | 0 | 0 | 0
F1_Commercial_Retail_Existing_Space Heating_Natural Gas_Furnace_E3 | F1 | Commercial | Retail | Existing | Space Heating | Natural Gas | Furnace | E3 | Participant - Cost of Equipment | 0.1267 | 0.1267 | 0.1267 | 0.1267 | 0.1267 | 0.1267 | 0.1267 | 0.1267 | 0.1267 | 0.1267 | 0.1267 | 0.1267 | 0.1267 | 0.1267 | 0.1267 | 0.1267 | 0.1267 | 0.1267 | 0.1267 | 0.1267 | 0.1267 | 0.1267 | 0.1267 | 0.1267 | 0.1267 | 0.1267 | 0.1267 | 0.1267 | 0.1267 | 0.1267 | 0.1267
F1_Commercial_Retail_Existing_Space Heating_Natural Gas_Furnace_E4 | F1 | Commercial | Retail | Existing | Space Heating | Natural Gas | Furnace | E4 | Participant - Cost of Equipment | 0.1048 | 0.1048 | 0.1048 | 0.1048 | 0.1048 | 0.1048 | 0.1048 | 0.1048 | 0.1048 | 0.1048 | 0.1048 | 0.1048 | 0.1048 | 0.1048 | 0.1048 | 0.1048 | 0.1048 | 0.1048 | 0.1048 | 0.1048 | 0.1048 | 0.1048 | 0.1048 | 0.1048 | 0.1048 | 0.1048 | 0.1048 | 0.1048 | 0.1048 | 0.1048 | 0.1048
F1_Commercial_Retail_Existing_Space Heating_Natural Gas_Furnace_E5 | F1 | Commercial | Retail | Existing | Space Heating | Natural Gas | Furnace | E5 | Participant - Cost of Equipment | 0 | 0 | 0 | 0 | 0 | 0 | 0 | 0.87258 | 0.87258 | 0.87258 | 0.87258 | 0.87258 | 0.87258 | 0.87258 | 0.87258 | 0.87258 | 0.87258 | 0.87258 | 0.87258 | 0.87258 | 0.87258 | 0.87258 | 0.87258 | 0.87258 | 0.87258 | 0.87258 | 0.87258 | 0.87258 | 0.87258 | 0.87258 | 0.87258
F1_Commercial_Retail_Existing_Space Heating_Natural Gas_Furnace_E6 | F1 | Commercial | Retail | Existing | Space Heating | Natural Gas | Furnace | E6 | Participant - Cost of Equipment | 0 | 0 | 0 | 0 | 0 | 0 | 0 | 0 | 0 | 0 | 0 | 0 | 0 | 0 | 0 | 0 | 0 | 0 | 0 | 0 | 0 | 0 | 0 | 0 | 0 | 0 | 0 | 0 | 0 | 0 | 0
F1_Commercial_Retail_Existing_Space Heating_Natural Gas_Furnace_E7 | F1 | Commercial | Retail | Existing | Space Heating | Natural Gas | Furnace | E7 | Participant - Cost of Equipment | 0 | 0 | 0 | 0 | 0 | 0 | 0 | 0 | 0 | 0 | 0 | 0 | 0 | 0 | 0 | 0 | 0 | 0 | 0 | 0 | 0 | 0 | 0 | 0 | 0 | 0 | 0 | 0 | 0 | 0 | 0
F1_Commercial_Retail_Existing_Space Heating_Natural Gas_Furnace_E8 | F1 | Commercial | Retail | Existing | Space Heating | Natural Gas | Furnace | E8 | Participant - Cost of Equipment | 0 | 0 | 0 | 0 | 0 | 0 | 0 | 0 | 0 | 0 | 0 | 0 | 0 | 0 | 0 | 0 | 0 | 0 | 0 | 0 | 0 | 0 | 0 | 0 | 0 | 0 | 0 | 0 | 0 | 0 | 0
F1_Commercial_Retail_Existing_Space Heating_Natural Gas_Furnace_E9 | F1 | Commercial | Retail | Existing | Space Heating | Natural Gas | Furnace | E9 | Participant - Cost of Equipment | 0 | 0 | 0 | 0 | 0 | 0 | 0 | 0 | 0 | 0 | 0 | 0 | 0 | 0 | 0 | 0 | 0 | 0 | 0 | 0 | 0 | 0 | 0 | 0 | 0 | 0 | 0 | 0 | 0 | 0 | 0
F1_Commercial_Retail_Existing_Space Heating_Natural Gas_Furnace_E10 | F1 | Commercial | Retail | Existing | Space Heating | Natural Gas | Furnace | E10 | Participant - Cost of Equipment | 0 | 0 | 0 | 0 | 0 | 0 | 0 | 0 | 0 | 0 | 0 | 0 | 0 | 0 | 0 | 0 | 0 | 0 | 0 | 0 | 0 | 0 | 0 | 0 | 0 | 0 | 0 | 0 | 0 | 0 | 0
F2_Commercial_Retail_Existing_Space Heating_Natural Gas_Furnace_E1 | F2 | Commercial | Retail | Existing | Space Heating | Natural Gas | Furnace | E1 | Participant - Cost of Operation | 0.17858 | 0.17973 | 0.18037 | 0.18114 | 0.18274 | 0 | 0 | 0 | 0 | 0 | 0 | 0 | 0 | 0 | 0 | 0 | 0 | 0 | 0 | 0 | 0 | 0 | 0 | 0 | 0 | 0 | 0 | 0 | 0 | 0 | 0
F2_Commercial_Retail_Existing_Space Heating_Natural Gas_Furnace_E2 | F2 | Commercial | Retail | Existing | Space Heating | Natural Gas | Furnace | E2 | Participant - Cost of Operation | 0.17638 | 0.17751 | 0.17814 | 0.17891 | 0.18049 | 0 | 0 | 0 | 0 | 0 | 0 | 0 | 0 | 0 | 0 | 0 | 0 | 0 | 0 | 0 | 0 | 0 | 0 | 0 | 0 | 0 | 0 | 0 | 0 | 0 | 0
F2_Commercial_Retail_Existing_Space Heating_Natural Gas_Furnace_E3 | F2 | Commercial | Retail | Existing | Space Heating | Natural Gas | Furnace | E3 | Participant - Cost of Operation | 0.15699 | 0.158 | 0.15856 | 0.15925 | 0.16065 | 0.15589 | 0.15252 | 0.14982 | 0.14892 | 0.14764 | 0.14694 | 0.14598 | 0.13103 | 0.12997 | 0.12984 | 0.12886 | 0.12852 | 0.12841 | 0.12602 | 0.12682 | 0.12717 | 0.12776 | 0.12859 | 0.074812 | 0.072945 | 0.071028 | 0.069042 | 0.066968 | 0.064786 | 0.062478 | 0.060026
F2_Commercial_Retail_Existing_Space Heating_Natural Gas_Furnace_E4 | F2 | Commercial | Retail | Existing | Space Heating | Natural Gas | Furnace | E4 | Participant - Cost of Operation | 0.14882 | 0.14977 | 0.15031 | 0.15095 | 0.15229 | 0.14777 | 0.14458 | 0.14201 | 0.14116 | 0.13995 | 0.13929 | 0.13837 | 0.1242 | 0.1232 | 0.12308 | 0.12215 | 0.12182 | 0.12173 | 0.11946 | 0.12022 | 0.12054 | 0.12111 | 0.1219 | 0.070916 | 0.069146 | 0.067329 | 0.065446 | 0.06348 | 0.061412 | 0.059224 | 0.0569
F2_Commercial_Retail_Existing_Space Heating_Natural Gas_Furnace_E5 | F2 | Commercial | Retail | Existing | Space Heating | Natural Gas | Furnace | E5 | Participant - Cost of Operation | 0 | 0 | 0 | 0 | 0 | 0 | 0 | 0.10487 | 0.10424 | 0.10334 | 0.10286 | 0.10218 | 0.091719 | 0.09098 | 0.090887 | 0.090202 | 0.089961 | 0.089889 | 0.088216 | 0.088777 | 0.089017 | 0.089433 | 0.090016 | 0.052369 | 0.051062 | 0.04972 | 0.04833 | 0.046878 | 0.04535 | 0.043735 | 0.042018
F2_Commercial_Retail_Existing_Space Heating_Natural Gas_Furnace_E6 | F2 | Commercial | Retail | Existing | Space Heating | Natural Gas | Furnace | E6 | Participant - Cost of Operation | 0 | 0 | 0 | 0 | 0 | 0 | 0 | 0 | 0 | 0 | 0 | 0 | 0 | 0 | 0 | 0 | 0 | 0 | 0 | 0 | 0 | 0 | 0 | 0 | 0 | 0 | 0 | 0 | 0 | 0 | 0
F2_Commercial_Retail_Existing_Space Heating_Natural Gas_Furnace_E7 | F2 | Commercial | Retail | Existing | Space Heating | Natural Gas | Furnace | E7 | Participant - Cost of Operation | 0 | 0 | 0 | 0 | 0 | 0 | 0 | 0 | 0 | 0 | 0 | 0 | 0 | 0 | 0 | 0 | 0 | 0 | 0 | 0 | 0 | 0 | 0 | 0 | 0 | 0 | 0 | 0 | 0 | 0 | 0
F2_Commercial_Retail_Existing_Space Heating_Natural Gas_Furnace_E8 | F2 | Commercial | Retail | Existing | Space Heating | Natural Gas | Furnace | E8 | Participant - Cost of Operation | 0 | 0 | 0 | 0 | 0 | 0 | 0 | 0 | 0 | 0 | 0 | 0 | 0 | 0 | 0 | 0 | 0 | 0 | 0 | 0 | 0 | 0 | 0 | 0 | 0 | 0 | 0 | 0 | 0 | 0 | 0
F2_Commercial_Retail_Existing_Space Heating_Natural Gas_Furnace_E9 | F2 | Commercial | Retail | Existing | Space Heating | Natural Gas | Furnace | E9 | Participant - Cost of Operation | 0 | 0 | 0 | 0 | 0 | 0 | 0 | 0 | 0 | 0 | 0 | 0 | 0 | 0 | 0 | 0 | 0 | 0 | 0 | 0 | 0 | 0 | 0 | 0 | 0 | 0 | 0 | 0 | 0 | 0 | 0
F2_Commercial_Retail_Existing_Space Heating_Natural Gas_Furnace_E10 | F2 | Commercial | Retail | Existing | Space Heating | Natural Gas | Furnace | E10 | Participant - Cost of Operation | 0 | 0 | 0 | 0 | 0 | 0 | 0 | 0 | 0 | 0 | 0 | 0 | 0 | 0 | 0 | 0 | 0 | 0 | 0 | 0 | 0 | 0 | 0 | 0 | 0 | 0 | 0 | 0 | 0 | 0 | 0
F3_Commercial_Retail_Existing_Space Heating_Natural Gas_Furnace_E1 | F3 | Commercial | Retail | Existing | Space Heating | Natural Gas | Furnace | E1 | System - kBTUs of Conusmption | 15.3392 | 15.3552 | 15.345 | 15.3381 | 15.3381 | 0 | 0 | 0 | 0 | 0 | 0 | 0 | 0 | 0 | 0 | 0 | 0 | 0 | 0 | 0 | 0 | 0 | 0 | 0 | 0 | 0 | 0 | 0 | 0 | 0 | 0
F3_Commercial_Retail_Existing_Space Heating_Natural Gas_Furnace_E2 | F3 | Commercial | Retail | Existing | Space Heating | Natural Gas | Furnace | E2 | System - kBTUs of Conusmption | 15.1499 | 15.1656 | 15.1556 | 15.1487 | 15.1487 | 0 | 0 | 0 | 0 | 0 | 0 | 0 | 0 | 0 | 0 | 0 | 0 | 0 | 0 | 0 | 0 | 0 | 0 | 0 | 0 | 0 | 0 | 0 | 0 | 0 | 0
F3_Commercial_Retail_Existing_Space Heating_Natural Gas_Furnace_E3 | F3 | Commercial | Retail | Existing | Space Heating | Natural Gas | Furnace | E3 | System - kBTUs of Conusmption | 13.485 | 13.4991 | 13.4901 | 13.484 | 13.484 | 13.484 | 13.484 | 13.484 | 13.484 | 13.484 | 13.484 | 13.484 | 13.484 | 13.484 | 13.484 | 13.484 | 13.484 | 13.484 | 13.484 | 13.484 | 13.484 | 13.484 | 13.484 | 13.484 | 13.484 | 13.484 | 13.484 | 13.484 | 13.484 | 13.484 | 13.484
F3_Commercial_Retail_Existing_Space Heating_Natural Gas_Furnace_E4 | F3 | Commercial | Retail | Existing | Space Heating | Natural Gas | Furnace | E4 | System - kBTUs of Conusmption | 12.7827 | 12.796 | 12.7875 | 12.7817 | 12.7817 | 12.7817 | 12.7817 | 12.7817 | 12.7817 | 12.7817 | 12.7817 | 12.7817 | 12.7817 | 12.7817 | 12.7817 | 12.7817 | 12.7817 | 12.7817 | 12.7817 | 12.7817 | 12.7817 | 12.7817 | 12.7817 | 12.7817 | 12.7817 | 12.7817 | 12.7817 | 12.7817 | 12.7817 | 12.7817 | 12.7817
F3_Commercial_Retail_Existing_Space Heating_Natural Gas_Furnace_E5 | F3 | Commercial | Retail | Existing | Space Heating | Natural Gas | Furnace | E5 | System - kBTUs of Conusmption | 0 | 0 | 0 | 0 | 0 | 0 | 0 | 9.4388 | 9.4388 | 9.4388 | 9.4388 | 9.4388 | 9.4388 | 9.4388 | 9.4388 | 9.4388 | 9.4388 | 9.4388 | 9.4388 | 9.4388 | 9.4388 | 9.4388 | 9.4388 | 9.4388 | 9.4388 | 9.4388 | 9.4388 | 9.4388 | 9.4388 | 9.4388 | 9.4388
F3_Commercial_Retail_Existing_Space Heating_Natural Gas_Furnace_E6 | F3 | Commercial | Retail | Existing | Space Heating | Natural Gas | Furnace | E6 | System - kBTUs of Conusmption | 0 | 0 | 0 | 0 | 0 | 0 | 0 | 0 | 0 | 0 | 0 | 0 | 0 | 0 | 0 | 0 | 0 | 0 | 0 | 0 | 0 | 0 | 0 | 0 | 0 | 0 | 0 | 0 | 0 | 0 | 0
F3_Commercial_Retail_Existing_Space Heating_Natural Gas_Furnace_E7 | F3 | Commercial | Retail | Existing | Space Heating | Natural Gas | Furnace | E7 | System - kBTUs of Conusmption | 0 | 0 | 0 | 0 | 0 | 0 | 0 | 0 | 0 | 0 | 0 | 0 | 0 | 0 | 0 | 0 | 0 | 0 | 0 | 0 | 0 | 0 | 0 | 0 | 0 | 0 | 0 | 0 | 0 | 0 | 0
F3_Commercial_Retail_Existing_Space Heating_Natural Gas_Furnace_E8 | F3 | Commercial | Retail | Existing | Space Heating | Natural Gas | Furnace | E8 | System - kBTUs of Conusmption | 0 | 0 | 0 | 0 | 0 | 0 | 0 | 0 | 0 | 0 | 0 | 0 | 0 | 0 | 0 | 0 | 0 | 0 | 0 | 0 | 0 | 0 | 0 | 0 | 0 | 0 | 0 | 0 | 0 | 0 | 0
F3_Commercial_Retail_Existing_Space Heating_Natural Gas_Furnace_E9 | F3 | Commercial | Retail | Existing | Space Heating | Natural Gas | Furnace | E9 | System - kBTUs of Conusmption | 0 | 0 | 0 | 0 | 0 | 0 | 0 | 0 | 0 | 0 | 0 | 0 | 0 | 0 | 0 | 0 | 0 | 0 | 0 | 0 | 0 | 0 | 0 | 0 | 0 | 0 | 0 | 0 | 0 | 0 | 0
F3_Commercial_Retail_Existing_Space Heating_Natural Gas_Furnace_E10 | F3 | Commercial | Retail | Existing | Space Heating | Natural Gas | Furnace | E10 | System - kBTUs of Conusmption | 0 | 0 | 0 | 0 | 0 | 0 | 0 | 0 | 0 | 0 | 0 | 0 | 0 | 0 | 0 | 0 | 0 | 0 | 0 | 0 | 0 | 0 | 0 | 0 | 0 | 0 | 0 | 0 | 0 | 0 | 0
F4_Commercial_Retail_Existing_Space Heating_Natural Gas_Furnace_E1 | F4 | Commercial | Retail | Existing | Space Heating | Natural Gas | Furnace | E1 | Utility - Cost of Equipment | 0.085014 | 0.085014 | 0.085014 | 0.085014 | 0.085014 | 0 | 0 | 0 | 0 | 0 | 0 | 0 | 0 | 0 | 0 | 0 | 0 | 0 | 0 | 0 | 0 | 0 | 0 | 0 | 0 | 0 | 0 | 0 | 0 | 0 | 0
F4_Commercial_Retail_Existing_Space Heating_Natural Gas_Furnace_E2 | F4 | Commercial | Retail | Existing | Space Heating | Natural Gas | Furnace | E2 | Utility - Cost of Equipment | 0.105 | 0.105 | 0.105 | 0.105 | 0.105 | 0 | 0 | 0 | 0 | 0 | 0 | 0 | 0 | 0 | 0 | 0 | 0 | 0 | 0 | 0 | 0 | 0 | 0 | 0 | 0 | 0 | 0 | 0 | 0 | 0 | 0
F4_Commercial_Retail_Existing_Space Heating_Natural Gas_Furnace_E3 | F4 | Commercial | Retail | Existing | Space Heating | Natural Gas | Furnace | E3 | Utility - Cost of Equipment | 0.1267 | 0.1267 | 0.1267 | 0.1267 | 0.1267 | 0.1267 | 0.1267 | 0.1267 | 0.1267 | 0.1267 | 0.1267 | 0.1267 | 0.1267 | 0.1267 | 0.1267 | 0.1267 | 0.1267 | 0.1267 | 0.1267 | 0.1267 | 0.1267 | 0.1267 | 0.1267 | 0.1267 | 0.1267 | 0.1267 | 0.1267 | 0.1267 | 0.1267 | 0.1267 | 0.1267
F4_Commercial_Retail_Existing_Space Heating_Natural Gas_Furnace_E4 | F4 | Commercial | Retail | Existing | Space Heating | Natural Gas | Furnace | E4 | Utility - Cost of Equipment | 0.1048 | 0.1048 | 0.1048 | 0.1048 | 0.1048 | 0.1048 | 0.1048 | 0.1048 | 0.1048 | 0.1048 | 0.1048 | 0.1048 | 0.1048 | 0.1048 | 0.1048 | 0.1048 | 0.1048 | 0.1048 | 0.1048 | 0.1048 | 0.1048 | 0.1048 | 0.1048 | 0.1048 | 0.1048 | 0.1048 | 0.1048 | 0.1048 | 0.1048 | 0.1048 | 0.1048
F4_Commercial_Retail_Existing_Space Heating_Natural Gas_Furnace_E5 | F4 | Commercial | Retail | Existing | Space Heating | Natural Gas | Furnace | E5 | Utility - Cost of Equipment | 0 | 0 | 0 | 0 | 0 | 0 | 0 | 0.87258 | 0.87258 | 0.87258 | 0.87258 | 0.87258 | 0.87258 | 0.87258 | 0.87258 | 0.87258 | 0.87258 | 0.87258 | 0.87258 | 0.87258 | 0.87258 | 0.87258 | 0.87258 | 0.87258 | 0.87258 | 0.87258 | 0.87258 | 0.87258 | 0.87258 | 0.87258 | 0.87258
F4_Commercial_Retail_Existing_Space Heating_Natural Gas_Furnace_E6 | F4 | Commercial | Retail | Existing | Space Heating | Natural Gas | Furnace | E6 | Utility - Cost of Equipment | 0 | 0 | 0 | 0 | 0 | 0 | 0 | 0 | 0 | 0 | 0 | 0 | 0 | 0 | 0 | 0 | 0 | 0 | 0 | 0 | 0 | 0 | 0 | 0 | 0 | 0 | 0 | 0 | 0 | 0 | 0
F4_Commercial_Retail_Existing_Space Heating_Natural Gas_Furnace_E7 | F4 | Commercial | Retail | Existing | Space Heating | Natural Gas | Furnace | E7 | Utility - Cost of Equipment | 0 | 0 | 0 | 0 | 0 | 0 | 0 | 0 | 0 | 0 | 0 | 0 | 0 | 0 | 0 | 0 | 0 | 0 | 0 | 0 | 0 | 0 | 0 | 0 | 0 | 0 | 0 | 0 | 0 | 0 | 0
F4_Commercial_Retail_Existing_Space Heating_Natural Gas_Furnace_E8 | F4 | Commercial | Retail | Existing | Space Heating | Natural Gas | Furnace | E8 | Utility - Cost of Equipment | 0 | 0 | 0 | 0 | 0 | 0 | 0 | 0 | 0 | 0 | 0 | 0 | 0 | 0 | 0 | 0 | 0 | 0 | 0 | 0 | 0 | 0 | 0 | 0 | 0 | 0 | 0 | 0 | 0 | 0 | 0
F4_Commercial_Retail_Existing_Space Heating_Natural Gas_Furnace_E9 | F4 | Commercial | Retail | Existing | Space Heating | Natural Gas | Furnace | E9 | Utility - Cost of Equipment | 0 | 0 | 0 | 0 | 0 | 0 | 0 | 0 | 0 | 0 | 0 | 0 | 0 | 0 | 0 | 0 | 0 | 0 | 0 | 0 | 0 | 0 | 0 | 0 | 0 | 0 | 0 | 0 | 0 | 0 | 0
F4_Commercial_Retail_Existing_Space Heating_Natural Gas_Furnace_E10 | F4 | Commercial | Retail | Existing | Space Heating | Natural Gas | Furnace | E10 | Utility - Cost of Equipment | 0 | 0 | 0 | 0 | 0 | 0 | 0 | 0 | 0 | 0 | 0 | 0 | 0 | 0 | 0 | 0 | 0 | 0 | 0 | 0 | 0 | 0 | 0 | 0 | 0 | 0 | 0 | 0 | 0 | 0 | 0
F5_Commercial_Retail_Existing_Space Heating_Natural Gas_Furnace_E1 | F5 | Commercial | Retail | Existing | Space Heating | Natural Gas | Furnace | E1 | Utility - Cost of Operation | 0.14906 | 0.15002 | 0.15055 | 0.1512 | 0.15253 | 0 | 0 | 0 | 0 | 0 | 0 | 0 | 0 | 0 | 0 | 0 | 0 | 0 | 0 | 0 | 0 | 0 | 0 | 0 | 0 | 0 | 0 | 0 | 0 | 0 | 0
F5_Commercial_Retail_Existing_Space Heating_Natural Gas_Furnace_E2 | F5 | Commercial | Retail | Existing | Space Heating | Natural Gas | Furnace | E2 | Utility - Cost of Operation | 0.14722 | 0.14816 | 0.14869 | 0.14933 | 0.15065 | 0 | 0 | 0 | 0 | 0 | 0 | 0 | 0 | 0 | 0 | 0 | 0 | 0 | 0 | 0 | 0 | 0 | 0 | 0 | 0 | 0 | 0 | 0 | 0 | 0 | 0
F5_Commercial_Retail_Existing_Space Heating_Natural Gas_Furnace_E3 | F5 | Commercial | Retail | Existing | Space Heating | Natural Gas | Furnace | E3 | Utility - Cost of Operation | 0.13104 | 0.13188 | 0.13235 | 0.13292 | 0.13409 | 0.13012 | 0.12731 | 0.12505 | 0.1243 | 0.12323 | 0.12265 | 0.12184 | 0.10937 | 0.10848 | 0.10837 | 0.10756 | 0.10727 | 0.10718 | 0.10519 | 0.10586 | 0.10614 | 0.10664 | 0.10734 | 0.062444 | 0.060886 | 0.059286 | 0.057628 | 0.055897 | 0.054076 | 0.052149 | 0.050103
F5_Commercial_Retail_Existing_Space Heating_Natural Gas_Furnace_E4 | F5 | Commercial | Retail | Existing | Space Heating | Natural Gas | Furnace | E4 | Utility - Cost of Operation | 0.12421 | 0.12501 | 0.12546 | 0.126 | 0.12711 | 0.12334 | 0.12068 | 0.11854 | 0.11782 | 0.11681 | 0.11626 | 0.1155 | 0.10367 | 0.10283 | 0.10273 | 0.10196 | 0.10168 | 0.1016 | 0.09971 | 0.10034 | 0.10062 | 0.10109 | 0.10174 | 0.059192 | 0.057715 | 0.056198 | 0.054627 | 0.052985 | 0.051259 | 0.049433 | 0.047493
F5_Commercial_Retail_Existing_Space Heating_Natural Gas_Furnace_E5 | F5 | Commercial | Retail | Existing | Space Heating | Natural Gas | Furnace | E5 | Utility - Cost of Operation | 0 | 0 | 0 | 0 | 0 | 0 | 0 | 0.087535 | 0.087008 | 0.08626 | 0.085853 | 0.08529 | 0.076556 | 0.075939 | 0.075862 | 0.07529 | 0.075089 | 0.075029 | 0.073632 | 0.0741 | 0.074301 | 0.074648 | 0.075135 | 0.043711 | 0.04262 | 0.0415 | 0.04034 | 0.039128 | 0.037853 | 0.036504 | 0.035072
F5_Commercial_Retail_Existing_Space Heating_Natural Gas_Furnace_E6 | F5 | Commercial | Retail | Existing | Space Heating | Natural Gas | Furnace | E6 | Utility - Cost of Operation | 0 | 0 | 0 | 0 | 0 | 0 | 0 | 0 | 0 | 0 | 0 | 0 | 0 | 0 | 0 | 0 | 0 | 0 | 0 | 0 | 0 | 0 | 0 | 0 | 0 | 0 | 0 | 0 | 0 | 0 | 0
F5_Commercial_Retail_Existing_Space Heating_Natural Gas_Furnace_E7 | F5 | Commercial | Retail | Existing | Space Heating | Natural Gas | Furnace | E7 | Utility - Cost of Operation | 0 | 0 | 0 | 0 | 0 | 0 | 0 | 0 | 0 | 0 | 0 | 0 | 0 | 0 | 0 | 0 | 0 | 0 | 0 | 0 | 0 | 0 | 0 | 0 | 0 | 0 | 0 | 0 | 0 | 0 | 0
F5_Commercial_Retail_Existing_Space Heating_Natural Gas_Furnace_E8 | F5 | Commercial | Retail | Existing | Space Heating | Natural Gas | Furnace | E8 | Utility - Cost of Operation | 0 | 0 | 0 | 0 | 0 | 0 | 0 | 0 | 0 | 0 | 0 | 0 | 0 | 0 | 0 | 0 | 0 | 0 | 0 | 0 | 0 | 0 | 0 | 0 | 0 | 0 | 0 | 0 | 0 | 0 | 0
F5_Commercial_Retail_Existing_Space Heating_Natural Gas_Furnace_E9 | F5 | Commercial | Retail | Existing | Space Heating | Natural Gas | Furnace | E9 | Utility - Cost of Operation | 0 | 0 | 0 | 0 | 0 | 0 | 0 | 0 | 0 | 0 | 0 | 0 | 0 | 0 | 0 | 0 | 0 | 0 | 0 | 0 | 0 | 0 | 0 | 0 | 0 | 0 | 0 | 0 | 0 | 0 | 0
F5_Commercial_Retail_Existing_Space Heating_Natural Gas_Furnace_E10 | F5 | Commercial | Retail | Existing | Space Heating | Natural Gas | Furnace | E10 | Utility - Cost of Operation | 0 | 0 | 0 | 0 | 0 | 0 | 0 | 0 | 0 | 0 | 0 | 0 | 0 | 0 | 0 | 0 | 0 | 0 | 0 | 0 | 0 | 0 | 0 | 0 | 0 | 0 | 0 | 0 | 0 | 0 | 0
F6_Commercial_Retail_Existing_Space Heating_Natural Gas_Furnace_E1 | F6 | Commercial | Retail | Existing | Space Heating | Natural Gas | Furnace | E1 | Utility - Value of Sales | 0.17858 | 0.17973 | 0.18037 | 0.18114 | 0.18274 | 0 | 0 | 0 | 0 | 0 | 0 | 0 | 0 | 0 | 0 | 0 | 0 | 0 | 0 | 0 | 0 | 0 | 0 | 0 | 0 | 0 | 0 | 0 | 0 | 0 | 0
F6_Commercial_Retail_Existing_Space Heating_Natural Gas_Furnace_E2 | F6 | Commercial | Retail | Existing | Space Heating | Natural Gas | Furnace | E2 | Utility - Value of Sales | 0.17638 | 0.17751 | 0.17814 | 0.17891 | 0.18049 | 0 | 0 | 0 | 0 | 0 | 0 | 0 | 0 | 0 | 0 | 0 | 0 | 0 | 0 | 0 | 0 | 0 | 0 | 0 | 0 | 0 | 0 | 0 | 0 | 0 | 0
F6_Commercial_Retail_Existing_Space Heating_Natural Gas_Furnace_E3 | F6 | Commercial | Retail | Existing | Space Heating | Natural Gas | Furnace | E3 | Utility - Value of Sales | 0.15699 | 0.158 | 0.15856 | 0.15925 | 0.16065 | 0.15589 | 0.15252 | 0.14982 | 0.14892 | 0.14764 | 0.14694 | 0.14598 | 0.13103 | 0.12997 | 0.12984 | 0.12886 | 0.12852 | 0.12841 | 0.12602 | 0.12682 | 0.12717 | 0.12776 | 0.12859 | 0.074812 | 0.072945 | 0.071028 | 0.069042 | 0.066968 | 0.064786 | 0.062478 | 0.060026
F6_Commercial_Retail_Existing_Space Heating_Natural Gas_Furnace_E4 | F6 | Commercial | Retail | Existing | Space Heating | Natural Gas | Furnace | E4 | Utility - Value of Sales | 0.14882 | 0.14977 | 0.15031 | 0.15095 | 0.15229 | 0.14777 | 0.14458 | 0.14201 | 0.14116 | 0.13995 | 0.13929 | 0.13837 | 0.1242 | 0.1232 | 0.12308 | 0.12215 | 0.12182 | 0.12173 | 0.11946 | 0.12022 | 0.12054 | 0.12111 | 0.1219 | 0.070916 | 0.069146 | 0.067329 | 0.065446 | 0.06348 | 0.061412 | 0.059224 | 0.0569
F6_Commercial_Retail_Existing_Space Heating_Natural Gas_Furnace_E5 | F6 | Commercial | Retail | Existing | Space Heating | Natural Gas | Furnace | E5 | Utility - Value of Sales | 0 | 0 | 0 | 0 | 0 | 0 | 0 | 0.10487 | 0.10424 | 0.10334 | 0.10286 | 0.10218 | 0.091719 | 0.09098 | 0.090887 | 0.090202 | 0.089961 | 0.089889 | 0.088216 | 0.088777 | 0.089017 | 0.089433 | 0.090016 | 0.052369 | 0.051062 | 0.04972 | 0.04833 | 0.046878 | 0.04535 | 0.043735 | 0.042018
F6_Commercial_Retail_Existing_Space Heating_Natural Gas_Furnace_E6 | F6 | Commercial | Retail | Existing | Space Heating | Natural Gas | Furnace | E6 | Utility - Value of Sales | 0 | 0 | 0 | 0 | 0 | 0 | 0 | 0 | 0 | 0 | 0 | 0 | 0 | 0 | 0 | 0 | 0 | 0 | 0 | 0 | 0 | 0 | 0 | 0 | 0 | 0 | 0 | 0 | 0 | 0 | 0
F6_Commercial_Retail_Existing_Space Heating_Natural Gas_Furnace_E7 | F6 | Commercial | Retail | Existing | Space Heating | Natural Gas | Furnace | E7 | Utility - Value of Sales | 0 | 0 | 0 | 0 | 0 | 0 | 0 | 0 | 0 | 0 | 0 | 0 | 0 | 0 | 0 | 0 | 0 | 0 | 0 | 0 | 0 | 0 | 0 | 0 | 0 | 0 | 0 | 0 | 0 | 0 | 0
F6_Commercial_Retail_Existing_Space Heating_Natural Gas_Furnace_E8 | F6 | Commercial | Retail | Existing | Space Heating | Natural Gas | Furnace | E8 | Utility - Value of Sales | 0 | 0 | 0 | 0 | 0 | 0 | 0 | 0 | 0 | 0 | 0 | 0 | 0 | 0 | 0 | 0 | 0 | 0 | 0 | 0 | 0 | 0 | 0 | 0 | 0 | 0 | 0 | 0 | 0 | 0 | 0
F6_Commercial_Retail_Existing_Space Heating_Natural Gas_Furnace_E9 | F6 | Commercial | Retail | Existing | Space Heating | Natural Gas | Furnace | E9 | Utility - Value of Sales | 0 | 0 | 0 | 0 | 0 | 0 | 0 | 0 | 0 | 0 | 0 | 0 | 0 | 0 | 0 | 0 | 0 | 0 | 0 | 0 | 0 | 0 | 0 | 0 | 0 | 0 | 0 | 0 | 0 | 0 | 0
F6_Commercial_Retail_Existing_Space Heating_Natural Gas_Furnace_E10 | F6 | Commercial | Retail | Existing | Space Heating | Natural Gas | Furnace | E10 | Utility - Value of Sales | 0 | 0 | 0 | 0 | 0 | 0 | 0 | 0 | 0 | 0 | 0 | 0 | 0 | 0 | 0 | 0 | 0 | 0 | 0 | 0 | 0 | 0 | 0 | 0 | 0 | 0 | 0 | 0 | 0 | 0 | 0
F1_Commercial_Retail_Existing_Space Heating_Natural Gas_Boiler_E1 | F1 | Commercial | Retail | Existing | Space Heating | Natural Gas | Boiler | E1 | Participant - Cost of Equipment | 0.16414 | 0.16414 | 0.16414 | 0.16414 | 0.16414 | 0 | 0 | 0 | 0 | 0 | 0 | 0 | 0 | 0 | 0 | 0 | 0 | 0 | 0 | 0 | 0 | 0 | 0 | 0 | 0 | 0 | 0 | 0 | 0 | 0 | 0
F1_Commercial_Retail_Existing_Space Heating_Natural Gas_Boiler_E2 | F1 | Commercial | Retail | Existing | Space Heating | Natural Gas | Boiler | E2 | Participant - Cost of Equipment | 0.16967 | 0.16967 | 0.16967 | 0.16967 | 0.16967 | 0 | 0 | 0 | 0 | 0 | 0 | 0 | 0 | 0 | 0 | 0 | 0 | 0 | 0 | 0 | 0 | 0 | 0 | 0 | 0 | 0 | 0 | 0 | 0 | 0 | 0
F1_Commercial_Retail_Existing_Space Heating_Natural Gas_Boiler_E3 | F1 | Commercial | Retail | Existing | Space Heating | Natural Gas | Boiler | E3 | Participant - Cost of Equipment | 0.2667 | 0.2667 | 0.2667 | 0.2667 | 0.2667 | 0.2667 | 0.2667 | 0.2667 | 0.2667 | 0.2667 | 0.2667 | 0.2667 | 0.2667 | 0.2667 | 0.2667 | 0.2667 | 0.2667 | 0.2667 | 0.2667 | 0.2667 | 0.2667 | 0.2667 | 0.2667 | 0.2667 | 0.2667 | 0.2667 | 0.2667 | 0.2667 | 0.2667 | 0.2667 | 0.2667
F1_Commercial_Retail_Existing_Space Heating_Natural Gas_Boiler_E4 | F1 | Commercial | Retail | Existing | Space Heating | Natural Gas | Boiler | E4 | Participant - Cost of Equipment | 0.29167 | 0.29167 | 0.29167 | 0.29167 | 0.29167 | 0.29167 | 0.29167 | 0.29167 | 0.29167 | 0.29167 | 0.29167 | 0.29167 | 0.29167 | 0.29167 | 0.29167 | 0.29167 | 0.29167 | 0.29167 | 0.29167 | 0.29167 | 0.29167 | 0.29167 | 0.29167 | 0.29167 | 0.29167 | 0.29167 | 0.29167 | 0.29167 | 0.29167 | 0.29167 | 0.29167
F1_Commercial_Retail_Existing_Space Heating_Natural Gas_Boiler_E5 | F1 | Commercial | Retail | Existing | Space Heating | Natural Gas | Boiler | E5 | Participant - Cost of Equipment | 0.96012 | 0.96012 | 0.96012 | 0.96012 | 0.96012 | 0.96012 | 0.96012 | 0.96012 | 0.96012 | 0.96012 | 0.96012 | 0.96012 | 0.96012 | 0.96012 | 0.96012 | 0.96012 | 0.96012 | 0.96012 | 0.96012 | 0.96012 | 0.96012 | 0.96012 | 0.96012 | 0.96012 | 0.96012 | 0.96012 | 0.96012 | 0.96012 | 0.96012 | 0.96012 | 0.96012
F1_Commercial_Retail_Existing_Space Heating_Natural Gas_Boiler_E6 | F1 | Commercial | Retail | Existing | Space Heating | Natural Gas | Boiler | E6 | Participant - Cost of Equipment | 0 | 0 | 0 | 0 | 0 | 0 | 0 | 0 | 0 | 0 | 0 | 0 | 0 | 0 | 0 | 0 | 0 | 0 | 0 | 0 | 0 | 0 | 0 | 0 | 0 | 0 | 0 | 0 | 0 | 0 | 0
F1_Commercial_Retail_Existing_Space Heating_Natural Gas_Boiler_E7 | F1 | Commercial | Retail | Existing | Space Heating | Natural Gas | Boiler | E7 | Participant - Cost of Equipment | 0 | 0 | 0 | 0 | 0 | 0 | 0 | 0 | 0 | 0 | 0 | 0 | 0 | 0 | 0 | 0 | 0 | 0 | 0 | 0 | 0 | 0 | 0 | 0 | 0 | 0 | 0 | 0 | 0 | 0 | 0
F1_Commercial_Retail_Existing_Space Heating_Natural Gas_Boiler_E8 | F1 | Commercial | Retail | Existing | Space Heating | Natural Gas | Boiler | E8 | Participant - Cost of Equipment | 0 | 0 | 0 | 0 | 0 | 0 | 0 | 0 | 0 | 0 | 0 | 0 | 0 | 0 | 0 | 0 | 0 | 0 | 0 | 0 | 0 | 0 | 0 | 0 | 0 | 0 | 0 | 0 | 0 | 0 | 0
F1_Commercial_Retail_Existing_Space Heating_Natural Gas_Boiler_E9 | F1 | Commercial | Retail | Existing | Space Heating | Natural Gas | Boiler | E9 | Participant - Cost of Equipment | 0 | 0 | 0 | 0 | 0 | 0 | 0 | 0 | 0 | 0 | 0 | 0 | 0 | 0 | 0 | 0 | 0 | 0 | 0 | 0 | 0 | 0 | 0 | 0 | 0 | 0 | 0 | 0 | 0 | 0 | 0
F1_Commercial_Retail_Existing_Space Heating_Natural Gas_Boiler_E10 | F1 | Commercial | Retail | Existing | Space Heating | Natural Gas | Boiler | E10 | Participant - Cost of Equipment | 0 | 0 | 0 | 0 | 0 | 0 | 0 | 0 | 0 | 0 | 0 | 0 | 0 | 0 | 0 | 0 | 0 | 0 | 0 | 0 | 0 | 0 | 0 | 0 | 0 | 0 | 0 | 0 | 0 | 0 | 0
F2_Commercial_Retail_Existing_Space Heating_Natural Gas_Boiler_E1 | F2 | Commercial | Retail | Existing | Space Heating | Natural Gas | Boiler | E1 | Participant - Cost of Operation | 0.76181 | 0.76636 | 0.76925 | 0.77269 | 0.77961 | 0 | 0 | 0 | 0 | 0 | 0 | 0 | 0 | 0 | 0 | 0 | 0 | 0 | 0 | 0 | 0 | 0 | 0 | 0 | 0 | 0 | 0 | 0 | 0 | 0 | 0
F2_Commercial_Retail_Existing_Space Heating_Natural Gas_Boiler_E2 | F2 | Commercial | Retail | Existing | Space Heating | Natural Gas | Boiler | E2 | Participant - Cost of Operation | 0.72553 | 0.72986 | 0.73262 | 0.7359 | 0.74249 | 0 | 0 | 0 | 0 | 0 | 0 | 0 | 0 | 0 | 0 | 0 | 0 | 0 | 0 | 0 | 0 | 0 | 0 | 0 | 0 | 0 | 0 | 0 | 0 | 0 | 0
F2_Commercial_Retail_Existing_Space Heating_Natural Gas_Boiler_E3 | F2 | Commercial | Retail | Existing | Space Heating | Natural Gas | Boiler | E3 | Participant - Cost of Operation | 0.64835 | 0.65222 | 0.65468 | 0.65761 | 0.6635 | 0.6382 | 0.61775 | 0.60678 | 0.60295 | 0.59764 | 0.59466 | 0.59062 | 0.53126 | 0.52687 | 0.52615 | 0.52208 | 0.52052 | 0.51992 | 0.50999 | 0.51238 | 0.51294 | 0.51447 | 0.51693 | 0.30329 | 0.29502 | 0.28653 | 0.27774 | 0.26857 | 0.25895 | 0.24879 | 0.23803
F2_Commercial_Retail_Existing_Space Heating_Natural Gas_Boiler_E4 | F2 | Commercial | Retail | Existing | Space Heating | Natural Gas | Boiler | E4 | Participant - Cost of Operation | 0.62189 | 0.6256 | 0.62796 | 0.63077 | 0.63642 | 0.61215 | 0.59253 | 0.58201 | 0.57834 | 0.57325 | 0.57038 | 0.56652 | 0.50958 | 0.50537 | 0.50467 | 0.50077 | 0.49927 | 0.4987 | 0.48917 | 0.49147 | 0.492 | 0.49347 | 0.49583 | 0.29092 | 0.28298 | 0.27484 | 0.2664 | 0.25761 | 0.24838 | 0.23863 | 0.22831
F2_Commercial_Retail_Existing_Space Heating_Natural Gas_Boiler_E5 | F2 | Commercial | Retail | Existing | Space Heating | Natural Gas | Boiler | E5 | Participant - Cost of Operation | 0.46881 | 0.4716 | 0.47339 | 0.4755 | 0.47976 | 0.46146 | 0.44668 | 0.43875 | 0.43598 | 0.43214 | 0.42998 | 0.42707 | 0.38414 | 0.38097 | 0.38045 | 0.3775 | 0.37638 | 0.37594 | 0.36876 | 0.37049 | 0.37089 | 0.372 | 0.37378 | 0.21931 | 0.21333 | 0.20718 | 0.20083 | 0.1942 | 0.18724 | 0.17989 | 0.17211
F2_Commercial_Retail_Existing_Space Heating_Natural Gas_Boiler_E6 | F2 | Commercial | Retail | Existing | Space Heating | Natural Gas | Boiler | E6 | Participant - Cost of Operation | 0 | 0 | 0 | 0 | 0 | 0 | 0 | 0 | 0 | 0 | 0 | 0 | 0 | 0 | 0 | 0 | 0 | 0 | 0 | 0 | 0 | 0 | 0 | 0 | 0 | 0 | 0 | 0 | 0 | 0 | 0
F2_Commercial_Retail_Existing_Space Heating_Natural Gas_Boiler_E7 | F2 | Commercial | Retail | Existing | Space Heating | Natural Gas | Boiler | E7 | Participant - Cost of Operation | 0 | 0 | 0 | 0 | 0 | 0 | 0 | 0 | 0 | 0 | 0 | 0 | 0 | 0 | 0 | 0 | 0 | 0 | 0 | 0 | 0 | 0 | 0 | 0 | 0 | 0 | 0 | 0 | 0 | 0 | 0
F2_Commercial_Retail_Existing_Space Heating_Natural Gas_Boiler_E8 | F2 | Commercial | Retail | Existing | Space Heating | Natural Gas | Boiler | E8 | Participant - Cost of Operation | 0 | 0 | 0 | 0 | 0 | 0 | 0 | 0 | 0 | 0 | 0 | 0 | 0 | 0 | 0 | 0 | 0 | 0 | 0 | 0 | 0 | 0 | 0 | 0 | 0 | 0 | 0 | 0 | 0 | 0 | 0
F2_Commercial_Retail_Existing_Space Heating_Natural Gas_Boiler_E9 | F2 | Commercial | Retail | Existing | Space Heating | Natural Gas | Boiler | E9 | Participant - Cost of Operation | 0 | 0 | 0 | 0 | 0 | 0 | 0 | 0 | 0 | 0 | 0 | 0 | 0 | 0 | 0 | 0 | 0 | 0 | 0 | 0 | 0 | 0 | 0 | 0 | 0 | 0 | 0 | 0 | 0 | 0 | 0
F2_Commercial_Retail_Existing_Space Heating_Natural Gas_Boiler_E10 | F2 | Commercial | Retail | Existing | Space Heating | Natural Gas | Boiler | E10 | Participant - Cost of Operation | 0 | 0 | 0 | 0 | 0 | 0 | 0 | 0 | 0 | 0 | 0 | 0 | 0 | 0 | 0 | 0 | 0 | 0 | 0 | 0 | 0 | 0 | 0 | 0 | 0 | 0 | 0 | 0 | 0 | 0 | 0
F3_Commercial_Retail_Existing_Space Heating_Natural Gas_Boiler_E1 | F3 | Commercial | Retail | Existing | Space Heating | Natural Gas | Boiler | E1 | System - kBTUs of Conusmption | 65.4758 | 65.5385 | 65.4986 | 65.4712 | 65.4712 | 0 | 0 | 0 | 0 | 0 | 0 | 0 | 0 | 0 | 0 | 0 | 0 | 0 | 0 | 0 | 0 | 0 | 0 | 0 | 0 | 0 | 0 | 0 | 0 | 0 | 0
F3_Commercial_Retail_Existing_Space Heating_Natural Gas_Boiler_E2 | F3 | Commercial | Retail | Existing | Space Heating | Natural Gas | Boiler | E2 | System - kBTUs of Conusmption | 62.3579 | 62.4177 | 62.3796 | 62.3535 | 62.3535 | 0 | 0 | 0 | 0 | 0 | 0 | 0 | 0 | 0 | 0 | 0 | 0 | 0 | 0 | 0 | 0 | 0 | 0 | 0 | 0 | 0 | 0 | 0 | 0 | 0 | 0
F3_Commercial_Retail_Existing_Space Heating_Natural Gas_Boiler_E3 | F3 | Commercial | Retail | Existing | Space Heating | Natural Gas | Boiler | E3 | System - kBTUs of Conusmption | 55.7241 | 55.7775 | 55.7435 | 55.7202 | 55.7202 | 55.7202 | 55.7202 | 55.7202 | 55.7202 | 55.7202 | 55.7202 | 55.7202 | 55.7202 | 55.7202 | 55.7202 | 55.7202 | 55.7202 | 55.7202 | 55.7202 | 55.7202 | 55.7202 | 55.7202 | 55.7202 | 55.7202 | 55.7202 | 55.7202 | 55.7202 | 55.7202 | 55.7202 | 55.7202 | 55.5487
F3_Commercial_Retail_Existing_Space Heating_Natural Gas_Boiler_E4 | F3 | Commercial | Retail | Existing | Space Heating | Natural Gas | Boiler | E4 | System - kBTUs of Conusmption | 53.4496 | 53.5009 | 53.4682 | 53.4459 | 53.4459 | 53.4459 | 53.4459 | 53.4459 | 53.4459 | 53.4459 | 53.4459 | 53.4459 | 53.4459 | 53.4459 | 53.4459 | 53.4459 | 53.4459 | 53.4459 | 53.4459 | 53.4459 | 53.4459 | 53.4459 | 53.4459 | 53.4459 | 53.4459 | 53.4459 | 53.4459 | 53.4459 | 53.4459 | 53.4459 | 53.2814
F3_Commercial_Retail_Existing_Space Heating_Natural Gas_Boiler_E5 | F3 | Commercial | Retail | Existing | Space Heating | Natural Gas | Boiler | E5 | System - kBTUs of Conusmption | 40.2928 | 40.3314 | 40.3068 | 40.29 | 40.29 | 40.29 | 40.29 | 40.29 | 40.29 | 40.29 | 40.29 | 40.29 | 40.29 | 40.29 | 40.29 | 40.29 | 40.29 | 40.29 | 40.29 | 40.29 | 40.29 | 40.29 | 40.29 | 40.29 | 40.29 | 40.29 | 40.29 | 40.29 | 40.29 | 40.29 | 40.166
F3_Commercial_Retail_Existing_Space Heating_Natural Gas_Boiler_E6 | F3 | Commercial | Retail | Existing | Space Heating | Natural Gas | Boiler | E6 | System - kBTUs of Conusmption | 0 | 0 | 0 | 0 | 0 | 0 | 0 | 0 | 0 | 0 | 0 | 0 | 0 | 0 | 0 | 0 | 0 | 0 | 0 | 0 | 0 | 0 | 0 | 0 | 0 | 0 | 0 | 0 | 0 | 0 | 0
F3_Commercial_Retail_Existing_Space Heating_Natural Gas_Boiler_E7 | F3 | Commercial | Retail | Existing | Space Heating | Natural Gas | Boiler | E7 | System - kBTUs of Conusmption | 0 | 0 | 0 | 0 | 0 | 0 | 0 | 0 | 0 | 0 | 0 | 0 | 0 | 0 | 0 | 0 | 0 | 0 | 0 | 0 | 0 | 0 | 0 | 0 | 0 | 0 | 0 | 0 | 0 | 0 | 0
F3_Commercial_Retail_Existing_Space Heating_Natural Gas_Boiler_E8 | F3 | Commercial | Retail | Existing | Space Heating | Natural Gas | Boiler | E8 | System - kBTUs of Conusmption | 0 | 0 | 0 | 0 | 0 | 0 | 0 | 0 | 0 | 0 | 0 | 0 | 0 | 0 | 0 | 0 | 0 | 0 | 0 | 0 | 0 | 0 | 0 | 0 | 0 | 0 | 0 | 0 | 0 | 0 | 0
F3_Commercial_Retail_Existing_Space Heating_Natural Gas_Boiler_E9 | F3 | Commercial | Retail | Existing | Space Heating | Natural Gas | Boiler | E9 | System - kBTUs of Conusmption | 0 | 0 | 0 | 0 | 0 | 0 | 0 | 0 | 0 | 0 | 0 | 0 | 0 | 0 | 0 | 0 | 0 | 0 | 0 | 0 | 0 | 0 | 0 | 0 | 0 | 0 | 0 | 0 | 0 | 0 | 0
F3_Commercial_Retail_Existing_Space Heating_Natural Gas_Boiler_E10 | F3 | Commercial | Retail | Existing | Space Heating | Natural Gas | Boiler | E10 | System - kBTUs of Conusmption | 0 | 0 | 0 | 0 | 0 | 0 | 0 | 0 | 0 | 0 | 0 | 0 | 0 | 0 | 0 | 0 | 0 | 0 | 0 | 0 | 0 | 0 | 0 | 0 | 0 | 0 | 0 | 0 | 0 | 0 | 0
F4_Commercial_Retail_Existing_Space Heating_Natural Gas_Boiler_E1 | F4 | Commercial | Retail | Existing | Space Heating | Natural Gas | Boiler | E1 | Utility - Cost of Equipment | 0.16414 | 0.16414 | 0.16414 | 0.16414 | 0.16414 | 0 | 0 | 0 | 0 | 0 | 0 | 0 | 0 | 0 | 0 | 0 | 0 | 0 | 0 | 0 | 0 | 0 | 0 | 0 | 0 | 0 | 0 | 0 | 0 | 0 | 0
F4_Commercial_Retail_Existing_Space Heating_Natural Gas_Boiler_E2 | F4 | Commercial | Retail | Existing | Space Heating | Natural Gas | Boiler | E2 | Utility - Cost of Equipment | 0.16967 | 0.16967 | 0.16967 | 0.16967 | 0.16967 | 0 | 0 | 0 | 0 | 0 | 0 | 0 | 0 | 0 | 0 | 0 | 0 | 0 | 0 | 0 | 0 | 0 | 0 | 0 | 0 | 0 | 0 | 0 | 0 | 0 | 0
F4_Commercial_Retail_Existing_Space Heating_Natural Gas_Boiler_E3 | F4 | Commercial | Retail | Existing | Space Heating | Natural Gas | Boiler | E3 | Utility - Cost of Equipment | 0.2667 | 0.2667 | 0.2667 | 0.2667 | 0.2667 | 0.2667 | 0.2667 | 0.2667 | 0.2667 | 0.2667 | 0.2667 | 0.2667 | 0.2667 | 0.2667 | 0.2667 | 0.2667 | 0.2667 | 0.2667 | 0.2667 | 0.2667 | 0.2667 | 0.2667 | 0.2667 | 0.2667 | 0.2667 | 0.2667 | 0.2667 | 0.2667 | 0.2667 | 0.2667 | 0.2667
F4_Commercial_Retail_Existing_Space Heating_Natural Gas_Boiler_E4 | F4 | Commercial | Retail | Existing | Space Heating | Natural Gas | Boiler | E4 | Utility - Cost of Equipment | 0.29167 | 0.29167 | 0.29167 | 0.29167 | 0.29167 | 0.29167 | 0.29167 | 0.29167 | 0.29167 | 0.29167 | 0.29167 | 0.29167 | 0.29167 | 0.29167 | 0.29167 | 0.29167 | 0.29167 | 0.29167 | 0.29167 | 0.29167 | 0.29167 | 0.29167 | 0.29167 | 0.29167 | 0.29167 | 0.29167 | 0.29167 | 0.29167 | 0.29167 | 0.29167 | 0.29167
F4_Commercial_Retail_Existing_Space Heating_Natural Gas_Boiler_E5 | F4 | Commercial | Retail | Existing | Space Heating | Natural Gas | Boiler | E5 | Utility - Cost of Equipment | 0.96012 | 0.96012 | 0.96012 | 0.96012 | 0.96012 | 0.96012 | 0.96012 | 0.96012 | 0.96012 | 0.96012 | 0.96012 | 0.96012 | 0.96012 | 0.96012 | 0.96012 | 0.96012 | 0.96012 | 0.96012 | 0.96012 | 0.96012 | 0.96012 | 0.96012 | 0.96012 | 0.96012 | 0.96012 | 0.96012 | 0.96012 | 0.96012 | 0.96012 | 0.96012 | 0.96012
F4_Commercial_Retail_Existing_Space Heating_Natural Gas_Boiler_E6 | F4 | Commercial | Retail | Existing | Space Heating | Natural Gas | Boiler | E6 | Utility - Cost of Equipment | 0 | 0 | 0 | 0 | 0 | 0 | 0 | 0 | 0 | 0 | 0 | 0 | 0 | 0 | 0 | 0 | 0 | 0 | 0 | 0 | 0 | 0 | 0 | 0 | 0 | 0 | 0 | 0 | 0 | 0 | 0
F4_Commercial_Retail_Existing_Space Heating_Natural Gas_Boiler_E7 | F4 | Commercial | Retail | Existing | Space Heating | Natural Gas | Boiler | E7 | Utility - Cost of Equipment | 0 | 0 | 0 | 0 | 0 | 0 | 0 | 0 | 0 | 0 | 0 | 0 | 0 | 0 | 0 | 0 | 0 | 0 | 0 | 0 | 0 | 0 | 0 | 0 | 0 | 0 | 0 | 0 | 0 | 0 | 0
F4_Commercial_Retail_Existing_Space Heating_Natural Gas_Boiler_E8 | F4 | Commercial | Retail | Existing | Space Heating | Natural Gas | Boiler | E8 | Utility - Cost of Equipment | 0 | 0 | 0 | 0 | 0 | 0 | 0 | 0 | 0 | 0 | 0 | 0 | 0 | 0 | 0 | 0 | 0 | 0 | 0 | 0 | 0 | 0 | 0 | 0 | 0 | 0 | 0 | 0 | 0 | 0 | 0
F4_Commercial_Retail_Existing_Space Heating_Natural Gas_Boiler_E9 | F4 | Commercial | Retail | Existing | Space Heating | Natural Gas | Boiler | E9 | Utility - Cost of Equipment | 0 | 0 | 0 | 0 | 0 | 0 | 0 | 0 | 0 | 0 | 0 | 0 | 0 | 0 | 0 | 0 | 0 | 0 | 0 | 0 | 0 | 0 | 0 | 0 | 0 | 0 | 0 | 0 | 0 | 0 | 0
F4_Commercial_Retail_Existing_Space Heating_Natural Gas_Boiler_E10 | F4 | Commercial | Retail | Existing | Space Heating | Natural Gas | Boiler | E10 | Utility - Cost of Equipment | 0 | 0 | 0 | 0 | 0 | 0 | 0 | 0 | 0 | 0 | 0 | 0 | 0 | 0 | 0 | 0 | 0 | 0 | 0 | 0 | 0 | 0 | 0 | 0 | 0 | 0 | 0 | 0 | 0 | 0 | 0
F5_Commercial_Retail_Existing_Space Heating_Natural Gas_Boiler_E1 | F5 | Commercial | Retail | Existing | Space Heating | Natural Gas | Boiler | E1 | Utility - Cost of Operation | 0.63587 | 0.63966 | 0.64208 | 0.64495 | 0.65072 | 0 | 0 | 0 | 0 | 0 | 0 | 0 | 0 | 0 | 0 | 0 | 0 | 0 | 0 | 0 | 0 | 0 | 0 | 0 | 0 | 0 | 0 | 0 | 0 | 0 | 0
F5_Commercial_Retail_Existing_Space Heating_Natural Gas_Boiler_E2 | F5 | Commercial | Retail | Existing | Space Heating | Natural Gas | Boiler | E2 | Utility - Cost of Operation | 0.60559 | 0.6092 | 0.6115 | 0.61424 | 0.61974 | 0 | 0 | 0 | 0 | 0 | 0 | 0 | 0 | 0 | 0 | 0 | 0 | 0 | 0 | 0 | 0 | 0 | 0 | 0 | 0 | 0 | 0 | 0 | 0 | 0 | 0
F5_Commercial_Retail_Existing_Space Heating_Natural Gas_Boiler_E3 | F5 | Commercial | Retail | Existing | Space Heating | Natural Gas | Boiler | E3 | Utility - Cost of Operation | 0.54116 | 0.54439 | 0.54645 | 0.5489 | 0.55381 | 0.53269 | 0.51562 | 0.50646 | 0.50327 | 0.49884 | 0.49635 | 0.49298 | 0.44344 | 0.43977 | 0.43917 | 0.43577 | 0.43447 | 0.43397 | 0.42568 | 0.42767 | 0.42814 | 0.42942 | 0.43147 | 0.25315 | 0.24625 | 0.23916 | 0.23182 | 0.22417 | 0.21614 | 0.20766 | 0.19868
F5_Commercial_Retail_Existing_Space Heating_Natural Gas_Boiler_E4 | F5 | Commercial | Retail | Existing | Space Heating | Natural Gas | Boiler | E4 | Utility - Cost of Operation | 0.51908 | 0.52217 | 0.52415 | 0.52649 | 0.5312 | 0.51095 | 0.49458 | 0.48579 | 0.48273 | 0.47848 | 0.47609 | 0.47286 | 0.42534 | 0.42182 | 0.42124 | 0.41798 | 0.41673 | 0.41625 | 0.4083 | 0.41022 | 0.41066 | 0.41189 | 0.41386 | 0.24282 | 0.2362 | 0.2294 | 0.22236 | 0.21502 | 0.20731 | 0.19918 | 0.19057
F5_Commercial_Retail_Existing_Space Heating_Natural Gas_Boiler_E5 | F5 | Commercial | Retail | Existing | Space Heating | Natural Gas | Boiler | E5 | Utility - Cost of Operation | 0.3913 | 0.39364 | 0.39512 | 0.39689 | 0.40045 | 0.38518 | 0.37283 | 0.36621 | 0.36391 | 0.3607 | 0.3589 | 0.35646 | 0.32064 | 0.31799 | 0.31755 | 0.31509 | 0.31415 | 0.31379 | 0.3078 | 0.30924 | 0.30958 | 0.3105 | 0.31199 | 0.18305 | 0.17806 | 0.17293 | 0.16763 | 0.16209 | 0.15628 | 0.15015 | 0.14366
F5_Commercial_Retail_Existing_Space Heating_Natural Gas_Boiler_E6 | F5 | Commercial | Retail | Existing | Space Heating | Natural Gas | Boiler | E6 | Utility - Cost of Operation | 0 | 0 | 0 | 0 | 0 | 0 | 0 | 0 | 0 | 0 | 0 | 0 | 0 | 0 | 0 | 0 | 0 | 0 | 0 | 0 | 0 | 0 | 0 | 0 | 0 | 0 | 0 | 0 | 0 | 0 | 0
F5_Commercial_Retail_Existing_Space Heating_Natural Gas_Boiler_E7 | F5 | Commercial | Retail | Existing | Space Heating | Natural Gas | Boiler | E7 | Utility - Cost of Operation | 0 | 0 | 0 | 0 | 0 | 0 | 0 | 0 | 0 | 0 | 0 | 0 | 0 | 0 | 0 | 0 | 0 | 0 | 0 | 0 | 0 | 0 | 0 | 0 | 0 | 0 | 0 | 0 | 0 | 0 | 0
F5_Commercial_Retail_Existing_Space Heating_Natural Gas_Boiler_E8 | F5 | Commercial | Retail | Existing | Space Heating | Natural Gas | Boiler | E8 | Utility - Cost of Operation | 0 | 0 | 0 | 0 | 0 | 0 | 0 | 0 | 0 | 0 | 0 | 0 | 0 | 0 | 0 | 0 | 0 | 0 | 0 | 0 | 0 | 0 | 0 | 0 | 0 | 0 | 0 | 0 | 0 | 0 | 0
F5_Commercial_Retail_Existing_Space Heating_Natural Gas_Boiler_E9 | F5 | Commercial | Retail | Existing | Space Heating | Natural Gas | Boiler | E9 | Utility - Cost of Operation | 0 | 0 | 0 | 0 | 0 | 0 | 0 | 0 | 0 | 0 | 0 | 0 | 0 | 0 | 0 | 0 | 0 | 0 | 0 | 0 | 0 | 0 | 0 | 0 | 0 | 0 | 0 | 0 | 0 | 0 | 0
F5_Commercial_Retail_Existing_Space Heating_Natural Gas_Boiler_E10 | F5 | Commercial | Retail | Existing | Space Heating | Natural Gas | Boiler | E10 | Utility - Cost of Operation | 0 | 0 | 0 | 0 | 0 | 0 | 0 | 0 | 0 | 0 | 0 | 0 | 0 | 0 | 0 | 0 | 0 | 0 | 0 | 0 | 0 | 0 | 0 | 0 | 0 | 0 | 0 | 0 | 0 | 0 | 0
F6_Commercial_Retail_Existing_Space Heating_Natural Gas_Boiler_E1 | F6 | Commercial | Retail | Existing | Space Heating | Natural Gas | Boiler | E1 | Utility - Value of Sales | 0.76181 | 0.76636 | 0.76925 | 0.77269 | 0.77961 | 0 | 0 | 0 | 0 | 0 | 0 | 0 | 0 | 0 | 0 | 0 | 0 | 0 | 0 | 0 | 0 | 0 | 0 | 0 | 0 | 0 | 0 | 0 | 0 | 0 | 0
F6_Commercial_Retail_Existing_Space Heating_Natural Gas_Boiler_E2 | F6 | Commercial | Retail | Existing | Space Heating | Natural Gas | Boiler | E2 | Utility - Value of Sales | 0.72553 | 0.72986 | 0.73262 | 0.7359 | 0.74249 | 0 | 0 | 0 | 0 | 0 | 0 | 0 | 0 | 0 | 0 | 0 | 0 | 0 | 0 | 0 | 0 | 0 | 0 | 0 | 0 | 0 | 0 | 0 | 0 | 0 | 0
F6_Commercial_Retail_Existing_Space Heating_Natural Gas_Boiler_E3 | F6 | Commercial | Retail | Existing | Space Heating | Natural Gas | Boiler | E3 | Utility - Value of Sales | 0.64835 | 0.65222 | 0.65468 | 0.65761 | 0.6635 | 0.6382 | 0.61775 | 0.60678 | 0.60295 | 0.59764 | 0.59466 | 0.59062 | 0.53126 | 0.52687 | 0.52615 | 0.52208 | 0.52052 | 0.51992 | 0.50999 | 0.51238 | 0.51294 | 0.51447 | 0.51693 | 0.30329 | 0.29502 | 0.28653 | 0.27774 | 0.26857 | 0.25895 | 0.24879 | 0.23803
F6_Commercial_Retail_Existing_Space Heating_Natural Gas_Boiler_E4 | F6 | Commercial | Retail | Existing | Space Heating | Natural Gas | Boiler | E4 | Utility - Value of Sales | 0.62189 | 0.6256 | 0.62796 | 0.63077 | 0.63642 | 0.61215 | 0.59253 | 0.58201 | 0.57834 | 0.57325 | 0.57038 | 0.56652 | 0.50958 | 0.50537 | 0.50467 | 0.50077 | 0.49927 | 0.4987 | 0.48917 | 0.49147 | 0.492 | 0.49347 | 0.49583 | 0.29092 | 0.28298 | 0.27484 | 0.2664 | 0.25761 | 0.24838 | 0.23863 | 0.22831
F6_Commercial_Retail_Existing_Space Heating_Natural Gas_Boiler_E5 | F6 | Commercial | Retail | Existing | Space Heating | Natural Gas | Boiler | E5 | Utility - Value of Sales | 0.46881 | 0.4716 | 0.47339 | 0.4755 | 0.47976 | 0.46146 | 0.44668 | 0.43875 | 0.43598 | 0.43214 | 0.42998 | 0.42707 | 0.38414 | 0.38097 | 0.38045 | 0.3775 | 0.37638 | 0.37594 | 0.36876 | 0.37049 | 0.37089 | 0.372 | 0.37378 | 0.21931 | 0.21333 | 0.20718 | 0.20083 | 0.1942 | 0.18724 | 0.17989 | 0.17211
F6_Commercial_Retail_Existing_Space Heating_Natural Gas_Boiler_E6 | F6 | Commercial | Retail | Existing | Space Heating | Natural Gas | Boiler | E6 | Utility - Value of Sales | 0 | 0 | 0 | 0 | 0 | 0 | 0 | 0 | 0 | 0 | 0 | 0 | 0 | 0 | 0 | 0 | 0 | 0 | 0 | 0 | 0 | 0 | 0 | 0 | 0 | 0 | 0 | 0 | 0 | 0 | 0
F6_Commercial_Retail_Existing_Space Heating_Natural Gas_Boiler_E7 | F6 | Commercial | Retail | Existing | Space Heating | Natural Gas | Boiler | E7 | Utility - Value of Sales | 0 | 0 | 0 | 0 | 0 | 0 | 0 | 0 | 0 | 0 | 0 | 0 | 0 | 0 | 0 | 0 | 0 | 0 | 0 | 0 | 0 | 0 | 0 | 0 | 0 | 0 | 0 | 0 | 0 | 0 | 0
F6_Commercial_Retail_Existing_Space Heating_Natural Gas_Boiler_E8 | F6 | Commercial | Retail | Existing | Space Heating | Natural Gas | Boiler | E8 | Utility - Value of Sales | 0 | 0 | 0 | 0 | 0 | 0 | 0 | 0 | 0 | 0 | 0 | 0 | 0 | 0 | 0 | 0 | 0 | 0 | 0 | 0 | 0 | 0 | 0 | 0 | 0 | 0 | 0 | 0 | 0 | 0 | 0
F6_Commercial_Retail_Existing_Space Heating_Natural Gas_Boiler_E9 | F6 | Commercial | Retail | Existing | Space Heating | Natural Gas | Boiler | E9 | Utility - Value of Sales | 0 | 0 | 0 | 0 | 0 | 0 | 0 | 0 | 0 | 0 | 0 | 0 | 0 | 0 | 0 | 0 | 0 | 0 | 0 | 0 | 0 | 0 | 0 | 0 | 0 | 0 | 0 | 0 | 0 | 0 | 0
F6_Commercial_Retail_Existing_Space Heating_Natural Gas_Boiler_E10 | F6 | Commercial | Retail | Existing | Space Heating | Natural Gas | Boiler | E10 | Utility - Value of Sales | 0 | 0 | 0 | 0 | 0 | 0 | 0 | 0 | 0 | 0 | 0 | 0 | 0 | 0 | 0 | 0 | 0 | 0 | 0 | 0 | 0 | 0 | 0 | 0 | 0 | 0 | 0 | 0 | 0 | 0 | 0
F1_Commercial_Retail_Existing_Space Heating_Natural Gas_Unit Heater_E1 | F1 | Commercial | Retail | Existing | Space Heating | Natural Gas | Unit Heater | E1 | Participant - Cost of Equipment | 0.046359 | 0.046359 | 0.046359 | 0.046359 | 0.046359 | 0 | 0 | 0 | 0 | 0 | 0 | 0 | 0 | 0 | 0 | 0 | 0 | 0 | 0 | 0 | 0 | 0 | 0 | 0 | 0 | 0 | 0 | 0 | 0 | 0 | 0
F1_Commercial_Retail_Existing_Space Heating_Natural Gas_Unit Heater_E2 | F1 | Commercial | Retail | Existing | Space Heating | Natural Gas | Unit Heater | E2 | Participant - Cost of Equipment | 0.14824 | 0.14824 | 0.14824 | 0.14824 | 0.14824 | 0.14824 | 0.14824 | 0.14824 | 0.14824 | 0.14824 | 0.14824 | 0.14824 | 0.14824 | 0.14824 | 0.14824 | 0.14824 | 0.14824 | 0.14824 | 0.14824 | 0.14824 | 0.14824 | 0.14824 | 0.14824 | 0.14824 | 0.14824 | 0.14824 | 0.14824 | 0.14824 | 0.14824 | 0.14824 | 0.14824
F1_Commercial_Retail_Existing_Space Heating_Natural Gas_Unit Heater_E3 | F1 | Commercial | Retail | Existing | Space Heating | Natural Gas | Unit Heater | E3 | Participant - Cost of Equipment | 0.064038 | 0.064038 | 0.064038 | 0.064038 | 0.064038 | 0.064038 | 0.064038 | 0.064038 | 0.064038 | 0.064038 | 0.064038 | 0.064038 | 0.064038 | 0.064038 | 0.064038 | 0.064038 | 0.064038 | 0.064038 | 0.064038 | 0.064038 | 0.064038 | 0.064038 | 0.064038 | 0.064038 | 0.064038 | 0.064038 | 0.064038 | 0.064038 | 0.064038 | 0.064038 | 0.064038
F1_Commercial_Retail_Existing_Space Heating_Natural Gas_Unit Heater_E4 | F1 | Commercial | Retail | Existing | Space Heating | Natural Gas | Unit Heater | E4 | Participant - Cost of Equipment | 0 | 0 | 0 | 0 | 0 | 0 | 0 | 0 | 0 | 0 | 0 | 0 | 0 | 0 | 0 | 0 | 0 | 0 | 0 | 0 | 0 | 0 | 0 | 0 | 0 | 0 | 0 | 0 | 0 | 0 | 0
F1_Commercial_Retail_Existing_Space Heating_Natural Gas_Unit Heater_E5 | F1 | Commercial | Retail | Existing | Space Heating | Natural Gas | Unit Heater | E5 | Participant - Cost of Equipment | 0 | 0 | 0 | 0 | 0 | 0 | 0 | 0 | 0 | 0 | 0 | 0 | 0 | 0 | 0 | 0 | 0 | 0 | 0 | 0 | 0 | 0 | 0 | 0 | 0 | 0 | 0 | 0 | 0 | 0 | 0
F1_Commercial_Retail_Existing_Space Heating_Natural Gas_Unit Heater_E6 | F1 | Commercial | Retail | Existing | Space Heating | Natural Gas | Unit Heater | E6 | Participant - Cost of Equipment | 0 | 0 | 0 | 0 | 0 | 0 | 0 | 0 | 0 | 0 | 0 | 0 | 0 | 0 | 0 | 0 | 0 | 0 | 0 | 0 | 0 | 0 | 0 | 0 | 0 | 0 | 0 | 0 | 0 | 0 | 0
F1_Commercial_Retail_Existing_Space Heating_Natural Gas_Unit Heater_E7 | F1 | Commercial | Retail | Existing | Space Heating | Natural Gas | Unit Heater | E7 | Participant - Cost of Equipment | 0 | 0 | 0 | 0 | 0 | 0 | 0 | 0 | 0 | 0 | 0 | 0 | 0 | 0 | 0 | 0 | 0 | 0 | 0 | 0 | 0 | 0 | 0 | 0 | 0 | 0 | 0 | 0 | 0 | 0 | 0
F1_Commercial_Retail_Existing_Space Heating_Natural Gas_Unit Heater_E8 | F1 | Commercial | Retail | Existing | Space Heating | Natural Gas | Unit Heater | E8 | Participant - Cost of Equipment | 0 | 0 | 0 | 0 | 0 | 0 | 0 | 0 | 0 | 0 | 0 | 0 | 0 | 0 | 0 | 0 | 0 | 0 | 0 | 0 | 0 | 0 | 0 | 0 | 0 | 0 | 0 | 0 | 0 | 0 | 0
F1_Commercial_Retail_Existing_Space Heating_Natural Gas_Unit Heater_E9 | F1 | Commercial | Retail | Existing | Space Heating | Natural Gas | Unit Heater | E9 | Participant - Cost of Equipment | 0 | 0 | 0 | 0 | 0 | 0 | 0 | 0 | 0 | 0 | 0 | 0 | 0 | 0 | 0 | 0 | 0 | 0 | 0 | 0 | 0 | 0 | 0 | 0 | 0 | 0 | 0 | 0 | 0 | 0 | 0
F1_Commercial_Retail_Existing_Space Heating_Natural Gas_Unit Heater_E10 | F1 | Commercial | Retail | Existing | Space Heating | Natural Gas | Unit Heater | E10 | Participant - Cost of Equipment | 0 | 0 | 0 | 0 | 0 | 0 | 0 | 0 | 0 | 0 | 0 | 0 | 0 | 0 | 0 | 0 | 0 | 0 | 0 | 0 | 0 | 0 | 0 | 0 | 0 | 0 | 0 | 0 | 0 | 0 | 0
F2_Commercial_Retail_Existing_Space Heating_Natural Gas_Unit Heater_E1 | F2 | Commercial | Retail | Existing | Space Heating | Natural Gas | Unit Heater | E1 | Participant - Cost of Operation | 0.55895 | 0.56496 | 0.56861 | 0.57301 | 0.5732 | 0 | 0 | 0 | 0 | 0 | 0 | 0 | 0 | 0 | 0 | 0 | 0 | 0 | 0 | 0 | 0 | 0 | 0 | 0 | 0 | 0 | 0 | 0 | 0 | 0 | 0
F2_Commercial_Retail_Existing_Space Heating_Natural Gas_Unit Heater_E2 | F2 | Commercial | Retail | Existing | Space Heating | Natural Gas | Unit Heater | E2 | Participant - Cost of Operation | 0.50299 | 0.5084 | 0.51169 | 0.51565 | 0.51581 | 0.48558 | 0.46094 | 0.44692 | 0.45856 | 0.46971 | 0.48394 | 0.49865 | 0.44881 | 0.46658 | 0.49083 | 0.48842 | 0.48891 | 0.49045 | 0.48109 | 0.48679 | 0.49063 | 0.49603 | 0.50296 | 0.25181 | 0.24689 | 0.24227 | 0.2379 | 0.23375 | 0.22977 | 0.22594 | 0.22223
F2_Commercial_Retail_Existing_Space Heating_Natural Gas_Unit Heater_E3 | F2 | Commercial | Retail | Existing | Space Heating | Natural Gas | Unit Heater | E3 | Participant - Cost of Operation | 0.43441 | 0.43908 | 0.44192 | 0.44534 | 0.44548 | 0.41937 | 0.39809 | 0.38598 | 0.39603 | 0.40567 | 0.41795 | 0.43066 | 0.38761 | 0.40296 | 0.42391 | 0.42183 | 0.42225 | 0.42358 | 0.4155 | 0.42041 | 0.42373 | 0.42839 | 0.43438 | 0.21747 | 0.21323 | 0.20924 | 0.20547 | 0.20188 | 0.19844 | 0.19513 | 0.19193
F2_Commercial_Retail_Existing_Space Heating_Natural Gas_Unit Heater_E4 | F2 | Commercial | Retail | Existing | Space Heating | Natural Gas | Unit Heater | E4 | Participant - Cost of Operation | 0 | 0 | 0 | 0 | 0 | 0 | 0 | 0 | 0 | 0 | 0 | 0 | 0 | 0 | 0 | 0 | 0 | 0 | 0 | 0 | 0 | 0 | 0 | 0 | 0 | 0 | 0 | 0 | 0 | 0 | 0
F2_Commercial_Retail_Existing_Space Heating_Natural Gas_Unit Heater_E5 | F2 | Commercial | Retail | Existing | Space Heating | Natural Gas | Unit Heater | E5 | Participant - Cost of Operation | 0 | 0 | 0 | 0 | 0 | 0 | 0 | 0 | 0 | 0 | 0 | 0 | 0 | 0 | 0 | 0 | 0 | 0 | 0 | 0 | 0 | 0 | 0 | 0 | 0 | 0 | 0 | 0 | 0 | 0 | 0
F2_Commercial_Retail_Existing_Space Heating_Natural Gas_Unit Heater_E6 | F2 | Commercial | Retail | Existing | Space Heating | Natural Gas | Unit Heater | E6 | Participant - Cost of Operation | 0 | 0 | 0 | 0 | 0 | 0 | 0 | 0 | 0 | 0 | 0 | 0 | 0 | 0 | 0 | 0 | 0 | 0 | 0 | 0 | 0 | 0 | 0 | 0 | 0 | 0 | 0 | 0 | 0 | 0 | 0
F2_Commercial_Retail_Existing_Space Heating_Natural Gas_Unit Heater_E7 | F2 | Commercial | Retail | Existing | Space Heating | Natural Gas | Unit Heater | E7 | Participant - Cost of Operation | 0 | 0 | 0 | 0 | 0 | 0 | 0 | 0 | 0 | 0 | 0 | 0 | 0 | 0 | 0 | 0 | 0 | 0 | 0 | 0 | 0 | 0 | 0 | 0 | 0 | 0 | 0 | 0 | 0 | 0 | 0
F2_Commercial_Retail_Existing_Space Heating_Natural Gas_Unit Heater_E8 | F2 | Commercial | Retail | Existing | Space Heating | Natural Gas | Unit Heater | E8 | Participant - Cost of Operation | 0 | 0 | 0 | 0 | 0 | 0 | 0 | 0 | 0 | 0 | 0 | 0 | 0 | 0 | 0 | 0 | 0 | 0 | 0 | 0 | 0 | 0 | 0 | 0 | 0 | 0 | 0 | 0 | 0 | 0 | 0
F2_Commercial_Retail_Existing_Space Heating_Natural Gas_Unit Heater_E9 | F2 | Commercial | Retail | Existing | Space Heating | Natural Gas | Unit Heater | E9 | Participant - Cost of Operation | 0 | 0 | 0 | 0 | 0 | 0 | 0 | 0 | 0 | 0 | 0 | 0 | 0 | 0 | 0 | 0 | 0 | 0 | 0 | 0 | 0 | 0 | 0 | 0 | 0 | 0 | 0 | 0 | 0 | 0 | 0
F2_Commercial_Retail_Existing_Space Heating_Natural Gas_Unit Heater_E10 | F2 | Commercial | Retail | Existing | Space Heating | Natural Gas | Unit Heater | E10 | Participant - Cost of Operation | 0 | 0 | 0 | 0 | 0 | 0 | 0 | 0 | 0 | 0 | 0 | 0 | 0 | 0 | 0 | 0 | 0 | 0 | 0 | 0 | 0 | 0 | 0 | 0 | 0 | 0 | 0 | 0 | 0 | 0 | 0
F3_Commercial_Retail_Existing_Space Heating_Natural Gas_Unit Heater_E1 | F3 | Commercial | Retail | Existing | Space Heating | Natural Gas | Unit Heater | E1 | System - kBTUs of Conusmption | 46.7196 | 46.8129 | 46.7534 | 46.7128 | 46.7128 | 0 | 0 | 0 | 0 | 0 | 0 | 0 | 0 | 0 | 0 | 0 | 0 | 0 | 0 | 0 | 0 | 0 | 0 | 0 | 0 | 0 | 0 | 0 | 0 | 0 | 0
F3_Commercial_Retail_Existing_Space Heating_Natural Gas_Unit Heater_E2 | F3 | Commercial | Retail | Existing | Space Heating | Natural Gas | Unit Heater | E2 | System - kBTUs of Conusmption | 42.0424 | 42.1263 | 42.0728 | 42.0362 | 42.0362 | 42.0362 | 42.0362 | 42.0362 | 42.0362 | 42.0362 | 42.0362 | 42.0362 | 42.0362 | 42.0362 | 42.0362 | 42.0362 | 42.0362 | 42.0362 | 42.0362 | 42.0362 | 42.0362 | 42.0362 | 42.0362 | 42.0362 | 42.0362 | 42.0362 | 42.0362 | 42.0362 | 42.0362 | 42.0362 | 42.0362
F3_Commercial_Retail_Existing_Space Heating_Natural Gas_Unit Heater_E3 | F3 | Commercial | Retail | Existing | Space Heating | Natural Gas | Unit Heater | E3 | System - kBTUs of Conusmption | 36.3098 | 36.3823 | 36.3361 | 36.3045 | 36.3045 | 36.3045 | 36.3045 | 36.3045 | 36.3045 | 36.3045 | 36.3045 | 36.3045 | 36.3045 | 36.3045 | 36.3045 | 36.3045 | 36.3045 | 36.3045 | 36.3045 | 36.3045 | 36.3045 | 36.3045 | 36.3045 | 36.3045 | 36.3045 | 36.3045 | 36.3045 | 36.3045 | 36.3045 | 36.3045 | 36.3045
F3_Commercial_Retail_Existing_Space Heating_Natural Gas_Unit Heater_E4 | F3 | Commercial | Retail | Existing | Space Heating | Natural Gas | Unit Heater | E4 | System - kBTUs of Conusmption | 0 | 0 | 0 | 0 | 0 | 0 | 0 | 0 | 0 | 0 | 0 | 0 | 0 | 0 | 0 | 0 | 0 | 0 | 0 | 0 | 0 | 0 | 0 | 0 | 0 | 0 | 0 | 0 | 0 | 0 | 0
F3_Commercial_Retail_Existing_Space Heating_Natural Gas_Unit Heater_E5 | F3 | Commercial | Retail | Existing | Space Heating | Natural Gas | Unit Heater | E5 | System - kBTUs of Conusmption | 0 | 0 | 0 | 0 | 0 | 0 | 0 | 0 | 0 | 0 | 0 | 0 | 0 | 0 | 0 | 0 | 0 | 0 | 0 | 0 | 0 | 0 | 0 | 0 | 0 | 0 | 0 | 0 | 0 | 0 | 0
F3_Commercial_Retail_Existing_Space Heating_Natural Gas_Unit Heater_E6 | F3 | Commercial | Retail | Existing | Space Heating | Natural Gas | Unit Heater | E6 | System - kBTUs of Conusmption | 0 | 0 | 0 | 0 | 0 | 0 | 0 | 0 | 0 | 0 | 0 | 0 | 0 | 0 | 0 | 0 | 0 | 0 | 0 | 0 | 0 | 0 | 0 | 0 | 0 | 0 | 0 | 0 | 0 | 0 | 0
F3_Commercial_Retail_Existing_Space Heating_Natural Gas_Unit Heater_E7 | F3 | Commercial | Retail | Existing | Space Heating | Natural Gas | Unit Heater | E7 | System - kBTUs of Conusmption | 0 | 0 | 0 | 0 | 0 | 0 | 0 | 0 | 0 | 0 | 0 | 0 | 0 | 0 | 0 | 0 | 0 | 0 | 0 | 0 | 0 | 0 | 0 | 0 | 0 | 0 | 0 | 0 | 0 | 0 | 0
F3_Commercial_Retail_Existing_Space Heating_Natural Gas_Unit Heater_E8 | F3 | Commercial | Retail | Existing | Space Heating | Natural Gas | Unit Heater | E8 | System - kBTUs of Conusmption | 0 | 0 | 0 | 0 | 0 | 0 | 0 | 0 | 0 | 0 | 0 | 0 | 0 | 0 | 0 | 0 | 0 | 0 | 0 | 0 | 0 | 0 | 0 | 0 | 0 | 0 | 0 | 0 | 0 | 0 | 0
F3_Commercial_Retail_Existing_Space Heating_Natural Gas_Unit Heater_E9 | F3 | Commercial | Retail | Existing | Space Heating | Natural Gas | Unit Heater | E9 | System - kBTUs of Conusmption | 0 | 0 | 0 | 0 | 0 | 0 | 0 | 0 | 0 | 0 | 0 | 0 | 0 | 0 | 0 | 0 | 0 | 0 | 0 | 0 | 0 | 0 | 0 | 0 | 0 | 0 | 0 | 0 | 0 | 0 | 0
F3_Commercial_Retail_Existing_Space Heating_Natural Gas_Unit Heater_E10 | F3 | Commercial | Retail | Existing | Space Heating | Natural Gas | Unit Heater | E10 | System - kBTUs of Conusmption | 0 | 0 | 0 | 0 | 0 | 0 | 0 | 0 | 0 | 0 | 0 | 0 | 0 | 0 | 0 | 0 | 0 | 0 | 0 | 0 | 0 | 0 | 0 | 0 | 0 | 0 | 0 | 0 | 0 | 0 | 0
F4_Commercial_Retail_Existing_Space Heating_Natural Gas_Unit Heater_E1 | F4 | Commercial | Retail | Existing | Space Heating | Natural Gas | Unit Heater | E1 | Utility - Cost of Equipment | 0.046359 | 0.046359 | 0.046359 | 0.046359 | 0.046359 | 0 | 0 | 0 | 0 | 0 | 0 | 0 | 0 | 0 | 0 | 0 | 0 | 0 | 0 | 0 | 0 | 0 | 0 | 0 | 0 | 0 | 0 | 0 | 0 | 0 | 0
F4_Commercial_Retail_Existing_Space Heating_Natural Gas_Unit Heater_E2 | F4 | Commercial | Retail | Existing | Space Heating | Natural Gas | Unit Heater | E2 | Utility - Cost of Equipment | 0.14824 | 0.14824 | 0.14824 | 0.14824 | 0.14824 | 0.14824 | 0.14824 | 0.14824 | 0.14824 | 0.14824 | 0.14824 | 0.14824 | 0.14824 | 0.14824 | 0.14824 | 0.14824 | 0.14824 | 0.14824 | 0.14824 | 0.14824 | 0.14824 | 0.14824 | 0.14824 | 0.14824 | 0.14824 | 0.14824 | 0.14824 | 0.14824 | 0.14824 | 0.14824 | 0.14824
F4_Commercial_Retail_Existing_Space Heating_Natural Gas_Unit Heater_E3 | F4 | Commercial | Retail | Existing | Space Heating | Natural Gas | Unit Heater | E3 | Utility - Cost of Equipment | 0.064038 | 0.064038 | 0.064038 | 0.064038 | 0.064038 | 0.064038 | 0.064038 | 0.064038 | 0.064038 | 0.064038 | 0.064038 | 0.064038 | 0.064038 | 0.064038 | 0.064038 | 0.064038 | 0.064038 | 0.064038 | 0.064038 | 0.064038 | 0.064038 | 0.064038 | 0.064038 | 0.064038 | 0.064038 | 0.064038 | 0.064038 | 0.064038 | 0.064038 | 0.064038 | 0.064038
F4_Commercial_Retail_Existing_Space Heating_Natural Gas_Unit Heater_E4 | F4 | Commercial | Retail | Existing | Space Heating | Natural Gas | Unit Heater | E4 | Utility - Cost of Equipment | 0 | 0 | 0 | 0 | 0 | 0 | 0 | 0 | 0 | 0 | 0 | 0 | 0 | 0 | 0 | 0 | 0 | 0 | 0 | 0 | 0 | 0 | 0 | 0 | 0 | 0 | 0 | 0 | 0 | 0 | 0
F4_Commercial_Retail_Existing_Space Heating_Natural Gas_Unit Heater_E5 | F4 | Commercial | Retail | Existing | Space Heating | Natural Gas | Unit Heater | E5 | Utility - Cost of Equipment | 0 | 0 | 0 | 0 | 0 | 0 | 0 | 0 | 0 | 0 | 0 | 0 | 0 | 0 | 0 | 0 | 0 | 0 | 0 | 0 | 0 | 0 | 0 | 0 | 0 | 0 | 0 | 0 | 0 | 0 | 0
F4_Commercial_Retail_Existing_Space Heating_Natural Gas_Unit Heater_E6 | F4 | Commercial | Retail | Existing | Space Heating | Natural Gas | Unit Heater | E6 | Utility - Cost of Equipment | 0 | 0 | 0 | 0 | 0 | 0 | 0 | 0 | 0 | 0 | 0 | 0 | 0 | 0 | 0 | 0 | 0 | 0 | 0 | 0 | 0 | 0 | 0 | 0 | 0 | 0 | 0 | 0 | 0 | 0 | 0
F4_Commercial_Retail_Existing_Space Heating_Natural Gas_Unit Heater_E7 | F4 | Commercial | Retail | Existing | Space Heating | Natural Gas | Unit Heater | E7 | Utility - Cost of Equipment | 0 | 0 | 0 | 0 | 0 | 0 | 0 | 0 | 0 | 0 | 0 | 0 | 0 | 0 | 0 | 0 | 0 | 0 | 0 | 0 | 0 | 0 | 0 | 0 | 0 | 0 | 0 | 0 | 0 | 0 | 0
F4_Commercial_Retail_Existing_Space Heating_Natural Gas_Unit Heater_E8 | F4 | Commercial | Retail | Existing | Space Heating | Natural Gas | Unit Heater | E8 | Utility - Cost of Equipment | 0 | 0 | 0 | 0 | 0 | 0 | 0 | 0 | 0 | 0 | 0 | 0 | 0 | 0 | 0 | 0 | 0 | 0 | 0 | 0 | 0 | 0 | 0 | 0 | 0 | 0 | 0 | 0 | 0 | 0 | 0
F4_Commercial_Retail_Existing_Space Heating_Natural Gas_Unit Heater_E9 | F4 | Commercial | Retail | Existing | Space Heating | Natural Gas | Unit Heater | E9 | Utility - Cost of Equipment | 0 | 0 | 0 | 0 | 0 | 0 | 0 | 0 | 0 | 0 | 0 | 0 | 0 | 0 | 0 | 0 | 0 | 0 | 0 | 0 | 0 | 0 | 0 | 0 | 0 | 0 | 0 | 0 | 0 | 0 | 0
F4_Commercial_Retail_Existing_Space Heating_Natural Gas_Unit Heater_E10 | F4 | Commercial | Retail | Existing | Space Heating | Natural Gas | Unit Heater | E10 | Utility - Cost of Equipment | 0 | 0 | 0 | 0 | 0 | 0 | 0 | 0 | 0 | 0 | 0 | 0 | 0 | 0 | 0 | 0 | 0 | 0 | 0 | 0 | 0 | 0 | 0 | 0 | 0 | 0 | 0 | 0 | 0 | 0 | 0
F5_Commercial_Retail_Existing_Space Heating_Natural Gas_Unit Heater_E1 | F5 | Commercial | Retail | Existing | Space Heating | Natural Gas | Unit Heater | E1 | Utility - Cost of Operation | 0.46655 | 0.47156 | 0.47461 | 0.47828 | 0.47843 | 0 | 0 | 0 | 0 | 0 | 0 | 0 | 0 | 0 | 0 | 0 | 0 | 0 | 0 | 0 | 0 | 0 | 0 | 0 | 0 | 0 | 0 | 0 | 0 | 0 | 0
F5_Commercial_Retail_Existing_Space Heating_Natural Gas_Unit Heater_E2 | F5 | Commercial | Retail | Existing | Space Heating | Natural Gas | Unit Heater | E2 | Utility - Cost of Operation | 0.41984 | 0.42435 | 0.4271 | 0.4304 | 0.43054 | 0.4053 | 0.38474 | 0.37303 | 0.38275 | 0.39206 | 0.40393 | 0.41622 | 0.37461 | 0.38945 | 0.40969 | 0.40768 | 0.40808 | 0.40937 | 0.40156 | 0.40631 | 0.40952 | 0.41402 | 0.41981 | 0.21018 | 0.20608 | 0.20222 | 0.19857 | 0.19511 | 0.19178 | 0.18859 | 0.18549
F5_Commercial_Retail_Existing_Space Heating_Natural Gas_Unit Heater_E3 | F5 | Commercial | Retail | Existing | Space Heating | Natural Gas | Unit Heater | E3 | Utility - Cost of Operation | 0.36259 | 0.36649 | 0.36886 | 0.37171 | 0.37183 | 0.35004 | 0.33228 | 0.32217 | 0.33056 | 0.3386 | 0.34886 | 0.35946 | 0.32353 | 0.33635 | 0.35383 | 0.35209 | 0.35244 | 0.35355 | 0.34681 | 0.35091 | 0.35368 | 0.35757 | 0.36257 | 0.18152 | 0.17798 | 0.17465 | 0.1715 | 0.1685 | 0.16563 | 0.16287 | 0.1602
F5_Commercial_Retail_Existing_Space Heating_Natural Gas_Unit Heater_E4 | F5 | Commercial | Retail | Existing | Space Heating | Natural Gas | Unit Heater | E4 | Utility - Cost of Operation | 0 | 0 | 0 | 0 | 0 | 0 | 0 | 0 | 0 | 0 | 0 | 0 | 0 | 0 | 0 | 0 | 0 | 0 | 0 | 0 | 0 | 0 | 0 | 0 | 0 | 0 | 0 | 0 | 0 | 0 | 0
F5_Commercial_Retail_Existing_Space Heating_Natural Gas_Unit Heater_E5 | F5 | Commercial | Retail | Existing | Space Heating | Natural Gas | Unit Heater | E5 | Utility - Cost of Operation | 0 | 0 | 0 | 0 | 0 | 0 | 0 | 0 | 0 | 0 | 0 | 0 | 0 | 0 | 0 | 0 | 0 | 0 | 0 | 0 | 0 | 0 | 0 | 0 | 0 | 0 | 0 | 0 | 0 | 0 | 0
F5_Commercial_Retail_Existing_Space Heating_Natural Gas_Unit Heater_E6 | F5 | Commercial | Retail | Existing | Space Heating | Natural Gas | Unit Heater | E6 | Utility - Cost of Operation | 0 | 0 | 0 | 0 | 0 | 0 | 0 | 0 | 0 | 0 | 0 | 0 | 0 | 0 | 0 | 0 | 0 | 0 | 0 | 0 | 0 | 0 | 0 | 0 | 0 | 0 | 0 | 0 | 0 | 0 | 0
F5_Commercial_Retail_Existing_Space Heating_Natural Gas_Unit Heater_E7 | F5 | Commercial | Retail | Existing | Space Heating | Natural Gas | Unit Heater | E7 | Utility - Cost of Operation | 0 | 0 | 0 | 0 | 0 | 0 | 0 | 0 | 0 | 0 | 0 | 0 | 0 | 0 | 0 | 0 | 0 | 0 | 0 | 0 | 0 | 0 | 0 | 0 | 0 | 0 | 0 | 0 | 0 | 0 | 0
F5_Commercial_Retail_Existing_Space Heating_Natural Gas_Unit Heater_E8 | F5 | Commercial | Retail | Existing | Space Heating | Natural Gas | Unit Heater | E8 | Utility - Cost of Operation | 0 | 0 | 0 | 0 | 0 | 0 | 0 | 0 | 0 | 0 | 0 | 0 | 0 | 0 | 0 | 0 | 0 | 0 | 0 | 0 | 0 | 0 | 0 | 0 | 0 | 0 | 0 | 0 | 0 | 0 | 0
F5_Commercial_Retail_Existing_Space Heating_Natural Gas_Unit Heater_E9 | F5 | Commercial | Retail | Existing | Space Heating | Natural Gas | Unit Heater | E9 | Utility - Cost of Operation | 0 | 0 | 0 | 0 | 0 | 0 | 0 | 0 | 0 | 0 | 0 | 0 | 0 | 0 | 0 | 0 | 0 | 0 | 0 | 0 | 0 | 0 | 0 | 0 | 0 | 0 | 0 | 0 | 0 | 0 | 0
F5_Commercial_Retail_Existing_Space Heating_Natural Gas_Unit Heater_E10 | F5 | Commercial | Retail | Existing | Space Heating | Natural Gas | Unit Heater | E10 | Utility - Cost of Operation | 0 | 0 | 0 | 0 | 0 | 0 | 0 | 0 | 0 | 0 | 0 | 0 | 0 | 0 | 0 | 0 | 0 | 0 | 0 | 0 | 0 | 0 | 0 | 0 | 0 | 0 | 0 | 0 | 0 | 0 | 0
F6_Commercial_Retail_Existing_Space Heating_Natural Gas_Unit Heater_E1 | F6 | Commercial | Retail | Existing | Space Heating | Natural Gas | Unit Heater | E1 | Utility - Value of Sales | 0.55895 | 0.56496 | 0.56861 | 0.57301 | 0.5732 | 0 | 0 | 0 | 0 | 0 | 0 | 0 | 0 | 0 | 0 | 0 | 0 | 0 | 0 | 0 | 0 | 0 | 0 | 0 | 0 | 0 | 0 | 0 | 0 | 0 | 0
F6_Commercial_Retail_Existing_Space Heating_Natural Gas_Unit Heater_E2 | F6 | Commercial | Retail | Existing | Space Heating | Natural Gas | Unit Heater | E2 | Utility - Value of Sales | 0.50299 | 0.5084 | 0.51169 | 0.51565 | 0.51581 | 0.48558 | 0.46094 | 0.44692 | 0.45856 | 0.46971 | 0.48394 | 0.49865 | 0.44881 | 0.46658 | 0.49083 | 0.48842 | 0.48891 | 0.49045 | 0.48109 | 0.48679 | 0.49063 | 0.49603 | 0.50296 | 0.25181 | 0.24689 | 0.24227 | 0.2379 | 0.23375 | 0.22977 | 0.22594 | 0.22223
F6_Commercial_Retail_Existing_Space Heating_Natural Gas_Unit Heater_E3 | F6 | Commercial | Retail | Existing | Space Heating | Natural Gas | Unit Heater | E3 | Utility - Value of Sales | 0.43441 | 0.43908 | 0.44192 | 0.44534 | 0.44548 | 0.41937 | 0.39809 | 0.38598 | 0.39603 | 0.40567 | 0.41795 | 0.43066 | 0.38761 | 0.40296 | 0.42391 | 0.42183 | 0.42225 | 0.42358 | 0.4155 | 0.42041 | 0.42373 | 0.42839 | 0.43438 | 0.21747 | 0.21323 | 0.20924 | 0.20547 | 0.20188 | 0.19844 | 0.19513 | 0.19193
F6_Commercial_Retail_Existing_Space Heating_Natural Gas_Unit Heater_E4 | F6 | Commercial | Retail | Existing | Space Heating | Natural Gas | Unit Heater | E4 | Utility - Value of Sales | 0 | 0 | 0 | 0 | 0 | 0 | 0 | 0 | 0 | 0 | 0 | 0 | 0 | 0 | 0 | 0 | 0 | 0 | 0 | 0 | 0 | 0 | 0 | 0 | 0 | 0 | 0 | 0 | 0 | 0 | 0
F6_Commercial_Retail_Existing_Space Heating_Natural Gas_Unit Heater_E5 | F6 | Commercial | Retail | Existing | Space Heating | Natural Gas | Unit Heater | E5 | Utility - Value of Sales | 0 | 0 | 0 | 0 | 0 | 0 | 0 | 0 | 0 | 0 | 0 | 0 | 0 | 0 | 0 | 0 | 0 | 0 | 0 | 0 | 0 | 0 | 0 | 0 | 0 | 0 | 0 | 0 | 0 | 0 | 0
F6_Commercial_Retail_Existing_Space Heating_Natural Gas_Unit Heater_E6 | F6 | Commercial | Retail | Existing | Space Heating | Natural Gas | Unit Heater | E6 | Utility - Value of Sales | 0 | 0 | 0 | 0 | 0 | 0 | 0 | 0 | 0 | 0 | 0 | 0 | 0 | 0 | 0 | 0 | 0 | 0 | 0 | 0 | 0 | 0 | 0 | 0 | 0 | 0 | 0 | 0 | 0 | 0 | 0
F6_Commercial_Retail_Existing_Space Heating_Natural Gas_Unit Heater_E7 | F6 | Commercial | Retail | Existing | Space Heating | Natural Gas | Unit Heater | E7 | Utility - Value of Sales | 0 | 0 | 0 | 0 | 0 | 0 | 0 | 0 | 0 | 0 | 0 | 0 | 0 | 0 | 0 | 0 | 0 | 0 | 0 | 0 | 0 | 0 | 0 | 0 | 0 | 0 | 0 | 0 | 0 | 0 | 0
F6_Commercial_Retail_Existing_Space Heating_Natural Gas_Unit Heater_E8 | F6 | Commercial | Retail | Existing | Space Heating | Natural Gas | Unit Heater | E8 | Utility - Value of Sales | 0 | 0 | 0 | 0 | 0 | 0 | 0 | 0 | 0 | 0 | 0 | 0 | 0 | 0 | 0 | 0 | 0 | 0 | 0 | 0 | 0 | 0 | 0 | 0 | 0 | 0 | 0 | 0 | 0 | 0 | 0
F6_Commercial_Retail_Existing_Space Heating_Natural Gas_Unit Heater_E9 | F6 | Commercial | Retail | Existing | Space Heating | Natural Gas | Unit Heater | E9 | Utility - Value of Sales | 0 | 0 | 0 | 0 | 0 | 0 | 0 | 0 | 0 | 0 | 0 | 0 | 0 | 0 | 0 | 0 | 0 | 0 | 0 | 0 | 0 | 0 | 0 | 0 | 0 | 0 | 0 | 0 | 0 | 0 | 0
F6_Commercial_Retail_Existing_Space Heating_Natural Gas_Unit Heater_E10 | F6 | Commercial | Retail | Existing | Space Heating | Natural Gas | Unit Heater | E10 | Utility - Value of Sales | 0 | 0 | 0 | 0 | 0 | 0 | 0 | 0 | 0 | 0 | 0 | 0 | 0 | 0 | 0 | 0 | 0 | 0 | 0 | 0 | 0 | 0 | 0 | 0 | 0 | 0 | 0 | 0 | 0 | 0 | 0
F1_Commercial_Retail_Existing_Water Heating_Natural Gas_Water Heater_E1 | F1 | Commercial | Retail | Existing | Water Heating | Natural Gas | Water Heater | E1 | Participant - Cost of Equipment | 0.011757 | 0.011757 | 0.011757 | 0.011757 | 0.011757 | 0.011757 | 0.011757 | 0.011757 | 0.011757 | 0.011757 | 0.011757 | 0.011757 | 0.011757 | 0.011757 | 0.011757 | 0.011757 | 0.011757 | 0.011757 | 0.011757 | 0.011757 | 0.011757 | 0.011757 | 0.011757 | 0.011757 | 0.011757 | 0.011757 | 0.011757 | 0.011757 | 0.011757 | 0.011757 | 0.011757
F1_Commercial_Retail_Existing_Water Heating_Natural Gas_Water Heater_E2 | F1 | Commercial | Retail | Existing | Water Heating | Natural Gas | Water Heater | E2 | Participant - Cost of Equipment | 0.013138 | 0.013138 | 0.013138 | 0.013138 | 0.013138 | 0.013138 | 0.013138 | 0.013138 | 0.013138 | 0.013138 | 0.013138 | 0.013138 | 0.013138 | 0.013138 | 0.013138 | 0.013138 | 0.013138 | 0.013138 | 0.013138 | 0.013138 | 0.013138 | 0.013138 | 0.013138 | 0.013138 | 0.013138 | 0.013138 | 0.013138 | 0.013138 | 0.013138 | 0.013138 | 0.013138
F1_Commercial_Retail_Existing_Water Heating_Natural Gas_Water Heater_E3 | F1 | Commercial | Retail | Existing | Water Heating | Natural Gas | Water Heater | E3 | Participant - Cost of Equipment | 0.013733 | 0.013733 | 0.013733 | 0.013733 | 0.013733 | 0.013733 | 0.013733 | 0.013733 | 0.013733 | 0.013733 | 0.013733 | 0.013733 | 0.013733 | 0.013733 | 0.013733 | 0.013733 | 0.013733 | 0.013733 | 0.013733 | 0.013733 | 0.013733 | 0.013733 | 0.013733 | 0.013733 | 0.013733 | 0.013733 | 0.013733 | 0.013733 | 0.013733 | 0.013733 | 0.013733
F1_Commercial_Retail_Existing_Water Heating_Natural Gas_Water Heater_E4 | F1 | Commercial | Retail | Existing | Water Heating | Natural Gas | Water Heater | E4 | Participant - Cost of Equipment | 0 | 0 | 0 | 0 | 0 | 0 | 0 | 0.01883 | 0.01883 | 0.01883 | 0.01883 | 0.01883 | 0.01883 | 0.01883 | 0.01883 | 0.01883 | 0.01883 | 0.01883 | 0.01883 | 0.01883 | 0.01883 | 0.01883 | 0.01883 | 0.01883 | 0.01883 | 0.01883 | 0.01883 | 0.01883 | 0.01883 | 0.01883 | 0.01883
F1_Commercial_Retail_Existing_Water Heating_Natural Gas_Water Heater_E5 | F1 | Commercial | Retail | Existing | Water Heating | Natural Gas | Water Heater | E5 | Participant - Cost of Equipment | 0 | 0 | 0 | 0 | 0 | 0 | 0 | 0 | 0 | 0 | 0 | 0 | 0 | 0 | 0 | 0 | 0 | 0 | 0 | 0 | 0 | 0 | 0 | 0 | 0 | 0 | 0 | 0 | 0 | 0 | 0
F1_Commercial_Retail_Existing_Water Heating_Natural Gas_Water Heater_E6 | F1 | Commercial | Retail | Existing | Water Heating | Natural Gas | Water Heater | E6 | Participant - Cost of Equipment | 0 | 0 | 0 | 0 | 0 | 0 | 0 | 0 | 0 | 0 | 0 | 0 | 0 | 0 | 0 | 0 | 0 | 0 | 0 | 0 | 0 | 0 | 0 | 0 | 0 | 0 | 0 | 0 | 0 | 0 | 0
F1_Commercial_Retail_Existing_Water Heating_Natural Gas_Water Heater_E7 | F1 | Commercial | Retail | Existing | Water Heating | Natural Gas | Water Heater | E7 | Participant - Cost of Equipment | 0 | 0 | 0 | 0 | 0 | 0 | 0 | 0 | 0 | 0 | 0 | 0 | 0 | 0 | 0 | 0 | 0 | 0 | 0 | 0 | 0 | 0 | 0 | 0 | 0 | 0 | 0 | 0 | 0 | 0 | 0
F1_Commercial_Retail_Existing_Water Heating_Natural Gas_Water Heater_E8 | F1 | Commercial | Retail | Existing | Water Heating | Natural Gas | Water Heater | E8 | Participant - Cost of Equipment | 0 | 0 | 0 | 0 | 0 | 0 | 0 | 0 | 0 | 0 | 0 | 0 | 0 | 0 | 0 | 0 | 0 | 0 | 0 | 0 | 0 | 0 | 0 | 0 | 0 | 0 | 0 | 0 | 0 | 0 | 0
F1_Commercial_Retail_Existing_Water Heating_Natural Gas_Water Heater_E9 | F1 | Commercial | Retail | Existing | Water Heating | Natural Gas | Water Heater | E9 | Participant - Cost of Equipment | 0 | 0 | 0 | 0 | 0 | 0 | 0 | 0 | 0 | 0 | 0 | 0 | 0 | 0 | 0 | 0 | 0 | 0 | 0 | 0 | 0 | 0 | 0 | 0 | 0 | 0 | 0 | 0 | 0 | 0 | 0
F1_Commercial_Retail_Existing_Water Heating_Natural Gas_Water Heater_E10 | F1 | Commercial | Retail | Existing | Water Heating | Natural Gas | Water Heater | E10 | Participant - Cost of Equipment | 0 | 0 | 0 | 0 | 0 | 0 | 0 | 0 | 0 | 0 | 0 | 0 | 0 | 0 | 0 | 0 | 0 | 0 | 0 | 0 | 0 | 0 | 0 | 0 | 0 | 0 | 0 | 0 | 0 | 0 | 0
F2_Commercial_Retail_Existing_Water Heating_Natural Gas_Water Heater_E1 | F2 | Commercial | Retail | Existing | Water Heating | Natural Gas | Water Heater | E1 | Participant - Cost of Operation | 0.16988 | 0.17324 | 0.17565 | 0.17826 | 0.18201 | 0.17053 | 0.16155 | 0.15683 | 0.15514 | 0.15253 | 0.15078 | 0.15877 | 0.14209 | 0.15187 | 0.16443 | 0.17664 | 0.17709 | 0.17794 | 0.17454 | 0.17696 | 0.17866 | 0.18095 | 0.18383 | 0.086594 | 0.084867 | 0.08325 | 0.081728 | 0.080284 | 0.078906 | 0.07758 | 0.0763
F2_Commercial_Retail_Existing_Water Heating_Natural Gas_Water Heater_E2 | F2 | Commercial | Retail | Existing | Water Heating | Natural Gas | Water Heater | E2 | Participant - Cost of Operation | 0.14458 | 0.14744 | 0.14949 | 0.15171 | 0.1549 | 0.14513 | 0.13749 | 0.13347 | 0.13203 | 0.12982 | 0.12832 | 0.13512 | 0.12093 | 0.12925 | 0.13994 | 0.15033 | 0.15072 | 0.15144 | 0.14854 | 0.15061 | 0.15205 | 0.154 | 0.15645 | 0.073697 | 0.072227 | 0.070851 | 0.069556 | 0.068327 | 0.067154 | 0.066026 | 0.064936
F2_Commercial_Retail_Existing_Water Heating_Natural Gas_Water Heater_E3 | F2 | Commercial | Retail | Existing | Water Heating | Natural Gas | Water Heater | E3 | Participant - Cost of Operation | 0.12048 | 0.12287 | 0.12458 | 0.12643 | 0.12909 | 0.12094 | 0.11458 | 0.11123 | 0.11003 | 0.10818 | 0.10693 | 0.1126 | 0.10077 | 0.10771 | 0.11662 | 0.12527 | 0.1256 | 0.1262 | 0.12379 | 0.12551 | 0.12671 | 0.12834 | 0.13038 | 0.061414 | 0.060189 | 0.059043 | 0.057963 | 0.056939 | 0.055962 | 0.055022 | 0.054113
F2_Commercial_Retail_Existing_Water Heating_Natural Gas_Water Heater_E4 | F2 | Commercial | Retail | Existing | Water Heating | Natural Gas | Water Heater | E4 | Participant - Cost of Operation | 0 | 0 | 0 | 0 | 0 | 0 | 0 | 0.08529 | 0.086529 | 0.087682 | 0.089442 | 0.09121 | 0.082968 | 0.082428 | 0.082554 | 0.082051 | 0.082004 | 0.082127 | 0.08057 | 0.081345 | 0.081838 | 0.082575 | 0.083551 | 0.04462 | 0.043769 | 0.042965 | 0.042203 | 0.041475 | 0.040776 | 0.040101 | 0.039308
F2_Commercial_Retail_Existing_Water Heating_Natural Gas_Water Heater_E5 | F2 | Commercial | Retail | Existing | Water Heating | Natural Gas | Water Heater | E5 | Participant - Cost of Operation | 0 | 0 | 0 | 0 | 0 | 0 | 0 | 0 | 0 | 0 | 0 | 0 | 0 | 0 | 0 | 0 | 0 | 0 | 0 | 0 | 0 | 0 | 0 | 0 | 0 | 0 | 0 | 0 | 0 | 0 | 0
F2_Commercial_Retail_Existing_Water Heating_Natural Gas_Water Heater_E6 | F2 | Commercial | Retail | Existing | Water Heating | Natural Gas | Water Heater | E6 | Participant - Cost of Operation | 0 | 0 | 0 | 0 | 0 | 0 | 0 | 0 | 0 | 0 | 0 | 0 | 0 | 0 | 0 | 0 | 0 | 0 | 0 | 0 | 0 | 0 | 0 | 0 | 0 | 0 | 0 | 0 | 0 | 0 | 0
F2_Commercial_Retail_Existing_Water Heating_Natural Gas_Water Heater_E7 | F2 | Commercial | Retail | Existing | Water Heating | Natural Gas | Water Heater | E7 | Participant - Cost of Operation | 0 | 0 | 0 | 0 | 0 | 0 | 0 | 0 | 0 | 0 | 0 | 0 | 0 | 0 | 0 | 0 | 0 | 0 | 0 | 0 | 0 | 0 | 0 | 0 | 0 | 0 | 0 | 0 | 0 | 0 | 0
F2_Commercial_Retail_Existing_Water Heating_Natural Gas_Water Heater_E8 | F2 | Commercial | Retail | Existing | Water Heating | Natural Gas | Water Heater | E8 | Participant - Cost of Operation | 0 | 0 | 0 | 0 | 0 | 0 | 0 | 0 | 0 | 0 | 0 | 0 | 0 | 0 | 0 | 0 | 0 | 0 | 0 | 0 | 0 | 0 | 0 | 0 | 0 | 0 | 0 | 0 | 0 | 0 | 0
F2_Commercial_Retail_Existing_Water Heating_Natural Gas_Water Heater_E9 | F2 | Commercial | Retail | Existing | Water Heating | Natural Gas | Water Heater | E9 | Participant - Cost of Operation | 0 | 0 | 0 | 0 | 0 | 0 | 0 | 0 | 0 | 0 | 0 | 0 | 0 | 0 | 0 | 0 | 0 | 0 | 0 | 0 | 0 | 0 | 0 | 0 | 0 | 0 | 0 | 0 | 0 | 0 | 0
F2_Commercial_Retail_Existing_Water Heating_Natural Gas_Water Heater_E10 | F2 | Commercial | Retail | Existing | Water Heating | Natural Gas | Water Heater | E10 | Participant - Cost of Operation | 0 | 0 | 0 | 0 | 0 | 0 | 0 | 0 | 0 | 0 | 0 | 0 | 0 | 0 | 0 | 0 | 0 | 0 | 0 | 0 | 0 | 0 | 0 | 0 | 0 | 0 | 0 | 0 | 0 | 0 | 0
F3_Commercial_Retail_Existing_Water Heating_Natural Gas_Water Heater_E1 | F3 | Commercial | Retail | Existing | Water Heating | Natural Gas | Water Heater | E1 | System - kBTUs of Conusmption | 14.2153 | 14.2494 | 14.2277 | 14.2128 | 14.2128 | 14.2128 | 14.2128 | 14.2128 | 14.2128 | 14.2128 | 14.2128 | 14.2128 | 14.2128 | 14.2128 | 14.2128 | 14.2128 | 14.2128 | 14.2128 | 14.2128 | 14.2128 | 14.2128 | 14.2128 | 14.2128 | 14.2128 | 14.2128 | 14.2128 | 14.2128 | 14.2128 | 14.2128 | 14.2128 | 14.2128
F3_Commercial_Retail_Existing_Water Heating_Natural Gas_Water Heater_E2 | F3 | Commercial | Retail | Existing | Water Heating | Natural Gas | Water Heater | E2 | System - kBTUs of Conusmption | 12.0981 | 12.1271 | 12.1086 | 12.096 | 12.096 | 12.096 | 12.096 | 12.096 | 12.096 | 12.096 | 12.096 | 12.096 | 12.096 | 12.096 | 12.096 | 12.096 | 12.096 | 12.096 | 12.096 | 12.096 | 12.096 | 12.096 | 12.096 | 12.096 | 12.096 | 12.096 | 12.096 | 12.096 | 12.096 | 12.096 | 12.096
F3_Commercial_Retail_Existing_Water Heating_Natural Gas_Water Heater_E3 | F3 | Commercial | Retail | Existing | Water Heating | Natural Gas | Water Heater | E3 | System - kBTUs of Conusmption | 10.0818 | 10.1059 | 10.0905 | 10.08 | 10.08 | 10.08 | 10.08 | 10.08 | 10.08 | 10.08 | 10.08 | 10.08 | 10.08 | 10.08 | 10.08 | 10.08 | 10.08 | 10.08 | 10.08 | 10.08 | 10.08 | 10.08 | 10.08 | 10.08 | 10.08 | 10.08 | 10.08 | 10.08 | 10.08 | 10.08 | 10.08
F3_Commercial_Retail_Existing_Water Heating_Natural Gas_Water Heater_E4 | F3 | Commercial | Retail | Existing | Water Heating | Natural Gas | Water Heater | E4 | System - kBTUs of Conusmption | 0 | 0 | 0 | 0 | 0 | 0 | 0 | 7.6075 | 7.6075 | 7.6075 | 7.6075 | 7.6075 | 7.6075 | 7.6075 | 7.6075 | 7.6075 | 7.6075 | 7.6075 | 7.6075 | 7.6075 | 7.6075 | 7.6075 | 7.6075 | 7.6075 | 7.6075 | 7.6075 | 7.6075 | 7.6075 | 7.6075 | 7.6075 | 7.6075
F3_Commercial_Retail_Existing_Water Heating_Natural Gas_Water Heater_E5 | F3 | Commercial | Retail | Existing | Water Heating | Natural Gas | Water Heater | E5 | System - kBTUs of Conusmption | 0 | 0 | 0 | 0 | 0 | 0 | 0 | 0 | 0 | 0 | 0 | 0 | 0 | 0 | 0 | 0 | 0 | 0 | 0 | 0 | 0 | 0 | 0 | 0 | 0 | 0 | 0 | 0 | 0 | 0 | 0
F3_Commercial_Retail_Existing_Water Heating_Natural Gas_Water Heater_E6 | F3 | Commercial | Retail | Existing | Water Heating | Natural Gas | Water Heater | E6 | System - kBTUs of Conusmption | 0 | 0 | 0 | 0 | 0 | 0 | 0 | 0 | 0 | 0 | 0 | 0 | 0 | 0 | 0 | 0 | 0 | 0 | 0 | 0 | 0 | 0 | 0 | 0 | 0 | 0 | 0 | 0 | 0 | 0 | 0
F3_Commercial_Retail_Existing_Water Heating_Natural Gas_Water Heater_E7 | F3 | Commercial | Retail | Existing | Water Heating | Natural Gas | Water Heater | E7 | System - kBTUs of Conusmption | 0 | 0 | 0 | 0 | 0 | 0 | 0 | 0 | 0 | 0 | 0 | 0 | 0 | 0 | 0 | 0 | 0 | 0 | 0 | 0 | 0 | 0 | 0 | 0 | 0 | 0 | 0 | 0 | 0 | 0 | 0
F3_Commercial_Retail_Existing_Water Heating_Natural Gas_Water Heater_E8 | F3 | Commercial | Retail | Existing | Water Heating | Natural Gas | Water Heater | E8 | System - kBTUs of Conusmption | 0 | 0 | 0 | 0 | 0 | 0 | 0 | 0 | 0 | 0 | 0 | 0 | 0 | 0 | 0 | 0 | 0 | 0 | 0 | 0 | 0 | 0 | 0 | 0 | 0 | 0 | 0 | 0 | 0 | 0 | 0
F3_Commercial_Retail_Existing_Water Heating_Natural Gas_Water Heater_E9 | F3 | Commercial | Retail | Existing | Water Heating | Natural Gas | Water Heater | E9 | System - kBTUs of Conusmption | 0 | 0 | 0 | 0 | 0 | 0 | 0 | 0 | 0 | 0 | 0 | 0 | 0 | 0 | 0 | 0 | 0 | 0 | 0 | 0 | 0 | 0 | 0 | 0 | 0 | 0 | 0 | 0 | 0 | 0 | 0
F3_Commercial_Retail_Existing_Water Heating_Natural Gas_Water Heater_E10 | F3 | Commercial | Retail | Existing | Water Heating | Natural Gas | Water Heater | E10 | System - kBTUs of Conusmption | 0 | 0 | 0 | 0 | 0 | 0 | 0 | 0 | 0 | 0 | 0 | 0 | 0 | 0 | 0 | 0 | 0 | 0 | 0 | 0 | 0 | 0 | 0 | 0 | 0 | 0 | 0 | 0 | 0 | 0 | 0
F4_Commercial_Retail_Existing_Water Heating_Natural Gas_Water Heater_E1 | F4 | Commercial | Retail | Existing | Water Heating | Natural Gas | Water Heater | E1 | Utility - Cost of Equipment | 0.011757 | 0.011757 | 0.011757 | 0.011757 | 0.011757 | 0.011757 | 0.011757 | 0.011757 | 0.011757 | 0.011757 | 0.011757 | 0.011757 | 0.011757 | 0.011757 | 0.011757 | 0.011757 | 0.011757 | 0.011757 | 0.011757 | 0.011757 | 0.011757 | 0.011757 | 0.011757 | 0.011757 | 0.011757 | 0.011757 | 0.011757 | 0.011757 | 0.011757 | 0.011757 | 0.011757
F4_Commercial_Retail_Existing_Water Heating_Natural Gas_Water Heater_E2 | F4 | Commercial | Retail | Existing | Water Heating | Natural Gas | Water Heater | E2 | Utility - Cost of Equipment | 0.013138 | 0.013138 | 0.013138 | 0.013138 | 0.013138 | 0.013138 | 0.013138 | 0.013138 | 0.013138 | 0.013138 | 0.013138 | 0.013138 | 0.013138 | 0.013138 | 0.013138 | 0.013138 | 0.013138 | 0.013138 | 0.013138 | 0.013138 | 0.013138 | 0.013138 | 0.013138 | 0.013138 | 0.013138 | 0.013138 | 0.013138 | 0.013138 | 0.013138 | 0.013138 | 0.013138
F4_Commercial_Retail_Existing_Water Heating_Natural Gas_Water Heater_E3 | F4 | Commercial | Retail | Existing | Water Heating | Natural Gas | Water Heater | E3 | Utility - Cost of Equipment | 0.013733 | 0.013733 | 0.013733 | 0.013733 | 0.013733 | 0.013733 | 0.013733 | 0.013733 | 0.013733 | 0.013733 | 0.013733 | 0.013733 | 0.013733 | 0.013733 | 0.013733 | 0.013733 | 0.013733 | 0.013733 | 0.013733 | 0.013733 | 0.013733 | 0.013733 | 0.013733 | 0.013733 | 0.013733 | 0.013733 | 0.013733 | 0.013733 | 0.013733 | 0.013733 | 0.013733
F4_Commercial_Retail_Existing_Water Heating_Natural Gas_Water Heater_E4 | F4 | Commercial | Retail | Existing | Water Heating | Natural Gas | Water Heater | E4 | Utility - Cost of Equipment | 0 | 0 | 0 | 0 | 0 | 0 | 0 | 0.01883 | 0.01883 | 0.01883 | 0.01883 | 0.01883 | 0.01883 | 0.01883 | 0.01883 | 0.01883 | 0.01883 | 0.01883 | 0.01883 | 0.01883 | 0.01883 | 0.01883 | 0.01883 | 0.01883 | 0.01883 | 0.01883 | 0.01883 | 0.01883 | 0.01883 | 0.01883 | 0.01883
F4_Commercial_Retail_Existing_Water Heating_Natural Gas_Water Heater_E5 | F4 | Commercial | Retail | Existing | Water Heating | Natural Gas | Water Heater | E5 | Utility - Cost of Equipment | 0 | 0 | 0 | 0 | 0 | 0 | 0 | 0 | 0 | 0 | 0 | 0 | 0 | 0 | 0 | 0 | 0 | 0 | 0 | 0 | 0 | 0 | 0 | 0 | 0 | 0 | 0 | 0 | 0 | 0 | 0
F4_Commercial_Retail_Existing_Water Heating_Natural Gas_Water Heater_E6 | F4 | Commercial | Retail | Existing | Water Heating | Natural Gas | Water Heater | E6 | Utility - Cost of Equipment | 0 | 0 | 0 | 0 | 0 | 0 | 0 | 0 | 0 | 0 | 0 | 0 | 0 | 0 | 0 | 0 | 0 | 0 | 0 | 0 | 0 | 0 | 0 | 0 | 0 | 0 | 0 | 0 | 0 | 0 | 0
F4_Commercial_Retail_Existing_Water Heating_Natural Gas_Water Heater_E7 | F4 | Commercial | Retail | Existing | Water Heating | Natural Gas | Water Heater | E7 | Utility - Cost of Equipment | 0 | 0 | 0 | 0 | 0 | 0 | 0 | 0 | 0 | 0 | 0 | 0 | 0 | 0 | 0 | 0 | 0 | 0 | 0 | 0 | 0 | 0 | 0 | 0 | 0 | 0 | 0 | 0 | 0 | 0 | 0
F4_Commercial_Retail_Existing_Water Heating_Natural Gas_Water Heater_E8 | F4 | Commercial | Retail | Existing | Water Heating | Natural Gas | Water Heater | E8 | Utility - Cost of Equipment | 0 | 0 | 0 | 0 | 0 | 0 | 0 | 0 | 0 | 0 | 0 | 0 | 0 | 0 | 0 | 0 | 0 | 0 | 0 | 0 | 0 | 0 | 0 | 0 | 0 | 0 | 0 | 0 | 0 | 0 | 0
F4_Commercial_Retail_Existing_Water Heating_Natural Gas_Water Heater_E9 | F4 | Commercial | Retail | Existing | Water Heating | Natural Gas | Water Heater | E9 | Utility - Cost of Equipment | 0 | 0 | 0 | 0 | 0 | 0 | 0 | 0 | 0 | 0 | 0 | 0 | 0 | 0 | 0 | 0 | 0 | 0 | 0 | 0 | 0 | 0 | 0 | 0 | 0 | 0 | 0 | 0 | 0 | 0 | 0
F4_Commercial_Retail_Existing_Water Heating_Natural Gas_Water Heater_E10 | F4 | Commercial | Retail | Existing | Water Heating | Natural Gas | Water Heater | E10 | Utility - Cost of Equipment | 0 | 0 | 0 | 0 | 0 | 0 | 0 | 0 | 0 | 0 | 0 | 0 | 0 | 0 | 0 | 0 | 0 | 0 | 0 | 0 | 0 | 0 | 0 | 0 | 0 | 0 | 0 | 0 | 0 | 0 | 0
F5_Commercial_Retail_Existing_Water Heating_Natural Gas_Water Heater_E1 | F5 | Commercial | Retail | Existing | Water Heating | Natural Gas | Water Heater | E1 | Utility - Cost of Operation | 0.14179 | 0.1446 | 0.14661 | 0.14879 | 0.15192 | 0.14234 | 0.13484 | 0.1309 | 0.12949 | 0.12732 | 0.12585 | 0.13252 | 0.1186 | 0.12677 | 0.13725 | 0.14744 | 0.14782 | 0.14852 | 0.14568 | 0.14771 | 0.14913 | 0.15104 | 0.15344 | 0.072278 | 0.070837 | 0.069487 | 0.068217 | 0.067012 | 0.065861 | 0.064755 | 0.063686
F5_Commercial_Retail_Existing_Water Heating_Natural Gas_Water Heater_E2 | F5 | Commercial | Retail | Existing | Water Heating | Natural Gas | Water Heater | E2 | Utility - Cost of Operation | 0.12067 | 0.12307 | 0.12478 | 0.12663 | 0.1293 | 0.12114 | 0.11476 | 0.11141 | 0.1102 | 0.10835 | 0.10711 | 0.11278 | 0.10094 | 0.10789 | 0.11681 | 0.12548 | 0.1258 | 0.1264 | 0.12399 | 0.12571 | 0.12692 | 0.12854 | 0.13059 | 0.061514 | 0.060286 | 0.059138 | 0.058057 | 0.057031 | 0.056052 | 0.05511 | 0.054201
F5_Commercial_Retail_Existing_Water Heating_Natural Gas_Water Heater_E3 | F5 | Commercial | Retail | Existing | Water Heating | Natural Gas | Water Heater | E3 | Utility - Cost of Operation | 0.10056 | 0.10256 | 0.10398 | 0.10553 | 0.10775 | 0.10095 | 0.095634 | 0.09284 | 0.091836 | 0.090296 | 0.089256 | 0.093986 | 0.084113 | 0.089905 | 0.097339 | 0.10456 | 0.10483 | 0.10533 | 0.10332 | 0.10476 | 0.10576 | 0.10712 | 0.10882 | 0.051261 | 0.050239 | 0.049282 | 0.048381 | 0.047526 | 0.04671 | 0.045925 | 0.045167
F5_Commercial_Retail_Existing_Water Heating_Natural Gas_Water Heater_E4 | F5 | Commercial | Retail | Existing | Water Heating | Natural Gas | Water Heater | E4 | Utility - Cost of Operation | 0 | 0 | 0 | 0 | 0 | 0 | 0 | 0.07119 | 0.072224 | 0.073186 | 0.074655 | 0.076131 | 0.069252 | 0.068801 | 0.068906 | 0.068486 | 0.068447 | 0.06855 | 0.06725 | 0.067897 | 0.068309 | 0.068923 | 0.069739 | 0.037244 | 0.036533 | 0.035862 | 0.035226 | 0.034618 | 0.034035 | 0.033471 | 0.03281
F5_Commercial_Retail_Existing_Water Heating_Natural Gas_Water Heater_E5 | F5 | Commercial | Retail | Existing | Water Heating | Natural Gas | Water Heater | E5 | Utility - Cost of Operation | 0 | 0 | 0 | 0 | 0 | 0 | 0 | 0 | 0 | 0 | 0 | 0 | 0 | 0 | 0 | 0 | 0 | 0 | 0 | 0 | 0 | 0 | 0 | 0 | 0 | 0 | 0 | 0 | 0 | 0 | 0
F5_Commercial_Retail_Existing_Water Heating_Natural Gas_Water Heater_E6 | F5 | Commercial | Retail | Existing | Water Heating | Natural Gas | Water Heater | E6 | Utility - Cost of Operation | 0 | 0 | 0 | 0 | 0 | 0 | 0 | 0 | 0 | 0 | 0 | 0 | 0 | 0 | 0 | 0 | 0 | 0 | 0 | 0 | 0 | 0 | 0 | 0 | 0 | 0 | 0 | 0 | 0 | 0 | 0
F5_Commercial_Retail_Existing_Water Heating_Natural Gas_Water Heater_E7 | F5 | Commercial | Retail | Existing | Water Heating | Natural Gas | Water Heater | E7 | Utility - Cost of Operation | 0 | 0 | 0 | 0 | 0 | 0 | 0 | 0 | 0 | 0 | 0 | 0 | 0 | 0 | 0 | 0 | 0 | 0 | 0 | 0 | 0 | 0 | 0 | 0 | 0 | 0 | 0 | 0 | 0 | 0 | 0
F5_Commercial_Retail_Existing_Water Heating_Natural Gas_Water Heater_E8 | F5 | Commercial | Retail | Existing | Water Heating | Natural Gas | Water Heater | E8 | Utility - Cost of Operation | 0 | 0 | 0 | 0 | 0 | 0 | 0 | 0 | 0 | 0 | 0 | 0 | 0 | 0 | 0 | 0 | 0 | 0 | 0 | 0 | 0 | 0 | 0 | 0 | 0 | 0 | 0 | 0 | 0 | 0 | 0
F5_Commercial_Retail_Existing_Water Heating_Natural Gas_Water Heater_E9 | F5 | Commercial | Retail | Existing | Water Heating | Natural Gas | Water Heater | E9 | Utility - Cost of Operation | 0 | 0 | 0 | 0 | 0 | 0 | 0 | 0 | 0 | 0 | 0 | 0 | 0 | 0 | 0 | 0 | 0 | 0 | 0 | 0 | 0 | 0 | 0 | 0 | 0 | 0 | 0 | 0 | 0 | 0 | 0
F5_Commercial_Retail_Existing_Water Heating_Natural Gas_Water Heater_E10 | F5 | Commercial | Retail | Existing | Water Heating | Natural Gas | Water Heater | E10 | Utility - Cost of Operation | 0 | 0 | 0 | 0 | 0 | 0 | 0 | 0 | 0 | 0 | 0 | 0 | 0 | 0 | 0 | 0 | 0 | 0 | 0 | 0 | 0 | 0 | 0 | 0 | 0 | 0 | 0 | 0 | 0 | 0 | 0
F6_Commercial_Retail_Existing_Water Heating_Natural Gas_Water Heater_E1 | F6 | Commercial | Retail | Existing | Water Heating | Natural Gas | Water Heater | E1 | Utility - Value of Sales | 0.16988 | 0.17324 | 0.17565 | 0.17826 | 0.18201 | 0.17053 | 0.16155 | 0.15683 | 0.15514 | 0.15253 | 0.15078 | 0.15877 | 0.14209 | 0.15187 | 0.16443 | 0.17664 | 0.17709 | 0.17794 | 0.17454 | 0.17696 | 0.17866 | 0.18095 | 0.18383 | 0.086594 | 0.084867 | 0.08325 | 0.081728 | 0.080284 | 0.078906 | 0.07758 | 0.0763
F6_Commercial_Retail_Existing_Water Heating_Natural Gas_Water Heater_E2 | F6 | Commercial | Retail | Existing | Water Heating | Natural Gas | Water Heater | E2 | Utility - Value of Sales | 0.14458 | 0.14744 | 0.14949 | 0.15171 | 0.1549 | 0.14513 | 0.13749 | 0.13347 | 0.13203 | 0.12982 | 0.12832 | 0.13512 | 0.12093 | 0.12925 | 0.13994 | 0.15033 | 0.15072 | 0.15144 | 0.14854 | 0.15061 | 0.15205 | 0.154 | 0.15645 | 0.073697 | 0.072227 | 0.070851 | 0.069556 | 0.068327 | 0.067154 | 0.066026 | 0.064936
F6_Commercial_Retail_Existing_Water Heating_Natural Gas_Water Heater_E3 | F6 | Commercial | Retail | Existing | Water Heating | Natural Gas | Water Heater | E3 | Utility - Value of Sales | 0.12048 | 0.12287 | 0.12458 | 0.12643 | 0.12909 | 0.12094 | 0.11458 | 0.11123 | 0.11003 | 0.10818 | 0.10693 | 0.1126 | 0.10077 | 0.10771 | 0.11662 | 0.12527 | 0.1256 | 0.1262 | 0.12379 | 0.12551 | 0.12671 | 0.12834 | 0.13038 | 0.061414 | 0.060189 | 0.059043 | 0.057963 | 0.056939 | 0.055962 | 0.055022 | 0.054113
F6_Commercial_Retail_Existing_Water Heating_Natural Gas_Water Heater_E4 | F6 | Commercial | Retail | Existing | Water Heating | Natural Gas | Water Heater | E4 | Utility - Value of Sales | 0 | 0 | 0 | 0 | 0 | 0 | 0 | 0.08529 | 0.086529 | 0.087682 | 0.089442 | 0.09121 | 0.082968 | 0.082428 | 0.082554 | 0.082051 | 0.082004 | 0.082127 | 0.08057 | 0.081345 | 0.081838 | 0.082575 | 0.083551 | 0.04462 | 0.043769 | 0.042965 | 0.042203 | 0.041475 | 0.040776 | 0.040101 | 0.039308
F6_Commercial_Retail_Existing_Water Heating_Natural Gas_Water Heater_E5 | F6 | Commercial | Retail | Existing | Water Heating | Natural Gas | Water Heater | E5 | Utility - Value of Sales | 0 | 0 | 0 | 0 | 0 | 0 | 0 | 0 | 0 | 0 | 0 | 0 | 0 | 0 | 0 | 0 | 0 | 0 | 0 | 0 | 0 | 0 | 0 | 0 | 0 | 0 | 0 | 0 | 0 | 0 | 0
F6_Commercial_Retail_Existing_Water Heating_Natural Gas_Water Heater_E6 | F6 | Commercial | Retail | Existing | Water Heating | Natural Gas | Water Heater | E6 | Utility - Value of Sales | 0 | 0 | 0 | 0 | 0 | 0 | 0 | 0 | 0 | 0 | 0 | 0 | 0 | 0 | 0 | 0 | 0 | 0 | 0 | 0 | 0 | 0 | 0 | 0 | 0 | 0 | 0 | 0 | 0 | 0 | 0
F6_Commercial_Retail_Existing_Water Heating_Natural Gas_Water Heater_E7 | F6 | Commercial | Retail | Existing | Water Heating | Natural Gas | Water Heater | E7 | Utility - Value of Sales | 0 | 0 | 0 | 0 | 0 | 0 | 0 | 0 | 0 | 0 | 0 | 0 | 0 | 0 | 0 | 0 | 0 | 0 | 0 | 0 | 0 | 0 | 0 | 0 | 0 | 0 | 0 | 0 | 0 | 0 | 0
F6_Commercial_Retail_Existing_Water Heating_Natural Gas_Water Heater_E8 | F6 | Commercial | Retail | Existing | Water Heating | Natural Gas | Water Heater | E8 | Utility - Value of Sales | 0 | 0 | 0 | 0 | 0 | 0 | 0 | 0 | 0 | 0 | 0 | 0 | 0 | 0 | 0 | 0 | 0 | 0 | 0 | 0 | 0 | 0 | 0 | 0 | 0 | 0 | 0 | 0 | 0 | 0 | 0
F6_Commercial_Retail_Existing_Water Heating_Natural Gas_Water Heater_E9 | F6 | Commercial | Retail | Existing | Water Heating | Natural Gas | Water Heater | E9 | Utility - Value of Sales | 0 | 0 | 0 | 0 | 0 | 0 | 0 | 0 | 0 | 0 | 0 | 0 | 0 | 0 | 0 | 0 | 0 | 0 | 0 | 0 | 0 | 0 | 0 | 0 | 0 | 0 | 0 | 0 | 0 | 0 | 0
F6_Commercial_Retail_Existing_Water Heating_Natural Gas_Water Heater_E10 | F6 | Commercial | Retail | Existing | Water Heating | Natural Gas | Water Heater | E10 | Utility - Value of Sales | 0 | 0 | 0 | 0 | 0 | 0 | 0 | 0 | 0 | 0 | 0 | 0 | 0 | 0 | 0 | 0 | 0 | 0 | 0 | 0 | 0 | 0 | 0 | 0 | 0 | 0 | 0 | 0 | 0 | 0 | 0
F1_Commercial_Retail_Existing_Food Preparation_Natural Gas_Oven_E1 | F1 | Commercial | Retail | Existing | Food Preparation | Natural Gas | Oven | E1 | Participant - Cost of Equipment | 0.10521 | 0.10521 | 0.10521 | 0.10521 | 0.10521 | 0.10521 | 0.10521 | 0.10521 | 0.10521 | 0.10521 | 0.10521 | 0.10521 | 0.10521 | 0.10521 | 0.10521 | 0.10521 | 0.10521 | 0.10521 | 0.10521 | 0.10521 | 0.10521 | 0.10521 | 0.10521 | 0.10521 | 0.10521 | 0.10521 | 0.10521 | 0.10521 | 0.10521 | 0.10521 | 0.10521
F1_Commercial_Retail_Existing_Food Preparation_Natural Gas_Oven_E2 | F1 | Commercial | Retail | Existing | Food Preparation | Natural Gas | Oven | E2 | Participant - Cost of Equipment | 0.10963 | 0.10963 | 0.10963 | 0.10963 | 0.10963 | 0.10963 | 0.10963 | 0.10963 | 0.10963 | 0.10963 | 0.10963 | 0.10963 | 0.10963 | 0.10963 | 0.10963 | 0.10963 | 0.10963 | 0.10963 | 0.10963 | 0.10963 | 0.10963 | 0.10963 | 0.10963 | 0.10963 | 0.10963 | 0.10963 | 0.10963 | 0.10963 | 0.10963 | 0.10963 | 0.10963
F1_Commercial_Retail_Existing_Food Preparation_Natural Gas_Oven_E3 | F1 | Commercial | Retail | Existing | Food Preparation | Natural Gas | Oven | E3 | Participant - Cost of Equipment | 0 | 0 | 0 | 0 | 0 | 0 | 0 | 0 | 0 | 0 | 0 | 0 | 0 | 0 | 0 | 0 | 0 | 0 | 0 | 0 | 0 | 0 | 0 | 0 | 0 | 0 | 0 | 0 | 0 | 0 | 0
F1_Commercial_Retail_Existing_Food Preparation_Natural Gas_Oven_E4 | F1 | Commercial | Retail | Existing | Food Preparation | Natural Gas | Oven | E4 | Participant - Cost of Equipment | 0 | 0 | 0 | 0 | 0 | 0 | 0 | 0 | 0 | 0 | 0 | 0 | 0 | 0 | 0 | 0 | 0 | 0 | 0 | 0 | 0 | 0 | 0 | 0 | 0 | 0 | 0 | 0 | 0 | 0 | 0
F1_Commercial_Retail_Existing_Food Preparation_Natural Gas_Oven_E5 | F1 | Commercial | Retail | Existing | Food Preparation | Natural Gas | Oven | E5 | Participant - Cost of Equipment | 0 | 0 | 0 | 0 | 0 | 0 | 0 | 0 | 0 | 0 | 0 | 0 | 0 | 0 | 0 | 0 | 0 | 0 | 0 | 0 | 0 | 0 | 0 | 0 | 0 | 0 | 0 | 0 | 0 | 0 | 0
F1_Commercial_Retail_Existing_Food Preparation_Natural Gas_Oven_E6 | F1 | Commercial | Retail | Existing | Food Preparation | Natural Gas | Oven | E6 | Participant - Cost of Equipment | 0 | 0 | 0 | 0 | 0 | 0 | 0 | 0 | 0 | 0 | 0 | 0 | 0 | 0 | 0 | 0 | 0 | 0 | 0 | 0 | 0 | 0 | 0 | 0 | 0 | 0 | 0 | 0 | 0 | 0 | 0
F1_Commercial_Retail_Existing_Food Preparation_Natural Gas_Oven_E7 | F1 | Commercial | Retail | Existing | Food Preparation | Natural Gas | Oven | E7 | Participant - Cost of Equipment | 0 | 0 | 0 | 0 | 0 | 0 | 0 | 0 | 0 | 0 | 0 | 0 | 0 | 0 | 0 | 0 | 0 | 0 | 0 | 0 | 0 | 0 | 0 | 0 | 0 | 0 | 0 | 0 | 0 | 0 | 0
F1_Commercial_Retail_Existing_Food Preparation_Natural Gas_Oven_E8 | F1 | Commercial | Retail | Existing | Food Preparation | Natural Gas | Oven | E8 | Participant - Cost of Equipment | 0 | 0 | 0 | 0 | 0 | 0 | 0 | 0 | 0 | 0 | 0 | 0 | 0 | 0 | 0 | 0 | 0 | 0 | 0 | 0 | 0 | 0 | 0 | 0 | 0 | 0 | 0 | 0 | 0 | 0 | 0
F1_Commercial_Retail_Existing_Food Preparation_Natural Gas_Oven_E9 | F1 | Commercial | Retail | Existing | Food Preparation | Natural Gas | Oven | E9 | Participant - Cost of Equipment | 0 | 0 | 0 | 0 | 0 | 0 | 0 | 0 | 0 | 0 | 0 | 0 | 0 | 0 | 0 | 0 | 0 | 0 | 0 | 0 | 0 | 0 | 0 | 0 | 0 | 0 | 0 | 0 | 0 | 0 | 0
F1_Commercial_Retail_Existing_Food Preparation_Natural Gas_Oven_E10 | F1 | Commercial | Retail | Existing | Food Preparation | Natural Gas | Oven | E10 | Participant - Cost of Equipment | 0 | 0 | 0 | 0 | 0 | 0 | 0 | 0 | 0 | 0 | 0 | 0 | 0 | 0 | 0 | 0 | 0 | 0 | 0 | 0 | 0 | 0 | 0 | 0 | 0 | 0 | 0 | 0 | 0 | 0 | 0
F2_Commercial_Retail_Existing_Food Preparation_Natural Gas_Oven_E1 | F2 | Commercial | Retail | Existing | Food Preparation | Natural Gas | Oven | E1 | Participant - Cost of Operation | 0.04297 | 0.043623 | 0.04408 | 0.044553 | 0.045292 | 0.042569 | 0.04032 | 0.039125 | 0.038665 | 0.03798 | 0.039644 | 0.041225 | 0.036772 | 0.038705 | 0.041267 | 0.043693 | 0.043787 | 0.043977 | 0.043137 | 0.043713 | 0.044112 | 0.044656 | 0.045344 | 0.021717 | 0.021286 | 0.020882 | 0.020502 | 0.020141 | 0.019796 | 0.019464 | 0.019143
F2_Commercial_Retail_Existing_Food Preparation_Natural Gas_Oven_E2 | F2 | Commercial | Retail | Existing | Food Preparation | Natural Gas | Oven | E2 | Participant - Cost of Operation | 0.024606 | 0.02498 | 0.025242 | 0.025512 | 0.025936 | 0.024376 | 0.023088 | 0.022404 | 0.022141 | 0.021749 | 0.022701 | 0.023607 | 0.021057 | 0.022164 | 0.023631 | 0.02502 | 0.025074 | 0.025183 | 0.024701 | 0.025031 | 0.02526 | 0.025571 | 0.025965 | 0.012435 | 0.012189 | 0.011958 | 0.01174 | 0.011533 | 0.011336 | 0.011146 | 0.010962
F2_Commercial_Retail_Existing_Food Preparation_Natural Gas_Oven_E3 | F2 | Commercial | Retail | Existing | Food Preparation | Natural Gas | Oven | E3 | Participant - Cost of Operation | 0 | 0 | 0 | 0 | 0 | 0 | 0 | 0 | 0 | 0 | 0 | 0 | 0 | 0 | 0 | 0 | 0 | 0 | 0 | 0 | 0 | 0 | 0 | 0 | 0 | 0 | 0 | 0 | 0 | 0 | 0
F2_Commercial_Retail_Existing_Food Preparation_Natural Gas_Oven_E4 | F2 | Commercial | Retail | Existing | Food Preparation | Natural Gas | Oven | E4 | Participant - Cost of Operation | 0 | 0 | 0 | 0 | 0 | 0 | 0 | 0 | 0 | 0 | 0 | 0 | 0 | 0 | 0 | 0 | 0 | 0 | 0 | 0 | 0 | 0 | 0 | 0 | 0 | 0 | 0 | 0 | 0 | 0 | 0
F2_Commercial_Retail_Existing_Food Preparation_Natural Gas_Oven_E5 | F2 | Commercial | Retail | Existing | Food Preparation | Natural Gas | Oven | E5 | Participant - Cost of Operation | 0 | 0 | 0 | 0 | 0 | 0 | 0 | 0 | 0 | 0 | 0 | 0 | 0 | 0 | 0 | 0 | 0 | 0 | 0 | 0 | 0 | 0 | 0 | 0 | 0 | 0 | 0 | 0 | 0 | 0 | 0
F2_Commercial_Retail_Existing_Food Preparation_Natural Gas_Oven_E6 | F2 | Commercial | Retail | Existing | Food Preparation | Natural Gas | Oven | E6 | Participant - Cost of Operation | 0 | 0 | 0 | 0 | 0 | 0 | 0 | 0 | 0 | 0 | 0 | 0 | 0 | 0 | 0 | 0 | 0 | 0 | 0 | 0 | 0 | 0 | 0 | 0 | 0 | 0 | 0 | 0 | 0 | 0 | 0
F2_Commercial_Retail_Existing_Food Preparation_Natural Gas_Oven_E7 | F2 | Commercial | Retail | Existing | Food Preparation | Natural Gas | Oven | E7 | Participant - Cost of Operation | 0 | 0 | 0 | 0 | 0 | 0 | 0 | 0 | 0 | 0 | 0 | 0 | 0 | 0 | 0 | 0 | 0 | 0 | 0 | 0 | 0 | 0 | 0 | 0 | 0 | 0 | 0 | 0 | 0 | 0 | 0
F2_Commercial_Retail_Existing_Food Preparation_Natural Gas_Oven_E8 | F2 | Commercial | Retail | Existing | Food Preparation | Natural Gas | Oven | E8 | Participant - Cost of Operation | 0 | 0 | 0 | 0 | 0 | 0 | 0 | 0 | 0 | 0 | 0 | 0 | 0 | 0 | 0 | 0 | 0 | 0 | 0 | 0 | 0 | 0 | 0 | 0 | 0 | 0 | 0 | 0 | 0 | 0 | 0
F2_Commercial_Retail_Existing_Food Preparation_Natural Gas_Oven_E9 | F2 | Commercial | Retail | Existing | Food Preparation | Natural Gas | Oven | E9 | Participant - Cost of Operation | 0 | 0 | 0 | 0 | 0 | 0 | 0 | 0 | 0 | 0 | 0 | 0 | 0 | 0 | 0 | 0 | 0 | 0 | 0 | 0 | 0 | 0 | 0 | 0 | 0 | 0 | 0 | 0 | 0 | 0 | 0
F2_Commercial_Retail_Existing_Food Preparation_Natural Gas_Oven_E10 | F2 | Commercial | Retail | Existing | Food Preparation | Natural Gas | Oven | E10 | Participant - Cost of Operation | 0 | 0 | 0 | 0 | 0 | 0 | 0 | 0 | 0 | 0 | 0 | 0 | 0 | 0 | 0 | 0 | 0 | 0 | 0 | 0 | 0 | 0 | 0 | 0 | 0 | 0 | 0 | 0 | 0 | 0 | 0
F3_Commercial_Retail_Existing_Food Preparation_Natural Gas_Oven_E1 | F3 | Commercial | Retail | Existing | Food Preparation | Natural Gas | Oven | E1 | System - kBTUs of Conusmption | 3.5842 | 3.5924 | 3.5872 | 3.5836 | 3.5836 | 3.5836 | 3.5836 | 3.5836 | 3.5836 | 3.5836 | 3.5836 | 3.5836 | 3.5836 | 3.5836 | 3.5836 | 3.5836 | 3.5836 | 3.5836 | 3.5836 | 3.5836 | 3.5836 | 3.5836 | 3.5836 | 3.5836 | 3.5836 | 3.5836 | 3.5836 | 3.5836 | 3.5836 | 3.5836 | 3.5836
F3_Commercial_Retail_Existing_Food Preparation_Natural Gas_Oven_E2 | F3 | Commercial | Retail | Existing | Food Preparation | Natural Gas | Oven | E2 | System - kBTUs of Conusmption | 2.0524 | 2.0571 | 2.0541 | 2.0521 | 2.0521 | 2.0521 | 2.0521 | 2.0521 | 2.0521 | 2.0521 | 2.0521 | 2.0521 | 2.0521 | 2.0521 | 2.0521 | 2.0521 | 2.0521 | 2.0521 | 2.0521 | 2.0521 | 2.0521 | 2.0521 | 2.0521 | 2.0521 | 2.0521 | 2.0521 | 2.0521 | 2.0521 | 2.0521 | 2.0521 | 2.0521
F3_Commercial_Retail_Existing_Food Preparation_Natural Gas_Oven_E3 | F3 | Commercial | Retail | Existing | Food Preparation | Natural Gas | Oven | E3 | System - kBTUs of Conusmption | 0 | 0 | 0 | 0 | 0 | 0 | 0 | 0 | 0 | 0 | 0 | 0 | 0 | 0 | 0 | 0 | 0 | 0 | 0 | 0 | 0 | 0 | 0 | 0 | 0 | 0 | 0 | 0 | 0 | 0 | 0
F3_Commercial_Retail_Existing_Food Preparation_Natural Gas_Oven_E4 | F3 | Commercial | Retail | Existing | Food Preparation | Natural Gas | Oven | E4 | System - kBTUs of Conusmption | 0 | 0 | 0 | 0 | 0 | 0 | 0 | 0 | 0 | 0 | 0 | 0 | 0 | 0 | 0 | 0 | 0 | 0 | 0 | 0 | 0 | 0 | 0 | 0 | 0 | 0 | 0 | 0 | 0 | 0 | 0
F3_Commercial_Retail_Existing_Food Preparation_Natural Gas_Oven_E5 | F3 | Commercial | Retail | Existing | Food Preparation | Natural Gas | Oven | E5 | System - kBTUs of Conusmption | 0 | 0 | 0 | 0 | 0 | 0 | 0 | 0 | 0 | 0 | 0 | 0 | 0 | 0 | 0 | 0 | 0 | 0 | 0 | 0 | 0 | 0 | 0 | 0 | 0 | 0 | 0 | 0 | 0 | 0 | 0
F3_Commercial_Retail_Existing_Food Preparation_Natural Gas_Oven_E6 | F3 | Commercial | Retail | Existing | Food Preparation | Natural Gas | Oven | E6 | System - kBTUs of Conusmption | 0 | 0 | 0 | 0 | 0 | 0 | 0 | 0 | 0 | 0 | 0 | 0 | 0 | 0 | 0 | 0 | 0 | 0 | 0 | 0 | 0 | 0 | 0 | 0 | 0 | 0 | 0 | 0 | 0 | 0 | 0
F3_Commercial_Retail_Existing_Food Preparation_Natural Gas_Oven_E7 | F3 | Commercial | Retail | Existing | Food Preparation | Natural Gas | Oven | E7 | System - kBTUs of Conusmption | 0 | 0 | 0 | 0 | 0 | 0 | 0 | 0 | 0 | 0 | 0 | 0 | 0 | 0 | 0 | 0 | 0 | 0 | 0 | 0 | 0 | 0 | 0 | 0 | 0 | 0 | 0 | 0 | 0 | 0 | 0
F3_Commercial_Retail_Existing_Food Preparation_Natural Gas_Oven_E8 | F3 | Commercial | Retail | Existing | Food Preparation | Natural Gas | Oven | E8 | System - kBTUs of Conusmption | 0 | 0 | 0 | 0 | 0 | 0 | 0 | 0 | 0 | 0 | 0 | 0 | 0 | 0 | 0 | 0 | 0 | 0 | 0 | 0 | 0 | 0 | 0 | 0 | 0 | 0 | 0 | 0 | 0 | 0 | 0
F3_Commercial_Retail_Existing_Food Preparation_Natural Gas_Oven_E9 | F3 | Commercial | Retail | Existing | Food Preparation | Natural Gas | Oven | E9 | System - kBTUs of Conusmption | 0 | 0 | 0 | 0 | 0 | 0 | 0 | 0 | 0 | 0 | 0 | 0 | 0 | 0 | 0 | 0 | 0 | 0 | 0 | 0 | 0 | 0 | 0 | 0 | 0 | 0 | 0 | 0 | 0 | 0 | 0
F3_Commercial_Retail_Existing_Food Preparation_Natural Gas_Oven_E10 | F3 | Commercial | Retail | Existing | Food Preparation | Natural Gas | Oven | E10 | System - kBTUs of Conusmption | 0 | 0 | 0 | 0 | 0 | 0 | 0 | 0 | 0 | 0 | 0 | 0 | 0 | 0 | 0 | 0 | 0 | 0 | 0 | 0 | 0 | 0 | 0 | 0 | 0 | 0 | 0 | 0 | 0 | 0 | 0
F4_Commercial_Retail_Existing_Food Preparation_Natural Gas_Oven_E1 | F4 | Commercial | Retail | Existing | Food Preparation | Natural Gas | Oven | E1 | Utility - Cost of Equipment | 0.10521 | 0.10521 | 0.10521 | 0.10521 | 0.10521 | 0.10521 | 0.10521 | 0.10521 | 0.10521 | 0.10521 | 0.10521 | 0.10521 | 0.10521 | 0.10521 | 0.10521 | 0.10521 | 0.10521 | 0.10521 | 0.10521 | 0.10521 | 0.10521 | 0.10521 | 0.10521 | 0.10521 | 0.10521 | 0.10521 | 0.10521 | 0.10521 | 0.10521 | 0.10521 | 0.10521
F4_Commercial_Retail_Existing_Food Preparation_Natural Gas_Oven_E2 | F4 | Commercial | Retail | Existing | Food Preparation | Natural Gas | Oven | E2 | Utility - Cost of Equipment | 0.10963 | 0.10963 | 0.10963 | 0.10963 | 0.10963 | 0.10963 | 0.10963 | 0.10963 | 0.10963 | 0.10963 | 0.10963 | 0.10963 | 0.10963 | 0.10963 | 0.10963 | 0.10963 | 0.10963 | 0.10963 | 0.10963 | 0.10963 | 0.10963 | 0.10963 | 0.10963 | 0.10963 | 0.10963 | 0.10963 | 0.10963 | 0.10963 | 0.10963 | 0.10963 | 0.10963
F4_Commercial_Retail_Existing_Food Preparation_Natural Gas_Oven_E3 | F4 | Commercial | Retail | Existing | Food Preparation | Natural Gas | Oven | E3 | Utility - Cost of Equipment | 0 | 0 | 0 | 0 | 0 | 0 | 0 | 0 | 0 | 0 | 0 | 0 | 0 | 0 | 0 | 0 | 0 | 0 | 0 | 0 | 0 | 0 | 0 | 0 | 0 | 0 | 0 | 0 | 0 | 0 | 0
F4_Commercial_Retail_Existing_Food Preparation_Natural Gas_Oven_E4 | F4 | Commercial | Retail | Existing | Food Preparation | Natural Gas | Oven | E4 | Utility - Cost of Equipment | 0 | 0 | 0 | 0 | 0 | 0 | 0 | 0 | 0 | 0 | 0 | 0 | 0 | 0 | 0 | 0 | 0 | 0 | 0 | 0 | 0 | 0 | 0 | 0 | 0 | 0 | 0 | 0 | 0 | 0 | 0
F4_Commercial_Retail_Existing_Food Preparation_Natural Gas_Oven_E5 | F4 | Commercial | Retail | Existing | Food Preparation | Natural Gas | Oven | E5 | Utility - Cost of Equipment | 0 | 0 | 0 | 0 | 0 | 0 | 0 | 0 | 0 | 0 | 0 | 0 | 0 | 0 | 0 | 0 | 0 | 0 | 0 | 0 | 0 | 0 | 0 | 0 | 0 | 0 | 0 | 0 | 0 | 0 | 0
F4_Commercial_Retail_Existing_Food Preparation_Natural Gas_Oven_E6 | F4 | Commercial | Retail | Existing | Food Preparation | Natural Gas | Oven | E6 | Utility - Cost of Equipment | 0 | 0 | 0 | 0 | 0 | 0 | 0 | 0 | 0 | 0 | 0 | 0 | 0 | 0 | 0 | 0 | 0 | 0 | 0 | 0 | 0 | 0 | 0 | 0 | 0 | 0 | 0 | 0 | 0 | 0 | 0
F4_Commercial_Retail_Existing_Food Preparation_Natural Gas_Oven_E7 | F4 | Commercial | Retail | Existing | Food Preparation | Natural Gas | Oven | E7 | Utility - Cost of Equipment | 0 | 0 | 0 | 0 | 0 | 0 | 0 | 0 | 0 | 0 | 0 | 0 | 0 | 0 | 0 | 0 | 0 | 0 | 0 | 0 | 0 | 0 | 0 | 0 | 0 | 0 | 0 | 0 | 0 | 0 | 0
F4_Commercial_Retail_Existing_Food Preparation_Natural Gas_Oven_E8 | F4 | Commercial | Retail | Existing | Food Preparation | Natural Gas | Oven | E8 | Utility - Cost of Equipment | 0 | 0 | 0 | 0 | 0 | 0 | 0 | 0 | 0 | 0 | 0 | 0 | 0 | 0 | 0 | 0 | 0 | 0 | 0 | 0 | 0 | 0 | 0 | 0 | 0 | 0 | 0 | 0 | 0 | 0 | 0
F4_Commercial_Retail_Existing_Food Preparation_Natural Gas_Oven_E9 | F4 | Commercial | Retail | Existing | Food Preparation | Natural Gas | Oven | E9 | Utility - Cost of Equipment | 0 | 0 | 0 | 0 | 0 | 0 | 0 | 0 | 0 | 0 | 0 | 0 | 0 | 0 | 0 | 0 | 0 | 0 | 0 | 0 | 0 | 0 | 0 | 0 | 0 | 0 | 0 | 0 | 0 | 0 | 0
F4_Commercial_Retail_Existing_Food Preparation_Natural Gas_Oven_E10 | F4 | Commercial | Retail | Existing | Food Preparation | Natural Gas | Oven | E10 | Utility - Cost of Equipment | 0 | 0 | 0 | 0 | 0 | 0 | 0 | 0 | 0 | 0 | 0 | 0 | 0 | 0 | 0 | 0 | 0 | 0 | 0 | 0 | 0 | 0 | 0 | 0 | 0 | 0 | 0 | 0 | 0 | 0 | 0
F5_Commercial_Retail_Existing_Food Preparation_Natural Gas_Oven_E1 | F5 | Commercial | Retail | Existing | Food Preparation | Natural Gas | Oven | E1 | Utility - Cost of Operation | 0.035866 | 0.036411 | 0.036793 | 0.037188 | 0.037805 | 0.035531 | 0.033654 | 0.032657 | 0.032273 | 0.031701 | 0.03309 | 0.03441 | 0.030693 | 0.032307 | 0.034445 | 0.03647 | 0.036548 | 0.036707 | 0.036006 | 0.036486 | 0.036819 | 0.037274 | 0.037848 | 0.018126 | 0.017767 | 0.01743 | 0.017113 | 0.016811 | 0.016523 | 0.016246 | 0.015978
F5_Commercial_Retail_Existing_Food Preparation_Natural Gas_Oven_E2 | F5 | Commercial | Retail | Existing | Food Preparation | Natural Gas | Oven | E2 | Utility - Cost of Operation | 0.020538 | 0.02085 | 0.021069 | 0.021295 | 0.021648 | 0.020346 | 0.019271 | 0.0187 | 0.01848 | 0.018153 | 0.018948 | 0.019704 | 0.017576 | 0.0185 | 0.019724 | 0.020884 | 0.020929 | 0.021019 | 0.020618 | 0.020893 | 0.021084 | 0.021344 | 0.021673 | 0.01038 | 0.010174 | 0.0099809 | 0.0097991 | 0.0096266 | 0.0094617 | 0.0093031 | 0.0091497
F5_Commercial_Retail_Existing_Food Preparation_Natural Gas_Oven_E3 | F5 | Commercial | Retail | Existing | Food Preparation | Natural Gas | Oven | E3 | Utility - Cost of Operation | 0 | 0 | 0 | 0 | 0 | 0 | 0 | 0 | 0 | 0 | 0 | 0 | 0 | 0 | 0 | 0 | 0 | 0 | 0 | 0 | 0 | 0 | 0 | 0 | 0 | 0 | 0 | 0 | 0 | 0 | 0
F5_Commercial_Retail_Existing_Food Preparation_Natural Gas_Oven_E4 | F5 | Commercial | Retail | Existing | Food Preparation | Natural Gas | Oven | E4 | Utility - Cost of Operation | 0 | 0 | 0 | 0 | 0 | 0 | 0 | 0 | 0 | 0 | 0 | 0 | 0 | 0 | 0 | 0 | 0 | 0 | 0 | 0 | 0 | 0 | 0 | 0 | 0 | 0 | 0 | 0 | 0 | 0 | 0
F5_Commercial_Retail_Existing_Food Preparation_Natural Gas_Oven_E5 | F5 | Commercial | Retail | Existing | Food Preparation | Natural Gas | Oven | E5 | Utility - Cost of Operation | 0 | 0 | 0 | 0 | 0 | 0 | 0 | 0 | 0 | 0 | 0 | 0 | 0 | 0 | 0 | 0 | 0 | 0 | 0 | 0 | 0 | 0 | 0 | 0 | 0 | 0 | 0 | 0 | 0 | 0 | 0
F5_Commercial_Retail_Existing_Food Preparation_Natural Gas_Oven_E6 | F5 | Commercial | Retail | Existing | Food Preparation | Natural Gas | Oven | E6 | Utility - Cost of Operation | 0 | 0 | 0 | 0 | 0 | 0 | 0 | 0 | 0 | 0 | 0 | 0 | 0 | 0 | 0 | 0 | 0 | 0 | 0 | 0 | 0 | 0 | 0 | 0 | 0 | 0 | 0 | 0 | 0 | 0 | 0
F5_Commercial_Retail_Existing_Food Preparation_Natural Gas_Oven_E7 | F5 | Commercial | Retail | Existing | Food Preparation | Natural Gas | Oven | E7 | Utility - Cost of Operation | 0 | 0 | 0 | 0 | 0 | 0 | 0 | 0 | 0 | 0 | 0 | 0 | 0 | 0 | 0 | 0 | 0 | 0 | 0 | 0 | 0 | 0 | 0 | 0 | 0 | 0 | 0 | 0 | 0 | 0 | 0
F5_Commercial_Retail_Existing_Food Preparation_Natural Gas_Oven_E8 | F5 | Commercial | Retail | Existing | Food Preparation | Natural Gas | Oven | E8 | Utility - Cost of Operation | 0 | 0 | 0 | 0 | 0 | 0 | 0 | 0 | 0 | 0 | 0 | 0 | 0 | 0 | 0 | 0 | 0 | 0 | 0 | 0 | 0 | 0 | 0 | 0 | 0 | 0 | 0 | 0 | 0 | 0 | 0
F5_Commercial_Retail_Existing_Food Preparation_Natural Gas_Oven_E9 | F5 | Commercial | Retail | Existing | Food Preparation | Natural Gas | Oven | E9 | Utility - Cost of Operation | 0 | 0 | 0 | 0 | 0 | 0 | 0 | 0 | 0 | 0 | 0 | 0 | 0 | 0 | 0 | 0 | 0 | 0 | 0 | 0 | 0 | 0 | 0 | 0 | 0 | 0 | 0 | 0 | 0 | 0 | 0
F5_Commercial_Retail_Existing_Food Preparation_Natural Gas_Oven_E10 | F5 | Commercial | Retail | Existing | Food Preparation | Natural Gas | Oven | E10 | Utility - Cost of Operation | 0 | 0 | 0 | 0 | 0 | 0 | 0 | 0 | 0 | 0 | 0 | 0 | 0 | 0 | 0 | 0 | 0 | 0 | 0 | 0 | 0 | 0 | 0 | 0 | 0 | 0 | 0 | 0 | 0 | 0 | 0
F6_Commercial_Retail_Existing_Food Preparation_Natural Gas_Oven_E1 | F6 | Commercial | Retail | Existing | Food Preparation | Natural Gas | Oven | E1 | Utility - Value of Sales | 0.04297 | 0.043623 | 0.04408 | 0.044553 | 0.045292 | 0.042569 | 0.04032 | 0.039125 | 0.038665 | 0.03798 | 0.039644 | 0.041225 | 0.036772 | 0.038705 | 0.041267 | 0.043693 | 0.043787 | 0.043977 | 0.043137 | 0.043713 | 0.044112 | 0.044656 | 0.045344 | 0.021717 | 0.021286 | 0.020882 | 0.020502 | 0.020141 | 0.019796 | 0.019464 | 0.019143
F6_Commercial_Retail_Existing_Food Preparation_Natural Gas_Oven_E2 | F6 | Commercial | Retail | Existing | Food Preparation | Natural Gas | Oven | E2 | Utility - Value of Sales | 0.024606 | 0.02498 | 0.025242 | 0.025512 | 0.025936 | 0.024376 | 0.023088 | 0.022404 | 0.022141 | 0.021749 | 0.022701 | 0.023607 | 0.021057 | 0.022164 | 0.023631 | 0.02502 | 0.025074 | 0.025183 | 0.024701 | 0.025031 | 0.02526 | 0.025571 | 0.025965 | 0.012435 | 0.012189 | 0.011958 | 0.01174 | 0.011533 | 0.011336 | 0.011146 | 0.010962
F6_Commercial_Retail_Existing_Food Preparation_Natural Gas_Oven_E3 | F6 | Commercial | Retail | Existing | Food Preparation | Natural Gas | Oven | E3 | Utility - Value of Sales | 0 | 0 | 0 | 0 | 0 | 0 | 0 | 0 | 0 | 0 | 0 | 0 | 0 | 0 | 0 | 0 | 0 | 0 | 0 | 0 | 0 | 0 | 0 | 0 | 0 | 0 | 0 | 0 | 0 | 0 | 0
F6_Commercial_Retail_Existing_Food Preparation_Natural Gas_Oven_E4 | F6 | Commercial | Retail | Existing | Food Preparation | Natural Gas | Oven | E4 | Utility - Value of Sales | 0 | 0 | 0 | 0 | 0 | 0 | 0 | 0 | 0 | 0 | 0 | 0 | 0 | 0 | 0 | 0 | 0 | 0 | 0 | 0 | 0 | 0 | 0 | 0 | 0 | 0 | 0 | 0 | 0 | 0 | 0
F6_Commercial_Retail_Existing_Food Preparation_Natural Gas_Oven_E5 | F6 | Commercial | Retail | Existing | Food Preparation | Natural Gas | Oven | E5 | Utility - Value of Sales | 0 | 0 | 0 | 0 | 0 | 0 | 0 | 0 | 0 | 0 | 0 | 0 | 0 | 0 | 0 | 0 | 0 | 0 | 0 | 0 | 0 | 0 | 0 | 0 | 0 | 0 | 0 | 0 | 0 | 0 | 0
F6_Commercial_Retail_Existing_Food Preparation_Natural Gas_Oven_E6 | F6 | Commercial | Retail | Existing | Food Preparation | Natural Gas | Oven | E6 | Utility - Value of Sales | 0 | 0 | 0 | 0 | 0 | 0 | 0 | 0 | 0 | 0 | 0 | 0 | 0 | 0 | 0 | 0 | 0 | 0 | 0 | 0 | 0 | 0 | 0 | 0 | 0 | 0 | 0 | 0 | 0 | 0 | 0
F6_Commercial_Retail_Existing_Food Preparation_Natural Gas_Oven_E7 | F6 | Commercial | Retail | Existing | Food Preparation | Natural Gas | Oven | E7 | Utility - Value of Sales | 0 | 0 | 0 | 0 | 0 | 0 | 0 | 0 | 0 | 0 | 0 | 0 | 0 | 0 | 0 | 0 | 0 | 0 | 0 | 0 | 0 | 0 | 0 | 0 | 0 | 0 | 0 | 0 | 0 | 0 | 0
F6_Commercial_Retail_Existing_Food Preparation_Natural Gas_Oven_E8 | F6 | Commercial | Retail | Existing | Food Preparation | Natural Gas | Oven | E8 | Utility - Value of Sales | 0 | 0 | 0 | 0 | 0 | 0 | 0 | 0 | 0 | 0 | 0 | 0 | 0 | 0 | 0 | 0 | 0 | 0 | 0 | 0 | 0 | 0 | 0 | 0 | 0 | 0 | 0 | 0 | 0 | 0 | 0
F6_Commercial_Retail_Existing_Food Preparation_Natural Gas_Oven_E9 | F6 | Commercial | Retail | Existing | Food Preparation | Natural Gas | Oven | E9 | Utility - Value of Sales | 0 | 0 | 0 | 0 | 0 | 0 | 0 | 0 | 0 | 0 | 0 | 0 | 0 | 0 | 0 | 0 | 0 | 0 | 0 | 0 | 0 | 0 | 0 | 0 | 0 | 0 | 0 | 0 | 0 | 0 | 0
F6_Commercial_Retail_Existing_Food Preparation_Natural Gas_Oven_E10 | F6 | Commercial | Retail | Existing | Food Preparation | Natural Gas | Oven | E10 | Utility - Value of Sales | 0 | 0 | 0 | 0 | 0 | 0 | 0 | 0 | 0 | 0 | 0 | 0 | 0 | 0 | 0 | 0 | 0 | 0 | 0 | 0 | 0 | 0 | 0 | 0 | 0 | 0 | 0 | 0 | 0 | 0 | 0
F1_Commercial_Retail_Existing_Food Preparation_Natural Gas_Conveyor Oven_E1 | F1 | Commercial | Retail | Existing | Food Preparation | Natural Gas | Conveyor Oven | E1 | Participant - Cost of Equipment | 0.017814 | 0.017814 | 0.017814 | 0.017814 | 0.017814 | 0.017814 | 0.017814 | 0.017814 | 0.017814 | 0.017814 | 0.017814 | 0.017814 | 0.017814 | 0.017814 | 0.017814 | 0.017814 | 0.017814 | 0.017814 | 0.017814 | 0.017814 | 0.017814 | 0.017814 | 0.017814 | 0.017814 | 0.017814 | 0.017814 | 0.017814 | 0.017814 | 0.017814 | 0.017814 | 0.017814
F1_Commercial_Retail_Existing_Food Preparation_Natural Gas_Conveyor Oven_E2 | F1 | Commercial | Retail | Existing | Food Preparation | Natural Gas | Conveyor Oven | E2 | Participant - Cost of Equipment | 0.021718 | 0.021718 | 0.021718 | 0.021718 | 0.021718 | 0.021718 | 0.021718 | 0.021718 | 0.021718 | 0.021718 | 0.021718 | 0.021718 | 0.021718 | 0.021718 | 0.021718 | 0.021718 | 0.021718 | 0.021718 | 0.021718 | 0.021718 | 0.021718 | 0.021718 | 0.021718 | 0.021718 | 0.021718 | 0.021718 | 0.021718 | 0.021718 | 0.021718 | 0.021718 | 0.021718
F1_Commercial_Retail_Existing_Food Preparation_Natural Gas_Conveyor Oven_E3 | F1 | Commercial | Retail | Existing | Food Preparation | Natural Gas | Conveyor Oven | E3 | Participant - Cost of Equipment | 0 | 0 | 0 | 0 | 0 | 0 | 0 | 0 | 0 | 0 | 0 | 0 | 0 | 0 | 0 | 0 | 0 | 0 | 0 | 0 | 0 | 0 | 0 | 0 | 0 | 0 | 0 | 0 | 0 | 0 | 0
F1_Commercial_Retail_Existing_Food Preparation_Natural Gas_Conveyor Oven_E4 | F1 | Commercial | Retail | Existing | Food Preparation | Natural Gas | Conveyor Oven | E4 | Participant - Cost of Equipment | 0 | 0 | 0 | 0 | 0 | 0 | 0 | 0 | 0 | 0 | 0 | 0 | 0 | 0 | 0 | 0 | 0 | 0 | 0 | 0 | 0 | 0 | 0 | 0 | 0 | 0 | 0 | 0 | 0 | 0 | 0
F1_Commercial_Retail_Existing_Food Preparation_Natural Gas_Conveyor Oven_E5 | F1 | Commercial | Retail | Existing | Food Preparation | Natural Gas | Conveyor Oven | E5 | Participant - Cost of Equipment | 0 | 0 | 0 | 0 | 0 | 0 | 0 | 0 | 0 | 0 | 0 | 0 | 0 | 0 | 0 | 0 | 0 | 0 | 0 | 0 | 0 | 0 | 0 | 0 | 0 | 0 | 0 | 0 | 0 | 0 | 0
F1_Commercial_Retail_Existing_Food Preparation_Natural Gas_Conveyor Oven_E6 | F1 | Commercial | Retail | Existing | Food Preparation | Natural Gas | Conveyor Oven | E6 | Participant - Cost of Equipment | 0 | 0 | 0 | 0 | 0 | 0 | 0 | 0 | 0 | 0 | 0 | 0 | 0 | 0 | 0 | 0 | 0 | 0 | 0 | 0 | 0 | 0 | 0 | 0 | 0 | 0 | 0 | 0 | 0 | 0 | 0
F1_Commercial_Retail_Existing_Food Preparation_Natural Gas_Conveyor Oven_E7 | F1 | Commercial | Retail | Existing | Food Preparation | Natural Gas | Conveyor Oven | E7 | Participant - Cost of Equipment | 0 | 0 | 0 | 0 | 0 | 0 | 0 | 0 | 0 | 0 | 0 | 0 | 0 | 0 | 0 | 0 | 0 | 0 | 0 | 0 | 0 | 0 | 0 | 0 | 0 | 0 | 0 | 0 | 0 | 0 | 0
F1_Commercial_Retail_Existing_Food Preparation_Natural Gas_Conveyor Oven_E8 | F1 | Commercial | Retail | Existing | Food Preparation | Natural Gas | Conveyor Oven | E8 | Participant - Cost of Equipment | 0 | 0 | 0 | 0 | 0 | 0 | 0 | 0 | 0 | 0 | 0 | 0 | 0 | 0 | 0 | 0 | 0 | 0 | 0 | 0 | 0 | 0 | 0 | 0 | 0 | 0 | 0 | 0 | 0 | 0 | 0
F1_Commercial_Retail_Existing_Food Preparation_Natural Gas_Conveyor Oven_E9 | F1 | Commercial | Retail | Existing | Food Preparation | Natural Gas | Conveyor Oven | E9 | Participant - Cost of Equipment | 0 | 0 | 0 | 0 | 0 | 0 | 0 | 0 | 0 | 0 | 0 | 0 | 0 | 0 | 0 | 0 | 0 | 0 | 0 | 0 | 0 | 0 | 0 | 0 | 0 | 0 | 0 | 0 | 0 | 0 | 0
F1_Commercial_Retail_Existing_Food Preparation_Natural Gas_Conveyor Oven_E10 | F1 | Commercial | Retail | Existing | Food Preparation | Natural Gas | Conveyor Oven | E10 | Participant - Cost of Equipment | 0 | 0 | 0 | 0 | 0 | 0 | 0 | 0 | 0 | 0 | 0 | 0 | 0 | 0 | 0 | 0 | 0 | 0 | 0 | 0 | 0 | 0 | 0 | 0 | 0 | 0 | 0 | 0 | 0 | 0 | 0
F2_Commercial_Retail_Existing_Food Preparation_Natural Gas_Conveyor Oven_E1 | F2 | Commercial | Retail | Existing | Food Preparation | Natural Gas | Conveyor Oven | E1 | Participant - Cost of Operation | 0.062367 | 0.062201 | 0.061773 | 0.061298 | 0.062975 | 0.061849 | 0.061481 | 0.062446 | 0.064488 | 0.063997 | 0.063776 | 0.063423 | 0.056444 | 0.056037 | 0.056066 | 0.055691 | 0.055614 | 0.055649 | 0.054599 | 0.055059 | 0.055338 | 0.055775 | 0.056369 | 0.031154 | 0.030567 | 0.030011 | 0.029483 | 0.028978 | 0.028492 | 0.028022 | 0.027406
F2_Commercial_Retail_Existing_Food Preparation_Natural Gas_Conveyor Oven_E2 | F2 | Commercial | Retail | Existing | Food Preparation | Natural Gas | Conveyor Oven | E2 | Participant - Cost of Operation | 0.047409 | 0.047282 | 0.046957 | 0.046596 | 0.047871 | 0.047015 | 0.046735 | 0.047469 | 0.049021 | 0.048648 | 0.048479 | 0.048211 | 0.042906 | 0.042597 | 0.042619 | 0.042334 | 0.042275 | 0.042302 | 0.041504 | 0.041854 | 0.042066 | 0.042398 | 0.042849 | 0.023682 | 0.023236 | 0.022813 | 0.022412 | 0.022028 | 0.021658 | 0.021301 | 0.020833
F2_Commercial_Retail_Existing_Food Preparation_Natural Gas_Conveyor Oven_E3 | F2 | Commercial | Retail | Existing | Food Preparation | Natural Gas | Conveyor Oven | E3 | Participant - Cost of Operation | 0 | 0 | 0 | 0 | 0 | 0 | 0 | 0 | 0 | 0 | 0 | 0 | 0 | 0 | 0 | 0 | 0 | 0 | 0 | 0 | 0 | 0 | 0 | 0 | 0 | 0 | 0 | 0 | 0 | 0 | 0
F2_Commercial_Retail_Existing_Food Preparation_Natural Gas_Conveyor Oven_E4 | F2 | Commercial | Retail | Existing | Food Preparation | Natural Gas | Conveyor Oven | E4 | Participant - Cost of Operation | 0 | 0 | 0 | 0 | 0 | 0 | 0 | 0 | 0 | 0 | 0 | 0 | 0 | 0 | 0 | 0 | 0 | 0 | 0 | 0 | 0 | 0 | 0 | 0 | 0 | 0 | 0 | 0 | 0 | 0 | 0
F2_Commercial_Retail_Existing_Food Preparation_Natural Gas_Conveyor Oven_E5 | F2 | Commercial | Retail | Existing | Food Preparation | Natural Gas | Conveyor Oven | E5 | Participant - Cost of Operation | 0 | 0 | 0 | 0 | 0 | 0 | 0 | 0 | 0 | 0 | 0 | 0 | 0 | 0 | 0 | 0 | 0 | 0 | 0 | 0 | 0 | 0 | 0 | 0 | 0 | 0 | 0 | 0 | 0 | 0 | 0
F2_Commercial_Retail_Existing_Food Preparation_Natural Gas_Conveyor Oven_E6 | F2 | Commercial | Retail | Existing | Food Preparation | Natural Gas | Conveyor Oven | E6 | Participant - Cost of Operation | 0 | 0 | 0 | 0 | 0 | 0 | 0 | 0 | 0 | 0 | 0 | 0 | 0 | 0 | 0 | 0 | 0 | 0 | 0 | 0 | 0 | 0 | 0 | 0 | 0 | 0 | 0 | 0 | 0 | 0 | 0
F2_Commercial_Retail_Existing_Food Preparation_Natural Gas_Conveyor Oven_E7 | F2 | Commercial | Retail | Existing | Food Preparation | Natural Gas | Conveyor Oven | E7 | Participant - Cost of Operation | 0 | 0 | 0 | 0 | 0 | 0 | 0 | 0 | 0 | 0 | 0 | 0 | 0 | 0 | 0 | 0 | 0 | 0 | 0 | 0 | 0 | 0 | 0 | 0 | 0 | 0 | 0 | 0 | 0 | 0 | 0
F2_Commercial_Retail_Existing_Food Preparation_Natural Gas_Conveyor Oven_E8 | F2 | Commercial | Retail | Existing | Food Preparation | Natural Gas | Conveyor Oven | E8 | Participant - Cost of Operation | 0 | 0 | 0 | 0 | 0 | 0 | 0 | 0 | 0 | 0 | 0 | 0 | 0 | 0 | 0 | 0 | 0 | 0 | 0 | 0 | 0 | 0 | 0 | 0 | 0 | 0 | 0 | 0 | 0 | 0 | 0
F2_Commercial_Retail_Existing_Food Preparation_Natural Gas_Conveyor Oven_E9 | F2 | Commercial | Retail | Existing | Food Preparation | Natural Gas | Conveyor Oven | E9 | Participant - Cost of Operation | 0 | 0 | 0 | 0 | 0 | 0 | 0 | 0 | 0 | 0 | 0 | 0 | 0 | 0 | 0 | 0 | 0 | 0 | 0 | 0 | 0 | 0 | 0 | 0 | 0 | 0 | 0 | 0 | 0 | 0 | 0
F2_Commercial_Retail_Existing_Food Preparation_Natural Gas_Conveyor Oven_E10 | F2 | Commercial | Retail | Existing | Food Preparation | Natural Gas | Conveyor Oven | E10 | Participant - Cost of Operation | 0 | 0 | 0 | 0 | 0 | 0 | 0 | 0 | 0 | 0 | 0 | 0 | 0 | 0 | 0 | 0 | 0 | 0 | 0 | 0 | 0 | 0 | 0 | 0 | 0 | 0 | 0 | 0 | 0 | 0 | 0
F3_Commercial_Retail_Existing_Food Preparation_Natural Gas_Conveyor Oven_E1 | F3 | Commercial | Retail | Existing | Food Preparation | Natural Gas | Conveyor Oven | E1 | System - kBTUs of Conusmption | 5.3422 | 5.3497 | 5.3449 | 5.3416 | 5.3416 | 5.3416 | 5.3416 | 5.3416 | 5.3416 | 5.3416 | 5.3416 | 5.3416 | 5.3416 | 5.3416 | 5.3416 | 5.3416 | 5.3416 | 5.3416 | 5.3416 | 5.3416 | 5.3416 | 5.3416 | 5.3416 | 5.3416 | 5.3416 | 5.3416 | 5.3416 | 5.3416 | 5.3416 | 5.3416 | 5.3416
F3_Commercial_Retail_Existing_Food Preparation_Natural Gas_Conveyor Oven_E2 | F3 | Commercial | Retail | Existing | Food Preparation | Natural Gas | Conveyor Oven | E2 | System - kBTUs of Conusmption | 4.0609 | 4.0666 | 4.0629 | 4.0604 | 4.0604 | 4.0604 | 4.0604 | 4.0604 | 4.0604 | 4.0604 | 4.0604 | 4.0604 | 4.0604 | 4.0604 | 4.0604 | 4.0604 | 4.0604 | 4.0604 | 4.0604 | 4.0604 | 4.0604 | 4.0604 | 4.0604 | 4.0604 | 4.0604 | 4.0604 | 4.0604 | 4.0604 | 4.0604 | 4.0604 | 4.0604
F3_Commercial_Retail_Existing_Food Preparation_Natural Gas_Conveyor Oven_E3 | F3 | Commercial | Retail | Existing | Food Preparation | Natural Gas | Conveyor Oven | E3 | System - kBTUs of Conusmption | 0 | 0 | 0 | 0 | 0 | 0 | 0 | 0 | 0 | 0 | 0 | 0 | 0 | 0 | 0 | 0 | 0 | 0 | 0 | 0 | 0 | 0 | 0 | 0 | 0 | 0 | 0 | 0 | 0 | 0 | 0
F3_Commercial_Retail_Existing_Food Preparation_Natural Gas_Conveyor Oven_E4 | F3 | Commercial | Retail | Existing | Food Preparation | Natural Gas | Conveyor Oven | E4 | System - kBTUs of Conusmption | 0 | 0 | 0 | 0 | 0 | 0 | 0 | 0 | 0 | 0 | 0 | 0 | 0 | 0 | 0 | 0 | 0 | 0 | 0 | 0 | 0 | 0 | 0 | 0 | 0 | 0 | 0 | 0 | 0 | 0 | 0
F3_Commercial_Retail_Existing_Food Preparation_Natural Gas_Conveyor Oven_E5 | F3 | Commercial | Retail | Existing | Food Preparation | Natural Gas | Conveyor Oven | E5 | System - kBTUs of Conusmption | 0 | 0 | 0 | 0 | 0 | 0 | 0 | 0 | 0 | 0 | 0 | 0 | 0 | 0 | 0 | 0 | 0 | 0 | 0 | 0 | 0 | 0 | 0 | 0 | 0 | 0 | 0 | 0 | 0 | 0 | 0
F3_Commercial_Retail_Existing_Food Preparation_Natural Gas_Conveyor Oven_E6 | F3 | Commercial | Retail | Existing | Food Preparation | Natural Gas | Conveyor Oven | E6 | System - kBTUs of Conusmption | 0 | 0 | 0 | 0 | 0 | 0 | 0 | 0 | 0 | 0 | 0 | 0 | 0 | 0 | 0 | 0 | 0 | 0 | 0 | 0 | 0 | 0 | 0 | 0 | 0 | 0 | 0 | 0 | 0 | 0 | 0
F3_Commercial_Retail_Existing_Food Preparation_Natural Gas_Conveyor Oven_E7 | F3 | Commercial | Retail | Existing | Food Preparation | Natural Gas | Conveyor Oven | E7 | System - kBTUs of Conusmption | 0 | 0 | 0 | 0 | 0 | 0 | 0 | 0 | 0 | 0 | 0 | 0 | 0 | 0 | 0 | 0 | 0 | 0 | 0 | 0 | 0 | 0 | 0 | 0 | 0 | 0 | 0 | 0 | 0 | 0 | 0
F3_Commercial_Retail_Existing_Food Preparation_Natural Gas_Conveyor Oven_E8 | F3 | Commercial | Retail | Existing | Food Preparation | Natural Gas | Conveyor Oven | E8 | System - kBTUs of Conusmption | 0 | 0 | 0 | 0 | 0 | 0 | 0 | 0 | 0 | 0 | 0 | 0 | 0 | 0 | 0 | 0 | 0 | 0 | 0 | 0 | 0 | 0 | 0 | 0 | 0 | 0 | 0 | 0 | 0 | 0 | 0
F3_Commercial_Retail_Existing_Food Preparation_Natural Gas_Conveyor Oven_E9 | F3 | Commercial | Retail | Existing | Food Preparation | Natural Gas | Conveyor Oven | E9 | System - kBTUs of Conusmption | 0 | 0 | 0 | 0 | 0 | 0 | 0 | 0 | 0 | 0 | 0 | 0 | 0 | 0 | 0 | 0 | 0 | 0 | 0 | 0 | 0 | 0 | 0 | 0 | 0 | 0 | 0 | 0 | 0 | 0 | 0
F3_Commercial_Retail_Existing_Food Preparation_Natural Gas_Conveyor Oven_E10 | F3 | Commercial | Retail | Existing | Food Preparation | Natural Gas | Conveyor Oven | E10 | System - kBTUs of Conusmption | 0 | 0 | 0 | 0 | 0 | 0 | 0 | 0 | 0 | 0 | 0 | 0 | 0 | 0 | 0 | 0 | 0 | 0 | 0 | 0 | 0 | 0 | 0 | 0 | 0 | 0 | 0 | 0 | 0 | 0 | 0
F4_Commercial_Retail_Existing_Food Preparation_Natural Gas_Conveyor Oven_E1 | F4 | Commercial | Retail | Existing | Food Preparation | Natural Gas | Conveyor Oven | E1 | Utility - Cost of Equipment | 0.017814 | 0.017814 | 0.017814 | 0.017814 | 0.017814 | 0.017814 | 0.017814 | 0.017814 | 0.017814 | 0.017814 | 0.017814 | 0.017814 | 0.017814 | 0.017814 | 0.017814 | 0.017814 | 0.017814 | 0.017814 | 0.017814 | 0.017814 | 0.017814 | 0.017814 | 0.017814 | 0.017814 | 0.017814 | 0.017814 | 0.017814 | 0.017814 | 0.017814 | 0.017814 | 0.017814
F4_Commercial_Retail_Existing_Food Preparation_Natural Gas_Conveyor Oven_E2 | F4 | Commercial | Retail | Existing | Food Preparation | Natural Gas | Conveyor Oven | E2 | Utility - Cost of Equipment | 0.021718 | 0.021718 | 0.021718 | 0.021718 | 0.021718 | 0.021718 | 0.021718 | 0.021718 | 0.021718 | 0.021718 | 0.021718 | 0.021718 | 0.021718 | 0.021718 | 0.021718 | 0.021718 | 0.021718 | 0.021718 | 0.021718 | 0.021718 | 0.021718 | 0.021718 | 0.021718 | 0.021718 | 0.021718 | 0.021718 | 0.021718 | 0.021718 | 0.021718 | 0.021718 | 0.021718
F4_Commercial_Retail_Existing_Food Preparation_Natural Gas_Conveyor Oven_E3 | F4 | Commercial | Retail | Existing | Food Preparation | Natural Gas | Conveyor Oven | E3 | Utility - Cost of Equipment | 0 | 0 | 0 | 0 | 0 | 0 | 0 | 0 | 0 | 0 | 0 | 0 | 0 | 0 | 0 | 0 | 0 | 0 | 0 | 0 | 0 | 0 | 0 | 0 | 0 | 0 | 0 | 0 | 0 | 0 | 0
F4_Commercial_Retail_Existing_Food Preparation_Natural Gas_Conveyor Oven_E4 | F4 | Commercial | Retail | Existing | Food Preparation | Natural Gas | Conveyor Oven | E4 | Utility - Cost of Equipment | 0 | 0 | 0 | 0 | 0 | 0 | 0 | 0 | 0 | 0 | 0 | 0 | 0 | 0 | 0 | 0 | 0 | 0 | 0 | 0 | 0 | 0 | 0 | 0 | 0 | 0 | 0 | 0 | 0 | 0 | 0
F4_Commercial_Retail_Existing_Food Preparation_Natural Gas_Conveyor Oven_E5 | F4 | Commercial | Retail | Existing | Food Preparation | Natural Gas | Conveyor Oven | E5 | Utility - Cost of Equipment | 0 | 0 | 0 | 0 | 0 | 0 | 0 | 0 | 0 | 0 | 0 | 0 | 0 | 0 | 0 | 0 | 0 | 0 | 0 | 0 | 0 | 0 | 0 | 0 | 0 | 0 | 0 | 0 | 0 | 0 | 0
F4_Commercial_Retail_Existing_Food Preparation_Natural Gas_Conveyor Oven_E6 | F4 | Commercial | Retail | Existing | Food Preparation | Natural Gas | Conveyor Oven | E6 | Utility - Cost of Equipment | 0 | 0 | 0 | 0 | 0 | 0 | 0 | 0 | 0 | 0 | 0 | 0 | 0 | 0 | 0 | 0 | 0 | 0 | 0 | 0 | 0 | 0 | 0 | 0 | 0 | 0 | 0 | 0 | 0 | 0 | 0
F4_Commercial_Retail_Existing_Food Preparation_Natural Gas_Conveyor Oven_E7 | F4 | Commercial | Retail | Existing | Food Preparation | Natural Gas | Conveyor Oven | E7 | Utility - Cost of Equipment | 0 | 0 | 0 | 0 | 0 | 0 | 0 | 0 | 0 | 0 | 0 | 0 | 0 | 0 | 0 | 0 | 0 | 0 | 0 | 0 | 0 | 0 | 0 | 0 | 0 | 0 | 0 | 0 | 0 | 0 | 0
F4_Commercial_Retail_Existing_Food Preparation_Natural Gas_Conveyor Oven_E8 | F4 | Commercial | Retail | Existing | Food Preparation | Natural Gas | Conveyor Oven | E8 | Utility - Cost of Equipment | 0 | 0 | 0 | 0 | 0 | 0 | 0 | 0 | 0 | 0 | 0 | 0 | 0 | 0 | 0 | 0 | 0 | 0 | 0 | 0 | 0 | 0 | 0 | 0 | 0 | 0 | 0 | 0 | 0 | 0 | 0
F4_Commercial_Retail_Existing_Food Preparation_Natural Gas_Conveyor Oven_E9 | F4 | Commercial | Retail | Existing | Food Preparation | Natural Gas | Conveyor Oven | E9 | Utility - Cost of Equipment | 0 | 0 | 0 | 0 | 0 | 0 | 0 | 0 | 0 | 0 | 0 | 0 | 0 | 0 | 0 | 0 | 0 | 0 | 0 | 0 | 0 | 0 | 0 | 0 | 0 | 0 | 0 | 0 | 0 | 0 | 0
F4_Commercial_Retail_Existing_Food Preparation_Natural Gas_Conveyor Oven_E10 | F4 | Commercial | Retail | Existing | Food Preparation | Natural Gas | Conveyor Oven | E10 | Utility - Cost of Equipment | 0 | 0 | 0 | 0 | 0 | 0 | 0 | 0 | 0 | 0 | 0 | 0 | 0 | 0 | 0 | 0 | 0 | 0 | 0 | 0 | 0 | 0 | 0 | 0 | 0 | 0 | 0 | 0 | 0 | 0 | 0
F5_Commercial_Retail_Existing_Food Preparation_Natural Gas_Conveyor Oven_E1 | F5 | Commercial | Retail | Existing | Food Preparation | Natural Gas | Conveyor Oven | E1 | Utility - Cost of Operation | 0.052056 | 0.051918 | 0.051561 | 0.051164 | 0.052564 | 0.051624 | 0.051317 | 0.052122 | 0.053827 | 0.053417 | 0.053232 | 0.052937 | 0.047112 | 0.046773 | 0.046797 | 0.046484 | 0.04642 | 0.046449 | 0.045573 | 0.045957 | 0.04619 | 0.046555 | 0.04705 | 0.026004 | 0.025514 | 0.02505 | 0.024609 | 0.024187 | 0.023782 | 0.02339 | 0.022875
F5_Commercial_Retail_Existing_Food Preparation_Natural Gas_Conveyor Oven_E2 | F5 | Commercial | Retail | Existing | Food Preparation | Natural Gas | Conveyor Oven | E2 | Utility - Cost of Operation | 0.039571 | 0.039465 | 0.039194 | 0.038893 | 0.039957 | 0.039242 | 0.039009 | 0.039621 | 0.040917 | 0.040605 | 0.040465 | 0.040241 | 0.035813 | 0.035555 | 0.035573 | 0.035335 | 0.035286 | 0.035309 | 0.034642 | 0.034934 | 0.035111 | 0.035389 | 0.035765 | 0.019767 | 0.019394 | 0.019042 | 0.018707 | 0.018386 | 0.018078 | 0.01778 | 0.017388
F5_Commercial_Retail_Existing_Food Preparation_Natural Gas_Conveyor Oven_E3 | F5 | Commercial | Retail | Existing | Food Preparation | Natural Gas | Conveyor Oven | E3 | Utility - Cost of Operation | 0 | 0 | 0 | 0 | 0 | 0 | 0 | 0 | 0 | 0 | 0 | 0 | 0 | 0 | 0 | 0 | 0 | 0 | 0 | 0 | 0 | 0 | 0 | 0 | 0 | 0 | 0 | 0 | 0 | 0 | 0
F5_Commercial_Retail_Existing_Food Preparation_Natural Gas_Conveyor Oven_E4 | F5 | Commercial | Retail | Existing | Food Preparation | Natural Gas | Conveyor Oven | E4 | Utility - Cost of Operation | 0 | 0 | 0 | 0 | 0 | 0 | 0 | 0 | 0 | 0 | 0 | 0 | 0 | 0 | 0 | 0 | 0 | 0 | 0 | 0 | 0 | 0 | 0 | 0 | 0 | 0 | 0 | 0 | 0 | 0 | 0
F5_Commercial_Retail_Existing_Food Preparation_Natural Gas_Conveyor Oven_E5 | F5 | Commercial | Retail | Existing | Food Preparation | Natural Gas | Conveyor Oven | E5 | Utility - Cost of Operation | 0 | 0 | 0 | 0 | 0 | 0 | 0 | 0 | 0 | 0 | 0 | 0 | 0 | 0 | 0 | 0 | 0 | 0 | 0 | 0 | 0 | 0 | 0 | 0 | 0 | 0 | 0 | 0 | 0 | 0 | 0
F5_Commercial_Retail_Existing_Food Preparation_Natural Gas_Conveyor Oven_E6 | F5 | Commercial | Retail | Existing | Food Preparation | Natural Gas | Conveyor Oven | E6 | Utility - Cost of Operation | 0 | 0 | 0 | 0 | 0 | 0 | 0 | 0 | 0 | 0 | 0 | 0 | 0 | 0 | 0 | 0 | 0 | 0 | 0 | 0 | 0 | 0 | 0 | 0 | 0 | 0 | 0 | 0 | 0 | 0 | 0
F5_Commercial_Retail_Existing_Food Preparation_Natural Gas_Conveyor Oven_E7 | F5 | Commercial | Retail | Existing | Food Preparation | Natural Gas | Conveyor Oven | E7 | Utility - Cost of Operation | 0 | 0 | 0 | 0 | 0 | 0 | 0 | 0 | 0 | 0 | 0 | 0 | 0 | 0 | 0 | 0 | 0 | 0 | 0 | 0 | 0 | 0 | 0 | 0 | 0 | 0 | 0 | 0 | 0 | 0 | 0
F5_Commercial_Retail_Existing_Food Preparation_Natural Gas_Conveyor Oven_E8 | F5 | Commercial | Retail | Existing | Food Preparation | Natural Gas | Conveyor Oven | E8 | Utility - Cost of Operation | 0 | 0 | 0 | 0 | 0 | 0 | 0 | 0 | 0 | 0 | 0 | 0 | 0 | 0 | 0 | 0 | 0 | 0 | 0 | 0 | 0 | 0 | 0 | 0 | 0 | 0 | 0 | 0 | 0 | 0 | 0
F5_Commercial_Retail_Existing_Food Preparation_Natural Gas_Conveyor Oven_E9 | F5 | Commercial | Retail | Existing | Food Preparation | Natural Gas | Conveyor Oven | E9 | Utility - Cost of Operation | 0 | 0 | 0 | 0 | 0 | 0 | 0 | 0 | 0 | 0 | 0 | 0 | 0 | 0 | 0 | 0 | 0 | 0 | 0 | 0 | 0 | 0 | 0 | 0 | 0 | 0 | 0 | 0 | 0 | 0 | 0
F5_Commercial_Retail_Existing_Food Preparation_Natural Gas_Conveyor Oven_E10 | F5 | Commercial | Retail | Existing | Food Preparation | Natural Gas | Conveyor Oven | E10 | Utility - Cost of Operation | 0 | 0 | 0 | 0 | 0 | 0 | 0 | 0 | 0 | 0 | 0 | 0 | 0 | 0 | 0 | 0 | 0 | 0 | 0 | 0 | 0 | 0 | 0 | 0 | 0 | 0 | 0 | 0 | 0 | 0 | 0
F6_Commercial_Retail_Existing_Food Preparation_Natural Gas_Conveyor Oven_E1 | F6 | Commercial | Retail | Existing | Food Preparation | Natural Gas | Conveyor Oven | E1 | Utility - Value of Sales | 0.062367 | 0.062201 | 0.061773 | 0.061298 | 0.062975 | 0.061849 | 0.061481 | 0.062446 | 0.064488 | 0.063997 | 0.063776 | 0.063423 | 0.056444 | 0.056037 | 0.056066 | 0.055691 | 0.055614 | 0.055649 | 0.054599 | 0.055059 | 0.055338 | 0.055775 | 0.056369 | 0.031154 | 0.030567 | 0.030011 | 0.029483 | 0.028978 | 0.028492 | 0.028022 | 0.027406
F6_Commercial_Retail_Existing_Food Preparation_Natural Gas_Conveyor Oven_E2 | F6 | Commercial | Retail | Existing | Food Preparation | Natural Gas | Conveyor Oven | E2 | Utility - Value of Sales | 0.047409 | 0.047282 | 0.046957 | 0.046596 | 0.047871 | 0.047015 | 0.046735 | 0.047469 | 0.049021 | 0.048648 | 0.048479 | 0.048211 | 0.042906 | 0.042597 | 0.042619 | 0.042334 | 0.042275 | 0.042302 | 0.041504 | 0.041854 | 0.042066 | 0.042398 | 0.042849 | 0.023682 | 0.023236 | 0.022813 | 0.022412 | 0.022028 | 0.021658 | 0.021301 | 0.020833
F6_Commercial_Retail_Existing_Food Preparation_Natural Gas_Conveyor Oven_E3 | F6 | Commercial | Retail | Existing | Food Preparation | Natural Gas | Conveyor Oven | E3 | Utility - Value of Sales | 0 | 0 | 0 | 0 | 0 | 0 | 0 | 0 | 0 | 0 | 0 | 0 | 0 | 0 | 0 | 0 | 0 | 0 | 0 | 0 | 0 | 0 | 0 | 0 | 0 | 0 | 0 | 0 | 0 | 0 | 0
F6_Commercial_Retail_Existing_Food Preparation_Natural Gas_Conveyor Oven_E4 | F6 | Commercial | Retail | Existing | Food Preparation | Natural Gas | Conveyor Oven | E4 | Utility - Value of Sales | 0 | 0 | 0 | 0 | 0 | 0 | 0 | 0 | 0 | 0 | 0 | 0 | 0 | 0 | 0 | 0 | 0 | 0 | 0 | 0 | 0 | 0 | 0 | 0 | 0 | 0 | 0 | 0 | 0 | 0 | 0
F6_Commercial_Retail_Existing_Food Preparation_Natural Gas_Conveyor Oven_E5 | F6 | Commercial | Retail | Existing | Food Preparation | Natural Gas | Conveyor Oven | E5 | Utility - Value of Sales | 0 | 0 | 0 | 0 | 0 | 0 | 0 | 0 | 0 | 0 | 0 | 0 | 0 | 0 | 0 | 0 | 0 | 0 | 0 | 0 | 0 | 0 | 0 | 0 | 0 | 0 | 0 | 0 | 0 | 0 | 0
F6_Commercial_Retail_Existing_Food Preparation_Natural Gas_Conveyor Oven_E6 | F6 | Commercial | Retail | Existing | Food Preparation | Natural Gas | Conveyor Oven | E6 | Utility - Value of Sales | 0 | 0 | 0 | 0 | 0 | 0 | 0 | 0 | 0 | 0 | 0 | 0 | 0 | 0 | 0 | 0 | 0 | 0 | 0 | 0 | 0 | 0 | 0 | 0 | 0 | 0 | 0 | 0 | 0 | 0 | 0
F6_Commercial_Retail_Existing_Food Preparation_Natural Gas_Conveyor Oven_E7 | F6 | Commercial | Retail | Existing | Food Preparation | Natural Gas | Conveyor Oven | E7 | Utility - Value of Sales | 0 | 0 | 0 | 0 | 0 | 0 | 0 | 0 | 0 | 0 | 0 | 0 | 0 | 0 | 0 | 0 | 0 | 0 | 0 | 0 | 0 | 0 | 0 | 0 | 0 | 0 | 0 | 0 | 0 | 0 | 0
F6_Commercial_Retail_Existing_Food Preparation_Natural Gas_Conveyor Oven_E8 | F6 | Commercial | Retail | Existing | Food Preparation | Natural Gas | Conveyor Oven | E8 | Utility - Value of Sales | 0 | 0 | 0 | 0 | 0 | 0 | 0 | 0 | 0 | 0 | 0 | 0 | 0 | 0 | 0 | 0 | 0 | 0 | 0 | 0 | 0 | 0 | 0 | 0 | 0 | 0 | 0 | 0 | 0 | 0 | 0
F6_Commercial_Retail_Existing_Food Preparation_Natural Gas_Conveyor Oven_E9 | F6 | Commercial | Retail | Existing | Food Preparation | Natural Gas | Conveyor Oven | E9 | Utility - Value of Sales | 0 | 0 | 0 | 0 | 0 | 0 | 0 | 0 | 0 | 0 | 0 | 0 | 0 | 0 | 0 | 0 | 0 | 0 | 0 | 0 | 0 | 0 | 0 | 0 | 0 | 0 | 0 | 0 | 0 | 0 | 0
F6_Commercial_Retail_Existing_Food Preparation_Natural Gas_Conveyor Oven_E10 | F6 | Commercial | Retail | Existing | Food Preparation | Natural Gas | Conveyor Oven | E10 | Utility - Value of Sales | 0 | 0 | 0 | 0 | 0 | 0 | 0 | 0 | 0 | 0 | 0 | 0 | 0 | 0 | 0 | 0 | 0 | 0 | 0 | 0 | 0 | 0 | 0 | 0 | 0 | 0 | 0 | 0 | 0 | 0 | 0
F1_Commercial_Retail_Existing_Food Preparation_Natural Gas_Double Rack Oven_E1 | F1 | Commercial | Retail | Existing | Food Preparation | Natural Gas | Double Rack Oven | E1 | Participant - Cost of Equipment | 0.033292 | 0.033292 | 0.033292 | 0.033292 | 0.033292 | 0.033292 | 0.033292 | 0.033292 | 0.033292 | 0.033292 | 0.033292 | 0.033292 | 0.033292 | 0.033292 | 0.033292 | 0.033292 | 0.033292 | 0.033292 | 0.033292 | 0.033292 | 0.033292 | 0.033292 | 0.033292 | 0.033292 | 0.033292 | 0.033292 | 0.033292 | 0.033292 | 0.033292 | 0.033292 | 0.033292
F1_Commercial_Retail_Existing_Food Preparation_Natural Gas_Double Rack Oven_E2 | F1 | Commercial | Retail | Existing | Food Preparation | Natural Gas | Double Rack Oven | E2 | Participant - Cost of Equipment | 0.044275 | 0.044275 | 0.044275 | 0.044275 | 0.044275 | 0.044275 | 0.044275 | 0.044275 | 0.044275 | 0.044275 | 0.044275 | 0.044275 | 0.044275 | 0.044275 | 0.044275 | 0.044275 | 0.044275 | 0.044275 | 0.044275 | 0.044275 | 0.044275 | 0.044275 | 0.044275 | 0.044275 | 0.044275 | 0.044275 | 0.044275 | 0.044275 | 0.044275 | 0.044275 | 0.044275
F1_Commercial_Retail_Existing_Food Preparation_Natural Gas_Double Rack Oven_E3 | F1 | Commercial | Retail | Existing | Food Preparation | Natural Gas | Double Rack Oven | E3 | Participant - Cost of Equipment | 0 | 0 | 0 | 0 | 0 | 0 | 0 | 0 | 0 | 0 | 0 | 0 | 0 | 0 | 0 | 0 | 0 | 0 | 0 | 0 | 0 | 0 | 0 | 0 | 0 | 0 | 0 | 0 | 0 | 0 | 0
F1_Commercial_Retail_Existing_Food Preparation_Natural Gas_Double Rack Oven_E4 | F1 | Commercial | Retail | Existing | Food Preparation | Natural Gas | Double Rack Oven | E4 | Participant - Cost of Equipment | 0 | 0 | 0 | 0 | 0 | 0 | 0 | 0 | 0 | 0 | 0 | 0 | 0 | 0 | 0 | 0 | 0 | 0 | 0 | 0 | 0 | 0 | 0 | 0 | 0 | 0 | 0 | 0 | 0 | 0 | 0
F1_Commercial_Retail_Existing_Food Preparation_Natural Gas_Double Rack Oven_E5 | F1 | Commercial | Retail | Existing | Food Preparation | Natural Gas | Double Rack Oven | E5 | Participant - Cost of Equipment | 0 | 0 | 0 | 0 | 0 | 0 | 0 | 0 | 0 | 0 | 0 | 0 | 0 | 0 | 0 | 0 | 0 | 0 | 0 | 0 | 0 | 0 | 0 | 0 | 0 | 0 | 0 | 0 | 0 | 0 | 0
F1_Commercial_Retail_Existing_Food Preparation_Natural Gas_Double Rack Oven_E6 | F1 | Commercial | Retail | Existing | Food Preparation | Natural Gas | Double Rack Oven | E6 | Participant - Cost of Equipment | 0 | 0 | 0 | 0 | 0 | 0 | 0 | 0 | 0 | 0 | 0 | 0 | 0 | 0 | 0 | 0 | 0 | 0 | 0 | 0 | 0 | 0 | 0 | 0 | 0 | 0 | 0 | 0 | 0 | 0 | 0
F1_Commercial_Retail_Existing_Food Preparation_Natural Gas_Double Rack Oven_E7 | F1 | Commercial | Retail | Existing | Food Preparation | Natural Gas | Double Rack Oven | E7 | Participant - Cost of Equipment | 0 | 0 | 0 | 0 | 0 | 0 | 0 | 0 | 0 | 0 | 0 | 0 | 0 | 0 | 0 | 0 | 0 | 0 | 0 | 0 | 0 | 0 | 0 | 0 | 0 | 0 | 0 | 0 | 0 | 0 | 0
F1_Commercial_Retail_Existing_Food Preparation_Natural Gas_Double Rack Oven_E8 | F1 | Commercial | Retail | Existing | Food Preparation | Natural Gas | Double Rack Oven | E8 | Participant - Cost of Equipment | 0 | 0 | 0 | 0 | 0 | 0 | 0 | 0 | 0 | 0 | 0 | 0 | 0 | 0 | 0 | 0 | 0 | 0 | 0 | 0 | 0 | 0 | 0 | 0 | 0 | 0 | 0 | 0 | 0 | 0 | 0
F1_Commercial_Retail_Existing_Food Preparation_Natural Gas_Double Rack Oven_E9 | F1 | Commercial | Retail | Existing | Food Preparation | Natural Gas | Double Rack Oven | E9 | Participant - Cost of Equipment | 0 | 0 | 0 | 0 | 0 | 0 | 0 | 0 | 0 | 0 | 0 | 0 | 0 | 0 | 0 | 0 | 0 | 0 | 0 | 0 | 0 | 0 | 0 | 0 | 0 | 0 | 0 | 0 | 0 | 0 | 0
F1_Commercial_Retail_Existing_Food Preparation_Natural Gas_Double Rack Oven_E10 | F1 | Commercial | Retail | Existing | Food Preparation | Natural Gas | Double Rack Oven | E10 | Participant - Cost of Equipment | 0 | 0 | 0 | 0 | 0 | 0 | 0 | 0 | 0 | 0 | 0 | 0 | 0 | 0 | 0 | 0 | 0 | 0 | 0 | 0 | 0 | 0 | 0 | 0 | 0 | 0 | 0 | 0 | 0 | 0 | 0
F2_Commercial_Retail_Existing_Food Preparation_Natural Gas_Double Rack Oven_E1 | F2 | Commercial | Retail | Existing | Food Preparation | Natural Gas | Double Rack Oven | E1 | Participant - Cost of Operation | 0.11458 | 0.11635 | 0.11763 | 0.11698 | 0.1171 | 0.11037 | 0.10481 | 0.1017 | 0.10042 | 0.10414 | 0.10903 | 0.11413 | 0.10482 | 0.11104 | 0.11142 | 0.11086 | 0.11096 | 0.1113 | 0.10918 | 0.11046 | 0.11133 | 0.11254 | 0.11411 | 0.05723 | 0.056112 | 0.055062 | 0.05407 | 0.053126 | 0.052222 | 0.051351 | 0.050508
F2_Commercial_Retail_Existing_Food Preparation_Natural Gas_Double Rack Oven_E2 | F2 | Commercial | Retail | Existing | Food Preparation | Natural Gas | Double Rack Oven | E2 | Participant - Cost of Operation | 0.062499 | 0.063464 | 0.064164 | 0.063807 | 0.063871 | 0.060203 | 0.057169 | 0.055475 | 0.054773 | 0.056803 | 0.059469 | 0.062255 | 0.057175 | 0.060566 | 0.060773 | 0.060469 | 0.060525 | 0.060711 | 0.059551 | 0.060251 | 0.060723 | 0.061387 | 0.062241 | 0.031216 | 0.030607 | 0.030034 | 0.029493 | 0.028978 | 0.028485 | 0.028009 | 0.02755
F2_Commercial_Retail_Existing_Food Preparation_Natural Gas_Double Rack Oven_E3 | F2 | Commercial | Retail | Existing | Food Preparation | Natural Gas | Double Rack Oven | E3 | Participant - Cost of Operation | 0 | 0 | 0 | 0 | 0 | 0 | 0 | 0 | 0 | 0 | 0 | 0 | 0 | 0 | 0 | 0 | 0 | 0 | 0 | 0 | 0 | 0 | 0 | 0 | 0 | 0 | 0 | 0 | 0 | 0 | 0
F2_Commercial_Retail_Existing_Food Preparation_Natural Gas_Double Rack Oven_E4 | F2 | Commercial | Retail | Existing | Food Preparation | Natural Gas | Double Rack Oven | E4 | Participant - Cost of Operation | 0 | 0 | 0 | 0 | 0 | 0 | 0 | 0 | 0 | 0 | 0 | 0 | 0 | 0 | 0 | 0 | 0 | 0 | 0 | 0 | 0 | 0 | 0 | 0 | 0 | 0 | 0 | 0 | 0 | 0 | 0
F2_Commercial_Retail_Existing_Food Preparation_Natural Gas_Double Rack Oven_E5 | F2 | Commercial | Retail | Existing | Food Preparation | Natural Gas | Double Rack Oven | E5 | Participant - Cost of Operation | 0 | 0 | 0 | 0 | 0 | 0 | 0 | 0 | 0 | 0 | 0 | 0 | 0 | 0 | 0 | 0 | 0 | 0 | 0 | 0 | 0 | 0 | 0 | 0 | 0 | 0 | 0 | 0 | 0 | 0 | 0
F2_Commercial_Retail_Existing_Food Preparation_Natural Gas_Double Rack Oven_E6 | F2 | Commercial | Retail | Existing | Food Preparation | Natural Gas | Double Rack Oven | E6 | Participant - Cost of Operation | 0 | 0 | 0 | 0 | 0 | 0 | 0 | 0 | 0 | 0 | 0 | 0 | 0 | 0 | 0 | 0 | 0 | 0 | 0 | 0 | 0 | 0 | 0 | 0 | 0 | 0 | 0 | 0 | 0 | 0 | 0
F2_Commercial_Retail_Existing_Food Preparation_Natural Gas_Double Rack Oven_E7 | F2 | Commercial | Retail | Existing | Food Preparation | Natural Gas | Double Rack Oven | E7 | Participant - Cost of Operation | 0 | 0 | 0 | 0 | 0 | 0 | 0 | 0 | 0 | 0 | 0 | 0 | 0 | 0 | 0 | 0 | 0 | 0 | 0 | 0 | 0 | 0 | 0 | 0 | 0 | 0 | 0 | 0 | 0 | 0 | 0
F2_Commercial_Retail_Existing_Food Preparation_Natural Gas_Double Rack Oven_E8 | F2 | Commercial | Retail | Existing | Food Preparation | Natural Gas | Double Rack Oven | E8 | Participant - Cost of Operation | 0 | 0 | 0 | 0 | 0 | 0 | 0 | 0 | 0 | 0 | 0 | 0 | 0 | 0 | 0 | 0 | 0 | 0 | 0 | 0 | 0 | 0 | 0 | 0 | 0 | 0 | 0 | 0 | 0 | 0 | 0
F2_Commercial_Retail_Existing_Food Preparation_Natural Gas_Double Rack Oven_E9 | F2 | Commercial | Retail | Existing | Food Preparation | Natural Gas | Double Rack Oven | E9 | Participant - Cost of Operation | 0 | 0 | 0 | 0 | 0 | 0 | 0 | 0 | 0 | 0 | 0 | 0 | 0 | 0 | 0 | 0 | 0 | 0 | 0 | 0 | 0 | 0 | 0 | 0 | 0 | 0 | 0 | 0 | 0 | 0 | 0
F2_Commercial_Retail_Existing_Food Preparation_Natural Gas_Double Rack Oven_E10 | F2 | Commercial | Retail | Existing | Food Preparation | Natural Gas | Double Rack Oven | E10 | Participant - Cost of Operation | 0 | 0 | 0 | 0 | 0 | 0 | 0 | 0 | 0 | 0 | 0 | 0 | 0 | 0 | 0 | 0 | 0 | 0 | 0 | 0 | 0 | 0 | 0 | 0 | 0 | 0 | 0 | 0 | 0 | 0 | 0
F3_Commercial_Retail_Existing_Food Preparation_Natural Gas_Double Rack Oven_E1 | F3 | Commercial | Retail | Existing | Food Preparation | Natural Gas | Double Rack Oven | E1 | System - kBTUs of Conusmption | 9.5209 | 9.5399 | 9.5278 | 9.5195 | 9.5195 | 9.5195 | 9.5195 | 9.5195 | 9.5195 | 9.5195 | 9.5195 | 9.5195 | 9.5195 | 9.5195 | 9.5195 | 9.5195 | 9.5195 | 9.5195 | 9.5195 | 9.5195 | 9.5195 | 9.5195 | 9.5195 | 9.5195 | 9.5195 | 9.5195 | 9.5195 | 9.5195 | 9.5195 | 9.5195 | 9.5195
F3_Commercial_Retail_Existing_Food Preparation_Natural Gas_Double Rack Oven_E2 | F3 | Commercial | Retail | Existing | Food Preparation | Natural Gas | Double Rack Oven | E2 | System - kBTUs of Conusmption | 5.1932 | 5.2036 | 5.197 | 5.1925 | 5.1925 | 5.1925 | 5.1925 | 5.1925 | 5.1925 | 5.1925 | 5.1925 | 5.1925 | 5.1925 | 5.1925 | 5.1925 | 5.1925 | 5.1925 | 5.1925 | 5.1925 | 5.1925 | 5.1925 | 5.1925 | 5.1925 | 5.1925 | 5.1925 | 5.1925 | 5.1925 | 5.1925 | 5.1925 | 5.1925 | 5.1925
F3_Commercial_Retail_Existing_Food Preparation_Natural Gas_Double Rack Oven_E3 | F3 | Commercial | Retail | Existing | Food Preparation | Natural Gas | Double Rack Oven | E3 | System - kBTUs of Conusmption | 0 | 0 | 0 | 0 | 0 | 0 | 0 | 0 | 0 | 0 | 0 | 0 | 0 | 0 | 0 | 0 | 0 | 0 | 0 | 0 | 0 | 0 | 0 | 0 | 0 | 0 | 0 | 0 | 0 | 0 | 0
F3_Commercial_Retail_Existing_Food Preparation_Natural Gas_Double Rack Oven_E4 | F3 | Commercial | Retail | Existing | Food Preparation | Natural Gas | Double Rack Oven | E4 | System - kBTUs of Conusmption | 0 | 0 | 0 | 0 | 0 | 0 | 0 | 0 | 0 | 0 | 0 | 0 | 0 | 0 | 0 | 0 | 0 | 0 | 0 | 0 | 0 | 0 | 0 | 0 | 0 | 0 | 0 | 0 | 0 | 0 | 0
F3_Commercial_Retail_Existing_Food Preparation_Natural Gas_Double Rack Oven_E5 | F3 | Commercial | Retail | Existing | Food Preparation | Natural Gas | Double Rack Oven | E5 | System - kBTUs of Conusmption | 0 | 0 | 0 | 0 | 0 | 0 | 0 | 0 | 0 | 0 | 0 | 0 | 0 | 0 | 0 | 0 | 0 | 0 | 0 | 0 | 0 | 0 | 0 | 0 | 0 | 0 | 0 | 0 | 0 | 0 | 0
F3_Commercial_Retail_Existing_Food Preparation_Natural Gas_Double Rack Oven_E6 | F3 | Commercial | Retail | Existing | Food Preparation | Natural Gas | Double Rack Oven | E6 | System - kBTUs of Conusmption | 0 | 0 | 0 | 0 | 0 | 0 | 0 | 0 | 0 | 0 | 0 | 0 | 0 | 0 | 0 | 0 | 0 | 0 | 0 | 0 | 0 | 0 | 0 | 0 | 0 | 0 | 0 | 0 | 0 | 0 | 0
F3_Commercial_Retail_Existing_Food Preparation_Natural Gas_Double Rack Oven_E7 | F3 | Commercial | Retail | Existing | Food Preparation | Natural Gas | Double Rack Oven | E7 | System - kBTUs of Conusmption | 0 | 0 | 0 | 0 | 0 | 0 | 0 | 0 | 0 | 0 | 0 | 0 | 0 | 0 | 0 | 0 | 0 | 0 | 0 | 0 | 0 | 0 | 0 | 0 | 0 | 0 | 0 | 0 | 0 | 0 | 0
F3_Commercial_Retail_Existing_Food Preparation_Natural Gas_Double Rack Oven_E8 | F3 | Commercial | Retail | Existing | Food Preparation | Natural Gas | Double Rack Oven | E8 | System - kBTUs of Conusmption | 0 | 0 | 0 | 0 | 0 | 0 | 0 | 0 | 0 | 0 | 0 | 0 | 0 | 0 | 0 | 0 | 0 | 0 | 0 | 0 | 0 | 0 | 0 | 0 | 0 | 0 | 0 | 0 | 0 | 0 | 0
F3_Commercial_Retail_Existing_Food Preparation_Natural Gas_Double Rack Oven_E9 | F3 | Commercial | Retail | Existing | Food Preparation | Natural Gas | Double Rack Oven | E9 | System - kBTUs of Conusmption | 0 | 0 | 0 | 0 | 0 | 0 | 0 | 0 | 0 | 0 | 0 | 0 | 0 | 0 | 0 | 0 | 0 | 0 | 0 | 0 | 0 | 0 | 0 | 0 | 0 | 0 | 0 | 0 | 0 | 0 | 0
F3_Commercial_Retail_Existing_Food Preparation_Natural Gas_Double Rack Oven_E10 | F3 | Commercial | Retail | Existing | Food Preparation | Natural Gas | Double Rack Oven | E10 | System - kBTUs of Conusmption | 0 | 0 | 0 | 0 | 0 | 0 | 0 | 0 | 0 | 0 | 0 | 0 | 0 | 0 | 0 | 0 | 0 | 0 | 0 | 0 | 0 | 0 | 0 | 0 | 0 | 0 | 0 | 0 | 0 | 0 | 0
F4_Commercial_Retail_Existing_Food Preparation_Natural Gas_Double Rack Oven_E1 | F4 | Commercial | Retail | Existing | Food Preparation | Natural Gas | Double Rack Oven | E1 | Utility - Cost of Equipment | 0.033292 | 0.033292 | 0.033292 | 0.033292 | 0.033292 | 0.033292 | 0.033292 | 0.033292 | 0.033292 | 0.033292 | 0.033292 | 0.033292 | 0.033292 | 0.033292 | 0.033292 | 0.033292 | 0.033292 | 0.033292 | 0.033292 | 0.033292 | 0.033292 | 0.033292 | 0.033292 | 0.033292 | 0.033292 | 0.033292 | 0.033292 | 0.033292 | 0.033292 | 0.033292 | 0.033292
F4_Commercial_Retail_Existing_Food Preparation_Natural Gas_Double Rack Oven_E2 | F4 | Commercial | Retail | Existing | Food Preparation | Natural Gas | Double Rack Oven | E2 | Utility - Cost of Equipment | 0.044275 | 0.044275 | 0.044275 | 0.044275 | 0.044275 | 0.044275 | 0.044275 | 0.044275 | 0.044275 | 0.044275 | 0.044275 | 0.044275 | 0.044275 | 0.044275 | 0.044275 | 0.044275 | 0.044275 | 0.044275 | 0.044275 | 0.044275 | 0.044275 | 0.044275 | 0.044275 | 0.044275 | 0.044275 | 0.044275 | 0.044275 | 0.044275 | 0.044275 | 0.044275 | 0.044275
F4_Commercial_Retail_Existing_Food Preparation_Natural Gas_Double Rack Oven_E3 | F4 | Commercial | Retail | Existing | Food Preparation | Natural Gas | Double Rack Oven | E3 | Utility - Cost of Equipment | 0 | 0 | 0 | 0 | 0 | 0 | 0 | 0 | 0 | 0 | 0 | 0 | 0 | 0 | 0 | 0 | 0 | 0 | 0 | 0 | 0 | 0 | 0 | 0 | 0 | 0 | 0 | 0 | 0 | 0 | 0
F4_Commercial_Retail_Existing_Food Preparation_Natural Gas_Double Rack Oven_E4 | F4 | Commercial | Retail | Existing | Food Preparation | Natural Gas | Double Rack Oven | E4 | Utility - Cost of Equipment | 0 | 0 | 0 | 0 | 0 | 0 | 0 | 0 | 0 | 0 | 0 | 0 | 0 | 0 | 0 | 0 | 0 | 0 | 0 | 0 | 0 | 0 | 0 | 0 | 0 | 0 | 0 | 0 | 0 | 0 | 0
F4_Commercial_Retail_Existing_Food Preparation_Natural Gas_Double Rack Oven_E5 | F4 | Commercial | Retail | Existing | Food Preparation | Natural Gas | Double Rack Oven | E5 | Utility - Cost of Equipment | 0 | 0 | 0 | 0 | 0 | 0 | 0 | 0 | 0 | 0 | 0 | 0 | 0 | 0 | 0 | 0 | 0 | 0 | 0 | 0 | 0 | 0 | 0 | 0 | 0 | 0 | 0 | 0 | 0 | 0 | 0
F4_Commercial_Retail_Existing_Food Preparation_Natural Gas_Double Rack Oven_E6 | F4 | Commercial | Retail | Existing | Food Preparation | Natural Gas | Double Rack Oven | E6 | Utility - Cost of Equipment | 0 | 0 | 0 | 0 | 0 | 0 | 0 | 0 | 0 | 0 | 0 | 0 | 0 | 0 | 0 | 0 | 0 | 0 | 0 | 0 | 0 | 0 | 0 | 0 | 0 | 0 | 0 | 0 | 0 | 0 | 0
F4_Commercial_Retail_Existing_Food Preparation_Natural Gas_Double Rack Oven_E7 | F4 | Commercial | Retail | Existing | Food Preparation | Natural Gas | Double Rack Oven | E7 | Utility - Cost of Equipment | 0 | 0 | 0 | 0 | 0 | 0 | 0 | 0 | 0 | 0 | 0 | 0 | 0 | 0 | 0 | 0 | 0 | 0 | 0 | 0 | 0 | 0 | 0 | 0 | 0 | 0 | 0 | 0 | 0 | 0 | 0
F4_Commercial_Retail_Existing_Food Preparation_Natural Gas_Double Rack Oven_E8 | F4 | Commercial | Retail | Existing | Food Preparation | Natural Gas | Double Rack Oven | E8 | Utility - Cost of Equipment | 0 | 0 | 0 | 0 | 0 | 0 | 0 | 0 | 0 | 0 | 0 | 0 | 0 | 0 | 0 | 0 | 0 | 0 | 0 | 0 | 0 | 0 | 0 | 0 | 0 | 0 | 0 | 0 | 0 | 0 | 0
F4_Commercial_Retail_Existing_Food Preparation_Natural Gas_Double Rack Oven_E9 | F4 | Commercial | Retail | Existing | Food Preparation | Natural Gas | Double Rack Oven | E9 | Utility - Cost of Equipment | 0 | 0 | 0 | 0 | 0 | 0 | 0 | 0 | 0 | 0 | 0 | 0 | 0 | 0 | 0 | 0 | 0 | 0 | 0 | 0 | 0 | 0 | 0 | 0 | 0 | 0 | 0 | 0 | 0 | 0 | 0
F4_Commercial_Retail_Existing_Food Preparation_Natural Gas_Double Rack Oven_E10 | F4 | Commercial | Retail | Existing | Food Preparation | Natural Gas | Double Rack Oven | E10 | Utility - Cost of Equipment | 0 | 0 | 0 | 0 | 0 | 0 | 0 | 0 | 0 | 0 | 0 | 0 | 0 | 0 | 0 | 0 | 0 | 0 | 0 | 0 | 0 | 0 | 0 | 0 | 0 | 0 | 0 | 0 | 0 | 0 | 0
F5_Commercial_Retail_Existing_Food Preparation_Natural Gas_Double Rack Oven_E1 | F5 | Commercial | Retail | Existing | Food Preparation | Natural Gas | Double Rack Oven | E1 | Utility - Cost of Operation | 0.09564 | 0.097115 | 0.098187 | 0.09764 | 0.097739 | 0.092125 | 0.087483 | 0.084891 | 0.083815 | 0.086922 | 0.091002 | 0.095266 | 0.087492 | 0.092681 | 0.092997 | 0.092533 | 0.092618 | 0.092903 | 0.091128 | 0.092199 | 0.092921 | 0.093938 | 0.095245 | 0.047768 | 0.046836 | 0.045959 | 0.045131 | 0.044343 | 0.043588 | 0.042861 | 0.042158
F5_Commercial_Retail_Existing_Food Preparation_Natural Gas_Double Rack Oven_E2 | F5 | Commercial | Retail | Existing | Food Preparation | Natural Gas | Double Rack Oven | E2 | Utility - Cost of Operation | 0.052167 | 0.052972 | 0.053556 | 0.053258 | 0.053312 | 0.05025 | 0.047718 | 0.046304 | 0.045718 | 0.047412 | 0.049638 | 0.051963 | 0.047723 | 0.050553 | 0.050726 | 0.050472 | 0.050519 | 0.050674 | 0.049706 | 0.05029 | 0.050684 | 0.051239 | 0.051952 | 0.026056 | 0.025547 | 0.025069 | 0.024617 | 0.024187 | 0.023776 | 0.023379 | 0.022995
F5_Commercial_Retail_Existing_Food Preparation_Natural Gas_Double Rack Oven_E3 | F5 | Commercial | Retail | Existing | Food Preparation | Natural Gas | Double Rack Oven | E3 | Utility - Cost of Operation | 0 | 0 | 0 | 0 | 0 | 0 | 0 | 0 | 0 | 0 | 0 | 0 | 0 | 0 | 0 | 0 | 0 | 0 | 0 | 0 | 0 | 0 | 0 | 0 | 0 | 0 | 0 | 0 | 0 | 0 | 0
F5_Commercial_Retail_Existing_Food Preparation_Natural Gas_Double Rack Oven_E4 | F5 | Commercial | Retail | Existing | Food Preparation | Natural Gas | Double Rack Oven | E4 | Utility - Cost of Operation | 0 | 0 | 0 | 0 | 0 | 0 | 0 | 0 | 0 | 0 | 0 | 0 | 0 | 0 | 0 | 0 | 0 | 0 | 0 | 0 | 0 | 0 | 0 | 0 | 0 | 0 | 0 | 0 | 0 | 0 | 0
F5_Commercial_Retail_Existing_Food Preparation_Natural Gas_Double Rack Oven_E5 | F5 | Commercial | Retail | Existing | Food Preparation | Natural Gas | Double Rack Oven | E5 | Utility - Cost of Operation | 0 | 0 | 0 | 0 | 0 | 0 | 0 | 0 | 0 | 0 | 0 | 0 | 0 | 0 | 0 | 0 | 0 | 0 | 0 | 0 | 0 | 0 | 0 | 0 | 0 | 0 | 0 | 0 | 0 | 0 | 0
F5_Commercial_Retail_Existing_Food Preparation_Natural Gas_Double Rack Oven_E6 | F5 | Commercial | Retail | Existing | Food Preparation | Natural Gas | Double Rack Oven | E6 | Utility - Cost of Operation | 0 | 0 | 0 | 0 | 0 | 0 | 0 | 0 | 0 | 0 | 0 | 0 | 0 | 0 | 0 | 0 | 0 | 0 | 0 | 0 | 0 | 0 | 0 | 0 | 0 | 0 | 0 | 0 | 0 | 0 | 0
F5_Commercial_Retail_Existing_Food Preparation_Natural Gas_Double Rack Oven_E7 | F5 | Commercial | Retail | Existing | Food Preparation | Natural Gas | Double Rack Oven | E7 | Utility - Cost of Operation | 0 | 0 | 0 | 0 | 0 | 0 | 0 | 0 | 0 | 0 | 0 | 0 | 0 | 0 | 0 | 0 | 0 | 0 | 0 | 0 | 0 | 0 | 0 | 0 | 0 | 0 | 0 | 0 | 0 | 0 | 0
F5_Commercial_Retail_Existing_Food Preparation_Natural Gas_Double Rack Oven_E8 | F5 | Commercial | Retail | Existing | Food Preparation | Natural Gas | Double Rack Oven | E8 | Utility - Cost of Operation | 0 | 0 | 0 | 0 | 0 | 0 | 0 | 0 | 0 | 0 | 0 | 0 | 0 | 0 | 0 | 0 | 0 | 0 | 0 | 0 | 0 | 0 | 0 | 0 | 0 | 0 | 0 | 0 | 0 | 0 | 0
F5_Commercial_Retail_Existing_Food Preparation_Natural Gas_Double Rack Oven_E9 | F5 | Commercial | Retail | Existing | Food Preparation | Natural Gas | Double Rack Oven | E9 | Utility - Cost of Operation | 0 | 0 | 0 | 0 | 0 | 0 | 0 | 0 | 0 | 0 | 0 | 0 | 0 | 0 | 0 | 0 | 0 | 0 | 0 | 0 | 0 | 0 | 0 | 0 | 0 | 0 | 0 | 0 | 0 | 0 | 0
F5_Commercial_Retail_Existing_Food Preparation_Natural Gas_Double Rack Oven_E10 | F5 | Commercial | Retail | Existing | Food Preparation | Natural Gas | Double Rack Oven | E10 | Utility - Cost of Operation | 0 | 0 | 0 | 0 | 0 | 0 | 0 | 0 | 0 | 0 | 0 | 0 | 0 | 0 | 0 | 0 | 0 | 0 | 0 | 0 | 0 | 0 | 0 | 0 | 0 | 0 | 0 | 0 | 0 | 0 | 0
F6_Commercial_Retail_Existing_Food Preparation_Natural Gas_Double Rack Oven_E1 | F6 | Commercial | Retail | Existing | Food Preparation | Natural Gas | Double Rack Oven | E1 | Utility - Value of Sales | 0.11458 | 0.11635 | 0.11763 | 0.11698 | 0.1171 | 0.11037 | 0.10481 | 0.1017 | 0.10042 | 0.10414 | 0.10903 | 0.11413 | 0.10482 | 0.11104 | 0.11142 | 0.11086 | 0.11096 | 0.1113 | 0.10918 | 0.11046 | 0.11133 | 0.11254 | 0.11411 | 0.05723 | 0.056112 | 0.055062 | 0.05407 | 0.053126 | 0.052222 | 0.051351 | 0.050508
F6_Commercial_Retail_Existing_Food Preparation_Natural Gas_Double Rack Oven_E2 | F6 | Commercial | Retail | Existing | Food Preparation | Natural Gas | Double Rack Oven | E2 | Utility - Value of Sales | 0.062499 | 0.063464 | 0.064164 | 0.063807 | 0.063871 | 0.060203 | 0.057169 | 0.055475 | 0.054773 | 0.056803 | 0.059469 | 0.062255 | 0.057175 | 0.060566 | 0.060773 | 0.060469 | 0.060525 | 0.060711 | 0.059551 | 0.060251 | 0.060723 | 0.061387 | 0.062241 | 0.031216 | 0.030607 | 0.030034 | 0.029493 | 0.028978 | 0.028485 | 0.028009 | 0.02755
F6_Commercial_Retail_Existing_Food Preparation_Natural Gas_Double Rack Oven_E3 | F6 | Commercial | Retail | Existing | Food Preparation | Natural Gas | Double Rack Oven | E3 | Utility - Value of Sales | 0 | 0 | 0 | 0 | 0 | 0 | 0 | 0 | 0 | 0 | 0 | 0 | 0 | 0 | 0 | 0 | 0 | 0 | 0 | 0 | 0 | 0 | 0 | 0 | 0 | 0 | 0 | 0 | 0 | 0 | 0
F6_Commercial_Retail_Existing_Food Preparation_Natural Gas_Double Rack Oven_E4 | F6 | Commercial | Retail | Existing | Food Preparation | Natural Gas | Double Rack Oven | E4 | Utility - Value of Sales | 0 | 0 | 0 | 0 | 0 | 0 | 0 | 0 | 0 | 0 | 0 | 0 | 0 | 0 | 0 | 0 | 0 | 0 | 0 | 0 | 0 | 0 | 0 | 0 | 0 | 0 | 0 | 0 | 0 | 0 | 0
F6_Commercial_Retail_Existing_Food Preparation_Natural Gas_Double Rack Oven_E5 | F6 | Commercial | Retail | Existing | Food Preparation | Natural Gas | Double Rack Oven | E5 | Utility - Value of Sales | 0 | 0 | 0 | 0 | 0 | 0 | 0 | 0 | 0 | 0 | 0 | 0 | 0 | 0 | 0 | 0 | 0 | 0 | 0 | 0 | 0 | 0 | 0 | 0 | 0 | 0 | 0 | 0 | 0 | 0 | 0
F6_Commercial_Retail_Existing_Food Preparation_Natural Gas_Double Rack Oven_E6 | F6 | Commercial | Retail | Existing | Food Preparation | Natural Gas | Double Rack Oven | E6 | Utility - Value of Sales | 0 | 0 | 0 | 0 | 0 | 0 | 0 | 0 | 0 | 0 | 0 | 0 | 0 | 0 | 0 | 0 | 0 | 0 | 0 | 0 | 0 | 0 | 0 | 0 | 0 | 0 | 0 | 0 | 0 | 0 | 0
F6_Commercial_Retail_Existing_Food Preparation_Natural Gas_Double Rack Oven_E7 | F6 | Commercial | Retail | Existing | Food Preparation | Natural Gas | Double Rack Oven | E7 | Utility - Value of Sales | 0 | 0 | 0 | 0 | 0 | 0 | 0 | 0 | 0 | 0 | 0 | 0 | 0 | 0 | 0 | 0 | 0 | 0 | 0 | 0 | 0 | 0 | 0 | 0 | 0 | 0 | 0 | 0 | 0 | 0 | 0
F6_Commercial_Retail_Existing_Food Preparation_Natural Gas_Double Rack Oven_E8 | F6 | Commercial | Retail | Existing | Food Preparation | Natural Gas | Double Rack Oven | E8 | Utility - Value of Sales | 0 | 0 | 0 | 0 | 0 | 0 | 0 | 0 | 0 | 0 | 0 | 0 | 0 | 0 | 0 | 0 | 0 | 0 | 0 | 0 | 0 | 0 | 0 | 0 | 0 | 0 | 0 | 0 | 0 | 0 | 0
F6_Commercial_Retail_Existing_Food Preparation_Natural Gas_Double Rack Oven_E9 | F6 | Commercial | Retail | Existing | Food Preparation | Natural Gas | Double Rack Oven | E9 | Utility - Value of Sales | 0 | 0 | 0 | 0 | 0 | 0 | 0 | 0 | 0 | 0 | 0 | 0 | 0 | 0 | 0 | 0 | 0 | 0 | 0 | 0 | 0 | 0 | 0 | 0 | 0 | 0 | 0 | 0 | 0 | 0 | 0
F6_Commercial_Retail_Existing_Food Preparation_Natural Gas_Double Rack Oven_E10 | F6 | Commercial | Retail | Existing | Food Preparation | Natural Gas | Double Rack Oven | E10 | Utility - Value of Sales | 0 | 0 | 0 | 0 | 0 | 0 | 0 | 0 | 0 | 0 | 0 | 0 | 0 | 0 | 0 | 0 | 0 | 0 | 0 | 0 | 0 | 0 | 0 | 0 | 0 | 0 | 0 | 0 | 0 | 0 | 0
F1_Commercial_Retail_Existing_Food Preparation_Natural Gas_Fryer_E1 | F1 | Commercial | Retail | Existing | Food Preparation | Natural Gas | Fryer | E1 | Participant - Cost of Equipment | 0.02623 | 0.02623 | 0.02623 | 0 | 0 | 0 | 0 | 0 | 0 | 0 | 0 | 0 | 0 | 0 | 0 | 0 | 0 | 0 | 0 | 0 | 0 | 0 | 0 | 0 | 0 | 0 | 0 | 0 | 0 | 0 | 0
F1_Commercial_Retail_Existing_Food Preparation_Natural Gas_Fryer_E2 | F1 | Commercial | Retail | Existing | Food Preparation | Natural Gas | Fryer | E2 | Participant - Cost of Equipment | 0.031283 | 0.031283 | 0.031283 | 0.031283 | 0.031283 | 0.031283 | 0.031283 | 0.031283 | 0.031283 | 0.031283 | 0.031283 | 0.031283 | 0.031283 | 0.031283 | 0.031283 | 0.031283 | 0.031283 | 0.031283 | 0.031283 | 0.031283 | 0.031283 | 0.031283 | 0.031283 | 0.031283 | 0.031283 | 0.031283 | 0.031283 | 0.031283 | 0.031283 | 0.031283 | 0.031283
F1_Commercial_Retail_Existing_Food Preparation_Natural Gas_Fryer_E3 | F1 | Commercial | Retail | Existing | Food Preparation | Natural Gas | Fryer | E3 | Participant - Cost of Equipment | 0 | 0 | 0 | 0 | 0 | 0 | 0 | 0 | 0 | 0 | 0 | 0 | 0 | 0 | 0 | 0 | 0 | 0 | 0 | 0 | 0 | 0 | 0 | 0 | 0 | 0 | 0 | 0 | 0 | 0 | 0
F1_Commercial_Retail_Existing_Food Preparation_Natural Gas_Fryer_E4 | F1 | Commercial | Retail | Existing | Food Preparation | Natural Gas | Fryer | E4 | Participant - Cost of Equipment | 0 | 0 | 0 | 0 | 0 | 0 | 0 | 0 | 0 | 0 | 0 | 0 | 0 | 0 | 0 | 0 | 0 | 0 | 0 | 0 | 0 | 0 | 0 | 0 | 0 | 0 | 0 | 0 | 0 | 0 | 0
F1_Commercial_Retail_Existing_Food Preparation_Natural Gas_Fryer_E5 | F1 | Commercial | Retail | Existing | Food Preparation | Natural Gas | Fryer | E5 | Participant - Cost of Equipment | 0 | 0 | 0 | 0 | 0 | 0 | 0 | 0 | 0 | 0 | 0 | 0 | 0 | 0 | 0 | 0 | 0 | 0 | 0 | 0 | 0 | 0 | 0 | 0 | 0 | 0 | 0 | 0 | 0 | 0 | 0
F1_Commercial_Retail_Existing_Food Preparation_Natural Gas_Fryer_E6 | F1 | Commercial | Retail | Existing | Food Preparation | Natural Gas | Fryer | E6 | Participant - Cost of Equipment | 0 | 0 | 0 | 0 | 0 | 0 | 0 | 0 | 0 | 0 | 0 | 0 | 0 | 0 | 0 | 0 | 0 | 0 | 0 | 0 | 0 | 0 | 0 | 0 | 0 | 0 | 0 | 0 | 0 | 0 | 0
F1_Commercial_Retail_Existing_Food Preparation_Natural Gas_Fryer_E7 | F1 | Commercial | Retail | Existing | Food Preparation | Natural Gas | Fryer | E7 | Participant - Cost of Equipment | 0 | 0 | 0 | 0 | 0 | 0 | 0 | 0 | 0 | 0 | 0 | 0 | 0 | 0 | 0 | 0 | 0 | 0 | 0 | 0 | 0 | 0 | 0 | 0 | 0 | 0 | 0 | 0 | 0 | 0 | 0
F1_Commercial_Retail_Existing_Food Preparation_Natural Gas_Fryer_E8 | F1 | Commercial | Retail | Existing | Food Preparation | Natural Gas | Fryer | E8 | Participant - Cost of Equipment | 0 | 0 | 0 | 0 | 0 | 0 | 0 | 0 | 0 | 0 | 0 | 0 | 0 | 0 | 0 | 0 | 0 | 0 | 0 | 0 | 0 | 0 | 0 | 0 | 0 | 0 | 0 | 0 | 0 | 0 | 0
F1_Commercial_Retail_Existing_Food Preparation_Natural Gas_Fryer_E9 | F1 | Commercial | Retail | Existing | Food Preparation | Natural Gas | Fryer | E9 | Participant - Cost of Equipment | 0 | 0 | 0 | 0 | 0 | 0 | 0 | 0 | 0 | 0 | 0 | 0 | 0 | 0 | 0 | 0 | 0 | 0 | 0 | 0 | 0 | 0 | 0 | 0 | 0 | 0 | 0 | 0 | 0 | 0 | 0
F1_Commercial_Retail_Existing_Food Preparation_Natural Gas_Fryer_E10 | F1 | Commercial | Retail | Existing | Food Preparation | Natural Gas | Fryer | E10 | Participant - Cost of Equipment | 0 | 0 | 0 | 0 | 0 | 0 | 0 | 0 | 0 | 0 | 0 | 0 | 0 | 0 | 0 | 0 | 0 | 0 | 0 | 0 | 0 | 0 | 0 | 0 | 0 | 0 | 0 | 0 | 0 | 0 | 0
F2_Commercial_Retail_Existing_Food Preparation_Natural Gas_Fryer_E1 | F2 | Commercial | Retail | Existing | Food Preparation | Natural Gas | Fryer | E1 | Participant - Cost of Operation | 0.056298 | 0.057538 | 0.058534 | 0 | 0 | 0 | 0 | 0 | 0 | 0 | 0 | 0 | 0 | 0 | 0 | 0 | 0 | 0 | 0 | 0 | 0 | 0 | 0 | 0 | 0 | 0 | 0 | 0 | 0 | 0 | 0
F2_Commercial_Retail_Existing_Food Preparation_Natural Gas_Fryer_E2 | F2 | Commercial | Retail | Existing | Food Preparation | Natural Gas | Fryer | E2 | Participant - Cost of Operation | 0.037832 | 0.038665 | 0.039334 | 0.039974 | 0.040938 | 0.039091 | 0.036863 | 0.03577 | 0.035447 | 0.03488 | 0.03452 | 0.033982 | 0.02981 | 0.032106 | 0.035058 | 0.037906 | 0.041345 | 0.041589 | 0.040797 | 0.04142 | 0.041864 | 0.04245 | 0.043179 | 0.019539 | 0.019144 | 0.018776 | 0.018429 | 0.018101 | 0.017789 | 0.017489 | 0.017199
F2_Commercial_Retail_Existing_Food Preparation_Natural Gas_Fryer_E3 | F2 | Commercial | Retail | Existing | Food Preparation | Natural Gas | Fryer | E3 | Participant - Cost of Operation | 0 | 0 | 0 | 0 | 0 | 0 | 0 | 0 | 0 | 0 | 0 | 0 | 0 | 0 | 0 | 0 | 0 | 0 | 0 | 0 | 0 | 0 | 0 | 0 | 0 | 0 | 0 | 0 | 0 | 0 | 0
F2_Commercial_Retail_Existing_Food Preparation_Natural Gas_Fryer_E4 | F2 | Commercial | Retail | Existing | Food Preparation | Natural Gas | Fryer | E4 | Participant - Cost of Operation | 0 | 0 | 0 | 0 | 0 | 0 | 0 | 0 | 0 | 0 | 0 | 0 | 0 | 0 | 0 | 0 | 0 | 0 | 0 | 0 | 0 | 0 | 0 | 0 | 0 | 0 | 0 | 0 | 0 | 0 | 0
F2_Commercial_Retail_Existing_Food Preparation_Natural Gas_Fryer_E5 | F2 | Commercial | Retail | Existing | Food Preparation | Natural Gas | Fryer | E5 | Participant - Cost of Operation | 0 | 0 | 0 | 0 | 0 | 0 | 0 | 0 | 0 | 0 | 0 | 0 | 0 | 0 | 0 | 0 | 0 | 0 | 0 | 0 | 0 | 0 | 0 | 0 | 0 | 0 | 0 | 0 | 0 | 0 | 0
F2_Commercial_Retail_Existing_Food Preparation_Natural Gas_Fryer_E6 | F2 | Commercial | Retail | Existing | Food Preparation | Natural Gas | Fryer | E6 | Participant - Cost of Operation | 0 | 0 | 0 | 0 | 0 | 0 | 0 | 0 | 0 | 0 | 0 | 0 | 0 | 0 | 0 | 0 | 0 | 0 | 0 | 0 | 0 | 0 | 0 | 0 | 0 | 0 | 0 | 0 | 0 | 0 | 0
F2_Commercial_Retail_Existing_Food Preparation_Natural Gas_Fryer_E7 | F2 | Commercial | Retail | Existing | Food Preparation | Natural Gas | Fryer | E7 | Participant - Cost of Operation | 0 | 0 | 0 | 0 | 0 | 0 | 0 | 0 | 0 | 0 | 0 | 0 | 0 | 0 | 0 | 0 | 0 | 0 | 0 | 0 | 0 | 0 | 0 | 0 | 0 | 0 | 0 | 0 | 0 | 0 | 0
F2_Commercial_Retail_Existing_Food Preparation_Natural Gas_Fryer_E8 | F2 | Commercial | Retail | Existing | Food Preparation | Natural Gas | Fryer | E8 | Participant - Cost of Operation | 0 | 0 | 0 | 0 | 0 | 0 | 0 | 0 | 0 | 0 | 0 | 0 | 0 | 0 | 0 | 0 | 0 | 0 | 0 | 0 | 0 | 0 | 0 | 0 | 0 | 0 | 0 | 0 | 0 | 0 | 0
F2_Commercial_Retail_Existing_Food Preparation_Natural Gas_Fryer_E9 | F2 | Commercial | Retail | Existing | Food Preparation | Natural Gas | Fryer | E9 | Participant - Cost of Operation | 0 | 0 | 0 | 0 | 0 | 0 | 0 | 0 | 0 | 0 | 0 | 0 | 0 | 0 | 0 | 0 | 0 | 0 | 0 | 0 | 0 | 0 | 0 | 0 | 0 | 0 | 0 | 0 | 0 | 0 | 0
F2_Commercial_Retail_Existing_Food Preparation_Natural Gas_Fryer_E10 | F2 | Commercial | Retail | Existing | Food Preparation | Natural Gas | Fryer | E10 | Participant - Cost of Operation | 0 | 0 | 0 | 0 | 0 | 0 | 0 | 0 | 0 | 0 | 0 | 0 | 0 | 0 | 0 | 0 | 0 | 0 | 0 | 0 | 0 | 0 | 0 | 0 | 0 | 0 | 0 | 0 | 0 | 0 | 0
F3_Commercial_Retail_Existing_Food Preparation_Natural Gas_Fryer_E1 | F3 | Commercial | Retail | Existing | Food Preparation | Natural Gas | Fryer | E1 | System - kBTUs of Conusmption | 4.7403 | 4.7529 | 4.7449 | 0 | 0 | 0 | 0 | 0 | 0 | 0 | 0 | 0 | 0 | 0 | 0 | 0 | 0 | 0 | 0 | 0 | 0 | 0 | 0 | 0 | 0 | 0 | 0 | 0 | 0 | 0 | 0
F3_Commercial_Retail_Existing_Food Preparation_Natural Gas_Fryer_E2 | F3 | Commercial | Retail | Existing | Food Preparation | Natural Gas | Fryer | E2 | System - kBTUs of Conusmption | 3.1854 | 3.1939 | 3.1885 | 3.1848 | 3.1848 | 3.1848 | 3.1848 | 3.1848 | 3.1848 | 3.1848 | 3.1848 | 3.1848 | 3.1848 | 3.1848 | 3.1848 | 3.1848 | 3.1848 | 3.1848 | 3.1848 | 3.1848 | 3.1848 | 3.1848 | 3.1848 | 3.1848 | 3.1848 | 3.1848 | 3.1848 | 3.1848 | 3.1848 | 3.1848 | 3.1848
F3_Commercial_Retail_Existing_Food Preparation_Natural Gas_Fryer_E3 | F3 | Commercial | Retail | Existing | Food Preparation | Natural Gas | Fryer | E3 | System - kBTUs of Conusmption | 0 | 0 | 0 | 0 | 0 | 0 | 0 | 0 | 0 | 0 | 0 | 0 | 0 | 0 | 0 | 0 | 0 | 0 | 0 | 0 | 0 | 0 | 0 | 0 | 0 | 0 | 0 | 0 | 0 | 0 | 0
F3_Commercial_Retail_Existing_Food Preparation_Natural Gas_Fryer_E4 | F3 | Commercial | Retail | Existing | Food Preparation | Natural Gas | Fryer | E4 | System - kBTUs of Conusmption | 0 | 0 | 0 | 0 | 0 | 0 | 0 | 0 | 0 | 0 | 0 | 0 | 0 | 0 | 0 | 0 | 0 | 0 | 0 | 0 | 0 | 0 | 0 | 0 | 0 | 0 | 0 | 0 | 0 | 0 | 0
F3_Commercial_Retail_Existing_Food Preparation_Natural Gas_Fryer_E5 | F3 | Commercial | Retail | Existing | Food Preparation | Natural Gas | Fryer | E5 | System - kBTUs of Conusmption | 0 | 0 | 0 | 0 | 0 | 0 | 0 | 0 | 0 | 0 | 0 | 0 | 0 | 0 | 0 | 0 | 0 | 0 | 0 | 0 | 0 | 0 | 0 | 0 | 0 | 0 | 0 | 0 | 0 | 0 | 0
F3_Commercial_Retail_Existing_Food Preparation_Natural Gas_Fryer_E6 | F3 | Commercial | Retail | Existing | Food Preparation | Natural Gas | Fryer | E6 | System - kBTUs of Conusmption | 0 | 0 | 0 | 0 | 0 | 0 | 0 | 0 | 0 | 0 | 0 | 0 | 0 | 0 | 0 | 0 | 0 | 0 | 0 | 0 | 0 | 0 | 0 | 0 | 0 | 0 | 0 | 0 | 0 | 0 | 0
F3_Commercial_Retail_Existing_Food Preparation_Natural Gas_Fryer_E7 | F3 | Commercial | Retail | Existing | Food Preparation | Natural Gas | Fryer | E7 | System - kBTUs of Conusmption | 0 | 0 | 0 | 0 | 0 | 0 | 0 | 0 | 0 | 0 | 0 | 0 | 0 | 0 | 0 | 0 | 0 | 0 | 0 | 0 | 0 | 0 | 0 | 0 | 0 | 0 | 0 | 0 | 0 | 0 | 0
F3_Commercial_Retail_Existing_Food Preparation_Natural Gas_Fryer_E8 | F3 | Commercial | Retail | Existing | Food Preparation | Natural Gas | Fryer | E8 | System - kBTUs of Conusmption | 0 | 0 | 0 | 0 | 0 | 0 | 0 | 0 | 0 | 0 | 0 | 0 | 0 | 0 | 0 | 0 | 0 | 0 | 0 | 0 | 0 | 0 | 0 | 0 | 0 | 0 | 0 | 0 | 0 | 0 | 0
F3_Commercial_Retail_Existing_Food Preparation_Natural Gas_Fryer_E9 | F3 | Commercial | Retail | Existing | Food Preparation | Natural Gas | Fryer | E9 | System - kBTUs of Conusmption | 0 | 0 | 0 | 0 | 0 | 0 | 0 | 0 | 0 | 0 | 0 | 0 | 0 | 0 | 0 | 0 | 0 | 0 | 0 | 0 | 0 | 0 | 0 | 0 | 0 | 0 | 0 | 0 | 0 | 0 | 0
F3_Commercial_Retail_Existing_Food Preparation_Natural Gas_Fryer_E10 | F3 | Commercial | Retail | Existing | Food Preparation | Natural Gas | Fryer | E10 | System - kBTUs of Conusmption | 0 | 0 | 0 | 0 | 0 | 0 | 0 | 0 | 0 | 0 | 0 | 0 | 0 | 0 | 0 | 0 | 0 | 0 | 0 | 0 | 0 | 0 | 0 | 0 | 0 | 0 | 0 | 0 | 0 | 0 | 0
F4_Commercial_Retail_Existing_Food Preparation_Natural Gas_Fryer_E1 | F4 | Commercial | Retail | Existing | Food Preparation | Natural Gas | Fryer | E1 | Utility - Cost of Equipment | 0.02623 | 0.02623 | 0.02623 | 0 | 0 | 0 | 0 | 0 | 0 | 0 | 0 | 0 | 0 | 0 | 0 | 0 | 0 | 0 | 0 | 0 | 0 | 0 | 0 | 0 | 0 | 0 | 0 | 0 | 0 | 0 | 0
F4_Commercial_Retail_Existing_Food Preparation_Natural Gas_Fryer_E2 | F4 | Commercial | Retail | Existing | Food Preparation | Natural Gas | Fryer | E2 | Utility - Cost of Equipment | 0.031283 | 0.031283 | 0.031283 | 0.031283 | 0.031283 | 0.031283 | 0.031283 | 0.031283 | 0.031283 | 0.031283 | 0.031283 | 0.031283 | 0.031283 | 0.031283 | 0.031283 | 0.031283 | 0.031283 | 0.031283 | 0.031283 | 0.031283 | 0.031283 | 0.031283 | 0.031283 | 0.031283 | 0.031283 | 0.031283 | 0.031283 | 0.031283 | 0.031283 | 0.031283 | 0.031283
F4_Commercial_Retail_Existing_Food Preparation_Natural Gas_Fryer_E3 | F4 | Commercial | Retail | Existing | Food Preparation | Natural Gas | Fryer | E3 | Utility - Cost of Equipment | 0 | 0 | 0 | 0 | 0 | 0 | 0 | 0 | 0 | 0 | 0 | 0 | 0 | 0 | 0 | 0 | 0 | 0 | 0 | 0 | 0 | 0 | 0 | 0 | 0 | 0 | 0 | 0 | 0 | 0 | 0
F4_Commercial_Retail_Existing_Food Preparation_Natural Gas_Fryer_E4 | F4 | Commercial | Retail | Existing | Food Preparation | Natural Gas | Fryer | E4 | Utility - Cost of Equipment | 0 | 0 | 0 | 0 | 0 | 0 | 0 | 0 | 0 | 0 | 0 | 0 | 0 | 0 | 0 | 0 | 0 | 0 | 0 | 0 | 0 | 0 | 0 | 0 | 0 | 0 | 0 | 0 | 0 | 0 | 0
F4_Commercial_Retail_Existing_Food Preparation_Natural Gas_Fryer_E5 | F4 | Commercial | Retail | Existing | Food Preparation | Natural Gas | Fryer | E5 | Utility - Cost of Equipment | 0 | 0 | 0 | 0 | 0 | 0 | 0 | 0 | 0 | 0 | 0 | 0 | 0 | 0 | 0 | 0 | 0 | 0 | 0 | 0 | 0 | 0 | 0 | 0 | 0 | 0 | 0 | 0 | 0 | 0 | 0
F4_Commercial_Retail_Existing_Food Preparation_Natural Gas_Fryer_E6 | F4 | Commercial | Retail | Existing | Food Preparation | Natural Gas | Fryer | E6 | Utility - Cost of Equipment | 0 | 0 | 0 | 0 | 0 | 0 | 0 | 0 | 0 | 0 | 0 | 0 | 0 | 0 | 0 | 0 | 0 | 0 | 0 | 0 | 0 | 0 | 0 | 0 | 0 | 0 | 0 | 0 | 0 | 0 | 0
F4_Commercial_Retail_Existing_Food Preparation_Natural Gas_Fryer_E7 | F4 | Commercial | Retail | Existing | Food Preparation | Natural Gas | Fryer | E7 | Utility - Cost of Equipment | 0 | 0 | 0 | 0 | 0 | 0 | 0 | 0 | 0 | 0 | 0 | 0 | 0 | 0 | 0 | 0 | 0 | 0 | 0 | 0 | 0 | 0 | 0 | 0 | 0 | 0 | 0 | 0 | 0 | 0 | 0
F4_Commercial_Retail_Existing_Food Preparation_Natural Gas_Fryer_E8 | F4 | Commercial | Retail | Existing | Food Preparation | Natural Gas | Fryer | E8 | Utility - Cost of Equipment | 0 | 0 | 0 | 0 | 0 | 0 | 0 | 0 | 0 | 0 | 0 | 0 | 0 | 0 | 0 | 0 | 0 | 0 | 0 | 0 | 0 | 0 | 0 | 0 | 0 | 0 | 0 | 0 | 0 | 0 | 0
F4_Commercial_Retail_Existing_Food Preparation_Natural Gas_Fryer_E9 | F4 | Commercial | Retail | Existing | Food Preparation | Natural Gas | Fryer | E9 | Utility - Cost of Equipment | 0 | 0 | 0 | 0 | 0 | 0 | 0 | 0 | 0 | 0 | 0 | 0 | 0 | 0 | 0 | 0 | 0 | 0 | 0 | 0 | 0 | 0 | 0 | 0 | 0 | 0 | 0 | 0 | 0 | 0 | 0
F4_Commercial_Retail_Existing_Food Preparation_Natural Gas_Fryer_E10 | F4 | Commercial | Retail | Existing | Food Preparation | Natural Gas | Fryer | E10 | Utility - Cost of Equipment | 0 | 0 | 0 | 0 | 0 | 0 | 0 | 0 | 0 | 0 | 0 | 0 | 0 | 0 | 0 | 0 | 0 | 0 | 0 | 0 | 0 | 0 | 0 | 0 | 0 | 0 | 0 | 0 | 0 | 0 | 0
F5_Commercial_Retail_Existing_Food Preparation_Natural Gas_Fryer_E1 | F5 | Commercial | Retail | Existing | Food Preparation | Natural Gas | Fryer | E1 | Utility - Cost of Operation | 0.046991 | 0.048026 | 0.048857 | 0 | 0 | 0 | 0 | 0 | 0 | 0 | 0 | 0 | 0 | 0 | 0 | 0 | 0 | 0 | 0 | 0 | 0 | 0 | 0 | 0 | 0 | 0 | 0 | 0 | 0 | 0 | 0
F5_Commercial_Retail_Existing_Food Preparation_Natural Gas_Fryer_E2 | F5 | Commercial | Retail | Existing | Food Preparation | Natural Gas | Fryer | E2 | Utility - Cost of Operation | 0.031577 | 0.032273 | 0.032832 | 0.033365 | 0.03417 | 0.032629 | 0.030769 | 0.029856 | 0.029587 | 0.029114 | 0.028813 | 0.028364 | 0.024882 | 0.026798 | 0.029262 | 0.031639 | 0.03451 | 0.034713 | 0.034052 | 0.034572 | 0.034943 | 0.035432 | 0.03604 | 0.016309 | 0.015979 | 0.015672 | 0.015383 | 0.015109 | 0.014848 | 0.014598 | 0.014356
F5_Commercial_Retail_Existing_Food Preparation_Natural Gas_Fryer_E3 | F5 | Commercial | Retail | Existing | Food Preparation | Natural Gas | Fryer | E3 | Utility - Cost of Operation | 0 | 0 | 0 | 0 | 0 | 0 | 0 | 0 | 0 | 0 | 0 | 0 | 0 | 0 | 0 | 0 | 0 | 0 | 0 | 0 | 0 | 0 | 0 | 0 | 0 | 0 | 0 | 0 | 0 | 0 | 0
F5_Commercial_Retail_Existing_Food Preparation_Natural Gas_Fryer_E4 | F5 | Commercial | Retail | Existing | Food Preparation | Natural Gas | Fryer | E4 | Utility - Cost of Operation | 0 | 0 | 0 | 0 | 0 | 0 | 0 | 0 | 0 | 0 | 0 | 0 | 0 | 0 | 0 | 0 | 0 | 0 | 0 | 0 | 0 | 0 | 0 | 0 | 0 | 0 | 0 | 0 | 0 | 0 | 0
F5_Commercial_Retail_Existing_Food Preparation_Natural Gas_Fryer_E5 | F5 | Commercial | Retail | Existing | Food Preparation | Natural Gas | Fryer | E5 | Utility - Cost of Operation | 0 | 0 | 0 | 0 | 0 | 0 | 0 | 0 | 0 | 0 | 0 | 0 | 0 | 0 | 0 | 0 | 0 | 0 | 0 | 0 | 0 | 0 | 0 | 0 | 0 | 0 | 0 | 0 | 0 | 0 | 0
F5_Commercial_Retail_Existing_Food Preparation_Natural Gas_Fryer_E6 | F5 | Commercial | Retail | Existing | Food Preparation | Natural Gas | Fryer | E6 | Utility - Cost of Operation | 0 | 0 | 0 | 0 | 0 | 0 | 0 | 0 | 0 | 0 | 0 | 0 | 0 | 0 | 0 | 0 | 0 | 0 | 0 | 0 | 0 | 0 | 0 | 0 | 0 | 0 | 0 | 0 | 0 | 0 | 0
F5_Commercial_Retail_Existing_Food Preparation_Natural Gas_Fryer_E7 | F5 | Commercial | Retail | Existing | Food Preparation | Natural Gas | Fryer | E7 | Utility - Cost of Operation | 0 | 0 | 0 | 0 | 0 | 0 | 0 | 0 | 0 | 0 | 0 | 0 | 0 | 0 | 0 | 0 | 0 | 0 | 0 | 0 | 0 | 0 | 0 | 0 | 0 | 0 | 0 | 0 | 0 | 0 | 0
F5_Commercial_Retail_Existing_Food Preparation_Natural Gas_Fryer_E8 | F5 | Commercial | Retail | Existing | Food Preparation | Natural Gas | Fryer | E8 | Utility - Cost of Operation | 0 | 0 | 0 | 0 | 0 | 0 | 0 | 0 | 0 | 0 | 0 | 0 | 0 | 0 | 0 | 0 | 0 | 0 | 0 | 0 | 0 | 0 | 0 | 0 | 0 | 0 | 0 | 0 | 0 | 0 | 0
F5_Commercial_Retail_Existing_Food Preparation_Natural Gas_Fryer_E9 | F5 | Commercial | Retail | Existing | Food Preparation | Natural Gas | Fryer | E9 | Utility - Cost of Operation | 0 | 0 | 0 | 0 | 0 | 0 | 0 | 0 | 0 | 0 | 0 | 0 | 0 | 0 | 0 | 0 | 0 | 0 | 0 | 0 | 0 | 0 | 0 | 0 | 0 | 0 | 0 | 0 | 0 | 0 | 0
F5_Commercial_Retail_Existing_Food Preparation_Natural Gas_Fryer_E10 | F5 | Commercial | Retail | Existing | Food Preparation | Natural Gas | Fryer | E10 | Utility - Cost of Operation | 0 | 0 | 0 | 0 | 0 | 0 | 0 | 0 | 0 | 0 | 0 | 0 | 0 | 0 | 0 | 0 | 0 | 0 | 0 | 0 | 0 | 0 | 0 | 0 | 0 | 0 | 0 | 0 | 0 | 0 | 0
F6_Commercial_Retail_Existing_Food Preparation_Natural Gas_Fryer_E1 | F6 | Commercial | Retail | Existing | Food Preparation | Natural Gas | Fryer | E1 | Utility - Value of Sales | 0.056298 | 0.057538 | 0.058534 | 0 | 0 | 0 | 0 | 0 | 0 | 0 | 0 | 0 | 0 | 0 | 0 | 0 | 0 | 0 | 0 | 0 | 0 | 0 | 0 | 0 | 0 | 0 | 0 | 0 | 0 | 0 | 0
F6_Commercial_Retail_Existing_Food Preparation_Natural Gas_Fryer_E2 | F6 | Commercial | Retail | Existing | Food Preparation | Natural Gas | Fryer | E2 | Utility - Value of Sales | 0.037832 | 0.038665 | 0.039334 | 0.039974 | 0.040938 | 0.039091 | 0.036863 | 0.03577 | 0.035447 | 0.03488 | 0.03452 | 0.033982 | 0.02981 | 0.032106 | 0.035058 | 0.037906 | 0.041345 | 0.041589 | 0.040797 | 0.04142 | 0.041864 | 0.04245 | 0.043179 | 0.019539 | 0.019144 | 0.018776 | 0.018429 | 0.018101 | 0.017789 | 0.017489 | 0.017199
F6_Commercial_Retail_Existing_Food Preparation_Natural Gas_Fryer_E3 | F6 | Commercial | Retail | Existing | Food Preparation | Natural Gas | Fryer | E3 | Utility - Value of Sales | 0 | 0 | 0 | 0 | 0 | 0 | 0 | 0 | 0 | 0 | 0 | 0 | 0 | 0 | 0 | 0 | 0 | 0 | 0 | 0 | 0 | 0 | 0 | 0 | 0 | 0 | 0 | 0 | 0 | 0 | 0
F6_Commercial_Retail_Existing_Food Preparation_Natural Gas_Fryer_E4 | F6 | Commercial | Retail | Existing | Food Preparation | Natural Gas | Fryer | E4 | Utility - Value of Sales | 0 | 0 | 0 | 0 | 0 | 0 | 0 | 0 | 0 | 0 | 0 | 0 | 0 | 0 | 0 | 0 | 0 | 0 | 0 | 0 | 0 | 0 | 0 | 0 | 0 | 0 | 0 | 0 | 0 | 0 | 0
F6_Commercial_Retail_Existing_Food Preparation_Natural Gas_Fryer_E5 | F6 | Commercial | Retail | Existing | Food Preparation | Natural Gas | Fryer | E5 | Utility - Value of Sales | 0 | 0 | 0 | 0 | 0 | 0 | 0 | 0 | 0 | 0 | 0 | 0 | 0 | 0 | 0 | 0 | 0 | 0 | 0 | 0 | 0 | 0 | 0 | 0 | 0 | 0 | 0 | 0 | 0 | 0 | 0
F6_Commercial_Retail_Existing_Food Preparation_Natural Gas_Fryer_E6 | F6 | Commercial | Retail | Existing | Food Preparation | Natural Gas | Fryer | E6 | Utility - Value of Sales | 0 | 0 | 0 | 0 | 0 | 0 | 0 | 0 | 0 | 0 | 0 | 0 | 0 | 0 | 0 | 0 | 0 | 0 | 0 | 0 | 0 | 0 | 0 | 0 | 0 | 0 | 0 | 0 | 0 | 0 | 0
F6_Commercial_Retail_Existing_Food Preparation_Natural Gas_Fryer_E7 | F6 | Commercial | Retail | Existing | Food Preparation | Natural Gas | Fryer | E7 | Utility - Value of Sales | 0 | 0 | 0 | 0 | 0 | 0 | 0 | 0 | 0 | 0 | 0 | 0 | 0 | 0 | 0 | 0 | 0 | 0 | 0 | 0 | 0 | 0 | 0 | 0 | 0 | 0 | 0 | 0 | 0 | 0 | 0
F6_Commercial_Retail_Existing_Food Preparation_Natural Gas_Fryer_E8 | F6 | Commercial | Retail | Existing | Food Preparation | Natural Gas | Fryer | E8 | Utility - Value of Sales | 0 | 0 | 0 | 0 | 0 | 0 | 0 | 0 | 0 | 0 | 0 | 0 | 0 | 0 | 0 | 0 | 0 | 0 | 0 | 0 | 0 | 0 | 0 | 0 | 0 | 0 | 0 | 0 | 0 | 0 | 0
F6_Commercial_Retail_Existing_Food Preparation_Natural Gas_Fryer_E9 | F6 | Commercial | Retail | Existing | Food Preparation | Natural Gas | Fryer | E9 | Utility - Value of Sales | 0 | 0 | 0 | 0 | 0 | 0 | 0 | 0 | 0 | 0 | 0 | 0 | 0 | 0 | 0 | 0 | 0 | 0 | 0 | 0 | 0 | 0 | 0 | 0 | 0 | 0 | 0 | 0 | 0 | 0 | 0
F6_Commercial_Retail_Existing_Food Preparation_Natural Gas_Fryer_E10 | F6 | Commercial | Retail | Existing | Food Preparation | Natural Gas | Fryer | E10 | Utility - Value of Sales | 0 | 0 | 0 | 0 | 0 | 0 | 0 | 0 | 0 | 0 | 0 | 0 | 0 | 0 | 0 | 0 | 0 | 0 | 0 | 0 | 0 | 0 | 0 | 0 | 0 | 0 | 0 | 0 | 0 | 0 | 0
F1_Commercial_Retail_Existing_Food Preparation_Natural Gas_Broiler_E1 | F1 | Commercial | Retail | Existing | Food Preparation | Natural Gas | Broiler | E1 | Participant - Cost of Equipment | 0.023519 | 0.023519 | 0.023519 | 0.023519 | 0.023519 | 0.023519 | 0.023519 | 0.023519 | 0.023519 | 0.023519 | 0.023519 | 0.023519 | 0.023519 | 0.023519 | 0.023519 | 0.023519 | 0.023519 | 0.023519 | 0.023519 | 0.023519 | 0.023519 | 0.023519 | 0.023519 | 0.023519 | 0.023519 | 0.023519 | 0.023519 | 0.023519 | 0.023519 | 0.023519 | 0.023519
F1_Commercial_Retail_Existing_Food Preparation_Natural Gas_Broiler_E2 | F1 | Commercial | Retail | Existing | Food Preparation | Natural Gas | Broiler | E2 | Participant - Cost of Equipment | 0.032927 | 0.032927 | 0.032927 | 0.032927 | 0.032927 | 0.032927 | 0.032927 | 0.032927 | 0.032927 | 0.032927 | 0.032927 | 0.032927 | 0.032927 | 0.032927 | 0.032927 | 0.032927 | 0.032927 | 0.032927 | 0.032927 | 0.032927 | 0.032927 | 0.032927 | 0.032927 | 0.032927 | 0.032927 | 0.032927 | 0.032927 | 0.032927 | 0.032927 | 0.032927 | 0.032927
F1_Commercial_Retail_Existing_Food Preparation_Natural Gas_Broiler_E3 | F1 | Commercial | Retail | Existing | Food Preparation | Natural Gas | Broiler | E3 | Participant - Cost of Equipment | 0 | 0 | 0 | 0 | 0 | 0 | 0 | 0 | 0 | 0 | 0 | 0 | 0 | 0 | 0 | 0 | 0 | 0 | 0 | 0 | 0 | 0 | 0 | 0 | 0 | 0 | 0 | 0 | 0 | 0 | 0
F1_Commercial_Retail_Existing_Food Preparation_Natural Gas_Broiler_E4 | F1 | Commercial | Retail | Existing | Food Preparation | Natural Gas | Broiler | E4 | Participant - Cost of Equipment | 0 | 0 | 0 | 0 | 0 | 0 | 0 | 0 | 0 | 0 | 0 | 0 | 0 | 0 | 0 | 0 | 0 | 0 | 0 | 0 | 0 | 0 | 0 | 0 | 0 | 0 | 0 | 0 | 0 | 0 | 0
F1_Commercial_Retail_Existing_Food Preparation_Natural Gas_Broiler_E5 | F1 | Commercial | Retail | Existing | Food Preparation | Natural Gas | Broiler | E5 | Participant - Cost of Equipment | 0 | 0 | 0 | 0 | 0 | 0 | 0 | 0 | 0 | 0 | 0 | 0 | 0 | 0 | 0 | 0 | 0 | 0 | 0 | 0 | 0 | 0 | 0 | 0 | 0 | 0 | 0 | 0 | 0 | 0 | 0
F1_Commercial_Retail_Existing_Food Preparation_Natural Gas_Broiler_E6 | F1 | Commercial | Retail | Existing | Food Preparation | Natural Gas | Broiler | E6 | Participant - Cost of Equipment | 0 | 0 | 0 | 0 | 0 | 0 | 0 | 0 | 0 | 0 | 0 | 0 | 0 | 0 | 0 | 0 | 0 | 0 | 0 | 0 | 0 | 0 | 0 | 0 | 0 | 0 | 0 | 0 | 0 | 0 | 0
F1_Commercial_Retail_Existing_Food Preparation_Natural Gas_Broiler_E7 | F1 | Commercial | Retail | Existing | Food Preparation | Natural Gas | Broiler | E7 | Participant - Cost of Equipment | 0 | 0 | 0 | 0 | 0 | 0 | 0 | 0 | 0 | 0 | 0 | 0 | 0 | 0 | 0 | 0 | 0 | 0 | 0 | 0 | 0 | 0 | 0 | 0 | 0 | 0 | 0 | 0 | 0 | 0 | 0
F1_Commercial_Retail_Existing_Food Preparation_Natural Gas_Broiler_E8 | F1 | Commercial | Retail | Existing | Food Preparation | Natural Gas | Broiler | E8 | Participant - Cost of Equipment | 0 | 0 | 0 | 0 | 0 | 0 | 0 | 0 | 0 | 0 | 0 | 0 | 0 | 0 | 0 | 0 | 0 | 0 | 0 | 0 | 0 | 0 | 0 | 0 | 0 | 0 | 0 | 0 | 0 | 0 | 0
F1_Commercial_Retail_Existing_Food Preparation_Natural Gas_Broiler_E9 | F1 | Commercial | Retail | Existing | Food Preparation | Natural Gas | Broiler | E9 | Participant - Cost of Equipment | 0 | 0 | 0 | 0 | 0 | 0 | 0 | 0 | 0 | 0 | 0 | 0 | 0 | 0 | 0 | 0 | 0 | 0 | 0 | 0 | 0 | 0 | 0 | 0 | 0 | 0 | 0 | 0 | 0 | 0 | 0
F1_Commercial_Retail_Existing_Food Preparation_Natural Gas_Broiler_E10 | F1 | Commercial | Retail | Existing | Food Preparation | Natural Gas | Broiler | E10 | Participant - Cost of Equipment | 0 | 0 | 0 | 0 | 0 | 0 | 0 | 0 | 0 | 0 | 0 | 0 | 0 | 0 | 0 | 0 | 0 | 0 | 0 | 0 | 0 | 0 | 0 | 0 | 0 | 0 | 0 | 0 | 0 | 0 | 0
F2_Commercial_Retail_Existing_Food Preparation_Natural Gas_Broiler_E1 | F2 | Commercial | Retail | Existing | Food Preparation | Natural Gas | Broiler | E1 | Participant - Cost of Operation | 0.059086 | 0.059997 | 0.060659 | 0.060321 | 0.060383 | 0.056915 | 0.054047 | 0.052445 | 0.051781 | 0.0537 | 0.056221 | 0.058855 | 0.054052 | 0.057258 | 0.057453 | 0.057166 | 0.057219 | 0.057395 | 0.056298 | 0.05696 | 0.057406 | 0.058034 | 0.058842 | 0.029511 | 0.028935 | 0.028394 | 0.027882 | 0.027395 | 0.026929 | 0.02648 | 0.026045
F2_Commercial_Retail_Existing_Food Preparation_Natural Gas_Broiler_E2 | F2 | Commercial | Retail | Existing | Food Preparation | Natural Gas | Broiler | E2 | Participant - Cost of Operation | 0.037984 | 0.03857 | 0.038995 | 0.038778 | 0.038817 | 0.036588 | 0.034744 | 0.033715 | 0.033288 | 0.034521 | 0.036142 | 0.037835 | 0.034748 | 0.036809 | 0.036934 | 0.03675 | 0.036784 | 0.036897 | 0.036192 | 0.036617 | 0.036904 | 0.037308 | 0.037827 | 0.018971 | 0.018601 | 0.018253 | 0.017924 | 0.017611 | 0.017311 | 0.017023 | 0.016743
F2_Commercial_Retail_Existing_Food Preparation_Natural Gas_Broiler_E3 | F2 | Commercial | Retail | Existing | Food Preparation | Natural Gas | Broiler | E3 | Participant - Cost of Operation | 0 | 0 | 0 | 0 | 0 | 0 | 0 | 0 | 0 | 0 | 0 | 0 | 0 | 0 | 0 | 0 | 0 | 0 | 0 | 0 | 0 | 0 | 0 | 0 | 0 | 0 | 0 | 0 | 0 | 0 | 0
F2_Commercial_Retail_Existing_Food Preparation_Natural Gas_Broiler_E4 | F2 | Commercial | Retail | Existing | Food Preparation | Natural Gas | Broiler | E4 | Participant - Cost of Operation | 0 | 0 | 0 | 0 | 0 | 0 | 0 | 0 | 0 | 0 | 0 | 0 | 0 | 0 | 0 | 0 | 0 | 0 | 0 | 0 | 0 | 0 | 0 | 0 | 0 | 0 | 0 | 0 | 0 | 0 | 0
F2_Commercial_Retail_Existing_Food Preparation_Natural Gas_Broiler_E5 | F2 | Commercial | Retail | Existing | Food Preparation | Natural Gas | Broiler | E5 | Participant - Cost of Operation | 0 | 0 | 0 | 0 | 0 | 0 | 0 | 0 | 0 | 0 | 0 | 0 | 0 | 0 | 0 | 0 | 0 | 0 | 0 | 0 | 0 | 0 | 0 | 0 | 0 | 0 | 0 | 0 | 0 | 0 | 0
F2_Commercial_Retail_Existing_Food Preparation_Natural Gas_Broiler_E6 | F2 | Commercial | Retail | Existing | Food Preparation | Natural Gas | Broiler | E6 | Participant - Cost of Operation | 0 | 0 | 0 | 0 | 0 | 0 | 0 | 0 | 0 | 0 | 0 | 0 | 0 | 0 | 0 | 0 | 0 | 0 | 0 | 0 | 0 | 0 | 0 | 0 | 0 | 0 | 0 | 0 | 0 | 0 | 0
F2_Commercial_Retail_Existing_Food Preparation_Natural Gas_Broiler_E7 | F2 | Commercial | Retail | Existing | Food Preparation | Natural Gas | Broiler | E7 | Participant - Cost of Operation | 0 | 0 | 0 | 0 | 0 | 0 | 0 | 0 | 0 | 0 | 0 | 0 | 0 | 0 | 0 | 0 | 0 | 0 | 0 | 0 | 0 | 0 | 0 | 0 | 0 | 0 | 0 | 0 | 0 | 0 | 0
F2_Commercial_Retail_Existing_Food Preparation_Natural Gas_Broiler_E8 | F2 | Commercial | Retail | Existing | Food Preparation | Natural Gas | Broiler | E8 | Participant - Cost of Operation | 0 | 0 | 0 | 0 | 0 | 0 | 0 | 0 | 0 | 0 | 0 | 0 | 0 | 0 | 0 | 0 | 0 | 0 | 0 | 0 | 0 | 0 | 0 | 0 | 0 | 0 | 0 | 0 | 0 | 0 | 0
F2_Commercial_Retail_Existing_Food Preparation_Natural Gas_Broiler_E9 | F2 | Commercial | Retail | Existing | Food Preparation | Natural Gas | Broiler | E9 | Participant - Cost of Operation | 0 | 0 | 0 | 0 | 0 | 0 | 0 | 0 | 0 | 0 | 0 | 0 | 0 | 0 | 0 | 0 | 0 | 0 | 0 | 0 | 0 | 0 | 0 | 0 | 0 | 0 | 0 | 0 | 0 | 0 | 0
F2_Commercial_Retail_Existing_Food Preparation_Natural Gas_Broiler_E10 | F2 | Commercial | Retail | Existing | Food Preparation | Natural Gas | Broiler | E10 | Participant - Cost of Operation | 0 | 0 | 0 | 0 | 0 | 0 | 0 | 0 | 0 | 0 | 0 | 0 | 0 | 0 | 0 | 0 | 0 | 0 | 0 | 0 | 0 | 0 | 0 | 0 | 0 | 0 | 0 | 0 | 0 | 0 | 0
F3_Commercial_Retail_Existing_Food Preparation_Natural Gas_Broiler_E1 | F3 | Commercial | Retail | Existing | Food Preparation | Natural Gas | Broiler | E1 | System - kBTUs of Conusmption | 4.9096 | 4.9194 | 4.9131 | 4.9088 | 4.9088 | 4.9088 | 4.9088 | 4.9088 | 4.9088 | 4.9088 | 4.9088 | 4.9088 | 4.9088 | 4.9088 | 4.9088 | 4.9088 | 4.9088 | 4.9088 | 4.9088 | 4.9088 | 4.9088 | 4.9088 | 4.9088 | 4.9088 | 4.9088 | 4.9088 | 4.9088 | 4.9088 | 4.9088 | 4.9088 | 4.9088
F3_Commercial_Retail_Existing_Food Preparation_Natural Gas_Broiler_E2 | F3 | Commercial | Retail | Existing | Food Preparation | Natural Gas | Broiler | E2 | System - kBTUs of Conusmption | 3.1561 | 3.1624 | 3.1584 | 3.1557 | 3.1557 | 3.1557 | 3.1557 | 3.1557 | 3.1557 | 3.1557 | 3.1557 | 3.1557 | 3.1557 | 3.1557 | 3.1557 | 3.1557 | 3.1557 | 3.1557 | 3.1557 | 3.1557 | 3.1557 | 3.1557 | 3.1557 | 3.1557 | 3.1557 | 3.1557 | 3.1557 | 3.1557 | 3.1557 | 3.1557 | 3.1557
F3_Commercial_Retail_Existing_Food Preparation_Natural Gas_Broiler_E3 | F3 | Commercial | Retail | Existing | Food Preparation | Natural Gas | Broiler | E3 | System - kBTUs of Conusmption | 0 | 0 | 0 | 0 | 0 | 0 | 0 | 0 | 0 | 0 | 0 | 0 | 0 | 0 | 0 | 0 | 0 | 0 | 0 | 0 | 0 | 0 | 0 | 0 | 0 | 0 | 0 | 0 | 0 | 0 | 0
F3_Commercial_Retail_Existing_Food Preparation_Natural Gas_Broiler_E4 | F3 | Commercial | Retail | Existing | Food Preparation | Natural Gas | Broiler | E4 | System - kBTUs of Conusmption | 0 | 0 | 0 | 0 | 0 | 0 | 0 | 0 | 0 | 0 | 0 | 0 | 0 | 0 | 0 | 0 | 0 | 0 | 0 | 0 | 0 | 0 | 0 | 0 | 0 | 0 | 0 | 0 | 0 | 0 | 0
F3_Commercial_Retail_Existing_Food Preparation_Natural Gas_Broiler_E5 | F3 | Commercial | Retail | Existing | Food Preparation | Natural Gas | Broiler | E5 | System - kBTUs of Conusmption | 0 | 0 | 0 | 0 | 0 | 0 | 0 | 0 | 0 | 0 | 0 | 0 | 0 | 0 | 0 | 0 | 0 | 0 | 0 | 0 | 0 | 0 | 0 | 0 | 0 | 0 | 0 | 0 | 0 | 0 | 0
F3_Commercial_Retail_Existing_Food Preparation_Natural Gas_Broiler_E6 | F3 | Commercial | Retail | Existing | Food Preparation | Natural Gas | Broiler | E6 | System - kBTUs of Conusmption | 0 | 0 | 0 | 0 | 0 | 0 | 0 | 0 | 0 | 0 | 0 | 0 | 0 | 0 | 0 | 0 | 0 | 0 | 0 | 0 | 0 | 0 | 0 | 0 | 0 | 0 | 0 | 0 | 0 | 0 | 0
F3_Commercial_Retail_Existing_Food Preparation_Natural Gas_Broiler_E7 | F3 | Commercial | Retail | Existing | Food Preparation | Natural Gas | Broiler | E7 | System - kBTUs of Conusmption | 0 | 0 | 0 | 0 | 0 | 0 | 0 | 0 | 0 | 0 | 0 | 0 | 0 | 0 | 0 | 0 | 0 | 0 | 0 | 0 | 0 | 0 | 0 | 0 | 0 | 0 | 0 | 0 | 0 | 0 | 0
F3_Commercial_Retail_Existing_Food Preparation_Natural Gas_Broiler_E8 | F3 | Commercial | Retail | Existing | Food Preparation | Natural Gas | Broiler | E8 | System - kBTUs of Conusmption | 0 | 0 | 0 | 0 | 0 | 0 | 0 | 0 | 0 | 0 | 0 | 0 | 0 | 0 | 0 | 0 | 0 | 0 | 0 | 0 | 0 | 0 | 0 | 0 | 0 | 0 | 0 | 0 | 0 | 0 | 0
F3_Commercial_Retail_Existing_Food Preparation_Natural Gas_Broiler_E9 | F3 | Commercial | Retail | Existing | Food Preparation | Natural Gas | Broiler | E9 | System - kBTUs of Conusmption | 0 | 0 | 0 | 0 | 0 | 0 | 0 | 0 | 0 | 0 | 0 | 0 | 0 | 0 | 0 | 0 | 0 | 0 | 0 | 0 | 0 | 0 | 0 | 0 | 0 | 0 | 0 | 0 | 0 | 0 | 0
F3_Commercial_Retail_Existing_Food Preparation_Natural Gas_Broiler_E10 | F3 | Commercial | Retail | Existing | Food Preparation | Natural Gas | Broiler | E10 | System - kBTUs of Conusmption | 0 | 0 | 0 | 0 | 0 | 0 | 0 | 0 | 0 | 0 | 0 | 0 | 0 | 0 | 0 | 0 | 0 | 0 | 0 | 0 | 0 | 0 | 0 | 0 | 0 | 0 | 0 | 0 | 0 | 0 | 0
F4_Commercial_Retail_Existing_Food Preparation_Natural Gas_Broiler_E1 | F4 | Commercial | Retail | Existing | Food Preparation | Natural Gas | Broiler | E1 | Utility - Cost of Equipment | 0.023519 | 0.023519 | 0.023519 | 0.023519 | 0.023519 | 0.023519 | 0.023519 | 0.023519 | 0.023519 | 0.023519 | 0.023519 | 0.023519 | 0.023519 | 0.023519 | 0.023519 | 0.023519 | 0.023519 | 0.023519 | 0.023519 | 0.023519 | 0.023519 | 0.023519 | 0.023519 | 0.023519 | 0.023519 | 0.023519 | 0.023519 | 0.023519 | 0.023519 | 0.023519 | 0.023519
F4_Commercial_Retail_Existing_Food Preparation_Natural Gas_Broiler_E2 | F4 | Commercial | Retail | Existing | Food Preparation | Natural Gas | Broiler | E2 | Utility - Cost of Equipment | 0.032927 | 0.032927 | 0.032927 | 0.032927 | 0.032927 | 0.032927 | 0.032927 | 0.032927 | 0.032927 | 0.032927 | 0.032927 | 0.032927 | 0.032927 | 0.032927 | 0.032927 | 0.032927 | 0.032927 | 0.032927 | 0.032927 | 0.032927 | 0.032927 | 0.032927 | 0.032927 | 0.032927 | 0.032927 | 0.032927 | 0.032927 | 0.032927 | 0.032927 | 0.032927 | 0.032927
F4_Commercial_Retail_Existing_Food Preparation_Natural Gas_Broiler_E3 | F4 | Commercial | Retail | Existing | Food Preparation | Natural Gas | Broiler | E3 | Utility - Cost of Equipment | 0 | 0 | 0 | 0 | 0 | 0 | 0 | 0 | 0 | 0 | 0 | 0 | 0 | 0 | 0 | 0 | 0 | 0 | 0 | 0 | 0 | 0 | 0 | 0 | 0 | 0 | 0 | 0 | 0 | 0 | 0
F4_Commercial_Retail_Existing_Food Preparation_Natural Gas_Broiler_E4 | F4 | Commercial | Retail | Existing | Food Preparation | Natural Gas | Broiler | E4 | Utility - Cost of Equipment | 0 | 0 | 0 | 0 | 0 | 0 | 0 | 0 | 0 | 0 | 0 | 0 | 0 | 0 | 0 | 0 | 0 | 0 | 0 | 0 | 0 | 0 | 0 | 0 | 0 | 0 | 0 | 0 | 0 | 0 | 0
F4_Commercial_Retail_Existing_Food Preparation_Natural Gas_Broiler_E5 | F4 | Commercial | Retail | Existing | Food Preparation | Natural Gas | Broiler | E5 | Utility - Cost of Equipment | 0 | 0 | 0 | 0 | 0 | 0 | 0 | 0 | 0 | 0 | 0 | 0 | 0 | 0 | 0 | 0 | 0 | 0 | 0 | 0 | 0 | 0 | 0 | 0 | 0 | 0 | 0 | 0 | 0 | 0 | 0
F4_Commercial_Retail_Existing_Food Preparation_Natural Gas_Broiler_E6 | F4 | Commercial | Retail | Existing | Food Preparation | Natural Gas | Broiler | E6 | Utility - Cost of Equipment | 0 | 0 | 0 | 0 | 0 | 0 | 0 | 0 | 0 | 0 | 0 | 0 | 0 | 0 | 0 | 0 | 0 | 0 | 0 | 0 | 0 | 0 | 0 | 0 | 0 | 0 | 0 | 0 | 0 | 0 | 0
F4_Commercial_Retail_Existing_Food Preparation_Natural Gas_Broiler_E7 | F4 | Commercial | Retail | Existing | Food Preparation | Natural Gas | Broiler | E7 | Utility - Cost of Equipment | 0 | 0 | 0 | 0 | 0 | 0 | 0 | 0 | 0 | 0 | 0 | 0 | 0 | 0 | 0 | 0 | 0 | 0 | 0 | 0 | 0 | 0 | 0 | 0 | 0 | 0 | 0 | 0 | 0 | 0 | 0
F4_Commercial_Retail_Existing_Food Preparation_Natural Gas_Broiler_E8 | F4 | Commercial | Retail | Existing | Food Preparation | Natural Gas | Broiler | E8 | Utility - Cost of Equipment | 0 | 0 | 0 | 0 | 0 | 0 | 0 | 0 | 0 | 0 | 0 | 0 | 0 | 0 | 0 | 0 | 0 | 0 | 0 | 0 | 0 | 0 | 0 | 0 | 0 | 0 | 0 | 0 | 0 | 0 | 0
F4_Commercial_Retail_Existing_Food Preparation_Natural Gas_Broiler_E9 | F4 | Commercial | Retail | Existing | Food Preparation | Natural Gas | Broiler | E9 | Utility - Cost of Equipment | 0 | 0 | 0 | 0 | 0 | 0 | 0 | 0 | 0 | 0 | 0 | 0 | 0 | 0 | 0 | 0 | 0 | 0 | 0 | 0 | 0 | 0 | 0 | 0 | 0 | 0 | 0 | 0 | 0 | 0 | 0
F4_Commercial_Retail_Existing_Food Preparation_Natural Gas_Broiler_E10 | F4 | Commercial | Retail | Existing | Food Preparation | Natural Gas | Broiler | E10 | Utility - Cost of Equipment | 0 | 0 | 0 | 0 | 0 | 0 | 0 | 0 | 0 | 0 | 0 | 0 | 0 | 0 | 0 | 0 | 0 | 0 | 0 | 0 | 0 | 0 | 0 | 0 | 0 | 0 | 0 | 0 | 0 | 0 | 0
F5_Commercial_Retail_Existing_Food Preparation_Natural Gas_Broiler_E1 | F5 | Commercial | Retail | Existing | Food Preparation | Natural Gas | Broiler | E1 | Utility - Cost of Operation | 0.049318 | 0.050078 | 0.050631 | 0.050349 | 0.0504 | 0.047506 | 0.045112 | 0.043775 | 0.04322 | 0.044822 | 0.046926 | 0.049125 | 0.045116 | 0.047792 | 0.047955 | 0.047716 | 0.047759 | 0.047906 | 0.046991 | 0.047544 | 0.047916 | 0.04844 | 0.049114 | 0.024632 | 0.024151 | 0.023699 | 0.023272 | 0.022866 | 0.022477 | 0.022102 | 0.021739
F5_Commercial_Retail_Existing_Food Preparation_Natural Gas_Broiler_E2 | F5 | Commercial | Retail | Existing | Food Preparation | Natural Gas | Broiler | E2 | Utility - Cost of Operation | 0.031704 | 0.032193 | 0.032549 | 0.032367 | 0.0324 | 0.030539 | 0.029 | 0.028141 | 0.027785 | 0.028814 | 0.030167 | 0.03158 | 0.029003 | 0.030723 | 0.030828 | 0.030674 | 0.030702 | 0.030797 | 0.030209 | 0.030564 | 0.030803 | 0.03114 | 0.031573 | 0.015835 | 0.015526 | 0.015235 | 0.014961 | 0.0147 | 0.014449 | 0.014208 | 0.013975
F5_Commercial_Retail_Existing_Food Preparation_Natural Gas_Broiler_E3 | F5 | Commercial | Retail | Existing | Food Preparation | Natural Gas | Broiler | E3 | Utility - Cost of Operation | 0 | 0 | 0 | 0 | 0 | 0 | 0 | 0 | 0 | 0 | 0 | 0 | 0 | 0 | 0 | 0 | 0 | 0 | 0 | 0 | 0 | 0 | 0 | 0 | 0 | 0 | 0 | 0 | 0 | 0 | 0
F5_Commercial_Retail_Existing_Food Preparation_Natural Gas_Broiler_E4 | F5 | Commercial | Retail | Existing | Food Preparation | Natural Gas | Broiler | E4 | Utility - Cost of Operation | 0 | 0 | 0 | 0 | 0 | 0 | 0 | 0 | 0 | 0 | 0 | 0 | 0 | 0 | 0 | 0 | 0 | 0 | 0 | 0 | 0 | 0 | 0 | 0 | 0 | 0 | 0 | 0 | 0 | 0 | 0
F5_Commercial_Retail_Existing_Food Preparation_Natural Gas_Broiler_E5 | F5 | Commercial | Retail | Existing | Food Preparation | Natural Gas | Broiler | E5 | Utility - Cost of Operation | 0 | 0 | 0 | 0 | 0 | 0 | 0 | 0 | 0 | 0 | 0 | 0 | 0 | 0 | 0 | 0 | 0 | 0 | 0 | 0 | 0 | 0 | 0 | 0 | 0 | 0 | 0 | 0 | 0 | 0 | 0
F5_Commercial_Retail_Existing_Food Preparation_Natural Gas_Broiler_E6 | F5 | Commercial | Retail | Existing | Food Preparation | Natural Gas | Broiler | E6 | Utility - Cost of Operation | 0 | 0 | 0 | 0 | 0 | 0 | 0 | 0 | 0 | 0 | 0 | 0 | 0 | 0 | 0 | 0 | 0 | 0 | 0 | 0 | 0 | 0 | 0 | 0 | 0 | 0 | 0 | 0 | 0 | 0 | 0
F5_Commercial_Retail_Existing_Food Preparation_Natural Gas_Broiler_E7 | F5 | Commercial | Retail | Existing | Food Preparation | Natural Gas | Broiler | E7 | Utility - Cost of Operation | 0 | 0 | 0 | 0 | 0 | 0 | 0 | 0 | 0 | 0 | 0 | 0 | 0 | 0 | 0 | 0 | 0 | 0 | 0 | 0 | 0 | 0 | 0 | 0 | 0 | 0 | 0 | 0 | 0 | 0 | 0
F5_Commercial_Retail_Existing_Food Preparation_Natural Gas_Broiler_E8 | F5 | Commercial | Retail | Existing | Food Preparation | Natural Gas | Broiler | E8 | Utility - Cost of Operation | 0 | 0 | 0 | 0 | 0 | 0 | 0 | 0 | 0 | 0 | 0 | 0 | 0 | 0 | 0 | 0 | 0 | 0 | 0 | 0 | 0 | 0 | 0 | 0 | 0 | 0 | 0 | 0 | 0 | 0 | 0
F5_Commercial_Retail_Existing_Food Preparation_Natural Gas_Broiler_E9 | F5 | Commercial | Retail | Existing | Food Preparation | Natural Gas | Broiler | E9 | Utility - Cost of Operation | 0 | 0 | 0 | 0 | 0 | 0 | 0 | 0 | 0 | 0 | 0 | 0 | 0 | 0 | 0 | 0 | 0 | 0 | 0 | 0 | 0 | 0 | 0 | 0 | 0 | 0 | 0 | 0 | 0 | 0 | 0
F5_Commercial_Retail_Existing_Food Preparation_Natural Gas_Broiler_E10 | F5 | Commercial | Retail | Existing | Food Preparation | Natural Gas | Broiler | E10 | Utility - Cost of Operation | 0 | 0 | 0 | 0 | 0 | 0 | 0 | 0 | 0 | 0 | 0 | 0 | 0 | 0 | 0 | 0 | 0 | 0 | 0 | 0 | 0 | 0 | 0 | 0 | 0 | 0 | 0 | 0 | 0 | 0 | 0
F6_Commercial_Retail_Existing_Food Preparation_Natural Gas_Broiler_E1 | F6 | Commercial | Retail | Existing | Food Preparation | Natural Gas | Broiler | E1 | Utility - Value of Sales | 0.059086 | 0.059997 | 0.060659 | 0.060321 | 0.060383 | 0.056915 | 0.054047 | 0.052445 | 0.051781 | 0.0537 | 0.056221 | 0.058855 | 0.054052 | 0.057258 | 0.057453 | 0.057166 | 0.057219 | 0.057395 | 0.056298 | 0.05696 | 0.057406 | 0.058034 | 0.058842 | 0.029511 | 0.028935 | 0.028394 | 0.027882 | 0.027395 | 0.026929 | 0.02648 | 0.026045
F6_Commercial_Retail_Existing_Food Preparation_Natural Gas_Broiler_E2 | F6 | Commercial | Retail | Existing | Food Preparation | Natural Gas | Broiler | E2 | Utility - Value of Sales | 0.037984 | 0.03857 | 0.038995 | 0.038778 | 0.038817 | 0.036588 | 0.034744 | 0.033715 | 0.033288 | 0.034521 | 0.036142 | 0.037835 | 0.034748 | 0.036809 | 0.036934 | 0.03675 | 0.036784 | 0.036897 | 0.036192 | 0.036617 | 0.036904 | 0.037308 | 0.037827 | 0.018971 | 0.018601 | 0.018253 | 0.017924 | 0.017611 | 0.017311 | 0.017023 | 0.016743
F6_Commercial_Retail_Existing_Food Preparation_Natural Gas_Broiler_E3 | F6 | Commercial | Retail | Existing | Food Preparation | Natural Gas | Broiler | E3 | Utility - Value of Sales | 0 | 0 | 0 | 0 | 0 | 0 | 0 | 0 | 0 | 0 | 0 | 0 | 0 | 0 | 0 | 0 | 0 | 0 | 0 | 0 | 0 | 0 | 0 | 0 | 0 | 0 | 0 | 0 | 0 | 0 | 0
F6_Commercial_Retail_Existing_Food Preparation_Natural Gas_Broiler_E4 | F6 | Commercial | Retail | Existing | Food Preparation | Natural Gas | Broiler | E4 | Utility - Value of Sales | 0 | 0 | 0 | 0 | 0 | 0 | 0 | 0 | 0 | 0 | 0 | 0 | 0 | 0 | 0 | 0 | 0 | 0 | 0 | 0 | 0 | 0 | 0 | 0 | 0 | 0 | 0 | 0 | 0 | 0 | 0
F6_Commercial_Retail_Existing_Food Preparation_Natural Gas_Broiler_E5 | F6 | Commercial | Retail | Existing | Food Preparation | Natural Gas | Broiler | E5 | Utility - Value of Sales | 0 | 0 | 0 | 0 | 0 | 0 | 0 | 0 | 0 | 0 | 0 | 0 | 0 | 0 | 0 | 0 | 0 | 0 | 0 | 0 | 0 | 0 | 0 | 0 | 0 | 0 | 0 | 0 | 0 | 0 | 0
F6_Commercial_Retail_Existing_Food Preparation_Natural Gas_Broiler_E6 | F6 | Commercial | Retail | Existing | Food Preparation | Natural Gas | Broiler | E6 | Utility - Value of Sales | 0 | 0 | 0 | 0 | 0 | 0 | 0 | 0 | 0 | 0 | 0 | 0 | 0 | 0 | 0 | 0 | 0 | 0 | 0 | 0 | 0 | 0 | 0 | 0 | 0 | 0 | 0 | 0 | 0 | 0 | 0
F6_Commercial_Retail_Existing_Food Preparation_Natural Gas_Broiler_E7 | F6 | Commercial | Retail | Existing | Food Preparation | Natural Gas | Broiler | E7 | Utility - Value of Sales | 0 | 0 | 0 | 0 | 0 | 0 | 0 | 0 | 0 | 0 | 0 | 0 | 0 | 0 | 0 | 0 | 0 | 0 | 0 | 0 | 0 | 0 | 0 | 0 | 0 | 0 | 0 | 0 | 0 | 0 | 0
F6_Commercial_Retail_Existing_Food Preparation_Natural Gas_Broiler_E8 | F6 | Commercial | Retail | Existing | Food Preparation | Natural Gas | Broiler | E8 | Utility - Value of Sales | 0 | 0 | 0 | 0 | 0 | 0 | 0 | 0 | 0 | 0 | 0 | 0 | 0 | 0 | 0 | 0 | 0 | 0 | 0 | 0 | 0 | 0 | 0 | 0 | 0 | 0 | 0 | 0 | 0 | 0 | 0
F6_Commercial_Retail_Existing_Food Preparation_Natural Gas_Broiler_E9 | F6 | Commercial | Retail | Existing | Food Preparation | Natural Gas | Broiler | E9 | Utility - Value of Sales | 0 | 0 | 0 | 0 | 0 | 0 | 0 | 0 | 0 | 0 | 0 | 0 | 0 | 0 | 0 | 0 | 0 | 0 | 0 | 0 | 0 | 0 | 0 | 0 | 0 | 0 | 0 | 0 | 0 | 0 | 0
F6_Commercial_Retail_Existing_Food Preparation_Natural Gas_Broiler_E10 | F6 | Commercial | Retail | Existing | Food Preparation | Natural Gas | Broiler | E10 | Utility - Value of Sales | 0 | 0 | 0 | 0 | 0 | 0 | 0 | 0 | 0 | 0 | 0 | 0 | 0 | 0 | 0 | 0 | 0 | 0 | 0 | 0 | 0 | 0 | 0 | 0 | 0 | 0 | 0 | 0 | 0 | 0 | 0
F1_Commercial_Retail_Existing_Food Preparation_Natural Gas_Griddle_E1 | F1 | Commercial | Retail | Existing | Food Preparation | Natural Gas | Griddle | E1 | Participant - Cost of Equipment | 0.01712 | 0.01712 | 0.01712 | 0.01712 | 0.01712 | 0.01712 | 0.01712 | 0.01712 | 0.01712 | 0.01712 | 0.01712 | 0.01712 | 0.01712 | 0.01712 | 0.01712 | 0.01712 | 0.01712 | 0.01712 | 0.01712 | 0.01712 | 0.01712 | 0.01712 | 0.01712 | 0.01712 | 0.01712 | 0.01712 | 0.01712 | 0.01712 | 0.01712 | 0.01712 | 0.01712
F1_Commercial_Retail_Existing_Food Preparation_Natural Gas_Griddle_E2 | F1 | Commercial | Retail | Existing | Food Preparation | Natural Gas | Griddle | E2 | Participant - Cost of Equipment | 0.018317 | 0.018317 | 0.018317 | 0.018317 | 0.018317 | 0.018317 | 0.018317 | 0.018317 | 0.018317 | 0.018317 | 0.018317 | 0.018317 | 0.018317 | 0.018317 | 0.018317 | 0.018317 | 0.018317 | 0.018317 | 0.018317 | 0.018317 | 0.018317 | 0.018317 | 0.018317 | 0.018317 | 0.018317 | 0.018317 | 0.018317 | 0.018317 | 0.018317 | 0.018317 | 0.018317
F1_Commercial_Retail_Existing_Food Preparation_Natural Gas_Griddle_E3 | F1 | Commercial | Retail | Existing | Food Preparation | Natural Gas | Griddle | E3 | Participant - Cost of Equipment | 0 | 0 | 0 | 0 | 0 | 0 | 0 | 0 | 0 | 0 | 0 | 0 | 0 | 0 | 0 | 0 | 0 | 0 | 0 | 0 | 0 | 0 | 0 | 0 | 0 | 0 | 0 | 0 | 0 | 0 | 0
F1_Commercial_Retail_Existing_Food Preparation_Natural Gas_Griddle_E4 | F1 | Commercial | Retail | Existing | Food Preparation | Natural Gas | Griddle | E4 | Participant - Cost of Equipment | 0 | 0 | 0 | 0 | 0 | 0 | 0 | 0 | 0 | 0 | 0 | 0 | 0 | 0 | 0 | 0 | 0 | 0 | 0 | 0 | 0 | 0 | 0 | 0 | 0 | 0 | 0 | 0 | 0 | 0 | 0
F1_Commercial_Retail_Existing_Food Preparation_Natural Gas_Griddle_E5 | F1 | Commercial | Retail | Existing | Food Preparation | Natural Gas | Griddle | E5 | Participant - Cost of Equipment | 0 | 0 | 0 | 0 | 0 | 0 | 0 | 0 | 0 | 0 | 0 | 0 | 0 | 0 | 0 | 0 | 0 | 0 | 0 | 0 | 0 | 0 | 0 | 0 | 0 | 0 | 0 | 0 | 0 | 0 | 0
F1_Commercial_Retail_Existing_Food Preparation_Natural Gas_Griddle_E6 | F1 | Commercial | Retail | Existing | Food Preparation | Natural Gas | Griddle | E6 | Participant - Cost of Equipment | 0 | 0 | 0 | 0 | 0 | 0 | 0 | 0 | 0 | 0 | 0 | 0 | 0 | 0 | 0 | 0 | 0 | 0 | 0 | 0 | 0 | 0 | 0 | 0 | 0 | 0 | 0 | 0 | 0 | 0 | 0
F1_Commercial_Retail_Existing_Food Preparation_Natural Gas_Griddle_E7 | F1 | Commercial | Retail | Existing | Food Preparation | Natural Gas | Griddle | E7 | Participant - Cost of Equipment | 0 | 0 | 0 | 0 | 0 | 0 | 0 | 0 | 0 | 0 | 0 | 0 | 0 | 0 | 0 | 0 | 0 | 0 | 0 | 0 | 0 | 0 | 0 | 0 | 0 | 0 | 0 | 0 | 0 | 0 | 0
F1_Commercial_Retail_Existing_Food Preparation_Natural Gas_Griddle_E8 | F1 | Commercial | Retail | Existing | Food Preparation | Natural Gas | Griddle | E8 | Participant - Cost of Equipment | 0 | 0 | 0 | 0 | 0 | 0 | 0 | 0 | 0 | 0 | 0 | 0 | 0 | 0 | 0 | 0 | 0 | 0 | 0 | 0 | 0 | 0 | 0 | 0 | 0 | 0 | 0 | 0 | 0 | 0 | 0
F1_Commercial_Retail_Existing_Food Preparation_Natural Gas_Griddle_E9 | F1 | Commercial | Retail | Existing | Food Preparation | Natural Gas | Griddle | E9 | Participant - Cost of Equipment | 0 | 0 | 0 | 0 | 0 | 0 | 0 | 0 | 0 | 0 | 0 | 0 | 0 | 0 | 0 | 0 | 0 | 0 | 0 | 0 | 0 | 0 | 0 | 0 | 0 | 0 | 0 | 0 | 0 | 0 | 0
F1_Commercial_Retail_Existing_Food Preparation_Natural Gas_Griddle_E10 | F1 | Commercial | Retail | Existing | Food Preparation | Natural Gas | Griddle | E10 | Participant - Cost of Equipment | 0 | 0 | 0 | 0 | 0 | 0 | 0 | 0 | 0 | 0 | 0 | 0 | 0 | 0 | 0 | 0 | 0 | 0 | 0 | 0 | 0 | 0 | 0 | 0 | 0 | 0 | 0 | 0 | 0 | 0 | 0
F2_Commercial_Retail_Existing_Food Preparation_Natural Gas_Griddle_E1 | F2 | Commercial | Retail | Existing | Food Preparation | Natural Gas | Griddle | E1 | Participant - Cost of Operation | 0.039665 | 0.040277 | 0.040721 | 0.040494 | 0.040535 | 0.038207 | 0.036282 | 0.035207 | 0.034761 | 0.036049 | 0.037742 | 0.03951 | 0.036286 | 0.038438 | 0.038569 | 0.038376 | 0.038412 | 0.03853 | 0.037794 | 0.038238 | 0.038538 | 0.038959 | 0.039501 | 0.019811 | 0.019424 | 0.019061 | 0.018717 | 0.018391 | 0.018078 | 0.017776 | 0.017484
F2_Commercial_Retail_Existing_Food Preparation_Natural Gas_Griddle_E2 | F2 | Commercial | Retail | Existing | Food Preparation | Natural Gas | Griddle | E2 | Participant - Cost of Operation | 0.034257 | 0.034786 | 0.03517 | 0.034974 | 0.035009 | 0.032999 | 0.031336 | 0.030407 | 0.030022 | 0.031135 | 0.032596 | 0.034123 | 0.031339 | 0.033197 | 0.033311 | 0.033144 | 0.033175 | 0.033277 | 0.032641 | 0.033025 | 0.033284 | 0.033648 | 0.034116 | 0.01711 | 0.016776 | 0.016462 | 0.016166 | 0.015883 | 0.015613 | 0.015353 | 0.0151
F2_Commercial_Retail_Existing_Food Preparation_Natural Gas_Griddle_E3 | F2 | Commercial | Retail | Existing | Food Preparation | Natural Gas | Griddle | E3 | Participant - Cost of Operation | 0 | 0 | 0 | 0 | 0 | 0 | 0 | 0 | 0 | 0 | 0 | 0 | 0 | 0 | 0 | 0 | 0 | 0 | 0 | 0 | 0 | 0 | 0 | 0 | 0 | 0 | 0 | 0 | 0 | 0 | 0
F2_Commercial_Retail_Existing_Food Preparation_Natural Gas_Griddle_E4 | F2 | Commercial | Retail | Existing | Food Preparation | Natural Gas | Griddle | E4 | Participant - Cost of Operation | 0 | 0 | 0 | 0 | 0 | 0 | 0 | 0 | 0 | 0 | 0 | 0 | 0 | 0 | 0 | 0 | 0 | 0 | 0 | 0 | 0 | 0 | 0 | 0 | 0 | 0 | 0 | 0 | 0 | 0 | 0
F2_Commercial_Retail_Existing_Food Preparation_Natural Gas_Griddle_E5 | F2 | Commercial | Retail | Existing | Food Preparation | Natural Gas | Griddle | E5 | Participant - Cost of Operation | 0 | 0 | 0 | 0 | 0 | 0 | 0 | 0 | 0 | 0 | 0 | 0 | 0 | 0 | 0 | 0 | 0 | 0 | 0 | 0 | 0 | 0 | 0 | 0 | 0 | 0 | 0 | 0 | 0 | 0 | 0
F2_Commercial_Retail_Existing_Food Preparation_Natural Gas_Griddle_E6 | F2 | Commercial | Retail | Existing | Food Preparation | Natural Gas | Griddle | E6 | Participant - Cost of Operation | 0 | 0 | 0 | 0 | 0 | 0 | 0 | 0 | 0 | 0 | 0 | 0 | 0 | 0 | 0 | 0 | 0 | 0 | 0 | 0 | 0 | 0 | 0 | 0 | 0 | 0 | 0 | 0 | 0 | 0 | 0
F2_Commercial_Retail_Existing_Food Preparation_Natural Gas_Griddle_E7 | F2 | Commercial | Retail | Existing | Food Preparation | Natural Gas | Griddle | E7 | Participant - Cost of Operation | 0 | 0 | 0 | 0 | 0 | 0 | 0 | 0 | 0 | 0 | 0 | 0 | 0 | 0 | 0 | 0 | 0 | 0 | 0 | 0 | 0 | 0 | 0 | 0 | 0 | 0 | 0 | 0 | 0 | 0 | 0
F2_Commercial_Retail_Existing_Food Preparation_Natural Gas_Griddle_E8 | F2 | Commercial | Retail | Existing | Food Preparation | Natural Gas | Griddle | E8 | Participant - Cost of Operation | 0 | 0 | 0 | 0 | 0 | 0 | 0 | 0 | 0 | 0 | 0 | 0 | 0 | 0 | 0 | 0 | 0 | 0 | 0 | 0 | 0 | 0 | 0 | 0 | 0 | 0 | 0 | 0 | 0 | 0 | 0
F2_Commercial_Retail_Existing_Food Preparation_Natural Gas_Griddle_E9 | F2 | Commercial | Retail | Existing | Food Preparation | Natural Gas | Griddle | E9 | Participant - Cost of Operation | 0 | 0 | 0 | 0 | 0 | 0 | 0 | 0 | 0 | 0 | 0 | 0 | 0 | 0 | 0 | 0 | 0 | 0 | 0 | 0 | 0 | 0 | 0 | 0 | 0 | 0 | 0 | 0 | 0 | 0 | 0
F2_Commercial_Retail_Existing_Food Preparation_Natural Gas_Griddle_E10 | F2 | Commercial | Retail | Existing | Food Preparation | Natural Gas | Griddle | E10 | Participant - Cost of Operation | 0 | 0 | 0 | 0 | 0 | 0 | 0 | 0 | 0 | 0 | 0 | 0 | 0 | 0 | 0 | 0 | 0 | 0 | 0 | 0 | 0 | 0 | 0 | 0 | 0 | 0 | 0 | 0 | 0 | 0 | 0
F3_Commercial_Retail_Existing_Food Preparation_Natural Gas_Griddle_E1 | F3 | Commercial | Retail | Existing | Food Preparation | Natural Gas | Griddle | E1 | System - kBTUs of Conusmption | 3.2958 | 3.3024 | 3.2982 | 3.2954 | 3.2954 | 3.2954 | 3.2954 | 3.2954 | 3.2954 | 3.2954 | 3.2954 | 3.2954 | 3.2954 | 3.2954 | 3.2954 | 3.2954 | 3.2954 | 3.2954 | 3.2954 | 3.2954 | 3.2954 | 3.2954 | 3.2954 | 3.2954 | 3.2954 | 3.2954 | 3.2954 | 3.2954 | 3.2954 | 3.2954 | 3.2954
F3_Commercial_Retail_Existing_Food Preparation_Natural Gas_Griddle_E2 | F3 | Commercial | Retail | Existing | Food Preparation | Natural Gas | Griddle | E2 | System - kBTUs of Conusmption | 2.8465 | 2.8522 | 2.8486 | 2.8461 | 2.8461 | 2.8461 | 2.8461 | 2.8461 | 2.8461 | 2.8461 | 2.8461 | 2.8461 | 2.8461 | 2.8461 | 2.8461 | 2.8461 | 2.8461 | 2.8461 | 2.8461 | 2.8461 | 2.8461 | 2.8461 | 2.8461 | 2.8461 | 2.8461 | 2.8461 | 2.8461 | 2.8461 | 2.8461 | 2.8461 | 2.8461
F3_Commercial_Retail_Existing_Food Preparation_Natural Gas_Griddle_E3 | F3 | Commercial | Retail | Existing | Food Preparation | Natural Gas | Griddle | E3 | System - kBTUs of Conusmption | 0 | 0 | 0 | 0 | 0 | 0 | 0 | 0 | 0 | 0 | 0 | 0 | 0 | 0 | 0 | 0 | 0 | 0 | 0 | 0 | 0 | 0 | 0 | 0 | 0 | 0 | 0 | 0 | 0 | 0 | 0
F3_Commercial_Retail_Existing_Food Preparation_Natural Gas_Griddle_E4 | F3 | Commercial | Retail | Existing | Food Preparation | Natural Gas | Griddle | E4 | System - kBTUs of Conusmption | 0 | 0 | 0 | 0 | 0 | 0 | 0 | 0 | 0 | 0 | 0 | 0 | 0 | 0 | 0 | 0 | 0 | 0 | 0 | 0 | 0 | 0 | 0 | 0 | 0 | 0 | 0 | 0 | 0 | 0 | 0
F3_Commercial_Retail_Existing_Food Preparation_Natural Gas_Griddle_E5 | F3 | Commercial | Retail | Existing | Food Preparation | Natural Gas | Griddle | E5 | System - kBTUs of Conusmption | 0 | 0 | 0 | 0 | 0 | 0 | 0 | 0 | 0 | 0 | 0 | 0 | 0 | 0 | 0 | 0 | 0 | 0 | 0 | 0 | 0 | 0 | 0 | 0 | 0 | 0 | 0 | 0 | 0 | 0 | 0
F3_Commercial_Retail_Existing_Food Preparation_Natural Gas_Griddle_E6 | F3 | Commercial | Retail | Existing | Food Preparation | Natural Gas | Griddle | E6 | System - kBTUs of Conusmption | 0 | 0 | 0 | 0 | 0 | 0 | 0 | 0 | 0 | 0 | 0 | 0 | 0 | 0 | 0 | 0 | 0 | 0 | 0 | 0 | 0 | 0 | 0 | 0 | 0 | 0 | 0 | 0 | 0 | 0 | 0
F3_Commercial_Retail_Existing_Food Preparation_Natural Gas_Griddle_E7 | F3 | Commercial | Retail | Existing | Food Preparation | Natural Gas | Griddle | E7 | System - kBTUs of Conusmption | 0 | 0 | 0 | 0 | 0 | 0 | 0 | 0 | 0 | 0 | 0 | 0 | 0 | 0 | 0 | 0 | 0 | 0 | 0 | 0 | 0 | 0 | 0 | 0 | 0 | 0 | 0 | 0 | 0 | 0 | 0
F3_Commercial_Retail_Existing_Food Preparation_Natural Gas_Griddle_E8 | F3 | Commercial | Retail | Existing | Food Preparation | Natural Gas | Griddle | E8 | System - kBTUs of Conusmption | 0 | 0 | 0 | 0 | 0 | 0 | 0 | 0 | 0 | 0 | 0 | 0 | 0 | 0 | 0 | 0 | 0 | 0 | 0 | 0 | 0 | 0 | 0 | 0 | 0 | 0 | 0 | 0 | 0 | 0 | 0
F3_Commercial_Retail_Existing_Food Preparation_Natural Gas_Griddle_E9 | F3 | Commercial | Retail | Existing | Food Preparation | Natural Gas | Griddle | E9 | System - kBTUs of Conusmption | 0 | 0 | 0 | 0 | 0 | 0 | 0 | 0 | 0 | 0 | 0 | 0 | 0 | 0 | 0 | 0 | 0 | 0 | 0 | 0 | 0 | 0 | 0 | 0 | 0 | 0 | 0 | 0 | 0 | 0 | 0
F3_Commercial_Retail_Existing_Food Preparation_Natural Gas_Griddle_E10 | F3 | Commercial | Retail | Existing | Food Preparation | Natural Gas | Griddle | E10 | System - kBTUs of Conusmption | 0 | 0 | 0 | 0 | 0 | 0 | 0 | 0 | 0 | 0 | 0 | 0 | 0 | 0 | 0 | 0 | 0 | 0 | 0 | 0 | 0 | 0 | 0 | 0 | 0 | 0 | 0 | 0 | 0 | 0 | 0
F4_Commercial_Retail_Existing_Food Preparation_Natural Gas_Griddle_E1 | F4 | Commercial | Retail | Existing | Food Preparation | Natural Gas | Griddle | E1 | Utility - Cost of Equipment | 0.01712 | 0.01712 | 0.01712 | 0.01712 | 0.01712 | 0.01712 | 0.01712 | 0.01712 | 0.01712 | 0.01712 | 0.01712 | 0.01712 | 0.01712 | 0.01712 | 0.01712 | 0.01712 | 0.01712 | 0.01712 | 0.01712 | 0.01712 | 0.01712 | 0.01712 | 0.01712 | 0.01712 | 0.01712 | 0.01712 | 0.01712 | 0.01712 | 0.01712 | 0.01712 | 0.01712
F4_Commercial_Retail_Existing_Food Preparation_Natural Gas_Griddle_E2 | F4 | Commercial | Retail | Existing | Food Preparation | Natural Gas | Griddle | E2 | Utility - Cost of Equipment | 0.018317 | 0.018317 | 0.018317 | 0.018317 | 0.018317 | 0.018317 | 0.018317 | 0.018317 | 0.018317 | 0.018317 | 0.018317 | 0.018317 | 0.018317 | 0.018317 | 0.018317 | 0.018317 | 0.018317 | 0.018317 | 0.018317 | 0.018317 | 0.018317 | 0.018317 | 0.018317 | 0.018317 | 0.018317 | 0.018317 | 0.018317 | 0.018317 | 0.018317 | 0.018317 | 0.018317
F4_Commercial_Retail_Existing_Food Preparation_Natural Gas_Griddle_E3 | F4 | Commercial | Retail | Existing | Food Preparation | Natural Gas | Griddle | E3 | Utility - Cost of Equipment | 0 | 0 | 0 | 0 | 0 | 0 | 0 | 0 | 0 | 0 | 0 | 0 | 0 | 0 | 0 | 0 | 0 | 0 | 0 | 0 | 0 | 0 | 0 | 0 | 0 | 0 | 0 | 0 | 0 | 0 | 0
F4_Commercial_Retail_Existing_Food Preparation_Natural Gas_Griddle_E4 | F4 | Commercial | Retail | Existing | Food Preparation | Natural Gas | Griddle | E4 | Utility - Cost of Equipment | 0 | 0 | 0 | 0 | 0 | 0 | 0 | 0 | 0 | 0 | 0 | 0 | 0 | 0 | 0 | 0 | 0 | 0 | 0 | 0 | 0 | 0 | 0 | 0 | 0 | 0 | 0 | 0 | 0 | 0 | 0
F4_Commercial_Retail_Existing_Food Preparation_Natural Gas_Griddle_E5 | F4 | Commercial | Retail | Existing | Food Preparation | Natural Gas | Griddle | E5 | Utility - Cost of Equipment | 0 | 0 | 0 | 0 | 0 | 0 | 0 | 0 | 0 | 0 | 0 | 0 | 0 | 0 | 0 | 0 | 0 | 0 | 0 | 0 | 0 | 0 | 0 | 0 | 0 | 0 | 0 | 0 | 0 | 0 | 0
F4_Commercial_Retail_Existing_Food Preparation_Natural Gas_Griddle_E6 | F4 | Commercial | Retail | Existing | Food Preparation | Natural Gas | Griddle | E6 | Utility - Cost of Equipment | 0 | 0 | 0 | 0 | 0 | 0 | 0 | 0 | 0 | 0 | 0 | 0 | 0 | 0 | 0 | 0 | 0 | 0 | 0 | 0 | 0 | 0 | 0 | 0 | 0 | 0 | 0 | 0 | 0 | 0 | 0
F4_Commercial_Retail_Existing_Food Preparation_Natural Gas_Griddle_E7 | F4 | Commercial | Retail | Existing | Food Preparation | Natural Gas | Griddle | E7 | Utility - Cost of Equipment | 0 | 0 | 0 | 0 | 0 | 0 | 0 | 0 | 0 | 0 | 0 | 0 | 0 | 0 | 0 | 0 | 0 | 0 | 0 | 0 | 0 | 0 | 0 | 0 | 0 | 0 | 0 | 0 | 0 | 0 | 0
F4_Commercial_Retail_Existing_Food Preparation_Natural Gas_Griddle_E8 | F4 | Commercial | Retail | Existing | Food Preparation | Natural Gas | Griddle | E8 | Utility - Cost of Equipment | 0 | 0 | 0 | 0 | 0 | 0 | 0 | 0 | 0 | 0 | 0 | 0 | 0 | 0 | 0 | 0 | 0 | 0 | 0 | 0 | 0 | 0 | 0 | 0 | 0 | 0 | 0 | 0 | 0 | 0 | 0
F4_Commercial_Retail_Existing_Food Preparation_Natural Gas_Griddle_E9 | F4 | Commercial | Retail | Existing | Food Preparation | Natural Gas | Griddle | E9 | Utility - Cost of Equipment | 0 | 0 | 0 | 0 | 0 | 0 | 0 | 0 | 0 | 0 | 0 | 0 | 0 | 0 | 0 | 0 | 0 | 0 | 0 | 0 | 0 | 0 | 0 | 0 | 0 | 0 | 0 | 0 | 0 | 0 | 0
F4_Commercial_Retail_Existing_Food Preparation_Natural Gas_Griddle_E10 | F4 | Commercial | Retail | Existing | Food Preparation | Natural Gas | Griddle | E10 | Utility - Cost of Equipment | 0 | 0 | 0 | 0 | 0 | 0 | 0 | 0 | 0 | 0 | 0 | 0 | 0 | 0 | 0 | 0 | 0 | 0 | 0 | 0 | 0 | 0 | 0 | 0 | 0 | 0 | 0 | 0 | 0 | 0 | 0
F5_Commercial_Retail_Existing_Food Preparation_Natural Gas_Griddle_E1 | F5 | Commercial | Retail | Existing | Food Preparation | Natural Gas | Griddle | E1 | Utility - Cost of Operation | 0.033107 | 0.033618 | 0.033989 | 0.0338 | 0.033834 | 0.031891 | 0.030284 | 0.029387 | 0.029014 | 0.03009 | 0.031502 | 0.032978 | 0.030287 | 0.032083 | 0.032193 | 0.032032 | 0.032061 | 0.03216 | 0.031546 | 0.031916 | 0.032166 | 0.032518 | 0.032971 | 0.016536 | 0.016213 | 0.01591 | 0.015623 | 0.01535 | 0.015089 | 0.014837 | 0.014594
F5_Commercial_Retail_Existing_Food Preparation_Natural Gas_Griddle_E2 | F5 | Commercial | Retail | Existing | Food Preparation | Natural Gas | Griddle | E2 | Utility - Cost of Operation | 0.028594 | 0.029035 | 0.029355 | 0.029192 | 0.029221 | 0.027543 | 0.026155 | 0.02538 | 0.025059 | 0.025987 | 0.027207 | 0.028482 | 0.026158 | 0.027709 | 0.027804 | 0.027665 | 0.02769 | 0.027776 | 0.027245 | 0.027565 | 0.027781 | 0.028085 | 0.028476 | 0.014282 | 0.014003 | 0.013741 | 0.013493 | 0.013257 | 0.013032 | 0.012814 | 0.012604
F5_Commercial_Retail_Existing_Food Preparation_Natural Gas_Griddle_E3 | F5 | Commercial | Retail | Existing | Food Preparation | Natural Gas | Griddle | E3 | Utility - Cost of Operation | 0 | 0 | 0 | 0 | 0 | 0 | 0 | 0 | 0 | 0 | 0 | 0 | 0 | 0 | 0 | 0 | 0 | 0 | 0 | 0 | 0 | 0 | 0 | 0 | 0 | 0 | 0 | 0 | 0 | 0 | 0
F5_Commercial_Retail_Existing_Food Preparation_Natural Gas_Griddle_E4 | F5 | Commercial | Retail | Existing | Food Preparation | Natural Gas | Griddle | E4 | Utility - Cost of Operation | 0 | 0 | 0 | 0 | 0 | 0 | 0 | 0 | 0 | 0 | 0 | 0 | 0 | 0 | 0 | 0 | 0 | 0 | 0 | 0 | 0 | 0 | 0 | 0 | 0 | 0 | 0 | 0 | 0 | 0 | 0
F5_Commercial_Retail_Existing_Food Preparation_Natural Gas_Griddle_E5 | F5 | Commercial | Retail | Existing | Food Preparation | Natural Gas | Griddle | E5 | Utility - Cost of Operation | 0 | 0 | 0 | 0 | 0 | 0 | 0 | 0 | 0 | 0 | 0 | 0 | 0 | 0 | 0 | 0 | 0 | 0 | 0 | 0 | 0 | 0 | 0 | 0 | 0 | 0 | 0 | 0 | 0 | 0 | 0
F5_Commercial_Retail_Existing_Food Preparation_Natural Gas_Griddle_E6 | F5 | Commercial | Retail | Existing | Food Preparation | Natural Gas | Griddle | E6 | Utility - Cost of Operation | 0 | 0 | 0 | 0 | 0 | 0 | 0 | 0 | 0 | 0 | 0 | 0 | 0 | 0 | 0 | 0 | 0 | 0 | 0 | 0 | 0 | 0 | 0 | 0 | 0 | 0 | 0 | 0 | 0 | 0 | 0
F5_Commercial_Retail_Existing_Food Preparation_Natural Gas_Griddle_E7 | F5 | Commercial | Retail | Existing | Food Preparation | Natural Gas | Griddle | E7 | Utility - Cost of Operation | 0 | 0 | 0 | 0 | 0 | 0 | 0 | 0 | 0 | 0 | 0 | 0 | 0 | 0 | 0 | 0 | 0 | 0 | 0 | 0 | 0 | 0 | 0 | 0 | 0 | 0 | 0 | 0 | 0 | 0 | 0
F5_Commercial_Retail_Existing_Food Preparation_Natural Gas_Griddle_E8 | F5 | Commercial | Retail | Existing | Food Preparation | Natural Gas | Griddle | E8 | Utility - Cost of Operation | 0 | 0 | 0 | 0 | 0 | 0 | 0 | 0 | 0 | 0 | 0 | 0 | 0 | 0 | 0 | 0 | 0 | 0 | 0 | 0 | 0 | 0 | 0 | 0 | 0 | 0 | 0 | 0 | 0 | 0 | 0
F5_Commercial_Retail_Existing_Food Preparation_Natural Gas_Griddle_E9 | F5 | Commercial | Retail | Existing | Food Preparation | Natural Gas | Griddle | E9 | Utility - Cost of Operation | 0 | 0 | 0 | 0 | 0 | 0 | 0 | 0 | 0 | 0 | 0 | 0 | 0 | 0 | 0 | 0 | 0 | 0 | 0 | 0 | 0 | 0 | 0 | 0 | 0 | 0 | 0 | 0 | 0 | 0 | 0
F5_Commercial_Retail_Existing_Food Preparation_Natural Gas_Griddle_E10 | F5 | Commercial | Retail | Existing | Food Preparation | Natural Gas | Griddle | E10 | Utility - Cost of Operation | 0 | 0 | 0 | 0 | 0 | 0 | 0 | 0 | 0 | 0 | 0 | 0 | 0 | 0 | 0 | 0 | 0 | 0 | 0 | 0 | 0 | 0 | 0 | 0 | 0 | 0 | 0 | 0 | 0 | 0 | 0
F6_Commercial_Retail_Existing_Food Preparation_Natural Gas_Griddle_E1 | F6 | Commercial | Retail | Existing | Food Preparation | Natural Gas | Griddle | E1 | Utility - Value of Sales | 0.039665 | 0.040277 | 0.040721 | 0.040494 | 0.040535 | 0.038207 | 0.036282 | 0.035207 | 0.034761 | 0.036049 | 0.037742 | 0.03951 | 0.036286 | 0.038438 | 0.038569 | 0.038376 | 0.038412 | 0.03853 | 0.037794 | 0.038238 | 0.038538 | 0.038959 | 0.039501 | 0.019811 | 0.019424 | 0.019061 | 0.018717 | 0.018391 | 0.018078 | 0.017776 | 0.017484
F6_Commercial_Retail_Existing_Food Preparation_Natural Gas_Griddle_E2 | F6 | Commercial | Retail | Existing | Food Preparation | Natural Gas | Griddle | E2 | Utility - Value of Sales | 0.034257 | 0.034786 | 0.03517 | 0.034974 | 0.035009 | 0.032999 | 0.031336 | 0.030407 | 0.030022 | 0.031135 | 0.032596 | 0.034123 | 0.031339 | 0.033197 | 0.033311 | 0.033144 | 0.033175 | 0.033277 | 0.032641 | 0.033025 | 0.033284 | 0.033648 | 0.034116 | 0.01711 | 0.016776 | 0.016462 | 0.016166 | 0.015883 | 0.015613 | 0.015353 | 0.0151
F6_Commercial_Retail_Existing_Food Preparation_Natural Gas_Griddle_E3 | F6 | Commercial | Retail | Existing | Food Preparation | Natural Gas | Griddle | E3 | Utility - Value of Sales | 0 | 0 | 0 | 0 | 0 | 0 | 0 | 0 | 0 | 0 | 0 | 0 | 0 | 0 | 0 | 0 | 0 | 0 | 0 | 0 | 0 | 0 | 0 | 0 | 0 | 0 | 0 | 0 | 0 | 0 | 0
F6_Commercial_Retail_Existing_Food Preparation_Natural Gas_Griddle_E4 | F6 | Commercial | Retail | Existing | Food Preparation | Natural Gas | Griddle | E4 | Utility - Value of Sales | 0 | 0 | 0 | 0 | 0 | 0 | 0 | 0 | 0 | 0 | 0 | 0 | 0 | 0 | 0 | 0 | 0 | 0 | 0 | 0 | 0 | 0 | 0 | 0 | 0 | 0 | 0 | 0 | 0 | 0 | 0
F6_Commercial_Retail_Existing_Food Preparation_Natural Gas_Griddle_E5 | F6 | Commercial | Retail | Existing | Food Preparation | Natural Gas | Griddle | E5 | Utility - Value of Sales | 0 | 0 | 0 | 0 | 0 | 0 | 0 | 0 | 0 | 0 | 0 | 0 | 0 | 0 | 0 | 0 | 0 | 0 | 0 | 0 | 0 | 0 | 0 | 0 | 0 | 0 | 0 | 0 | 0 | 0 | 0
F6_Commercial_Retail_Existing_Food Preparation_Natural Gas_Griddle_E6 | F6 | Commercial | Retail | Existing | Food Preparation | Natural Gas | Griddle | E6 | Utility - Value of Sales | 0 | 0 | 0 | 0 | 0 | 0 | 0 | 0 | 0 | 0 | 0 | 0 | 0 | 0 | 0 | 0 | 0 | 0 | 0 | 0 | 0 | 0 | 0 | 0 | 0 | 0 | 0 | 0 | 0 | 0 | 0
F6_Commercial_Retail_Existing_Food Preparation_Natural Gas_Griddle_E7 | F6 | Commercial | Retail | Existing | Food Preparation | Natural Gas | Griddle | E7 | Utility - Value of Sales | 0 | 0 | 0 | 0 | 0 | 0 | 0 | 0 | 0 | 0 | 0 | 0 | 0 | 0 | 0 | 0 | 0 | 0 | 0 | 0 | 0 | 0 | 0 | 0 | 0 | 0 | 0 | 0 | 0 | 0 | 0
F6_Commercial_Retail_Existing_Food Preparation_Natural Gas_Griddle_E8 | F6 | Commercial | Retail | Existing | Food Preparation | Natural Gas | Griddle | E8 | Utility - Value of Sales | 0 | 0 | 0 | 0 | 0 | 0 | 0 | 0 | 0 | 0 | 0 | 0 | 0 | 0 | 0 | 0 | 0 | 0 | 0 | 0 | 0 | 0 | 0 | 0 | 0 | 0 | 0 | 0 | 0 | 0 | 0
F6_Commercial_Retail_Existing_Food Preparation_Natural Gas_Griddle_E9 | F6 | Commercial | Retail | Existing | Food Preparation | Natural Gas | Griddle | E9 | Utility - Value of Sales | 0 | 0 | 0 | 0 | 0 | 0 | 0 | 0 | 0 | 0 | 0 | 0 | 0 | 0 | 0 | 0 | 0 | 0 | 0 | 0 | 0 | 0 | 0 | 0 | 0 | 0 | 0 | 0 | 0 | 0 | 0
F6_Commercial_Retail_Existing_Food Preparation_Natural Gas_Griddle_E10 | F6 | Commercial | Retail | Existing | Food Preparation | Natural Gas | Griddle | E10 | Utility - Value of Sales | 0 | 0 | 0 | 0 | 0 | 0 | 0 | 0 | 0 | 0 | 0 | 0 | 0 | 0 | 0 | 0 | 0 | 0 | 0 | 0 | 0 | 0 | 0 | 0 | 0 | 0 | 0 | 0 | 0 | 0 | 0
F1_Commercial_Retail_Existing_Food Preparation_Natural Gas_Range_E1 | F1 | Commercial | Retail | Existing | Food Preparation | Natural Gas | Range | E1 | Participant - Cost of Equipment | 0.032222 | 0.032222 | 0.032222 | 0.032222 | 0.032222 | 0.032222 | 0.032222 | 0.032222 | 0.032222 | 0.032222 | 0.032222 | 0.032222 | 0.032222 | 0.032222 | 0.032222 | 0.032222 | 0.032222 | 0.032222 | 0.032222 | 0.032222 | 0.032222 | 0.032222 | 0.032222 | 0.032222 | 0.032222 | 0.032222 | 0.032222 | 0.032222 | 0.032222 | 0.032222 | 0.032222
F1_Commercial_Retail_Existing_Food Preparation_Natural Gas_Range_E2 | F1 | Commercial | Retail | Existing | Food Preparation | Natural Gas | Range | E2 | Participant - Cost of Equipment | 0.032227 | 0.032227 | 0.032227 | 0.032227 | 0.032227 | 0.032227 | 0.032227 | 0.032227 | 0.032227 | 0.032227 | 0.032227 | 0.032227 | 0.032227 | 0.032227 | 0.032227 | 0.032227 | 0.032227 | 0.032227 | 0.032227 | 0.032227 | 0.032227 | 0.032227 | 0.032227 | 0.032227 | 0.032227 | 0.032227 | 0.032227 | 0.032227 | 0.032227 | 0.032227 | 0.032227
F1_Commercial_Retail_Existing_Food Preparation_Natural Gas_Range_E3 | F1 | Commercial | Retail | Existing | Food Preparation | Natural Gas | Range | E3 | Participant - Cost of Equipment | 0 | 0 | 0 | 0 | 0 | 0 | 0 | 0 | 0 | 0 | 0 | 0 | 0 | 0 | 0 | 0 | 0 | 0 | 0 | 0 | 0 | 0 | 0 | 0 | 0 | 0 | 0 | 0 | 0 | 0 | 0
F1_Commercial_Retail_Existing_Food Preparation_Natural Gas_Range_E4 | F1 | Commercial | Retail | Existing | Food Preparation | Natural Gas | Range | E4 | Participant - Cost of Equipment | 0 | 0 | 0 | 0 | 0 | 0 | 0 | 0 | 0 | 0 | 0 | 0 | 0 | 0 | 0 | 0 | 0 | 0 | 0 | 0 | 0 | 0 | 0 | 0 | 0 | 0 | 0 | 0 | 0 | 0 | 0
F1_Commercial_Retail_Existing_Food Preparation_Natural Gas_Range_E5 | F1 | Commercial | Retail | Existing | Food Preparation | Natural Gas | Range | E5 | Participant - Cost of Equipment | 0 | 0 | 0 | 0 | 0 | 0 | 0 | 0 | 0 | 0 | 0 | 0 | 0 | 0 | 0 | 0 | 0 | 0 | 0 | 0 | 0 | 0 | 0 | 0 | 0 | 0 | 0 | 0 | 0 | 0 | 0
F1_Commercial_Retail_Existing_Food Preparation_Natural Gas_Range_E6 | F1 | Commercial | Retail | Existing | Food Preparation | Natural Gas | Range | E6 | Participant - Cost of Equipment | 0 | 0 | 0 | 0 | 0 | 0 | 0 | 0 | 0 | 0 | 0 | 0 | 0 | 0 | 0 | 0 | 0 | 0 | 0 | 0 | 0 | 0 | 0 | 0 | 0 | 0 | 0 | 0 | 0 | 0 | 0
F1_Commercial_Retail_Existing_Food Preparation_Natural Gas_Range_E7 | F1 | Commercial | Retail | Existing | Food Preparation | Natural Gas | Range | E7 | Participant - Cost of Equipment | 0 | 0 | 0 | 0 | 0 | 0 | 0 | 0 | 0 | 0 | 0 | 0 | 0 | 0 | 0 | 0 | 0 | 0 | 0 | 0 | 0 | 0 | 0 | 0 | 0 | 0 | 0 | 0 | 0 | 0 | 0
F1_Commercial_Retail_Existing_Food Preparation_Natural Gas_Range_E8 | F1 | Commercial | Retail | Existing | Food Preparation | Natural Gas | Range | E8 | Participant - Cost of Equipment | 0 | 0 | 0 | 0 | 0 | 0 | 0 | 0 | 0 | 0 | 0 | 0 | 0 | 0 | 0 | 0 | 0 | 0 | 0 | 0 | 0 | 0 | 0 | 0 | 0 | 0 | 0 | 0 | 0 | 0 | 0
F1_Commercial_Retail_Existing_Food Preparation_Natural Gas_Range_E9 | F1 | Commercial | Retail | Existing | Food Preparation | Natural Gas | Range | E9 | Participant - Cost of Equipment | 0 | 0 | 0 | 0 | 0 | 0 | 0 | 0 | 0 | 0 | 0 | 0 | 0 | 0 | 0 | 0 | 0 | 0 | 0 | 0 | 0 | 0 | 0 | 0 | 0 | 0 | 0 | 0 | 0 | 0 | 0
F1_Commercial_Retail_Existing_Food Preparation_Natural Gas_Range_E10 | F1 | Commercial | Retail | Existing | Food Preparation | Natural Gas | Range | E10 | Participant - Cost of Equipment | 0 | 0 | 0 | 0 | 0 | 0 | 0 | 0 | 0 | 0 | 0 | 0 | 0 | 0 | 0 | 0 | 0 | 0 | 0 | 0 | 0 | 0 | 0 | 0 | 0 | 0 | 0 | 0 | 0 | 0 | 0
F2_Commercial_Retail_Existing_Food Preparation_Natural Gas_Range_E1 | F2 | Commercial | Retail | Existing | Food Preparation | Natural Gas | Range | E1 | Participant - Cost of Operation | 0.046031 | 0.046943 | 0.047596 | 0.048303 | 0.049319 | 0.046207 | 0.043775 | 0.042496 | 0.042036 | 0.041331 | 0.040856 | 0.04302 | 0.038501 | 0.041153 | 0.044555 | 0.047863 | 0.047986 | 0.048215 | 0.047294 | 0.047951 | 0.048411 | 0.049032 | 0.049812 | 0.023464 | 0.022996 | 0.022558 | 0.022145 | 0.021754 | 0.021381 | 0.021022 | 0.020675
F2_Commercial_Retail_Existing_Food Preparation_Natural Gas_Range_E2 | F2 | Commercial | Retail | Existing | Food Preparation | Natural Gas | Range | E2 | Participant - Cost of Operation | 0.034523 | 0.035207 | 0.035697 | 0.036227 | 0.036989 | 0.034655 | 0.032831 | 0.031872 | 0.031527 | 0.030999 | 0.030642 | 0.032265 | 0.028876 | 0.030864 | 0.033416 | 0.035897 | 0.03599 | 0.036161 | 0.03547 | 0.035963 | 0.036308 | 0.036774 | 0.037359 | 0.017598 | 0.017247 | 0.016918 | 0.016609 | 0.016316 | 0.016036 | 0.015766 | 0.015506
F2_Commercial_Retail_Existing_Food Preparation_Natural Gas_Range_E3 | F2 | Commercial | Retail | Existing | Food Preparation | Natural Gas | Range | E3 | Participant - Cost of Operation | 0 | 0 | 0 | 0 | 0 | 0 | 0 | 0 | 0 | 0 | 0 | 0 | 0 | 0 | 0 | 0 | 0 | 0 | 0 | 0 | 0 | 0 | 0 | 0 | 0 | 0 | 0 | 0 | 0 | 0 | 0
F2_Commercial_Retail_Existing_Food Preparation_Natural Gas_Range_E4 | F2 | Commercial | Retail | Existing | Food Preparation | Natural Gas | Range | E4 | Participant - Cost of Operation | 0 | 0 | 0 | 0 | 0 | 0 | 0 | 0 | 0 | 0 | 0 | 0 | 0 | 0 | 0 | 0 | 0 | 0 | 0 | 0 | 0 | 0 | 0 | 0 | 0 | 0 | 0 | 0 | 0 | 0 | 0
F2_Commercial_Retail_Existing_Food Preparation_Natural Gas_Range_E5 | F2 | Commercial | Retail | Existing | Food Preparation | Natural Gas | Range | E5 | Participant - Cost of Operation | 0 | 0 | 0 | 0 | 0 | 0 | 0 | 0 | 0 | 0 | 0 | 0 | 0 | 0 | 0 | 0 | 0 | 0 | 0 | 0 | 0 | 0 | 0 | 0 | 0 | 0 | 0 | 0 | 0 | 0 | 0
F2_Commercial_Retail_Existing_Food Preparation_Natural Gas_Range_E6 | F2 | Commercial | Retail | Existing | Food Preparation | Natural Gas | Range | E6 | Participant - Cost of Operation | 0 | 0 | 0 | 0 | 0 | 0 | 0 | 0 | 0 | 0 | 0 | 0 | 0 | 0 | 0 | 0 | 0 | 0 | 0 | 0 | 0 | 0 | 0 | 0 | 0 | 0 | 0 | 0 | 0 | 0 | 0
F2_Commercial_Retail_Existing_Food Preparation_Natural Gas_Range_E7 | F2 | Commercial | Retail | Existing | Food Preparation | Natural Gas | Range | E7 | Participant - Cost of Operation | 0 | 0 | 0 | 0 | 0 | 0 | 0 | 0 | 0 | 0 | 0 | 0 | 0 | 0 | 0 | 0 | 0 | 0 | 0 | 0 | 0 | 0 | 0 | 0 | 0 | 0 | 0 | 0 | 0 | 0 | 0
F2_Commercial_Retail_Existing_Food Preparation_Natural Gas_Range_E8 | F2 | Commercial | Retail | Existing | Food Preparation | Natural Gas | Range | E8 | Participant - Cost of Operation | 0 | 0 | 0 | 0 | 0 | 0 | 0 | 0 | 0 | 0 | 0 | 0 | 0 | 0 | 0 | 0 | 0 | 0 | 0 | 0 | 0 | 0 | 0 | 0 | 0 | 0 | 0 | 0 | 0 | 0 | 0
F2_Commercial_Retail_Existing_Food Preparation_Natural Gas_Range_E9 | F2 | Commercial | Retail | Existing | Food Preparation | Natural Gas | Range | E9 | Participant - Cost of Operation | 0 | 0 | 0 | 0 | 0 | 0 | 0 | 0 | 0 | 0 | 0 | 0 | 0 | 0 | 0 | 0 | 0 | 0 | 0 | 0 | 0 | 0 | 0 | 0 | 0 | 0 | 0 | 0 | 0 | 0 | 0
F2_Commercial_Retail_Existing_Food Preparation_Natural Gas_Range_E10 | F2 | Commercial | Retail | Existing | Food Preparation | Natural Gas | Range | E10 | Participant - Cost of Operation | 0 | 0 | 0 | 0 | 0 | 0 | 0 | 0 | 0 | 0 | 0 | 0 | 0 | 0 | 0 | 0 | 0 | 0 | 0 | 0 | 0 | 0 | 0 | 0 | 0 | 0 | 0 | 0 | 0 | 0 | 0
F3_Commercial_Retail_Existing_Food Preparation_Natural Gas_Range_E1 | F3 | Commercial | Retail | Existing | Food Preparation | Natural Gas | Range | E1 | System - kBTUs of Conusmption | 3.8518 | 3.8611 | 3.8552 | 3.8512 | 3.8512 | 3.8512 | 3.8512 | 3.8512 | 3.8512 | 3.8512 | 3.8512 | 3.8512 | 3.8512 | 3.8512 | 3.8512 | 3.8512 | 3.8512 | 3.8512 | 3.8512 | 3.8512 | 3.8512 | 3.8512 | 3.8512 | 3.8512 | 3.8512 | 3.8512 | 3.8512 | 3.8512 | 3.8512 | 3.8512 | 3.8512
F3_Commercial_Retail_Existing_Food Preparation_Natural Gas_Range_E2 | F3 | Commercial | Retail | Existing | Food Preparation | Natural Gas | Range | E2 | System - kBTUs of Conusmption | 2.8889 | 2.8958 | 2.8914 | 2.8884 | 2.8884 | 2.8884 | 2.8884 | 2.8884 | 2.8884 | 2.8884 | 2.8884 | 2.8884 | 2.8884 | 2.8884 | 2.8884 | 2.8884 | 2.8884 | 2.8884 | 2.8884 | 2.8884 | 2.8884 | 2.8884 | 2.8884 | 2.8884 | 2.8884 | 2.8884 | 2.8884 | 2.8884 | 2.8884 | 2.8884 | 2.8884
F3_Commercial_Retail_Existing_Food Preparation_Natural Gas_Range_E3 | F3 | Commercial | Retail | Existing | Food Preparation | Natural Gas | Range | E3 | System - kBTUs of Conusmption | 0 | 0 | 0 | 0 | 0 | 0 | 0 | 0 | 0 | 0 | 0 | 0 | 0 | 0 | 0 | 0 | 0 | 0 | 0 | 0 | 0 | 0 | 0 | 0 | 0 | 0 | 0 | 0 | 0 | 0 | 0
F3_Commercial_Retail_Existing_Food Preparation_Natural Gas_Range_E4 | F3 | Commercial | Retail | Existing | Food Preparation | Natural Gas | Range | E4 | System - kBTUs of Conusmption | 0 | 0 | 0 | 0 | 0 | 0 | 0 | 0 | 0 | 0 | 0 | 0 | 0 | 0 | 0 | 0 | 0 | 0 | 0 | 0 | 0 | 0 | 0 | 0 | 0 | 0 | 0 | 0 | 0 | 0 | 0
F3_Commercial_Retail_Existing_Food Preparation_Natural Gas_Range_E5 | F3 | Commercial | Retail | Existing | Food Preparation | Natural Gas | Range | E5 | System - kBTUs of Conusmption | 0 | 0 | 0 | 0 | 0 | 0 | 0 | 0 | 0 | 0 | 0 | 0 | 0 | 0 | 0 | 0 | 0 | 0 | 0 | 0 | 0 | 0 | 0 | 0 | 0 | 0 | 0 | 0 | 0 | 0 | 0
F3_Commercial_Retail_Existing_Food Preparation_Natural Gas_Range_E6 | F3 | Commercial | Retail | Existing | Food Preparation | Natural Gas | Range | E6 | System - kBTUs of Conusmption | 0 | 0 | 0 | 0 | 0 | 0 | 0 | 0 | 0 | 0 | 0 | 0 | 0 | 0 | 0 | 0 | 0 | 0 | 0 | 0 | 0 | 0 | 0 | 0 | 0 | 0 | 0 | 0 | 0 | 0 | 0
F3_Commercial_Retail_Existing_Food Preparation_Natural Gas_Range_E7 | F3 | Commercial | Retail | Existing | Food Preparation | Natural Gas | Range | E7 | System - kBTUs of Conusmption | 0 | 0 | 0 | 0 | 0 | 0 | 0 | 0 | 0 | 0 | 0 | 0 | 0 | 0 | 0 | 0 | 0 | 0 | 0 | 0 | 0 | 0 | 0 | 0 | 0 | 0 | 0 | 0 | 0 | 0 | 0
F3_Commercial_Retail_Existing_Food Preparation_Natural Gas_Range_E8 | F3 | Commercial | Retail | Existing | Food Preparation | Natural Gas | Range | E8 | System - kBTUs of Conusmption | 0 | 0 | 0 | 0 | 0 | 0 | 0 | 0 | 0 | 0 | 0 | 0 | 0 | 0 | 0 | 0 | 0 | 0 | 0 | 0 | 0 | 0 | 0 | 0 | 0 | 0 | 0 | 0 | 0 | 0 | 0
F3_Commercial_Retail_Existing_Food Preparation_Natural Gas_Range_E9 | F3 | Commercial | Retail | Existing | Food Preparation | Natural Gas | Range | E9 | System - kBTUs of Conusmption | 0 | 0 | 0 | 0 | 0 | 0 | 0 | 0 | 0 | 0 | 0 | 0 | 0 | 0 | 0 | 0 | 0 | 0 | 0 | 0 | 0 | 0 | 0 | 0 | 0 | 0 | 0 | 0 | 0 | 0 | 0
F3_Commercial_Retail_Existing_Food Preparation_Natural Gas_Range_E10 | F3 | Commercial | Retail | Existing | Food Preparation | Natural Gas | Range | E10 | System - kBTUs of Conusmption | 0 | 0 | 0 | 0 | 0 | 0 | 0 | 0 | 0 | 0 | 0 | 0 | 0 | 0 | 0 | 0 | 0 | 0 | 0 | 0 | 0 | 0 | 0 | 0 | 0 | 0 | 0 | 0 | 0 | 0 | 0
F4_Commercial_Retail_Existing_Food Preparation_Natural Gas_Range_E1 | F4 | Commercial | Retail | Existing | Food Preparation | Natural Gas | Range | E1 | Utility - Cost of Equipment | 0.032222 | 0.032222 | 0.032222 | 0.032222 | 0.032222 | 0.032222 | 0.032222 | 0.032222 | 0.032222 | 0.032222 | 0.032222 | 0.032222 | 0.032222 | 0.032222 | 0.032222 | 0.032222 | 0.032222 | 0.032222 | 0.032222 | 0.032222 | 0.032222 | 0.032222 | 0.032222 | 0.032222 | 0.032222 | 0.032222 | 0.032222 | 0.032222 | 0.032222 | 0.032222 | 0.032222
F4_Commercial_Retail_Existing_Food Preparation_Natural Gas_Range_E2 | F4 | Commercial | Retail | Existing | Food Preparation | Natural Gas | Range | E2 | Utility - Cost of Equipment | 0.032227 | 0.032227 | 0.032227 | 0.032227 | 0.032227 | 0.032227 | 0.032227 | 0.032227 | 0.032227 | 0.032227 | 0.032227 | 0.032227 | 0.032227 | 0.032227 | 0.032227 | 0.032227 | 0.032227 | 0.032227 | 0.032227 | 0.032227 | 0.032227 | 0.032227 | 0.032227 | 0.032227 | 0.032227 | 0.032227 | 0.032227 | 0.032227 | 0.032227 | 0.032227 | 0.032227
F4_Commercial_Retail_Existing_Food Preparation_Natural Gas_Range_E3 | F4 | Commercial | Retail | Existing | Food Preparation | Natural Gas | Range | E3 | Utility - Cost of Equipment | 0 | 0 | 0 | 0 | 0 | 0 | 0 | 0 | 0 | 0 | 0 | 0 | 0 | 0 | 0 | 0 | 0 | 0 | 0 | 0 | 0 | 0 | 0 | 0 | 0 | 0 | 0 | 0 | 0 | 0 | 0
F4_Commercial_Retail_Existing_Food Preparation_Natural Gas_Range_E4 | F4 | Commercial | Retail | Existing | Food Preparation | Natural Gas | Range | E4 | Utility - Cost of Equipment | 0 | 0 | 0 | 0 | 0 | 0 | 0 | 0 | 0 | 0 | 0 | 0 | 0 | 0 | 0 | 0 | 0 | 0 | 0 | 0 | 0 | 0 | 0 | 0 | 0 | 0 | 0 | 0 | 0 | 0 | 0
F4_Commercial_Retail_Existing_Food Preparation_Natural Gas_Range_E5 | F4 | Commercial | Retail | Existing | Food Preparation | Natural Gas | Range | E5 | Utility - Cost of Equipment | 0 | 0 | 0 | 0 | 0 | 0 | 0 | 0 | 0 | 0 | 0 | 0 | 0 | 0 | 0 | 0 | 0 | 0 | 0 | 0 | 0 | 0 | 0 | 0 | 0 | 0 | 0 | 0 | 0 | 0 | 0
F4_Commercial_Retail_Existing_Food Preparation_Natural Gas_Range_E6 | F4 | Commercial | Retail | Existing | Food Preparation | Natural Gas | Range | E6 | Utility - Cost of Equipment | 0 | 0 | 0 | 0 | 0 | 0 | 0 | 0 | 0 | 0 | 0 | 0 | 0 | 0 | 0 | 0 | 0 | 0 | 0 | 0 | 0 | 0 | 0 | 0 | 0 | 0 | 0 | 0 | 0 | 0 | 0
F4_Commercial_Retail_Existing_Food Preparation_Natural Gas_Range_E7 | F4 | Commercial | Retail | Existing | Food Preparation | Natural Gas | Range | E7 | Utility - Cost of Equipment | 0 | 0 | 0 | 0 | 0 | 0 | 0 | 0 | 0 | 0 | 0 | 0 | 0 | 0 | 0 | 0 | 0 | 0 | 0 | 0 | 0 | 0 | 0 | 0 | 0 | 0 | 0 | 0 | 0 | 0 | 0
F4_Commercial_Retail_Existing_Food Preparation_Natural Gas_Range_E8 | F4 | Commercial | Retail | Existing | Food Preparation | Natural Gas | Range | E8 | Utility - Cost of Equipment | 0 | 0 | 0 | 0 | 0 | 0 | 0 | 0 | 0 | 0 | 0 | 0 | 0 | 0 | 0 | 0 | 0 | 0 | 0 | 0 | 0 | 0 | 0 | 0 | 0 | 0 | 0 | 0 | 0 | 0 | 0
F4_Commercial_Retail_Existing_Food Preparation_Natural Gas_Range_E9 | F4 | Commercial | Retail | Existing | Food Preparation | Natural Gas | Range | E9 | Utility - Cost of Equipment | 0 | 0 | 0 | 0 | 0 | 0 | 0 | 0 | 0 | 0 | 0 | 0 | 0 | 0 | 0 | 0 | 0 | 0 | 0 | 0 | 0 | 0 | 0 | 0 | 0 | 0 | 0 | 0 | 0 | 0 | 0
F4_Commercial_Retail_Existing_Food Preparation_Natural Gas_Range_E10 | F4 | Commercial | Retail | Existing | Food Preparation | Natural Gas | Range | E10 | Utility - Cost of Equipment | 0 | 0 | 0 | 0 | 0 | 0 | 0 | 0 | 0 | 0 | 0 | 0 | 0 | 0 | 0 | 0 | 0 | 0 | 0 | 0 | 0 | 0 | 0 | 0 | 0 | 0 | 0 | 0 | 0 | 0 | 0
F5_Commercial_Retail_Existing_Food Preparation_Natural Gas_Range_E1 | F5 | Commercial | Retail | Existing | Food Preparation | Natural Gas | Range | E1 | Utility - Cost of Operation | 0.038421 | 0.039182 | 0.039727 | 0.040317 | 0.041166 | 0.038568 | 0.036538 | 0.03547 | 0.035087 | 0.034498 | 0.034101 | 0.035908 | 0.032136 | 0.034349 | 0.037189 | 0.03995 | 0.040053 | 0.040244 | 0.039475 | 0.040024 | 0.040408 | 0.040926 | 0.041577 | 0.019585 | 0.019194 | 0.018829 | 0.018484 | 0.018158 | 0.017846 | 0.017546 | 0.017257
F5_Commercial_Retail_Existing_Food Preparation_Natural Gas_Range_E2 | F5 | Commercial | Retail | Existing | Food Preparation | Natural Gas | Range | E2 | Utility - Cost of Operation | 0.028816 | 0.029387 | 0.029795 | 0.030238 | 0.030874 | 0.028926 | 0.027403 | 0.026603 | 0.026315 | 0.025874 | 0.025576 | 0.026931 | 0.024102 | 0.025762 | 0.027892 | 0.029962 | 0.03004 | 0.030183 | 0.029606 | 0.030018 | 0.030306 | 0.030694 | 0.031183 | 0.014689 | 0.014396 | 0.014121 | 0.013863 | 0.013618 | 0.013385 | 0.01316 | 0.012942
F5_Commercial_Retail_Existing_Food Preparation_Natural Gas_Range_E3 | F5 | Commercial | Retail | Existing | Food Preparation | Natural Gas | Range | E3 | Utility - Cost of Operation | 0 | 0 | 0 | 0 | 0 | 0 | 0 | 0 | 0 | 0 | 0 | 0 | 0 | 0 | 0 | 0 | 0 | 0 | 0 | 0 | 0 | 0 | 0 | 0 | 0 | 0 | 0 | 0 | 0 | 0 | 0
F5_Commercial_Retail_Existing_Food Preparation_Natural Gas_Range_E4 | F5 | Commercial | Retail | Existing | Food Preparation | Natural Gas | Range | E4 | Utility - Cost of Operation | 0 | 0 | 0 | 0 | 0 | 0 | 0 | 0 | 0 | 0 | 0 | 0 | 0 | 0 | 0 | 0 | 0 | 0 | 0 | 0 | 0 | 0 | 0 | 0 | 0 | 0 | 0 | 0 | 0 | 0 | 0
F5_Commercial_Retail_Existing_Food Preparation_Natural Gas_Range_E5 | F5 | Commercial | Retail | Existing | Food Preparation | Natural Gas | Range | E5 | Utility - Cost of Operation | 0 | 0 | 0 | 0 | 0 | 0 | 0 | 0 | 0 | 0 | 0 | 0 | 0 | 0 | 0 | 0 | 0 | 0 | 0 | 0 | 0 | 0 | 0 | 0 | 0 | 0 | 0 | 0 | 0 | 0 | 0
F5_Commercial_Retail_Existing_Food Preparation_Natural Gas_Range_E6 | F5 | Commercial | Retail | Existing | Food Preparation | Natural Gas | Range | E6 | Utility - Cost of Operation | 0 | 0 | 0 | 0 | 0 | 0 | 0 | 0 | 0 | 0 | 0 | 0 | 0 | 0 | 0 | 0 | 0 | 0 | 0 | 0 | 0 | 0 | 0 | 0 | 0 | 0 | 0 | 0 | 0 | 0 | 0
F5_Commercial_Retail_Existing_Food Preparation_Natural Gas_Range_E7 | F5 | Commercial | Retail | Existing | Food Preparation | Natural Gas | Range | E7 | Utility - Cost of Operation | 0 | 0 | 0 | 0 | 0 | 0 | 0 | 0 | 0 | 0 | 0 | 0 | 0 | 0 | 0 | 0 | 0 | 0 | 0 | 0 | 0 | 0 | 0 | 0 | 0 | 0 | 0 | 0 | 0 | 0 | 0
F5_Commercial_Retail_Existing_Food Preparation_Natural Gas_Range_E8 | F5 | Commercial | Retail | Existing | Food Preparation | Natural Gas | Range | E8 | Utility - Cost of Operation | 0 | 0 | 0 | 0 | 0 | 0 | 0 | 0 | 0 | 0 | 0 | 0 | 0 | 0 | 0 | 0 | 0 | 0 | 0 | 0 | 0 | 0 | 0 | 0 | 0 | 0 | 0 | 0 | 0 | 0 | 0
F5_Commercial_Retail_Existing_Food Preparation_Natural Gas_Range_E9 | F5 | Commercial | Retail | Existing | Food Preparation | Natural Gas | Range | E9 | Utility - Cost of Operation | 0 | 0 | 0 | 0 | 0 | 0 | 0 | 0 | 0 | 0 | 0 | 0 | 0 | 0 | 0 | 0 | 0 | 0 | 0 | 0 | 0 | 0 | 0 | 0 | 0 | 0 | 0 | 0 | 0 | 0 | 0
F5_Commercial_Retail_Existing_Food Preparation_Natural Gas_Range_E10 | F5 | Commercial | Retail | Existing | Food Preparation | Natural Gas | Range | E10 | Utility - Cost of Operation | 0 | 0 | 0 | 0 | 0 | 0 | 0 | 0 | 0 | 0 | 0 | 0 | 0 | 0 | 0 | 0 | 0 | 0 | 0 | 0 | 0 | 0 | 0 | 0 | 0 | 0 | 0 | 0 | 0 | 0 | 0
F6_Commercial_Retail_Existing_Food Preparation_Natural Gas_Range_E1 | F6 | Commercial | Retail | Existing | Food Preparation | Natural Gas | Range | E1 | Utility - Value of Sales | 0.046031 | 0.046943 | 0.047596 | 0.048303 | 0.049319 | 0.046207 | 0.043775 | 0.042496 | 0.042036 | 0.041331 | 0.040856 | 0.04302 | 0.038501 | 0.041153 | 0.044555 | 0.047863 | 0.047986 | 0.048215 | 0.047294 | 0.047951 | 0.048411 | 0.049032 | 0.049812 | 0.023464 | 0.022996 | 0.022558 | 0.022145 | 0.021754 | 0.021381 | 0.021022 | 0.020675
F6_Commercial_Retail_Existing_Food Preparation_Natural Gas_Range_E2 | F6 | Commercial | Retail | Existing | Food Preparation | Natural Gas | Range | E2 | Utility - Value of Sales | 0.034523 | 0.035207 | 0.035697 | 0.036227 | 0.036989 | 0.034655 | 0.032831 | 0.031872 | 0.031527 | 0.030999 | 0.030642 | 0.032265 | 0.028876 | 0.030864 | 0.033416 | 0.035897 | 0.03599 | 0.036161 | 0.03547 | 0.035963 | 0.036308 | 0.036774 | 0.037359 | 0.017598 | 0.017247 | 0.016918 | 0.016609 | 0.016316 | 0.016036 | 0.015766 | 0.015506
F6_Commercial_Retail_Existing_Food Preparation_Natural Gas_Range_E3 | F6 | Commercial | Retail | Existing | Food Preparation | Natural Gas | Range | E3 | Utility - Value of Sales | 0 | 0 | 0 | 0 | 0 | 0 | 0 | 0 | 0 | 0 | 0 | 0 | 0 | 0 | 0 | 0 | 0 | 0 | 0 | 0 | 0 | 0 | 0 | 0 | 0 | 0 | 0 | 0 | 0 | 0 | 0
F6_Commercial_Retail_Existing_Food Preparation_Natural Gas_Range_E4 | F6 | Commercial | Retail | Existing | Food Preparation | Natural Gas | Range | E4 | Utility - Value of Sales | 0 | 0 | 0 | 0 | 0 | 0 | 0 | 0 | 0 | 0 | 0 | 0 | 0 | 0 | 0 | 0 | 0 | 0 | 0 | 0 | 0 | 0 | 0 | 0 | 0 | 0 | 0 | 0 | 0 | 0 | 0
F6_Commercial_Retail_Existing_Food Preparation_Natural Gas_Range_E5 | F6 | Commercial | Retail | Existing | Food Preparation | Natural Gas | Range | E5 | Utility - Value of Sales | 0 | 0 | 0 | 0 | 0 | 0 | 0 | 0 | 0 | 0 | 0 | 0 | 0 | 0 | 0 | 0 | 0 | 0 | 0 | 0 | 0 | 0 | 0 | 0 | 0 | 0 | 0 | 0 | 0 | 0 | 0
F6_Commercial_Retail_Existing_Food Preparation_Natural Gas_Range_E6 | F6 | Commercial | Retail | Existing | Food Preparation | Natural Gas | Range | E6 | Utility - Value of Sales | 0 | 0 | 0 | 0 | 0 | 0 | 0 | 0 | 0 | 0 | 0 | 0 | 0 | 0 | 0 | 0 | 0 | 0 | 0 | 0 | 0 | 0 | 0 | 0 | 0 | 0 | 0 | 0 | 0 | 0 | 0
F6_Commercial_Retail_Existing_Food Preparation_Natural Gas_Range_E7 | F6 | Commercial | Retail | Existing | Food Preparation | Natural Gas | Range | E7 | Utility - Value of Sales | 0 | 0 | 0 | 0 | 0 | 0 | 0 | 0 | 0 | 0 | 0 | 0 | 0 | 0 | 0 | 0 | 0 | 0 | 0 | 0 | 0 | 0 | 0 | 0 | 0 | 0 | 0 | 0 | 0 | 0 | 0
F6_Commercial_Retail_Existing_Food Preparation_Natural Gas_Range_E8 | F6 | Commercial | Retail | Existing | Food Preparation | Natural Gas | Range | E8 | Utility - Value of Sales | 0 | 0 | 0 | 0 | 0 | 0 | 0 | 0 | 0 | 0 | 0 | 0 | 0 | 0 | 0 | 0 | 0 | 0 | 0 | 0 | 0 | 0 | 0 | 0 | 0 | 0 | 0 | 0 | 0 | 0 | 0
F6_Commercial_Retail_Existing_Food Preparation_Natural Gas_Range_E9 | F6 | Commercial | Retail | Existing | Food Preparation | Natural Gas | Range | E9 | Utility - Value of Sales | 0 | 0 | 0 | 0 | 0 | 0 | 0 | 0 | 0 | 0 | 0 | 0 | 0 | 0 | 0 | 0 | 0 | 0 | 0 | 0 | 0 | 0 | 0 | 0 | 0 | 0 | 0 | 0 | 0 | 0 | 0
F6_Commercial_Retail_Existing_Food Preparation_Natural Gas_Range_E10 | F6 | Commercial | Retail | Existing | Food Preparation | Natural Gas | Range | E10 | Utility - Value of Sales | 0 | 0 | 0 | 0 | 0 | 0 | 0 | 0 | 0 | 0 | 0 | 0 | 0 | 0 | 0 | 0 | 0 | 0 | 0 | 0 | 0 | 0 | 0 | 0 | 0 | 0 | 0 | 0 | 0 | 0 | 0
F1_Commercial_Retail_Existing_Food Preparation_Natural Gas_Steamer_E1 | F1 | Commercial | Retail | Existing | Food Preparation | Natural Gas | Steamer | E1 | Participant - Cost of Equipment | 0.098603 | 0.098603 | 0.098603 | 0 | 0 | 0 | 0 | 0 | 0 | 0 | 0 | 0 | 0 | 0 | 0 | 0 | 0 | 0 | 0 | 0 | 0 | 0 | 0 | 0 | 0 | 0 | 0 | 0 | 0 | 0 | 0
F1_Commercial_Retail_Existing_Food Preparation_Natural Gas_Steamer_E2 | F1 | Commercial | Retail | Existing | Food Preparation | Natural Gas | Steamer | E2 | Participant - Cost of Equipment | 0.10593 | 0.10593 | 0.10593 | 0.10593 | 0.10593 | 0.10593 | 0.10593 | 0.10593 | 0.10593 | 0.10593 | 0.10593 | 0.10593 | 0.10593 | 0.10593 | 0.10593 | 0.10593 | 0.10593 | 0.10593 | 0.10593 | 0.10593 | 0.10593 | 0.10593 | 0.10593 | 0.10593 | 0.10593 | 0.10593 | 0.10593 | 0.10593 | 0.10593 | 0.10593 | 0.10593
F1_Commercial_Retail_Existing_Food Preparation_Natural Gas_Steamer_E3 | F1 | Commercial | Retail | Existing | Food Preparation | Natural Gas | Steamer | E3 | Participant - Cost of Equipment | 0 | 0 | 0 | 0 | 0 | 0 | 0 | 0 | 0 | 0 | 0 | 0 | 0 | 0 | 0 | 0 | 0 | 0 | 0 | 0 | 0 | 0 | 0 | 0 | 0 | 0 | 0 | 0 | 0 | 0 | 0
F1_Commercial_Retail_Existing_Food Preparation_Natural Gas_Steamer_E4 | F1 | Commercial | Retail | Existing | Food Preparation | Natural Gas | Steamer | E4 | Participant - Cost of Equipment | 0 | 0 | 0 | 0 | 0 | 0 | 0 | 0 | 0 | 0 | 0 | 0 | 0 | 0 | 0 | 0 | 0 | 0 | 0 | 0 | 0 | 0 | 0 | 0 | 0 | 0 | 0 | 0 | 0 | 0 | 0
F1_Commercial_Retail_Existing_Food Preparation_Natural Gas_Steamer_E5 | F1 | Commercial | Retail | Existing | Food Preparation | Natural Gas | Steamer | E5 | Participant - Cost of Equipment | 0 | 0 | 0 | 0 | 0 | 0 | 0 | 0 | 0 | 0 | 0 | 0 | 0 | 0 | 0 | 0 | 0 | 0 | 0 | 0 | 0 | 0 | 0 | 0 | 0 | 0 | 0 | 0 | 0 | 0 | 0
F1_Commercial_Retail_Existing_Food Preparation_Natural Gas_Steamer_E6 | F1 | Commercial | Retail | Existing | Food Preparation | Natural Gas | Steamer | E6 | Participant - Cost of Equipment | 0 | 0 | 0 | 0 | 0 | 0 | 0 | 0 | 0 | 0 | 0 | 0 | 0 | 0 | 0 | 0 | 0 | 0 | 0 | 0 | 0 | 0 | 0 | 0 | 0 | 0 | 0 | 0 | 0 | 0 | 0
F1_Commercial_Retail_Existing_Food Preparation_Natural Gas_Steamer_E7 | F1 | Commercial | Retail | Existing | Food Preparation | Natural Gas | Steamer | E7 | Participant - Cost of Equipment | 0 | 0 | 0 | 0 | 0 | 0 | 0 | 0 | 0 | 0 | 0 | 0 | 0 | 0 | 0 | 0 | 0 | 0 | 0 | 0 | 0 | 0 | 0 | 0 | 0 | 0 | 0 | 0 | 0 | 0 | 0
F1_Commercial_Retail_Existing_Food Preparation_Natural Gas_Steamer_E8 | F1 | Commercial | Retail | Existing | Food Preparation | Natural Gas | Steamer | E8 | Participant - Cost of Equipment | 0 | 0 | 0 | 0 | 0 | 0 | 0 | 0 | 0 | 0 | 0 | 0 | 0 | 0 | 0 | 0 | 0 | 0 | 0 | 0 | 0 | 0 | 0 | 0 | 0 | 0 | 0 | 0 | 0 | 0 | 0
F1_Commercial_Retail_Existing_Food Preparation_Natural Gas_Steamer_E9 | F1 | Commercial | Retail | Existing | Food Preparation | Natural Gas | Steamer | E9 | Participant - Cost of Equipment | 0 | 0 | 0 | 0 | 0 | 0 | 0 | 0 | 0 | 0 | 0 | 0 | 0 | 0 | 0 | 0 | 0 | 0 | 0 | 0 | 0 | 0 | 0 | 0 | 0 | 0 | 0 | 0 | 0 | 0 | 0
F1_Commercial_Retail_Existing_Food Preparation_Natural Gas_Steamer_E10 | F1 | Commercial | Retail | Existing | Food Preparation | Natural Gas | Steamer | E10 | Participant - Cost of Equipment | 0 | 0 | 0 | 0 | 0 | 0 | 0 | 0 | 0 | 0 | 0 | 0 | 0 | 0 | 0 | 0 | 0 | 0 | 0 | 0 | 0 | 0 | 0 | 0 | 0 | 0 | 0 | 0 | 0 | 0 | 0
F2_Commercial_Retail_Existing_Food Preparation_Natural Gas_Steamer_E1 | F2 | Commercial | Retail | Existing | Food Preparation | Natural Gas | Steamer | E1 | Participant - Cost of Operation | 0.10788 | 0.10879 | 0.10932 | 0 | 0 | 0 | 0 | 0 | 0 | 0 | 0 | 0 | 0 | 0 | 0 | 0 | 0 | 0 | 0 | 0 | 0 | 0 | 0 | 0 | 0 | 0 | 0 | 0 | 0 | 0 | 0
F2_Commercial_Retail_Existing_Food Preparation_Natural Gas_Steamer_E2 | F2 | Commercial | Retail | Existing | Food Preparation | Natural Gas | Steamer | E2 | Participant - Cost of Operation | 0.022503 | 0.022694 | 0.022803 | 0.022906 | 0.023131 | 0.021768 | 0.020641 | 0.020599 | 0.020973 | 0.021307 | 0.021813 | 0.022271 | 0.019813 | 0.020375 | 0.021202 | 0.021925 | 0.021949 | 0.022021 | 0.021601 | 0.021859 | 0.022034 | 0.022278 | 0.022591 | 0.011284 | 0.011063 | 0.010856 | 0.01066 | 0.010474 | 0.010296 | 0.010124 | 0.0099578
F2_Commercial_Retail_Existing_Food Preparation_Natural Gas_Steamer_E3 | F2 | Commercial | Retail | Existing | Food Preparation | Natural Gas | Steamer | E3 | Participant - Cost of Operation | 0 | 0 | 0 | 0 | 0 | 0 | 0 | 0 | 0 | 0 | 0 | 0 | 0 | 0 | 0 | 0 | 0 | 0 | 0 | 0 | 0 | 0 | 0 | 0 | 0 | 0 | 0 | 0 | 0 | 0 | 0
F2_Commercial_Retail_Existing_Food Preparation_Natural Gas_Steamer_E4 | F2 | Commercial | Retail | Existing | Food Preparation | Natural Gas | Steamer | E4 | Participant - Cost of Operation | 0 | 0 | 0 | 0 | 0 | 0 | 0 | 0 | 0 | 0 | 0 | 0 | 0 | 0 | 0 | 0 | 0 | 0 | 0 | 0 | 0 | 0 | 0 | 0 | 0 | 0 | 0 | 0 | 0 | 0 | 0
F2_Commercial_Retail_Existing_Food Preparation_Natural Gas_Steamer_E5 | F2 | Commercial | Retail | Existing | Food Preparation | Natural Gas | Steamer | E5 | Participant - Cost of Operation | 0 | 0 | 0 | 0 | 0 | 0 | 0 | 0 | 0 | 0 | 0 | 0 | 0 | 0 | 0 | 0 | 0 | 0 | 0 | 0 | 0 | 0 | 0 | 0 | 0 | 0 | 0 | 0 | 0 | 0 | 0
F2_Commercial_Retail_Existing_Food Preparation_Natural Gas_Steamer_E6 | F2 | Commercial | Retail | Existing | Food Preparation | Natural Gas | Steamer | E6 | Participant - Cost of Operation | 0 | 0 | 0 | 0 | 0 | 0 | 0 | 0 | 0 | 0 | 0 | 0 | 0 | 0 | 0 | 0 | 0 | 0 | 0 | 0 | 0 | 0 | 0 | 0 | 0 | 0 | 0 | 0 | 0 | 0 | 0
F2_Commercial_Retail_Existing_Food Preparation_Natural Gas_Steamer_E7 | F2 | Commercial | Retail | Existing | Food Preparation | Natural Gas | Steamer | E7 | Participant - Cost of Operation | 0 | 0 | 0 | 0 | 0 | 0 | 0 | 0 | 0 | 0 | 0 | 0 | 0 | 0 | 0 | 0 | 0 | 0 | 0 | 0 | 0 | 0 | 0 | 0 | 0 | 0 | 0 | 0 | 0 | 0 | 0
F2_Commercial_Retail_Existing_Food Preparation_Natural Gas_Steamer_E8 | F2 | Commercial | Retail | Existing | Food Preparation | Natural Gas | Steamer | E8 | Participant - Cost of Operation | 0 | 0 | 0 | 0 | 0 | 0 | 0 | 0 | 0 | 0 | 0 | 0 | 0 | 0 | 0 | 0 | 0 | 0 | 0 | 0 | 0 | 0 | 0 | 0 | 0 | 0 | 0 | 0 | 0 | 0 | 0
F2_Commercial_Retail_Existing_Food Preparation_Natural Gas_Steamer_E9 | F2 | Commercial | Retail | Existing | Food Preparation | Natural Gas | Steamer | E9 | Participant - Cost of Operation | 0 | 0 | 0 | 0 | 0 | 0 | 0 | 0 | 0 | 0 | 0 | 0 | 0 | 0 | 0 | 0 | 0 | 0 | 0 | 0 | 0 | 0 | 0 | 0 | 0 | 0 | 0 | 0 | 0 | 0 | 0
F2_Commercial_Retail_Existing_Food Preparation_Natural Gas_Steamer_E10 | F2 | Commercial | Retail | Existing | Food Preparation | Natural Gas | Steamer | E10 | Participant - Cost of Operation | 0 | 0 | 0 | 0 | 0 | 0 | 0 | 0 | 0 | 0 | 0 | 0 | 0 | 0 | 0 | 0 | 0 | 0 | 0 | 0 | 0 | 0 | 0 | 0 | 0 | 0 | 0 | 0 | 0 | 0 | 0
F3_Commercial_Retail_Existing_Food Preparation_Natural Gas_Steamer_E1 | F3 | Commercial | Retail | Existing | Food Preparation | Natural Gas | Steamer | E1 | System - kBTUs of Conusmption | 9.0753 | 9.0935 | 9.0819 | 0 | 0 | 0 | 0 | 0 | 0 | 0 | 0 | 0 | 0 | 0 | 0 | 0 | 0 | 0 | 0 | 0 | 0 | 0 | 0 | 0 | 0 | 0 | 0 | 0 | 0 | 0 | 0
F3_Commercial_Retail_Existing_Food Preparation_Natural Gas_Steamer_E2 | F3 | Commercial | Retail | Existing | Food Preparation | Natural Gas | Steamer | E2 | System - kBTUs of Conusmption | 1.893 | 1.8968 | 1.8944 | 1.8928 | 1.8928 | 1.8928 | 1.8928 | 1.8928 | 1.8928 | 1.8928 | 1.8928 | 1.8928 | 1.8928 | 1.8928 | 1.8928 | 1.8928 | 1.8928 | 1.8928 | 1.8928 | 1.8928 | 1.8928 | 1.8928 | 1.8928 | 1.8928 | 1.8928 | 1.8928 | 1.8928 | 1.8928 | 1.8928 | 1.8928 | 1.8928
F3_Commercial_Retail_Existing_Food Preparation_Natural Gas_Steamer_E3 | F3 | Commercial | Retail | Existing | Food Preparation | Natural Gas | Steamer | E3 | System - kBTUs of Conusmption | 0 | 0 | 0 | 0 | 0 | 0 | 0 | 0 | 0 | 0 | 0 | 0 | 0 | 0 | 0 | 0 | 0 | 0 | 0 | 0 | 0 | 0 | 0 | 0 | 0 | 0 | 0 | 0 | 0 | 0 | 0
F3_Commercial_Retail_Existing_Food Preparation_Natural Gas_Steamer_E4 | F3 | Commercial | Retail | Existing | Food Preparation | Natural Gas | Steamer | E4 | System - kBTUs of Conusmption | 0 | 0 | 0 | 0 | 0 | 0 | 0 | 0 | 0 | 0 | 0 | 0 | 0 | 0 | 0 | 0 | 0 | 0 | 0 | 0 | 0 | 0 | 0 | 0 | 0 | 0 | 0 | 0 | 0 | 0 | 0
F3_Commercial_Retail_Existing_Food Preparation_Natural Gas_Steamer_E5 | F3 | Commercial | Retail | Existing | Food Preparation | Natural Gas | Steamer | E5 | System - kBTUs of Conusmption | 0 | 0 | 0 | 0 | 0 | 0 | 0 | 0 | 0 | 0 | 0 | 0 | 0 | 0 | 0 | 0 | 0 | 0 | 0 | 0 | 0 | 0 | 0 | 0 | 0 | 0 | 0 | 0 | 0 | 0 | 0
F3_Commercial_Retail_Existing_Food Preparation_Natural Gas_Steamer_E6 | F3 | Commercial | Retail | Existing | Food Preparation | Natural Gas | Steamer | E6 | System - kBTUs of Conusmption | 0 | 0 | 0 | 0 | 0 | 0 | 0 | 0 | 0 | 0 | 0 | 0 | 0 | 0 | 0 | 0 | 0 | 0 | 0 | 0 | 0 | 0 | 0 | 0 | 0 | 0 | 0 | 0 | 0 | 0 | 0
F3_Commercial_Retail_Existing_Food Preparation_Natural Gas_Steamer_E7 | F3 | Commercial | Retail | Existing | Food Preparation | Natural Gas | Steamer | E7 | System - kBTUs of Conusmption | 0 | 0 | 0 | 0 | 0 | 0 | 0 | 0 | 0 | 0 | 0 | 0 | 0 | 0 | 0 | 0 | 0 | 0 | 0 | 0 | 0 | 0 | 0 | 0 | 0 | 0 | 0 | 0 | 0 | 0 | 0
F3_Commercial_Retail_Existing_Food Preparation_Natural Gas_Steamer_E8 | F3 | Commercial | Retail | Existing | Food Preparation | Natural Gas | Steamer | E8 | System - kBTUs of Conusmption | 0 | 0 | 0 | 0 | 0 | 0 | 0 | 0 | 0 | 0 | 0 | 0 | 0 | 0 | 0 | 0 | 0 | 0 | 0 | 0 | 0 | 0 | 0 | 0 | 0 | 0 | 0 | 0 | 0 | 0 | 0
F3_Commercial_Retail_Existing_Food Preparation_Natural Gas_Steamer_E9 | F3 | Commercial | Retail | Existing | Food Preparation | Natural Gas | Steamer | E9 | System - kBTUs of Conusmption | 0 | 0 | 0 | 0 | 0 | 0 | 0 | 0 | 0 | 0 | 0 | 0 | 0 | 0 | 0 | 0 | 0 | 0 | 0 | 0 | 0 | 0 | 0 | 0 | 0 | 0 | 0 | 0 | 0 | 0 | 0
F3_Commercial_Retail_Existing_Food Preparation_Natural Gas_Steamer_E10 | F3 | Commercial | Retail | Existing | Food Preparation | Natural Gas | Steamer | E10 | System - kBTUs of Conusmption | 0 | 0 | 0 | 0 | 0 | 0 | 0 | 0 | 0 | 0 | 0 | 0 | 0 | 0 | 0 | 0 | 0 | 0 | 0 | 0 | 0 | 0 | 0 | 0 | 0 | 0 | 0 | 0 | 0 | 0 | 0
F4_Commercial_Retail_Existing_Food Preparation_Natural Gas_Steamer_E1 | F4 | Commercial | Retail | Existing | Food Preparation | Natural Gas | Steamer | E1 | Utility - Cost of Equipment | 0.098603 | 0.098603 | 0.098603 | 0 | 0 | 0 | 0 | 0 | 0 | 0 | 0 | 0 | 0 | 0 | 0 | 0 | 0 | 0 | 0 | 0 | 0 | 0 | 0 | 0 | 0 | 0 | 0 | 0 | 0 | 0 | 0
F4_Commercial_Retail_Existing_Food Preparation_Natural Gas_Steamer_E2 | F4 | Commercial | Retail | Existing | Food Preparation | Natural Gas | Steamer | E2 | Utility - Cost of Equipment | 0.10593 | 0.10593 | 0.10593 | 0.10593 | 0.10593 | 0.10593 | 0.10593 | 0.10593 | 0.10593 | 0.10593 | 0.10593 | 0.10593 | 0.10593 | 0.10593 | 0.10593 | 0.10593 | 0.10593 | 0.10593 | 0.10593 | 0.10593 | 0.10593 | 0.10593 | 0.10593 | 0.10593 | 0.10593 | 0.10593 | 0.10593 | 0.10593 | 0.10593 | 0.10593 | 0.10593
F4_Commercial_Retail_Existing_Food Preparation_Natural Gas_Steamer_E3 | F4 | Commercial | Retail | Existing | Food Preparation | Natural Gas | Steamer | E3 | Utility - Cost of Equipment | 0 | 0 | 0 | 0 | 0 | 0 | 0 | 0 | 0 | 0 | 0 | 0 | 0 | 0 | 0 | 0 | 0 | 0 | 0 | 0 | 0 | 0 | 0 | 0 | 0 | 0 | 0 | 0 | 0 | 0 | 0
F4_Commercial_Retail_Existing_Food Preparation_Natural Gas_Steamer_E4 | F4 | Commercial | Retail | Existing | Food Preparation | Natural Gas | Steamer | E4 | Utility - Cost of Equipment | 0 | 0 | 0 | 0 | 0 | 0 | 0 | 0 | 0 | 0 | 0 | 0 | 0 | 0 | 0 | 0 | 0 | 0 | 0 | 0 | 0 | 0 | 0 | 0 | 0 | 0 | 0 | 0 | 0 | 0 | 0
F4_Commercial_Retail_Existing_Food Preparation_Natural Gas_Steamer_E5 | F4 | Commercial | Retail | Existing | Food Preparation | Natural Gas | Steamer | E5 | Utility - Cost of Equipment | 0 | 0 | 0 | 0 | 0 | 0 | 0 | 0 | 0 | 0 | 0 | 0 | 0 | 0 | 0 | 0 | 0 | 0 | 0 | 0 | 0 | 0 | 0 | 0 | 0 | 0 | 0 | 0 | 0 | 0 | 0
F4_Commercial_Retail_Existing_Food Preparation_Natural Gas_Steamer_E6 | F4 | Commercial | Retail | Existing | Food Preparation | Natural Gas | Steamer | E6 | Utility - Cost of Equipment | 0 | 0 | 0 | 0 | 0 | 0 | 0 | 0 | 0 | 0 | 0 | 0 | 0 | 0 | 0 | 0 | 0 | 0 | 0 | 0 | 0 | 0 | 0 | 0 | 0 | 0 | 0 | 0 | 0 | 0 | 0
F4_Commercial_Retail_Existing_Food Preparation_Natural Gas_Steamer_E7 | F4 | Commercial | Retail | Existing | Food Preparation | Natural Gas | Steamer | E7 | Utility - Cost of Equipment | 0 | 0 | 0 | 0 | 0 | 0 | 0 | 0 | 0 | 0 | 0 | 0 | 0 | 0 | 0 | 0 | 0 | 0 | 0 | 0 | 0 | 0 | 0 | 0 | 0 | 0 | 0 | 0 | 0 | 0 | 0
F4_Commercial_Retail_Existing_Food Preparation_Natural Gas_Steamer_E8 | F4 | Commercial | Retail | Existing | Food Preparation | Natural Gas | Steamer | E8 | Utility - Cost of Equipment | 0 | 0 | 0 | 0 | 0 | 0 | 0 | 0 | 0 | 0 | 0 | 0 | 0 | 0 | 0 | 0 | 0 | 0 | 0 | 0 | 0 | 0 | 0 | 0 | 0 | 0 | 0 | 0 | 0 | 0 | 0
F4_Commercial_Retail_Existing_Food Preparation_Natural Gas_Steamer_E9 | F4 | Commercial | Retail | Existing | Food Preparation | Natural Gas | Steamer | E9 | Utility - Cost of Equipment | 0 | 0 | 0 | 0 | 0 | 0 | 0 | 0 | 0 | 0 | 0 | 0 | 0 | 0 | 0 | 0 | 0 | 0 | 0 | 0 | 0 | 0 | 0 | 0 | 0 | 0 | 0 | 0 | 0 | 0 | 0
F4_Commercial_Retail_Existing_Food Preparation_Natural Gas_Steamer_E10 | F4 | Commercial | Retail | Existing | Food Preparation | Natural Gas | Steamer | E10 | Utility - Cost of Equipment | 0 | 0 | 0 | 0 | 0 | 0 | 0 | 0 | 0 | 0 | 0 | 0 | 0 | 0 | 0 | 0 | 0 | 0 | 0 | 0 | 0 | 0 | 0 | 0 | 0 | 0 | 0 | 0 | 0 | 0 | 0
F5_Commercial_Retail_Existing_Food Preparation_Natural Gas_Steamer_E1 | F5 | Commercial | Retail | Existing | Food Preparation | Natural Gas | Steamer | E1 | Utility - Cost of Operation | 0.090046 | 0.090809 | 0.091248 | 0 | 0 | 0 | 0 | 0 | 0 | 0 | 0 | 0 | 0 | 0 | 0 | 0 | 0 | 0 | 0 | 0 | 0 | 0 | 0 | 0 | 0 | 0 | 0 | 0 | 0 | 0 | 0
F5_Commercial_Retail_Existing_Food Preparation_Natural Gas_Steamer_E2 | F5 | Commercial | Retail | Existing | Food Preparation | Natural Gas | Steamer | E2 | Utility - Cost of Operation | 0.018783 | 0.018942 | 0.019033 | 0.019119 | 0.019307 | 0.01817 | 0.017229 | 0.017194 | 0.017506 | 0.017784 | 0.018206 | 0.018589 | 0.016537 | 0.017006 | 0.017697 | 0.0183 | 0.01832 | 0.01838 | 0.01803 | 0.018245 | 0.018391 | 0.018595 | 0.018856 | 0.0094182 | 0.0092342 | 0.0090613 | 0.0088979 | 0.0087425 | 0.0085937 | 0.0084504 | 0.0083116
F5_Commercial_Retail_Existing_Food Preparation_Natural Gas_Steamer_E3 | F5 | Commercial | Retail | Existing | Food Preparation | Natural Gas | Steamer | E3 | Utility - Cost of Operation | 0 | 0 | 0 | 0 | 0 | 0 | 0 | 0 | 0 | 0 | 0 | 0 | 0 | 0 | 0 | 0 | 0 | 0 | 0 | 0 | 0 | 0 | 0 | 0 | 0 | 0 | 0 | 0 | 0 | 0 | 0
F5_Commercial_Retail_Existing_Food Preparation_Natural Gas_Steamer_E4 | F5 | Commercial | Retail | Existing | Food Preparation | Natural Gas | Steamer | E4 | Utility - Cost of Operation | 0 | 0 | 0 | 0 | 0 | 0 | 0 | 0 | 0 | 0 | 0 | 0 | 0 | 0 | 0 | 0 | 0 | 0 | 0 | 0 | 0 | 0 | 0 | 0 | 0 | 0 | 0 | 0 | 0 | 0 | 0
F5_Commercial_Retail_Existing_Food Preparation_Natural Gas_Steamer_E5 | F5 | Commercial | Retail | Existing | Food Preparation | Natural Gas | Steamer | E5 | Utility - Cost of Operation | 0 | 0 | 0 | 0 | 0 | 0 | 0 | 0 | 0 | 0 | 0 | 0 | 0 | 0 | 0 | 0 | 0 | 0 | 0 | 0 | 0 | 0 | 0 | 0 | 0 | 0 | 0 | 0 | 0 | 0 | 0
F5_Commercial_Retail_Existing_Food Preparation_Natural Gas_Steamer_E6 | F5 | Commercial | Retail | Existing | Food Preparation | Natural Gas | Steamer | E6 | Utility - Cost of Operation | 0 | 0 | 0 | 0 | 0 | 0 | 0 | 0 | 0 | 0 | 0 | 0 | 0 | 0 | 0 | 0 | 0 | 0 | 0 | 0 | 0 | 0 | 0 | 0 | 0 | 0 | 0 | 0 | 0 | 0 | 0
F5_Commercial_Retail_Existing_Food Preparation_Natural Gas_Steamer_E7 | F5 | Commercial | Retail | Existing | Food Preparation | Natural Gas | Steamer | E7 | Utility - Cost of Operation | 0 | 0 | 0 | 0 | 0 | 0 | 0 | 0 | 0 | 0 | 0 | 0 | 0 | 0 | 0 | 0 | 0 | 0 | 0 | 0 | 0 | 0 | 0 | 0 | 0 | 0 | 0 | 0 | 0 | 0 | 0
F5_Commercial_Retail_Existing_Food Preparation_Natural Gas_Steamer_E8 | F5 | Commercial | Retail | Existing | Food Preparation | Natural Gas | Steamer | E8 | Utility - Cost of Operation | 0 | 0 | 0 | 0 | 0 | 0 | 0 | 0 | 0 | 0 | 0 | 0 | 0 | 0 | 0 | 0 | 0 | 0 | 0 | 0 | 0 | 0 | 0 | 0 | 0 | 0 | 0 | 0 | 0 | 0 | 0
F5_Commercial_Retail_Existing_Food Preparation_Natural Gas_Steamer_E9 | F5 | Commercial | Retail | Existing | Food Preparation | Natural Gas | Steamer | E9 | Utility - Cost of Operation | 0 | 0 | 0 | 0 | 0 | 0 | 0 | 0 | 0 | 0 | 0 | 0 | 0 | 0 | 0 | 0 | 0 | 0 | 0 | 0 | 0 | 0 | 0 | 0 | 0 | 0 | 0 | 0 | 0 | 0 | 0
F5_Commercial_Retail_Existing_Food Preparation_Natural Gas_Steamer_E10 | F5 | Commercial | Retail | Existing | Food Preparation | Natural Gas | Steamer | E10 | Utility - Cost of Operation | 0 | 0 | 0 | 0 | 0 | 0 | 0 | 0 | 0 | 0 | 0 | 0 | 0 | 0 | 0 | 0 | 0 | 0 | 0 | 0 | 0 | 0 | 0 | 0 | 0 | 0 | 0 | 0 | 0 | 0 | 0
F6_Commercial_Retail_Existing_Food Preparation_Natural Gas_Steamer_E1 | F6 | Commercial | Retail | Existing | Food Preparation | Natural Gas | Steamer | E1 | Utility - Value of Sales | 0.10788 | 0.10879 | 0.10932 | 0 | 0 | 0 | 0 | 0 | 0 | 0 | 0 | 0 | 0 | 0 | 0 | 0 | 0 | 0 | 0 | 0 | 0 | 0 | 0 | 0 | 0 | 0 | 0 | 0 | 0 | 0 | 0
F6_Commercial_Retail_Existing_Food Preparation_Natural Gas_Steamer_E2 | F6 | Commercial | Retail | Existing | Food Preparation | Natural Gas | Steamer | E2 | Utility - Value of Sales | 0.022503 | 0.022694 | 0.022803 | 0.022906 | 0.023131 | 0.021768 | 0.020641 | 0.020599 | 0.020973 | 0.021307 | 0.021813 | 0.022271 | 0.019813 | 0.020375 | 0.021202 | 0.021925 | 0.021949 | 0.022021 | 0.021601 | 0.021859 | 0.022034 | 0.022278 | 0.022591 | 0.011284 | 0.011063 | 0.010856 | 0.01066 | 0.010474 | 0.010296 | 0.010124 | 0.0099578
F6_Commercial_Retail_Existing_Food Preparation_Natural Gas_Steamer_E3 | F6 | Commercial | Retail | Existing | Food Preparation | Natural Gas | Steamer | E3 | Utility - Value of Sales | 0 | 0 | 0 | 0 | 0 | 0 | 0 | 0 | 0 | 0 | 0 | 0 | 0 | 0 | 0 | 0 | 0 | 0 | 0 | 0 | 0 | 0 | 0 | 0 | 0 | 0 | 0 | 0 | 0 | 0 | 0
F6_Commercial_Retail_Existing_Food Preparation_Natural Gas_Steamer_E4 | F6 | Commercial | Retail | Existing | Food Preparation | Natural Gas | Steamer | E4 | Utility - Value of Sales | 0 | 0 | 0 | 0 | 0 | 0 | 0 | 0 | 0 | 0 | 0 | 0 | 0 | 0 | 0 | 0 | 0 | 0 | 0 | 0 | 0 | 0 | 0 | 0 | 0 | 0 | 0 | 0 | 0 | 0 | 0
F6_Commercial_Retail_Existing_Food Preparation_Natural Gas_Steamer_E5 | F6 | Commercial | Retail | Existing | Food Preparation | Natural Gas | Steamer | E5 | Utility - Value of Sales | 0 | 0 | 0 | 0 | 0 | 0 | 0 | 0 | 0 | 0 | 0 | 0 | 0 | 0 | 0 | 0 | 0 | 0 | 0 | 0 | 0 | 0 | 0 | 0 | 0 | 0 | 0 | 0 | 0 | 0 | 0
F6_Commercial_Retail_Existing_Food Preparation_Natural Gas_Steamer_E6 | F6 | Commercial | Retail | Existing | Food Preparation | Natural Gas | Steamer | E6 | Utility - Value of Sales | 0 | 0 | 0 | 0 | 0 | 0 | 0 | 0 | 0 | 0 | 0 | 0 | 0 | 0 | 0 | 0 | 0 | 0 | 0 | 0 | 0 | 0 | 0 | 0 | 0 | 0 | 0 | 0 | 0 | 0 | 0
F6_Commercial_Retail_Existing_Food Preparation_Natural Gas_Steamer_E7 | F6 | Commercial | Retail | Existing | Food Preparation | Natural Gas | Steamer | E7 | Utility - Value of Sales | 0 | 0 | 0 | 0 | 0 | 0 | 0 | 0 | 0 | 0 | 0 | 0 | 0 | 0 | 0 | 0 | 0 | 0 | 0 | 0 | 0 | 0 | 0 | 0 | 0 | 0 | 0 | 0 | 0 | 0 | 0
F6_Commercial_Retail_Existing_Food Preparation_Natural Gas_Steamer_E8 | F6 | Commercial | Retail | Existing | Food Preparation | Natural Gas | Steamer | E8 | Utility - Value of Sales | 0 | 0 | 0 | 0 | 0 | 0 | 0 | 0 | 0 | 0 | 0 | 0 | 0 | 0 | 0 | 0 | 0 | 0 | 0 | 0 | 0 | 0 | 0 | 0 | 0 | 0 | 0 | 0 | 0 | 0 | 0
F6_Commercial_Retail_Existing_Food Preparation_Natural Gas_Steamer_E9 | F6 | Commercial | Retail | Existing | Food Preparation | Natural Gas | Steamer | E9 | Utility - Value of Sales | 0 | 0 | 0 | 0 | 0 | 0 | 0 | 0 | 0 | 0 | 0 | 0 | 0 | 0 | 0 | 0 | 0 | 0 | 0 | 0 | 0 | 0 | 0 | 0 | 0 | 0 | 0 | 0 | 0 | 0 | 0
F6_Commercial_Retail_Existing_Food Preparation_Natural Gas_Steamer_E10 | F6 | Commercial | Retail | Existing | Food Preparation | Natural Gas | Steamer | E10 | Utility - Value of Sales | 0 | 0 | 0 | 0 | 0 | 0 | 0 | 0 | 0 | 0 | 0 | 0 | 0 | 0 | 0 | 0 | 0 | 0 | 0 | 0 | 0 | 0 | 0 | 0 | 0 | 0 | 0 | 0 | 0 | 0 | 0
F1_Commercial_Retail_Existing_Food Preparation_Natural Gas_Food Prep Other_E1 | F1 | Commercial | Retail | Existing | Food Preparation | Natural Gas | Food Prep Other | E1 | Participant - Cost of Equipment | 0.004119 | 0.004119 | 0.004119 | 0.004119 | 0.004119 | 0.004119 | 0.004119 | 0.004119 | 0.004119 | 0.004119 | 0.004119 | 0.004119 | 0.004119 | 0.004119 | 0.004119 | 0.004119 | 0.004119 | 0.004119 | 0.004119 | 0.004119 | 0.004119 | 0.004119 | 0.004119 | 0.004119 | 0.004119 | 0.004119 | 0.004119 | 0.004119 | 0.004119 | 0.004119 | 0.004119
F1_Commercial_Retail_Existing_Food Preparation_Natural Gas_Food Prep Other_E2 | F1 | Commercial | Retail | Existing | Food Preparation | Natural Gas | Food Prep Other | E2 | Participant - Cost of Equipment | 0.0041231 | 0.0041231 | 0.0041231 | 0.0041231 | 0.0041231 | 0.0041231 | 0.0041231 | 0.0041231 | 0.0041231 | 0.0041231 | 0.0041231 | 0.0041231 | 0.0041231 | 0.0041231 | 0.0041231 | 0.0041231 | 0.0041231 | 0.0041231 | 0.0041231 | 0.0041231 | 0.0041231 | 0.0041231 | 0.0041231 | 0.0041231 | 0.0041231 | 0.0041231 | 0.0041231 | 0.0041231 | 0.0041231 | 0.0041231 | 0.0041231
F1_Commercial_Retail_Existing_Food Preparation_Natural Gas_Food Prep Other_E3 | F1 | Commercial | Retail | Existing | Food Preparation | Natural Gas | Food Prep Other | E3 | Participant - Cost of Equipment | 0 | 0 | 0 | 0 | 0 | 0 | 0 | 0 | 0 | 0 | 0 | 0 | 0 | 0 | 0 | 0 | 0 | 0 | 0 | 0 | 0 | 0 | 0 | 0 | 0 | 0 | 0 | 0 | 0 | 0 | 0
F1_Commercial_Retail_Existing_Food Preparation_Natural Gas_Food Prep Other_E4 | F1 | Commercial | Retail | Existing | Food Preparation | Natural Gas | Food Prep Other | E4 | Participant - Cost of Equipment | 0 | 0 | 0 | 0 | 0 | 0 | 0 | 0 | 0 | 0 | 0 | 0 | 0 | 0 | 0 | 0 | 0 | 0 | 0 | 0 | 0 | 0 | 0 | 0 | 0 | 0 | 0 | 0 | 0 | 0 | 0
F1_Commercial_Retail_Existing_Food Preparation_Natural Gas_Food Prep Other_E5 | F1 | Commercial | Retail | Existing | Food Preparation | Natural Gas | Food Prep Other | E5 | Participant - Cost of Equipment | 0 | 0 | 0 | 0 | 0 | 0 | 0 | 0 | 0 | 0 | 0 | 0 | 0 | 0 | 0 | 0 | 0 | 0 | 0 | 0 | 0 | 0 | 0 | 0 | 0 | 0 | 0 | 0 | 0 | 0 | 0
F1_Commercial_Retail_Existing_Food Preparation_Natural Gas_Food Prep Other_E6 | F1 | Commercial | Retail | Existing | Food Preparation | Natural Gas | Food Prep Other | E6 | Participant - Cost of Equipment | 0 | 0 | 0 | 0 | 0 | 0 | 0 | 0 | 0 | 0 | 0 | 0 | 0 | 0 | 0 | 0 | 0 | 0 | 0 | 0 | 0 | 0 | 0 | 0 | 0 | 0 | 0 | 0 | 0 | 0 | 0
F1_Commercial_Retail_Existing_Food Preparation_Natural Gas_Food Prep Other_E7 | F1 | Commercial | Retail | Existing | Food Preparation | Natural Gas | Food Prep Other | E7 | Participant - Cost of Equipment | 0 | 0 | 0 | 0 | 0 | 0 | 0 | 0 | 0 | 0 | 0 | 0 | 0 | 0 | 0 | 0 | 0 | 0 | 0 | 0 | 0 | 0 | 0 | 0 | 0 | 0 | 0 | 0 | 0 | 0 | 0
F1_Commercial_Retail_Existing_Food Preparation_Natural Gas_Food Prep Other_E8 | F1 | Commercial | Retail | Existing | Food Preparation | Natural Gas | Food Prep Other | E8 | Participant - Cost of Equipment | 0 | 0 | 0 | 0 | 0 | 0 | 0 | 0 | 0 | 0 | 0 | 0 | 0 | 0 | 0 | 0 | 0 | 0 | 0 | 0 | 0 | 0 | 0 | 0 | 0 | 0 | 0 | 0 | 0 | 0 | 0
F1_Commercial_Retail_Existing_Food Preparation_Natural Gas_Food Prep Other_E9 | F1 | Commercial | Retail | Existing | Food Preparation | Natural Gas | Food Prep Other | E9 | Participant - Cost of Equipment | 0 | 0 | 0 | 0 | 0 | 0 | 0 | 0 | 0 | 0 | 0 | 0 | 0 | 0 | 0 | 0 | 0 | 0 | 0 | 0 | 0 | 0 | 0 | 0 | 0 | 0 | 0 | 0 | 0 | 0 | 0
F1_Commercial_Retail_Existing_Food Preparation_Natural Gas_Food Prep Other_E10 | F1 | Commercial | Retail | Existing | Food Preparation | Natural Gas | Food Prep Other | E10 | Participant - Cost of Equipment | 0 | 0 | 0 | 0 | 0 | 0 | 0 | 0 | 0 | 0 | 0 | 0 | 0 | 0 | 0 | 0 | 0 | 0 | 0 | 0 | 0 | 0 | 0 | 0 | 0 | 0 | 0 | 0 | 0 | 0 | 0
F2_Commercial_Retail_Existing_Food Preparation_Natural Gas_Food Prep Other_E1 | F2 | Commercial | Retail | Existing | Food Preparation | Natural Gas | Food Prep Other | E1 | Participant - Cost of Operation | 0.046614 | 0.047538 | 0.048199 | 0.048915 | 0.049944 | 0.046793 | 0.04433 | 0.043034 | 0.042569 | 0.041855 | 0.041373 | 0.043566 | 0.038989 | 0.041674 | 0.04512 | 0.048469 | 0.048594 | 0.048826 | 0.047893 | 0.048559 | 0.049025 | 0.049653 | 0.050444 | 0.023761 | 0.023287 | 0.022844 | 0.022426 | 0.02203 | 0.021652 | 0.021288 | 0.020937
F2_Commercial_Retail_Existing_Food Preparation_Natural Gas_Food Prep Other_E2 | F2 | Commercial | Retail | Existing | Food Preparation | Natural Gas | Food Prep Other | E2 | Participant - Cost of Operation | 0.046614 | 0.047538 | 0.048198 | 0.048915 | 0.049944 | 0.046792 | 0.044329 | 0.043034 | 0.042569 | 0.041855 | 0.041373 | 0.043565 | 0.038989 | 0.041674 | 0.04512 | 0.048469 | 0.048594 | 0.048826 | 0.047893 | 0.048558 | 0.049024 | 0.049653 | 0.050443 | 0.023761 | 0.023287 | 0.022844 | 0.022426 | 0.02203 | 0.021652 | 0.021288 | 0.020936
F2_Commercial_Retail_Existing_Food Preparation_Natural Gas_Food Prep Other_E3 | F2 | Commercial | Retail | Existing | Food Preparation | Natural Gas | Food Prep Other | E3 | Participant - Cost of Operation | 0 | 0 | 0 | 0 | 0 | 0 | 0 | 0 | 0 | 0 | 0 | 0 | 0 | 0 | 0 | 0 | 0 | 0 | 0 | 0 | 0 | 0 | 0 | 0 | 0 | 0 | 0 | 0 | 0 | 0 | 0
F2_Commercial_Retail_Existing_Food Preparation_Natural Gas_Food Prep Other_E4 | F2 | Commercial | Retail | Existing | Food Preparation | Natural Gas | Food Prep Other | E4 | Participant - Cost of Operation | 0 | 0 | 0 | 0 | 0 | 0 | 0 | 0 | 0 | 0 | 0 | 0 | 0 | 0 | 0 | 0 | 0 | 0 | 0 | 0 | 0 | 0 | 0 | 0 | 0 | 0 | 0 | 0 | 0 | 0 | 0
F2_Commercial_Retail_Existing_Food Preparation_Natural Gas_Food Prep Other_E5 | F2 | Commercial | Retail | Existing | Food Preparation | Natural Gas | Food Prep Other | E5 | Participant - Cost of Operation | 0 | 0 | 0 | 0 | 0 | 0 | 0 | 0 | 0 | 0 | 0 | 0 | 0 | 0 | 0 | 0 | 0 | 0 | 0 | 0 | 0 | 0 | 0 | 0 | 0 | 0 | 0 | 0 | 0 | 0 | 0
F2_Commercial_Retail_Existing_Food Preparation_Natural Gas_Food Prep Other_E6 | F2 | Commercial | Retail | Existing | Food Preparation | Natural Gas | Food Prep Other | E6 | Participant - Cost of Operation | 0 | 0 | 0 | 0 | 0 | 0 | 0 | 0 | 0 | 0 | 0 | 0 | 0 | 0 | 0 | 0 | 0 | 0 | 0 | 0 | 0 | 0 | 0 | 0 | 0 | 0 | 0 | 0 | 0 | 0 | 0
F2_Commercial_Retail_Existing_Food Preparation_Natural Gas_Food Prep Other_E7 | F2 | Commercial | Retail | Existing | Food Preparation | Natural Gas | Food Prep Other | E7 | Participant - Cost of Operation | 0 | 0 | 0 | 0 | 0 | 0 | 0 | 0 | 0 | 0 | 0 | 0 | 0 | 0 | 0 | 0 | 0 | 0 | 0 | 0 | 0 | 0 | 0 | 0 | 0 | 0 | 0 | 0 | 0 | 0 | 0
F2_Commercial_Retail_Existing_Food Preparation_Natural Gas_Food Prep Other_E8 | F2 | Commercial | Retail | Existing | Food Preparation | Natural Gas | Food Prep Other | E8 | Participant - Cost of Operation | 0 | 0 | 0 | 0 | 0 | 0 | 0 | 0 | 0 | 0 | 0 | 0 | 0 | 0 | 0 | 0 | 0 | 0 | 0 | 0 | 0 | 0 | 0 | 0 | 0 | 0 | 0 | 0 | 0 | 0 | 0
F2_Commercial_Retail_Existing_Food Preparation_Natural Gas_Food Prep Other_E9 | F2 | Commercial | Retail | Existing | Food Preparation | Natural Gas | Food Prep Other | E9 | Participant - Cost of Operation | 0 | 0 | 0 | 0 | 0 | 0 | 0 | 0 | 0 | 0 | 0 | 0 | 0 | 0 | 0 | 0 | 0 | 0 | 0 | 0 | 0 | 0 | 0 | 0 | 0 | 0 | 0 | 0 | 0 | 0 | 0
F2_Commercial_Retail_Existing_Food Preparation_Natural Gas_Food Prep Other_E10 | F2 | Commercial | Retail | Existing | Food Preparation | Natural Gas | Food Prep Other | E10 | Participant - Cost of Operation | 0 | 0 | 0 | 0 | 0 | 0 | 0 | 0 | 0 | 0 | 0 | 0 | 0 | 0 | 0 | 0 | 0 | 0 | 0 | 0 | 0 | 0 | 0 | 0 | 0 | 0 | 0 | 0 | 0 | 0 | 0
F3_Commercial_Retail_Existing_Food Preparation_Natural Gas_Food Prep Other_E1 | F3 | Commercial | Retail | Existing | Food Preparation | Natural Gas | Food Prep Other | E1 | System - kBTUs of Conusmption | 3.9007 | 3.91 | 3.9041 | 3.9 | 3.9 | 3.9 | 3.9 | 3.9 | 3.9 | 3.9 | 3.9 | 3.9 | 3.9 | 3.9 | 3.9 | 3.9 | 3.9 | 3.9 | 3.9 | 3.9 | 3.9 | 3.9 | 3.9 | 3.9 | 3.9 | 3.9 | 3.9 | 3.9 | 3.9 | 3.9 | 3.9
F3_Commercial_Retail_Existing_Food Preparation_Natural Gas_Food Prep Other_E2 | F3 | Commercial | Retail | Existing | Food Preparation | Natural Gas | Food Prep Other | E2 | System - kBTUs of Conusmption | 3.9006 | 3.91 | 3.904 | 3.9 | 3.9 | 3.9 | 3.9 | 3.9 | 3.9 | 3.9 | 3.9 | 3.9 | 3.9 | 3.9 | 3.9 | 3.9 | 3.9 | 3.9 | 3.9 | 3.9 | 3.9 | 3.9 | 3.9 | 3.9 | 3.9 | 3.9 | 3.9 | 3.9 | 3.9 | 3.9 | 3.9
F3_Commercial_Retail_Existing_Food Preparation_Natural Gas_Food Prep Other_E3 | F3 | Commercial | Retail | Existing | Food Preparation | Natural Gas | Food Prep Other | E3 | System - kBTUs of Conusmption | 0 | 0 | 0 | 0 | 0 | 0 | 0 | 0 | 0 | 0 | 0 | 0 | 0 | 0 | 0 | 0 | 0 | 0 | 0 | 0 | 0 | 0 | 0 | 0 | 0 | 0 | 0 | 0 | 0 | 0 | 0
F3_Commercial_Retail_Existing_Food Preparation_Natural Gas_Food Prep Other_E4 | F3 | Commercial | Retail | Existing | Food Preparation | Natural Gas | Food Prep Other | E4 | System - kBTUs of Conusmption | 0 | 0 | 0 | 0 | 0 | 0 | 0 | 0 | 0 | 0 | 0 | 0 | 0 | 0 | 0 | 0 | 0 | 0 | 0 | 0 | 0 | 0 | 0 | 0 | 0 | 0 | 0 | 0 | 0 | 0 | 0
F3_Commercial_Retail_Existing_Food Preparation_Natural Gas_Food Prep Other_E5 | F3 | Commercial | Retail | Existing | Food Preparation | Natural Gas | Food Prep Other | E5 | System - kBTUs of Conusmption | 0 | 0 | 0 | 0 | 0 | 0 | 0 | 0 | 0 | 0 | 0 | 0 | 0 | 0 | 0 | 0 | 0 | 0 | 0 | 0 | 0 | 0 | 0 | 0 | 0 | 0 | 0 | 0 | 0 | 0 | 0
F3_Commercial_Retail_Existing_Food Preparation_Natural Gas_Food Prep Other_E6 | F3 | Commercial | Retail | Existing | Food Preparation | Natural Gas | Food Prep Other | E6 | System - kBTUs of Conusmption | 0 | 0 | 0 | 0 | 0 | 0 | 0 | 0 | 0 | 0 | 0 | 0 | 0 | 0 | 0 | 0 | 0 | 0 | 0 | 0 | 0 | 0 | 0 | 0 | 0 | 0 | 0 | 0 | 0 | 0 | 0
F3_Commercial_Retail_Existing_Food Preparation_Natural Gas_Food Prep Other_E7 | F3 | Commercial | Retail | Existing | Food Preparation | Natural Gas | Food Prep Other | E7 | System - kBTUs of Conusmption | 0 | 0 | 0 | 0 | 0 | 0 | 0 | 0 | 0 | 0 | 0 | 0 | 0 | 0 | 0 | 0 | 0 | 0 | 0 | 0 | 0 | 0 | 0 | 0 | 0 | 0 | 0 | 0 | 0 | 0 | 0
F3_Commercial_Retail_Existing_Food Preparation_Natural Gas_Food Prep Other_E8 | F3 | Commercial | Retail | Existing | Food Preparation | Natural Gas | Food Prep Other | E8 | System - kBTUs of Conusmption | 0 | 0 | 0 | 0 | 0 | 0 | 0 | 0 | 0 | 0 | 0 | 0 | 0 | 0 | 0 | 0 | 0 | 0 | 0 | 0 | 0 | 0 | 0 | 0 | 0 | 0 | 0 | 0 | 0 | 0 | 0
F3_Commercial_Retail_Existing_Food Preparation_Natural Gas_Food Prep Other_E9 | F3 | Commercial | Retail | Existing | Food Preparation | Natural Gas | Food Prep Other | E9 | System - kBTUs of Conusmption | 0 | 0 | 0 | 0 | 0 | 0 | 0 | 0 | 0 | 0 | 0 | 0 | 0 | 0 | 0 | 0 | 0 | 0 | 0 | 0 | 0 | 0 | 0 | 0 | 0 | 0 | 0 | 0 | 0 | 0 | 0
F3_Commercial_Retail_Existing_Food Preparation_Natural Gas_Food Prep Other_E10 | F3 | Commercial | Retail | Existing | Food Preparation | Natural Gas | Food Prep Other | E10 | System - kBTUs of Conusmption | 0 | 0 | 0 | 0 | 0 | 0 | 0 | 0 | 0 | 0 | 0 | 0 | 0 | 0 | 0 | 0 | 0 | 0 | 0 | 0 | 0 | 0 | 0 | 0 | 0 | 0 | 0 | 0 | 0 | 0 | 0
F4_Commercial_Retail_Existing_Food Preparation_Natural Gas_Food Prep Other_E1 | F4 | Commercial | Retail | Existing | Food Preparation | Natural Gas | Food Prep Other | E1 | Utility - Cost of Equipment | 0.004119 | 0.004119 | 0.004119 | 0.004119 | 0.004119 | 0.004119 | 0.004119 | 0.004119 | 0.004119 | 0.004119 | 0.004119 | 0.004119 | 0.004119 | 0.004119 | 0.004119 | 0.004119 | 0.004119 | 0.004119 | 0.004119 | 0.004119 | 0.004119 | 0.004119 | 0.004119 | 0.004119 | 0.004119 | 0.004119 | 0.004119 | 0.004119 | 0.004119 | 0.004119 | 0.004119
F4_Commercial_Retail_Existing_Food Preparation_Natural Gas_Food Prep Other_E2 | F4 | Commercial | Retail | Existing | Food Preparation | Natural Gas | Food Prep Other | E2 | Utility - Cost of Equipment | 0.0041231 | 0.0041231 | 0.0041231 | 0.0041231 | 0.0041231 | 0.0041231 | 0.0041231 | 0.0041231 | 0.0041231 | 0.0041231 | 0.0041231 | 0.0041231 | 0.0041231 | 0.0041231 | 0.0041231 | 0.0041231 | 0.0041231 | 0.0041231 | 0.0041231 | 0.0041231 | 0.0041231 | 0.0041231 | 0.0041231 | 0.0041231 | 0.0041231 | 0.0041231 | 0.0041231 | 0.0041231 | 0.0041231 | 0.0041231 | 0.0041231
F4_Commercial_Retail_Existing_Food Preparation_Natural Gas_Food Prep Other_E3 | F4 | Commercial | Retail | Existing | Food Preparation | Natural Gas | Food Prep Other | E3 | Utility - Cost of Equipment | 0 | 0 | 0 | 0 | 0 | 0 | 0 | 0 | 0 | 0 | 0 | 0 | 0 | 0 | 0 | 0 | 0 | 0 | 0 | 0 | 0 | 0 | 0 | 0 | 0 | 0 | 0 | 0 | 0 | 0 | 0
F4_Commercial_Retail_Existing_Food Preparation_Natural Gas_Food Prep Other_E4 | F4 | Commercial | Retail | Existing | Food Preparation | Natural Gas | Food Prep Other | E4 | Utility - Cost of Equipment | 0 | 0 | 0 | 0 | 0 | 0 | 0 | 0 | 0 | 0 | 0 | 0 | 0 | 0 | 0 | 0 | 0 | 0 | 0 | 0 | 0 | 0 | 0 | 0 | 0 | 0 | 0 | 0 | 0 | 0 | 0
F4_Commercial_Retail_Existing_Food Preparation_Natural Gas_Food Prep Other_E5 | F4 | Commercial | Retail | Existing | Food Preparation | Natural Gas | Food Prep Other | E5 | Utility - Cost of Equipment | 0 | 0 | 0 | 0 | 0 | 0 | 0 | 0 | 0 | 0 | 0 | 0 | 0 | 0 | 0 | 0 | 0 | 0 | 0 | 0 | 0 | 0 | 0 | 0 | 0 | 0 | 0 | 0 | 0 | 0 | 0
F4_Commercial_Retail_Existing_Food Preparation_Natural Gas_Food Prep Other_E6 | F4 | Commercial | Retail | Existing | Food Preparation | Natural Gas | Food Prep Other | E6 | Utility - Cost of Equipment | 0 | 0 | 0 | 0 | 0 | 0 | 0 | 0 | 0 | 0 | 0 | 0 | 0 | 0 | 0 | 0 | 0 | 0 | 0 | 0 | 0 | 0 | 0 | 0 | 0 | 0 | 0 | 0 | 0 | 0 | 0
F4_Commercial_Retail_Existing_Food Preparation_Natural Gas_Food Prep Other_E7 | F4 | Commercial | Retail | Existing | Food Preparation | Natural Gas | Food Prep Other | E7 | Utility - Cost of Equipment | 0 | 0 | 0 | 0 | 0 | 0 | 0 | 0 | 0 | 0 | 0 | 0 | 0 | 0 | 0 | 0 | 0 | 0 | 0 | 0 | 0 | 0 | 0 | 0 | 0 | 0 | 0 | 0 | 0 | 0 | 0
F4_Commercial_Retail_Existing_Food Preparation_Natural Gas_Food Prep Other_E8 | F4 | Commercial | Retail | Existing | Food Preparation | Natural Gas | Food Prep Other | E8 | Utility - Cost of Equipment | 0 | 0 | 0 | 0 | 0 | 0 | 0 | 0 | 0 | 0 | 0 | 0 | 0 | 0 | 0 | 0 | 0 | 0 | 0 | 0 | 0 | 0 | 0 | 0 | 0 | 0 | 0 | 0 | 0 | 0 | 0
F4_Commercial_Retail_Existing_Food Preparation_Natural Gas_Food Prep Other_E9 | F4 | Commercial | Retail | Existing | Food Preparation | Natural Gas | Food Prep Other | E9 | Utility - Cost of Equipment | 0 | 0 | 0 | 0 | 0 | 0 | 0 | 0 | 0 | 0 | 0 | 0 | 0 | 0 | 0 | 0 | 0 | 0 | 0 | 0 | 0 | 0 | 0 | 0 | 0 | 0 | 0 | 0 | 0 | 0 | 0
F4_Commercial_Retail_Existing_Food Preparation_Natural Gas_Food Prep Other_E10 | F4 | Commercial | Retail | Existing | Food Preparation | Natural Gas | Food Prep Other | E10 | Utility - Cost of Equipment | 0 | 0 | 0 | 0 | 0 | 0 | 0 | 0 | 0 | 0 | 0 | 0 | 0 | 0 | 0 | 0 | 0 | 0 | 0 | 0 | 0 | 0 | 0 | 0 | 0 | 0 | 0 | 0 | 0 | 0 | 0
F5_Commercial_Retail_Existing_Food Preparation_Natural Gas_Food Prep Other_E1 | F5 | Commercial | Retail | Existing | Food Preparation | Natural Gas | Food Prep Other | E1 | Utility - Cost of Operation | 0.038908 | 0.039679 | 0.04023 | 0.040828 | 0.041687 | 0.039057 | 0.037001 | 0.03592 | 0.035532 | 0.034936 | 0.034534 | 0.036363 | 0.032544 | 0.034785 | 0.037661 | 0.040456 | 0.040561 | 0.040754 | 0.039975 | 0.040531 | 0.04092 | 0.041445 | 0.042104 | 0.019833 | 0.019437 | 0.019067 | 0.018719 | 0.018388 | 0.018072 | 0.017769 | 0.017475
F5_Commercial_Retail_Existing_Food Preparation_Natural Gas_Food Prep Other_E2 | F5 | Commercial | Retail | Existing | Food Preparation | Natural Gas | Food Prep Other | E2 | Utility - Cost of Operation | 0.038907 | 0.039679 | 0.04023 | 0.040828 | 0.041687 | 0.039057 | 0.037001 | 0.03592 | 0.035531 | 0.034935 | 0.034533 | 0.036363 | 0.032543 | 0.034784 | 0.03766 | 0.040456 | 0.04056 | 0.040754 | 0.039975 | 0.040531 | 0.04092 | 0.041444 | 0.042104 | 0.019833 | 0.019437 | 0.019067 | 0.018718 | 0.018388 | 0.018072 | 0.017769 | 0.017475
F5_Commercial_Retail_Existing_Food Preparation_Natural Gas_Food Prep Other_E3 | F5 | Commercial | Retail | Existing | Food Preparation | Natural Gas | Food Prep Other | E3 | Utility - Cost of Operation | 0 | 0 | 0 | 0 | 0 | 0 | 0 | 0 | 0 | 0 | 0 | 0 | 0 | 0 | 0 | 0 | 0 | 0 | 0 | 0 | 0 | 0 | 0 | 0 | 0 | 0 | 0 | 0 | 0 | 0 | 0
F5_Commercial_Retail_Existing_Food Preparation_Natural Gas_Food Prep Other_E4 | F5 | Commercial | Retail | Existing | Food Preparation | Natural Gas | Food Prep Other | E4 | Utility - Cost of Operation | 0 | 0 | 0 | 0 | 0 | 0 | 0 | 0 | 0 | 0 | 0 | 0 | 0 | 0 | 0 | 0 | 0 | 0 | 0 | 0 | 0 | 0 | 0 | 0 | 0 | 0 | 0 | 0 | 0 | 0 | 0
F5_Commercial_Retail_Existing_Food Preparation_Natural Gas_Food Prep Other_E5 | F5 | Commercial | Retail | Existing | Food Preparation | Natural Gas | Food Prep Other | E5 | Utility - Cost of Operation | 0 | 0 | 0 | 0 | 0 | 0 | 0 | 0 | 0 | 0 | 0 | 0 | 0 | 0 | 0 | 0 | 0 | 0 | 0 | 0 | 0 | 0 | 0 | 0 | 0 | 0 | 0 | 0 | 0 | 0 | 0
F5_Commercial_Retail_Existing_Food Preparation_Natural Gas_Food Prep Other_E6 | F5 | Commercial | Retail | Existing | Food Preparation | Natural Gas | Food Prep Other | E6 | Utility - Cost of Operation | 0 | 0 | 0 | 0 | 0 | 0 | 0 | 0 | 0 | 0 | 0 | 0 | 0 | 0 | 0 | 0 | 0 | 0 | 0 | 0 | 0 | 0 | 0 | 0 | 0 | 0 | 0 | 0 | 0 | 0 | 0
F5_Commercial_Retail_Existing_Food Preparation_Natural Gas_Food Prep Other_E7 | F5 | Commercial | Retail | Existing | Food Preparation | Natural Gas | Food Prep Other | E7 | Utility - Cost of Operation | 0 | 0 | 0 | 0 | 0 | 0 | 0 | 0 | 0 | 0 | 0 | 0 | 0 | 0 | 0 | 0 | 0 | 0 | 0 | 0 | 0 | 0 | 0 | 0 | 0 | 0 | 0 | 0 | 0 | 0 | 0
F5_Commercial_Retail_Existing_Food Preparation_Natural Gas_Food Prep Other_E8 | F5 | Commercial | Retail | Existing | Food Preparation | Natural Gas | Food Prep Other | E8 | Utility - Cost of Operation | 0 | 0 | 0 | 0 | 0 | 0 | 0 | 0 | 0 | 0 | 0 | 0 | 0 | 0 | 0 | 0 | 0 | 0 | 0 | 0 | 0 | 0 | 0 | 0 | 0 | 0 | 0 | 0 | 0 | 0 | 0
F5_Commercial_Retail_Existing_Food Preparation_Natural Gas_Food Prep Other_E9 | F5 | Commercial | Retail | Existing | Food Preparation | Natural Gas | Food Prep Other | E9 | Utility - Cost of Operation | 0 | 0 | 0 | 0 | 0 | 0 | 0 | 0 | 0 | 0 | 0 | 0 | 0 | 0 | 0 | 0 | 0 | 0 | 0 | 0 | 0 | 0 | 0 | 0 | 0 | 0 | 0 | 0 | 0 | 0 | 0
F5_Commercial_Retail_Existing_Food Preparation_Natural Gas_Food Prep Other_E10 | F5 | Commercial | Retail | Existing | Food Preparation | Natural Gas | Food Prep Other | E10 | Utility - Cost of Operation | 0 | 0 | 0 | 0 | 0 | 0 | 0 | 0 | 0 | 0 | 0 | 0 | 0 | 0 | 0 | 0 | 0 | 0 | 0 | 0 | 0 | 0 | 0 | 0 | 0 | 0 | 0 | 0 | 0 | 0 | 0
F6_Commercial_Retail_Existing_Food Preparation_Natural Gas_Food Prep Other_E1 | F6 | Commercial | Retail | Existing | Food Preparation | Natural Gas | Food Prep Other | E1 | Utility - Value of Sales | 0.046614 | 0.047538 | 0.048199 | 0.048915 | 0.049944 | 0.046793 | 0.04433 | 0.043034 | 0.042569 | 0.041855 | 0.041373 | 0.043566 | 0.038989 | 0.041674 | 0.04512 | 0.048469 | 0.048594 | 0.048826 | 0.047893 | 0.048559 | 0.049025 | 0.049653 | 0.050444 | 0.023761 | 0.023287 | 0.022844 | 0.022426 | 0.02203 | 0.021652 | 0.021288 | 0.020937
F6_Commercial_Retail_Existing_Food Preparation_Natural Gas_Food Prep Other_E2 | F6 | Commercial | Retail | Existing | Food Preparation | Natural Gas | Food Prep Other | E2 | Utility - Value of Sales | 0.046614 | 0.047538 | 0.048198 | 0.048915 | 0.049944 | 0.046792 | 0.044329 | 0.043034 | 0.042569 | 0.041855 | 0.041373 | 0.043565 | 0.038989 | 0.041674 | 0.04512 | 0.048469 | 0.048594 | 0.048826 | 0.047893 | 0.048558 | 0.049024 | 0.049653 | 0.050443 | 0.023761 | 0.023287 | 0.022844 | 0.022426 | 0.02203 | 0.021652 | 0.021288 | 0.020936
F6_Commercial_Retail_Existing_Food Preparation_Natural Gas_Food Prep Other_E3 | F6 | Commercial | Retail | Existing | Food Preparation | Natural Gas | Food Prep Other | E3 | Utility - Value of Sales | 0 | 0 | 0 | 0 | 0 | 0 | 0 | 0 | 0 | 0 | 0 | 0 | 0 | 0 | 0 | 0 | 0 | 0 | 0 | 0 | 0 | 0 | 0 | 0 | 0 | 0 | 0 | 0 | 0 | 0 | 0
F6_Commercial_Retail_Existing_Food Preparation_Natural Gas_Food Prep Other_E4 | F6 | Commercial | Retail | Existing | Food Preparation | Natural Gas | Food Prep Other | E4 | Utility - Value of Sales | 0 | 0 | 0 | 0 | 0 | 0 | 0 | 0 | 0 | 0 | 0 | 0 | 0 | 0 | 0 | 0 | 0 | 0 | 0 | 0 | 0 | 0 | 0 | 0 | 0 | 0 | 0 | 0 | 0 | 0 | 0
F6_Commercial_Retail_Existing_Food Preparation_Natural Gas_Food Prep Other_E5 | F6 | Commercial | Retail | Existing | Food Preparation | Natural Gas | Food Prep Other | E5 | Utility - Value of Sales | 0 | 0 | 0 | 0 | 0 | 0 | 0 | 0 | 0 | 0 | 0 | 0 | 0 | 0 | 0 | 0 | 0 | 0 | 0 | 0 | 0 | 0 | 0 | 0 | 0 | 0 | 0 | 0 | 0 | 0 | 0
F6_Commercial_Retail_Existing_Food Preparation_Natural Gas_Food Prep Other_E6 | F6 | Commercial | Retail | Existing | Food Preparation | Natural Gas | Food Prep Other | E6 | Utility - Value of Sales | 0 | 0 | 0 | 0 | 0 | 0 | 0 | 0 | 0 | 0 | 0 | 0 | 0 | 0 | 0 | 0 | 0 | 0 | 0 | 0 | 0 | 0 | 0 | 0 | 0 | 0 | 0 | 0 | 0 | 0 | 0
F6_Commercial_Retail_Existing_Food Preparation_Natural Gas_Food Prep Other_E7 | F6 | Commercial | Retail | Existing | Food Preparation | Natural Gas | Food Prep Other | E7 | Utility - Value of Sales | 0 | 0 | 0 | 0 | 0 | 0 | 0 | 0 | 0 | 0 | 0 | 0 | 0 | 0 | 0 | 0 | 0 | 0 | 0 | 0 | 0 | 0 | 0 | 0 | 0 | 0 | 0 | 0 | 0 | 0 | 0
F6_Commercial_Retail_Existing_Food Preparation_Natural Gas_Food Prep Other_E8 | F6 | Commercial | Retail | Existing | Food Preparation | Natural Gas | Food Prep Other | E8 | Utility - Value of Sales | 0 | 0 | 0 | 0 | 0 | 0 | 0 | 0 | 0 | 0 | 0 | 0 | 0 | 0 | 0 | 0 | 0 | 0 | 0 | 0 | 0 | 0 | 0 | 0 | 0 | 0 | 0 | 0 | 0 | 0 | 0
F6_Commercial_Retail_Existing_Food Preparation_Natural Gas_Food Prep Other_E9 | F6 | Commercial | Retail | Existing | Food Preparation | Natural Gas | Food Prep Other | E9 | Utility - Value of Sales | 0 | 0 | 0 | 0 | 0 | 0 | 0 | 0 | 0 | 0 | 0 | 0 | 0 | 0 | 0 | 0 | 0 | 0 | 0 | 0 | 0 | 0 | 0 | 0 | 0 | 0 | 0 | 0 | 0 | 0 | 0
F6_Commercial_Retail_Existing_Food Preparation_Natural Gas_Food Prep Other_E10 | F6 | Commercial | Retail | Existing | Food Preparation | Natural Gas | Food Prep Other | E10 | Utility - Value of Sales | 0 | 0 | 0 | 0 | 0 | 0 | 0 | 0 | 0 | 0 | 0 | 0 | 0 | 0 | 0 | 0 | 0 | 0 | 0 | 0 | 0 | 0 | 0 | 0 | 0 | 0 | 0 | 0 | 0 | 0 | 0
F1_Commercial_Retail_Existing_Miscellaneous_Natural Gas_Pool Heater_E1 | F1 | Commercial | Retail | Existing | Miscellaneous | Natural Gas | Pool Heater | E1 | Participant - Cost of Equipment | 4.1444e-05 | 4.1444e-05 | 4.1444e-05 | 4.1444e-05 | 4.1444e-05 | 4.1444e-05 | 4.1444e-05 | 4.1444e-05 | 4.1444e-05 | 4.1444e-05 | 4.1444e-05 | 4.1444e-05 | 4.1444e-05 | 4.1444e-05 | 4.1444e-05 | 4.1444e-05 | 4.1444e-05 | 4.1444e-05 | 4.1444e-05 | 4.1444e-05 | 4.1444e-05 | 4.1444e-05 | 4.1444e-05 | 4.1444e-05 | 4.1444e-05 | 4.1444e-05 | 4.1444e-05 | 4.1444e-05 | 4.1444e-05 | 4.1444e-05 | 4.1444e-05
F1_Commercial_Retail_Existing_Miscellaneous_Natural Gas_Pool Heater_E2 | F1 | Commercial | Retail | Existing | Miscellaneous | Natural Gas | Pool Heater | E2 | Participant - Cost of Equipment | 6.7859e-05 | 6.7859e-05 | 6.7859e-05 | 6.7859e-05 | 6.7859e-05 | 6.7859e-05 | 6.7859e-05 | 6.7859e-05 | 6.7859e-05 | 6.7859e-05 | 6.7859e-05 | 6.7859e-05 | 6.7859e-05 | 6.7859e-05 | 6.7859e-05 | 6.7859e-05 | 6.7859e-05 | 6.7859e-05 | 6.7859e-05 | 6.7859e-05 | 6.7859e-05 | 6.7859e-05 | 6.7859e-05 | 6.7859e-05 | 6.7859e-05 | 6.7859e-05 | 6.7859e-05 | 6.7859e-05 | 6.7859e-05 | 6.7859e-05 | 6.7859e-05
F1_Commercial_Retail_Existing_Miscellaneous_Natural Gas_Pool Heater_E3 | F1 | Commercial | Retail | Existing | Miscellaneous | Natural Gas | Pool Heater | E3 | Participant - Cost of Equipment | 0 | 0 | 0 | 0 | 0 | 0 | 0 | 0 | 0 | 0 | 0 | 0 | 0 | 0 | 0 | 0 | 0 | 0 | 0 | 0 | 0 | 0 | 0 | 0 | 0 | 0 | 0 | 0 | 0 | 0 | 0
F1_Commercial_Retail_Existing_Miscellaneous_Natural Gas_Pool Heater_E4 | F1 | Commercial | Retail | Existing | Miscellaneous | Natural Gas | Pool Heater | E4 | Participant - Cost of Equipment | 0 | 0 | 0 | 0 | 0 | 0 | 0 | 0 | 0 | 0 | 0 | 0 | 0 | 0 | 0 | 0 | 0 | 0 | 0 | 0 | 0 | 0 | 0 | 0 | 0 | 0 | 0 | 0 | 0 | 0 | 0
F1_Commercial_Retail_Existing_Miscellaneous_Natural Gas_Pool Heater_E5 | F1 | Commercial | Retail | Existing | Miscellaneous | Natural Gas | Pool Heater | E5 | Participant - Cost of Equipment | 0 | 0 | 0 | 0 | 0 | 0 | 0 | 0 | 0 | 0 | 0 | 0 | 0 | 0 | 0 | 0 | 0 | 0 | 0 | 0 | 0 | 0 | 0 | 0 | 0 | 0 | 0 | 0 | 0 | 0 | 0
F1_Commercial_Retail_Existing_Miscellaneous_Natural Gas_Pool Heater_E6 | F1 | Commercial | Retail | Existing | Miscellaneous | Natural Gas | Pool Heater | E6 | Participant - Cost of Equipment | 0 | 0 | 0 | 0 | 0 | 0 | 0 | 0 | 0 | 0 | 0 | 0 | 0 | 0 | 0 | 0 | 0 | 0 | 0 | 0 | 0 | 0 | 0 | 0 | 0 | 0 | 0 | 0 | 0 | 0 | 0
F1_Commercial_Retail_Existing_Miscellaneous_Natural Gas_Pool Heater_E7 | F1 | Commercial | Retail | Existing | Miscellaneous | Natural Gas | Pool Heater | E7 | Participant - Cost of Equipment | 0 | 0 | 0 | 0 | 0 | 0 | 0 | 0 | 0 | 0 | 0 | 0 | 0 | 0 | 0 | 0 | 0 | 0 | 0 | 0 | 0 | 0 | 0 | 0 | 0 | 0 | 0 | 0 | 0 | 0 | 0
F1_Commercial_Retail_Existing_Miscellaneous_Natural Gas_Pool Heater_E8 | F1 | Commercial | Retail | Existing | Miscellaneous | Natural Gas | Pool Heater | E8 | Participant - Cost of Equipment | 0 | 0 | 0 | 0 | 0 | 0 | 0 | 0 | 0 | 0 | 0 | 0 | 0 | 0 | 0 | 0 | 0 | 0 | 0 | 0 | 0 | 0 | 0 | 0 | 0 | 0 | 0 | 0 | 0 | 0 | 0
F1_Commercial_Retail_Existing_Miscellaneous_Natural Gas_Pool Heater_E9 | F1 | Commercial | Retail | Existing | Miscellaneous | Natural Gas | Pool Heater | E9 | Participant - Cost of Equipment | 0 | 0 | 0 | 0 | 0 | 0 | 0 | 0 | 0 | 0 | 0 | 0 | 0 | 0 | 0 | 0 | 0 | 0 | 0 | 0 | 0 | 0 | 0 | 0 | 0 | 0 | 0 | 0 | 0 | 0 | 0
F1_Commercial_Retail_Existing_Miscellaneous_Natural Gas_Pool Heater_E10 | F1 | Commercial | Retail | Existing | Miscellaneous | Natural Gas | Pool Heater | E10 | Participant - Cost of Equipment | 0 | 0 | 0 | 0 | 0 | 0 | 0 | 0 | 0 | 0 | 0 | 0 | 0 | 0 | 0 | 0 | 0 | 0 | 0 | 0 | 0 | 0 | 0 | 0 | 0 | 0 | 0 | 0 | 0 | 0 | 0
F2_Commercial_Retail_Existing_Miscellaneous_Natural Gas_Pool Heater_E1 | F2 | Commercial | Retail | Existing | Miscellaneous | Natural Gas | Pool Heater | E1 | Participant - Cost of Operation | 0.00019136 | 0.00019843 | 0.00020125 | 0.00020192 | 0.00020956 | 0.00019755 | 0.00018925 | 0.00018902 | 0.0001946 | 0.00019133 | 0.00019043 | 0.00018837 | 0.00014133 | 0.00013789 | 0.00013689 | 0.00015472 | 0.00017669 | 0.00020142 | 0.00022114 | 0.00025351 | 0.0002575 | 0.00026244 | 0.00026833 | 0.00010125 | 9.9098e-05 | 9.7103e-05 | 9.5246e-05 | 9.3503e-05 | 9.1853e-05 | 9.0277e-05 | 8.8764e-05
F2_Commercial_Retail_Existing_Miscellaneous_Natural Gas_Pool Heater_E2 | F2 | Commercial | Retail | Existing | Miscellaneous | Natural Gas | Pool Heater | E2 | Participant - Cost of Operation | 0.00016265 | 0.00016866 | 0.00017106 | 0.00017163 | 0.00017812 | 0.00016792 | 0.00016086 | 0.00016067 | 0.00016541 | 0.00016263 | 0.00016186 | 0.00016012 | 0.00012013 | 0.00011721 | 0.00011636 | 0.00013151 | 0.00015019 | 0.0001712 | 0.00018797 | 0.00021549 | 0.00021887 | 0.00022307 | 0.00022808 | 8.6063e-05 | 8.4233e-05 | 8.2538e-05 | 8.0959e-05 | 7.9477e-05 | 7.8075e-05 | 7.6736e-05 | 7.5449e-05
F2_Commercial_Retail_Existing_Miscellaneous_Natural Gas_Pool Heater_E3 | F2 | Commercial | Retail | Existing | Miscellaneous | Natural Gas | Pool Heater | E3 | Participant - Cost of Operation | 0 | 0 | 0 | 0 | 0 | 0 | 0 | 0 | 0 | 0 | 0 | 0 | 0 | 0 | 0 | 0 | 0 | 0 | 0 | 0 | 0 | 0 | 0 | 0 | 0 | 0 | 0 | 0 | 0 | 0 | 0
F2_Commercial_Retail_Existing_Miscellaneous_Natural Gas_Pool Heater_E4 | F2 | Commercial | Retail | Existing | Miscellaneous | Natural Gas | Pool Heater | E4 | Participant - Cost of Operation | 0 | 0 | 0 | 0 | 0 | 0 | 0 | 0 | 0 | 0 | 0 | 0 | 0 | 0 | 0 | 0 | 0 | 0 | 0 | 0 | 0 | 0 | 0 | 0 | 0 | 0 | 0 | 0 | 0 | 0 | 0
F2_Commercial_Retail_Existing_Miscellaneous_Natural Gas_Pool Heater_E5 | F2 | Commercial | Retail | Existing | Miscellaneous | Natural Gas | Pool Heater | E5 | Participant - Cost of Operation | 0 | 0 | 0 | 0 | 0 | 0 | 0 | 0 | 0 | 0 | 0 | 0 | 0 | 0 | 0 | 0 | 0 | 0 | 0 | 0 | 0 | 0 | 0 | 0 | 0 | 0 | 0 | 0 | 0 | 0 | 0
F2_Commercial_Retail_Existing_Miscellaneous_Natural Gas_Pool Heater_E6 | F2 | Commercial | Retail | Existing | Miscellaneous | Natural Gas | Pool Heater | E6 | Participant - Cost of Operation | 0 | 0 | 0 | 0 | 0 | 0 | 0 | 0 | 0 | 0 | 0 | 0 | 0 | 0 | 0 | 0 | 0 | 0 | 0 | 0 | 0 | 0 | 0 | 0 | 0 | 0 | 0 | 0 | 0 | 0 | 0
F2_Commercial_Retail_Existing_Miscellaneous_Natural Gas_Pool Heater_E7 | F2 | Commercial | Retail | Existing | Miscellaneous | Natural Gas | Pool Heater | E7 | Participant - Cost of Operation | 0 | 0 | 0 | 0 | 0 | 0 | 0 | 0 | 0 | 0 | 0 | 0 | 0 | 0 | 0 | 0 | 0 | 0 | 0 | 0 | 0 | 0 | 0 | 0 | 0 | 0 | 0 | 0 | 0 | 0 | 0
F2_Commercial_Retail_Existing_Miscellaneous_Natural Gas_Pool Heater_E8 | F2 | Commercial | Retail | Existing | Miscellaneous | Natural Gas | Pool Heater | E8 | Participant - Cost of Operation | 0 | 0 | 0 | 0 | 0 | 0 | 0 | 0 | 0 | 0 | 0 | 0 | 0 | 0 | 0 | 0 | 0 | 0 | 0 | 0 | 0 | 0 | 0 | 0 | 0 | 0 | 0 | 0 | 0 | 0 | 0
F2_Commercial_Retail_Existing_Miscellaneous_Natural Gas_Pool Heater_E9 | F2 | Commercial | Retail | Existing | Miscellaneous | Natural Gas | Pool Heater | E9 | Participant - Cost of Operation | 0 | 0 | 0 | 0 | 0 | 0 | 0 | 0 | 0 | 0 | 0 | 0 | 0 | 0 | 0 | 0 | 0 | 0 | 0 | 0 | 0 | 0 | 0 | 0 | 0 | 0 | 0 | 0 | 0 | 0 | 0
F2_Commercial_Retail_Existing_Miscellaneous_Natural Gas_Pool Heater_E10 | F2 | Commercial | Retail | Existing | Miscellaneous | Natural Gas | Pool Heater | E10 | Participant - Cost of Operation | 0 | 0 | 0 | 0 | 0 | 0 | 0 | 0 | 0 | 0 | 0 | 0 | 0 | 0 | 0 | 0 | 0 | 0 | 0 | 0 | 0 | 0 | 0 | 0 | 0 | 0 | 0 | 0 | 0 | 0 | 0
F3_Commercial_Retail_Existing_Miscellaneous_Natural Gas_Pool Heater_E1 | F3 | Commercial | Retail | Existing | Miscellaneous | Natural Gas | Pool Heater | E1 | System - kBTUs of Conusmption | 0.016157 | 0.016222 | 0.01618 | 0.016152 | 0.016152 | 0.016152 | 0.016152 | 0.016152 | 0.016152 | 0.016152 | 0.016152 | 0.016152 | 0.016152 | 0.016152 | 0.016152 | 0.016152 | 0.016152 | 0.016152 | 0.016152 | 0.016152 | 0.016152 | 0.016152 | 0.016152 | 0.016152 | 0.016152 | 0.016152 | 0.016152 | 0.016152 | 0.016152 | 0.016152 | 0.016152
F3_Commercial_Retail_Existing_Miscellaneous_Natural Gas_Pool Heater_E2 | F3 | Commercial | Retail | Existing | Miscellaneous | Natural Gas | Pool Heater | E2 | System - kBTUs of Conusmption | 0.013734 | 0.013788 | 0.013753 | 0.013729 | 0.013729 | 0.013729 | 0.013729 | 0.013729 | 0.013729 | 0.013729 | 0.013729 | 0.013729 | 0.013729 | 0.013729 | 0.013729 | 0.013729 | 0.013729 | 0.013729 | 0.013729 | 0.013729 | 0.013729 | 0.013729 | 0.013729 | 0.013729 | 0.013729 | 0.013729 | 0.013729 | 0.013729 | 0.013729 | 0.013729 | 0.013729
F3_Commercial_Retail_Existing_Miscellaneous_Natural Gas_Pool Heater_E3 | F3 | Commercial | Retail | Existing | Miscellaneous | Natural Gas | Pool Heater | E3 | System - kBTUs of Conusmption | 0 | 0 | 0 | 0 | 0 | 0 | 0 | 0 | 0 | 0 | 0 | 0 | 0 | 0 | 0 | 0 | 0 | 0 | 0 | 0 | 0 | 0 | 0 | 0 | 0 | 0 | 0 | 0 | 0 | 0 | 0
F3_Commercial_Retail_Existing_Miscellaneous_Natural Gas_Pool Heater_E4 | F3 | Commercial | Retail | Existing | Miscellaneous | Natural Gas | Pool Heater | E4 | System - kBTUs of Conusmption | 0 | 0 | 0 | 0 | 0 | 0 | 0 | 0 | 0 | 0 | 0 | 0 | 0 | 0 | 0 | 0 | 0 | 0 | 0 | 0 | 0 | 0 | 0 | 0 | 0 | 0 | 0 | 0 | 0 | 0 | 0
F3_Commercial_Retail_Existing_Miscellaneous_Natural Gas_Pool Heater_E5 | F3 | Commercial | Retail | Existing | Miscellaneous | Natural Gas | Pool Heater | E5 | System - kBTUs of Conusmption | 0 | 0 | 0 | 0 | 0 | 0 | 0 | 0 | 0 | 0 | 0 | 0 | 0 | 0 | 0 | 0 | 0 | 0 | 0 | 0 | 0 | 0 | 0 | 0 | 0 | 0 | 0 | 0 | 0 | 0 | 0
F3_Commercial_Retail_Existing_Miscellaneous_Natural Gas_Pool Heater_E6 | F3 | Commercial | Retail | Existing | Miscellaneous | Natural Gas | Pool Heater | E6 | System - kBTUs of Conusmption | 0 | 0 | 0 | 0 | 0 | 0 | 0 | 0 | 0 | 0 | 0 | 0 | 0 | 0 | 0 | 0 | 0 | 0 | 0 | 0 | 0 | 0 | 0 | 0 | 0 | 0 | 0 | 0 | 0 | 0 | 0
F3_Commercial_Retail_Existing_Miscellaneous_Natural Gas_Pool Heater_E7 | F3 | Commercial | Retail | Existing | Miscellaneous | Natural Gas | Pool Heater | E7 | System - kBTUs of Conusmption | 0 | 0 | 0 | 0 | 0 | 0 | 0 | 0 | 0 | 0 | 0 | 0 | 0 | 0 | 0 | 0 | 0 | 0 | 0 | 0 | 0 | 0 | 0 | 0 | 0 | 0 | 0 | 0 | 0 | 0 | 0
F3_Commercial_Retail_Existing_Miscellaneous_Natural Gas_Pool Heater_E8 | F3 | Commercial | Retail | Existing | Miscellaneous | Natural Gas | Pool Heater | E8 | System - kBTUs of Conusmption | 0 | 0 | 0 | 0 | 0 | 0 | 0 | 0 | 0 | 0 | 0 | 0 | 0 | 0 | 0 | 0 | 0 | 0 | 0 | 0 | 0 | 0 | 0 | 0 | 0 | 0 | 0 | 0 | 0 | 0 | 0
F3_Commercial_Retail_Existing_Miscellaneous_Natural Gas_Pool Heater_E9 | F3 | Commercial | Retail | Existing | Miscellaneous | Natural Gas | Pool Heater | E9 | System - kBTUs of Conusmption | 0 | 0 | 0 | 0 | 0 | 0 | 0 | 0 | 0 | 0 | 0 | 0 | 0 | 0 | 0 | 0 | 0 | 0 | 0 | 0 | 0 | 0 | 0 | 0 | 0 | 0 | 0 | 0 | 0 | 0 | 0
F3_Commercial_Retail_Existing_Miscellaneous_Natural Gas_Pool Heater_E10 | F3 | Commercial | Retail | Existing | Miscellaneous | Natural Gas | Pool Heater | E10 | System - kBTUs of Conusmption | 0 | 0 | 0 | 0 | 0 | 0 | 0 | 0 | 0 | 0 | 0 | 0 | 0 | 0 | 0 | 0 | 0 | 0 | 0 | 0 | 0 | 0 | 0 | 0 | 0 | 0 | 0 | 0 | 0 | 0 | 0
F4_Commercial_Retail_Existing_Miscellaneous_Natural Gas_Pool Heater_E1 | F4 | Commercial | Retail | Existing | Miscellaneous | Natural Gas | Pool Heater | E1 | Utility - Cost of Equipment | 4.1444e-05 | 4.1444e-05 | 4.1444e-05 | 4.1444e-05 | 4.1444e-05 | 4.1444e-05 | 4.1444e-05 | 4.1444e-05 | 4.1444e-05 | 4.1444e-05 | 4.1444e-05 | 4.1444e-05 | 4.1444e-05 | 4.1444e-05 | 4.1444e-05 | 4.1444e-05 | 4.1444e-05 | 4.1444e-05 | 4.1444e-05 | 4.1444e-05 | 4.1444e-05 | 4.1444e-05 | 4.1444e-05 | 4.1444e-05 | 4.1444e-05 | 4.1444e-05 | 4.1444e-05 | 4.1444e-05 | 4.1444e-05 | 4.1444e-05 | 4.1444e-05
F4_Commercial_Retail_Existing_Miscellaneous_Natural Gas_Pool Heater_E2 | F4 | Commercial | Retail | Existing | Miscellaneous | Natural Gas | Pool Heater | E2 | Utility - Cost of Equipment | 6.7859e-05 | 6.7859e-05 | 6.7859e-05 | 6.7859e-05 | 6.7859e-05 | 6.7859e-05 | 6.7859e-05 | 6.7859e-05 | 6.7859e-05 | 6.7859e-05 | 6.7859e-05 | 6.7859e-05 | 6.7859e-05 | 6.7859e-05 | 6.7859e-05 | 6.7859e-05 | 6.7859e-05 | 6.7859e-05 | 6.7859e-05 | 6.7859e-05 | 6.7859e-05 | 6.7859e-05 | 6.7859e-05 | 6.7859e-05 | 6.7859e-05 | 6.7859e-05 | 6.7859e-05 | 6.7859e-05 | 6.7859e-05 | 6.7859e-05 | 6.7859e-05
F4_Commercial_Retail_Existing_Miscellaneous_Natural Gas_Pool Heater_E3 | F4 | Commercial | Retail | Existing | Miscellaneous | Natural Gas | Pool Heater | E3 | Utility - Cost of Equipment | 0 | 0 | 0 | 0 | 0 | 0 | 0 | 0 | 0 | 0 | 0 | 0 | 0 | 0 | 0 | 0 | 0 | 0 | 0 | 0 | 0 | 0 | 0 | 0 | 0 | 0 | 0 | 0 | 0 | 0 | 0
F4_Commercial_Retail_Existing_Miscellaneous_Natural Gas_Pool Heater_E4 | F4 | Commercial | Retail | Existing | Miscellaneous | Natural Gas | Pool Heater | E4 | Utility - Cost of Equipment | 0 | 0 | 0 | 0 | 0 | 0 | 0 | 0 | 0 | 0 | 0 | 0 | 0 | 0 | 0 | 0 | 0 | 0 | 0 | 0 | 0 | 0 | 0 | 0 | 0 | 0 | 0 | 0 | 0 | 0 | 0
F4_Commercial_Retail_Existing_Miscellaneous_Natural Gas_Pool Heater_E5 | F4 | Commercial | Retail | Existing | Miscellaneous | Natural Gas | Pool Heater | E5 | Utility - Cost of Equipment | 0 | 0 | 0 | 0 | 0 | 0 | 0 | 0 | 0 | 0 | 0 | 0 | 0 | 0 | 0 | 0 | 0 | 0 | 0 | 0 | 0 | 0 | 0 | 0 | 0 | 0 | 0 | 0 | 0 | 0 | 0
F4_Commercial_Retail_Existing_Miscellaneous_Natural Gas_Pool Heater_E6 | F4 | Commercial | Retail | Existing | Miscellaneous | Natural Gas | Pool Heater | E6 | Utility - Cost of Equipment | 0 | 0 | 0 | 0 | 0 | 0 | 0 | 0 | 0 | 0 | 0 | 0 | 0 | 0 | 0 | 0 | 0 | 0 | 0 | 0 | 0 | 0 | 0 | 0 | 0 | 0 | 0 | 0 | 0 | 0 | 0
F4_Commercial_Retail_Existing_Miscellaneous_Natural Gas_Pool Heater_E7 | F4 | Commercial | Retail | Existing | Miscellaneous | Natural Gas | Pool Heater | E7 | Utility - Cost of Equipment | 0 | 0 | 0 | 0 | 0 | 0 | 0 | 0 | 0 | 0 | 0 | 0 | 0 | 0 | 0 | 0 | 0 | 0 | 0 | 0 | 0 | 0 | 0 | 0 | 0 | 0 | 0 | 0 | 0 | 0 | 0
F4_Commercial_Retail_Existing_Miscellaneous_Natural Gas_Pool Heater_E8 | F4 | Commercial | Retail | Existing | Miscellaneous | Natural Gas | Pool Heater | E8 | Utility - Cost of Equipment | 0 | 0 | 0 | 0 | 0 | 0 | 0 | 0 | 0 | 0 | 0 | 0 | 0 | 0 | 0 | 0 | 0 | 0 | 0 | 0 | 0 | 0 | 0 | 0 | 0 | 0 | 0 | 0 | 0 | 0 | 0
F4_Commercial_Retail_Existing_Miscellaneous_Natural Gas_Pool Heater_E9 | F4 | Commercial | Retail | Existing | Miscellaneous | Natural Gas | Pool Heater | E9 | Utility - Cost of Equipment | 0 | 0 | 0 | 0 | 0 | 0 | 0 | 0 | 0 | 0 | 0 | 0 | 0 | 0 | 0 | 0 | 0 | 0 | 0 | 0 | 0 | 0 | 0 | 0 | 0 | 0 | 0 | 0 | 0 | 0 | 0
F4_Commercial_Retail_Existing_Miscellaneous_Natural Gas_Pool Heater_E10 | F4 | Commercial | Retail | Existing | Miscellaneous | Natural Gas | Pool Heater | E10 | Utility - Cost of Equipment | 0 | 0 | 0 | 0 | 0 | 0 | 0 | 0 | 0 | 0 | 0 | 0 | 0 | 0 | 0 | 0 | 0 | 0 | 0 | 0 | 0 | 0 | 0 | 0 | 0 | 0 | 0 | 0 | 0 | 0 | 0
F5_Commercial_Retail_Existing_Miscellaneous_Natural Gas_Pool Heater_E1 | F5 | Commercial | Retail | Existing | Miscellaneous | Natural Gas | Pool Heater | E1 | Utility - Cost of Operation | 0.00015972 | 0.00016562 | 0.00016798 | 0.00016854 | 0.00017491 | 0.00016489 | 0.00015796 | 0.00015777 | 0.00016243 | 0.0001597 | 0.00015895 | 0.00015723 | 0.00011797 | 0.0001151 | 0.00011426 | 0.00012914 | 0.00014748 | 0.00016812 | 0.00018458 | 0.0002116 | 0.00021493 | 0.00021905 | 0.00022397 | 8.4512e-05 | 8.2715e-05 | 8.105e-05 | 7.95e-05 | 7.8045e-05 | 7.6668e-05 | 7.5353e-05 | 7.4089e-05
F5_Commercial_Retail_Existing_Miscellaneous_Natural Gas_Pool Heater_E2 | F5 | Commercial | Retail | Existing | Miscellaneous | Natural Gas | Pool Heater | E2 | Utility - Cost of Operation | 0.00013576 | 0.00014078 | 0.00014278 | 0.00014326 | 0.00014868 | 0.00014016 | 0.00013427 | 0.0001341 | 0.00013807 | 0.00013574 | 0.0001351 | 0.00013365 | 0.00010027 | 9.7832e-05 | 9.7119e-05 | 0.00010977 | 0.00012536 | 0.0001429 | 0.00015689 | 0.00017986 | 0.00018269 | 0.00018619 | 0.00019038 | 7.1835e-05 | 7.0307e-05 | 6.8893e-05 | 6.7575e-05 | 6.6338e-05 | 6.5168e-05 | 6.405e-05 | 6.2976e-05
F5_Commercial_Retail_Existing_Miscellaneous_Natural Gas_Pool Heater_E3 | F5 | Commercial | Retail | Existing | Miscellaneous | Natural Gas | Pool Heater | E3 | Utility - Cost of Operation | 0 | 0 | 0 | 0 | 0 | 0 | 0 | 0 | 0 | 0 | 0 | 0 | 0 | 0 | 0 | 0 | 0 | 0 | 0 | 0 | 0 | 0 | 0 | 0 | 0 | 0 | 0 | 0 | 0 | 0 | 0
F5_Commercial_Retail_Existing_Miscellaneous_Natural Gas_Pool Heater_E4 | F5 | Commercial | Retail | Existing | Miscellaneous | Natural Gas | Pool Heater | E4 | Utility - Cost of Operation | 0 | 0 | 0 | 0 | 0 | 0 | 0 | 0 | 0 | 0 | 0 | 0 | 0 | 0 | 0 | 0 | 0 | 0 | 0 | 0 | 0 | 0 | 0 | 0 | 0 | 0 | 0 | 0 | 0 | 0 | 0
F5_Commercial_Retail_Existing_Miscellaneous_Natural Gas_Pool Heater_E5 | F5 | Commercial | Retail | Existing | Miscellaneous | Natural Gas | Pool Heater | E5 | Utility - Cost of Operation | 0 | 0 | 0 | 0 | 0 | 0 | 0 | 0 | 0 | 0 | 0 | 0 | 0 | 0 | 0 | 0 | 0 | 0 | 0 | 0 | 0 | 0 | 0 | 0 | 0 | 0 | 0 | 0 | 0 | 0 | 0
F5_Commercial_Retail_Existing_Miscellaneous_Natural Gas_Pool Heater_E6 | F5 | Commercial | Retail | Existing | Miscellaneous | Natural Gas | Pool Heater | E6 | Utility - Cost of Operation | 0 | 0 | 0 | 0 | 0 | 0 | 0 | 0 | 0 | 0 | 0 | 0 | 0 | 0 | 0 | 0 | 0 | 0 | 0 | 0 | 0 | 0 | 0 | 0 | 0 | 0 | 0 | 0 | 0 | 0 | 0
F5_Commercial_Retail_Existing_Miscellaneous_Natural Gas_Pool Heater_E7 | F5 | Commercial | Retail | Existing | Miscellaneous | Natural Gas | Pool Heater | E7 | Utility - Cost of Operation | 0 | 0 | 0 | 0 | 0 | 0 | 0 | 0 | 0 | 0 | 0 | 0 | 0 | 0 | 0 | 0 | 0 | 0 | 0 | 0 | 0 | 0 | 0 | 0 | 0 | 0 | 0 | 0 | 0 | 0 | 0
F5_Commercial_Retail_Existing_Miscellaneous_Natural Gas_Pool Heater_E8 | F5 | Commercial | Retail | Existing | Miscellaneous | Natural Gas | Pool Heater | E8 | Utility - Cost of Operation | 0 | 0 | 0 | 0 | 0 | 0 | 0 | 0 | 0 | 0 | 0 | 0 | 0 | 0 | 0 | 0 | 0 | 0 | 0 | 0 | 0 | 0 | 0 | 0 | 0 | 0 | 0 | 0 | 0 | 0 | 0
F5_Commercial_Retail_Existing_Miscellaneous_Natural Gas_Pool Heater_E9 | F5 | Commercial | Retail | Existing | Miscellaneous | Natural Gas | Pool Heater | E9 | Utility - Cost of Operation | 0 | 0 | 0 | 0 | 0 | 0 | 0 | 0 | 0 | 0 | 0 | 0 | 0 | 0 | 0 | 0 | 0 | 0 | 0 | 0 | 0 | 0 | 0 | 0 | 0 | 0 | 0 | 0 | 0 | 0 | 0
F5_Commercial_Retail_Existing_Miscellaneous_Natural Gas_Pool Heater_E10 | F5 | Commercial | Retail | Existing | Miscellaneous | Natural Gas | Pool Heater | E10 | Utility - Cost of Operation | 0 | 0 | 0 | 0 | 0 | 0 | 0 | 0 | 0 | 0 | 0 | 0 | 0 | 0 | 0 | 0 | 0 | 0 | 0 | 0 | 0 | 0 | 0 | 0 | 0 | 0 | 0 | 0 | 0 | 0 | 0
F6_Commercial_Retail_Existing_Miscellaneous_Natural Gas_Pool Heater_E1 | F6 | Commercial | Retail | Existing | Miscellaneous | Natural Gas | Pool Heater | E1 | Utility - Value of Sales | 0.00019136 | 0.00019843 | 0.00020125 | 0.00020192 | 0.00020956 | 0.00019755 | 0.00018925 | 0.00018902 | 0.0001946 | 0.00019133 | 0.00019043 | 0.00018837 | 0.00014133 | 0.00013789 | 0.00013689 | 0.00015472 | 0.00017669 | 0.00020142 | 0.00022114 | 0.00025351 | 0.0002575 | 0.00026244 | 0.00026833 | 0.00010125 | 9.9098e-05 | 9.7103e-05 | 9.5246e-05 | 9.3503e-05 | 9.1853e-05 | 9.0277e-05 | 8.8764e-05
F6_Commercial_Retail_Existing_Miscellaneous_Natural Gas_Pool Heater_E2 | F6 | Commercial | Retail | Existing | Miscellaneous | Natural Gas | Pool Heater | E2 | Utility - Value of Sales | 0.00016265 | 0.00016866 | 0.00017106 | 0.00017163 | 0.00017812 | 0.00016792 | 0.00016086 | 0.00016067 | 0.00016541 | 0.00016263 | 0.00016186 | 0.00016012 | 0.00012013 | 0.00011721 | 0.00011636 | 0.00013151 | 0.00015019 | 0.0001712 | 0.00018797 | 0.00021549 | 0.00021887 | 0.00022307 | 0.00022808 | 8.6063e-05 | 8.4233e-05 | 8.2538e-05 | 8.0959e-05 | 7.9477e-05 | 7.8075e-05 | 7.6736e-05 | 7.5449e-05
F6_Commercial_Retail_Existing_Miscellaneous_Natural Gas_Pool Heater_E3 | F6 | Commercial | Retail | Existing | Miscellaneous | Natural Gas | Pool Heater | E3 | Utility - Value of Sales | 0 | 0 | 0 | 0 | 0 | 0 | 0 | 0 | 0 | 0 | 0 | 0 | 0 | 0 | 0 | 0 | 0 | 0 | 0 | 0 | 0 | 0 | 0 | 0 | 0 | 0 | 0 | 0 | 0 | 0 | 0
F6_Commercial_Retail_Existing_Miscellaneous_Natural Gas_Pool Heater_E4 | F6 | Commercial | Retail | Existing | Miscellaneous | Natural Gas | Pool Heater | E4 | Utility - Value of Sales | 0 | 0 | 0 | 0 | 0 | 0 | 0 | 0 | 0 | 0 | 0 | 0 | 0 | 0 | 0 | 0 | 0 | 0 | 0 | 0 | 0 | 0 | 0 | 0 | 0 | 0 | 0 | 0 | 0 | 0 | 0
F6_Commercial_Retail_Existing_Miscellaneous_Natural Gas_Pool Heater_E5 | F6 | Commercial | Retail | Existing | Miscellaneous | Natural Gas | Pool Heater | E5 | Utility - Value of Sales | 0 | 0 | 0 | 0 | 0 | 0 | 0 | 0 | 0 | 0 | 0 | 0 | 0 | 0 | 0 | 0 | 0 | 0 | 0 | 0 | 0 | 0 | 0 | 0 | 0 | 0 | 0 | 0 | 0 | 0 | 0
F6_Commercial_Retail_Existing_Miscellaneous_Natural Gas_Pool Heater_E6 | F6 | Commercial | Retail | Existing | Miscellaneous | Natural Gas | Pool Heater | E6 | Utility - Value of Sales | 0 | 0 | 0 | 0 | 0 | 0 | 0 | 0 | 0 | 0 | 0 | 0 | 0 | 0 | 0 | 0 | 0 | 0 | 0 | 0 | 0 | 0 | 0 | 0 | 0 | 0 | 0 | 0 | 0 | 0 | 0
F6_Commercial_Retail_Existing_Miscellaneous_Natural Gas_Pool Heater_E7 | F6 | Commercial | Retail | Existing | Miscellaneous | Natural Gas | Pool Heater | E7 | Utility - Value of Sales | 0 | 0 | 0 | 0 | 0 | 0 | 0 | 0 | 0 | 0 | 0 | 0 | 0 | 0 | 0 | 0 | 0 | 0 | 0 | 0 | 0 | 0 | 0 | 0 | 0 | 0 | 0 | 0 | 0 | 0 | 0
F6_Commercial_Retail_Existing_Miscellaneous_Natural Gas_Pool Heater_E8 | F6 | Commercial | Retail | Existing | Miscellaneous | Natural Gas | Pool Heater | E8 | Utility - Value of Sales | 0 | 0 | 0 | 0 | 0 | 0 | 0 | 0 | 0 | 0 | 0 | 0 | 0 | 0 | 0 | 0 | 0 | 0 | 0 | 0 | 0 | 0 | 0 | 0 | 0 | 0 | 0 | 0 | 0 | 0 | 0
F6_Commercial_Retail_Existing_Miscellaneous_Natural Gas_Pool Heater_E9 | F6 | Commercial | Retail | Existing | Miscellaneous | Natural Gas | Pool Heater | E9 | Utility - Value of Sales | 0 | 0 | 0 | 0 | 0 | 0 | 0 | 0 | 0 | 0 | 0 | 0 | 0 | 0 | 0 | 0 | 0 | 0 | 0 | 0 | 0 | 0 | 0 | 0 | 0 | 0 | 0 | 0 | 0 | 0 | 0
F6_Commercial_Retail_Existing_Miscellaneous_Natural Gas_Pool Heater_E10 | F6 | Commercial | Retail | Existing | Miscellaneous | Natural Gas | Pool Heater | E10 | Utility - Value of Sales | 0 | 0 | 0 | 0 | 0 | 0 | 0 | 0 | 0 | 0 | 0 | 0 | 0 | 0 | 0 | 0 | 0 | 0 | 0 | 0 | 0 | 0 | 0 | 0 | 0 | 0 | 0 | 0 | 0 | 0 | 0
F1_Commercial_Retail_Existing_Miscellaneous_Natural Gas_Miscellaneous_E1 | F1 | Commercial | Retail | Existing | Miscellaneous | Natural Gas | Miscellaneous | E1 | Participant - Cost of Equipment | 2.59e-05 | 2.59e-05 | 2.59e-05 | 2.59e-05 | 2.59e-05 | 2.59e-05 | 2.59e-05 | 2.59e-05 | 2.59e-05 | 2.59e-05 | 2.59e-05 | 2.59e-05 | 2.59e-05 | 2.59e-05 | 2.59e-05 | 2.59e-05 | 2.59e-05 | 2.59e-05 | 2.59e-05 | 2.59e-05 | 2.59e-05 | 2.59e-05 | 2.59e-05 | 2.59e-05 | 2.59e-05 | 2.59e-05 | 2.59e-05 | 2.59e-05 | 2.59e-05 | 2.59e-05 | 2.59e-05
F1_Commercial_Retail_Existing_Miscellaneous_Natural Gas_Miscellaneous_E2 | F1 | Commercial | Retail | Existing | Miscellaneous | Natural Gas | Miscellaneous | E2 | Participant - Cost of Equipment | 0 | 0 | 0 | 0 | 0 | 0 | 0 | 0 | 0 | 0 | 0 | 0 | 0 | 0 | 0 | 0 | 0 | 0 | 0 | 0 | 0 | 0 | 0 | 0 | 0 | 0 | 0 | 0 | 0 | 0 | 0
F1_Commercial_Retail_Existing_Miscellaneous_Natural Gas_Miscellaneous_E3 | F1 | Commercial | Retail | Existing | Miscellaneous | Natural Gas | Miscellaneous | E3 | Participant - Cost of Equipment | 0 | 0 | 0 | 0 | 0 | 0 | 0 | 0 | 0 | 0 | 0 | 0 | 0 | 0 | 0 | 0 | 0 | 0 | 0 | 0 | 0 | 0 | 0 | 0 | 0 | 0 | 0 | 0 | 0 | 0 | 0
F1_Commercial_Retail_Existing_Miscellaneous_Natural Gas_Miscellaneous_E4 | F1 | Commercial | Retail | Existing | Miscellaneous | Natural Gas | Miscellaneous | E4 | Participant - Cost of Equipment | 0 | 0 | 0 | 0 | 0 | 0 | 0 | 0 | 0 | 0 | 0 | 0 | 0 | 0 | 0 | 0 | 0 | 0 | 0 | 0 | 0 | 0 | 0 | 0 | 0 | 0 | 0 | 0 | 0 | 0 | 0
F1_Commercial_Retail_Existing_Miscellaneous_Natural Gas_Miscellaneous_E5 | F1 | Commercial | Retail | Existing | Miscellaneous | Natural Gas | Miscellaneous | E5 | Participant - Cost of Equipment | 0 | 0 | 0 | 0 | 0 | 0 | 0 | 0 | 0 | 0 | 0 | 0 | 0 | 0 | 0 | 0 | 0 | 0 | 0 | 0 | 0 | 0 | 0 | 0 | 0 | 0 | 0 | 0 | 0 | 0 | 0
F1_Commercial_Retail_Existing_Miscellaneous_Natural Gas_Miscellaneous_E6 | F1 | Commercial | Retail | Existing | Miscellaneous | Natural Gas | Miscellaneous | E6 | Participant - Cost of Equipment | 0 | 0 | 0 | 0 | 0 | 0 | 0 | 0 | 0 | 0 | 0 | 0 | 0 | 0 | 0 | 0 | 0 | 0 | 0 | 0 | 0 | 0 | 0 | 0 | 0 | 0 | 0 | 0 | 0 | 0 | 0
F1_Commercial_Retail_Existing_Miscellaneous_Natural Gas_Miscellaneous_E7 | F1 | Commercial | Retail | Existing | Miscellaneous | Natural Gas | Miscellaneous | E7 | Participant - Cost of Equipment | 0 | 0 | 0 | 0 | 0 | 0 | 0 | 0 | 0 | 0 | 0 | 0 | 0 | 0 | 0 | 0 | 0 | 0 | 0 | 0 | 0 | 0 | 0 | 0 | 0 | 0 | 0 | 0 | 0 | 0 | 0
F1_Commercial_Retail_Existing_Miscellaneous_Natural Gas_Miscellaneous_E8 | F1 | Commercial | Retail | Existing | Miscellaneous | Natural Gas | Miscellaneous | E8 | Participant - Cost of Equipment | 0 | 0 | 0 | 0 | 0 | 0 | 0 | 0 | 0 | 0 | 0 | 0 | 0 | 0 | 0 | 0 | 0 | 0 | 0 | 0 | 0 | 0 | 0 | 0 | 0 | 0 | 0 | 0 | 0 | 0 | 0
F1_Commercial_Retail_Existing_Miscellaneous_Natural Gas_Miscellaneous_E9 | F1 | Commercial | Retail | Existing | Miscellaneous | Natural Gas | Miscellaneous | E9 | Participant - Cost of Equipment | 0 | 0 | 0 | 0 | 0 | 0 | 0 | 0 | 0 | 0 | 0 | 0 | 0 | 0 | 0 | 0 | 0 | 0 | 0 | 0 | 0 | 0 | 0 | 0 | 0 | 0 | 0 | 0 | 0 | 0 | 0
F1_Commercial_Retail_Existing_Miscellaneous_Natural Gas_Miscellaneous_E10 | F1 | Commercial | Retail | Existing | Miscellaneous | Natural Gas | Miscellaneous | E10 | Participant - Cost of Equipment | 0 | 0 | 0 | 0 | 0 | 0 | 0 | 0 | 0 | 0 | 0 | 0 | 0 | 0 | 0 | 0 | 0 | 0 | 0 | 0 | 0 | 0 | 0 | 0 | 0 | 0 | 0 | 0 | 0 | 0 | 0
F2_Commercial_Retail_Existing_Miscellaneous_Natural Gas_Miscellaneous_E1 | F2 | Commercial | Retail | Existing | Miscellaneous | Natural Gas | Miscellaneous | E1 | Participant - Cost of Operation | 0.00012343 | 0.0001274 | 0.0001304 | 0.00013384 | 0.00014044 | 0.00013043 | 0.00012287 | 0.0001214 | 0.00012432 | 0.00012638 | 0.00013042 | 0.00012894 | 9.2702e-05 | 9.0426e-05 | 8.9874e-05 | 9.9768e-05 | 0.00011216 | 0.00012534 | 0.00013417 | 0.00015204 | 0.00017032 | 0.00019096 | 0.0001958 | 6.6607e-05 | 6.5169e-05 | 6.384e-05 | 6.2604e-05 | 6.1447e-05 | 6.0354e-05 | 5.9312e-05 | 5.8314e-05
F2_Commercial_Retail_Existing_Miscellaneous_Natural Gas_Miscellaneous_E2 | F2 | Commercial | Retail | Existing | Miscellaneous | Natural Gas | Miscellaneous | E2 | Participant - Cost of Operation | 0 | 0 | 0 | 0 | 0 | 0 | 0 | 0 | 0 | 0 | 0 | 0 | 0 | 0 | 0 | 0 | 0 | 0 | 0 | 0 | 0 | 0 | 0 | 0 | 0 | 0 | 0 | 0 | 0 | 0 | 0
F2_Commercial_Retail_Existing_Miscellaneous_Natural Gas_Miscellaneous_E3 | F2 | Commercial | Retail | Existing | Miscellaneous | Natural Gas | Miscellaneous | E3 | Participant - Cost of Operation | 0 | 0 | 0 | 0 | 0 | 0 | 0 | 0 | 0 | 0 | 0 | 0 | 0 | 0 | 0 | 0 | 0 | 0 | 0 | 0 | 0 | 0 | 0 | 0 | 0 | 0 | 0 | 0 | 0 | 0 | 0
F2_Commercial_Retail_Existing_Miscellaneous_Natural Gas_Miscellaneous_E4 | F2 | Commercial | Retail | Existing | Miscellaneous | Natural Gas | Miscellaneous | E4 | Participant - Cost of Operation | 0 | 0 | 0 | 0 | 0 | 0 | 0 | 0 | 0 | 0 | 0 | 0 | 0 | 0 | 0 | 0 | 0 | 0 | 0 | 0 | 0 | 0 | 0 | 0 | 0 | 0 | 0 | 0 | 0 | 0 | 0
F2_Commercial_Retail_Existing_Miscellaneous_Natural Gas_Miscellaneous_E5 | F2 | Commercial | Retail | Existing | Miscellaneous | Natural Gas | Miscellaneous | E5 | Participant - Cost of Operation | 0 | 0 | 0 | 0 | 0 | 0 | 0 | 0 | 0 | 0 | 0 | 0 | 0 | 0 | 0 | 0 | 0 | 0 | 0 | 0 | 0 | 0 | 0 | 0 | 0 | 0 | 0 | 0 | 0 | 0 | 0
F2_Commercial_Retail_Existing_Miscellaneous_Natural Gas_Miscellaneous_E6 | F2 | Commercial | Retail | Existing | Miscellaneous | Natural Gas | Miscellaneous | E6 | Participant - Cost of Operation | 0 | 0 | 0 | 0 | 0 | 0 | 0 | 0 | 0 | 0 | 0 | 0 | 0 | 0 | 0 | 0 | 0 | 0 | 0 | 0 | 0 | 0 | 0 | 0 | 0 | 0 | 0 | 0 | 0 | 0 | 0
F2_Commercial_Retail_Existing_Miscellaneous_Natural Gas_Miscellaneous_E7 | F2 | Commercial | Retail | Existing | Miscellaneous | Natural Gas | Miscellaneous | E7 | Participant - Cost of Operation | 0 | 0 | 0 | 0 | 0 | 0 | 0 | 0 | 0 | 0 | 0 | 0 | 0 | 0 | 0 | 0 | 0 | 0 | 0 | 0 | 0 | 0 | 0 | 0 | 0 | 0 | 0 | 0 | 0 | 0 | 0
F2_Commercial_Retail_Existing_Miscellaneous_Natural Gas_Miscellaneous_E8 | F2 | Commercial | Retail | Existing | Miscellaneous | Natural Gas | Miscellaneous | E8 | Participant - Cost of Operation | 0 | 0 | 0 | 0 | 0 | 0 | 0 | 0 | 0 | 0 | 0 | 0 | 0 | 0 | 0 | 0 | 0 | 0 | 0 | 0 | 0 | 0 | 0 | 0 | 0 | 0 | 0 | 0 | 0 | 0 | 0
F2_Commercial_Retail_Existing_Miscellaneous_Natural Gas_Miscellaneous_E9 | F2 | Commercial | Retail | Existing | Miscellaneous | Natural Gas | Miscellaneous | E9 | Participant - Cost of Operation | 0 | 0 | 0 | 0 | 0 | 0 | 0 | 0 | 0 | 0 | 0 | 0 | 0 | 0 | 0 | 0 | 0 | 0 | 0 | 0 | 0 | 0 | 0 | 0 | 0 | 0 | 0 | 0 | 0 | 0 | 0
F2_Commercial_Retail_Existing_Miscellaneous_Natural Gas_Miscellaneous_E10 | F2 | Commercial | Retail | Existing | Miscellaneous | Natural Gas | Miscellaneous | E10 | Participant - Cost of Operation | 0 | 0 | 0 | 0 | 0 | 0 | 0 | 0 | 0 | 0 | 0 | 0 | 0 | 0 | 0 | 0 | 0 | 0 | 0 | 0 | 0 | 0 | 0 | 0 | 0 | 0 | 0 | 0 | 0 | 0 | 0
F3_Commercial_Retail_Existing_Miscellaneous_Natural Gas_Miscellaneous_E1 | F3 | Commercial | Retail | Existing | Miscellaneous | Natural Gas | Miscellaneous | E1 | System - kBTUs of Conusmption | 0.010677 | 0.010731 | 0.010699 | 0.010677 | 0.010677 | 0.010677 | 0.010677 | 0.010677 | 0.010677 | 0.010677 | 0.010677 | 0.010677 | 0.010677 | 0.010677 | 0.010677 | 0.010677 | 0.010677 | 0.010677 | 0.010677 | 0.010677 | 0.010677 | 0.010677 | 0.010677 | 0.010677 | 0.010677 | 0.010677 | 0.010677 | 0.010677 | 0.010677 | 0.010677 | 0.010677
F3_Commercial_Retail_Existing_Miscellaneous_Natural Gas_Miscellaneous_E2 | F3 | Commercial | Retail | Existing | Miscellaneous | Natural Gas | Miscellaneous | E2 | System - kBTUs of Conusmption | 0 | 0 | 0 | 0 | 0 | 0 | 0 | 0 | 0 | 0 | 0 | 0 | 0 | 0 | 0 | 0 | 0 | 0 | 0 | 0 | 0 | 0 | 0 | 0 | 0 | 0 | 0 | 0 | 0 | 0 | 0
F3_Commercial_Retail_Existing_Miscellaneous_Natural Gas_Miscellaneous_E3 | F3 | Commercial | Retail | Existing | Miscellaneous | Natural Gas | Miscellaneous | E3 | System - kBTUs of Conusmption | 0 | 0 | 0 | 0 | 0 | 0 | 0 | 0 | 0 | 0 | 0 | 0 | 0 | 0 | 0 | 0 | 0 | 0 | 0 | 0 | 0 | 0 | 0 | 0 | 0 | 0 | 0 | 0 | 0 | 0 | 0
F3_Commercial_Retail_Existing_Miscellaneous_Natural Gas_Miscellaneous_E4 | F3 | Commercial | Retail | Existing | Miscellaneous | Natural Gas | Miscellaneous | E4 | System - kBTUs of Conusmption | 0 | 0 | 0 | 0 | 0 | 0 | 0 | 0 | 0 | 0 | 0 | 0 | 0 | 0 | 0 | 0 | 0 | 0 | 0 | 0 | 0 | 0 | 0 | 0 | 0 | 0 | 0 | 0 | 0 | 0 | 0
F3_Commercial_Retail_Existing_Miscellaneous_Natural Gas_Miscellaneous_E5 | F3 | Commercial | Retail | Existing | Miscellaneous | Natural Gas | Miscellaneous | E5 | System - kBTUs of Conusmption | 0 | 0 | 0 | 0 | 0 | 0 | 0 | 0 | 0 | 0 | 0 | 0 | 0 | 0 | 0 | 0 | 0 | 0 | 0 | 0 | 0 | 0 | 0 | 0 | 0 | 0 | 0 | 0 | 0 | 0 | 0
F3_Commercial_Retail_Existing_Miscellaneous_Natural Gas_Miscellaneous_E6 | F3 | Commercial | Retail | Existing | Miscellaneous | Natural Gas | Miscellaneous | E6 | System - kBTUs of Conusmption | 0 | 0 | 0 | 0 | 0 | 0 | 0 | 0 | 0 | 0 | 0 | 0 | 0 | 0 | 0 | 0 | 0 | 0 | 0 | 0 | 0 | 0 | 0 | 0 | 0 | 0 | 0 | 0 | 0 | 0 | 0
F3_Commercial_Retail_Existing_Miscellaneous_Natural Gas_Miscellaneous_E7 | F3 | Commercial | Retail | Existing | Miscellaneous | Natural Gas | Miscellaneous | E7 | System - kBTUs of Conusmption | 0 | 0 | 0 | 0 | 0 | 0 | 0 | 0 | 0 | 0 | 0 | 0 | 0 | 0 | 0 | 0 | 0 | 0 | 0 | 0 | 0 | 0 | 0 | 0 | 0 | 0 | 0 | 0 | 0 | 0 | 0
F3_Commercial_Retail_Existing_Miscellaneous_Natural Gas_Miscellaneous_E8 | F3 | Commercial | Retail | Existing | Miscellaneous | Natural Gas | Miscellaneous | E8 | System - kBTUs of Conusmption | 0 | 0 | 0 | 0 | 0 | 0 | 0 | 0 | 0 | 0 | 0 | 0 | 0 | 0 | 0 | 0 | 0 | 0 | 0 | 0 | 0 | 0 | 0 | 0 | 0 | 0 | 0 | 0 | 0 | 0 | 0
F3_Commercial_Retail_Existing_Miscellaneous_Natural Gas_Miscellaneous_E9 | F3 | Commercial | Retail | Existing | Miscellaneous | Natural Gas | Miscellaneous | E9 | System - kBTUs of Conusmption | 0 | 0 | 0 | 0 | 0 | 0 | 0 | 0 | 0 | 0 | 0 | 0 | 0 | 0 | 0 | 0 | 0 | 0 | 0 | 0 | 0 | 0 | 0 | 0 | 0 | 0 | 0 | 0 | 0 | 0 | 0
F3_Commercial_Retail_Existing_Miscellaneous_Natural Gas_Miscellaneous_E10 | F3 | Commercial | Retail | Existing | Miscellaneous | Natural Gas | Miscellaneous | E10 | System - kBTUs of Conusmption | 0 | 0 | 0 | 0 | 0 | 0 | 0 | 0 | 0 | 0 | 0 | 0 | 0 | 0 | 0 | 0 | 0 | 0 | 0 | 0 | 0 | 0 | 0 | 0 | 0 | 0 | 0 | 0 | 0 | 0 | 0
F4_Commercial_Retail_Existing_Miscellaneous_Natural Gas_Miscellaneous_E1 | F4 | Commercial | Retail | Existing | Miscellaneous | Natural Gas | Miscellaneous | E1 | Utility - Cost of Equipment | 2.59e-05 | 2.59e-05 | 2.59e-05 | 2.59e-05 | 2.59e-05 | 2.59e-05 | 2.59e-05 | 2.59e-05 | 2.59e-05 | 2.59e-05 | 2.59e-05 | 2.59e-05 | 2.59e-05 | 2.59e-05 | 2.59e-05 | 2.59e-05 | 2.59e-05 | 2.59e-05 | 2.59e-05 | 2.59e-05 | 2.59e-05 | 2.59e-05 | 2.59e-05 | 2.59e-05 | 2.59e-05 | 2.59e-05 | 2.59e-05 | 2.59e-05 | 2.59e-05 | 2.59e-05 | 2.59e-05
F4_Commercial_Retail_Existing_Miscellaneous_Natural Gas_Miscellaneous_E2 | F4 | Commercial | Retail | Existing | Miscellaneous | Natural Gas | Miscellaneous | E2 | Utility - Cost of Equipment | 0 | 0 | 0 | 0 | 0 | 0 | 0 | 0 | 0 | 0 | 0 | 0 | 0 | 0 | 0 | 0 | 0 | 0 | 0 | 0 | 0 | 0 | 0 | 0 | 0 | 0 | 0 | 0 | 0 | 0 | 0
F4_Commercial_Retail_Existing_Miscellaneous_Natural Gas_Miscellaneous_E3 | F4 | Commercial | Retail | Existing | Miscellaneous | Natural Gas | Miscellaneous | E3 | Utility - Cost of Equipment | 0 | 0 | 0 | 0 | 0 | 0 | 0 | 0 | 0 | 0 | 0 | 0 | 0 | 0 | 0 | 0 | 0 | 0 | 0 | 0 | 0 | 0 | 0 | 0 | 0 | 0 | 0 | 0 | 0 | 0 | 0
F4_Commercial_Retail_Existing_Miscellaneous_Natural Gas_Miscellaneous_E4 | F4 | Commercial | Retail | Existing | Miscellaneous | Natural Gas | Miscellaneous | E4 | Utility - Cost of Equipment | 0 | 0 | 0 | 0 | 0 | 0 | 0 | 0 | 0 | 0 | 0 | 0 | 0 | 0 | 0 | 0 | 0 | 0 | 0 | 0 | 0 | 0 | 0 | 0 | 0 | 0 | 0 | 0 | 0 | 0 | 0
F4_Commercial_Retail_Existing_Miscellaneous_Natural Gas_Miscellaneous_E5 | F4 | Commercial | Retail | Existing | Miscellaneous | Natural Gas | Miscellaneous | E5 | Utility - Cost of Equipment | 0 | 0 | 0 | 0 | 0 | 0 | 0 | 0 | 0 | 0 | 0 | 0 | 0 | 0 | 0 | 0 | 0 | 0 | 0 | 0 | 0 | 0 | 0 | 0 | 0 | 0 | 0 | 0 | 0 | 0 | 0
F4_Commercial_Retail_Existing_Miscellaneous_Natural Gas_Miscellaneous_E6 | F4 | Commercial | Retail | Existing | Miscellaneous | Natural Gas | Miscellaneous | E6 | Utility - Cost of Equipment | 0 | 0 | 0 | 0 | 0 | 0 | 0 | 0 | 0 | 0 | 0 | 0 | 0 | 0 | 0 | 0 | 0 | 0 | 0 | 0 | 0 | 0 | 0 | 0 | 0 | 0 | 0 | 0 | 0 | 0 | 0
F4_Commercial_Retail_Existing_Miscellaneous_Natural Gas_Miscellaneous_E7 | F4 | Commercial | Retail | Existing | Miscellaneous | Natural Gas | Miscellaneous | E7 | Utility - Cost of Equipment | 0 | 0 | 0 | 0 | 0 | 0 | 0 | 0 | 0 | 0 | 0 | 0 | 0 | 0 | 0 | 0 | 0 | 0 | 0 | 0 | 0 | 0 | 0 | 0 | 0 | 0 | 0 | 0 | 0 | 0 | 0
F4_Commercial_Retail_Existing_Miscellaneous_Natural Gas_Miscellaneous_E8 | F4 | Commercial | Retail | Existing | Miscellaneous | Natural Gas | Miscellaneous | E8 | Utility - Cost of Equipment | 0 | 0 | 0 | 0 | 0 | 0 | 0 | 0 | 0 | 0 | 0 | 0 | 0 | 0 | 0 | 0 | 0 | 0 | 0 | 0 | 0 | 0 | 0 | 0 | 0 | 0 | 0 | 0 | 0 | 0 | 0
F4_Commercial_Retail_Existing_Miscellaneous_Natural Gas_Miscellaneous_E9 | F4 | Commercial | Retail | Existing | Miscellaneous | Natural Gas | Miscellaneous | E9 | Utility - Cost of Equipment | 0 | 0 | 0 | 0 | 0 | 0 | 0 | 0 | 0 | 0 | 0 | 0 | 0 | 0 | 0 | 0 | 0 | 0 | 0 | 0 | 0 | 0 | 0 | 0 | 0 | 0 | 0 | 0 | 0 | 0 | 0
F4_Commercial_Retail_Existing_Miscellaneous_Natural Gas_Miscellaneous_E10 | F4 | Commercial | Retail | Existing | Miscellaneous | Natural Gas | Miscellaneous | E10 | Utility - Cost of Equipment | 0 | 0 | 0 | 0 | 0 | 0 | 0 | 0 | 0 | 0 | 0 | 0 | 0 | 0 | 0 | 0 | 0 | 0 | 0 | 0 | 0 | 0 | 0 | 0 | 0 | 0 | 0 | 0 | 0 | 0 | 0
F5_Commercial_Retail_Existing_Miscellaneous_Natural Gas_Miscellaneous_E1 | F5 | Commercial | Retail | Existing | Miscellaneous | Natural Gas | Miscellaneous | E1 | Utility - Cost of Operation | 0.00010303 | 0.00010634 | 0.00010884 | 0.00011171 | 0.00011722 | 0.00010887 | 0.00010256 | 0.00010133 | 0.00010377 | 0.00010549 | 0.00010886 | 0.00010762 | 7.7376e-05 | 7.5476e-05 | 7.5016e-05 | 8.3274e-05 | 9.3616e-05 | 0.00010462 | 0.00011199 | 0.0001269 | 0.00014217 | 0.00015939 | 0.00016343 | 5.5595e-05 | 5.4395e-05 | 5.3286e-05 | 5.2254e-05 | 5.1288e-05 | 5.0376e-05 | 4.9507e-05 | 4.8673e-05
F5_Commercial_Retail_Existing_Miscellaneous_Natural Gas_Miscellaneous_E2 | F5 | Commercial | Retail | Existing | Miscellaneous | Natural Gas | Miscellaneous | E2 | Utility - Cost of Operation | 0 | 0 | 0 | 0 | 0 | 0 | 0 | 0 | 0 | 0 | 0 | 0 | 0 | 0 | 0 | 0 | 0 | 0 | 0 | 0 | 0 | 0 | 0 | 0 | 0 | 0 | 0 | 0 | 0 | 0 | 0
F5_Commercial_Retail_Existing_Miscellaneous_Natural Gas_Miscellaneous_E3 | F5 | Commercial | Retail | Existing | Miscellaneous | Natural Gas | Miscellaneous | E3 | Utility - Cost of Operation | 0 | 0 | 0 | 0 | 0 | 0 | 0 | 0 | 0 | 0 | 0 | 0 | 0 | 0 | 0 | 0 | 0 | 0 | 0 | 0 | 0 | 0 | 0 | 0 | 0 | 0 | 0 | 0 | 0 | 0 | 0
F5_Commercial_Retail_Existing_Miscellaneous_Natural Gas_Miscellaneous_E4 | F5 | Commercial | Retail | Existing | Miscellaneous | Natural Gas | Miscellaneous | E4 | Utility - Cost of Operation | 0 | 0 | 0 | 0 | 0 | 0 | 0 | 0 | 0 | 0 | 0 | 0 | 0 | 0 | 0 | 0 | 0 | 0 | 0 | 0 | 0 | 0 | 0 | 0 | 0 | 0 | 0 | 0 | 0 | 0 | 0
F5_Commercial_Retail_Existing_Miscellaneous_Natural Gas_Miscellaneous_E5 | F5 | Commercial | Retail | Existing | Miscellaneous | Natural Gas | Miscellaneous | E5 | Utility - Cost of Operation | 0 | 0 | 0 | 0 | 0 | 0 | 0 | 0 | 0 | 0 | 0 | 0 | 0 | 0 | 0 | 0 | 0 | 0 | 0 | 0 | 0 | 0 | 0 | 0 | 0 | 0 | 0 | 0 | 0 | 0 | 0
F5_Commercial_Retail_Existing_Miscellaneous_Natural Gas_Miscellaneous_E6 | F5 | Commercial | Retail | Existing | Miscellaneous | Natural Gas | Miscellaneous | E6 | Utility - Cost of Operation | 0 | 0 | 0 | 0 | 0 | 0 | 0 | 0 | 0 | 0 | 0 | 0 | 0 | 0 | 0 | 0 | 0 | 0 | 0 | 0 | 0 | 0 | 0 | 0 | 0 | 0 | 0 | 0 | 0 | 0 | 0
F5_Commercial_Retail_Existing_Miscellaneous_Natural Gas_Miscellaneous_E7 | F5 | Commercial | Retail | Existing | Miscellaneous | Natural Gas | Miscellaneous | E7 | Utility - Cost of Operation | 0 | 0 | 0 | 0 | 0 | 0 | 0 | 0 | 0 | 0 | 0 | 0 | 0 | 0 | 0 | 0 | 0 | 0 | 0 | 0 | 0 | 0 | 0 | 0 | 0 | 0 | 0 | 0 | 0 | 0 | 0
F5_Commercial_Retail_Existing_Miscellaneous_Natural Gas_Miscellaneous_E8 | F5 | Commercial | Retail | Existing | Miscellaneous | Natural Gas | Miscellaneous | E8 | Utility - Cost of Operation | 0 | 0 | 0 | 0 | 0 | 0 | 0 | 0 | 0 | 0 | 0 | 0 | 0 | 0 | 0 | 0 | 0 | 0 | 0 | 0 | 0 | 0 | 0 | 0 | 0 | 0 | 0 | 0 | 0 | 0 | 0
F5_Commercial_Retail_Existing_Miscellaneous_Natural Gas_Miscellaneous_E9 | F5 | Commercial | Retail | Existing | Miscellaneous | Natural Gas | Miscellaneous | E9 | Utility - Cost of Operation | 0 | 0 | 0 | 0 | 0 | 0 | 0 | 0 | 0 | 0 | 0 | 0 | 0 | 0 | 0 | 0 | 0 | 0 | 0 | 0 | 0 | 0 | 0 | 0 | 0 | 0 | 0 | 0 | 0 | 0 | 0
F5_Commercial_Retail_Existing_Miscellaneous_Natural Gas_Miscellaneous_E10 | F5 | Commercial | Retail | Existing | Miscellaneous | Natural Gas | Miscellaneous | E10 | Utility - Cost of Operation | 0 | 0 | 0 | 0 | 0 | 0 | 0 | 0 | 0 | 0 | 0 | 0 | 0 | 0 | 0 | 0 | 0 | 0 | 0 | 0 | 0 | 0 | 0 | 0 | 0 | 0 | 0 | 0 | 0 | 0 | 0
F6_Commercial_Retail_Existing_Miscellaneous_Natural Gas_Miscellaneous_E1 | F6 | Commercial | Retail | Existing | Miscellaneous | Natural Gas | Miscellaneous | E1 | Utility - Value of Sales | 0.00012343 | 0.0001274 | 0.0001304 | 0.00013384 | 0.00014044 | 0.00013043 | 0.00012287 | 0.0001214 | 0.00012432 | 0.00012638 | 0.00013042 | 0.00012894 | 9.2702e-05 | 9.0426e-05 | 8.9874e-05 | 9.9768e-05 | 0.00011216 | 0.00012534 | 0.00013417 | 0.00015204 | 0.00017032 | 0.00019096 | 0.0001958 | 6.6607e-05 | 6.5169e-05 | 6.384e-05 | 6.2604e-05 | 6.1447e-05 | 6.0354e-05 | 5.9312e-05 | 5.8314e-05
F6_Commercial_Retail_Existing_Miscellaneous_Natural Gas_Miscellaneous_E2 | F6 | Commercial | Retail | Existing | Miscellaneous | Natural Gas | Miscellaneous | E2 | Utility - Value of Sales | 0 | 0 | 0 | 0 | 0 | 0 | 0 | 0 | 0 | 0 | 0 | 0 | 0 | 0 | 0 | 0 | 0 | 0 | 0 | 0 | 0 | 0 | 0 | 0 | 0 | 0 | 0 | 0 | 0 | 0 | 0
F6_Commercial_Retail_Existing_Miscellaneous_Natural Gas_Miscellaneous_E3 | F6 | Commercial | Retail | Existing | Miscellaneous | Natural Gas | Miscellaneous | E3 | Utility - Value of Sales | 0 | 0 | 0 | 0 | 0 | 0 | 0 | 0 | 0 | 0 | 0 | 0 | 0 | 0 | 0 | 0 | 0 | 0 | 0 | 0 | 0 | 0 | 0 | 0 | 0 | 0 | 0 | 0 | 0 | 0 | 0
F6_Commercial_Retail_Existing_Miscellaneous_Natural Gas_Miscellaneous_E4 | F6 | Commercial | Retail | Existing | Miscellaneous | Natural Gas | Miscellaneous | E4 | Utility - Value of Sales | 0 | 0 | 0 | 0 | 0 | 0 | 0 | 0 | 0 | 0 | 0 | 0 | 0 | 0 | 0 | 0 | 0 | 0 | 0 | 0 | 0 | 0 | 0 | 0 | 0 | 0 | 0 | 0 | 0 | 0 | 0
F6_Commercial_Retail_Existing_Miscellaneous_Natural Gas_Miscellaneous_E5 | F6 | Commercial | Retail | Existing | Miscellaneous | Natural Gas | Miscellaneous | E5 | Utility - Value of Sales | 0 | 0 | 0 | 0 | 0 | 0 | 0 | 0 | 0 | 0 | 0 | 0 | 0 | 0 | 0 | 0 | 0 | 0 | 0 | 0 | 0 | 0 | 0 | 0 | 0 | 0 | 0 | 0 | 0 | 0 | 0
F6_Commercial_Retail_Existing_Miscellaneous_Natural Gas_Miscellaneous_E6 | F6 | Commercial | Retail | Existing | Miscellaneous | Natural Gas | Miscellaneous | E6 | Utility - Value of Sales | 0 | 0 | 0 | 0 | 0 | 0 | 0 | 0 | 0 | 0 | 0 | 0 | 0 | 0 | 0 | 0 | 0 | 0 | 0 | 0 | 0 | 0 | 0 | 0 | 0 | 0 | 0 | 0 | 0 | 0 | 0
F6_Commercial_Retail_Existing_Miscellaneous_Natural Gas_Miscellaneous_E7 | F6 | Commercial | Retail | Existing | Miscellaneous | Natural Gas | Miscellaneous | E7 | Utility - Value of Sales | 0 | 0 | 0 | 0 | 0 | 0 | 0 | 0 | 0 | 0 | 0 | 0 | 0 | 0 | 0 | 0 | 0 | 0 | 0 | 0 | 0 | 0 | 0 | 0 | 0 | 0 | 0 | 0 | 0 | 0 | 0
F6_Commercial_Retail_Existing_Miscellaneous_Natural Gas_Miscellaneous_E8 | F6 | Commercial | Retail | Existing | Miscellaneous | Natural Gas | Miscellaneous | E8 | Utility - Value of Sales | 0 | 0 | 0 | 0 | 0 | 0 | 0 | 0 | 0 | 0 | 0 | 0 | 0 | 0 | 0 | 0 | 0 | 0 | 0 | 0 | 0 | 0 | 0 | 0 | 0 | 0 | 0 | 0 | 0 | 0 | 0
F6_Commercial_Retail_Existing_Miscellaneous_Natural Gas_Miscellaneous_E9 | F6 | Commercial | Retail | Existing | Miscellaneous | Natural Gas | Miscellaneous | E9 | Utility - Value of Sales | 0 | 0 | 0 | 0 | 0 | 0 | 0 | 0 | 0 | 0 | 0 | 0 | 0 | 0 | 0 | 0 | 0 | 0 | 0 | 0 | 0 | 0 | 0 | 0 | 0 | 0 | 0 | 0 | 0 | 0 | 0
F6_Commercial_Retail_Existing_Miscellaneous_Natural Gas_Miscellaneous_E10 | F6 | Commercial | Retail | Existing | Miscellaneous | Natural Gas | Miscellaneous | E10 | Utility - Value of Sales | 0 | 0 | 0 | 0 | 0 | 0 | 0 | 0 | 0 | 0 | 0 | 0 | 0 | 0 | 0 | 0 | 0 | 0 | 0 | 0 | 0 | 0 | 0 | 0 | 0 | 0 | 0 | 0 | 0 | 0 | 0
F1_Commercial_Retail_New_Space Heating_Natural Gas_Furnace_E1 | F1 | Commercial | Retail | New | Space Heating | Natural Gas | Furnace | E1 | Participant - Cost of Equipment | 0.085014 | 0.085014 | 0.085014 | 0.085014 | 0.085014 | 0 | 0 | 0 | 0 | 0 | 0 | 0 | 0 | 0 | 0 | 0 | 0 | 0 | 0 | 0 | 0 | 0 | 0 | 0 | 0 | 0 | 0 | 0 | 0 | 0 | 0
F1_Commercial_Retail_New_Space Heating_Natural Gas_Furnace_E2 | F1 | Commercial | Retail | New | Space Heating | Natural Gas | Furnace | E2 | Participant - Cost of Equipment | 0.105 | 0.105 | 0.105 | 0.105 | 0.105 | 0 | 0 | 0 | 0 | 0 | 0 | 0 | 0 | 0 | 0 | 0 | 0 | 0 | 0 | 0 | 0 | 0 | 0 | 0 | 0 | 0 | 0 | 0 | 0 | 0 | 0
F1_Commercial_Retail_New_Space Heating_Natural Gas_Furnace_E3 | F1 | Commercial | Retail | New | Space Heating | Natural Gas | Furnace | E3 | Participant - Cost of Equipment | 0.1267 | 0.1267 | 0.1267 | 0.1267 | 0.1267 | 0.1267 | 0.1267 | 0.1267 | 0.1267 | 0.1267 | 0.1267 | 0.1267 | 0.1267 | 0.1267 | 0.1267 | 0.1267 | 0.1267 | 0.1267 | 0.1267 | 0.1267 | 0.1267 | 0.1267 | 0.1267 | 0.1267 | 0.1267 | 0.1267 | 0.1267 | 0.1267 | 0.1267 | 0.1267 | 0.1267
F1_Commercial_Retail_New_Space Heating_Natural Gas_Furnace_E4 | F1 | Commercial | Retail | New | Space Heating | Natural Gas | Furnace | E4 | Participant - Cost of Equipment | 0.1048 | 0.1048 | 0.1048 | 0.1048 | 0.1048 | 0.1048 | 0.1048 | 0.1048 | 0.1048 | 0.1048 | 0.1048 | 0.1048 | 0.1048 | 0.1048 | 0.1048 | 0.1048 | 0.1048 | 0.1048 | 0.1048 | 0.1048 | 0.1048 | 0.1048 | 0.1048 | 0.1048 | 0.1048 | 0.1048 | 0.1048 | 0.1048 | 0.1048 | 0.1048 | 0.1048
F1_Commercial_Retail_New_Space Heating_Natural Gas_Furnace_E5 | F1 | Commercial | Retail | New | Space Heating | Natural Gas | Furnace | E5 | Participant - Cost of Equipment | 0 | 0 | 0 | 0 | 0 | 0 | 0 | 0.87258 | 0.87258 | 0.87258 | 0.87258 | 0.87258 | 0.87258 | 0.87258 | 0.87258 | 0.87258 | 0.87258 | 0.87258 | 0.87258 | 0.87258 | 0.87258 | 0.87258 | 0.87258 | 0.87258 | 0.87258 | 0.87258 | 0.87258 | 0.87258 | 0.87258 | 0.87258 | 0.87258
F1_Commercial_Retail_New_Space Heating_Natural Gas_Furnace_E6 | F1 | Commercial | Retail | New | Space Heating | Natural Gas | Furnace | E6 | Participant - Cost of Equipment | 0 | 0 | 0 | 0 | 0 | 0 | 0 | 0 | 0 | 0 | 0 | 0 | 0 | 0 | 0 | 0 | 0 | 0 | 0 | 0 | 0 | 0 | 0 | 0 | 0 | 0 | 0 | 0 | 0 | 0 | 0
F1_Commercial_Retail_New_Space Heating_Natural Gas_Furnace_E7 | F1 | Commercial | Retail | New | Space Heating | Natural Gas | Furnace | E7 | Participant - Cost of Equipment | 0 | 0 | 0 | 0 | 0 | 0 | 0 | 0 | 0 | 0 | 0 | 0 | 0 | 0 | 0 | 0 | 0 | 0 | 0 | 0 | 0 | 0 | 0 | 0 | 0 | 0 | 0 | 0 | 0 | 0 | 0
F1_Commercial_Retail_New_Space Heating_Natural Gas_Furnace_E8 | F1 | Commercial | Retail | New | Space Heating | Natural Gas | Furnace | E8 | Participant - Cost of Equipment | 0 | 0 | 0 | 0 | 0 | 0 | 0 | 0 | 0 | 0 | 0 | 0 | 0 | 0 | 0 | 0 | 0 | 0 | 0 | 0 | 0 | 0 | 0 | 0 | 0 | 0 | 0 | 0 | 0 | 0 | 0
F1_Commercial_Retail_New_Space Heating_Natural Gas_Furnace_E9 | F1 | Commercial | Retail | New | Space Heating | Natural Gas | Furnace | E9 | Participant - Cost of Equipment | 0 | 0 | 0 | 0 | 0 | 0 | 0 | 0 | 0 | 0 | 0 | 0 | 0 | 0 | 0 | 0 | 0 | 0 | 0 | 0 | 0 | 0 | 0 | 0 | 0 | 0 | 0 | 0 | 0 | 0 | 0
F1_Commercial_Retail_New_Space Heating_Natural Gas_Furnace_E10 | F1 | Commercial | Retail | New | Space Heating | Natural Gas | Furnace | E10 | Participant - Cost of Equipment | 0 | 0 | 0 | 0 | 0 | 0 | 0 | 0 | 0 | 0 | 0 | 0 | 0 | 0 | 0 | 0 | 0 | 0 | 0 | 0 | 0 | 0 | 0 | 0 | 0 | 0 | 0 | 0 | 0 | 0 | 0
F2_Commercial_Retail_New_Space Heating_Natural Gas_Furnace_E1 | F2 | Commercial | Retail | New | Space Heating | Natural Gas | Furnace | E1 | Participant - Cost of Operation | 0.17858 | 0.17973 | 0.18036 | 0.18114 | 0.18274 | 0 | 0 | 0 | 0 | 0 | 0 | 0 | 0 | 0 | 0 | 0 | 0 | 0 | 0 | 0 | 0 | 0 | 0 | 0 | 0 | 0 | 0 | 0 | 0 | 0 | 0
F2_Commercial_Retail_New_Space Heating_Natural Gas_Furnace_E2 | F2 | Commercial | Retail | New | Space Heating | Natural Gas | Furnace | E2 | Participant - Cost of Operation | 0.17637 | 0.17751 | 0.17814 | 0.1789 | 0.18048 | 0 | 0 | 0 | 0 | 0 | 0 | 0 | 0 | 0 | 0 | 0 | 0 | 0 | 0 | 0 | 0 | 0 | 0 | 0 | 0 | 0 | 0 | 0 | 0 | 0 | 0
F2_Commercial_Retail_New_Space Heating_Natural Gas_Furnace_E3 | F2 | Commercial | Retail | New | Space Heating | Natural Gas | Furnace | E3 | Participant - Cost of Operation | 0.15699 | 0.158 | 0.15856 | 0.15924 | 0.16065 | 0.15589 | 0.15252 | 0.14981 | 0.14891 | 0.14763 | 0.14694 | 0.14597 | 0.13102 | 0.12997 | 0.12984 | 0.12886 | 0.12851 | 0.12841 | 0.12602 | 0.12682 | 0.12716 | 0.12776 | 0.12859 | 0.074811 | 0.072943 | 0.071026 | 0.069041 | 0.066966 | 0.064785 | 0.062477 | 0.060025
F2_Commercial_Retail_New_Space Heating_Natural Gas_Furnace_E4 | F2 | Commercial | Retail | New | Space Heating | Natural Gas | Furnace | E4 | Participant - Cost of Operation | 0.14881 | 0.14977 | 0.1503 | 0.15095 | 0.15228 | 0.14777 | 0.14458 | 0.14201 | 0.14116 | 0.13994 | 0.13928 | 0.13837 | 0.1242 | 0.1232 | 0.12307 | 0.12215 | 0.12182 | 0.12172 | 0.11946 | 0.12022 | 0.12054 | 0.1211 | 0.12189 | 0.070914 | 0.069144 | 0.067327 | 0.065445 | 0.063479 | 0.06141 | 0.059223 | 0.056899
F2_Commercial_Retail_New_Space Heating_Natural Gas_Furnace_E5 | F2 | Commercial | Retail | New | Space Heating | Natural Gas | Furnace | E5 | Participant - Cost of Operation | 0 | 0 | 0 | 0 | 0 | 0 | 0 | 0.10487 | 0.10424 | 0.10334 | 0.10286 | 0.10218 | 0.091717 | 0.090977 | 0.090885 | 0.0902 | 0.089959 | 0.089887 | 0.088214 | 0.088775 | 0.089015 | 0.089431 | 0.090014 | 0.052367 | 0.05106 | 0.049719 | 0.048328 | 0.046876 | 0.045349 | 0.043734 | 0.042017
F2_Commercial_Retail_New_Space Heating_Natural Gas_Furnace_E6 | F2 | Commercial | Retail | New | Space Heating | Natural Gas | Furnace | E6 | Participant - Cost of Operation | 0 | 0 | 0 | 0 | 0 | 0 | 0 | 0 | 0 | 0 | 0 | 0 | 0 | 0 | 0 | 0 | 0 | 0 | 0 | 0 | 0 | 0 | 0 | 0 | 0 | 0 | 0 | 0 | 0 | 0 | 0
F2_Commercial_Retail_New_Space Heating_Natural Gas_Furnace_E7 | F2 | Commercial | Retail | New | Space Heating | Natural Gas | Furnace | E7 | Participant - Cost of Operation | 0 | 0 | 0 | 0 | 0 | 0 | 0 | 0 | 0 | 0 | 0 | 0 | 0 | 0 | 0 | 0 | 0 | 0 | 0 | 0 | 0 | 0 | 0 | 0 | 0 | 0 | 0 | 0 | 0 | 0 | 0
F2_Commercial_Retail_New_Space Heating_Natural Gas_Furnace_E8 | F2 | Commercial | Retail | New | Space Heating | Natural Gas | Furnace | E8 | Participant - Cost of Operation | 0 | 0 | 0 | 0 | 0 | 0 | 0 | 0 | 0 | 0 | 0 | 0 | 0 | 0 | 0 | 0 | 0 | 0 | 0 | 0 | 0 | 0 | 0 | 0 | 0 | 0 | 0 | 0 | 0 | 0 | 0
F2_Commercial_Retail_New_Space Heating_Natural Gas_Furnace_E9 | F2 | Commercial | Retail | New | Space Heating | Natural Gas | Furnace | E9 | Participant - Cost of Operation | 0 | 0 | 0 | 0 | 0 | 0 | 0 | 0 | 0 | 0 | 0 | 0 | 0 | 0 | 0 | 0 | 0 | 0 | 0 | 0 | 0 | 0 | 0 | 0 | 0 | 0 | 0 | 0 | 0 | 0 | 0
F2_Commercial_Retail_New_Space Heating_Natural Gas_Furnace_E10 | F2 | Commercial | Retail | New | Space Heating | Natural Gas | Furnace | E10 | Participant - Cost of Operation | 0 | 0 | 0 | 0 | 0 | 0 | 0 | 0 | 0 | 0 | 0 | 0 | 0 | 0 | 0 | 0 | 0 | 0 | 0 | 0 | 0 | 0 | 0 | 0 | 0 | 0 | 0 | 0 | 0 | 0 | 0
F3_Commercial_Retail_New_Space Heating_Natural Gas_Furnace_E1 | F3 | Commercial | Retail | New | Space Heating | Natural Gas | Furnace | E1 | System - kBTUs of Conusmption | 15.3389 | 15.3549 | 15.3447 | 15.3377 | 15.3377 | 0 | 0 | 0 | 0 | 0 | 0 | 0 | 0 | 0 | 0 | 0 | 0 | 0 | 0 | 0 | 0 | 0 | 0 | 0 | 0 | 0 | 0 | 0 | 0 | 0 | 0
F3_Commercial_Retail_New_Space Heating_Natural Gas_Furnace_E2 | F3 | Commercial | Retail | New | Space Heating | Natural Gas | Furnace | E2 | System - kBTUs of Conusmption | 15.1495 | 15.1653 | 15.1552 | 15.1484 | 15.1484 | 0 | 0 | 0 | 0 | 0 | 0 | 0 | 0 | 0 | 0 | 0 | 0 | 0 | 0 | 0 | 0 | 0 | 0 | 0 | 0 | 0 | 0 | 0 | 0 | 0 | 0
F3_Commercial_Retail_New_Space Heating_Natural Gas_Furnace_E3 | F3 | Commercial | Retail | New | Space Heating | Natural Gas | Furnace | E3 | System - kBTUs of Conusmption | 13.4847 | 13.4988 | 13.4898 | 13.4837 | 13.4837 | 13.4837 | 13.4837 | 13.4837 | 13.4837 | 13.4837 | 13.4837 | 13.4837 | 13.4837 | 13.4837 | 13.4837 | 13.4837 | 13.4837 | 13.4837 | 13.4837 | 13.4837 | 13.4837 | 13.4837 | 13.4837 | 13.4837 | 13.4837 | 13.4837 | 13.4837 | 13.4837 | 13.4837 | 13.4837 | 13.4837
F3_Commercial_Retail_New_Space Heating_Natural Gas_Furnace_E4 | F3 | Commercial | Retail | New | Space Heating | Natural Gas | Furnace | E4 | System - kBTUs of Conusmption | 12.7824 | 12.7957 | 12.7872 | 12.7814 | 12.7814 | 12.7814 | 12.7814 | 12.7814 | 12.7814 | 12.7814 | 12.7814 | 12.7814 | 12.7814 | 12.7814 | 12.7814 | 12.7814 | 12.7814 | 12.7814 | 12.7814 | 12.7814 | 12.7814 | 12.7814 | 12.7814 | 12.7814 | 12.7814 | 12.7814 | 12.7814 | 12.7814 | 12.7814 | 12.7814 | 12.7814
F3_Commercial_Retail_New_Space Heating_Natural Gas_Furnace_E5 | F3 | Commercial | Retail | New | Space Heating | Natural Gas | Furnace | E5 | System - kBTUs of Conusmption | 0 | 0 | 0 | 0 | 0 | 0 | 0 | 9.4386 | 9.4386 | 9.4386 | 9.4386 | 9.4386 | 9.4386 | 9.4386 | 9.4386 | 9.4386 | 9.4386 | 9.4386 | 9.4386 | 9.4386 | 9.4386 | 9.4386 | 9.4386 | 9.4386 | 9.4386 | 9.4386 | 9.4386 | 9.4386 | 9.4386 | 9.4386 | 9.4386
F3_Commercial_Retail_New_Space Heating_Natural Gas_Furnace_E6 | F3 | Commercial | Retail | New | Space Heating | Natural Gas | Furnace | E6 | System - kBTUs of Conusmption | 0 | 0 | 0 | 0 | 0 | 0 | 0 | 0 | 0 | 0 | 0 | 0 | 0 | 0 | 0 | 0 | 0 | 0 | 0 | 0 | 0 | 0 | 0 | 0 | 0 | 0 | 0 | 0 | 0 | 0 | 0
F3_Commercial_Retail_New_Space Heating_Natural Gas_Furnace_E7 | F3 | Commercial | Retail | New | Space Heating | Natural Gas | Furnace | E7 | System - kBTUs of Conusmption | 0 | 0 | 0 | 0 | 0 | 0 | 0 | 0 | 0 | 0 | 0 | 0 | 0 | 0 | 0 | 0 | 0 | 0 | 0 | 0 | 0 | 0 | 0 | 0 | 0 | 0 | 0 | 0 | 0 | 0 | 0
F3_Commercial_Retail_New_Space Heating_Natural Gas_Furnace_E8 | F3 | Commercial | Retail | New | Space Heating | Natural Gas | Furnace | E8 | System - kBTUs of Conusmption | 0 | 0 | 0 | 0 | 0 | 0 | 0 | 0 | 0 | 0 | 0 | 0 | 0 | 0 | 0 | 0 | 0 | 0 | 0 | 0 | 0 | 0 | 0 | 0 | 0 | 0 | 0 | 0 | 0 | 0 | 0
F3_Commercial_Retail_New_Space Heating_Natural Gas_Furnace_E9 | F3 | Commercial | Retail | New | Space Heating | Natural Gas | Furnace | E9 | System - kBTUs of Conusmption | 0 | 0 | 0 | 0 | 0 | 0 | 0 | 0 | 0 | 0 | 0 | 0 | 0 | 0 | 0 | 0 | 0 | 0 | 0 | 0 | 0 | 0 | 0 | 0 | 0 | 0 | 0 | 0 | 0 | 0 | 0
F3_Commercial_Retail_New_Space Heating_Natural Gas_Furnace_E10 | F3 | Commercial | Retail | New | Space Heating | Natural Gas | Furnace | E10 | System - kBTUs of Conusmption | 0 | 0 | 0 | 0 | 0 | 0 | 0 | 0 | 0 | 0 | 0 | 0 | 0 | 0 | 0 | 0 | 0 | 0 | 0 | 0 | 0 | 0 | 0 | 0 | 0 | 0 | 0 | 0 | 0 | 0 | 0
F4_Commercial_Retail_New_Space Heating_Natural Gas_Furnace_E1 | F4 | Commercial | Retail | New | Space Heating | Natural Gas | Furnace | E1 | Utility - Cost of Equipment | 0.085014 | 0.085014 | 0.085014 | 0.085014 | 0.085014 | 0 | 0 | 0 | 0 | 0 | 0 | 0 | 0 | 0 | 0 | 0 | 0 | 0 | 0 | 0 | 0 | 0 | 0 | 0 | 0 | 0 | 0 | 0 | 0 | 0 | 0
F4_Commercial_Retail_New_Space Heating_Natural Gas_Furnace_E2 | F4 | Commercial | Retail | New | Space Heating | Natural Gas | Furnace | E2 | Utility - Cost of Equipment | 0.105 | 0.105 | 0.105 | 0.105 | 0.105 | 0 | 0 | 0 | 0 | 0 | 0 | 0 | 0 | 0 | 0 | 0 | 0 | 0 | 0 | 0 | 0 | 0 | 0 | 0 | 0 | 0 | 0 | 0 | 0 | 0 | 0
F4_Commercial_Retail_New_Space Heating_Natural Gas_Furnace_E3 | F4 | Commercial | Retail | New | Space Heating | Natural Gas | Furnace | E3 | Utility - Cost of Equipment | 0.1267 | 0.1267 | 0.1267 | 0.1267 | 0.1267 | 0.1267 | 0.1267 | 0.1267 | 0.1267 | 0.1267 | 0.1267 | 0.1267 | 0.1267 | 0.1267 | 0.1267 | 0.1267 | 0.1267 | 0.1267 | 0.1267 | 0.1267 | 0.1267 | 0.1267 | 0.1267 | 0.1267 | 0.1267 | 0.1267 | 0.1267 | 0.1267 | 0.1267 | 0.1267 | 0.1267
F4_Commercial_Retail_New_Space Heating_Natural Gas_Furnace_E4 | F4 | Commercial | Retail | New | Space Heating | Natural Gas | Furnace | E4 | Utility - Cost of Equipment | 0.1048 | 0.1048 | 0.1048 | 0.1048 | 0.1048 | 0.1048 | 0.1048 | 0.1048 | 0.1048 | 0.1048 | 0.1048 | 0.1048 | 0.1048 | 0.1048 | 0.1048 | 0.1048 | 0.1048 | 0.1048 | 0.1048 | 0.1048 | 0.1048 | 0.1048 | 0.1048 | 0.1048 | 0.1048 | 0.1048 | 0.1048 | 0.1048 | 0.1048 | 0.1048 | 0.1048
F4_Commercial_Retail_New_Space Heating_Natural Gas_Furnace_E5 | F4 | Commercial | Retail | New | Space Heating | Natural Gas | Furnace | E5 | Utility - Cost of Equipment | 0 | 0 | 0 | 0 | 0 | 0 | 0 | 0.87258 | 0.87258 | 0.87258 | 0.87258 | 0.87258 | 0.87258 | 0.87258 | 0.87258 | 0.87258 | 0.87258 | 0.87258 | 0.87258 | 0.87258 | 0.87258 | 0.87258 | 0.87258 | 0.87258 | 0.87258 | 0.87258 | 0.87258 | 0.87258 | 0.87258 | 0.87258 | 0.87258
F4_Commercial_Retail_New_Space Heating_Natural Gas_Furnace_E6 | F4 | Commercial | Retail | New | Space Heating | Natural Gas | Furnace | E6 | Utility - Cost of Equipment | 0 | 0 | 0 | 0 | 0 | 0 | 0 | 0 | 0 | 0 | 0 | 0 | 0 | 0 | 0 | 0 | 0 | 0 | 0 | 0 | 0 | 0 | 0 | 0 | 0 | 0 | 0 | 0 | 0 | 0 | 0
F4_Commercial_Retail_New_Space Heating_Natural Gas_Furnace_E7 | F4 | Commercial | Retail | New | Space Heating | Natural Gas | Furnace | E7 | Utility - Cost of Equipment | 0 | 0 | 0 | 0 | 0 | 0 | 0 | 0 | 0 | 0 | 0 | 0 | 0 | 0 | 0 | 0 | 0 | 0 | 0 | 0 | 0 | 0 | 0 | 0 | 0 | 0 | 0 | 0 | 0 | 0 | 0
F4_Commercial_Retail_New_Space Heating_Natural Gas_Furnace_E8 | F4 | Commercial | Retail | New | Space Heating | Natural Gas | Furnace | E8 | Utility - Cost of Equipment | 0 | 0 | 0 | 0 | 0 | 0 | 0 | 0 | 0 | 0 | 0 | 0 | 0 | 0 | 0 | 0 | 0 | 0 | 0 | 0 | 0 | 0 | 0 | 0 | 0 | 0 | 0 | 0 | 0 | 0 | 0
F4_Commercial_Retail_New_Space Heating_Natural Gas_Furnace_E9 | F4 | Commercial | Retail | New | Space Heating | Natural Gas | Furnace | E9 | Utility - Cost of Equipment | 0 | 0 | 0 | 0 | 0 | 0 | 0 | 0 | 0 | 0 | 0 | 0 | 0 | 0 | 0 | 0 | 0 | 0 | 0 | 0 | 0 | 0 | 0 | 0 | 0 | 0 | 0 | 0 | 0 | 0 | 0
F4_Commercial_Retail_New_Space Heating_Natural Gas_Furnace_E10 | F4 | Commercial | Retail | New | Space Heating | Natural Gas | Furnace | E10 | Utility - Cost of Equipment | 0 | 0 | 0 | 0 | 0 | 0 | 0 | 0 | 0 | 0 | 0 | 0 | 0 | 0 | 0 | 0 | 0 | 0 | 0 | 0 | 0 | 0 | 0 | 0 | 0 | 0 | 0 | 0 | 0 | 0 | 0
F5_Commercial_Retail_New_Space Heating_Natural Gas_Furnace_E1 | F5 | Commercial | Retail | New | Space Heating | Natural Gas | Furnace | E1 | Utility - Cost of Operation | 0.14905 | 0.15001 | 0.15055 | 0.15119 | 0.15253 | 0 | 0 | 0 | 0 | 0 | 0 | 0 | 0 | 0 | 0 | 0 | 0 | 0 | 0 | 0 | 0 | 0 | 0 | 0 | 0 | 0 | 0 | 0 | 0 | 0 | 0
F5_Commercial_Retail_New_Space Heating_Natural Gas_Furnace_E2 | F5 | Commercial | Retail | New | Space Heating | Natural Gas | Furnace | E2 | Utility - Cost of Operation | 0.14721 | 0.14816 | 0.14869 | 0.14933 | 0.15065 | 0 | 0 | 0 | 0 | 0 | 0 | 0 | 0 | 0 | 0 | 0 | 0 | 0 | 0 | 0 | 0 | 0 | 0 | 0 | 0 | 0 | 0 | 0 | 0 | 0 | 0
F5_Commercial_Retail_New_Space Heating_Natural Gas_Furnace_E3 | F5 | Commercial | Retail | New | Space Heating | Natural Gas | Furnace | E3 | Utility - Cost of Operation | 0.13104 | 0.13188 | 0.13235 | 0.13292 | 0.13409 | 0.13012 | 0.1273 | 0.12505 | 0.12429 | 0.12323 | 0.12264 | 0.12184 | 0.10936 | 0.10848 | 0.10837 | 0.10755 | 0.10727 | 0.10718 | 0.10519 | 0.10586 | 0.10614 | 0.10664 | 0.10733 | 0.062443 | 0.060884 | 0.059284 | 0.057627 | 0.055895 | 0.054074 | 0.052148 | 0.050102
F5_Commercial_Retail_New_Space Heating_Natural Gas_Furnace_E4 | F5 | Commercial | Retail | New | Space Heating | Natural Gas | Furnace | E4 | Utility - Cost of Operation | 0.12421 | 0.12501 | 0.12545 | 0.12599 | 0.12711 | 0.12334 | 0.12067 | 0.11853 | 0.11782 | 0.11681 | 0.11626 | 0.11549 | 0.10367 | 0.10283 | 0.10273 | 0.10195 | 0.10168 | 0.1016 | 0.099707 | 0.10034 | 0.10061 | 0.10108 | 0.10174 | 0.059191 | 0.057713 | 0.056197 | 0.054625 | 0.052984 | 0.051258 | 0.049432 | 0.047492
F5_Commercial_Retail_New_Space Heating_Natural Gas_Furnace_E5 | F5 | Commercial | Retail | New | Space Heating | Natural Gas | Furnace | E5 | Utility - Cost of Operation | 0 | 0 | 0 | 0 | 0 | 0 | 0 | 0.087533 | 0.087006 | 0.086258 | 0.085851 | 0.085289 | 0.076554 | 0.075937 | 0.07586 | 0.075288 | 0.075087 | 0.075027 | 0.07363 | 0.074099 | 0.074299 | 0.074646 | 0.075133 | 0.04371 | 0.042619 | 0.041499 | 0.040339 | 0.039127 | 0.037852 | 0.036504 | 0.035071
F5_Commercial_Retail_New_Space Heating_Natural Gas_Furnace_E6 | F5 | Commercial | Retail | New | Space Heating | Natural Gas | Furnace | E6 | Utility - Cost of Operation | 0 | 0 | 0 | 0 | 0 | 0 | 0 | 0 | 0 | 0 | 0 | 0 | 0 | 0 | 0 | 0 | 0 | 0 | 0 | 0 | 0 | 0 | 0 | 0 | 0 | 0 | 0 | 0 | 0 | 0 | 0
F5_Commercial_Retail_New_Space Heating_Natural Gas_Furnace_E7 | F5 | Commercial | Retail | New | Space Heating | Natural Gas | Furnace | E7 | Utility - Cost of Operation | 0 | 0 | 0 | 0 | 0 | 0 | 0 | 0 | 0 | 0 | 0 | 0 | 0 | 0 | 0 | 0 | 0 | 0 | 0 | 0 | 0 | 0 | 0 | 0 | 0 | 0 | 0 | 0 | 0 | 0 | 0
F5_Commercial_Retail_New_Space Heating_Natural Gas_Furnace_E8 | F5 | Commercial | Retail | New | Space Heating | Natural Gas | Furnace | E8 | Utility - Cost of Operation | 0 | 0 | 0 | 0 | 0 | 0 | 0 | 0 | 0 | 0 | 0 | 0 | 0 | 0 | 0 | 0 | 0 | 0 | 0 | 0 | 0 | 0 | 0 | 0 | 0 | 0 | 0 | 0 | 0 | 0 | 0
F5_Commercial_Retail_New_Space Heating_Natural Gas_Furnace_E9 | F5 | Commercial | Retail | New | Space Heating | Natural Gas | Furnace | E9 | Utility - Cost of Operation | 0 | 0 | 0 | 0 | 0 | 0 | 0 | 0 | 0 | 0 | 0 | 0 | 0 | 0 | 0 | 0 | 0 | 0 | 0 | 0 | 0 | 0 | 0 | 0 | 0 | 0 | 0 | 0 | 0 | 0 | 0
F5_Commercial_Retail_New_Space Heating_Natural Gas_Furnace_E10 | F5 | Commercial | Retail | New | Space Heating | Natural Gas | Furnace | E10 | Utility - Cost of Operation | 0 | 0 | 0 | 0 | 0 | 0 | 0 | 0 | 0 | 0 | 0 | 0 | 0 | 0 | 0 | 0 | 0 | 0 | 0 | 0 | 0 | 0 | 0 | 0 | 0 | 0 | 0 | 0 | 0 | 0 | 0
F6_Commercial_Retail_New_Space Heating_Natural Gas_Furnace_E1 | F6 | Commercial | Retail | New | Space Heating | Natural Gas | Furnace | E1 | Utility - Value of Sales | 0.17858 | 0.17973 | 0.18036 | 0.18114 | 0.18274 | 0 | 0 | 0 | 0 | 0 | 0 | 0 | 0 | 0 | 0 | 0 | 0 | 0 | 0 | 0 | 0 | 0 | 0 | 0 | 0 | 0 | 0 | 0 | 0 | 0 | 0
F6_Commercial_Retail_New_Space Heating_Natural Gas_Furnace_E2 | F6 | Commercial | Retail | New | Space Heating | Natural Gas | Furnace | E2 | Utility - Value of Sales | 0.17637 | 0.17751 | 0.17814 | 0.1789 | 0.18048 | 0 | 0 | 0 | 0 | 0 | 0 | 0 | 0 | 0 | 0 | 0 | 0 | 0 | 0 | 0 | 0 | 0 | 0 | 0 | 0 | 0 | 0 | 0 | 0 | 0 | 0
F6_Commercial_Retail_New_Space Heating_Natural Gas_Furnace_E3 | F6 | Commercial | Retail | New | Space Heating | Natural Gas | Furnace | E3 | Utility - Value of Sales | 0.15699 | 0.158 | 0.15856 | 0.15924 | 0.16065 | 0.15589 | 0.15252 | 0.14981 | 0.14891 | 0.14763 | 0.14694 | 0.14597 | 0.13102 | 0.12997 | 0.12984 | 0.12886 | 0.12851 | 0.12841 | 0.12602 | 0.12682 | 0.12716 | 0.12776 | 0.12859 | 0.074811 | 0.072943 | 0.071026 | 0.069041 | 0.066966 | 0.064785 | 0.062477 | 0.060025
F6_Commercial_Retail_New_Space Heating_Natural Gas_Furnace_E4 | F6 | Commercial | Retail | New | Space Heating | Natural Gas | Furnace | E4 | Utility - Value of Sales | 0.14881 | 0.14977 | 0.1503 | 0.15095 | 0.15228 | 0.14777 | 0.14458 | 0.14201 | 0.14116 | 0.13994 | 0.13928 | 0.13837 | 0.1242 | 0.1232 | 0.12307 | 0.12215 | 0.12182 | 0.12172 | 0.11946 | 0.12022 | 0.12054 | 0.1211 | 0.12189 | 0.070914 | 0.069144 | 0.067327 | 0.065445 | 0.063479 | 0.06141 | 0.059223 | 0.056899
F6_Commercial_Retail_New_Space Heating_Natural Gas_Furnace_E5 | F6 | Commercial | Retail | New | Space Heating | Natural Gas | Furnace | E5 | Utility - Value of Sales | 0 | 0 | 0 | 0 | 0 | 0 | 0 | 0.10487 | 0.10424 | 0.10334 | 0.10286 | 0.10218 | 0.091717 | 0.090977 | 0.090885 | 0.0902 | 0.089959 | 0.089887 | 0.088214 | 0.088775 | 0.089015 | 0.089431 | 0.090014 | 0.052367 | 0.05106 | 0.049719 | 0.048328 | 0.046876 | 0.045349 | 0.043734 | 0.042017
F6_Commercial_Retail_New_Space Heating_Natural Gas_Furnace_E6 | F6 | Commercial | Retail | New | Space Heating | Natural Gas | Furnace | E6 | Utility - Value of Sales | 0 | 0 | 0 | 0 | 0 | 0 | 0 | 0 | 0 | 0 | 0 | 0 | 0 | 0 | 0 | 0 | 0 | 0 | 0 | 0 | 0 | 0 | 0 | 0 | 0 | 0 | 0 | 0 | 0 | 0 | 0
F6_Commercial_Retail_New_Space Heating_Natural Gas_Furnace_E7 | F6 | Commercial | Retail | New | Space Heating | Natural Gas | Furnace | E7 | Utility - Value of Sales | 0 | 0 | 0 | 0 | 0 | 0 | 0 | 0 | 0 | 0 | 0 | 0 | 0 | 0 | 0 | 0 | 0 | 0 | 0 | 0 | 0 | 0 | 0 | 0 | 0 | 0 | 0 | 0 | 0 | 0 | 0
F6_Commercial_Retail_New_Space Heating_Natural Gas_Furnace_E8 | F6 | Commercial | Retail | New | Space Heating | Natural Gas | Furnace | E8 | Utility - Value of Sales | 0 | 0 | 0 | 0 | 0 | 0 | 0 | 0 | 0 | 0 | 0 | 0 | 0 | 0 | 0 | 0 | 0 | 0 | 0 | 0 | 0 | 0 | 0 | 0 | 0 | 0 | 0 | 0 | 0 | 0 | 0
F6_Commercial_Retail_New_Space Heating_Natural Gas_Furnace_E9 | F6 | Commercial | Retail | New | Space Heating | Natural Gas | Furnace | E9 | Utility - Value of Sales | 0 | 0 | 0 | 0 | 0 | 0 | 0 | 0 | 0 | 0 | 0 | 0 | 0 | 0 | 0 | 0 | 0 | 0 | 0 | 0 | 0 | 0 | 0 | 0 | 0 | 0 | 0 | 0 | 0 | 0 | 0
F6_Commercial_Retail_New_Space Heating_Natural Gas_Furnace_E10 | F6 | Commercial | Retail | New | Space Heating | Natural Gas | Furnace | E10 | Utility - Value of Sales | 0 | 0 | 0 | 0 | 0 | 0 | 0 | 0 | 0 | 0 | 0 | 0 | 0 | 0 | 0 | 0 | 0 | 0 | 0 | 0 | 0 | 0 | 0 | 0 | 0 | 0 | 0 | 0 | 0 | 0 | 0
F1_Commercial_Retail_New_Space Heating_Natural Gas_Boiler_E1 | F1 | Commercial | Retail | New | Space Heating | Natural Gas | Boiler | E1 | Participant - Cost of Equipment | 0.16414 | 0.16414 | 0.16414 | 0.16414 | 0.16414 | 0 | 0 | 0 | 0 | 0 | 0 | 0 | 0 | 0 | 0 | 0 | 0 | 0 | 0 | 0 | 0 | 0 | 0 | 0 | 0 | 0 | 0 | 0 | 0 | 0 | 0
F1_Commercial_Retail_New_Space Heating_Natural Gas_Boiler_E2 | F1 | Commercial | Retail | New | Space Heating | Natural Gas | Boiler | E2 | Participant - Cost of Equipment | 0.16967 | 0.16967 | 0.16967 | 0.16967 | 0.16967 | 0 | 0 | 0 | 0 | 0 | 0 | 0 | 0 | 0 | 0 | 0 | 0 | 0 | 0 | 0 | 0 | 0 | 0 | 0 | 0 | 0 | 0 | 0 | 0 | 0 | 0
F1_Commercial_Retail_New_Space Heating_Natural Gas_Boiler_E3 | F1 | Commercial | Retail | New | Space Heating | Natural Gas | Boiler | E3 | Participant - Cost of Equipment | 0.2667 | 0.2667 | 0.2667 | 0.2667 | 0.2667 | 0.2667 | 0.2667 | 0.2667 | 0.2667 | 0.2667 | 0.2667 | 0.2667 | 0.2667 | 0.2667 | 0.2667 | 0.2667 | 0.2667 | 0.2667 | 0.2667 | 0.2667 | 0.2667 | 0.2667 | 0.2667 | 0.2667 | 0.2667 | 0.2667 | 0.2667 | 0.2667 | 0.2667 | 0.2667 | 0.2667
F1_Commercial_Retail_New_Space Heating_Natural Gas_Boiler_E4 | F1 | Commercial | Retail | New | Space Heating | Natural Gas | Boiler | E4 | Participant - Cost of Equipment | 0.29167 | 0.29167 | 0.29167 | 0.29167 | 0.29167 | 0.29167 | 0.29167 | 0.29167 | 0.29167 | 0.29167 | 0.29167 | 0.29167 | 0.29167 | 0.29167 | 0.29167 | 0.29167 | 0.29167 | 0.29167 | 0.29167 | 0.29167 | 0.29167 | 0.29167 | 0.29167 | 0.29167 | 0.29167 | 0.29167 | 0.29167 | 0.29167 | 0.29167 | 0.29167 | 0.29167
F1_Commercial_Retail_New_Space Heating_Natural Gas_Boiler_E5 | F1 | Commercial | Retail | New | Space Heating | Natural Gas | Boiler | E5 | Participant - Cost of Equipment | 0.96012 | 0.96012 | 0.96012 | 0.96012 | 0.96012 | 0.96012 | 0.96012 | 0.96012 | 0.96012 | 0.96012 | 0.96012 | 0.96012 | 0.96012 | 0.96012 | 0.96012 | 0.96012 | 0.96012 | 0.96012 | 0.96012 | 0.96012 | 0.96012 | 0.96012 | 0.96012 | 0.96012 | 0.96012 | 0.96012 | 0.96012 | 0.96012 | 0.96012 | 0.96012 | 0.96012
F1_Commercial_Retail_New_Space Heating_Natural Gas_Boiler_E6 | F1 | Commercial | Retail | New | Space Heating | Natural Gas | Boiler | E6 | Participant - Cost of Equipment | 0 | 0 | 0 | 0 | 0 | 0 | 0 | 0 | 0 | 0 | 0 | 0 | 0 | 0 | 0 | 0 | 0 | 0 | 0 | 0 | 0 | 0 | 0 | 0 | 0 | 0 | 0 | 0 | 0 | 0 | 0
F1_Commercial_Retail_New_Space Heating_Natural Gas_Boiler_E7 | F1 | Commercial | Retail | New | Space Heating | Natural Gas | Boiler | E7 | Participant - Cost of Equipment | 0 | 0 | 0 | 0 | 0 | 0 | 0 | 0 | 0 | 0 | 0 | 0 | 0 | 0 | 0 | 0 | 0 | 0 | 0 | 0 | 0 | 0 | 0 | 0 | 0 | 0 | 0 | 0 | 0 | 0 | 0
F1_Commercial_Retail_New_Space Heating_Natural Gas_Boiler_E8 | F1 | Commercial | Retail | New | Space Heating | Natural Gas | Boiler | E8 | Participant - Cost of Equipment | 0 | 0 | 0 | 0 | 0 | 0 | 0 | 0 | 0 | 0 | 0 | 0 | 0 | 0 | 0 | 0 | 0 | 0 | 0 | 0 | 0 | 0 | 0 | 0 | 0 | 0 | 0 | 0 | 0 | 0 | 0
F1_Commercial_Retail_New_Space Heating_Natural Gas_Boiler_E9 | F1 | Commercial | Retail | New | Space Heating | Natural Gas | Boiler | E9 | Participant - Cost of Equipment | 0 | 0 | 0 | 0 | 0 | 0 | 0 | 0 | 0 | 0 | 0 | 0 | 0 | 0 | 0 | 0 | 0 | 0 | 0 | 0 | 0 | 0 | 0 | 0 | 0 | 0 | 0 | 0 | 0 | 0 | 0
F1_Commercial_Retail_New_Space Heating_Natural Gas_Boiler_E10 | F1 | Commercial | Retail | New | Space Heating | Natural Gas | Boiler | E10 | Participant - Cost of Equipment | 0 | 0 | 0 | 0 | 0 | 0 | 0 | 0 | 0 | 0 | 0 | 0 | 0 | 0 | 0 | 0 | 0 | 0 | 0 | 0 | 0 | 0 | 0 | 0 | 0 | 0 | 0 | 0 | 0 | 0 | 0
F2_Commercial_Retail_New_Space Heating_Natural Gas_Boiler_E1 | F2 | Commercial | Retail | New | Space Heating | Natural Gas | Boiler | E1 | Participant - Cost of Operation | 0.76533 | 0.7699 | 0.77281 | 0.77627 | 0.78321 | 0 | 0 | 0 | 0 | 0 | 0 | 0 | 0 | 0 | 0 | 0 | 0 | 0 | 0 | 0 | 0 | 0 | 0 | 0 | 0 | 0 | 0 | 0 | 0 | 0 | 0
F2_Commercial_Retail_New_Space Heating_Natural Gas_Boiler_E2 | F2 | Commercial | Retail | New | Space Heating | Natural Gas | Boiler | E2 | Participant - Cost of Operation | 0.72889 | 0.73324 | 0.73601 | 0.7393 | 0.74592 | 0 | 0 | 0 | 0 | 0 | 0 | 0 | 0 | 0 | 0 | 0 | 0 | 0 | 0 | 0 | 0 | 0 | 0 | 0 | 0 | 0 | 0 | 0 | 0 | 0 | 0
F2_Commercial_Retail_New_Space Heating_Natural Gas_Boiler_E3 | F2 | Commercial | Retail | New | Space Heating | Natural Gas | Boiler | E3 | Participant - Cost of Operation | 0.65135 | 0.65523 | 0.65771 | 0.66065 | 0.66657 | 0.64115 | 0.6206 | 0.60958 | 0.60574 | 0.60041 | 0.59741 | 0.59335 | 0.53372 | 0.52931 | 0.52858 | 0.52449 | 0.52293 | 0.52232 | 0.51235 | 0.51475 | 0.51531 | 0.51685 | 0.51932 | 0.3047 | 0.29639 | 0.28786 | 0.27902 | 0.26981 | 0.26014 | 0.24994 | 0.23913
F2_Commercial_Retail_New_Space Heating_Natural Gas_Boiler_E4 | F2 | Commercial | Retail | New | Space Heating | Natural Gas | Boiler | E4 | Participant - Cost of Operation | 0.62476 | 0.62849 | 0.63086 | 0.63369 | 0.63936 | 0.61498 | 0.59527 | 0.5847 | 0.58102 | 0.5759 | 0.57302 | 0.56914 | 0.51194 | 0.50771 | 0.50701 | 0.50308 | 0.50158 | 0.50101 | 0.49143 | 0.49374 | 0.49428 | 0.49575 | 0.49812 | 0.29226 | 0.28429 | 0.27611 | 0.26764 | 0.2588 | 0.24952 | 0.23974 | 0.22937
F2_Commercial_Retail_New_Space Heating_Natural Gas_Boiler_E5 | F2 | Commercial | Retail | New | Space Heating | Natural Gas | Boiler | E5 | Participant - Cost of Operation | 0.47097 | 0.47379 | 0.47557 | 0.4777 | 0.48198 | 0.4636 | 0.44875 | 0.44077 | 0.438 | 0.43414 | 0.43197 | 0.42904 | 0.38592 | 0.38273 | 0.3822 | 0.37925 | 0.37812 | 0.37768 | 0.37047 | 0.3722 | 0.37261 | 0.37372 | 0.37551 | 0.22032 | 0.21431 | 0.20814 | 0.20176 | 0.19509 | 0.1881 | 0.18073 | 0.17291
F2_Commercial_Retail_New_Space Heating_Natural Gas_Boiler_E6 | F2 | Commercial | Retail | New | Space Heating | Natural Gas | Boiler | E6 | Participant - Cost of Operation | 0 | 0 | 0 | 0 | 0 | 0 | 0 | 0 | 0 | 0 | 0 | 0 | 0 | 0 | 0 | 0 | 0 | 0 | 0 | 0 | 0 | 0 | 0 | 0 | 0 | 0 | 0 | 0 | 0 | 0 | 0
F2_Commercial_Retail_New_Space Heating_Natural Gas_Boiler_E7 | F2 | Commercial | Retail | New | Space Heating | Natural Gas | Boiler | E7 | Participant - Cost of Operation | 0 | 0 | 0 | 0 | 0 | 0 | 0 | 0 | 0 | 0 | 0 | 0 | 0 | 0 | 0 | 0 | 0 | 0 | 0 | 0 | 0 | 0 | 0 | 0 | 0 | 0 | 0 | 0 | 0 | 0 | 0
F2_Commercial_Retail_New_Space Heating_Natural Gas_Boiler_E8 | F2 | Commercial | Retail | New | Space Heating | Natural Gas | Boiler | E8 | Participant - Cost of Operation | 0 | 0 | 0 | 0 | 0 | 0 | 0 | 0 | 0 | 0 | 0 | 0 | 0 | 0 | 0 | 0 | 0 | 0 | 0 | 0 | 0 | 0 | 0 | 0 | 0 | 0 | 0 | 0 | 0 | 0 | 0
F2_Commercial_Retail_New_Space Heating_Natural Gas_Boiler_E9 | F2 | Commercial | Retail | New | Space Heating | Natural Gas | Boiler | E9 | Participant - Cost of Operation | 0 | 0 | 0 | 0 | 0 | 0 | 0 | 0 | 0 | 0 | 0 | 0 | 0 | 0 | 0 | 0 | 0 | 0 | 0 | 0 | 0 | 0 | 0 | 0 | 0 | 0 | 0 | 0 | 0 | 0 | 0
F2_Commercial_Retail_New_Space Heating_Natural Gas_Boiler_E10 | F2 | Commercial | Retail | New | Space Heating | Natural Gas | Boiler | E10 | Participant - Cost of Operation | 0 | 0 | 0 | 0 | 0 | 0 | 0 | 0 | 0 | 0 | 0 | 0 | 0 | 0 | 0 | 0 | 0 | 0 | 0 | 0 | 0 | 0 | 0 | 0 | 0 | 0 | 0 | 0 | 0 | 0 | 0
F3_Commercial_Retail_New_Space Heating_Natural Gas_Boiler_E1 | F3 | Commercial | Retail | New | Space Heating | Natural Gas | Boiler | E1 | System - kBTUs of Conusmption | 65.7785 | 65.8416 | 65.8014 | 65.7739 | 65.7739 | 0 | 0 | 0 | 0 | 0 | 0 | 0 | 0 | 0 | 0 | 0 | 0 | 0 | 0 | 0 | 0 | 0 | 0 | 0 | 0 | 0 | 0 | 0 | 0 | 0 | 0
F3_Commercial_Retail_New_Space Heating_Natural Gas_Boiler_E2 | F3 | Commercial | Retail | New | Space Heating | Natural Gas | Boiler | E2 | System - kBTUs of Conusmption | 62.6462 | 62.7063 | 62.668 | 62.6418 | 62.6418 | 0 | 0 | 0 | 0 | 0 | 0 | 0 | 0 | 0 | 0 | 0 | 0 | 0 | 0 | 0 | 0 | 0 | 0 | 0 | 0 | 0 | 0 | 0 | 0 | 0 | 0
F3_Commercial_Retail_New_Space Heating_Natural Gas_Boiler_E3 | F3 | Commercial | Retail | New | Space Heating | Natural Gas | Boiler | E3 | System - kBTUs of Conusmption | 55.9817 | 56.0354 | 56.0012 | 55.9778 | 55.9778 | 55.9778 | 55.9778 | 55.9778 | 55.9778 | 55.9778 | 55.9778 | 55.9778 | 55.9778 | 55.9778 | 55.9778 | 55.9778 | 55.9778 | 55.9778 | 55.9778 | 55.9778 | 55.9778 | 55.9778 | 55.9778 | 55.9778 | 55.9778 | 55.9778 | 55.9778 | 55.9778 | 55.9778 | 55.9778 | 55.8056
F3_Commercial_Retail_New_Space Heating_Natural Gas_Boiler_E4 | F3 | Commercial | Retail | New | Space Heating | Natural Gas | Boiler | E4 | System - kBTUs of Conusmption | 53.6968 | 53.7482 | 53.7154 | 53.693 | 53.693 | 53.693 | 53.693 | 53.693 | 53.693 | 53.693 | 53.693 | 53.693 | 53.693 | 53.693 | 53.693 | 53.693 | 53.693 | 53.693 | 53.693 | 53.693 | 53.693 | 53.693 | 53.693 | 53.693 | 53.693 | 53.693 | 53.693 | 53.693 | 53.693 | 53.693 | 53.5278
F3_Commercial_Retail_New_Space Heating_Natural Gas_Boiler_E5 | F3 | Commercial | Retail | New | Space Heating | Natural Gas | Boiler | E5 | System - kBTUs of Conusmption | 40.4791 | 40.5179 | 40.4932 | 40.4763 | 40.4763 | 40.4763 | 40.4763 | 40.4763 | 40.4763 | 40.4763 | 40.4763 | 40.4763 | 40.4763 | 40.4763 | 40.4763 | 40.4763 | 40.4763 | 40.4763 | 40.4763 | 40.4763 | 40.4763 | 40.4763 | 40.4763 | 40.4763 | 40.4763 | 40.4763 | 40.4763 | 40.4763 | 40.4763 | 40.4763 | 40.3517
F3_Commercial_Retail_New_Space Heating_Natural Gas_Boiler_E6 | F3 | Commercial | Retail | New | Space Heating | Natural Gas | Boiler | E6 | System - kBTUs of Conusmption | 0 | 0 | 0 | 0 | 0 | 0 | 0 | 0 | 0 | 0 | 0 | 0 | 0 | 0 | 0 | 0 | 0 | 0 | 0 | 0 | 0 | 0 | 0 | 0 | 0 | 0 | 0 | 0 | 0 | 0 | 0
F3_Commercial_Retail_New_Space Heating_Natural Gas_Boiler_E7 | F3 | Commercial | Retail | New | Space Heating | Natural Gas | Boiler | E7 | System - kBTUs of Conusmption | 0 | 0 | 0 | 0 | 0 | 0 | 0 | 0 | 0 | 0 | 0 | 0 | 0 | 0 | 0 | 0 | 0 | 0 | 0 | 0 | 0 | 0 | 0 | 0 | 0 | 0 | 0 | 0 | 0 | 0 | 0
F3_Commercial_Retail_New_Space Heating_Natural Gas_Boiler_E8 | F3 | Commercial | Retail | New | Space Heating | Natural Gas | Boiler | E8 | System - kBTUs of Conusmption | 0 | 0 | 0 | 0 | 0 | 0 | 0 | 0 | 0 | 0 | 0 | 0 | 0 | 0 | 0 | 0 | 0 | 0 | 0 | 0 | 0 | 0 | 0 | 0 | 0 | 0 | 0 | 0 | 0 | 0 | 0
F3_Commercial_Retail_New_Space Heating_Natural Gas_Boiler_E9 | F3 | Commercial | Retail | New | Space Heating | Natural Gas | Boiler | E9 | System - kBTUs of Conusmption | 0 | 0 | 0 | 0 | 0 | 0 | 0 | 0 | 0 | 0 | 0 | 0 | 0 | 0 | 0 | 0 | 0 | 0 | 0 | 0 | 0 | 0 | 0 | 0 | 0 | 0 | 0 | 0 | 0 | 0 | 0
F3_Commercial_Retail_New_Space Heating_Natural Gas_Boiler_E10 | F3 | Commercial | Retail | New | Space Heating | Natural Gas | Boiler | E10 | System - kBTUs of Conusmption | 0 | 0 | 0 | 0 | 0 | 0 | 0 | 0 | 0 | 0 | 0 | 0 | 0 | 0 | 0 | 0 | 0 | 0 | 0 | 0 | 0 | 0 | 0 | 0 | 0 | 0 | 0 | 0 | 0 | 0 | 0
F4_Commercial_Retail_New_Space Heating_Natural Gas_Boiler_E1 | F4 | Commercial | Retail | New | Space Heating | Natural Gas | Boiler | E1 | Utility - Cost of Equipment | 0.16414 | 0.16414 | 0.16414 | 0.16414 | 0.16414 | 0 | 0 | 0 | 0 | 0 | 0 | 0 | 0 | 0 | 0 | 0 | 0 | 0 | 0 | 0 | 0 | 0 | 0 | 0 | 0 | 0 | 0 | 0 | 0 | 0 | 0
F4_Commercial_Retail_New_Space Heating_Natural Gas_Boiler_E2 | F4 | Commercial | Retail | New | Space Heating | Natural Gas | Boiler | E2 | Utility - Cost of Equipment | 0.16967 | 0.16967 | 0.16967 | 0.16967 | 0.16967 | 0 | 0 | 0 | 0 | 0 | 0 | 0 | 0 | 0 | 0 | 0 | 0 | 0 | 0 | 0 | 0 | 0 | 0 | 0 | 0 | 0 | 0 | 0 | 0 | 0 | 0
F4_Commercial_Retail_New_Space Heating_Natural Gas_Boiler_E3 | F4 | Commercial | Retail | New | Space Heating | Natural Gas | Boiler | E3 | Utility - Cost of Equipment | 0.2667 | 0.2667 | 0.2667 | 0.2667 | 0.2667 | 0.2667 | 0.2667 | 0.2667 | 0.2667 | 0.2667 | 0.2667 | 0.2667 | 0.2667 | 0.2667 | 0.2667 | 0.2667 | 0.2667 | 0.2667 | 0.2667 | 0.2667 | 0.2667 | 0.2667 | 0.2667 | 0.2667 | 0.2667 | 0.2667 | 0.2667 | 0.2667 | 0.2667 | 0.2667 | 0.2667
F4_Commercial_Retail_New_Space Heating_Natural Gas_Boiler_E4 | F4 | Commercial | Retail | New | Space Heating | Natural Gas | Boiler | E4 | Utility - Cost of Equipment | 0.29167 | 0.29167 | 0.29167 | 0.29167 | 0.29167 | 0.29167 | 0.29167 | 0.29167 | 0.29167 | 0.29167 | 0.29167 | 0.29167 | 0.29167 | 0.29167 | 0.29167 | 0.29167 | 0.29167 | 0.29167 | 0.29167 | 0.29167 | 0.29167 | 0.29167 | 0.29167 | 0.29167 | 0.29167 | 0.29167 | 0.29167 | 0.29167 | 0.29167 | 0.29167 | 0.29167
F4_Commercial_Retail_New_Space Heating_Natural Gas_Boiler_E5 | F4 | Commercial | Retail | New | Space Heating | Natural Gas | Boiler | E5 | Utility - Cost of Equipment | 0.96012 | 0.96012 | 0.96012 | 0.96012 | 0.96012 | 0.96012 | 0.96012 | 0.96012 | 0.96012 | 0.96012 | 0.96012 | 0.96012 | 0.96012 | 0.96012 | 0.96012 | 0.96012 | 0.96012 | 0.96012 | 0.96012 | 0.96012 | 0.96012 | 0.96012 | 0.96012 | 0.96012 | 0.96012 | 0.96012 | 0.96012 | 0.96012 | 0.96012 | 0.96012 | 0.96012
F4_Commercial_Retail_New_Space Heating_Natural Gas_Boiler_E6 | F4 | Commercial | Retail | New | Space Heating | Natural Gas | Boiler | E6 | Utility - Cost of Equipment | 0 | 0 | 0 | 0 | 0 | 0 | 0 | 0 | 0 | 0 | 0 | 0 | 0 | 0 | 0 | 0 | 0 | 0 | 0 | 0 | 0 | 0 | 0 | 0 | 0 | 0 | 0 | 0 | 0 | 0 | 0
F4_Commercial_Retail_New_Space Heating_Natural Gas_Boiler_E7 | F4 | Commercial | Retail | New | Space Heating | Natural Gas | Boiler | E7 | Utility - Cost of Equipment | 0 | 0 | 0 | 0 | 0 | 0 | 0 | 0 | 0 | 0 | 0 | 0 | 0 | 0 | 0 | 0 | 0 | 0 | 0 | 0 | 0 | 0 | 0 | 0 | 0 | 0 | 0 | 0 | 0 | 0 | 0
F4_Commercial_Retail_New_Space Heating_Natural Gas_Boiler_E8 | F4 | Commercial | Retail | New | Space Heating | Natural Gas | Boiler | E8 | Utility - Cost of Equipment | 0 | 0 | 0 | 0 | 0 | 0 | 0 | 0 | 0 | 0 | 0 | 0 | 0 | 0 | 0 | 0 | 0 | 0 | 0 | 0 | 0 | 0 | 0 | 0 | 0 | 0 | 0 | 0 | 0 | 0 | 0
F4_Commercial_Retail_New_Space Heating_Natural Gas_Boiler_E9 | F4 | Commercial | Retail | New | Space Heating | Natural Gas | Boiler | E9 | Utility - Cost of Equipment | 0 | 0 | 0 | 0 | 0 | 0 | 0 | 0 | 0 | 0 | 0 | 0 | 0 | 0 | 0 | 0 | 0 | 0 | 0 | 0 | 0 | 0 | 0 | 0 | 0 | 0 | 0 | 0 | 0 | 0 | 0
F4_Commercial_Retail_New_Space Heating_Natural Gas_Boiler_E10 | F4 | Commercial | Retail | New | Space Heating | Natural Gas | Boiler | E10 | Utility - Cost of Equipment | 0 | 0 | 0 | 0 | 0 | 0 | 0 | 0 | 0 | 0 | 0 | 0 | 0 | 0 | 0 | 0 | 0 | 0 | 0 | 0 | 0 | 0 | 0 | 0 | 0 | 0 | 0 | 0 | 0 | 0 | 0
F5_Commercial_Retail_New_Space Heating_Natural Gas_Boiler_E1 | F5 | Commercial | Retail | New | Space Heating | Natural Gas | Boiler | E1 | Utility - Cost of Operation | 0.63881 | 0.64262 | 0.64505 | 0.64793 | 0.65373 | 0 | 0 | 0 | 0 | 0 | 0 | 0 | 0 | 0 | 0 | 0 | 0 | 0 | 0 | 0 | 0 | 0 | 0 | 0 | 0 | 0 | 0 | 0 | 0 | 0 | 0
F5_Commercial_Retail_New_Space Heating_Natural Gas_Boiler_E2 | F5 | Commercial | Retail | New | Space Heating | Natural Gas | Boiler | E2 | Utility - Cost of Operation | 0.60839 | 0.61202 | 0.61433 | 0.61708 | 0.6226 | 0 | 0 | 0 | 0 | 0 | 0 | 0 | 0 | 0 | 0 | 0 | 0 | 0 | 0 | 0 | 0 | 0 | 0 | 0 | 0 | 0 | 0 | 0 | 0 | 0 | 0
F5_Commercial_Retail_New_Space Heating_Natural Gas_Boiler_E3 | F5 | Commercial | Retail | New | Space Heating | Natural Gas | Boiler | E3 | Utility - Cost of Operation | 0.54367 | 0.54691 | 0.54898 | 0.55143 | 0.55637 | 0.53515 | 0.51801 | 0.5088 | 0.5056 | 0.50115 | 0.49864 | 0.49526 | 0.44549 | 0.4418 | 0.4412 | 0.43778 | 0.43648 | 0.43597 | 0.42764 | 0.42965 | 0.43012 | 0.4314 | 0.43347 | 0.25432 | 0.24739 | 0.24027 | 0.2329 | 0.22521 | 0.21714 | 0.20862 | 0.1996
F5_Commercial_Retail_New_Space Heating_Natural Gas_Boiler_E4 | F5 | Commercial | Retail | New | Space Heating | Natural Gas | Boiler | E4 | Utility - Cost of Operation | 0.52148 | 0.52459 | 0.52657 | 0.52893 | 0.53366 | 0.51331 | 0.49686 | 0.48804 | 0.48496 | 0.48069 | 0.47829 | 0.47505 | 0.4273 | 0.42377 | 0.42319 | 0.41991 | 0.41866 | 0.41818 | 0.41019 | 0.41211 | 0.41256 | 0.4138 | 0.41577 | 0.24394 | 0.23729 | 0.23046 | 0.22339 | 0.21601 | 0.20827 | 0.2001 | 0.19145
F5_Commercial_Retail_New_Space Heating_Natural Gas_Boiler_E5 | F5 | Commercial | Retail | New | Space Heating | Natural Gas | Boiler | E5 | Utility - Cost of Operation | 0.39311 | 0.39546 | 0.39695 | 0.39873 | 0.4023 | 0.38696 | 0.37456 | 0.3679 | 0.36559 | 0.36237 | 0.36056 | 0.35811 | 0.32212 | 0.31946 | 0.31902 | 0.31655 | 0.31561 | 0.31524 | 0.30922 | 0.31067 | 0.31101 | 0.31194 | 0.31343 | 0.1839 | 0.17888 | 0.17373 | 0.1684 | 0.16284 | 0.15701 | 0.15085 | 0.14432
F5_Commercial_Retail_New_Space Heating_Natural Gas_Boiler_E6 | F5 | Commercial | Retail | New | Space Heating | Natural Gas | Boiler | E6 | Utility - Cost of Operation | 0 | 0 | 0 | 0 | 0 | 0 | 0 | 0 | 0 | 0 | 0 | 0 | 0 | 0 | 0 | 0 | 0 | 0 | 0 | 0 | 0 | 0 | 0 | 0 | 0 | 0 | 0 | 0 | 0 | 0 | 0
F5_Commercial_Retail_New_Space Heating_Natural Gas_Boiler_E7 | F5 | Commercial | Retail | New | Space Heating | Natural Gas | Boiler | E7 | Utility - Cost of Operation | 0 | 0 | 0 | 0 | 0 | 0 | 0 | 0 | 0 | 0 | 0 | 0 | 0 | 0 | 0 | 0 | 0 | 0 | 0 | 0 | 0 | 0 | 0 | 0 | 0 | 0 | 0 | 0 | 0 | 0 | 0
F5_Commercial_Retail_New_Space Heating_Natural Gas_Boiler_E8 | F5 | Commercial | Retail | New | Space Heating | Natural Gas | Boiler | E8 | Utility - Cost of Operation | 0 | 0 | 0 | 0 | 0 | 0 | 0 | 0 | 0 | 0 | 0 | 0 | 0 | 0 | 0 | 0 | 0 | 0 | 0 | 0 | 0 | 0 | 0 | 0 | 0 | 0 | 0 | 0 | 0 | 0 | 0
F5_Commercial_Retail_New_Space Heating_Natural Gas_Boiler_E9 | F5 | Commercial | Retail | New | Space Heating | Natural Gas | Boiler | E9 | Utility - Cost of Operation | 0 | 0 | 0 | 0 | 0 | 0 | 0 | 0 | 0 | 0 | 0 | 0 | 0 | 0 | 0 | 0 | 0 | 0 | 0 | 0 | 0 | 0 | 0 | 0 | 0 | 0 | 0 | 0 | 0 | 0 | 0
F5_Commercial_Retail_New_Space Heating_Natural Gas_Boiler_E10 | F5 | Commercial | Retail | New | Space Heating | Natural Gas | Boiler | E10 | Utility - Cost of Operation | 0 | 0 | 0 | 0 | 0 | 0 | 0 | 0 | 0 | 0 | 0 | 0 | 0 | 0 | 0 | 0 | 0 | 0 | 0 | 0 | 0 | 0 | 0 | 0 | 0 | 0 | 0 | 0 | 0 | 0 | 0
F6_Commercial_Retail_New_Space Heating_Natural Gas_Boiler_E1 | F6 | Commercial | Retail | New | Space Heating | Natural Gas | Boiler | E1 | Utility - Value of Sales | 0.76533 | 0.7699 | 0.77281 | 0.77627 | 0.78321 | 0 | 0 | 0 | 0 | 0 | 0 | 0 | 0 | 0 | 0 | 0 | 0 | 0 | 0 | 0 | 0 | 0 | 0 | 0 | 0 | 0 | 0 | 0 | 0 | 0 | 0
F6_Commercial_Retail_New_Space Heating_Natural Gas_Boiler_E2 | F6 | Commercial | Retail | New | Space Heating | Natural Gas | Boiler | E2 | Utility - Value of Sales | 0.72889 | 0.73324 | 0.73601 | 0.7393 | 0.74592 | 0 | 0 | 0 | 0 | 0 | 0 | 0 | 0 | 0 | 0 | 0 | 0 | 0 | 0 | 0 | 0 | 0 | 0 | 0 | 0 | 0 | 0 | 0 | 0 | 0 | 0
F6_Commercial_Retail_New_Space Heating_Natural Gas_Boiler_E3 | F6 | Commercial | Retail | New | Space Heating | Natural Gas | Boiler | E3 | Utility - Value of Sales | 0.65135 | 0.65523 | 0.65771 | 0.66065 | 0.66657 | 0.64115 | 0.6206 | 0.60958 | 0.60574 | 0.60041 | 0.59741 | 0.59335 | 0.53372 | 0.52931 | 0.52858 | 0.52449 | 0.52293 | 0.52232 | 0.51235 | 0.51475 | 0.51531 | 0.51685 | 0.51932 | 0.3047 | 0.29639 | 0.28786 | 0.27902 | 0.26981 | 0.26014 | 0.24994 | 0.23913
F6_Commercial_Retail_New_Space Heating_Natural Gas_Boiler_E4 | F6 | Commercial | Retail | New | Space Heating | Natural Gas | Boiler | E4 | Utility - Value of Sales | 0.62476 | 0.62849 | 0.63086 | 0.63369 | 0.63936 | 0.61498 | 0.59527 | 0.5847 | 0.58102 | 0.5759 | 0.57302 | 0.56914 | 0.51194 | 0.50771 | 0.50701 | 0.50308 | 0.50158 | 0.50101 | 0.49143 | 0.49374 | 0.49428 | 0.49575 | 0.49812 | 0.29226 | 0.28429 | 0.27611 | 0.26764 | 0.2588 | 0.24952 | 0.23974 | 0.22937
F6_Commercial_Retail_New_Space Heating_Natural Gas_Boiler_E5 | F6 | Commercial | Retail | New | Space Heating | Natural Gas | Boiler | E5 | Utility - Value of Sales | 0.47097 | 0.47379 | 0.47557 | 0.4777 | 0.48198 | 0.4636 | 0.44875 | 0.44077 | 0.438 | 0.43414 | 0.43197 | 0.42904 | 0.38592 | 0.38273 | 0.3822 | 0.37925 | 0.37812 | 0.37768 | 0.37047 | 0.3722 | 0.37261 | 0.37372 | 0.37551 | 0.22032 | 0.21431 | 0.20814 | 0.20176 | 0.19509 | 0.1881 | 0.18073 | 0.17291
F6_Commercial_Retail_New_Space Heating_Natural Gas_Boiler_E6 | F6 | Commercial | Retail | New | Space Heating | Natural Gas | Boiler | E6 | Utility - Value of Sales | 0 | 0 | 0 | 0 | 0 | 0 | 0 | 0 | 0 | 0 | 0 | 0 | 0 | 0 | 0 | 0 | 0 | 0 | 0 | 0 | 0 | 0 | 0 | 0 | 0 | 0 | 0 | 0 | 0 | 0 | 0
F6_Commercial_Retail_New_Space Heating_Natural Gas_Boiler_E7 | F6 | Commercial | Retail | New | Space Heating | Natural Gas | Boiler | E7 | Utility - Value of Sales | 0 | 0 | 0 | 0 | 0 | 0 | 0 | 0 | 0 | 0 | 0 | 0 | 0 | 0 | 0 | 0 | 0 | 0 | 0 | 0 | 0 | 0 | 0 | 0 | 0 | 0 | 0 | 0 | 0 | 0 | 0
F6_Commercial_Retail_New_Space Heating_Natural Gas_Boiler_E8 | F6 | Commercial | Retail | New | Space Heating | Natural Gas | Boiler | E8 | Utility - Value of Sales | 0 | 0 | 0 | 0 | 0 | 0 | 0 | 0 | 0 | 0 | 0 | 0 | 0 | 0 | 0 | 0 | 0 | 0 | 0 | 0 | 0 | 0 | 0 | 0 | 0 | 0 | 0 | 0 | 0 | 0 | 0
F6_Commercial_Retail_New_Space Heating_Natural Gas_Boiler_E9 | F6 | Commercial | Retail | New | Space Heating | Natural Gas | Boiler | E9 | Utility - Value of Sales | 0 | 0 | 0 | 0 | 0 | 0 | 0 | 0 | 0 | 0 | 0 | 0 | 0 | 0 | 0 | 0 | 0 | 0 | 0 | 0 | 0 | 0 | 0 | 0 | 0 | 0 | 0 | 0 | 0 | 0 | 0
F6_Commercial_Retail_New_Space Heating_Natural Gas_Boiler_E10 | F6 | Commercial | Retail | New | Space Heating | Natural Gas | Boiler | E10 | Utility - Value of Sales | 0 | 0 | 0 | 0 | 0 | 0 | 0 | 0 | 0 | 0 | 0 | 0 | 0 | 0 | 0 | 0 | 0 | 0 | 0 | 0 | 0 | 0 | 0 | 0 | 0 | 0 | 0 | 0 | 0 | 0 | 0
F1_Commercial_Retail_New_Space Heating_Natural Gas_Unit Heater_E1 | F1 | Commercial | Retail | New | Space Heating | Natural Gas | Unit Heater | E1 | Participant - Cost of Equipment | 0.046359 | 0.046359 | 0.046359 | 0.046359 | 0.046359 | 0 | 0 | 0 | 0 | 0 | 0 | 0 | 0 | 0 | 0 | 0 | 0 | 0 | 0 | 0 | 0 | 0 | 0 | 0 | 0 | 0 | 0 | 0 | 0 | 0 | 0
F1_Commercial_Retail_New_Space Heating_Natural Gas_Unit Heater_E2 | F1 | Commercial | Retail | New | Space Heating | Natural Gas | Unit Heater | E2 | Participant - Cost of Equipment | 0.14824 | 0.14824 | 0.14824 | 0.14824 | 0.14824 | 0.14824 | 0.14824 | 0.14824 | 0.14824 | 0.14824 | 0.14824 | 0.14824 | 0.14824 | 0.14824 | 0.14824 | 0.14824 | 0.14824 | 0.14824 | 0.14824 | 0.14824 | 0.14824 | 0.14824 | 0.14824 | 0.14824 | 0.14824 | 0.14824 | 0.14824 | 0.14824 | 0.14824 | 0.14824 | 0.14824
F1_Commercial_Retail_New_Space Heating_Natural Gas_Unit Heater_E3 | F1 | Commercial | Retail | New | Space Heating | Natural Gas | Unit Heater | E3 | Participant - Cost of Equipment | 0.064038 | 0.064038 | 0.064038 | 0.064038 | 0.064038 | 0.064038 | 0.064038 | 0.064038 | 0.064038 | 0.064038 | 0.064038 | 0.064038 | 0.064038 | 0.064038 | 0.064038 | 0.064038 | 0.064038 | 0.064038 | 0.064038 | 0.064038 | 0.064038 | 0.064038 | 0.064038 | 0.064038 | 0.064038 | 0.064038 | 0.064038 | 0.064038 | 0.064038 | 0.064038 | 0.064038
F1_Commercial_Retail_New_Space Heating_Natural Gas_Unit Heater_E4 | F1 | Commercial | Retail | New | Space Heating | Natural Gas | Unit Heater | E4 | Participant - Cost of Equipment | 0 | 0 | 0 | 0 | 0 | 0 | 0 | 0 | 0 | 0 | 0 | 0 | 0 | 0 | 0 | 0 | 0 | 0 | 0 | 0 | 0 | 0 | 0 | 0 | 0 | 0 | 0 | 0 | 0 | 0 | 0
F1_Commercial_Retail_New_Space Heating_Natural Gas_Unit Heater_E5 | F1 | Commercial | Retail | New | Space Heating | Natural Gas | Unit Heater | E5 | Participant - Cost of Equipment | 0 | 0 | 0 | 0 | 0 | 0 | 0 | 0 | 0 | 0 | 0 | 0 | 0 | 0 | 0 | 0 | 0 | 0 | 0 | 0 | 0 | 0 | 0 | 0 | 0 | 0 | 0 | 0 | 0 | 0 | 0
F1_Commercial_Retail_New_Space Heating_Natural Gas_Unit Heater_E6 | F1 | Commercial | Retail | New | Space Heating | Natural Gas | Unit Heater | E6 | Participant - Cost of Equipment | 0 | 0 | 0 | 0 | 0 | 0 | 0 | 0 | 0 | 0 | 0 | 0 | 0 | 0 | 0 | 0 | 0 | 0 | 0 | 0 | 0 | 0 | 0 | 0 | 0 | 0 | 0 | 0 | 0 | 0 | 0
F1_Commercial_Retail_New_Space Heating_Natural Gas_Unit Heater_E7 | F1 | Commercial | Retail | New | Space Heating | Natural Gas | Unit Heater | E7 | Participant - Cost of Equipment | 0 | 0 | 0 | 0 | 0 | 0 | 0 | 0 | 0 | 0 | 0 | 0 | 0 | 0 | 0 | 0 | 0 | 0 | 0 | 0 | 0 | 0 | 0 | 0 | 0 | 0 | 0 | 0 | 0 | 0 | 0
F1_Commercial_Retail_New_Space Heating_Natural Gas_Unit Heater_E8 | F1 | Commercial | Retail | New | Space Heating | Natural Gas | Unit Heater | E8 | Participant - Cost of Equipment | 0 | 0 | 0 | 0 | 0 | 0 | 0 | 0 | 0 | 0 | 0 | 0 | 0 | 0 | 0 | 0 | 0 | 0 | 0 | 0 | 0 | 0 | 0 | 0 | 0 | 0 | 0 | 0 | 0 | 0 | 0
F1_Commercial_Retail_New_Space Heating_Natural Gas_Unit Heater_E9 | F1 | Commercial | Retail | New | Space Heating | Natural Gas | Unit Heater | E9 | Participant - Cost of Equipment | 0 | 0 | 0 | 0 | 0 | 0 | 0 | 0 | 0 | 0 | 0 | 0 | 0 | 0 | 0 | 0 | 0 | 0 | 0 | 0 | 0 | 0 | 0 | 0 | 0 | 0 | 0 | 0 | 0 | 0 | 0
F1_Commercial_Retail_New_Space Heating_Natural Gas_Unit Heater_E10 | F1 | Commercial | Retail | New | Space Heating | Natural Gas | Unit Heater | E10 | Participant - Cost of Equipment | 0 | 0 | 0 | 0 | 0 | 0 | 0 | 0 | 0 | 0 | 0 | 0 | 0 | 0 | 0 | 0 | 0 | 0 | 0 | 0 | 0 | 0 | 0 | 0 | 0 | 0 | 0 | 0 | 0 | 0 | 0
F2_Commercial_Retail_New_Space Heating_Natural Gas_Unit Heater_E1 | F2 | Commercial | Retail | New | Space Heating | Natural Gas | Unit Heater | E1 | Participant - Cost of Operation | 0.55895 | 0.56496 | 0.56861 | 0.57301 | 0.5732 | 0 | 0 | 0 | 0 | 0 | 0 | 0 | 0 | 0 | 0 | 0 | 0 | 0 | 0 | 0 | 0 | 0 | 0 | 0 | 0 | 0 | 0 | 0 | 0 | 0 | 0
F2_Commercial_Retail_New_Space Heating_Natural Gas_Unit Heater_E2 | F2 | Commercial | Retail | New | Space Heating | Natural Gas | Unit Heater | E2 | Participant - Cost of Operation | 0.50299 | 0.5084 | 0.51169 | 0.51565 | 0.51581 | 0.48558 | 0.46094 | 0.44692 | 0.45856 | 0.46971 | 0.48394 | 0.49865 | 0.44881 | 0.46658 | 0.49083 | 0.48842 | 0.48891 | 0.49045 | 0.48109 | 0.48679 | 0.49063 | 0.49603 | 0.50296 | 0.25181 | 0.24689 | 0.24227 | 0.2379 | 0.23375 | 0.22977 | 0.22594 | 0.22223
F2_Commercial_Retail_New_Space Heating_Natural Gas_Unit Heater_E3 | F2 | Commercial | Retail | New | Space Heating | Natural Gas | Unit Heater | E3 | Participant - Cost of Operation | 0.43441 | 0.43908 | 0.44192 | 0.44534 | 0.44548 | 0.41937 | 0.39809 | 0.38598 | 0.39603 | 0.40567 | 0.41795 | 0.43066 | 0.38761 | 0.40296 | 0.42391 | 0.42183 | 0.42225 | 0.42358 | 0.4155 | 0.42041 | 0.42373 | 0.42839 | 0.43438 | 0.21747 | 0.21323 | 0.20924 | 0.20547 | 0.20188 | 0.19844 | 0.19513 | 0.19193
F2_Commercial_Retail_New_Space Heating_Natural Gas_Unit Heater_E4 | F2 | Commercial | Retail | New | Space Heating | Natural Gas | Unit Heater | E4 | Participant - Cost of Operation | 0 | 0 | 0 | 0 | 0 | 0 | 0 | 0 | 0 | 0 | 0 | 0 | 0 | 0 | 0 | 0 | 0 | 0 | 0 | 0 | 0 | 0 | 0 | 0 | 0 | 0 | 0 | 0 | 0 | 0 | 0
F2_Commercial_Retail_New_Space Heating_Natural Gas_Unit Heater_E5 | F2 | Commercial | Retail | New | Space Heating | Natural Gas | Unit Heater | E5 | Participant - Cost of Operation | 0 | 0 | 0 | 0 | 0 | 0 | 0 | 0 | 0 | 0 | 0 | 0 | 0 | 0 | 0 | 0 | 0 | 0 | 0 | 0 | 0 | 0 | 0 | 0 | 0 | 0 | 0 | 0 | 0 | 0 | 0
F2_Commercial_Retail_New_Space Heating_Natural Gas_Unit Heater_E6 | F2 | Commercial | Retail | New | Space Heating | Natural Gas | Unit Heater | E6 | Participant - Cost of Operation | 0 | 0 | 0 | 0 | 0 | 0 | 0 | 0 | 0 | 0 | 0 | 0 | 0 | 0 | 0 | 0 | 0 | 0 | 0 | 0 | 0 | 0 | 0 | 0 | 0 | 0 | 0 | 0 | 0 | 0 | 0
F2_Commercial_Retail_New_Space Heating_Natural Gas_Unit Heater_E7 | F2 | Commercial | Retail | New | Space Heating | Natural Gas | Unit Heater | E7 | Participant - Cost of Operation | 0 | 0 | 0 | 0 | 0 | 0 | 0 | 0 | 0 | 0 | 0 | 0 | 0 | 0 | 0 | 0 | 0 | 0 | 0 | 0 | 0 | 0 | 0 | 0 | 0 | 0 | 0 | 0 | 0 | 0 | 0
F2_Commercial_Retail_New_Space Heating_Natural Gas_Unit Heater_E8 | F2 | Commercial | Retail | New | Space Heating | Natural Gas | Unit Heater | E8 | Participant - Cost of Operation | 0 | 0 | 0 | 0 | 0 | 0 | 0 | 0 | 0 | 0 | 0 | 0 | 0 | 0 | 0 | 0 | 0 | 0 | 0 | 0 | 0 | 0 | 0 | 0 | 0 | 0 | 0 | 0 | 0 | 0 | 0
F2_Commercial_Retail_New_Space Heating_Natural Gas_Unit Heater_E9 | F2 | Commercial | Retail | New | Space Heating | Natural Gas | Unit Heater | E9 | Participant - Cost of Operation | 0 | 0 | 0 | 0 | 0 | 0 | 0 | 0 | 0 | 0 | 0 | 0 | 0 | 0 | 0 | 0 | 0 | 0 | 0 | 0 | 0 | 0 | 0 | 0 | 0 | 0 | 0 | 0 | 0 | 0 | 0
F2_Commercial_Retail_New_Space Heating_Natural Gas_Unit Heater_E10 | F2 | Commercial | Retail | New | Space Heating | Natural Gas | Unit Heater | E10 | Participant - Cost of Operation | 0 | 0 | 0 | 0 | 0 | 0 | 0 | 0 | 0 | 0 | 0 | 0 | 0 | 0 | 0 | 0 | 0 | 0 | 0 | 0 | 0 | 0 | 0 | 0 | 0 | 0 | 0 | 0 | 0 | 0 | 0
F3_Commercial_Retail_New_Space Heating_Natural Gas_Unit Heater_E1 | F3 | Commercial | Retail | New | Space Heating | Natural Gas | Unit Heater | E1 | System - kBTUs of Conusmption | 46.7196 | 46.8129 | 46.7534 | 46.7128 | 46.7128 | 0 | 0 | 0 | 0 | 0 | 0 | 0 | 0 | 0 | 0 | 0 | 0 | 0 | 0 | 0 | 0 | 0 | 0 | 0 | 0 | 0 | 0 | 0 | 0 | 0 | 0
F3_Commercial_Retail_New_Space Heating_Natural Gas_Unit Heater_E2 | F3 | Commercial | Retail | New | Space Heating | Natural Gas | Unit Heater | E2 | System - kBTUs of Conusmption | 42.0424 | 42.1263 | 42.0728 | 42.0362 | 42.0362 | 42.0362 | 42.0362 | 42.0362 | 42.0362 | 42.0362 | 42.0362 | 42.0362 | 42.0362 | 42.0362 | 42.0362 | 42.0362 | 42.0362 | 42.0362 | 42.0362 | 42.0362 | 42.0362 | 42.0362 | 42.0362 | 42.0362 | 42.0362 | 42.0362 | 42.0362 | 42.0362 | 42.0362 | 42.0362 | 42.0362
F3_Commercial_Retail_New_Space Heating_Natural Gas_Unit Heater_E3 | F3 | Commercial | Retail | New | Space Heating | Natural Gas | Unit Heater | E3 | System - kBTUs of Conusmption | 36.3098 | 36.3823 | 36.3361 | 36.3045 | 36.3045 | 36.3045 | 36.3045 | 36.3045 | 36.3045 | 36.3045 | 36.3045 | 36.3045 | 36.3045 | 36.3045 | 36.3045 | 36.3045 | 36.3045 | 36.3045 | 36.3045 | 36.3045 | 36.3045 | 36.3045 | 36.3045 | 36.3045 | 36.3045 | 36.3045 | 36.3045 | 36.3045 | 36.3045 | 36.3045 | 36.3045
F3_Commercial_Retail_New_Space Heating_Natural Gas_Unit Heater_E4 | F3 | Commercial | Retail | New | Space Heating | Natural Gas | Unit Heater | E4 | System - kBTUs of Conusmption | 0 | 0 | 0 | 0 | 0 | 0 | 0 | 0 | 0 | 0 | 0 | 0 | 0 | 0 | 0 | 0 | 0 | 0 | 0 | 0 | 0 | 0 | 0 | 0 | 0 | 0 | 0 | 0 | 0 | 0 | 0
F3_Commercial_Retail_New_Space Heating_Natural Gas_Unit Heater_E5 | F3 | Commercial | Retail | New | Space Heating | Natural Gas | Unit Heater | E5 | System - kBTUs of Conusmption | 0 | 0 | 0 | 0 | 0 | 0 | 0 | 0 | 0 | 0 | 0 | 0 | 0 | 0 | 0 | 0 | 0 | 0 | 0 | 0 | 0 | 0 | 0 | 0 | 0 | 0 | 0 | 0 | 0 | 0 | 0
F3_Commercial_Retail_New_Space Heating_Natural Gas_Unit Heater_E6 | F3 | Commercial | Retail | New | Space Heating | Natural Gas | Unit Heater | E6 | System - kBTUs of Conusmption | 0 | 0 | 0 | 0 | 0 | 0 | 0 | 0 | 0 | 0 | 0 | 0 | 0 | 0 | 0 | 0 | 0 | 0 | 0 | 0 | 0 | 0 | 0 | 0 | 0 | 0 | 0 | 0 | 0 | 0 | 0
F3_Commercial_Retail_New_Space Heating_Natural Gas_Unit Heater_E7 | F3 | Commercial | Retail | New | Space Heating | Natural Gas | Unit Heater | E7 | System - kBTUs of Conusmption | 0 | 0 | 0 | 0 | 0 | 0 | 0 | 0 | 0 | 0 | 0 | 0 | 0 | 0 | 0 | 0 | 0 | 0 | 0 | 0 | 0 | 0 | 0 | 0 | 0 | 0 | 0 | 0 | 0 | 0 | 0
F3_Commercial_Retail_New_Space Heating_Natural Gas_Unit Heater_E8 | F3 | Commercial | Retail | New | Space Heating | Natural Gas | Unit Heater | E8 | System - kBTUs of Conusmption | 0 | 0 | 0 | 0 | 0 | 0 | 0 | 0 | 0 | 0 | 0 | 0 | 0 | 0 | 0 | 0 | 0 | 0 | 0 | 0 | 0 | 0 | 0 | 0 | 0 | 0 | 0 | 0 | 0 | 0 | 0
F3_Commercial_Retail_New_Space Heating_Natural Gas_Unit Heater_E9 | F3 | Commercial | Retail | New | Space Heating | Natural Gas | Unit Heater | E9 | System - kBTUs of Conusmption | 0 | 0 | 0 | 0 | 0 | 0 | 0 | 0 | 0 | 0 | 0 | 0 | 0 | 0 | 0 | 0 | 0 | 0 | 0 | 0 | 0 | 0 | 0 | 0 | 0 | 0 | 0 | 0 | 0 | 0 | 0
F3_Commercial_Retail_New_Space Heating_Natural Gas_Unit Heater_E10 | F3 | Commercial | Retail | New | Space Heating | Natural Gas | Unit Heater | E10 | System - kBTUs of Conusmption | 0 | 0 | 0 | 0 | 0 | 0 | 0 | 0 | 0 | 0 | 0 | 0 | 0 | 0 | 0 | 0 | 0 | 0 | 0 | 0 | 0 | 0 | 0 | 0 | 0 | 0 | 0 | 0 | 0 | 0 | 0
F4_Commercial_Retail_New_Space Heating_Natural Gas_Unit Heater_E1 | F4 | Commercial | Retail | New | Space Heating | Natural Gas | Unit Heater | E1 | Utility - Cost of Equipment | 0.046359 | 0.046359 | 0.046359 | 0.046359 | 0.046359 | 0 | 0 | 0 | 0 | 0 | 0 | 0 | 0 | 0 | 0 | 0 | 0 | 0 | 0 | 0 | 0 | 0 | 0 | 0 | 0 | 0 | 0 | 0 | 0 | 0 | 0
F4_Commercial_Retail_New_Space Heating_Natural Gas_Unit Heater_E2 | F4 | Commercial | Retail | New | Space Heating | Natural Gas | Unit Heater | E2 | Utility - Cost of Equipment | 0.14824 | 0.14824 | 0.14824 | 0.14824 | 0.14824 | 0.14824 | 0.14824 | 0.14824 | 0.14824 | 0.14824 | 0.14824 | 0.14824 | 0.14824 | 0.14824 | 0.14824 | 0.14824 | 0.14824 | 0.14824 | 0.14824 | 0.14824 | 0.14824 | 0.14824 | 0.14824 | 0.14824 | 0.14824 | 0.14824 | 0.14824 | 0.14824 | 0.14824 | 0.14824 | 0.14824
F4_Commercial_Retail_New_Space Heating_Natural Gas_Unit Heater_E3 | F4 | Commercial | Retail | New | Space Heating | Natural Gas | Unit Heater | E3 | Utility - Cost of Equipment | 0.064038 | 0.064038 | 0.064038 | 0.064038 | 0.064038 | 0.064038 | 0.064038 | 0.064038 | 0.064038 | 0.064038 | 0.064038 | 0.064038 | 0.064038 | 0.064038 | 0.064038 | 0.064038 | 0.064038 | 0.064038 | 0.064038 | 0.064038 | 0.064038 | 0.064038 | 0.064038 | 0.064038 | 0.064038 | 0.064038 | 0.064038 | 0.064038 | 0.064038 | 0.064038 | 0.064038
F4_Commercial_Retail_New_Space Heating_Natural Gas_Unit Heater_E4 | F4 | Commercial | Retail | New | Space Heating | Natural Gas | Unit Heater | E4 | Utility - Cost of Equipment | 0 | 0 | 0 | 0 | 0 | 0 | 0 | 0 | 0 | 0 | 0 | 0 | 0 | 0 | 0 | 0 | 0 | 0 | 0 | 0 | 0 | 0 | 0 | 0 | 0 | 0 | 0 | 0 | 0 | 0 | 0
F4_Commercial_Retail_New_Space Heating_Natural Gas_Unit Heater_E5 | F4 | Commercial | Retail | New | Space Heating | Natural Gas | Unit Heater | E5 | Utility - Cost of Equipment | 0 | 0 | 0 | 0 | 0 | 0 | 0 | 0 | 0 | 0 | 0 | 0 | 0 | 0 | 0 | 0 | 0 | 0 | 0 | 0 | 0 | 0 | 0 | 0 | 0 | 0 | 0 | 0 | 0 | 0 | 0
F4_Commercial_Retail_New_Space Heating_Natural Gas_Unit Heater_E6 | F4 | Commercial | Retail | New | Space Heating | Natural Gas | Unit Heater | E6 | Utility - Cost of Equipment | 0 | 0 | 0 | 0 | 0 | 0 | 0 | 0 | 0 | 0 | 0 | 0 | 0 | 0 | 0 | 0 | 0 | 0 | 0 | 0 | 0 | 0 | 0 | 0 | 0 | 0 | 0 | 0 | 0 | 0 | 0
F4_Commercial_Retail_New_Space Heating_Natural Gas_Unit Heater_E7 | F4 | Commercial | Retail | New | Space Heating | Natural Gas | Unit Heater | E7 | Utility - Cost of Equipment | 0 | 0 | 0 | 0 | 0 | 0 | 0 | 0 | 0 | 0 | 0 | 0 | 0 | 0 | 0 | 0 | 0 | 0 | 0 | 0 | 0 | 0 | 0 | 0 | 0 | 0 | 0 | 0 | 0 | 0 | 0
F4_Commercial_Retail_New_Space Heating_Natural Gas_Unit Heater_E8 | F4 | Commercial | Retail | New | Space Heating | Natural Gas | Unit Heater | E8 | Utility - Cost of Equipment | 0 | 0 | 0 | 0 | 0 | 0 | 0 | 0 | 0 | 0 | 0 | 0 | 0 | 0 | 0 | 0 | 0 | 0 | 0 | 0 | 0 | 0 | 0 | 0 | 0 | 0 | 0 | 0 | 0 | 0 | 0
F4_Commercial_Retail_New_Space Heating_Natural Gas_Unit Heater_E9 | F4 | Commercial | Retail | New | Space Heating | Natural Gas | Unit Heater | E9 | Utility - Cost of Equipment | 0 | 0 | 0 | 0 | 0 | 0 | 0 | 0 | 0 | 0 | 0 | 0 | 0 | 0 | 0 | 0 | 0 | 0 | 0 | 0 | 0 | 0 | 0 | 0 | 0 | 0 | 0 | 0 | 0 | 0 | 0
F4_Commercial_Retail_New_Space Heating_Natural Gas_Unit Heater_E10 | F4 | Commercial | Retail | New | Space Heating | Natural Gas | Unit Heater | E10 | Utility - Cost of Equipment | 0 | 0 | 0 | 0 | 0 | 0 | 0 | 0 | 0 | 0 | 0 | 0 | 0 | 0 | 0 | 0 | 0 | 0 | 0 | 0 | 0 | 0 | 0 | 0 | 0 | 0 | 0 | 0 | 0 | 0 | 0
F5_Commercial_Retail_New_Space Heating_Natural Gas_Unit Heater_E1 | F5 | Commercial | Retail | New | Space Heating | Natural Gas | Unit Heater | E1 | Utility - Cost of Operation | 0.46655 | 0.47156 | 0.47461 | 0.47828 | 0.47843 | 0 | 0 | 0 | 0 | 0 | 0 | 0 | 0 | 0 | 0 | 0 | 0 | 0 | 0 | 0 | 0 | 0 | 0 | 0 | 0 | 0 | 0 | 0 | 0 | 0 | 0
F5_Commercial_Retail_New_Space Heating_Natural Gas_Unit Heater_E2 | F5 | Commercial | Retail | New | Space Heating | Natural Gas | Unit Heater | E2 | Utility - Cost of Operation | 0.41984 | 0.42435 | 0.4271 | 0.4304 | 0.43054 | 0.4053 | 0.38474 | 0.37303 | 0.38275 | 0.39206 | 0.40393 | 0.41622 | 0.37461 | 0.38945 | 0.40969 | 0.40768 | 0.40808 | 0.40937 | 0.40156 | 0.40631 | 0.40952 | 0.41402 | 0.41981 | 0.21018 | 0.20608 | 0.20222 | 0.19857 | 0.19511 | 0.19178 | 0.18859 | 0.18549
F5_Commercial_Retail_New_Space Heating_Natural Gas_Unit Heater_E3 | F5 | Commercial | Retail | New | Space Heating | Natural Gas | Unit Heater | E3 | Utility - Cost of Operation | 0.36259 | 0.36649 | 0.36886 | 0.37171 | 0.37183 | 0.35004 | 0.33228 | 0.32217 | 0.33056 | 0.3386 | 0.34886 | 0.35946 | 0.32353 | 0.33635 | 0.35383 | 0.35209 | 0.35244 | 0.35355 | 0.34681 | 0.35091 | 0.35368 | 0.35757 | 0.36257 | 0.18152 | 0.17798 | 0.17465 | 0.1715 | 0.1685 | 0.16563 | 0.16287 | 0.1602
F5_Commercial_Retail_New_Space Heating_Natural Gas_Unit Heater_E4 | F5 | Commercial | Retail | New | Space Heating | Natural Gas | Unit Heater | E4 | Utility - Cost of Operation | 0 | 0 | 0 | 0 | 0 | 0 | 0 | 0 | 0 | 0 | 0 | 0 | 0 | 0 | 0 | 0 | 0 | 0 | 0 | 0 | 0 | 0 | 0 | 0 | 0 | 0 | 0 | 0 | 0 | 0 | 0
F5_Commercial_Retail_New_Space Heating_Natural Gas_Unit Heater_E5 | F5 | Commercial | Retail | New | Space Heating | Natural Gas | Unit Heater | E5 | Utility - Cost of Operation | 0 | 0 | 0 | 0 | 0 | 0 | 0 | 0 | 0 | 0 | 0 | 0 | 0 | 0 | 0 | 0 | 0 | 0 | 0 | 0 | 0 | 0 | 0 | 0 | 0 | 0 | 0 | 0 | 0 | 0 | 0
F5_Commercial_Retail_New_Space Heating_Natural Gas_Unit Heater_E6 | F5 | Commercial | Retail | New | Space Heating | Natural Gas | Unit Heater | E6 | Utility - Cost of Operation | 0 | 0 | 0 | 0 | 0 | 0 | 0 | 0 | 0 | 0 | 0 | 0 | 0 | 0 | 0 | 0 | 0 | 0 | 0 | 0 | 0 | 0 | 0 | 0 | 0 | 0 | 0 | 0 | 0 | 0 | 0
F5_Commercial_Retail_New_Space Heating_Natural Gas_Unit Heater_E7 | F5 | Commercial | Retail | New | Space Heating | Natural Gas | Unit Heater | E7 | Utility - Cost of Operation | 0 | 0 | 0 | 0 | 0 | 0 | 0 | 0 | 0 | 0 | 0 | 0 | 0 | 0 | 0 | 0 | 0 | 0 | 0 | 0 | 0 | 0 | 0 | 0 | 0 | 0 | 0 | 0 | 0 | 0 | 0
F5_Commercial_Retail_New_Space Heating_Natural Gas_Unit Heater_E8 | F5 | Commercial | Retail | New | Space Heating | Natural Gas | Unit Heater | E8 | Utility - Cost of Operation | 0 | 0 | 0 | 0 | 0 | 0 | 0 | 0 | 0 | 0 | 0 | 0 | 0 | 0 | 0 | 0 | 0 | 0 | 0 | 0 | 0 | 0 | 0 | 0 | 0 | 0 | 0 | 0 | 0 | 0 | 0
F5_Commercial_Retail_New_Space Heating_Natural Gas_Unit Heater_E9 | F5 | Commercial | Retail | New | Space Heating | Natural Gas | Unit Heater | E9 | Utility - Cost of Operation | 0 | 0 | 0 | 0 | 0 | 0 | 0 | 0 | 0 | 0 | 0 | 0 | 0 | 0 | 0 | 0 | 0 | 0 | 0 | 0 | 0 | 0 | 0 | 0 | 0 | 0 | 0 | 0 | 0 | 0 | 0
F5_Commercial_Retail_New_Space Heating_Natural Gas_Unit Heater_E10 | F5 | Commercial | Retail | New | Space Heating | Natural Gas | Unit Heater | E10 | Utility - Cost of Operation | 0 | 0 | 0 | 0 | 0 | 0 | 0 | 0 | 0 | 0 | 0 | 0 | 0 | 0 | 0 | 0 | 0 | 0 | 0 | 0 | 0 | 0 | 0 | 0 | 0 | 0 | 0 | 0 | 0 | 0 | 0
F6_Commercial_Retail_New_Space Heating_Natural Gas_Unit Heater_E1 | F6 | Commercial | Retail | New | Space Heating | Natural Gas | Unit Heater | E1 | Utility - Value of Sales | 0.55895 | 0.56496 | 0.56861 | 0.57301 | 0.5732 | 0 | 0 | 0 | 0 | 0 | 0 | 0 | 0 | 0 | 0 | 0 | 0 | 0 | 0 | 0 | 0 | 0 | 0 | 0 | 0 | 0 | 0 | 0 | 0 | 0 | 0
F6_Commercial_Retail_New_Space Heating_Natural Gas_Unit Heater_E2 | F6 | Commercial | Retail | New | Space Heating | Natural Gas | Unit Heater | E2 | Utility - Value of Sales | 0.50299 | 0.5084 | 0.51169 | 0.51565 | 0.51581 | 0.48558 | 0.46094 | 0.44692 | 0.45856 | 0.46971 | 0.48394 | 0.49865 | 0.44881 | 0.46658 | 0.49083 | 0.48842 | 0.48891 | 0.49045 | 0.48109 | 0.48679 | 0.49063 | 0.49603 | 0.50296 | 0.25181 | 0.24689 | 0.24227 | 0.2379 | 0.23375 | 0.22977 | 0.22594 | 0.22223
F6_Commercial_Retail_New_Space Heating_Natural Gas_Unit Heater_E3 | F6 | Commercial | Retail | New | Space Heating | Natural Gas | Unit Heater | E3 | Utility - Value of Sales | 0.43441 | 0.43908 | 0.44192 | 0.44534 | 0.44548 | 0.41937 | 0.39809 | 0.38598 | 0.39603 | 0.40567 | 0.41795 | 0.43066 | 0.38761 | 0.40296 | 0.42391 | 0.42183 | 0.42225 | 0.42358 | 0.4155 | 0.42041 | 0.42373 | 0.42839 | 0.43438 | 0.21747 | 0.21323 | 0.20924 | 0.20547 | 0.20188 | 0.19844 | 0.19513 | 0.19193
F6_Commercial_Retail_New_Space Heating_Natural Gas_Unit Heater_E4 | F6 | Commercial | Retail | New | Space Heating | Natural Gas | Unit Heater | E4 | Utility - Value of Sales | 0 | 0 | 0 | 0 | 0 | 0 | 0 | 0 | 0 | 0 | 0 | 0 | 0 | 0 | 0 | 0 | 0 | 0 | 0 | 0 | 0 | 0 | 0 | 0 | 0 | 0 | 0 | 0 | 0 | 0 | 0
F6_Commercial_Retail_New_Space Heating_Natural Gas_Unit Heater_E5 | F6 | Commercial | Retail | New | Space Heating | Natural Gas | Unit Heater | E5 | Utility - Value of Sales | 0 | 0 | 0 | 0 | 0 | 0 | 0 | 0 | 0 | 0 | 0 | 0 | 0 | 0 | 0 | 0 | 0 | 0 | 0 | 0 | 0 | 0 | 0 | 0 | 0 | 0 | 0 | 0 | 0 | 0 | 0
F6_Commercial_Retail_New_Space Heating_Natural Gas_Unit Heater_E6 | F6 | Commercial | Retail | New | Space Heating | Natural Gas | Unit Heater | E6 | Utility - Value of Sales | 0 | 0 | 0 | 0 | 0 | 0 | 0 | 0 | 0 | 0 | 0 | 0 | 0 | 0 | 0 | 0 | 0 | 0 | 0 | 0 | 0 | 0 | 0 | 0 | 0 | 0 | 0 | 0 | 0 | 0 | 0
F6_Commercial_Retail_New_Space Heating_Natural Gas_Unit Heater_E7 | F6 | Commercial | Retail | New | Space Heating | Natural Gas | Unit Heater | E7 | Utility - Value of Sales | 0 | 0 | 0 | 0 | 0 | 0 | 0 | 0 | 0 | 0 | 0 | 0 | 0 | 0 | 0 | 0 | 0 | 0 | 0 | 0 | 0 | 0 | 0 | 0 | 0 | 0 | 0 | 0 | 0 | 0 | 0
F6_Commercial_Retail_New_Space Heating_Natural Gas_Unit Heater_E8 | F6 | Commercial | Retail | New | Space Heating | Natural Gas | Unit Heater | E8 | Utility - Value of Sales | 0 | 0 | 0 | 0 | 0 | 0 | 0 | 0 | 0 | 0 | 0 | 0 | 0 | 0 | 0 | 0 | 0 | 0 | 0 | 0 | 0 | 0 | 0 | 0 | 0 | 0 | 0 | 0 | 0 | 0 | 0
F6_Commercial_Retail_New_Space Heating_Natural Gas_Unit Heater_E9 | F6 | Commercial | Retail | New | Space Heating | Natural Gas | Unit Heater | E9 | Utility - Value of Sales | 0 | 0 | 0 | 0 | 0 | 0 | 0 | 0 | 0 | 0 | 0 | 0 | 0 | 0 | 0 | 0 | 0 | 0 | 0 | 0 | 0 | 0 | 0 | 0 | 0 | 0 | 0 | 0 | 0 | 0 | 0
F6_Commercial_Retail_New_Space Heating_Natural Gas_Unit Heater_E10 | F6 | Commercial | Retail | New | Space Heating | Natural Gas | Unit Heater | E10 | Utility - Value of Sales | 0 | 0 | 0 | 0 | 0 | 0 | 0 | 0 | 0 | 0 | 0 | 0 | 0 | 0 | 0 | 0 | 0 | 0 | 0 | 0 | 0 | 0 | 0 | 0 | 0 | 0 | 0 | 0 | 0 | 0 | 0
F1_Commercial_Retail_New_Water Heating_Natural Gas_Water Heater_E1 | F1 | Commercial | Retail | New | Water Heating | Natural Gas | Water Heater | E1 | Participant - Cost of Equipment | 0.0083818 | 0.0083818 | 0.0083818 | 0.0083818 | 0.0083818 | 0.0083818 | 0.0083818 | 0.0083818 | 0.0083818 | 0.0083818 | 0.0083818 | 0.0083818 | 0.0083818 | 0.0083818 | 0.0083818 | 0.0083818 | 0.0083818 | 0.0083818 | 0.0083818 | 0.0083818 | 0.0083818 | 0.0083818 | 0.0083818 | 0.0083818 | 0.0083818 | 0.0083818 | 0.0083818 | 0.0083818 | 0.0083818 | 0.0083818 | 0.0083818
F1_Commercial_Retail_New_Water Heating_Natural Gas_Water Heater_E2 | F1 | Commercial | Retail | New | Water Heating | Natural Gas | Water Heater | E2 | Participant - Cost of Equipment | 0.0093664 | 0.0093664 | 0.0093664 | 0.0093664 | 0.0093664 | 0.0093664 | 0.0093664 | 0.0093664 | 0.0093664 | 0.0093664 | 0.0093664 | 0.0093664 | 0.0093664 | 0.0093664 | 0.0093664 | 0.0093664 | 0.0093664 | 0.0093664 | 0.0093664 | 0.0093664 | 0.0093664 | 0.0093664 | 0.0093664 | 0.0093664 | 0.0093664 | 0.0093664 | 0.0093664 | 0.0093664 | 0.0093664 | 0.0093664 | 0.0093664
F1_Commercial_Retail_New_Water Heating_Natural Gas_Water Heater_E3 | F1 | Commercial | Retail | New | Water Heating | Natural Gas | Water Heater | E3 | Participant - Cost of Equipment | 0.0097909 | 0.0097909 | 0.0097909 | 0.0097909 | 0.0097909 | 0.0097909 | 0.0097909 | 0.0097909 | 0.0097909 | 0.0097909 | 0.0097909 | 0.0097909 | 0.0097909 | 0.0097909 | 0.0097909 | 0.0097909 | 0.0097909 | 0.0097909 | 0.0097909 | 0.0097909 | 0.0097909 | 0.0097909 | 0.0097909 | 0.0097909 | 0.0097909 | 0.0097909 | 0.0097909 | 0.0097909 | 0.0097909 | 0.0097909 | 0.0097909
F1_Commercial_Retail_New_Water Heating_Natural Gas_Water Heater_E4 | F1 | Commercial | Retail | New | Water Heating | Natural Gas | Water Heater | E4 | Participant - Cost of Equipment | 0 | 0 | 0 | 0 | 0 | 0 | 0 | 0.013425 | 0.013425 | 0.013425 | 0.013425 | 0.013425 | 0.013425 | 0.013425 | 0.013425 | 0.013425 | 0.013425 | 0.013425 | 0.013425 | 0.013425 | 0.013425 | 0.013425 | 0.013425 | 0.013425 | 0.013425 | 0.013425 | 0.013425 | 0.013425 | 0.013425 | 0.013425 | 0.013425
F1_Commercial_Retail_New_Water Heating_Natural Gas_Water Heater_E5 | F1 | Commercial | Retail | New | Water Heating | Natural Gas | Water Heater | E5 | Participant - Cost of Equipment | 0 | 0 | 0 | 0 | 0 | 0 | 0 | 0 | 0 | 0 | 0 | 0 | 0 | 0 | 0 | 0 | 0 | 0 | 0 | 0 | 0 | 0 | 0 | 0 | 0 | 0 | 0 | 0 | 0 | 0 | 0
F1_Commercial_Retail_New_Water Heating_Natural Gas_Water Heater_E6 | F1 | Commercial | Retail | New | Water Heating | Natural Gas | Water Heater | E6 | Participant - Cost of Equipment | 0 | 0 | 0 | 0 | 0 | 0 | 0 | 0 | 0 | 0 | 0 | 0 | 0 | 0 | 0 | 0 | 0 | 0 | 0 | 0 | 0 | 0 | 0 | 0 | 0 | 0 | 0 | 0 | 0 | 0 | 0
F1_Commercial_Retail_New_Water Heating_Natural Gas_Water Heater_E7 | F1 | Commercial | Retail | New | Water Heating | Natural Gas | Water Heater | E7 | Participant - Cost of Equipment | 0 | 0 | 0 | 0 | 0 | 0 | 0 | 0 | 0 | 0 | 0 | 0 | 0 | 0 | 0 | 0 | 0 | 0 | 0 | 0 | 0 | 0 | 0 | 0 | 0 | 0 | 0 | 0 | 0 | 0 | 0
F1_Commercial_Retail_New_Water Heating_Natural Gas_Water Heater_E8 | F1 | Commercial | Retail | New | Water Heating | Natural Gas | Water Heater | E8 | Participant - Cost of Equipment | 0 | 0 | 0 | 0 | 0 | 0 | 0 | 0 | 0 | 0 | 0 | 0 | 0 | 0 | 0 | 0 | 0 | 0 | 0 | 0 | 0 | 0 | 0 | 0 | 0 | 0 | 0 | 0 | 0 | 0 | 0
F1_Commercial_Retail_New_Water Heating_Natural Gas_Water Heater_E9 | F1 | Commercial | Retail | New | Water Heating | Natural Gas | Water Heater | E9 | Participant - Cost of Equipment | 0 | 0 | 0 | 0 | 0 | 0 | 0 | 0 | 0 | 0 | 0 | 0 | 0 | 0 | 0 | 0 | 0 | 0 | 0 | 0 | 0 | 0 | 0 | 0 | 0 | 0 | 0 | 0 | 0 | 0 | 0
F1_Commercial_Retail_New_Water Heating_Natural Gas_Water Heater_E10 | F1 | Commercial | Retail | New | Water Heating | Natural Gas | Water Heater | E10 | Participant - Cost of Equipment | 0 | 0 | 0 | 0 | 0 | 0 | 0 | 0 | 0 | 0 | 0 | 0 | 0 | 0 | 0 | 0 | 0 | 0 | 0 | 0 | 0 | 0 | 0 | 0 | 0 | 0 | 0 | 0 | 0 | 0 | 0
F2_Commercial_Retail_New_Water Heating_Natural Gas_Water Heater_E1 | F2 | Commercial | Retail | New | Water Heating | Natural Gas | Water Heater | E1 | Participant - Cost of Operation | 0.16991 | 0.17328 | 0.17569 | 0.1783 | 0.18205 | 0.17057 | 0.16159 | 0.15687 | 0.15517 | 0.15257 | 0.15081 | 0.1588 | 0.14212 | 0.15191 | 0.16447 | 0.17668 | 0.17713 | 0.17798 | 0.17458 | 0.177 | 0.1787 | 0.18099 | 0.18387 | 0.086614 | 0.084886 | 0.083269 | 0.081746 | 0.080302 | 0.078923 | 0.077598 | 0.076317
F2_Commercial_Retail_New_Water Heating_Natural Gas_Water Heater_E2 | F2 | Commercial | Retail | New | Water Heating | Natural Gas | Water Heater | E2 | Participant - Cost of Operation | 0.14461 | 0.14747 | 0.14952 | 0.15175 | 0.15494 | 0.14516 | 0.13752 | 0.1335 | 0.13206 | 0.12985 | 0.12835 | 0.13515 | 0.12095 | 0.12928 | 0.13997 | 0.15036 | 0.15075 | 0.15147 | 0.14858 | 0.15064 | 0.15209 | 0.15404 | 0.15649 | 0.073714 | 0.072243 | 0.070867 | 0.069571 | 0.068342 | 0.067169 | 0.066041 | 0.06495
F2_Commercial_Retail_New_Water Heating_Natural Gas_Water Heater_E3 | F2 | Commercial | Retail | New | Water Heating | Natural Gas | Water Heater | E3 | Participant - Cost of Operation | 0.12051 | 0.1229 | 0.1246 | 0.12646 | 0.12912 | 0.12097 | 0.1146 | 0.11125 | 0.11005 | 0.1082 | 0.10696 | 0.11263 | 0.1008 | 0.10774 | 0.11664 | 0.1253 | 0.12563 | 0.12623 | 0.12381 | 0.12553 | 0.12674 | 0.12836 | 0.13041 | 0.061428 | 0.060203 | 0.059056 | 0.057976 | 0.056952 | 0.055974 | 0.055034 | 0.054125
F2_Commercial_Retail_New_Water Heating_Natural Gas_Water Heater_E4 | F2 | Commercial | Retail | New | Water Heating | Natural Gas | Water Heater | E4 | Participant - Cost of Operation | 0 | 0 | 0 | 0 | 0 | 0 | 0 | 0.085309 | 0.086549 | 0.087702 | 0.089462 | 0.09123 | 0.082987 | 0.082447 | 0.082572 | 0.082069 | 0.082022 | 0.082145 | 0.080588 | 0.081363 | 0.081856 | 0.082593 | 0.08357 | 0.04463 | 0.043779 | 0.042975 | 0.042212 | 0.041484 | 0.040785 | 0.04011 | 0.039317
F2_Commercial_Retail_New_Water Heating_Natural Gas_Water Heater_E5 | F2 | Commercial | Retail | New | Water Heating | Natural Gas | Water Heater | E5 | Participant - Cost of Operation | 0 | 0 | 0 | 0 | 0 | 0 | 0 | 0 | 0 | 0 | 0 | 0 | 0 | 0 | 0 | 0 | 0 | 0 | 0 | 0 | 0 | 0 | 0 | 0 | 0 | 0 | 0 | 0 | 0 | 0 | 0
F2_Commercial_Retail_New_Water Heating_Natural Gas_Water Heater_E6 | F2 | Commercial | Retail | New | Water Heating | Natural Gas | Water Heater | E6 | Participant - Cost of Operation | 0 | 0 | 0 | 0 | 0 | 0 | 0 | 0 | 0 | 0 | 0 | 0 | 0 | 0 | 0 | 0 | 0 | 0 | 0 | 0 | 0 | 0 | 0 | 0 | 0 | 0 | 0 | 0 | 0 | 0 | 0
F2_Commercial_Retail_New_Water Heating_Natural Gas_Water Heater_E7 | F2 | Commercial | Retail | New | Water Heating | Natural Gas | Water Heater | E7 | Participant - Cost of Operation | 0 | 0 | 0 | 0 | 0 | 0 | 0 | 0 | 0 | 0 | 0 | 0 | 0 | 0 | 0 | 0 | 0 | 0 | 0 | 0 | 0 | 0 | 0 | 0 | 0 | 0 | 0 | 0 | 0 | 0 | 0
F2_Commercial_Retail_New_Water Heating_Natural Gas_Water Heater_E8 | F2 | Commercial | Retail | New | Water Heating | Natural Gas | Water Heater | E8 | Participant - Cost of Operation | 0 | 0 | 0 | 0 | 0 | 0 | 0 | 0 | 0 | 0 | 0 | 0 | 0 | 0 | 0 | 0 | 0 | 0 | 0 | 0 | 0 | 0 | 0 | 0 | 0 | 0 | 0 | 0 | 0 | 0 | 0
F2_Commercial_Retail_New_Water Heating_Natural Gas_Water Heater_E9 | F2 | Commercial | Retail | New | Water Heating | Natural Gas | Water Heater | E9 | Participant - Cost of Operation | 0 | 0 | 0 | 0 | 0 | 0 | 0 | 0 | 0 | 0 | 0 | 0 | 0 | 0 | 0 | 0 | 0 | 0 | 0 | 0 | 0 | 0 | 0 | 0 | 0 | 0 | 0 | 0 | 0 | 0 | 0
F2_Commercial_Retail_New_Water Heating_Natural Gas_Water Heater_E10 | F2 | Commercial | Retail | New | Water Heating | Natural Gas | Water Heater | E10 | Participant - Cost of Operation | 0 | 0 | 0 | 0 | 0 | 0 | 0 | 0 | 0 | 0 | 0 | 0 | 0 | 0 | 0 | 0 | 0 | 0 | 0 | 0 | 0 | 0 | 0 | 0 | 0 | 0 | 0 | 0 | 0 | 0 | 0
F3_Commercial_Retail_New_Water Heating_Natural Gas_Water Heater_E1 | F3 | Commercial | Retail | New | Water Heating | Natural Gas | Water Heater | E1 | System - kBTUs of Conusmption | 14.2185 | 14.2525 | 14.2308 | 14.216 | 14.216 | 14.216 | 14.216 | 14.216 | 14.216 | 14.216 | 14.216 | 14.216 | 14.216 | 14.216 | 14.216 | 14.216 | 14.216 | 14.216 | 14.216 | 14.216 | 14.216 | 14.216 | 14.216 | 14.216 | 14.216 | 14.216 | 14.216 | 14.216 | 14.216 | 14.216 | 14.216
F3_Commercial_Retail_New_Water Heating_Natural Gas_Water Heater_E2 | F3 | Commercial | Retail | New | Water Heating | Natural Gas | Water Heater | E2 | System - kBTUs of Conusmption | 12.1008 | 12.1298 | 12.1113 | 12.0987 | 12.0987 | 12.0987 | 12.0987 | 12.0987 | 12.0987 | 12.0987 | 12.0987 | 12.0987 | 12.0987 | 12.0987 | 12.0987 | 12.0987 | 12.0987 | 12.0987 | 12.0987 | 12.0987 | 12.0987 | 12.0987 | 12.0987 | 12.0987 | 12.0987 | 12.0987 | 12.0987 | 12.0987 | 12.0987 | 12.0987 | 12.0987
F3_Commercial_Retail_New_Water Heating_Natural Gas_Water Heater_E3 | F3 | Commercial | Retail | New | Water Heating | Natural Gas | Water Heater | E3 | System - kBTUs of Conusmption | 10.084 | 10.1082 | 10.0928 | 10.0822 | 10.0822 | 10.0822 | 10.0822 | 10.0822 | 10.0822 | 10.0822 | 10.0822 | 10.0822 | 10.0822 | 10.0822 | 10.0822 | 10.0822 | 10.0822 | 10.0822 | 10.0822 | 10.0822 | 10.0822 | 10.0822 | 10.0822 | 10.0822 | 10.0822 | 10.0822 | 10.0822 | 10.0822 | 10.0822 | 10.0822 | 10.0822
F3_Commercial_Retail_New_Water Heating_Natural Gas_Water Heater_E4 | F3 | Commercial | Retail | New | Water Heating | Natural Gas | Water Heater | E4 | System - kBTUs of Conusmption | 0 | 0 | 0 | 0 | 0 | 0 | 0 | 7.6092 | 7.6092 | 7.6092 | 7.6092 | 7.6092 | 7.6092 | 7.6092 | 7.6092 | 7.6092 | 7.6092 | 7.6092 | 7.6092 | 7.6092 | 7.6092 | 7.6092 | 7.6092 | 7.6092 | 7.6092 | 7.6092 | 7.6092 | 7.6092 | 7.6092 | 7.6092 | 7.6092
F3_Commercial_Retail_New_Water Heating_Natural Gas_Water Heater_E5 | F3 | Commercial | Retail | New | Water Heating | Natural Gas | Water Heater | E5 | System - kBTUs of Conusmption | 0 | 0 | 0 | 0 | 0 | 0 | 0 | 0 | 0 | 0 | 0 | 0 | 0 | 0 | 0 | 0 | 0 | 0 | 0 | 0 | 0 | 0 | 0 | 0 | 0 | 0 | 0 | 0 | 0 | 0 | 0
F3_Commercial_Retail_New_Water Heating_Natural Gas_Water Heater_E6 | F3 | Commercial | Retail | New | Water Heating | Natural Gas | Water Heater | E6 | System - kBTUs of Conusmption | 0 | 0 | 0 | 0 | 0 | 0 | 0 | 0 | 0 | 0 | 0 | 0 | 0 | 0 | 0 | 0 | 0 | 0 | 0 | 0 | 0 | 0 | 0 | 0 | 0 | 0 | 0 | 0 | 0 | 0 | 0
F3_Commercial_Retail_New_Water Heating_Natural Gas_Water Heater_E7 | F3 | Commercial | Retail | New | Water Heating | Natural Gas | Water Heater | E7 | System - kBTUs of Conusmption | 0 | 0 | 0 | 0 | 0 | 0 | 0 | 0 | 0 | 0 | 0 | 0 | 0 | 0 | 0 | 0 | 0 | 0 | 0 | 0 | 0 | 0 | 0 | 0 | 0 | 0 | 0 | 0 | 0 | 0 | 0
F3_Commercial_Retail_New_Water Heating_Natural Gas_Water Heater_E8 | F3 | Commercial | Retail | New | Water Heating | Natural Gas | Water Heater | E8 | System - kBTUs of Conusmption | 0 | 0 | 0 | 0 | 0 | 0 | 0 | 0 | 0 | 0 | 0 | 0 | 0 | 0 | 0 | 0 | 0 | 0 | 0 | 0 | 0 | 0 | 0 | 0 | 0 | 0 | 0 | 0 | 0 | 0 | 0
F3_Commercial_Retail_New_Water Heating_Natural Gas_Water Heater_E9 | F3 | Commercial | Retail | New | Water Heating | Natural Gas | Water Heater | E9 | System - kBTUs of Conusmption | 0 | 0 | 0 | 0 | 0 | 0 | 0 | 0 | 0 | 0 | 0 | 0 | 0 | 0 | 0 | 0 | 0 | 0 | 0 | 0 | 0 | 0 | 0 | 0 | 0 | 0 | 0 | 0 | 0 | 0 | 0
F3_Commercial_Retail_New_Water Heating_Natural Gas_Water Heater_E10 | F3 | Commercial | Retail | New | Water Heating | Natural Gas | Water Heater | E10 | System - kBTUs of Conusmption | 0 | 0 | 0 | 0 | 0 | 0 | 0 | 0 | 0 | 0 | 0 | 0 | 0 | 0 | 0 | 0 | 0 | 0 | 0 | 0 | 0 | 0 | 0 | 0 | 0 | 0 | 0 | 0 | 0 | 0 | 0
F4_Commercial_Retail_New_Water Heating_Natural Gas_Water Heater_E1 | F4 | Commercial | Retail | New | Water Heating | Natural Gas | Water Heater | E1 | Utility - Cost of Equipment | 0.0083818 | 0.0083818 | 0.0083818 | 0.0083818 | 0.0083818 | 0.0083818 | 0.0083818 | 0.0083818 | 0.0083818 | 0.0083818 | 0.0083818 | 0.0083818 | 0.0083818 | 0.0083818 | 0.0083818 | 0.0083818 | 0.0083818 | 0.0083818 | 0.0083818 | 0.0083818 | 0.0083818 | 0.0083818 | 0.0083818 | 0.0083818 | 0.0083818 | 0.0083818 | 0.0083818 | 0.0083818 | 0.0083818 | 0.0083818 | 0.0083818
F4_Commercial_Retail_New_Water Heating_Natural Gas_Water Heater_E2 | F4 | Commercial | Retail | New | Water Heating | Natural Gas | Water Heater | E2 | Utility - Cost of Equipment | 0.0093664 | 0.0093664 | 0.0093664 | 0.0093664 | 0.0093664 | 0.0093664 | 0.0093664 | 0.0093664 | 0.0093664 | 0.0093664 | 0.0093664 | 0.0093664 | 0.0093664 | 0.0093664 | 0.0093664 | 0.0093664 | 0.0093664 | 0.0093664 | 0.0093664 | 0.0093664 | 0.0093664 | 0.0093664 | 0.0093664 | 0.0093664 | 0.0093664 | 0.0093664 | 0.0093664 | 0.0093664 | 0.0093664 | 0.0093664 | 0.0093664
F4_Commercial_Retail_New_Water Heating_Natural Gas_Water Heater_E3 | F4 | Commercial | Retail | New | Water Heating | Natural Gas | Water Heater | E3 | Utility - Cost of Equipment | 0.0097909 | 0.0097909 | 0.0097909 | 0.0097909 | 0.0097909 | 0.0097909 | 0.0097909 | 0.0097909 | 0.0097909 | 0.0097909 | 0.0097909 | 0.0097909 | 0.0097909 | 0.0097909 | 0.0097909 | 0.0097909 | 0.0097909 | 0.0097909 | 0.0097909 | 0.0097909 | 0.0097909 | 0.0097909 | 0.0097909 | 0.0097909 | 0.0097909 | 0.0097909 | 0.0097909 | 0.0097909 | 0.0097909 | 0.0097909 | 0.0097909
F4_Commercial_Retail_New_Water Heating_Natural Gas_Water Heater_E4 | F4 | Commercial | Retail | New | Water Heating | Natural Gas | Water Heater | E4 | Utility - Cost of Equipment | 0 | 0 | 0 | 0 | 0 | 0 | 0 | 0.013425 | 0.013425 | 0.013425 | 0.013425 | 0.013425 | 0.013425 | 0.013425 | 0.013425 | 0.013425 | 0.013425 | 0.013425 | 0.013425 | 0.013425 | 0.013425 | 0.013425 | 0.013425 | 0.013425 | 0.013425 | 0.013425 | 0.013425 | 0.013425 | 0.013425 | 0.013425 | 0.013425
F4_Commercial_Retail_New_Water Heating_Natural Gas_Water Heater_E5 | F4 | Commercial | Retail | New | Water Heating | Natural Gas | Water Heater | E5 | Utility - Cost of Equipment | 0 | 0 | 0 | 0 | 0 | 0 | 0 | 0 | 0 | 0 | 0 | 0 | 0 | 0 | 0 | 0 | 0 | 0 | 0 | 0 | 0 | 0 | 0 | 0 | 0 | 0 | 0 | 0 | 0 | 0 | 0
F4_Commercial_Retail_New_Water Heating_Natural Gas_Water Heater_E6 | F4 | Commercial | Retail | New | Water Heating | Natural Gas | Water Heater | E6 | Utility - Cost of Equipment | 0 | 0 | 0 | 0 | 0 | 0 | 0 | 0 | 0 | 0 | 0 | 0 | 0 | 0 | 0 | 0 | 0 | 0 | 0 | 0 | 0 | 0 | 0 | 0 | 0 | 0 | 0 | 0 | 0 | 0 | 0
F4_Commercial_Retail_New_Water Heating_Natural Gas_Water Heater_E7 | F4 | Commercial | Retail | New | Water Heating | Natural Gas | Water Heater | E7 | Utility - Cost of Equipment | 0 | 0 | 0 | 0 | 0 | 0 | 0 | 0 | 0 | 0 | 0 | 0 | 0 | 0 | 0 | 0 | 0 | 0 | 0 | 0 | 0 | 0 | 0 | 0 | 0 | 0 | 0 | 0 | 0 | 0 | 0
F4_Commercial_Retail_New_Water Heating_Natural Gas_Water Heater_E8 | F4 | Commercial | Retail | New | Water Heating | Natural Gas | Water Heater | E8 | Utility - Cost of Equipment | 0 | 0 | 0 | 0 | 0 | 0 | 0 | 0 | 0 | 0 | 0 | 0 | 0 | 0 | 0 | 0 | 0 | 0 | 0 | 0 | 0 | 0 | 0 | 0 | 0 | 0 | 0 | 0 | 0 | 0 | 0
F4_Commercial_Retail_New_Water Heating_Natural Gas_Water Heater_E9 | F4 | Commercial | Retail | New | Water Heating | Natural Gas | Water Heater | E9 | Utility - Cost of Equipment | 0 | 0 | 0 | 0 | 0 | 0 | 0 | 0 | 0 | 0 | 0 | 0 | 0 | 0 | 0 | 0 | 0 | 0 | 0 | 0 | 0 | 0 | 0 | 0 | 0 | 0 | 0 | 0 | 0 | 0 | 0
F4_Commercial_Retail_New_Water Heating_Natural Gas_Water Heater_E10 | F4 | Commercial | Retail | New | Water Heating | Natural Gas | Water Heater | E10 | Utility - Cost of Equipment | 0 | 0 | 0 | 0 | 0 | 0 | 0 | 0 | 0 | 0 | 0 | 0 | 0 | 0 | 0 | 0 | 0 | 0 | 0 | 0 | 0 | 0 | 0 | 0 | 0 | 0 | 0 | 0 | 0 | 0 | 0
F5_Commercial_Retail_New_Water Heating_Natural Gas_Water Heater_E1 | F5 | Commercial | Retail | New | Water Heating | Natural Gas | Water Heater | E1 | Utility - Cost of Operation | 0.14182 | 0.14464 | 0.14665 | 0.14883 | 0.15196 | 0.14237 | 0.13487 | 0.13093 | 0.12952 | 0.12735 | 0.12588 | 0.13255 | 0.11863 | 0.12679 | 0.13728 | 0.14747 | 0.14785 | 0.14855 | 0.14572 | 0.14774 | 0.14916 | 0.15107 | 0.15348 | 0.072295 | 0.070852 | 0.069503 | 0.068232 | 0.067027 | 0.065876 | 0.064769 | 0.0637
F5_Commercial_Retail_New_Water Heating_Natural Gas_Water Heater_E2 | F5 | Commercial | Retail | New | Water Heating | Natural Gas | Water Heater | E2 | Utility - Cost of Operation | 0.1207 | 0.12309 | 0.1248 | 0.12666 | 0.12932 | 0.12116 | 0.11479 | 0.11143 | 0.11023 | 0.10838 | 0.10713 | 0.11281 | 0.10096 | 0.10791 | 0.11683 | 0.12551 | 0.12583 | 0.12643 | 0.12401 | 0.12574 | 0.12694 | 0.12857 | 0.13062 | 0.061527 | 0.0603 | 0.059151 | 0.05807 | 0.057044 | 0.056064 | 0.055123 | 0.054213
F5_Commercial_Retail_New_Water Heating_Natural Gas_Water Heater_E3 | F5 | Commercial | Retail | New | Water Heating | Natural Gas | Water Heater | E3 | Utility - Cost of Operation | 0.10058 | 0.10258 | 0.104 | 0.10555 | 0.10777 | 0.10097 | 0.095655 | 0.09286 | 0.091857 | 0.090316 | 0.089276 | 0.094007 | 0.084132 | 0.089925 | 0.09736 | 0.10459 | 0.10486 | 0.10536 | 0.10334 | 0.10478 | 0.10579 | 0.10714 | 0.10885 | 0.051273 | 0.05025 | 0.049293 | 0.048391 | 0.047537 | 0.04672 | 0.045936 | 0.045177
F5_Commercial_Retail_New_Water Heating_Natural Gas_Water Heater_E4 | F5 | Commercial | Retail | New | Water Heating | Natural Gas | Water Heater | E4 | Utility - Cost of Operation | 0 | 0 | 0 | 0 | 0 | 0 | 0 | 0.071206 | 0.07224 | 0.073203 | 0.074672 | 0.076148 | 0.069267 | 0.068816 | 0.068922 | 0.068501 | 0.068462 | 0.068565 | 0.067265 | 0.067912 | 0.068324 | 0.068939 | 0.069754 | 0.037252 | 0.036541 | 0.03587 | 0.035234 | 0.034626 | 0.034042 | 0.033479 | 0.032817
F5_Commercial_Retail_New_Water Heating_Natural Gas_Water Heater_E5 | F5 | Commercial | Retail | New | Water Heating | Natural Gas | Water Heater | E5 | Utility - Cost of Operation | 0 | 0 | 0 | 0 | 0 | 0 | 0 | 0 | 0 | 0 | 0 | 0 | 0 | 0 | 0 | 0 | 0 | 0 | 0 | 0 | 0 | 0 | 0 | 0 | 0 | 0 | 0 | 0 | 0 | 0 | 0
F5_Commercial_Retail_New_Water Heating_Natural Gas_Water Heater_E6 | F5 | Commercial | Retail | New | Water Heating | Natural Gas | Water Heater | E6 | Utility - Cost of Operation | 0 | 0 | 0 | 0 | 0 | 0 | 0 | 0 | 0 | 0 | 0 | 0 | 0 | 0 | 0 | 0 | 0 | 0 | 0 | 0 | 0 | 0 | 0 | 0 | 0 | 0 | 0 | 0 | 0 | 0 | 0
F5_Commercial_Retail_New_Water Heating_Natural Gas_Water Heater_E7 | F5 | Commercial | Retail | New | Water Heating | Natural Gas | Water Heater | E7 | Utility - Cost of Operation | 0 | 0 | 0 | 0 | 0 | 0 | 0 | 0 | 0 | 0 | 0 | 0 | 0 | 0 | 0 | 0 | 0 | 0 | 0 | 0 | 0 | 0 | 0 | 0 | 0 | 0 | 0 | 0 | 0 | 0 | 0
F5_Commercial_Retail_New_Water Heating_Natural Gas_Water Heater_E8 | F5 | Commercial | Retail | New | Water Heating | Natural Gas | Water Heater | E8 | Utility - Cost of Operation | 0 | 0 | 0 | 0 | 0 | 0 | 0 | 0 | 0 | 0 | 0 | 0 | 0 | 0 | 0 | 0 | 0 | 0 | 0 | 0 | 0 | 0 | 0 | 0 | 0 | 0 | 0 | 0 | 0 | 0 | 0
F5_Commercial_Retail_New_Water Heating_Natural Gas_Water Heater_E9 | F5 | Commercial | Retail | New | Water Heating | Natural Gas | Water Heater | E9 | Utility - Cost of Operation | 0 | 0 | 0 | 0 | 0 | 0 | 0 | 0 | 0 | 0 | 0 | 0 | 0 | 0 | 0 | 0 | 0 | 0 | 0 | 0 | 0 | 0 | 0 | 0 | 0 | 0 | 0 | 0 | 0 | 0 | 0
F5_Commercial_Retail_New_Water Heating_Natural Gas_Water Heater_E10 | F5 | Commercial | Retail | New | Water Heating | Natural Gas | Water Heater | E10 | Utility - Cost of Operation | 0 | 0 | 0 | 0 | 0 | 0 | 0 | 0 | 0 | 0 | 0 | 0 | 0 | 0 | 0 | 0 | 0 | 0 | 0 | 0 | 0 | 0 | 0 | 0 | 0 | 0 | 0 | 0 | 0 | 0 | 0
F6_Commercial_Retail_New_Water Heating_Natural Gas_Water Heater_E1 | F6 | Commercial | Retail | New | Water Heating | Natural Gas | Water Heater | E1 | Utility - Value of Sales | 0.16991 | 0.17328 | 0.17569 | 0.1783 | 0.18205 | 0.17057 | 0.16159 | 0.15687 | 0.15517 | 0.15257 | 0.15081 | 0.1588 | 0.14212 | 0.15191 | 0.16447 | 0.17668 | 0.17713 | 0.17798 | 0.17458 | 0.177 | 0.1787 | 0.18099 | 0.18387 | 0.086614 | 0.084886 | 0.083269 | 0.081746 | 0.080302 | 0.078923 | 0.077598 | 0.076317
F6_Commercial_Retail_New_Water Heating_Natural Gas_Water Heater_E2 | F6 | Commercial | Retail | New | Water Heating | Natural Gas | Water Heater | E2 | Utility - Value of Sales | 0.14461 | 0.14747 | 0.14952 | 0.15175 | 0.15494 | 0.14516 | 0.13752 | 0.1335 | 0.13206 | 0.12985 | 0.12835 | 0.13515 | 0.12095 | 0.12928 | 0.13997 | 0.15036 | 0.15075 | 0.15147 | 0.14858 | 0.15064 | 0.15209 | 0.15404 | 0.15649 | 0.073714 | 0.072243 | 0.070867 | 0.069571 | 0.068342 | 0.067169 | 0.066041 | 0.06495
F6_Commercial_Retail_New_Water Heating_Natural Gas_Water Heater_E3 | F6 | Commercial | Retail | New | Water Heating | Natural Gas | Water Heater | E3 | Utility - Value of Sales | 0.12051 | 0.1229 | 0.1246 | 0.12646 | 0.12912 | 0.12097 | 0.1146 | 0.11125 | 0.11005 | 0.1082 | 0.10696 | 0.11263 | 0.1008 | 0.10774 | 0.11664 | 0.1253 | 0.12563 | 0.12623 | 0.12381 | 0.12553 | 0.12674 | 0.12836 | 0.13041 | 0.061428 | 0.060203 | 0.059056 | 0.057976 | 0.056952 | 0.055974 | 0.055034 | 0.054125
F6_Commercial_Retail_New_Water Heating_Natural Gas_Water Heater_E4 | F6 | Commercial | Retail | New | Water Heating | Natural Gas | Water Heater | E4 | Utility - Value of Sales | 0 | 0 | 0 | 0 | 0 | 0 | 0 | 0.085309 | 0.086549 | 0.087702 | 0.089462 | 0.09123 | 0.082987 | 0.082447 | 0.082572 | 0.082069 | 0.082022 | 0.082145 | 0.080588 | 0.081363 | 0.081856 | 0.082593 | 0.08357 | 0.04463 | 0.043779 | 0.042975 | 0.042212 | 0.041484 | 0.040785 | 0.04011 | 0.039317
F6_Commercial_Retail_New_Water Heating_Natural Gas_Water Heater_E5 | F6 | Commercial | Retail | New | Water Heating | Natural Gas | Water Heater | E5 | Utility - Value of Sales | 0 | 0 | 0 | 0 | 0 | 0 | 0 | 0 | 0 | 0 | 0 | 0 | 0 | 0 | 0 | 0 | 0 | 0 | 0 | 0 | 0 | 0 | 0 | 0 | 0 | 0 | 0 | 0 | 0 | 0 | 0
F6_Commercial_Retail_New_Water Heating_Natural Gas_Water Heater_E6 | F6 | Commercial | Retail | New | Water Heating | Natural Gas | Water Heater | E6 | Utility - Value of Sales | 0 | 0 | 0 | 0 | 0 | 0 | 0 | 0 | 0 | 0 | 0 | 0 | 0 | 0 | 0 | 0 | 0 | 0 | 0 | 0 | 0 | 0 | 0 | 0 | 0 | 0 | 0 | 0 | 0 | 0 | 0
F6_Commercial_Retail_New_Water Heating_Natural Gas_Water Heater_E7 | F6 | Commercial | Retail | New | Water Heating | Natural Gas | Water Heater | E7 | Utility - Value of Sales | 0 | 0 | 0 | 0 | 0 | 0 | 0 | 0 | 0 | 0 | 0 | 0 | 0 | 0 | 0 | 0 | 0 | 0 | 0 | 0 | 0 | 0 | 0 | 0 | 0 | 0 | 0 | 0 | 0 | 0 | 0
F6_Commercial_Retail_New_Water Heating_Natural Gas_Water Heater_E8 | F6 | Commercial | Retail | New | Water Heating | Natural Gas | Water Heater | E8 | Utility - Value of Sales | 0 | 0 | 0 | 0 | 0 | 0 | 0 | 0 | 0 | 0 | 0 | 0 | 0 | 0 | 0 | 0 | 0 | 0 | 0 | 0 | 0 | 0 | 0 | 0 | 0 | 0 | 0 | 0 | 0 | 0 | 0
F6_Commercial_Retail_New_Water Heating_Natural Gas_Water Heater_E9 | F6 | Commercial | Retail | New | Water Heating | Natural Gas | Water Heater | E9 | Utility - Value of Sales | 0 | 0 | 0 | 0 | 0 | 0 | 0 | 0 | 0 | 0 | 0 | 0 | 0 | 0 | 0 | 0 | 0 | 0 | 0 | 0 | 0 | 0 | 0 | 0 | 0 | 0 | 0 | 0 | 0 | 0 | 0
F6_Commercial_Retail_New_Water Heating_Natural Gas_Water Heater_E10 | F6 | Commercial | Retail | New | Water Heating | Natural Gas | Water Heater | E10 | Utility - Value of Sales | 0 | 0 | 0 | 0 | 0 | 0 | 0 | 0 | 0 | 0 | 0 | 0 | 0 | 0 | 0 | 0 | 0 | 0 | 0 | 0 | 0 | 0 | 0 | 0 | 0 | 0 | 0 | 0 | 0 | 0 | 0
F1_Commercial_Retail_New_Food Preparation_Natural Gas_Oven_E1 | F1 | Commercial | Retail | New | Food Preparation | Natural Gas | Oven | E1 | Participant - Cost of Equipment | 0.10521 | 0.10521 | 0.10521 | 0.10521 | 0.10521 | 0.10521 | 0.10521 | 0.10521 | 0.10521 | 0.10521 | 0.10521 | 0.10521 | 0.10521 | 0.10521 | 0.10521 | 0.10521 | 0.10521 | 0.10521 | 0.10521 | 0.10521 | 0.10521 | 0.10521 | 0.10521 | 0.10521 | 0.10521 | 0.10521 | 0.10521 | 0.10521 | 0.10521 | 0.10521 | 0.10521
F1_Commercial_Retail_New_Food Preparation_Natural Gas_Oven_E2 | F1 | Commercial | Retail | New | Food Preparation | Natural Gas | Oven | E2 | Participant - Cost of Equipment | 0.10963 | 0.10963 | 0.10963 | 0.10963 | 0.10963 | 0.10963 | 0.10963 | 0.10963 | 0.10963 | 0.10963 | 0.10963 | 0.10963 | 0.10963 | 0.10963 | 0.10963 | 0.10963 | 0.10963 | 0.10963 | 0.10963 | 0.10963 | 0.10963 | 0.10963 | 0.10963 | 0.10963 | 0.10963 | 0.10963 | 0.10963 | 0.10963 | 0.10963 | 0.10963 | 0.10963
F1_Commercial_Retail_New_Food Preparation_Natural Gas_Oven_E3 | F1 | Commercial | Retail | New | Food Preparation | Natural Gas | Oven | E3 | Participant - Cost of Equipment | 0 | 0 | 0 | 0 | 0 | 0 | 0 | 0 | 0 | 0 | 0 | 0 | 0 | 0 | 0 | 0 | 0 | 0 | 0 | 0 | 0 | 0 | 0 | 0 | 0 | 0 | 0 | 0 | 0 | 0 | 0
F1_Commercial_Retail_New_Food Preparation_Natural Gas_Oven_E4 | F1 | Commercial | Retail | New | Food Preparation | Natural Gas | Oven | E4 | Participant - Cost of Equipment | 0 | 0 | 0 | 0 | 0 | 0 | 0 | 0 | 0 | 0 | 0 | 0 | 0 | 0 | 0 | 0 | 0 | 0 | 0 | 0 | 0 | 0 | 0 | 0 | 0 | 0 | 0 | 0 | 0 | 0 | 0
F1_Commercial_Retail_New_Food Preparation_Natural Gas_Oven_E5 | F1 | Commercial | Retail | New | Food Preparation | Natural Gas | Oven | E5 | Participant - Cost of Equipment | 0 | 0 | 0 | 0 | 0 | 0 | 0 | 0 | 0 | 0 | 0 | 0 | 0 | 0 | 0 | 0 | 0 | 0 | 0 | 0 | 0 | 0 | 0 | 0 | 0 | 0 | 0 | 0 | 0 | 0 | 0
F1_Commercial_Retail_New_Food Preparation_Natural Gas_Oven_E6 | F1 | Commercial | Retail | New | Food Preparation | Natural Gas | Oven | E6 | Participant - Cost of Equipment | 0 | 0 | 0 | 0 | 0 | 0 | 0 | 0 | 0 | 0 | 0 | 0 | 0 | 0 | 0 | 0 | 0 | 0 | 0 | 0 | 0 | 0 | 0 | 0 | 0 | 0 | 0 | 0 | 0 | 0 | 0
F1_Commercial_Retail_New_Food Preparation_Natural Gas_Oven_E7 | F1 | Commercial | Retail | New | Food Preparation | Natural Gas | Oven | E7 | Participant - Cost of Equipment | 0 | 0 | 0 | 0 | 0 | 0 | 0 | 0 | 0 | 0 | 0 | 0 | 0 | 0 | 0 | 0 | 0 | 0 | 0 | 0 | 0 | 0 | 0 | 0 | 0 | 0 | 0 | 0 | 0 | 0 | 0
F1_Commercial_Retail_New_Food Preparation_Natural Gas_Oven_E8 | F1 | Commercial | Retail | New | Food Preparation | Natural Gas | Oven | E8 | Participant - Cost of Equipment | 0 | 0 | 0 | 0 | 0 | 0 | 0 | 0 | 0 | 0 | 0 | 0 | 0 | 0 | 0 | 0 | 0 | 0 | 0 | 0 | 0 | 0 | 0 | 0 | 0 | 0 | 0 | 0 | 0 | 0 | 0
F1_Commercial_Retail_New_Food Preparation_Natural Gas_Oven_E9 | F1 | Commercial | Retail | New | Food Preparation | Natural Gas | Oven | E9 | Participant - Cost of Equipment | 0 | 0 | 0 | 0 | 0 | 0 | 0 | 0 | 0 | 0 | 0 | 0 | 0 | 0 | 0 | 0 | 0 | 0 | 0 | 0 | 0 | 0 | 0 | 0 | 0 | 0 | 0 | 0 | 0 | 0 | 0
F1_Commercial_Retail_New_Food Preparation_Natural Gas_Oven_E10 | F1 | Commercial | Retail | New | Food Preparation | Natural Gas | Oven | E10 | Participant - Cost of Equipment | 0 | 0 | 0 | 0 | 0 | 0 | 0 | 0 | 0 | 0 | 0 | 0 | 0 | 0 | 0 | 0 | 0 | 0 | 0 | 0 | 0 | 0 | 0 | 0 | 0 | 0 | 0 | 0 | 0 | 0 | 0
F2_Commercial_Retail_New_Food Preparation_Natural Gas_Oven_E1 | F2 | Commercial | Retail | New | Food Preparation | Natural Gas | Oven | E1 | Participant - Cost of Operation | 0.04297 | 0.043623 | 0.04408 | 0.044553 | 0.045292 | 0.042569 | 0.04032 | 0.039125 | 0.038665 | 0.03798 | 0.039644 | 0.041225 | 0.036772 | 0.038705 | 0.041267 | 0.043693 | 0.043787 | 0.043977 | 0.043137 | 0.043713 | 0.044112 | 0.044656 | 0.045344 | 0.021717 | 0.021286 | 0.020882 | 0.020502 | 0.020141 | 0.019796 | 0.019464 | 0.019143
F2_Commercial_Retail_New_Food Preparation_Natural Gas_Oven_E2 | F2 | Commercial | Retail | New | Food Preparation | Natural Gas | Oven | E2 | Participant - Cost of Operation | 0.024606 | 0.02498 | 0.025242 | 0.025512 | 0.025936 | 0.024376 | 0.023088 | 0.022404 | 0.022141 | 0.021749 | 0.022701 | 0.023607 | 0.021057 | 0.022164 | 0.023631 | 0.02502 | 0.025074 | 0.025183 | 0.024701 | 0.025031 | 0.02526 | 0.025571 | 0.025965 | 0.012435 | 0.012189 | 0.011958 | 0.01174 | 0.011533 | 0.011336 | 0.011146 | 0.010962
F2_Commercial_Retail_New_Food Preparation_Natural Gas_Oven_E3 | F2 | Commercial | Retail | New | Food Preparation | Natural Gas | Oven | E3 | Participant - Cost of Operation | 0 | 0 | 0 | 0 | 0 | 0 | 0 | 0 | 0 | 0 | 0 | 0 | 0 | 0 | 0 | 0 | 0 | 0 | 0 | 0 | 0 | 0 | 0 | 0 | 0 | 0 | 0 | 0 | 0 | 0 | 0
F2_Commercial_Retail_New_Food Preparation_Natural Gas_Oven_E4 | F2 | Commercial | Retail | New | Food Preparation | Natural Gas | Oven | E4 | Participant - Cost of Operation | 0 | 0 | 0 | 0 | 0 | 0 | 0 | 0 | 0 | 0 | 0 | 0 | 0 | 0 | 0 | 0 | 0 | 0 | 0 | 0 | 0 | 0 | 0 | 0 | 0 | 0 | 0 | 0 | 0 | 0 | 0
F2_Commercial_Retail_New_Food Preparation_Natural Gas_Oven_E5 | F2 | Commercial | Retail | New | Food Preparation | Natural Gas | Oven | E5 | Participant - Cost of Operation | 0 | 0 | 0 | 0 | 0 | 0 | 0 | 0 | 0 | 0 | 0 | 0 | 0 | 0 | 0 | 0 | 0 | 0 | 0 | 0 | 0 | 0 | 0 | 0 | 0 | 0 | 0 | 0 | 0 | 0 | 0
F2_Commercial_Retail_New_Food Preparation_Natural Gas_Oven_E6 | F2 | Commercial | Retail | New | Food Preparation | Natural Gas | Oven | E6 | Participant - Cost of Operation | 0 | 0 | 0 | 0 | 0 | 0 | 0 | 0 | 0 | 0 | 0 | 0 | 0 | 0 | 0 | 0 | 0 | 0 | 0 | 0 | 0 | 0 | 0 | 0 | 0 | 0 | 0 | 0 | 0 | 0 | 0
F2_Commercial_Retail_New_Food Preparation_Natural Gas_Oven_E7 | F2 | Commercial | Retail | New | Food Preparation | Natural Gas | Oven | E7 | Participant - Cost of Operation | 0 | 0 | 0 | 0 | 0 | 0 | 0 | 0 | 0 | 0 | 0 | 0 | 0 | 0 | 0 | 0 | 0 | 0 | 0 | 0 | 0 | 0 | 0 | 0 | 0 | 0 | 0 | 0 | 0 | 0 | 0
F2_Commercial_Retail_New_Food Preparation_Natural Gas_Oven_E8 | F2 | Commercial | Retail | New | Food Preparation | Natural Gas | Oven | E8 | Participant - Cost of Operation | 0 | 0 | 0 | 0 | 0 | 0 | 0 | 0 | 0 | 0 | 0 | 0 | 0 | 0 | 0 | 0 | 0 | 0 | 0 | 0 | 0 | 0 | 0 | 0 | 0 | 0 | 0 | 0 | 0 | 0 | 0
F2_Commercial_Retail_New_Food Preparation_Natural Gas_Oven_E9 | F2 | Commercial | Retail | New | Food Preparation | Natural Gas | Oven | E9 | Participant - Cost of Operation | 0 | 0 | 0 | 0 | 0 | 0 | 0 | 0 | 0 | 0 | 0 | 0 | 0 | 0 | 0 | 0 | 0 | 0 | 0 | 0 | 0 | 0 | 0 | 0 | 0 | 0 | 0 | 0 | 0 | 0 | 0
F2_Commercial_Retail_New_Food Preparation_Natural Gas_Oven_E10 | F2 | Commercial | Retail | New | Food Preparation | Natural Gas | Oven | E10 | Participant - Cost of Operation | 0 | 0 | 0 | 0 | 0 | 0 | 0 | 0 | 0 | 0 | 0 | 0 | 0 | 0 | 0 | 0 | 0 | 0 | 0 | 0 | 0 | 0 | 0 | 0 | 0 | 0 | 0 | 0 | 0 | 0 | 0
F3_Commercial_Retail_New_Food Preparation_Natural Gas_Oven_E1 | F3 | Commercial | Retail | New | Food Preparation | Natural Gas | Oven | E1 | System - kBTUs of Conusmption | 3.5842 | 3.5924 | 3.5872 | 3.5836 | 3.5836 | 3.5836 | 3.5836 | 3.5836 | 3.5836 | 3.5836 | 3.5836 | 3.5836 | 3.5836 | 3.5836 | 3.5836 | 3.5836 | 3.5836 | 3.5836 | 3.5836 | 3.5836 | 3.5836 | 3.5836 | 3.5836 | 3.5836 | 3.5836 | 3.5836 | 3.5836 | 3.5836 | 3.5836 | 3.5836 | 3.5836
F3_Commercial_Retail_New_Food Preparation_Natural Gas_Oven_E2 | F3 | Commercial | Retail | New | Food Preparation | Natural Gas | Oven | E2 | System - kBTUs of Conusmption | 2.0524 | 2.0571 | 2.0541 | 2.0521 | 2.0521 | 2.0521 | 2.0521 | 2.0521 | 2.0521 | 2.0521 | 2.0521 | 2.0521 | 2.0521 | 2.0521 | 2.0521 | 2.0521 | 2.0521 | 2.0521 | 2.0521 | 2.0521 | 2.0521 | 2.0521 | 2.0521 | 2.0521 | 2.0521 | 2.0521 | 2.0521 | 2.0521 | 2.0521 | 2.0521 | 2.0521
F3_Commercial_Retail_New_Food Preparation_Natural Gas_Oven_E3 | F3 | Commercial | Retail | New | Food Preparation | Natural Gas | Oven | E3 | System - kBTUs of Conusmption | 0 | 0 | 0 | 0 | 0 | 0 | 0 | 0 | 0 | 0 | 0 | 0 | 0 | 0 | 0 | 0 | 0 | 0 | 0 | 0 | 0 | 0 | 0 | 0 | 0 | 0 | 0 | 0 | 0 | 0 | 0
F3_Commercial_Retail_New_Food Preparation_Natural Gas_Oven_E4 | F3 | Commercial | Retail | New | Food Preparation | Natural Gas | Oven | E4 | System - kBTUs of Conusmption | 0 | 0 | 0 | 0 | 0 | 0 | 0 | 0 | 0 | 0 | 0 | 0 | 0 | 0 | 0 | 0 | 0 | 0 | 0 | 0 | 0 | 0 | 0 | 0 | 0 | 0 | 0 | 0 | 0 | 0 | 0
F3_Commercial_Retail_New_Food Preparation_Natural Gas_Oven_E5 | F3 | Commercial | Retail | New | Food Preparation | Natural Gas | Oven | E5 | System - kBTUs of Conusmption | 0 | 0 | 0 | 0 | 0 | 0 | 0 | 0 | 0 | 0 | 0 | 0 | 0 | 0 | 0 | 0 | 0 | 0 | 0 | 0 | 0 | 0 | 0 | 0 | 0 | 0 | 0 | 0 | 0 | 0 | 0
F3_Commercial_Retail_New_Food Preparation_Natural Gas_Oven_E6 | F3 | Commercial | Retail | New | Food Preparation | Natural Gas | Oven | E6 | System - kBTUs of Conusmption | 0 | 0 | 0 | 0 | 0 | 0 | 0 | 0 | 0 | 0 | 0 | 0 | 0 | 0 | 0 | 0 | 0 | 0 | 0 | 0 | 0 | 0 | 0 | 0 | 0 | 0 | 0 | 0 | 0 | 0 | 0
F3_Commercial_Retail_New_Food Preparation_Natural Gas_Oven_E7 | F3 | Commercial | Retail | New | Food Preparation | Natural Gas | Oven | E7 | System - kBTUs of Conusmption | 0 | 0 | 0 | 0 | 0 | 0 | 0 | 0 | 0 | 0 | 0 | 0 | 0 | 0 | 0 | 0 | 0 | 0 | 0 | 0 | 0 | 0 | 0 | 0 | 0 | 0 | 0 | 0 | 0 | 0 | 0
F3_Commercial_Retail_New_Food Preparation_Natural Gas_Oven_E8 | F3 | Commercial | Retail | New | Food Preparation | Natural Gas | Oven | E8 | System - kBTUs of Conusmption | 0 | 0 | 0 | 0 | 0 | 0 | 0 | 0 | 0 | 0 | 0 | 0 | 0 | 0 | 0 | 0 | 0 | 0 | 0 | 0 | 0 | 0 | 0 | 0 | 0 | 0 | 0 | 0 | 0 | 0 | 0
F3_Commercial_Retail_New_Food Preparation_Natural Gas_Oven_E9 | F3 | Commercial | Retail | New | Food Preparation | Natural Gas | Oven | E9 | System - kBTUs of Conusmption | 0 | 0 | 0 | 0 | 0 | 0 | 0 | 0 | 0 | 0 | 0 | 0 | 0 | 0 | 0 | 0 | 0 | 0 | 0 | 0 | 0 | 0 | 0 | 0 | 0 | 0 | 0 | 0 | 0 | 0 | 0
F3_Commercial_Retail_New_Food Preparation_Natural Gas_Oven_E10 | F3 | Commercial | Retail | New | Food Preparation | Natural Gas | Oven | E10 | System - kBTUs of Conusmption | 0 | 0 | 0 | 0 | 0 | 0 | 0 | 0 | 0 | 0 | 0 | 0 | 0 | 0 | 0 | 0 | 0 | 0 | 0 | 0 | 0 | 0 | 0 | 0 | 0 | 0 | 0 | 0 | 0 | 0 | 0
F4_Commercial_Retail_New_Food Preparation_Natural Gas_Oven_E1 | F4 | Commercial | Retail | New | Food Preparation | Natural Gas | Oven | E1 | Utility - Cost of Equipment | 0.10521 | 0.10521 | 0.10521 | 0.10521 | 0.10521 | 0.10521 | 0.10521 | 0.10521 | 0.10521 | 0.10521 | 0.10521 | 0.10521 | 0.10521 | 0.10521 | 0.10521 | 0.10521 | 0.10521 | 0.10521 | 0.10521 | 0.10521 | 0.10521 | 0.10521 | 0.10521 | 0.10521 | 0.10521 | 0.10521 | 0.10521 | 0.10521 | 0.10521 | 0.10521 | 0.10521
F4_Commercial_Retail_New_Food Preparation_Natural Gas_Oven_E2 | F4 | Commercial | Retail | New | Food Preparation | Natural Gas | Oven | E2 | Utility - Cost of Equipment | 0.10963 | 0.10963 | 0.10963 | 0.10963 | 0.10963 | 0.10963 | 0.10963 | 0.10963 | 0.10963 | 0.10963 | 0.10963 | 0.10963 | 0.10963 | 0.10963 | 0.10963 | 0.10963 | 0.10963 | 0.10963 | 0.10963 | 0.10963 | 0.10963 | 0.10963 | 0.10963 | 0.10963 | 0.10963 | 0.10963 | 0.10963 | 0.10963 | 0.10963 | 0.10963 | 0.10963
F4_Commercial_Retail_New_Food Preparation_Natural Gas_Oven_E3 | F4 | Commercial | Retail | New | Food Preparation | Natural Gas | Oven | E3 | Utility - Cost of Equipment | 0 | 0 | 0 | 0 | 0 | 0 | 0 | 0 | 0 | 0 | 0 | 0 | 0 | 0 | 0 | 0 | 0 | 0 | 0 | 0 | 0 | 0 | 0 | 0 | 0 | 0 | 0 | 0 | 0 | 0 | 0
F4_Commercial_Retail_New_Food Preparation_Natural Gas_Oven_E4 | F4 | Commercial | Retail | New | Food Preparation | Natural Gas | Oven | E4 | Utility - Cost of Equipment | 0 | 0 | 0 | 0 | 0 | 0 | 0 | 0 | 0 | 0 | 0 | 0 | 0 | 0 | 0 | 0 | 0 | 0 | 0 | 0 | 0 | 0 | 0 | 0 | 0 | 0 | 0 | 0 | 0 | 0 | 0
F4_Commercial_Retail_New_Food Preparation_Natural Gas_Oven_E5 | F4 | Commercial | Retail | New | Food Preparation | Natural Gas | Oven | E5 | Utility - Cost of Equipment | 0 | 0 | 0 | 0 | 0 | 0 | 0 | 0 | 0 | 0 | 0 | 0 | 0 | 0 | 0 | 0 | 0 | 0 | 0 | 0 | 0 | 0 | 0 | 0 | 0 | 0 | 0 | 0 | 0 | 0 | 0
F4_Commercial_Retail_New_Food Preparation_Natural Gas_Oven_E6 | F4 | Commercial | Retail | New | Food Preparation | Natural Gas | Oven | E6 | Utility - Cost of Equipment | 0 | 0 | 0 | 0 | 0 | 0 | 0 | 0 | 0 | 0 | 0 | 0 | 0 | 0 | 0 | 0 | 0 | 0 | 0 | 0 | 0 | 0 | 0 | 0 | 0 | 0 | 0 | 0 | 0 | 0 | 0
F4_Commercial_Retail_New_Food Preparation_Natural Gas_Oven_E7 | F4 | Commercial | Retail | New | Food Preparation | Natural Gas | Oven | E7 | Utility - Cost of Equipment | 0 | 0 | 0 | 0 | 0 | 0 | 0 | 0 | 0 | 0 | 0 | 0 | 0 | 0 | 0 | 0 | 0 | 0 | 0 | 0 | 0 | 0 | 0 | 0 | 0 | 0 | 0 | 0 | 0 | 0 | 0
F4_Commercial_Retail_New_Food Preparation_Natural Gas_Oven_E8 | F4 | Commercial | Retail | New | Food Preparation | Natural Gas | Oven | E8 | Utility - Cost of Equipment | 0 | 0 | 0 | 0 | 0 | 0 | 0 | 0 | 0 | 0 | 0 | 0 | 0 | 0 | 0 | 0 | 0 | 0 | 0 | 0 | 0 | 0 | 0 | 0 | 0 | 0 | 0 | 0 | 0 | 0 | 0
F4_Commercial_Retail_New_Food Preparation_Natural Gas_Oven_E9 | F4 | Commercial | Retail | New | Food Preparation | Natural Gas | Oven | E9 | Utility - Cost of Equipment | 0 | 0 | 0 | 0 | 0 | 0 | 0 | 0 | 0 | 0 | 0 | 0 | 0 | 0 | 0 | 0 | 0 | 0 | 0 | 0 | 0 | 0 | 0 | 0 | 0 | 0 | 0 | 0 | 0 | 0 | 0
F4_Commercial_Retail_New_Food Preparation_Natural Gas_Oven_E10 | F4 | Commercial | Retail | New | Food Preparation | Natural Gas | Oven | E10 | Utility - Cost of Equipment | 0 | 0 | 0 | 0 | 0 | 0 | 0 | 0 | 0 | 0 | 0 | 0 | 0 | 0 | 0 | 0 | 0 | 0 | 0 | 0 | 0 | 0 | 0 | 0 | 0 | 0 | 0 | 0 | 0 | 0 | 0
F5_Commercial_Retail_New_Food Preparation_Natural Gas_Oven_E1 | F5 | Commercial | Retail | New | Food Preparation | Natural Gas | Oven | E1 | Utility - Cost of Operation | 0.035866 | 0.036411 | 0.036793 | 0.037188 | 0.037805 | 0.035531 | 0.033654 | 0.032657 | 0.032273 | 0.031701 | 0.03309 | 0.03441 | 0.030693 | 0.032307 | 0.034445 | 0.03647 | 0.036548 | 0.036707 | 0.036006 | 0.036486 | 0.036819 | 0.037274 | 0.037848 | 0.018126 | 0.017767 | 0.01743 | 0.017113 | 0.016811 | 0.016523 | 0.016246 | 0.015978
F5_Commercial_Retail_New_Food Preparation_Natural Gas_Oven_E2 | F5 | Commercial | Retail | New | Food Preparation | Natural Gas | Oven | E2 | Utility - Cost of Operation | 0.020538 | 0.02085 | 0.021069 | 0.021295 | 0.021648 | 0.020346 | 0.019271 | 0.0187 | 0.01848 | 0.018153 | 0.018948 | 0.019704 | 0.017576 | 0.0185 | 0.019724 | 0.020884 | 0.020929 | 0.021019 | 0.020618 | 0.020893 | 0.021084 | 0.021344 | 0.021673 | 0.01038 | 0.010174 | 0.0099809 | 0.0097991 | 0.0096266 | 0.0094617 | 0.0093031 | 0.0091497
F5_Commercial_Retail_New_Food Preparation_Natural Gas_Oven_E3 | F5 | Commercial | Retail | New | Food Preparation | Natural Gas | Oven | E3 | Utility - Cost of Operation | 0 | 0 | 0 | 0 | 0 | 0 | 0 | 0 | 0 | 0 | 0 | 0 | 0 | 0 | 0 | 0 | 0 | 0 | 0 | 0 | 0 | 0 | 0 | 0 | 0 | 0 | 0 | 0 | 0 | 0 | 0
F5_Commercial_Retail_New_Food Preparation_Natural Gas_Oven_E4 | F5 | Commercial | Retail | New | Food Preparation | Natural Gas | Oven | E4 | Utility - Cost of Operation | 0 | 0 | 0 | 0 | 0 | 0 | 0 | 0 | 0 | 0 | 0 | 0 | 0 | 0 | 0 | 0 | 0 | 0 | 0 | 0 | 0 | 0 | 0 | 0 | 0 | 0 | 0 | 0 | 0 | 0 | 0
F5_Commercial_Retail_New_Food Preparation_Natural Gas_Oven_E5 | F5 | Commercial | Retail | New | Food Preparation | Natural Gas | Oven | E5 | Utility - Cost of Operation | 0 | 0 | 0 | 0 | 0 | 0 | 0 | 0 | 0 | 0 | 0 | 0 | 0 | 0 | 0 | 0 | 0 | 0 | 0 | 0 | 0 | 0 | 0 | 0 | 0 | 0 | 0 | 0 | 0 | 0 | 0
F5_Commercial_Retail_New_Food Preparation_Natural Gas_Oven_E6 | F5 | Commercial | Retail | New | Food Preparation | Natural Gas | Oven | E6 | Utility - Cost of Operation | 0 | 0 | 0 | 0 | 0 | 0 | 0 | 0 | 0 | 0 | 0 | 0 | 0 | 0 | 0 | 0 | 0 | 0 | 0 | 0 | 0 | 0 | 0 | 0 | 0 | 0 | 0 | 0 | 0 | 0 | 0
F5_Commercial_Retail_New_Food Preparation_Natural Gas_Oven_E7 | F5 | Commercial | Retail | New | Food Preparation | Natural Gas | Oven | E7 | Utility - Cost of Operation | 0 | 0 | 0 | 0 | 0 | 0 | 0 | 0 | 0 | 0 | 0 | 0 | 0 | 0 | 0 | 0 | 0 | 0 | 0 | 0 | 0 | 0 | 0 | 0 | 0 | 0 | 0 | 0 | 0 | 0 | 0
F5_Commercial_Retail_New_Food Preparation_Natural Gas_Oven_E8 | F5 | Commercial | Retail | New | Food Preparation | Natural Gas | Oven | E8 | Utility - Cost of Operation | 0 | 0 | 0 | 0 | 0 | 0 | 0 | 0 | 0 | 0 | 0 | 0 | 0 | 0 | 0 | 0 | 0 | 0 | 0 | 0 | 0 | 0 | 0 | 0 | 0 | 0 | 0 | 0 | 0 | 0 | 0
F5_Commercial_Retail_New_Food Preparation_Natural Gas_Oven_E9 | F5 | Commercial | Retail | New | Food Preparation | Natural Gas | Oven | E9 | Utility - Cost of Operation | 0 | 0 | 0 | 0 | 0 | 0 | 0 | 0 | 0 | 0 | 0 | 0 | 0 | 0 | 0 | 0 | 0 | 0 | 0 | 0 | 0 | 0 | 0 | 0 | 0 | 0 | 0 | 0 | 0 | 0 | 0
F5_Commercial_Retail_New_Food Preparation_Natural Gas_Oven_E10 | F5 | Commercial | Retail | New | Food Preparation | Natural Gas | Oven | E10 | Utility - Cost of Operation | 0 | 0 | 0 | 0 | 0 | 0 | 0 | 0 | 0 | 0 | 0 | 0 | 0 | 0 | 0 | 0 | 0 | 0 | 0 | 0 | 0 | 0 | 0 | 0 | 0 | 0 | 0 | 0 | 0 | 0 | 0
F6_Commercial_Retail_New_Food Preparation_Natural Gas_Oven_E1 | F6 | Commercial | Retail | New | Food Preparation | Natural Gas | Oven | E1 | Utility - Value of Sales | 0.04297 | 0.043623 | 0.04408 | 0.044553 | 0.045292 | 0.042569 | 0.04032 | 0.039125 | 0.038665 | 0.03798 | 0.039644 | 0.041225 | 0.036772 | 0.038705 | 0.041267 | 0.043693 | 0.043787 | 0.043977 | 0.043137 | 0.043713 | 0.044112 | 0.044656 | 0.045344 | 0.021717 | 0.021286 | 0.020882 | 0.020502 | 0.020141 | 0.019796 | 0.019464 | 0.019143
F6_Commercial_Retail_New_Food Preparation_Natural Gas_Oven_E2 | F6 | Commercial | Retail | New | Food Preparation | Natural Gas | Oven | E2 | Utility - Value of Sales | 0.024606 | 0.02498 | 0.025242 | 0.025512 | 0.025936 | 0.024376 | 0.023088 | 0.022404 | 0.022141 | 0.021749 | 0.022701 | 0.023607 | 0.021057 | 0.022164 | 0.023631 | 0.02502 | 0.025074 | 0.025183 | 0.024701 | 0.025031 | 0.02526 | 0.025571 | 0.025965 | 0.012435 | 0.012189 | 0.011958 | 0.01174 | 0.011533 | 0.011336 | 0.011146 | 0.010962
F6_Commercial_Retail_New_Food Preparation_Natural Gas_Oven_E3 | F6 | Commercial | Retail | New | Food Preparation | Natural Gas | Oven | E3 | Utility - Value of Sales | 0 | 0 | 0 | 0 | 0 | 0 | 0 | 0 | 0 | 0 | 0 | 0 | 0 | 0 | 0 | 0 | 0 | 0 | 0 | 0 | 0 | 0 | 0 | 0 | 0 | 0 | 0 | 0 | 0 | 0 | 0
F6_Commercial_Retail_New_Food Preparation_Natural Gas_Oven_E4 | F6 | Commercial | Retail | New | Food Preparation | Natural Gas | Oven | E4 | Utility - Value of Sales | 0 | 0 | 0 | 0 | 0 | 0 | 0 | 0 | 0 | 0 | 0 | 0 | 0 | 0 | 0 | 0 | 0 | 0 | 0 | 0 | 0 | 0 | 0 | 0 | 0 | 0 | 0 | 0 | 0 | 0 | 0
F6_Commercial_Retail_New_Food Preparation_Natural Gas_Oven_E5 | F6 | Commercial | Retail | New | Food Preparation | Natural Gas | Oven | E5 | Utility - Value of Sales | 0 | 0 | 0 | 0 | 0 | 0 | 0 | 0 | 0 | 0 | 0 | 0 | 0 | 0 | 0 | 0 | 0 | 0 | 0 | 0 | 0 | 0 | 0 | 0 | 0 | 0 | 0 | 0 | 0 | 0 | 0
F6_Commercial_Retail_New_Food Preparation_Natural Gas_Oven_E6 | F6 | Commercial | Retail | New | Food Preparation | Natural Gas | Oven | E6 | Utility - Value of Sales | 0 | 0 | 0 | 0 | 0 | 0 | 0 | 0 | 0 | 0 | 0 | 0 | 0 | 0 | 0 | 0 | 0 | 0 | 0 | 0 | 0 | 0 | 0 | 0 | 0 | 0 | 0 | 0 | 0 | 0 | 0
F6_Commercial_Retail_New_Food Preparation_Natural Gas_Oven_E7 | F6 | Commercial | Retail | New | Food Preparation | Natural Gas | Oven | E7 | Utility - Value of Sales | 0 | 0 | 0 | 0 | 0 | 0 | 0 | 0 | 0 | 0 | 0 | 0 | 0 | 0 | 0 | 0 | 0 | 0 | 0 | 0 | 0 | 0 | 0 | 0 | 0 | 0 | 0 | 0 | 0 | 0 | 0
F6_Commercial_Retail_New_Food Preparation_Natural Gas_Oven_E8 | F6 | Commercial | Retail | New | Food Preparation | Natural Gas | Oven | E8 | Utility - Value of Sales | 0 | 0 | 0 | 0 | 0 | 0 | 0 | 0 | 0 | 0 | 0 | 0 | 0 | 0 | 0 | 0 | 0 | 0 | 0 | 0 | 0 | 0 | 0 | 0 | 0 | 0 | 0 | 0 | 0 | 0 | 0
F6_Commercial_Retail_New_Food Preparation_Natural Gas_Oven_E9 | F6 | Commercial | Retail | New | Food Preparation | Natural Gas | Oven | E9 | Utility - Value of Sales | 0 | 0 | 0 | 0 | 0 | 0 | 0 | 0 | 0 | 0 | 0 | 0 | 0 | 0 | 0 | 0 | 0 | 0 | 0 | 0 | 0 | 0 | 0 | 0 | 0 | 0 | 0 | 0 | 0 | 0 | 0
F6_Commercial_Retail_New_Food Preparation_Natural Gas_Oven_E10 | F6 | Commercial | Retail | New | Food Preparation | Natural Gas | Oven | E10 | Utility - Value of Sales | 0 | 0 | 0 | 0 | 0 | 0 | 0 | 0 | 0 | 0 | 0 | 0 | 0 | 0 | 0 | 0 | 0 | 0 | 0 | 0 | 0 | 0 | 0 | 0 | 0 | 0 | 0 | 0 | 0 | 0 | 0
F1_Commercial_Retail_New_Food Preparation_Natural Gas_Conveyor Oven_E1 | F1 | Commercial | Retail | New | Food Preparation | Natural Gas | Conveyor Oven | E1 | Participant - Cost of Equipment | 0.017814 | 0.017814 | 0.017814 | 0.017814 | 0.017814 | 0.017814 | 0.017814 | 0.017814 | 0.017814 | 0.017814 | 0.017814 | 0.017814 | 0.017814 | 0.017814 | 0.017814 | 0.017814 | 0.017814 | 0.017814 | 0.017814 | 0.017814 | 0.017814 | 0.017814 | 0.017814 | 0.017814 | 0.017814 | 0.017814 | 0.017814 | 0.017814 | 0.017814 | 0.017814 | 0.017814
F1_Commercial_Retail_New_Food Preparation_Natural Gas_Conveyor Oven_E2 | F1 | Commercial | Retail | New | Food Preparation | Natural Gas | Conveyor Oven | E2 | Participant - Cost of Equipment | 0.021718 | 0.021718 | 0.021718 | 0.021718 | 0.021718 | 0.021718 | 0.021718 | 0.021718 | 0.021718 | 0.021718 | 0.021718 | 0.021718 | 0.021718 | 0.021718 | 0.021718 | 0.021718 | 0.021718 | 0.021718 | 0.021718 | 0.021718 | 0.021718 | 0.021718 | 0.021718 | 0.021718 | 0.021718 | 0.021718 | 0.021718 | 0.021718 | 0.021718 | 0.021718 | 0.021718
F1_Commercial_Retail_New_Food Preparation_Natural Gas_Conveyor Oven_E3 | F1 | Commercial | Retail | New | Food Preparation | Natural Gas | Conveyor Oven | E3 | Participant - Cost of Equipment | 0 | 0 | 0 | 0 | 0 | 0 | 0 | 0 | 0 | 0 | 0 | 0 | 0 | 0 | 0 | 0 | 0 | 0 | 0 | 0 | 0 | 0 | 0 | 0 | 0 | 0 | 0 | 0 | 0 | 0 | 0
F1_Commercial_Retail_New_Food Preparation_Natural Gas_Conveyor Oven_E4 | F1 | Commercial | Retail | New | Food Preparation | Natural Gas | Conveyor Oven | E4 | Participant - Cost of Equipment | 0 | 0 | 0 | 0 | 0 | 0 | 0 | 0 | 0 | 0 | 0 | 0 | 0 | 0 | 0 | 0 | 0 | 0 | 0 | 0 | 0 | 0 | 0 | 0 | 0 | 0 | 0 | 0 | 0 | 0 | 0
F1_Commercial_Retail_New_Food Preparation_Natural Gas_Conveyor Oven_E5 | F1 | Commercial | Retail | New | Food Preparation | Natural Gas | Conveyor Oven | E5 | Participant - Cost of Equipment | 0 | 0 | 0 | 0 | 0 | 0 | 0 | 0 | 0 | 0 | 0 | 0 | 0 | 0 | 0 | 0 | 0 | 0 | 0 | 0 | 0 | 0 | 0 | 0 | 0 | 0 | 0 | 0 | 0 | 0 | 0
F1_Commercial_Retail_New_Food Preparation_Natural Gas_Conveyor Oven_E6 | F1 | Commercial | Retail | New | Food Preparation | Natural Gas | Conveyor Oven | E6 | Participant - Cost of Equipment | 0 | 0 | 0 | 0 | 0 | 0 | 0 | 0 | 0 | 0 | 0 | 0 | 0 | 0 | 0 | 0 | 0 | 0 | 0 | 0 | 0 | 0 | 0 | 0 | 0 | 0 | 0 | 0 | 0 | 0 | 0
F1_Commercial_Retail_New_Food Preparation_Natural Gas_Conveyor Oven_E7 | F1 | Commercial | Retail | New | Food Preparation | Natural Gas | Conveyor Oven | E7 | Participant - Cost of Equipment | 0 | 0 | 0 | 0 | 0 | 0 | 0 | 0 | 0 | 0 | 0 | 0 | 0 | 0 | 0 | 0 | 0 | 0 | 0 | 0 | 0 | 0 | 0 | 0 | 0 | 0 | 0 | 0 | 0 | 0 | 0
F1_Commercial_Retail_New_Food Preparation_Natural Gas_Conveyor Oven_E8 | F1 | Commercial | Retail | New | Food Preparation | Natural Gas | Conveyor Oven | E8 | Participant - Cost of Equipment | 0 | 0 | 0 | 0 | 0 | 0 | 0 | 0 | 0 | 0 | 0 | 0 | 0 | 0 | 0 | 0 | 0 | 0 | 0 | 0 | 0 | 0 | 0 | 0 | 0 | 0 | 0 | 0 | 0 | 0 | 0
F1_Commercial_Retail_New_Food Preparation_Natural Gas_Conveyor Oven_E9 | F1 | Commercial | Retail | New | Food Preparation | Natural Gas | Conveyor Oven | E9 | Participant - Cost of Equipment | 0 | 0 | 0 | 0 | 0 | 0 | 0 | 0 | 0 | 0 | 0 | 0 | 0 | 0 | 0 | 0 | 0 | 0 | 0 | 0 | 0 | 0 | 0 | 0 | 0 | 0 | 0 | 0 | 0 | 0 | 0
F1_Commercial_Retail_New_Food Preparation_Natural Gas_Conveyor Oven_E10 | F1 | Commercial | Retail | New | Food Preparation | Natural Gas | Conveyor Oven | E10 | Participant - Cost of Equipment | 0 | 0 | 0 | 0 | 0 | 0 | 0 | 0 | 0 | 0 | 0 | 0 | 0 | 0 | 0 | 0 | 0 | 0 | 0 | 0 | 0 | 0 | 0 | 0 | 0 | 0 | 0 | 0 | 0 | 0 | 0
F2_Commercial_Retail_New_Food Preparation_Natural Gas_Conveyor Oven_E1 | F2 | Commercial | Retail | New | Food Preparation | Natural Gas | Conveyor Oven | E1 | Participant - Cost of Operation | 0.062367 | 0.062201 | 0.061773 | 0.061298 | 0.062975 | 0.061849 | 0.061481 | 0.062446 | 0.064488 | 0.063997 | 0.063776 | 0.063423 | 0.056444 | 0.056037 | 0.056066 | 0.055691 | 0.055614 | 0.055649 | 0.054599 | 0.055059 | 0.055338 | 0.055775 | 0.056369 | 0.031154 | 0.030567 | 0.030011 | 0.029483 | 0.028978 | 0.028492 | 0.028022 | 0.027406
F2_Commercial_Retail_New_Food Preparation_Natural Gas_Conveyor Oven_E2 | F2 | Commercial | Retail | New | Food Preparation | Natural Gas | Conveyor Oven | E2 | Participant - Cost of Operation | 0.047409 | 0.047282 | 0.046957 | 0.046596 | 0.047871 | 0.047015 | 0.046735 | 0.047469 | 0.049021 | 0.048648 | 0.048479 | 0.048211 | 0.042906 | 0.042597 | 0.042619 | 0.042334 | 0.042275 | 0.042302 | 0.041504 | 0.041854 | 0.042066 | 0.042398 | 0.042849 | 0.023682 | 0.023236 | 0.022813 | 0.022412 | 0.022028 | 0.021658 | 0.021301 | 0.020833
F2_Commercial_Retail_New_Food Preparation_Natural Gas_Conveyor Oven_E3 | F2 | Commercial | Retail | New | Food Preparation | Natural Gas | Conveyor Oven | E3 | Participant - Cost of Operation | 0 | 0 | 0 | 0 | 0 | 0 | 0 | 0 | 0 | 0 | 0 | 0 | 0 | 0 | 0 | 0 | 0 | 0 | 0 | 0 | 0 | 0 | 0 | 0 | 0 | 0 | 0 | 0 | 0 | 0 | 0
F2_Commercial_Retail_New_Food Preparation_Natural Gas_Conveyor Oven_E4 | F2 | Commercial | Retail | New | Food Preparation | Natural Gas | Conveyor Oven | E4 | Participant - Cost of Operation | 0 | 0 | 0 | 0 | 0 | 0 | 0 | 0 | 0 | 0 | 0 | 0 | 0 | 0 | 0 | 0 | 0 | 0 | 0 | 0 | 0 | 0 | 0 | 0 | 0 | 0 | 0 | 0 | 0 | 0 | 0
F2_Commercial_Retail_New_Food Preparation_Natural Gas_Conveyor Oven_E5 | F2 | Commercial | Retail | New | Food Preparation | Natural Gas | Conveyor Oven | E5 | Participant - Cost of Operation | 0 | 0 | 0 | 0 | 0 | 0 | 0 | 0 | 0 | 0 | 0 | 0 | 0 | 0 | 0 | 0 | 0 | 0 | 0 | 0 | 0 | 0 | 0 | 0 | 0 | 0 | 0 | 0 | 0 | 0 | 0
F2_Commercial_Retail_New_Food Preparation_Natural Gas_Conveyor Oven_E6 | F2 | Commercial | Retail | New | Food Preparation | Natural Gas | Conveyor Oven | E6 | Participant - Cost of Operation | 0 | 0 | 0 | 0 | 0 | 0 | 0 | 0 | 0 | 0 | 0 | 0 | 0 | 0 | 0 | 0 | 0 | 0 | 0 | 0 | 0 | 0 | 0 | 0 | 0 | 0 | 0 | 0 | 0 | 0 | 0
F2_Commercial_Retail_New_Food Preparation_Natural Gas_Conveyor Oven_E7 | F2 | Commercial | Retail | New | Food Preparation | Natural Gas | Conveyor Oven | E7 | Participant - Cost of Operation | 0 | 0 | 0 | 0 | 0 | 0 | 0 | 0 | 0 | 0 | 0 | 0 | 0 | 0 | 0 | 0 | 0 | 0 | 0 | 0 | 0 | 0 | 0 | 0 | 0 | 0 | 0 | 0 | 0 | 0 | 0
F2_Commercial_Retail_New_Food Preparation_Natural Gas_Conveyor Oven_E8 | F2 | Commercial | Retail | New | Food Preparation | Natural Gas | Conveyor Oven | E8 | Participant - Cost of Operation | 0 | 0 | 0 | 0 | 0 | 0 | 0 | 0 | 0 | 0 | 0 | 0 | 0 | 0 | 0 | 0 | 0 | 0 | 0 | 0 | 0 | 0 | 0 | 0 | 0 | 0 | 0 | 0 | 0 | 0 | 0
F2_Commercial_Retail_New_Food Preparation_Natural Gas_Conveyor Oven_E9 | F2 | Commercial | Retail | New | Food Preparation | Natural Gas | Conveyor Oven | E9 | Participant - Cost of Operation | 0 | 0 | 0 | 0 | 0 | 0 | 0 | 0 | 0 | 0 | 0 | 0 | 0 | 0 | 0 | 0 | 0 | 0 | 0 | 0 | 0 | 0 | 0 | 0 | 0 | 0 | 0 | 0 | 0 | 0 | 0
F2_Commercial_Retail_New_Food Preparation_Natural Gas_Conveyor Oven_E10 | F2 | Commercial | Retail | New | Food Preparation | Natural Gas | Conveyor Oven | E10 | Participant - Cost of Operation | 0 | 0 | 0 | 0 | 0 | 0 | 0 | 0 | 0 | 0 | 0 | 0 | 0 | 0 | 0 | 0 | 0 | 0 | 0 | 0 | 0 | 0 | 0 | 0 | 0 | 0 | 0 | 0 | 0 | 0 | 0
F3_Commercial_Retail_New_Food Preparation_Natural Gas_Conveyor Oven_E1 | F3 | Commercial | Retail | New | Food Preparation | Natural Gas | Conveyor Oven | E1 | System - kBTUs of Conusmption | 5.3422 | 5.3497 | 5.3449 | 5.3416 | 5.3416 | 5.3416 | 5.3416 | 5.3416 | 5.3416 | 5.3416 | 5.3416 | 5.3416 | 5.3416 | 5.3416 | 5.3416 | 5.3416 | 5.3416 | 5.3416 | 5.3416 | 5.3416 | 5.3416 | 5.3416 | 5.3416 | 5.3416 | 5.3416 | 5.3416 | 5.3416 | 5.3416 | 5.3416 | 5.3416 | 5.3416
F3_Commercial_Retail_New_Food Preparation_Natural Gas_Conveyor Oven_E2 | F3 | Commercial | Retail | New | Food Preparation | Natural Gas | Conveyor Oven | E2 | System - kBTUs of Conusmption | 4.0609 | 4.0666 | 4.0629 | 4.0604 | 4.0604 | 4.0604 | 4.0604 | 4.0604 | 4.0604 | 4.0604 | 4.0604 | 4.0604 | 4.0604 | 4.0604 | 4.0604 | 4.0604 | 4.0604 | 4.0604 | 4.0604 | 4.0604 | 4.0604 | 4.0604 | 4.0604 | 4.0604 | 4.0604 | 4.0604 | 4.0604 | 4.0604 | 4.0604 | 4.0604 | 4.0604
F3_Commercial_Retail_New_Food Preparation_Natural Gas_Conveyor Oven_E3 | F3 | Commercial | Retail | New | Food Preparation | Natural Gas | Conveyor Oven | E3 | System - kBTUs of Conusmption | 0 | 0 | 0 | 0 | 0 | 0 | 0 | 0 | 0 | 0 | 0 | 0 | 0 | 0 | 0 | 0 | 0 | 0 | 0 | 0 | 0 | 0 | 0 | 0 | 0 | 0 | 0 | 0 | 0 | 0 | 0
F3_Commercial_Retail_New_Food Preparation_Natural Gas_Conveyor Oven_E4 | F3 | Commercial | Retail | New | Food Preparation | Natural Gas | Conveyor Oven | E4 | System - kBTUs of Conusmption | 0 | 0 | 0 | 0 | 0 | 0 | 0 | 0 | 0 | 0 | 0 | 0 | 0 | 0 | 0 | 0 | 0 | 0 | 0 | 0 | 0 | 0 | 0 | 0 | 0 | 0 | 0 | 0 | 0 | 0 | 0
F3_Commercial_Retail_New_Food Preparation_Natural Gas_Conveyor Oven_E5 | F3 | Commercial | Retail | New | Food Preparation | Natural Gas | Conveyor Oven | E5 | System - kBTUs of Conusmption | 0 | 0 | 0 | 0 | 0 | 0 | 0 | 0 | 0 | 0 | 0 | 0 | 0 | 0 | 0 | 0 | 0 | 0 | 0 | 0 | 0 | 0 | 0 | 0 | 0 | 0 | 0 | 0 | 0 | 0 | 0
F3_Commercial_Retail_New_Food Preparation_Natural Gas_Conveyor Oven_E6 | F3 | Commercial | Retail | New | Food Preparation | Natural Gas | Conveyor Oven | E6 | System - kBTUs of Conusmption | 0 | 0 | 0 | 0 | 0 | 0 | 0 | 0 | 0 | 0 | 0 | 0 | 0 | 0 | 0 | 0 | 0 | 0 | 0 | 0 | 0 | 0 | 0 | 0 | 0 | 0 | 0 | 0 | 0 | 0 | 0
F3_Commercial_Retail_New_Food Preparation_Natural Gas_Conveyor Oven_E7 | F3 | Commercial | Retail | New | Food Preparation | Natural Gas | Conveyor Oven | E7 | System - kBTUs of Conusmption | 0 | 0 | 0 | 0 | 0 | 0 | 0 | 0 | 0 | 0 | 0 | 0 | 0 | 0 | 0 | 0 | 0 | 0 | 0 | 0 | 0 | 0 | 0 | 0 | 0 | 0 | 0 | 0 | 0 | 0 | 0
F3_Commercial_Retail_New_Food Preparation_Natural Gas_Conveyor Oven_E8 | F3 | Commercial | Retail | New | Food Preparation | Natural Gas | Conveyor Oven | E8 | System - kBTUs of Conusmption | 0 | 0 | 0 | 0 | 0 | 0 | 0 | 0 | 0 | 0 | 0 | 0 | 0 | 0 | 0 | 0 | 0 | 0 | 0 | 0 | 0 | 0 | 0 | 0 | 0 | 0 | 0 | 0 | 0 | 0 | 0
F3_Commercial_Retail_New_Food Preparation_Natural Gas_Conveyor Oven_E9 | F3 | Commercial | Retail | New | Food Preparation | Natural Gas | Conveyor Oven | E9 | System - kBTUs of Conusmption | 0 | 0 | 0 | 0 | 0 | 0 | 0 | 0 | 0 | 0 | 0 | 0 | 0 | 0 | 0 | 0 | 0 | 0 | 0 | 0 | 0 | 0 | 0 | 0 | 0 | 0 | 0 | 0 | 0 | 0 | 0
F3_Commercial_Retail_New_Food Preparation_Natural Gas_Conveyor Oven_E10 | F3 | Commercial | Retail | New | Food Preparation | Natural Gas | Conveyor Oven | E10 | System - kBTUs of Conusmption | 0 | 0 | 0 | 0 | 0 | 0 | 0 | 0 | 0 | 0 | 0 | 0 | 0 | 0 | 0 | 0 | 0 | 0 | 0 | 0 | 0 | 0 | 0 | 0 | 0 | 0 | 0 | 0 | 0 | 0 | 0
F4_Commercial_Retail_New_Food Preparation_Natural Gas_Conveyor Oven_E1 | F4 | Commercial | Retail | New | Food Preparation | Natural Gas | Conveyor Oven | E1 | Utility - Cost of Equipment | 0.017814 | 0.017814 | 0.017814 | 0.017814 | 0.017814 | 0.017814 | 0.017814 | 0.017814 | 0.017814 | 0.017814 | 0.017814 | 0.017814 | 0.017814 | 0.017814 | 0.017814 | 0.017814 | 0.017814 | 0.017814 | 0.017814 | 0.017814 | 0.017814 | 0.017814 | 0.017814 | 0.017814 | 0.017814 | 0.017814 | 0.017814 | 0.017814 | 0.017814 | 0.017814 | 0.017814
F4_Commercial_Retail_New_Food Preparation_Natural Gas_Conveyor Oven_E2 | F4 | Commercial | Retail | New | Food Preparation | Natural Gas | Conveyor Oven | E2 | Utility - Cost of Equipment | 0.021718 | 0.021718 | 0.021718 | 0.021718 | 0.021718 | 0.021718 | 0.021718 | 0.021718 | 0.021718 | 0.021718 | 0.021718 | 0.021718 | 0.021718 | 0.021718 | 0.021718 | 0.021718 | 0.021718 | 0.021718 | 0.021718 | 0.021718 | 0.021718 | 0.021718 | 0.021718 | 0.021718 | 0.021718 | 0.021718 | 0.021718 | 0.021718 | 0.021718 | 0.021718 | 0.021718
F4_Commercial_Retail_New_Food Preparation_Natural Gas_Conveyor Oven_E3 | F4 | Commercial | Retail | New | Food Preparation | Natural Gas | Conveyor Oven | E3 | Utility - Cost of Equipment | 0 | 0 | 0 | 0 | 0 | 0 | 0 | 0 | 0 | 0 | 0 | 0 | 0 | 0 | 0 | 0 | 0 | 0 | 0 | 0 | 0 | 0 | 0 | 0 | 0 | 0 | 0 | 0 | 0 | 0 | 0
F4_Commercial_Retail_New_Food Preparation_Natural Gas_Conveyor Oven_E4 | F4 | Commercial | Retail | New | Food Preparation | Natural Gas | Conveyor Oven | E4 | Utility - Cost of Equipment | 0 | 0 | 0 | 0 | 0 | 0 | 0 | 0 | 0 | 0 | 0 | 0 | 0 | 0 | 0 | 0 | 0 | 0 | 0 | 0 | 0 | 0 | 0 | 0 | 0 | 0 | 0 | 0 | 0 | 0 | 0
F4_Commercial_Retail_New_Food Preparation_Natural Gas_Conveyor Oven_E5 | F4 | Commercial | Retail | New | Food Preparation | Natural Gas | Conveyor Oven | E5 | Utility - Cost of Equipment | 0 | 0 | 0 | 0 | 0 | 0 | 0 | 0 | 0 | 0 | 0 | 0 | 0 | 0 | 0 | 0 | 0 | 0 | 0 | 0 | 0 | 0 | 0 | 0 | 0 | 0 | 0 | 0 | 0 | 0 | 0
F4_Commercial_Retail_New_Food Preparation_Natural Gas_Conveyor Oven_E6 | F4 | Commercial | Retail | New | Food Preparation | Natural Gas | Conveyor Oven | E6 | Utility - Cost of Equipment | 0 | 0 | 0 | 0 | 0 | 0 | 0 | 0 | 0 | 0 | 0 | 0 | 0 | 0 | 0 | 0 | 0 | 0 | 0 | 0 | 0 | 0 | 0 | 0 | 0 | 0 | 0 | 0 | 0 | 0 | 0
F4_Commercial_Retail_New_Food Preparation_Natural Gas_Conveyor Oven_E7 | F4 | Commercial | Retail | New | Food Preparation | Natural Gas | Conveyor Oven | E7 | Utility - Cost of Equipment | 0 | 0 | 0 | 0 | 0 | 0 | 0 | 0 | 0 | 0 | 0 | 0 | 0 | 0 | 0 | 0 | 0 | 0 | 0 | 0 | 0 | 0 | 0 | 0 | 0 | 0 | 0 | 0 | 0 | 0 | 0
F4_Commercial_Retail_New_Food Preparation_Natural Gas_Conveyor Oven_E8 | F4 | Commercial | Retail | New | Food Preparation | Natural Gas | Conveyor Oven | E8 | Utility - Cost of Equipment | 0 | 0 | 0 | 0 | 0 | 0 | 0 | 0 | 0 | 0 | 0 | 0 | 0 | 0 | 0 | 0 | 0 | 0 | 0 | 0 | 0 | 0 | 0 | 0 | 0 | 0 | 0 | 0 | 0 | 0 | 0
F4_Commercial_Retail_New_Food Preparation_Natural Gas_Conveyor Oven_E9 | F4 | Commercial | Retail | New | Food Preparation | Natural Gas | Conveyor Oven | E9 | Utility - Cost of Equipment | 0 | 0 | 0 | 0 | 0 | 0 | 0 | 0 | 0 | 0 | 0 | 0 | 0 | 0 | 0 | 0 | 0 | 0 | 0 | 0 | 0 | 0 | 0 | 0 | 0 | 0 | 0 | 0 | 0 | 0 | 0
F4_Commercial_Retail_New_Food Preparation_Natural Gas_Conveyor Oven_E10 | F4 | Commercial | Retail | New | Food Preparation | Natural Gas | Conveyor Oven | E10 | Utility - Cost of Equipment | 0 | 0 | 0 | 0 | 0 | 0 | 0 | 0 | 0 | 0 | 0 | 0 | 0 | 0 | 0 | 0 | 0 | 0 | 0 | 0 | 0 | 0 | 0 | 0 | 0 | 0 | 0 | 0 | 0 | 0 | 0
F5_Commercial_Retail_New_Food Preparation_Natural Gas_Conveyor Oven_E1 | F5 | Commercial | Retail | New | Food Preparation | Natural Gas | Conveyor Oven | E1 | Utility - Cost of Operation | 0.052056 | 0.051918 | 0.051561 | 0.051164 | 0.052564 | 0.051624 | 0.051317 | 0.052122 | 0.053827 | 0.053417 | 0.053232 | 0.052937 | 0.047112 | 0.046773 | 0.046797 | 0.046484 | 0.04642 | 0.046449 | 0.045573 | 0.045957 | 0.04619 | 0.046555 | 0.04705 | 0.026004 | 0.025514 | 0.02505 | 0.024609 | 0.024187 | 0.023782 | 0.02339 | 0.022875
F5_Commercial_Retail_New_Food Preparation_Natural Gas_Conveyor Oven_E2 | F5 | Commercial | Retail | New | Food Preparation | Natural Gas | Conveyor Oven | E2 | Utility - Cost of Operation | 0.039571 | 0.039465 | 0.039194 | 0.038893 | 0.039957 | 0.039242 | 0.039009 | 0.039621 | 0.040917 | 0.040605 | 0.040465 | 0.040241 | 0.035813 | 0.035555 | 0.035573 | 0.035335 | 0.035286 | 0.035309 | 0.034642 | 0.034934 | 0.035111 | 0.035389 | 0.035765 | 0.019767 | 0.019394 | 0.019042 | 0.018707 | 0.018386 | 0.018078 | 0.01778 | 0.017388
F5_Commercial_Retail_New_Food Preparation_Natural Gas_Conveyor Oven_E3 | F5 | Commercial | Retail | New | Food Preparation | Natural Gas | Conveyor Oven | E3 | Utility - Cost of Operation | 0 | 0 | 0 | 0 | 0 | 0 | 0 | 0 | 0 | 0 | 0 | 0 | 0 | 0 | 0 | 0 | 0 | 0 | 0 | 0 | 0 | 0 | 0 | 0 | 0 | 0 | 0 | 0 | 0 | 0 | 0
F5_Commercial_Retail_New_Food Preparation_Natural Gas_Conveyor Oven_E4 | F5 | Commercial | Retail | New | Food Preparation | Natural Gas | Conveyor Oven | E4 | Utility - Cost of Operation | 0 | 0 | 0 | 0 | 0 | 0 | 0 | 0 | 0 | 0 | 0 | 0 | 0 | 0 | 0 | 0 | 0 | 0 | 0 | 0 | 0 | 0 | 0 | 0 | 0 | 0 | 0 | 0 | 0 | 0 | 0
F5_Commercial_Retail_New_Food Preparation_Natural Gas_Conveyor Oven_E5 | F5 | Commercial | Retail | New | Food Preparation | Natural Gas | Conveyor Oven | E5 | Utility - Cost of Operation | 0 | 0 | 0 | 0 | 0 | 0 | 0 | 0 | 0 | 0 | 0 | 0 | 0 | 0 | 0 | 0 | 0 | 0 | 0 | 0 | 0 | 0 | 0 | 0 | 0 | 0 | 0 | 0 | 0 | 0 | 0
F5_Commercial_Retail_New_Food Preparation_Natural Gas_Conveyor Oven_E6 | F5 | Commercial | Retail | New | Food Preparation | Natural Gas | Conveyor Oven | E6 | Utility - Cost of Operation | 0 | 0 | 0 | 0 | 0 | 0 | 0 | 0 | 0 | 0 | 0 | 0 | 0 | 0 | 0 | 0 | 0 | 0 | 0 | 0 | 0 | 0 | 0 | 0 | 0 | 0 | 0 | 0 | 0 | 0 | 0
F5_Commercial_Retail_New_Food Preparation_Natural Gas_Conveyor Oven_E7 | F5 | Commercial | Retail | New | Food Preparation | Natural Gas | Conveyor Oven | E7 | Utility - Cost of Operation | 0 | 0 | 0 | 0 | 0 | 0 | 0 | 0 | 0 | 0 | 0 | 0 | 0 | 0 | 0 | 0 | 0 | 0 | 0 | 0 | 0 | 0 | 0 | 0 | 0 | 0 | 0 | 0 | 0 | 0 | 0
F5_Commercial_Retail_New_Food Preparation_Natural Gas_Conveyor Oven_E8 | F5 | Commercial | Retail | New | Food Preparation | Natural Gas | Conveyor Oven | E8 | Utility - Cost of Operation | 0 | 0 | 0 | 0 | 0 | 0 | 0 | 0 | 0 | 0 | 0 | 0 | 0 | 0 | 0 | 0 | 0 | 0 | 0 | 0 | 0 | 0 | 0 | 0 | 0 | 0 | 0 | 0 | 0 | 0 | 0
F5_Commercial_Retail_New_Food Preparation_Natural Gas_Conveyor Oven_E9 | F5 | Commercial | Retail | New | Food Preparation | Natural Gas | Conveyor Oven | E9 | Utility - Cost of Operation | 0 | 0 | 0 | 0 | 0 | 0 | 0 | 0 | 0 | 0 | 0 | 0 | 0 | 0 | 0 | 0 | 0 | 0 | 0 | 0 | 0 | 0 | 0 | 0 | 0 | 0 | 0 | 0 | 0 | 0 | 0
F5_Commercial_Retail_New_Food Preparation_Natural Gas_Conveyor Oven_E10 | F5 | Commercial | Retail | New | Food Preparation | Natural Gas | Conveyor Oven | E10 | Utility - Cost of Operation | 0 | 0 | 0 | 0 | 0 | 0 | 0 | 0 | 0 | 0 | 0 | 0 | 0 | 0 | 0 | 0 | 0 | 0 | 0 | 0 | 0 | 0 | 0 | 0 | 0 | 0 | 0 | 0 | 0 | 0 | 0
F6_Commercial_Retail_New_Food Preparation_Natural Gas_Conveyor Oven_E1 | F6 | Commercial | Retail | New | Food Preparation | Natural Gas | Conveyor Oven | E1 | Utility - Value of Sales | 0.062367 | 0.062201 | 0.061773 | 0.061298 | 0.062975 | 0.061849 | 0.061481 | 0.062446 | 0.064488 | 0.063997 | 0.063776 | 0.063423 | 0.056444 | 0.056037 | 0.056066 | 0.055691 | 0.055614 | 0.055649 | 0.054599 | 0.055059 | 0.055338 | 0.055775 | 0.056369 | 0.031154 | 0.030567 | 0.030011 | 0.029483 | 0.028978 | 0.028492 | 0.028022 | 0.027406
F6_Commercial_Retail_New_Food Preparation_Natural Gas_Conveyor Oven_E2 | F6 | Commercial | Retail | New | Food Preparation | Natural Gas | Conveyor Oven | E2 | Utility - Value of Sales | 0.047409 | 0.047282 | 0.046957 | 0.046596 | 0.047871 | 0.047015 | 0.046735 | 0.047469 | 0.049021 | 0.048648 | 0.048479 | 0.048211 | 0.042906 | 0.042597 | 0.042619 | 0.042334 | 0.042275 | 0.042302 | 0.041504 | 0.041854 | 0.042066 | 0.042398 | 0.042849 | 0.023682 | 0.023236 | 0.022813 | 0.022412 | 0.022028 | 0.021658 | 0.021301 | 0.020833
F6_Commercial_Retail_New_Food Preparation_Natural Gas_Conveyor Oven_E3 | F6 | Commercial | Retail | New | Food Preparation | Natural Gas | Conveyor Oven | E3 | Utility - Value of Sales | 0 | 0 | 0 | 0 | 0 | 0 | 0 | 0 | 0 | 0 | 0 | 0 | 0 | 0 | 0 | 0 | 0 | 0 | 0 | 0 | 0 | 0 | 0 | 0 | 0 | 0 | 0 | 0 | 0 | 0 | 0
F6_Commercial_Retail_New_Food Preparation_Natural Gas_Conveyor Oven_E4 | F6 | Commercial | Retail | New | Food Preparation | Natural Gas | Conveyor Oven | E4 | Utility - Value of Sales | 0 | 0 | 0 | 0 | 0 | 0 | 0 | 0 | 0 | 0 | 0 | 0 | 0 | 0 | 0 | 0 | 0 | 0 | 0 | 0 | 0 | 0 | 0 | 0 | 0 | 0 | 0 | 0 | 0 | 0 | 0
F6_Commercial_Retail_New_Food Preparation_Natural Gas_Conveyor Oven_E5 | F6 | Commercial | Retail | New | Food Preparation | Natural Gas | Conveyor Oven | E5 | Utility - Value of Sales | 0 | 0 | 0 | 0 | 0 | 0 | 0 | 0 | 0 | 0 | 0 | 0 | 0 | 0 | 0 | 0 | 0 | 0 | 0 | 0 | 0 | 0 | 0 | 0 | 0 | 0 | 0 | 0 | 0 | 0 | 0
F6_Commercial_Retail_New_Food Preparation_Natural Gas_Conveyor Oven_E6 | F6 | Commercial | Retail | New | Food Preparation | Natural Gas | Conveyor Oven | E6 | Utility - Value of Sales | 0 | 0 | 0 | 0 | 0 | 0 | 0 | 0 | 0 | 0 | 0 | 0 | 0 | 0 | 0 | 0 | 0 | 0 | 0 | 0 | 0 | 0 | 0 | 0 | 0 | 0 | 0 | 0 | 0 | 0 | 0
F6_Commercial_Retail_New_Food Preparation_Natural Gas_Conveyor Oven_E7 | F6 | Commercial | Retail | New | Food Preparation | Natural Gas | Conveyor Oven | E7 | Utility - Value of Sales | 0 | 0 | 0 | 0 | 0 | 0 | 0 | 0 | 0 | 0 | 0 | 0 | 0 | 0 | 0 | 0 | 0 | 0 | 0 | 0 | 0 | 0 | 0 | 0 | 0 | 0 | 0 | 0 | 0 | 0 | 0
F6_Commercial_Retail_New_Food Preparation_Natural Gas_Conveyor Oven_E8 | F6 | Commercial | Retail | New | Food Preparation | Natural Gas | Conveyor Oven | E8 | Utility - Value of Sales | 0 | 0 | 0 | 0 | 0 | 0 | 0 | 0 | 0 | 0 | 0 | 0 | 0 | 0 | 0 | 0 | 0 | 0 | 0 | 0 | 0 | 0 | 0 | 0 | 0 | 0 | 0 | 0 | 0 | 0 | 0
F6_Commercial_Retail_New_Food Preparation_Natural Gas_Conveyor Oven_E9 | F6 | Commercial | Retail | New | Food Preparation | Natural Gas | Conveyor Oven | E9 | Utility - Value of Sales | 0 | 0 | 0 | 0 | 0 | 0 | 0 | 0 | 0 | 0 | 0 | 0 | 0 | 0 | 0 | 0 | 0 | 0 | 0 | 0 | 0 | 0 | 0 | 0 | 0 | 0 | 0 | 0 | 0 | 0 | 0
F6_Commercial_Retail_New_Food Preparation_Natural Gas_Conveyor Oven_E10 | F6 | Commercial | Retail | New | Food Preparation | Natural Gas | Conveyor Oven | E10 | Utility - Value of Sales | 0 | 0 | 0 | 0 | 0 | 0 | 0 | 0 | 0 | 0 | 0 | 0 | 0 | 0 | 0 | 0 | 0 | 0 | 0 | 0 | 0 | 0 | 0 | 0 | 0 | 0 | 0 | 0 | 0 | 0 | 0
F1_Commercial_Retail_New_Food Preparation_Natural Gas_Double Rack Oven_E1 | F1 | Commercial | Retail | New | Food Preparation | Natural Gas | Double Rack Oven | E1 | Participant - Cost of Equipment | 0.033292 | 0.033292 | 0.033292 | 0.033292 | 0.033292 | 0.033292 | 0.033292 | 0.033292 | 0.033292 | 0.033292 | 0.033292 | 0.033292 | 0.033292 | 0.033292 | 0.033292 | 0.033292 | 0.033292 | 0.033292 | 0.033292 | 0.033292 | 0.033292 | 0.033292 | 0.033292 | 0.033292 | 0.033292 | 0.033292 | 0.033292 | 0.033292 | 0.033292 | 0.033292 | 0.033292
F1_Commercial_Retail_New_Food Preparation_Natural Gas_Double Rack Oven_E2 | F1 | Commercial | Retail | New | Food Preparation | Natural Gas | Double Rack Oven | E2 | Participant - Cost of Equipment | 0.044275 | 0.044275 | 0.044275 | 0.044275 | 0.044275 | 0.044275 | 0.044275 | 0.044275 | 0.044275 | 0.044275 | 0.044275 | 0.044275 | 0.044275 | 0.044275 | 0.044275 | 0.044275 | 0.044275 | 0.044275 | 0.044275 | 0.044275 | 0.044275 | 0.044275 | 0.044275 | 0.044275 | 0.044275 | 0.044275 | 0.044275 | 0.044275 | 0.044275 | 0.044275 | 0.044275
F1_Commercial_Retail_New_Food Preparation_Natural Gas_Double Rack Oven_E3 | F1 | Commercial | Retail | New | Food Preparation | Natural Gas | Double Rack Oven | E3 | Participant - Cost of Equipment | 0 | 0 | 0 | 0 | 0 | 0 | 0 | 0 | 0 | 0 | 0 | 0 | 0 | 0 | 0 | 0 | 0 | 0 | 0 | 0 | 0 | 0 | 0 | 0 | 0 | 0 | 0 | 0 | 0 | 0 | 0
F1_Commercial_Retail_New_Food Preparation_Natural Gas_Double Rack Oven_E4 | F1 | Commercial | Retail | New | Food Preparation | Natural Gas | Double Rack Oven | E4 | Participant - Cost of Equipment | 0 | 0 | 0 | 0 | 0 | 0 | 0 | 0 | 0 | 0 | 0 | 0 | 0 | 0 | 0 | 0 | 0 | 0 | 0 | 0 | 0 | 0 | 0 | 0 | 0 | 0 | 0 | 0 | 0 | 0 | 0
F1_Commercial_Retail_New_Food Preparation_Natural Gas_Double Rack Oven_E5 | F1 | Commercial | Retail | New | Food Preparation | Natural Gas | Double Rack Oven | E5 | Participant - Cost of Equipment | 0 | 0 | 0 | 0 | 0 | 0 | 0 | 0 | 0 | 0 | 0 | 0 | 0 | 0 | 0 | 0 | 0 | 0 | 0 | 0 | 0 | 0 | 0 | 0 | 0 | 0 | 0 | 0 | 0 | 0 | 0
F1_Commercial_Retail_New_Food Preparation_Natural Gas_Double Rack Oven_E6 | F1 | Commercial | Retail | New | Food Preparation | Natural Gas | Double Rack Oven | E6 | Participant - Cost of Equipment | 0 | 0 | 0 | 0 | 0 | 0 | 0 | 0 | 0 | 0 | 0 | 0 | 0 | 0 | 0 | 0 | 0 | 0 | 0 | 0 | 0 | 0 | 0 | 0 | 0 | 0 | 0 | 0 | 0 | 0 | 0
F1_Commercial_Retail_New_Food Preparation_Natural Gas_Double Rack Oven_E7 | F1 | Commercial | Retail | New | Food Preparation | Natural Gas | Double Rack Oven | E7 | Participant - Cost of Equipment | 0 | 0 | 0 | 0 | 0 | 0 | 0 | 0 | 0 | 0 | 0 | 0 | 0 | 0 | 0 | 0 | 0 | 0 | 0 | 0 | 0 | 0 | 0 | 0 | 0 | 0 | 0 | 0 | 0 | 0 | 0
F1_Commercial_Retail_New_Food Preparation_Natural Gas_Double Rack Oven_E8 | F1 | Commercial | Retail | New | Food Preparation | Natural Gas | Double Rack Oven | E8 | Participant - Cost of Equipment | 0 | 0 | 0 | 0 | 0 | 0 | 0 | 0 | 0 | 0 | 0 | 0 | 0 | 0 | 0 | 0 | 0 | 0 | 0 | 0 | 0 | 0 | 0 | 0 | 0 | 0 | 0 | 0 | 0 | 0 | 0
F1_Commercial_Retail_New_Food Preparation_Natural Gas_Double Rack Oven_E9 | F1 | Commercial | Retail | New | Food Preparation | Natural Gas | Double Rack Oven | E9 | Participant - Cost of Equipment | 0 | 0 | 0 | 0 | 0 | 0 | 0 | 0 | 0 | 0 | 0 | 0 | 0 | 0 | 0 | 0 | 0 | 0 | 0 | 0 | 0 | 0 | 0 | 0 | 0 | 0 | 0 | 0 | 0 | 0 | 0
F1_Commercial_Retail_New_Food Preparation_Natural Gas_Double Rack Oven_E10 | F1 | Commercial | Retail | New | Food Preparation | Natural Gas | Double Rack Oven | E10 | Participant - Cost of Equipment | 0 | 0 | 0 | 0 | 0 | 0 | 0 | 0 | 0 | 0 | 0 | 0 | 0 | 0 | 0 | 0 | 0 | 0 | 0 | 0 | 0 | 0 | 0 | 0 | 0 | 0 | 0 | 0 | 0 | 0 | 0
F2_Commercial_Retail_New_Food Preparation_Natural Gas_Double Rack Oven_E1 | F2 | Commercial | Retail | New | Food Preparation | Natural Gas | Double Rack Oven | E1 | Participant - Cost of Operation | 0.11458 | 0.11635 | 0.11763 | 0.11698 | 0.1171 | 0.11037 | 0.10481 | 0.1017 | 0.10042 | 0.10414 | 0.10903 | 0.11413 | 0.10482 | 0.11104 | 0.11142 | 0.11086 | 0.11096 | 0.1113 | 0.10918 | 0.11046 | 0.11133 | 0.11254 | 0.11411 | 0.05723 | 0.056112 | 0.055062 | 0.05407 | 0.053126 | 0.052222 | 0.051351 | 0.050508
F2_Commercial_Retail_New_Food Preparation_Natural Gas_Double Rack Oven_E2 | F2 | Commercial | Retail | New | Food Preparation | Natural Gas | Double Rack Oven | E2 | Participant - Cost of Operation | 0.062499 | 0.063464 | 0.064164 | 0.063807 | 0.063871 | 0.060203 | 0.057169 | 0.055475 | 0.054773 | 0.056803 | 0.059469 | 0.062255 | 0.057175 | 0.060566 | 0.060773 | 0.060469 | 0.060525 | 0.060711 | 0.059551 | 0.060251 | 0.060723 | 0.061387 | 0.062241 | 0.031216 | 0.030607 | 0.030034 | 0.029493 | 0.028978 | 0.028485 | 0.028009 | 0.02755
F2_Commercial_Retail_New_Food Preparation_Natural Gas_Double Rack Oven_E3 | F2 | Commercial | Retail | New | Food Preparation | Natural Gas | Double Rack Oven | E3 | Participant - Cost of Operation | 0 | 0 | 0 | 0 | 0 | 0 | 0 | 0 | 0 | 0 | 0 | 0 | 0 | 0 | 0 | 0 | 0 | 0 | 0 | 0 | 0 | 0 | 0 | 0 | 0 | 0 | 0 | 0 | 0 | 0 | 0
F2_Commercial_Retail_New_Food Preparation_Natural Gas_Double Rack Oven_E4 | F2 | Commercial | Retail | New | Food Preparation | Natural Gas | Double Rack Oven | E4 | Participant - Cost of Operation | 0 | 0 | 0 | 0 | 0 | 0 | 0 | 0 | 0 | 0 | 0 | 0 | 0 | 0 | 0 | 0 | 0 | 0 | 0 | 0 | 0 | 0 | 0 | 0 | 0 | 0 | 0 | 0 | 0 | 0 | 0
F2_Commercial_Retail_New_Food Preparation_Natural Gas_Double Rack Oven_E5 | F2 | Commercial | Retail | New | Food Preparation | Natural Gas | Double Rack Oven | E5 | Participant - Cost of Operation | 0 | 0 | 0 | 0 | 0 | 0 | 0 | 0 | 0 | 0 | 0 | 0 | 0 | 0 | 0 | 0 | 0 | 0 | 0 | 0 | 0 | 0 | 0 | 0 | 0 | 0 | 0 | 0 | 0 | 0 | 0
F2_Commercial_Retail_New_Food Preparation_Natural Gas_Double Rack Oven_E6 | F2 | Commercial | Retail | New | Food Preparation | Natural Gas | Double Rack Oven | E6 | Participant - Cost of Operation | 0 | 0 | 0 | 0 | 0 | 0 | 0 | 0 | 0 | 0 | 0 | 0 | 0 | 0 | 0 | 0 | 0 | 0 | 0 | 0 | 0 | 0 | 0 | 0 | 0 | 0 | 0 | 0 | 0 | 0 | 0
F2_Commercial_Retail_New_Food Preparation_Natural Gas_Double Rack Oven_E7 | F2 | Commercial | Retail | New | Food Preparation | Natural Gas | Double Rack Oven | E7 | Participant - Cost of Operation | 0 | 0 | 0 | 0 | 0 | 0 | 0 | 0 | 0 | 0 | 0 | 0 | 0 | 0 | 0 | 0 | 0 | 0 | 0 | 0 | 0 | 0 | 0 | 0 | 0 | 0 | 0 | 0 | 0 | 0 | 0
F2_Commercial_Retail_New_Food Preparation_Natural Gas_Double Rack Oven_E8 | F2 | Commercial | Retail | New | Food Preparation | Natural Gas | Double Rack Oven | E8 | Participant - Cost of Operation | 0 | 0 | 0 | 0 | 0 | 0 | 0 | 0 | 0 | 0 | 0 | 0 | 0 | 0 | 0 | 0 | 0 | 0 | 0 | 0 | 0 | 0 | 0 | 0 | 0 | 0 | 0 | 0 | 0 | 0 | 0
F2_Commercial_Retail_New_Food Preparation_Natural Gas_Double Rack Oven_E9 | F2 | Commercial | Retail | New | Food Preparation | Natural Gas | Double Rack Oven | E9 | Participant - Cost of Operation | 0 | 0 | 0 | 0 | 0 | 0 | 0 | 0 | 0 | 0 | 0 | 0 | 0 | 0 | 0 | 0 | 0 | 0 | 0 | 0 | 0 | 0 | 0 | 0 | 0 | 0 | 0 | 0 | 0 | 0 | 0
F2_Commercial_Retail_New_Food Preparation_Natural Gas_Double Rack Oven_E10 | F2 | Commercial | Retail | New | Food Preparation | Natural Gas | Double Rack Oven | E10 | Participant - Cost of Operation | 0 | 0 | 0 | 0 | 0 | 0 | 0 | 0 | 0 | 0 | 0 | 0 | 0 | 0 | 0 | 0 | 0 | 0 | 0 | 0 | 0 | 0 | 0 | 0 | 0 | 0 | 0 | 0 | 0 | 0 | 0
F3_Commercial_Retail_New_Food Preparation_Natural Gas_Double Rack Oven_E1 | F3 | Commercial | Retail | New | Food Preparation | Natural Gas | Double Rack Oven | E1 | System - kBTUs of Conusmption | 9.5209 | 9.5399 | 9.5278 | 9.5195 | 9.5195 | 9.5195 | 9.5195 | 9.5195 | 9.5195 | 9.5195 | 9.5195 | 9.5195 | 9.5195 | 9.5195 | 9.5195 | 9.5195 | 9.5195 | 9.5195 | 9.5195 | 9.5195 | 9.5195 | 9.5195 | 9.5195 | 9.5195 | 9.5195 | 9.5195 | 9.5195 | 9.5195 | 9.5195 | 9.5195 | 9.5195
F3_Commercial_Retail_New_Food Preparation_Natural Gas_Double Rack Oven_E2 | F3 | Commercial | Retail | New | Food Preparation | Natural Gas | Double Rack Oven | E2 | System - kBTUs of Conusmption | 5.1932 | 5.2036 | 5.197 | 5.1925 | 5.1925 | 5.1925 | 5.1925 | 5.1925 | 5.1925 | 5.1925 | 5.1925 | 5.1925 | 5.1925 | 5.1925 | 5.1925 | 5.1925 | 5.1925 | 5.1925 | 5.1925 | 5.1925 | 5.1925 | 5.1925 | 5.1925 | 5.1925 | 5.1925 | 5.1925 | 5.1925 | 5.1925 | 5.1925 | 5.1925 | 5.1925
F3_Commercial_Retail_New_Food Preparation_Natural Gas_Double Rack Oven_E3 | F3 | Commercial | Retail | New | Food Preparation | Natural Gas | Double Rack Oven | E3 | System - kBTUs of Conusmption | 0 | 0 | 0 | 0 | 0 | 0 | 0 | 0 | 0 | 0 | 0 | 0 | 0 | 0 | 0 | 0 | 0 | 0 | 0 | 0 | 0 | 0 | 0 | 0 | 0 | 0 | 0 | 0 | 0 | 0 | 0
F3_Commercial_Retail_New_Food Preparation_Natural Gas_Double Rack Oven_E4 | F3 | Commercial | Retail | New | Food Preparation | Natural Gas | Double Rack Oven | E4 | System - kBTUs of Conusmption | 0 | 0 | 0 | 0 | 0 | 0 | 0 | 0 | 0 | 0 | 0 | 0 | 0 | 0 | 0 | 0 | 0 | 0 | 0 | 0 | 0 | 0 | 0 | 0 | 0 | 0 | 0 | 0 | 0 | 0 | 0
F3_Commercial_Retail_New_Food Preparation_Natural Gas_Double Rack Oven_E5 | F3 | Commercial | Retail | New | Food Preparation | Natural Gas | Double Rack Oven | E5 | System - kBTUs of Conusmption | 0 | 0 | 0 | 0 | 0 | 0 | 0 | 0 | 0 | 0 | 0 | 0 | 0 | 0 | 0 | 0 | 0 | 0 | 0 | 0 | 0 | 0 | 0 | 0 | 0 | 0 | 0 | 0 | 0 | 0 | 0
F3_Commercial_Retail_New_Food Preparation_Natural Gas_Double Rack Oven_E6 | F3 | Commercial | Retail | New | Food Preparation | Natural Gas | Double Rack Oven | E6 | System - kBTUs of Conusmption | 0 | 0 | 0 | 0 | 0 | 0 | 0 | 0 | 0 | 0 | 0 | 0 | 0 | 0 | 0 | 0 | 0 | 0 | 0 | 0 | 0 | 0 | 0 | 0 | 0 | 0 | 0 | 0 | 0 | 0 | 0
F3_Commercial_Retail_New_Food Preparation_Natural Gas_Double Rack Oven_E7 | F3 | Commercial | Retail | New | Food Preparation | Natural Gas | Double Rack Oven | E7 | System - kBTUs of Conusmption | 0 | 0 | 0 | 0 | 0 | 0 | 0 | 0 | 0 | 0 | 0 | 0 | 0 | 0 | 0 | 0 | 0 | 0 | 0 | 0 | 0 | 0 | 0 | 0 | 0 | 0 | 0 | 0 | 0 | 0 | 0
F3_Commercial_Retail_New_Food Preparation_Natural Gas_Double Rack Oven_E8 | F3 | Commercial | Retail | New | Food Preparation | Natural Gas | Double Rack Oven | E8 | System - kBTUs of Conusmption | 0 | 0 | 0 | 0 | 0 | 0 | 0 | 0 | 0 | 0 | 0 | 0 | 0 | 0 | 0 | 0 | 0 | 0 | 0 | 0 | 0 | 0 | 0 | 0 | 0 | 0 | 0 | 0 | 0 | 0 | 0
F3_Commercial_Retail_New_Food Preparation_Natural Gas_Double Rack Oven_E9 | F3 | Commercial | Retail | New | Food Preparation | Natural Gas | Double Rack Oven | E9 | System - kBTUs of Conusmption | 0 | 0 | 0 | 0 | 0 | 0 | 0 | 0 | 0 | 0 | 0 | 0 | 0 | 0 | 0 | 0 | 0 | 0 | 0 | 0 | 0 | 0 | 0 | 0 | 0 | 0 | 0 | 0 | 0 | 0 | 0
F3_Commercial_Retail_New_Food Preparation_Natural Gas_Double Rack Oven_E10 | F3 | Commercial | Retail | New | Food Preparation | Natural Gas | Double Rack Oven | E10 | System - kBTUs of Conusmption | 0 | 0 | 0 | 0 | 0 | 0 | 0 | 0 | 0 | 0 | 0 | 0 | 0 | 0 | 0 | 0 | 0 | 0 | 0 | 0 | 0 | 0 | 0 | 0 | 0 | 0 | 0 | 0 | 0 | 0 | 0
F4_Commercial_Retail_New_Food Preparation_Natural Gas_Double Rack Oven_E1 | F4 | Commercial | Retail | New | Food Preparation | Natural Gas | Double Rack Oven | E1 | Utility - Cost of Equipment | 0.033292 | 0.033292 | 0.033292 | 0.033292 | 0.033292 | 0.033292 | 0.033292 | 0.033292 | 0.033292 | 0.033292 | 0.033292 | 0.033292 | 0.033292 | 0.033292 | 0.033292 | 0.033292 | 0.033292 | 0.033292 | 0.033292 | 0.033292 | 0.033292 | 0.033292 | 0.033292 | 0.033292 | 0.033292 | 0.033292 | 0.033292 | 0.033292 | 0.033292 | 0.033292 | 0.033292
F4_Commercial_Retail_New_Food Preparation_Natural Gas_Double Rack Oven_E2 | F4 | Commercial | Retail | New | Food Preparation | Natural Gas | Double Rack Oven | E2 | Utility - Cost of Equipment | 0.044275 | 0.044275 | 0.044275 | 0.044275 | 0.044275 | 0.044275 | 0.044275 | 0.044275 | 0.044275 | 0.044275 | 0.044275 | 0.044275 | 0.044275 | 0.044275 | 0.044275 | 0.044275 | 0.044275 | 0.044275 | 0.044275 | 0.044275 | 0.044275 | 0.044275 | 0.044275 | 0.044275 | 0.044275 | 0.044275 | 0.044275 | 0.044275 | 0.044275 | 0.044275 | 0.044275
F4_Commercial_Retail_New_Food Preparation_Natural Gas_Double Rack Oven_E3 | F4 | Commercial | Retail | New | Food Preparation | Natural Gas | Double Rack Oven | E3 | Utility - Cost of Equipment | 0 | 0 | 0 | 0 | 0 | 0 | 0 | 0 | 0 | 0 | 0 | 0 | 0 | 0 | 0 | 0 | 0 | 0 | 0 | 0 | 0 | 0 | 0 | 0 | 0 | 0 | 0 | 0 | 0 | 0 | 0
F4_Commercial_Retail_New_Food Preparation_Natural Gas_Double Rack Oven_E4 | F4 | Commercial | Retail | New | Food Preparation | Natural Gas | Double Rack Oven | E4 | Utility - Cost of Equipment | 0 | 0 | 0 | 0 | 0 | 0 | 0 | 0 | 0 | 0 | 0 | 0 | 0 | 0 | 0 | 0 | 0 | 0 | 0 | 0 | 0 | 0 | 0 | 0 | 0 | 0 | 0 | 0 | 0 | 0 | 0
F4_Commercial_Retail_New_Food Preparation_Natural Gas_Double Rack Oven_E5 | F4 | Commercial | Retail | New | Food Preparation | Natural Gas | Double Rack Oven | E5 | Utility - Cost of Equipment | 0 | 0 | 0 | 0 | 0 | 0 | 0 | 0 | 0 | 0 | 0 | 0 | 0 | 0 | 0 | 0 | 0 | 0 | 0 | 0 | 0 | 0 | 0 | 0 | 0 | 0 | 0 | 0 | 0 | 0 | 0
F4_Commercial_Retail_New_Food Preparation_Natural Gas_Double Rack Oven_E6 | F4 | Commercial | Retail | New | Food Preparation | Natural Gas | Double Rack Oven | E6 | Utility - Cost of Equipment | 0 | 0 | 0 | 0 | 0 | 0 | 0 | 0 | 0 | 0 | 0 | 0 | 0 | 0 | 0 | 0 | 0 | 0 | 0 | 0 | 0 | 0 | 0 | 0 | 0 | 0 | 0 | 0 | 0 | 0 | 0
F4_Commercial_Retail_New_Food Preparation_Natural Gas_Double Rack Oven_E7 | F4 | Commercial | Retail | New | Food Preparation | Natural Gas | Double Rack Oven | E7 | Utility - Cost of Equipment | 0 | 0 | 0 | 0 | 0 | 0 | 0 | 0 | 0 | 0 | 0 | 0 | 0 | 0 | 0 | 0 | 0 | 0 | 0 | 0 | 0 | 0 | 0 | 0 | 0 | 0 | 0 | 0 | 0 | 0 | 0
F4_Commercial_Retail_New_Food Preparation_Natural Gas_Double Rack Oven_E8 | F4 | Commercial | Retail | New | Food Preparation | Natural Gas | Double Rack Oven | E8 | Utility - Cost of Equipment | 0 | 0 | 0 | 0 | 0 | 0 | 0 | 0 | 0 | 0 | 0 | 0 | 0 | 0 | 0 | 0 | 0 | 0 | 0 | 0 | 0 | 0 | 0 | 0 | 0 | 0 | 0 | 0 | 0 | 0 | 0
F4_Commercial_Retail_New_Food Preparation_Natural Gas_Double Rack Oven_E9 | F4 | Commercial | Retail | New | Food Preparation | Natural Gas | Double Rack Oven | E9 | Utility - Cost of Equipment | 0 | 0 | 0 | 0 | 0 | 0 | 0 | 0 | 0 | 0 | 0 | 0 | 0 | 0 | 0 | 0 | 0 | 0 | 0 | 0 | 0 | 0 | 0 | 0 | 0 | 0 | 0 | 0 | 0 | 0 | 0
F4_Commercial_Retail_New_Food Preparation_Natural Gas_Double Rack Oven_E10 | F4 | Commercial | Retail | New | Food Preparation | Natural Gas | Double Rack Oven | E10 | Utility - Cost of Equipment | 0 | 0 | 0 | 0 | 0 | 0 | 0 | 0 | 0 | 0 | 0 | 0 | 0 | 0 | 0 | 0 | 0 | 0 | 0 | 0 | 0 | 0 | 0 | 0 | 0 | 0 | 0 | 0 | 0 | 0 | 0
F5_Commercial_Retail_New_Food Preparation_Natural Gas_Double Rack Oven_E1 | F5 | Commercial | Retail | New | Food Preparation | Natural Gas | Double Rack Oven | E1 | Utility - Cost of Operation | 0.09564 | 0.097115 | 0.098187 | 0.09764 | 0.097739 | 0.092125 | 0.087483 | 0.084891 | 0.083815 | 0.086922 | 0.091002 | 0.095266 | 0.087492 | 0.092681 | 0.092997 | 0.092533 | 0.092618 | 0.092903 | 0.091128 | 0.092199 | 0.092921 | 0.093938 | 0.095245 | 0.047768 | 0.046836 | 0.045959 | 0.045131 | 0.044343 | 0.043588 | 0.042861 | 0.042158
F5_Commercial_Retail_New_Food Preparation_Natural Gas_Double Rack Oven_E2 | F5 | Commercial | Retail | New | Food Preparation | Natural Gas | Double Rack Oven | E2 | Utility - Cost of Operation | 0.052167 | 0.052972 | 0.053556 | 0.053258 | 0.053312 | 0.05025 | 0.047718 | 0.046304 | 0.045718 | 0.047412 | 0.049638 | 0.051963 | 0.047723 | 0.050553 | 0.050726 | 0.050472 | 0.050519 | 0.050674 | 0.049706 | 0.05029 | 0.050684 | 0.051239 | 0.051952 | 0.026056 | 0.025547 | 0.025069 | 0.024617 | 0.024187 | 0.023776 | 0.023379 | 0.022995
F5_Commercial_Retail_New_Food Preparation_Natural Gas_Double Rack Oven_E3 | F5 | Commercial | Retail | New | Food Preparation | Natural Gas | Double Rack Oven | E3 | Utility - Cost of Operation | 0 | 0 | 0 | 0 | 0 | 0 | 0 | 0 | 0 | 0 | 0 | 0 | 0 | 0 | 0 | 0 | 0 | 0 | 0 | 0 | 0 | 0 | 0 | 0 | 0 | 0 | 0 | 0 | 0 | 0 | 0
F5_Commercial_Retail_New_Food Preparation_Natural Gas_Double Rack Oven_E4 | F5 | Commercial | Retail | New | Food Preparation | Natural Gas | Double Rack Oven | E4 | Utility - Cost of Operation | 0 | 0 | 0 | 0 | 0 | 0 | 0 | 0 | 0 | 0 | 0 | 0 | 0 | 0 | 0 | 0 | 0 | 0 | 0 | 0 | 0 | 0 | 0 | 0 | 0 | 0 | 0 | 0 | 0 | 0 | 0
F5_Commercial_Retail_New_Food Preparation_Natural Gas_Double Rack Oven_E5 | F5 | Commercial | Retail | New | Food Preparation | Natural Gas | Double Rack Oven | E5 | Utility - Cost of Operation | 0 | 0 | 0 | 0 | 0 | 0 | 0 | 0 | 0 | 0 | 0 | 0 | 0 | 0 | 0 | 0 | 0 | 0 | 0 | 0 | 0 | 0 | 0 | 0 | 0 | 0 | 0 | 0 | 0 | 0 | 0
F5_Commercial_Retail_New_Food Preparation_Natural Gas_Double Rack Oven_E6 | F5 | Commercial | Retail | New | Food Preparation | Natural Gas | Double Rack Oven | E6 | Utility - Cost of Operation | 0 | 0 | 0 | 0 | 0 | 0 | 0 | 0 | 0 | 0 | 0 | 0 | 0 | 0 | 0 | 0 | 0 | 0 | 0 | 0 | 0 | 0 | 0 | 0 | 0 | 0 | 0 | 0 | 0 | 0 | 0
F5_Commercial_Retail_New_Food Preparation_Natural Gas_Double Rack Oven_E7 | F5 | Commercial | Retail | New | Food Preparation | Natural Gas | Double Rack Oven | E7 | Utility - Cost of Operation | 0 | 0 | 0 | 0 | 0 | 0 | 0 | 0 | 0 | 0 | 0 | 0 | 0 | 0 | 0 | 0 | 0 | 0 | 0 | 0 | 0 | 0 | 0 | 0 | 0 | 0 | 0 | 0 | 0 | 0 | 0
F5_Commercial_Retail_New_Food Preparation_Natural Gas_Double Rack Oven_E8 | F5 | Commercial | Retail | New | Food Preparation | Natural Gas | Double Rack Oven | E8 | Utility - Cost of Operation | 0 | 0 | 0 | 0 | 0 | 0 | 0 | 0 | 0 | 0 | 0 | 0 | 0 | 0 | 0 | 0 | 0 | 0 | 0 | 0 | 0 | 0 | 0 | 0 | 0 | 0 | 0 | 0 | 0 | 0 | 0
F5_Commercial_Retail_New_Food Preparation_Natural Gas_Double Rack Oven_E9 | F5 | Commercial | Retail | New | Food Preparation | Natural Gas | Double Rack Oven | E9 | Utility - Cost of Operation | 0 | 0 | 0 | 0 | 0 | 0 | 0 | 0 | 0 | 0 | 0 | 0 | 0 | 0 | 0 | 0 | 0 | 0 | 0 | 0 | 0 | 0 | 0 | 0 | 0 | 0 | 0 | 0 | 0 | 0 | 0
F5_Commercial_Retail_New_Food Preparation_Natural Gas_Double Rack Oven_E10 | F5 | Commercial | Retail | New | Food Preparation | Natural Gas | Double Rack Oven | E10 | Utility - Cost of Operation | 0 | 0 | 0 | 0 | 0 | 0 | 0 | 0 | 0 | 0 | 0 | 0 | 0 | 0 | 0 | 0 | 0 | 0 | 0 | 0 | 0 | 0 | 0 | 0 | 0 | 0 | 0 | 0 | 0 | 0 | 0
F6_Commercial_Retail_New_Food Preparation_Natural Gas_Double Rack Oven_E1 | F6 | Commercial | Retail | New | Food Preparation | Natural Gas | Double Rack Oven | E1 | Utility - Value of Sales | 0.11458 | 0.11635 | 0.11763 | 0.11698 | 0.1171 | 0.11037 | 0.10481 | 0.1017 | 0.10042 | 0.10414 | 0.10903 | 0.11413 | 0.10482 | 0.11104 | 0.11142 | 0.11086 | 0.11096 | 0.1113 | 0.10918 | 0.11046 | 0.11133 | 0.11254 | 0.11411 | 0.05723 | 0.056112 | 0.055062 | 0.05407 | 0.053126 | 0.052222 | 0.051351 | 0.050508
F6_Commercial_Retail_New_Food Preparation_Natural Gas_Double Rack Oven_E2 | F6 | Commercial | Retail | New | Food Preparation | Natural Gas | Double Rack Oven | E2 | Utility - Value of Sales | 0.062499 | 0.063464 | 0.064164 | 0.063807 | 0.063871 | 0.060203 | 0.057169 | 0.055475 | 0.054773 | 0.056803 | 0.059469 | 0.062255 | 0.057175 | 0.060566 | 0.060773 | 0.060469 | 0.060525 | 0.060711 | 0.059551 | 0.060251 | 0.060723 | 0.061387 | 0.062241 | 0.031216 | 0.030607 | 0.030034 | 0.029493 | 0.028978 | 0.028485 | 0.028009 | 0.02755
F6_Commercial_Retail_New_Food Preparation_Natural Gas_Double Rack Oven_E3 | F6 | Commercial | Retail | New | Food Preparation | Natural Gas | Double Rack Oven | E3 | Utility - Value of Sales | 0 | 0 | 0 | 0 | 0 | 0 | 0 | 0 | 0 | 0 | 0 | 0 | 0 | 0 | 0 | 0 | 0 | 0 | 0 | 0 | 0 | 0 | 0 | 0 | 0 | 0 | 0 | 0 | 0 | 0 | 0
F6_Commercial_Retail_New_Food Preparation_Natural Gas_Double Rack Oven_E4 | F6 | Commercial | Retail | New | Food Preparation | Natural Gas | Double Rack Oven | E4 | Utility - Value of Sales | 0 | 0 | 0 | 0 | 0 | 0 | 0 | 0 | 0 | 0 | 0 | 0 | 0 | 0 | 0 | 0 | 0 | 0 | 0 | 0 | 0 | 0 | 0 | 0 | 0 | 0 | 0 | 0 | 0 | 0 | 0
F6_Commercial_Retail_New_Food Preparation_Natural Gas_Double Rack Oven_E5 | F6 | Commercial | Retail | New | Food Preparation | Natural Gas | Double Rack Oven | E5 | Utility - Value of Sales | 0 | 0 | 0 | 0 | 0 | 0 | 0 | 0 | 0 | 0 | 0 | 0 | 0 | 0 | 0 | 0 | 0 | 0 | 0 | 0 | 0 | 0 | 0 | 0 | 0 | 0 | 0 | 0 | 0 | 0 | 0
F6_Commercial_Retail_New_Food Preparation_Natural Gas_Double Rack Oven_E6 | F6 | Commercial | Retail | New | Food Preparation | Natural Gas | Double Rack Oven | E6 | Utility - Value of Sales | 0 | 0 | 0 | 0 | 0 | 0 | 0 | 0 | 0 | 0 | 0 | 0 | 0 | 0 | 0 | 0 | 0 | 0 | 0 | 0 | 0 | 0 | 0 | 0 | 0 | 0 | 0 | 0 | 0 | 0 | 0
F6_Commercial_Retail_New_Food Preparation_Natural Gas_Double Rack Oven_E7 | F6 | Commercial | Retail | New | Food Preparation | Natural Gas | Double Rack Oven | E7 | Utility - Value of Sales | 0 | 0 | 0 | 0 | 0 | 0 | 0 | 0 | 0 | 0 | 0 | 0 | 0 | 0 | 0 | 0 | 0 | 0 | 0 | 0 | 0 | 0 | 0 | 0 | 0 | 0 | 0 | 0 | 0 | 0 | 0
F6_Commercial_Retail_New_Food Preparation_Natural Gas_Double Rack Oven_E8 | F6 | Commercial | Retail | New | Food Preparation | Natural Gas | Double Rack Oven | E8 | Utility - Value of Sales | 0 | 0 | 0 | 0 | 0 | 0 | 0 | 0 | 0 | 0 | 0 | 0 | 0 | 0 | 0 | 0 | 0 | 0 | 0 | 0 | 0 | 0 | 0 | 0 | 0 | 0 | 0 | 0 | 0 | 0 | 0
F6_Commercial_Retail_New_Food Preparation_Natural Gas_Double Rack Oven_E9 | F6 | Commercial | Retail | New | Food Preparation | Natural Gas | Double Rack Oven | E9 | Utility - Value of Sales | 0 | 0 | 0 | 0 | 0 | 0 | 0 | 0 | 0 | 0 | 0 | 0 | 0 | 0 | 0 | 0 | 0 | 0 | 0 | 0 | 0 | 0 | 0 | 0 | 0 | 0 | 0 | 0 | 0 | 0 | 0
F6_Commercial_Retail_New_Food Preparation_Natural Gas_Double Rack Oven_E10 | F6 | Commercial | Retail | New | Food Preparation | Natural Gas | Double Rack Oven | E10 | Utility - Value of Sales | 0 | 0 | 0 | 0 | 0 | 0 | 0 | 0 | 0 | 0 | 0 | 0 | 0 | 0 | 0 | 0 | 0 | 0 | 0 | 0 | 0 | 0 | 0 | 0 | 0 | 0 | 0 | 0 | 0 | 0 | 0
F1_Commercial_Retail_New_Food Preparation_Natural Gas_Fryer_E1 | F1 | Commercial | Retail | New | Food Preparation | Natural Gas | Fryer | E1 | Participant - Cost of Equipment | 0.02623 | 0.02623 | 0.02623 | 0 | 0 | 0 | 0 | 0 | 0 | 0 | 0 | 0 | 0 | 0 | 0 | 0 | 0 | 0 | 0 | 0 | 0 | 0 | 0 | 0 | 0 | 0 | 0 | 0 | 0 | 0 | 0
F1_Commercial_Retail_New_Food Preparation_Natural Gas_Fryer_E2 | F1 | Commercial | Retail | New | Food Preparation | Natural Gas | Fryer | E2 | Participant - Cost of Equipment | 0.031283 | 0.031283 | 0.031283 | 0.031283 | 0.031283 | 0.031283 | 0.031283 | 0.031283 | 0.031283 | 0.031283 | 0.031283 | 0.031283 | 0.031283 | 0.031283 | 0.031283 | 0.031283 | 0.031283 | 0.031283 | 0.031283 | 0.031283 | 0.031283 | 0.031283 | 0.031283 | 0.031283 | 0.031283 | 0.031283 | 0.031283 | 0.031283 | 0.031283 | 0.031283 | 0.031283
F1_Commercial_Retail_New_Food Preparation_Natural Gas_Fryer_E3 | F1 | Commercial | Retail | New | Food Preparation | Natural Gas | Fryer | E3 | Participant - Cost of Equipment | 0 | 0 | 0 | 0 | 0 | 0 | 0 | 0 | 0 | 0 | 0 | 0 | 0 | 0 | 0 | 0 | 0 | 0 | 0 | 0 | 0 | 0 | 0 | 0 | 0 | 0 | 0 | 0 | 0 | 0 | 0
F1_Commercial_Retail_New_Food Preparation_Natural Gas_Fryer_E4 | F1 | Commercial | Retail | New | Food Preparation | Natural Gas | Fryer | E4 | Participant - Cost of Equipment | 0 | 0 | 0 | 0 | 0 | 0 | 0 | 0 | 0 | 0 | 0 | 0 | 0 | 0 | 0 | 0 | 0 | 0 | 0 | 0 | 0 | 0 | 0 | 0 | 0 | 0 | 0 | 0 | 0 | 0 | 0
F1_Commercial_Retail_New_Food Preparation_Natural Gas_Fryer_E5 | F1 | Commercial | Retail | New | Food Preparation | Natural Gas | Fryer | E5 | Participant - Cost of Equipment | 0 | 0 | 0 | 0 | 0 | 0 | 0 | 0 | 0 | 0 | 0 | 0 | 0 | 0 | 0 | 0 | 0 | 0 | 0 | 0 | 0 | 0 | 0 | 0 | 0 | 0 | 0 | 0 | 0 | 0 | 0
F1_Commercial_Retail_New_Food Preparation_Natural Gas_Fryer_E6 | F1 | Commercial | Retail | New | Food Preparation | Natural Gas | Fryer | E6 | Participant - Cost of Equipment | 0 | 0 | 0 | 0 | 0 | 0 | 0 | 0 | 0 | 0 | 0 | 0 | 0 | 0 | 0 | 0 | 0 | 0 | 0 | 0 | 0 | 0 | 0 | 0 | 0 | 0 | 0 | 0 | 0 | 0 | 0
F1_Commercial_Retail_New_Food Preparation_Natural Gas_Fryer_E7 | F1 | Commercial | Retail | New | Food Preparation | Natural Gas | Fryer | E7 | Participant - Cost of Equipment | 0 | 0 | 0 | 0 | 0 | 0 | 0 | 0 | 0 | 0 | 0 | 0 | 0 | 0 | 0 | 0 | 0 | 0 | 0 | 0 | 0 | 0 | 0 | 0 | 0 | 0 | 0 | 0 | 0 | 0 | 0
F1_Commercial_Retail_New_Food Preparation_Natural Gas_Fryer_E8 | F1 | Commercial | Retail | New | Food Preparation | Natural Gas | Fryer | E8 | Participant - Cost of Equipment | 0 | 0 | 0 | 0 | 0 | 0 | 0 | 0 | 0 | 0 | 0 | 0 | 0 | 0 | 0 | 0 | 0 | 0 | 0 | 0 | 0 | 0 | 0 | 0 | 0 | 0 | 0 | 0 | 0 | 0 | 0
F1_Commercial_Retail_New_Food Preparation_Natural Gas_Fryer_E9 | F1 | Commercial | Retail | New | Food Preparation | Natural Gas | Fryer | E9 | Participant - Cost of Equipment | 0 | 0 | 0 | 0 | 0 | 0 | 0 | 0 | 0 | 0 | 0 | 0 | 0 | 0 | 0 | 0 | 0 | 0 | 0 | 0 | 0 | 0 | 0 | 0 | 0 | 0 | 0 | 0 | 0 | 0 | 0
F1_Commercial_Retail_New_Food Preparation_Natural Gas_Fryer_E10 | F1 | Commercial | Retail | New | Food Preparation | Natural Gas | Fryer | E10 | Participant - Cost of Equipment | 0 | 0 | 0 | 0 | 0 | 0 | 0 | 0 | 0 | 0 | 0 | 0 | 0 | 0 | 0 | 0 | 0 | 0 | 0 | 0 | 0 | 0 | 0 | 0 | 0 | 0 | 0 | 0 | 0 | 0 | 0
F2_Commercial_Retail_New_Food Preparation_Natural Gas_Fryer_E1 | F2 | Commercial | Retail | New | Food Preparation | Natural Gas | Fryer | E1 | Participant - Cost of Operation | 0.056298 | 0.057538 | 0.058534 | 0 | 0 | 0 | 0 | 0 | 0 | 0 | 0 | 0 | 0 | 0 | 0 | 0 | 0 | 0 | 0 | 0 | 0 | 0 | 0 | 0 | 0 | 0 | 0 | 0 | 0 | 0 | 0
F2_Commercial_Retail_New_Food Preparation_Natural Gas_Fryer_E2 | F2 | Commercial | Retail | New | Food Preparation | Natural Gas | Fryer | E2 | Participant - Cost of Operation | 0.037832 | 0.038665 | 0.039334 | 0.039974 | 0.040938 | 0.039091 | 0.036863 | 0.03577 | 0.035447 | 0.03488 | 0.03452 | 0.033982 | 0.02981 | 0.032106 | 0.035058 | 0.037906 | 0.041345 | 0.041589 | 0.040797 | 0.04142 | 0.041864 | 0.04245 | 0.043179 | 0.019539 | 0.019144 | 0.018776 | 0.018429 | 0.018101 | 0.017789 | 0.017489 | 0.017199
F2_Commercial_Retail_New_Food Preparation_Natural Gas_Fryer_E3 | F2 | Commercial | Retail | New | Food Preparation | Natural Gas | Fryer | E3 | Participant - Cost of Operation | 0 | 0 | 0 | 0 | 0 | 0 | 0 | 0 | 0 | 0 | 0 | 0 | 0 | 0 | 0 | 0 | 0 | 0 | 0 | 0 | 0 | 0 | 0 | 0 | 0 | 0 | 0 | 0 | 0 | 0 | 0
F2_Commercial_Retail_New_Food Preparation_Natural Gas_Fryer_E4 | F2 | Commercial | Retail | New | Food Preparation | Natural Gas | Fryer | E4 | Participant - Cost of Operation | 0 | 0 | 0 | 0 | 0 | 0 | 0 | 0 | 0 | 0 | 0 | 0 | 0 | 0 | 0 | 0 | 0 | 0 | 0 | 0 | 0 | 0 | 0 | 0 | 0 | 0 | 0 | 0 | 0 | 0 | 0
F2_Commercial_Retail_New_Food Preparation_Natural Gas_Fryer_E5 | F2 | Commercial | Retail | New | Food Preparation | Natural Gas | Fryer | E5 | Participant - Cost of Operation | 0 | 0 | 0 | 0 | 0 | 0 | 0 | 0 | 0 | 0 | 0 | 0 | 0 | 0 | 0 | 0 | 0 | 0 | 0 | 0 | 0 | 0 | 0 | 0 | 0 | 0 | 0 | 0 | 0 | 0 | 0
F2_Commercial_Retail_New_Food Preparation_Natural Gas_Fryer_E6 | F2 | Commercial | Retail | New | Food Preparation | Natural Gas | Fryer | E6 | Participant - Cost of Operation | 0 | 0 | 0 | 0 | 0 | 0 | 0 | 0 | 0 | 0 | 0 | 0 | 0 | 0 | 0 | 0 | 0 | 0 | 0 | 0 | 0 | 0 | 0 | 0 | 0 | 0 | 0 | 0 | 0 | 0 | 0
F2_Commercial_Retail_New_Food Preparation_Natural Gas_Fryer_E7 | F2 | Commercial | Retail | New | Food Preparation | Natural Gas | Fryer | E7 | Participant - Cost of Operation | 0 | 0 | 0 | 0 | 0 | 0 | 0 | 0 | 0 | 0 | 0 | 0 | 0 | 0 | 0 | 0 | 0 | 0 | 0 | 0 | 0 | 0 | 0 | 0 | 0 | 0 | 0 | 0 | 0 | 0 | 0
F2_Commercial_Retail_New_Food Preparation_Natural Gas_Fryer_E8 | F2 | Commercial | Retail | New | Food Preparation | Natural Gas | Fryer | E8 | Participant - Cost of Operation | 0 | 0 | 0 | 0 | 0 | 0 | 0 | 0 | 0 | 0 | 0 | 0 | 0 | 0 | 0 | 0 | 0 | 0 | 0 | 0 | 0 | 0 | 0 | 0 | 0 | 0 | 0 | 0 | 0 | 0 | 0
F2_Commercial_Retail_New_Food Preparation_Natural Gas_Fryer_E9 | F2 | Commercial | Retail | New | Food Preparation | Natural Gas | Fryer | E9 | Participant - Cost of Operation | 0 | 0 | 0 | 0 | 0 | 0 | 0 | 0 | 0 | 0 | 0 | 0 | 0 | 0 | 0 | 0 | 0 | 0 | 0 | 0 | 0 | 0 | 0 | 0 | 0 | 0 | 0 | 0 | 0 | 0 | 0
F2_Commercial_Retail_New_Food Preparation_Natural Gas_Fryer_E10 | F2 | Commercial | Retail | New | Food Preparation | Natural Gas | Fryer | E10 | Participant - Cost of Operation | 0 | 0 | 0 | 0 | 0 | 0 | 0 | 0 | 0 | 0 | 0 | 0 | 0 | 0 | 0 | 0 | 0 | 0 | 0 | 0 | 0 | 0 | 0 | 0 | 0 | 0 | 0 | 0 | 0 | 0 | 0
F3_Commercial_Retail_New_Food Preparation_Natural Gas_Fryer_E1 | F3 | Commercial | Retail | New | Food Preparation | Natural Gas | Fryer | E1 | System - kBTUs of Conusmption | 4.7403 | 4.7529 | 4.7449 | 0 | 0 | 0 | 0 | 0 | 0 | 0 | 0 | 0 | 0 | 0 | 0 | 0 | 0 | 0 | 0 | 0 | 0 | 0 | 0 | 0 | 0 | 0 | 0 | 0 | 0 | 0 | 0
F3_Commercial_Retail_New_Food Preparation_Natural Gas_Fryer_E2 | F3 | Commercial | Retail | New | Food Preparation | Natural Gas | Fryer | E2 | System - kBTUs of Conusmption | 3.1854 | 3.1939 | 3.1885 | 3.1848 | 3.1848 | 3.1848 | 3.1848 | 3.1848 | 3.1848 | 3.1848 | 3.1848 | 3.1848 | 3.1848 | 3.1848 | 3.1848 | 3.1848 | 3.1848 | 3.1848 | 3.1848 | 3.1848 | 3.1848 | 3.1848 | 3.1848 | 3.1848 | 3.1848 | 3.1848 | 3.1848 | 3.1848 | 3.1848 | 3.1848 | 3.1848
F3_Commercial_Retail_New_Food Preparation_Natural Gas_Fryer_E3 | F3 | Commercial | Retail | New | Food Preparation | Natural Gas | Fryer | E3 | System - kBTUs of Conusmption | 0 | 0 | 0 | 0 | 0 | 0 | 0 | 0 | 0 | 0 | 0 | 0 | 0 | 0 | 0 | 0 | 0 | 0 | 0 | 0 | 0 | 0 | 0 | 0 | 0 | 0 | 0 | 0 | 0 | 0 | 0
F3_Commercial_Retail_New_Food Preparation_Natural Gas_Fryer_E4 | F3 | Commercial | Retail | New | Food Preparation | Natural Gas | Fryer | E4 | System - kBTUs of Conusmption | 0 | 0 | 0 | 0 | 0 | 0 | 0 | 0 | 0 | 0 | 0 | 0 | 0 | 0 | 0 | 0 | 0 | 0 | 0 | 0 | 0 | 0 | 0 | 0 | 0 | 0 | 0 | 0 | 0 | 0 | 0
F3_Commercial_Retail_New_Food Preparation_Natural Gas_Fryer_E5 | F3 | Commercial | Retail | New | Food Preparation | Natural Gas | Fryer | E5 | System - kBTUs of Conusmption | 0 | 0 | 0 | 0 | 0 | 0 | 0 | 0 | 0 | 0 | 0 | 0 | 0 | 0 | 0 | 0 | 0 | 0 | 0 | 0 | 0 | 0 | 0 | 0 | 0 | 0 | 0 | 0 | 0 | 0 | 0
F3_Commercial_Retail_New_Food Preparation_Natural Gas_Fryer_E6 | F3 | Commercial | Retail | New | Food Preparation | Natural Gas | Fryer | E6 | System - kBTUs of Conusmption | 0 | 0 | 0 | 0 | 0 | 0 | 0 | 0 | 0 | 0 | 0 | 0 | 0 | 0 | 0 | 0 | 0 | 0 | 0 | 0 | 0 | 0 | 0 | 0 | 0 | 0 | 0 | 0 | 0 | 0 | 0
F3_Commercial_Retail_New_Food Preparation_Natural Gas_Fryer_E7 | F3 | Commercial | Retail | New | Food Preparation | Natural Gas | Fryer | E7 | System - kBTUs of Conusmption | 0 | 0 | 0 | 0 | 0 | 0 | 0 | 0 | 0 | 0 | 0 | 0 | 0 | 0 | 0 | 0 | 0 | 0 | 0 | 0 | 0 | 0 | 0 | 0 | 0 | 0 | 0 | 0 | 0 | 0 | 0
F3_Commercial_Retail_New_Food Preparation_Natural Gas_Fryer_E8 | F3 | Commercial | Retail | New | Food Preparation | Natural Gas | Fryer | E8 | System - kBTUs of Conusmption | 0 | 0 | 0 | 0 | 0 | 0 | 0 | 0 | 0 | 0 | 0 | 0 | 0 | 0 | 0 | 0 | 0 | 0 | 0 | 0 | 0 | 0 | 0 | 0 | 0 | 0 | 0 | 0 | 0 | 0 | 0
F3_Commercial_Retail_New_Food Preparation_Natural Gas_Fryer_E9 | F3 | Commercial | Retail | New | Food Preparation | Natural Gas | Fryer | E9 | System - kBTUs of Conusmption | 0 | 0 | 0 | 0 | 0 | 0 | 0 | 0 | 0 | 0 | 0 | 0 | 0 | 0 | 0 | 0 | 0 | 0 | 0 | 0 | 0 | 0 | 0 | 0 | 0 | 0 | 0 | 0 | 0 | 0 | 0
F3_Commercial_Retail_New_Food Preparation_Natural Gas_Fryer_E10 | F3 | Commercial | Retail | New | Food Preparation | Natural Gas | Fryer | E10 | System - kBTUs of Conusmption | 0 | 0 | 0 | 0 | 0 | 0 | 0 | 0 | 0 | 0 | 0 | 0 | 0 | 0 | 0 | 0 | 0 | 0 | 0 | 0 | 0 | 0 | 0 | 0 | 0 | 0 | 0 | 0 | 0 | 0 | 0
F4_Commercial_Retail_New_Food Preparation_Natural Gas_Fryer_E1 | F4 | Commercial | Retail | New | Food Preparation | Natural Gas | Fryer | E1 | Utility - Cost of Equipment | 0.02623 | 0.02623 | 0.02623 | 0 | 0 | 0 | 0 | 0 | 0 | 0 | 0 | 0 | 0 | 0 | 0 | 0 | 0 | 0 | 0 | 0 | 0 | 0 | 0 | 0 | 0 | 0 | 0 | 0 | 0 | 0 | 0
F4_Commercial_Retail_New_Food Preparation_Natural Gas_Fryer_E2 | F4 | Commercial | Retail | New | Food Preparation | Natural Gas | Fryer | E2 | Utility - Cost of Equipment | 0.031283 | 0.031283 | 0.031283 | 0.031283 | 0.031283 | 0.031283 | 0.031283 | 0.031283 | 0.031283 | 0.031283 | 0.031283 | 0.031283 | 0.031283 | 0.031283 | 0.031283 | 0.031283 | 0.031283 | 0.031283 | 0.031283 | 0.031283 | 0.031283 | 0.031283 | 0.031283 | 0.031283 | 0.031283 | 0.031283 | 0.031283 | 0.031283 | 0.031283 | 0.031283 | 0.031283
F4_Commercial_Retail_New_Food Preparation_Natural Gas_Fryer_E3 | F4 | Commercial | Retail | New | Food Preparation | Natural Gas | Fryer | E3 | Utility - Cost of Equipment | 0 | 0 | 0 | 0 | 0 | 0 | 0 | 0 | 0 | 0 | 0 | 0 | 0 | 0 | 0 | 0 | 0 | 0 | 0 | 0 | 0 | 0 | 0 | 0 | 0 | 0 | 0 | 0 | 0 | 0 | 0
F4_Commercial_Retail_New_Food Preparation_Natural Gas_Fryer_E4 | F4 | Commercial | Retail | New | Food Preparation | Natural Gas | Fryer | E4 | Utility - Cost of Equipment | 0 | 0 | 0 | 0 | 0 | 0 | 0 | 0 | 0 | 0 | 0 | 0 | 0 | 0 | 0 | 0 | 0 | 0 | 0 | 0 | 0 | 0 | 0 | 0 | 0 | 0 | 0 | 0 | 0 | 0 | 0
F4_Commercial_Retail_New_Food Preparation_Natural Gas_Fryer_E5 | F4 | Commercial | Retail | New | Food Preparation | Natural Gas | Fryer | E5 | Utility - Cost of Equipment | 0 | 0 | 0 | 0 | 0 | 0 | 0 | 0 | 0 | 0 | 0 | 0 | 0 | 0 | 0 | 0 | 0 | 0 | 0 | 0 | 0 | 0 | 0 | 0 | 0 | 0 | 0 | 0 | 0 | 0 | 0
F4_Commercial_Retail_New_Food Preparation_Natural Gas_Fryer_E6 | F4 | Commercial | Retail | New | Food Preparation | Natural Gas | Fryer | E6 | Utility - Cost of Equipment | 0 | 0 | 0 | 0 | 0 | 0 | 0 | 0 | 0 | 0 | 0 | 0 | 0 | 0 | 0 | 0 | 0 | 0 | 0 | 0 | 0 | 0 | 0 | 0 | 0 | 0 | 0 | 0 | 0 | 0 | 0
F4_Commercial_Retail_New_Food Preparation_Natural Gas_Fryer_E7 | F4 | Commercial | Retail | New | Food Preparation | Natural Gas | Fryer | E7 | Utility - Cost of Equipment | 0 | 0 | 0 | 0 | 0 | 0 | 0 | 0 | 0 | 0 | 0 | 0 | 0 | 0 | 0 | 0 | 0 | 0 | 0 | 0 | 0 | 0 | 0 | 0 | 0 | 0 | 0 | 0 | 0 | 0 | 0
F4_Commercial_Retail_New_Food Preparation_Natural Gas_Fryer_E8 | F4 | Commercial | Retail | New | Food Preparation | Natural Gas | Fryer | E8 | Utility - Cost of Equipment | 0 | 0 | 0 | 0 | 0 | 0 | 0 | 0 | 0 | 0 | 0 | 0 | 0 | 0 | 0 | 0 | 0 | 0 | 0 | 0 | 0 | 0 | 0 | 0 | 0 | 0 | 0 | 0 | 0 | 0 | 0
F4_Commercial_Retail_New_Food Preparation_Natural Gas_Fryer_E9 | F4 | Commercial | Retail | New | Food Preparation | Natural Gas | Fryer | E9 | Utility - Cost of Equipment | 0 | 0 | 0 | 0 | 0 | 0 | 0 | 0 | 0 | 0 | 0 | 0 | 0 | 0 | 0 | 0 | 0 | 0 | 0 | 0 | 0 | 0 | 0 | 0 | 0 | 0 | 0 | 0 | 0 | 0 | 0
F4_Commercial_Retail_New_Food Preparation_Natural Gas_Fryer_E10 | F4 | Commercial | Retail | New | Food Preparation | Natural Gas | Fryer | E10 | Utility - Cost of Equipment | 0 | 0 | 0 | 0 | 0 | 0 | 0 | 0 | 0 | 0 | 0 | 0 | 0 | 0 | 0 | 0 | 0 | 0 | 0 | 0 | 0 | 0 | 0 | 0 | 0 | 0 | 0 | 0 | 0 | 0 | 0
F5_Commercial_Retail_New_Food Preparation_Natural Gas_Fryer_E1 | F5 | Commercial | Retail | New | Food Preparation | Natural Gas | Fryer | E1 | Utility - Cost of Operation | 0.046991 | 0.048026 | 0.048857 | 0 | 0 | 0 | 0 | 0 | 0 | 0 | 0 | 0 | 0 | 0 | 0 | 0 | 0 | 0 | 0 | 0 | 0 | 0 | 0 | 0 | 0 | 0 | 0 | 0 | 0 | 0 | 0
F5_Commercial_Retail_New_Food Preparation_Natural Gas_Fryer_E2 | F5 | Commercial | Retail | New | Food Preparation | Natural Gas | Fryer | E2 | Utility - Cost of Operation | 0.031577 | 0.032273 | 0.032832 | 0.033365 | 0.03417 | 0.032629 | 0.030769 | 0.029856 | 0.029587 | 0.029114 | 0.028813 | 0.028364 | 0.024882 | 0.026798 | 0.029262 | 0.031639 | 0.03451 | 0.034713 | 0.034052 | 0.034572 | 0.034943 | 0.035432 | 0.03604 | 0.016309 | 0.015979 | 0.015672 | 0.015383 | 0.015109 | 0.014848 | 0.014598 | 0.014356
F5_Commercial_Retail_New_Food Preparation_Natural Gas_Fryer_E3 | F5 | Commercial | Retail | New | Food Preparation | Natural Gas | Fryer | E3 | Utility - Cost of Operation | 0 | 0 | 0 | 0 | 0 | 0 | 0 | 0 | 0 | 0 | 0 | 0 | 0 | 0 | 0 | 0 | 0 | 0 | 0 | 0 | 0 | 0 | 0 | 0 | 0 | 0 | 0 | 0 | 0 | 0 | 0
F5_Commercial_Retail_New_Food Preparation_Natural Gas_Fryer_E4 | F5 | Commercial | Retail | New | Food Preparation | Natural Gas | Fryer | E4 | Utility - Cost of Operation | 0 | 0 | 0 | 0 | 0 | 0 | 0 | 0 | 0 | 0 | 0 | 0 | 0 | 0 | 0 | 0 | 0 | 0 | 0 | 0 | 0 | 0 | 0 | 0 | 0 | 0 | 0 | 0 | 0 | 0 | 0
F5_Commercial_Retail_New_Food Preparation_Natural Gas_Fryer_E5 | F5 | Commercial | Retail | New | Food Preparation | Natural Gas | Fryer | E5 | Utility - Cost of Operation | 0 | 0 | 0 | 0 | 0 | 0 | 0 | 0 | 0 | 0 | 0 | 0 | 0 | 0 | 0 | 0 | 0 | 0 | 0 | 0 | 0 | 0 | 0 | 0 | 0 | 0 | 0 | 0 | 0 | 0 | 0
F5_Commercial_Retail_New_Food Preparation_Natural Gas_Fryer_E6 | F5 | Commercial | Retail | New | Food Preparation | Natural Gas | Fryer | E6 | Utility - Cost of Operation | 0 | 0 | 0 | 0 | 0 | 0 | 0 | 0 | 0 | 0 | 0 | 0 | 0 | 0 | 0 | 0 | 0 | 0 | 0 | 0 | 0 | 0 | 0 | 0 | 0 | 0 | 0 | 0 | 0 | 0 | 0
F5_Commercial_Retail_New_Food Preparation_Natural Gas_Fryer_E7 | F5 | Commercial | Retail | New | Food Preparation | Natural Gas | Fryer | E7 | Utility - Cost of Operation | 0 | 0 | 0 | 0 | 0 | 0 | 0 | 0 | 0 | 0 | 0 | 0 | 0 | 0 | 0 | 0 | 0 | 0 | 0 | 0 | 0 | 0 | 0 | 0 | 0 | 0 | 0 | 0 | 0 | 0 | 0
F5_Commercial_Retail_New_Food Preparation_Natural Gas_Fryer_E8 | F5 | Commercial | Retail | New | Food Preparation | Natural Gas | Fryer | E8 | Utility - Cost of Operation | 0 | 0 | 0 | 0 | 0 | 0 | 0 | 0 | 0 | 0 | 0 | 0 | 0 | 0 | 0 | 0 | 0 | 0 | 0 | 0 | 0 | 0 | 0 | 0 | 0 | 0 | 0 | 0 | 0 | 0 | 0
F5_Commercial_Retail_New_Food Preparation_Natural Gas_Fryer_E9 | F5 | Commercial | Retail | New | Food Preparation | Natural Gas | Fryer | E9 | Utility - Cost of Operation | 0 | 0 | 0 | 0 | 0 | 0 | 0 | 0 | 0 | 0 | 0 | 0 | 0 | 0 | 0 | 0 | 0 | 0 | 0 | 0 | 0 | 0 | 0 | 0 | 0 | 0 | 0 | 0 | 0 | 0 | 0
F5_Commercial_Retail_New_Food Preparation_Natural Gas_Fryer_E10 | F5 | Commercial | Retail | New | Food Preparation | Natural Gas | Fryer | E10 | Utility - Cost of Operation | 0 | 0 | 0 | 0 | 0 | 0 | 0 | 0 | 0 | 0 | 0 | 0 | 0 | 0 | 0 | 0 | 0 | 0 | 0 | 0 | 0 | 0 | 0 | 0 | 0 | 0 | 0 | 0 | 0 | 0 | 0
F6_Commercial_Retail_New_Food Preparation_Natural Gas_Fryer_E1 | F6 | Commercial | Retail | New | Food Preparation | Natural Gas | Fryer | E1 | Utility - Value of Sales | 0.056298 | 0.057538 | 0.058534 | 0 | 0 | 0 | 0 | 0 | 0 | 0 | 0 | 0 | 0 | 0 | 0 | 0 | 0 | 0 | 0 | 0 | 0 | 0 | 0 | 0 | 0 | 0 | 0 | 0 | 0 | 0 | 0
F6_Commercial_Retail_New_Food Preparation_Natural Gas_Fryer_E2 | F6 | Commercial | Retail | New | Food Preparation | Natural Gas | Fryer | E2 | Utility - Value of Sales | 0.037832 | 0.038665 | 0.039334 | 0.039974 | 0.040938 | 0.039091 | 0.036863 | 0.03577 | 0.035447 | 0.03488 | 0.03452 | 0.033982 | 0.02981 | 0.032106 | 0.035058 | 0.037906 | 0.041345 | 0.041589 | 0.040797 | 0.04142 | 0.041864 | 0.04245 | 0.043179 | 0.019539 | 0.019144 | 0.018776 | 0.018429 | 0.018101 | 0.017789 | 0.017489 | 0.017199
F6_Commercial_Retail_New_Food Preparation_Natural Gas_Fryer_E3 | F6 | Commercial | Retail | New | Food Preparation | Natural Gas | Fryer | E3 | Utility - Value of Sales | 0 | 0 | 0 | 0 | 0 | 0 | 0 | 0 | 0 | 0 | 0 | 0 | 0 | 0 | 0 | 0 | 0 | 0 | 0 | 0 | 0 | 0 | 0 | 0 | 0 | 0 | 0 | 0 | 0 | 0 | 0
F6_Commercial_Retail_New_Food Preparation_Natural Gas_Fryer_E4 | F6 | Commercial | Retail | New | Food Preparation | Natural Gas | Fryer | E4 | Utility - Value of Sales | 0 | 0 | 0 | 0 | 0 | 0 | 0 | 0 | 0 | 0 | 0 | 0 | 0 | 0 | 0 | 0 | 0 | 0 | 0 | 0 | 0 | 0 | 0 | 0 | 0 | 0 | 0 | 0 | 0 | 0 | 0
F6_Commercial_Retail_New_Food Preparation_Natural Gas_Fryer_E5 | F6 | Commercial | Retail | New | Food Preparation | Natural Gas | Fryer | E5 | Utility - Value of Sales | 0 | 0 | 0 | 0 | 0 | 0 | 0 | 0 | 0 | 0 | 0 | 0 | 0 | 0 | 0 | 0 | 0 | 0 | 0 | 0 | 0 | 0 | 0 | 0 | 0 | 0 | 0 | 0 | 0 | 0 | 0
F6_Commercial_Retail_New_Food Preparation_Natural Gas_Fryer_E6 | F6 | Commercial | Retail | New | Food Preparation | Natural Gas | Fryer | E6 | Utility - Value of Sales | 0 | 0 | 0 | 0 | 0 | 0 | 0 | 0 | 0 | 0 | 0 | 0 | 0 | 0 | 0 | 0 | 0 | 0 | 0 | 0 | 0 | 0 | 0 | 0 | 0 | 0 | 0 | 0 | 0 | 0 | 0
F6_Commercial_Retail_New_Food Preparation_Natural Gas_Fryer_E7 | F6 | Commercial | Retail | New | Food Preparation | Natural Gas | Fryer | E7 | Utility - Value of Sales | 0 | 0 | 0 | 0 | 0 | 0 | 0 | 0 | 0 | 0 | 0 | 0 | 0 | 0 | 0 | 0 | 0 | 0 | 0 | 0 | 0 | 0 | 0 | 0 | 0 | 0 | 0 | 0 | 0 | 0 | 0
F6_Commercial_Retail_New_Food Preparation_Natural Gas_Fryer_E8 | F6 | Commercial | Retail | New | Food Preparation | Natural Gas | Fryer | E8 | Utility - Value of Sales | 0 | 0 | 0 | 0 | 0 | 0 | 0 | 0 | 0 | 0 | 0 | 0 | 0 | 0 | 0 | 0 | 0 | 0 | 0 | 0 | 0 | 0 | 0 | 0 | 0 | 0 | 0 | 0 | 0 | 0 | 0
F6_Commercial_Retail_New_Food Preparation_Natural Gas_Fryer_E9 | F6 | Commercial | Retail | New | Food Preparation | Natural Gas | Fryer | E9 | Utility - Value of Sales | 0 | 0 | 0 | 0 | 0 | 0 | 0 | 0 | 0 | 0 | 0 | 0 | 0 | 0 | 0 | 0 | 0 | 0 | 0 | 0 | 0 | 0 | 0 | 0 | 0 | 0 | 0 | 0 | 0 | 0 | 0
F6_Commercial_Retail_New_Food Preparation_Natural Gas_Fryer_E10 | F6 | Commercial | Retail | New | Food Preparation | Natural Gas | Fryer | E10 | Utility - Value of Sales | 0 | 0 | 0 | 0 | 0 | 0 | 0 | 0 | 0 | 0 | 0 | 0 | 0 | 0 | 0 | 0 | 0 | 0 | 0 | 0 | 0 | 0 | 0 | 0 | 0 | 0 | 0 | 0 | 0 | 0 | 0
F1_Commercial_Retail_New_Food Preparation_Natural Gas_Broiler_E1 | F1 | Commercial | Retail | New | Food Preparation | Natural Gas | Broiler | E1 | Participant - Cost of Equipment | 0.023519 | 0.023519 | 0.023519 | 0.023519 | 0.023519 | 0.023519 | 0.023519 | 0.023519 | 0.023519 | 0.023519 | 0.023519 | 0.023519 | 0.023519 | 0.023519 | 0.023519 | 0.023519 | 0.023519 | 0.023519 | 0.023519 | 0.023519 | 0.023519 | 0.023519 | 0.023519 | 0.023519 | 0.023519 | 0.023519 | 0.023519 | 0.023519 | 0.023519 | 0.023519 | 0.023519
F1_Commercial_Retail_New_Food Preparation_Natural Gas_Broiler_E2 | F1 | Commercial | Retail | New | Food Preparation | Natural Gas | Broiler | E2 | Participant - Cost of Equipment | 0.032927 | 0.032927 | 0.032927 | 0.032927 | 0.032927 | 0.032927 | 0.032927 | 0.032927 | 0.032927 | 0.032927 | 0.032927 | 0.032927 | 0.032927 | 0.032927 | 0.032927 | 0.032927 | 0.032927 | 0.032927 | 0.032927 | 0.032927 | 0.032927 | 0.032927 | 0.032927 | 0.032927 | 0.032927 | 0.032927 | 0.032927 | 0.032927 | 0.032927 | 0.032927 | 0.032927
F1_Commercial_Retail_New_Food Preparation_Natural Gas_Broiler_E3 | F1 | Commercial | Retail | New | Food Preparation | Natural Gas | Broiler | E3 | Participant - Cost of Equipment | 0 | 0 | 0 | 0 | 0 | 0 | 0 | 0 | 0 | 0 | 0 | 0 | 0 | 0 | 0 | 0 | 0 | 0 | 0 | 0 | 0 | 0 | 0 | 0 | 0 | 0 | 0 | 0 | 0 | 0 | 0
F1_Commercial_Retail_New_Food Preparation_Natural Gas_Broiler_E4 | F1 | Commercial | Retail | New | Food Preparation | Natural Gas | Broiler | E4 | Participant - Cost of Equipment | 0 | 0 | 0 | 0 | 0 | 0 | 0 | 0 | 0 | 0 | 0 | 0 | 0 | 0 | 0 | 0 | 0 | 0 | 0 | 0 | 0 | 0 | 0 | 0 | 0 | 0 | 0 | 0 | 0 | 0 | 0
F1_Commercial_Retail_New_Food Preparation_Natural Gas_Broiler_E5 | F1 | Commercial | Retail | New | Food Preparation | Natural Gas | Broiler | E5 | Participant - Cost of Equipment | 0 | 0 | 0 | 0 | 0 | 0 | 0 | 0 | 0 | 0 | 0 | 0 | 0 | 0 | 0 | 0 | 0 | 0 | 0 | 0 | 0 | 0 | 0 | 0 | 0 | 0 | 0 | 0 | 0 | 0 | 0
F1_Commercial_Retail_New_Food Preparation_Natural Gas_Broiler_E6 | F1 | Commercial | Retail | New | Food Preparation | Natural Gas | Broiler | E6 | Participant - Cost of Equipment | 0 | 0 | 0 | 0 | 0 | 0 | 0 | 0 | 0 | 0 | 0 | 0 | 0 | 0 | 0 | 0 | 0 | 0 | 0 | 0 | 0 | 0 | 0 | 0 | 0 | 0 | 0 | 0 | 0 | 0 | 0
F1_Commercial_Retail_New_Food Preparation_Natural Gas_Broiler_E7 | F1 | Commercial | Retail | New | Food Preparation | Natural Gas | Broiler | E7 | Participant - Cost of Equipment | 0 | 0 | 0 | 0 | 0 | 0 | 0 | 0 | 0 | 0 | 0 | 0 | 0 | 0 | 0 | 0 | 0 | 0 | 0 | 0 | 0 | 0 | 0 | 0 | 0 | 0 | 0 | 0 | 0 | 0 | 0
F1_Commercial_Retail_New_Food Preparation_Natural Gas_Broiler_E8 | F1 | Commercial | Retail | New | Food Preparation | Natural Gas | Broiler | E8 | Participant - Cost of Equipment | 0 | 0 | 0 | 0 | 0 | 0 | 0 | 0 | 0 | 0 | 0 | 0 | 0 | 0 | 0 | 0 | 0 | 0 | 0 | 0 | 0 | 0 | 0 | 0 | 0 | 0 | 0 | 0 | 0 | 0 | 0
F1_Commercial_Retail_New_Food Preparation_Natural Gas_Broiler_E9 | F1 | Commercial | Retail | New | Food Preparation | Natural Gas | Broiler | E9 | Participant - Cost of Equipment | 0 | 0 | 0 | 0 | 0 | 0 | 0 | 0 | 0 | 0 | 0 | 0 | 0 | 0 | 0 | 0 | 0 | 0 | 0 | 0 | 0 | 0 | 0 | 0 | 0 | 0 | 0 | 0 | 0 | 0 | 0
F1_Commercial_Retail_New_Food Preparation_Natural Gas_Broiler_E10 | F1 | Commercial | Retail | New | Food Preparation | Natural Gas | Broiler | E10 | Participant - Cost of Equipment | 0 | 0 | 0 | 0 | 0 | 0 | 0 | 0 | 0 | 0 | 0 | 0 | 0 | 0 | 0 | 0 | 0 | 0 | 0 | 0 | 0 | 0 | 0 | 0 | 0 | 0 | 0 | 0 | 0 | 0 | 0
F2_Commercial_Retail_New_Food Preparation_Natural Gas_Broiler_E1 | F2 | Commercial | Retail | New | Food Preparation | Natural Gas | Broiler | E1 | Participant - Cost of Operation | 0.059086 | 0.059997 | 0.060659 | 0.060321 | 0.060383 | 0.056915 | 0.054047 | 0.052445 | 0.051781 | 0.0537 | 0.056221 | 0.058855 | 0.054052 | 0.057258 | 0.057453 | 0.057166 | 0.057219 | 0.057395 | 0.056298 | 0.05696 | 0.057406 | 0.058034 | 0.058842 | 0.029511 | 0.028935 | 0.028394 | 0.027882 | 0.027395 | 0.026929 | 0.02648 | 0.026045
F2_Commercial_Retail_New_Food Preparation_Natural Gas_Broiler_E2 | F2 | Commercial | Retail | New | Food Preparation | Natural Gas | Broiler | E2 | Participant - Cost of Operation | 0.037984 | 0.03857 | 0.038995 | 0.038778 | 0.038817 | 0.036588 | 0.034744 | 0.033715 | 0.033288 | 0.034521 | 0.036142 | 0.037835 | 0.034748 | 0.036809 | 0.036934 | 0.03675 | 0.036784 | 0.036897 | 0.036192 | 0.036617 | 0.036904 | 0.037308 | 0.037827 | 0.018971 | 0.018601 | 0.018253 | 0.017924 | 0.017611 | 0.017311 | 0.017023 | 0.016743
F2_Commercial_Retail_New_Food Preparation_Natural Gas_Broiler_E3 | F2 | Commercial | Retail | New | Food Preparation | Natural Gas | Broiler | E3 | Participant - Cost of Operation | 0 | 0 | 0 | 0 | 0 | 0 | 0 | 0 | 0 | 0 | 0 | 0 | 0 | 0 | 0 | 0 | 0 | 0 | 0 | 0 | 0 | 0 | 0 | 0 | 0 | 0 | 0 | 0 | 0 | 0 | 0
F2_Commercial_Retail_New_Food Preparation_Natural Gas_Broiler_E4 | F2 | Commercial | Retail | New | Food Preparation | Natural Gas | Broiler | E4 | Participant - Cost of Operation | 0 | 0 | 0 | 0 | 0 | 0 | 0 | 0 | 0 | 0 | 0 | 0 | 0 | 0 | 0 | 0 | 0 | 0 | 0 | 0 | 0 | 0 | 0 | 0 | 0 | 0 | 0 | 0 | 0 | 0 | 0
F2_Commercial_Retail_New_Food Preparation_Natural Gas_Broiler_E5 | F2 | Commercial | Retail | New | Food Preparation | Natural Gas | Broiler | E5 | Participant - Cost of Operation | 0 | 0 | 0 | 0 | 0 | 0 | 0 | 0 | 0 | 0 | 0 | 0 | 0 | 0 | 0 | 0 | 0 | 0 | 0 | 0 | 0 | 0 | 0 | 0 | 0 | 0 | 0 | 0 | 0 | 0 | 0
F2_Commercial_Retail_New_Food Preparation_Natural Gas_Broiler_E6 | F2 | Commercial | Retail | New | Food Preparation | Natural Gas | Broiler | E6 | Participant - Cost of Operation | 0 | 0 | 0 | 0 | 0 | 0 | 0 | 0 | 0 | 0 | 0 | 0 | 0 | 0 | 0 | 0 | 0 | 0 | 0 | 0 | 0 | 0 | 0 | 0 | 0 | 0 | 0 | 0 | 0 | 0 | 0
F2_Commercial_Retail_New_Food Preparation_Natural Gas_Broiler_E7 | F2 | Commercial | Retail | New | Food Preparation | Natural Gas | Broiler | E7 | Participant - Cost of Operation | 0 | 0 | 0 | 0 | 0 | 0 | 0 | 0 | 0 | 0 | 0 | 0 | 0 | 0 | 0 | 0 | 0 | 0 | 0 | 0 | 0 | 0 | 0 | 0 | 0 | 0 | 0 | 0 | 0 | 0 | 0
F2_Commercial_Retail_New_Food Preparation_Natural Gas_Broiler_E8 | F2 | Commercial | Retail | New | Food Preparation | Natural Gas | Broiler | E8 | Participant - Cost of Operation | 0 | 0 | 0 | 0 | 0 | 0 | 0 | 0 | 0 | 0 | 0 | 0 | 0 | 0 | 0 | 0 | 0 | 0 | 0 | 0 | 0 | 0 | 0 | 0 | 0 | 0 | 0 | 0 | 0 | 0 | 0
F2_Commercial_Retail_New_Food Preparation_Natural Gas_Broiler_E9 | F2 | Commercial | Retail | New | Food Preparation | Natural Gas | Broiler | E9 | Participant - Cost of Operation | 0 | 0 | 0 | 0 | 0 | 0 | 0 | 0 | 0 | 0 | 0 | 0 | 0 | 0 | 0 | 0 | 0 | 0 | 0 | 0 | 0 | 0 | 0 | 0 | 0 | 0 | 0 | 0 | 0 | 0 | 0
F2_Commercial_Retail_New_Food Preparation_Natural Gas_Broiler_E10 | F2 | Commercial | Retail | New | Food Preparation | Natural Gas | Broiler | E10 | Participant - Cost of Operation | 0 | 0 | 0 | 0 | 0 | 0 | 0 | 0 | 0 | 0 | 0 | 0 | 0 | 0 | 0 | 0 | 0 | 0 | 0 | 0 | 0 | 0 | 0 | 0 | 0 | 0 | 0 | 0 | 0 | 0 | 0
F3_Commercial_Retail_New_Food Preparation_Natural Gas_Broiler_E1 | F3 | Commercial | Retail | New | Food Preparation | Natural Gas | Broiler | E1 | System - kBTUs of Conusmption | 4.9096 | 4.9194 | 4.9131 | 4.9088 | 4.9088 | 4.9088 | 4.9088 | 4.9088 | 4.9088 | 4.9088 | 4.9088 | 4.9088 | 4.9088 | 4.9088 | 4.9088 | 4.9088 | 4.9088 | 4.9088 | 4.9088 | 4.9088 | 4.9088 | 4.9088 | 4.9088 | 4.9088 | 4.9088 | 4.9088 | 4.9088 | 4.9088 | 4.9088 | 4.9088 | 4.9088
F3_Commercial_Retail_New_Food Preparation_Natural Gas_Broiler_E2 | F3 | Commercial | Retail | New | Food Preparation | Natural Gas | Broiler | E2 | System - kBTUs of Conusmption | 3.1561 | 3.1624 | 3.1584 | 3.1557 | 3.1557 | 3.1557 | 3.1557 | 3.1557 | 3.1557 | 3.1557 | 3.1557 | 3.1557 | 3.1557 | 3.1557 | 3.1557 | 3.1557 | 3.1557 | 3.1557 | 3.1557 | 3.1557 | 3.1557 | 3.1557 | 3.1557 | 3.1557 | 3.1557 | 3.1557 | 3.1557 | 3.1557 | 3.1557 | 3.1557 | 3.1557
F3_Commercial_Retail_New_Food Preparation_Natural Gas_Broiler_E3 | F3 | Commercial | Retail | New | Food Preparation | Natural Gas | Broiler | E3 | System - kBTUs of Conusmption | 0 | 0 | 0 | 0 | 0 | 0 | 0 | 0 | 0 | 0 | 0 | 0 | 0 | 0 | 0 | 0 | 0 | 0 | 0 | 0 | 0 | 0 | 0 | 0 | 0 | 0 | 0 | 0 | 0 | 0 | 0
F3_Commercial_Retail_New_Food Preparation_Natural Gas_Broiler_E4 | F3 | Commercial | Retail | New | Food Preparation | Natural Gas | Broiler | E4 | System - kBTUs of Conusmption | 0 | 0 | 0 | 0 | 0 | 0 | 0 | 0 | 0 | 0 | 0 | 0 | 0 | 0 | 0 | 0 | 0 | 0 | 0 | 0 | 0 | 0 | 0 | 0 | 0 | 0 | 0 | 0 | 0 | 0 | 0
F3_Commercial_Retail_New_Food Preparation_Natural Gas_Broiler_E5 | F3 | Commercial | Retail | New | Food Preparation | Natural Gas | Broiler | E5 | System - kBTUs of Conusmption | 0 | 0 | 0 | 0 | 0 | 0 | 0 | 0 | 0 | 0 | 0 | 0 | 0 | 0 | 0 | 0 | 0 | 0 | 0 | 0 | 0 | 0 | 0 | 0 | 0 | 0 | 0 | 0 | 0 | 0 | 0
F3_Commercial_Retail_New_Food Preparation_Natural Gas_Broiler_E6 | F3 | Commercial | Retail | New | Food Preparation | Natural Gas | Broiler | E6 | System - kBTUs of Conusmption | 0 | 0 | 0 | 0 | 0 | 0 | 0 | 0 | 0 | 0 | 0 | 0 | 0 | 0 | 0 | 0 | 0 | 0 | 0 | 0 | 0 | 0 | 0 | 0 | 0 | 0 | 0 | 0 | 0 | 0 | 0
F3_Commercial_Retail_New_Food Preparation_Natural Gas_Broiler_E7 | F3 | Commercial | Retail | New | Food Preparation | Natural Gas | Broiler | E7 | System - kBTUs of Conusmption | 0 | 0 | 0 | 0 | 0 | 0 | 0 | 0 | 0 | 0 | 0 | 0 | 0 | 0 | 0 | 0 | 0 | 0 | 0 | 0 | 0 | 0 | 0 | 0 | 0 | 0 | 0 | 0 | 0 | 0 | 0
F3_Commercial_Retail_New_Food Preparation_Natural Gas_Broiler_E8 | F3 | Commercial | Retail | New | Food Preparation | Natural Gas | Broiler | E8 | System - kBTUs of Conusmption | 0 | 0 | 0 | 0 | 0 | 0 | 0 | 0 | 0 | 0 | 0 | 0 | 0 | 0 | 0 | 0 | 0 | 0 | 0 | 0 | 0 | 0 | 0 | 0 | 0 | 0 | 0 | 0 | 0 | 0 | 0
F3_Commercial_Retail_New_Food Preparation_Natural Gas_Broiler_E9 | F3 | Commercial | Retail | New | Food Preparation | Natural Gas | Broiler | E9 | System - kBTUs of Conusmption | 0 | 0 | 0 | 0 | 0 | 0 | 0 | 0 | 0 | 0 | 0 | 0 | 0 | 0 | 0 | 0 | 0 | 0 | 0 | 0 | 0 | 0 | 0 | 0 | 0 | 0 | 0 | 0 | 0 | 0 | 0
F3_Commercial_Retail_New_Food Preparation_Natural Gas_Broiler_E10 | F3 | Commercial | Retail | New | Food Preparation | Natural Gas | Broiler | E10 | System - kBTUs of Conusmption | 0 | 0 | 0 | 0 | 0 | 0 | 0 | 0 | 0 | 0 | 0 | 0 | 0 | 0 | 0 | 0 | 0 | 0 | 0 | 0 | 0 | 0 | 0 | 0 | 0 | 0 | 0 | 0 | 0 | 0 | 0
F4_Commercial_Retail_New_Food Preparation_Natural Gas_Broiler_E1 | F4 | Commercial | Retail | New | Food Preparation | Natural Gas | Broiler | E1 | Utility - Cost of Equipment | 0.023519 | 0.023519 | 0.023519 | 0.023519 | 0.023519 | 0.023519 | 0.023519 | 0.023519 | 0.023519 | 0.023519 | 0.023519 | 0.023519 | 0.023519 | 0.023519 | 0.023519 | 0.023519 | 0.023519 | 0.023519 | 0.023519 | 0.023519 | 0.023519 | 0.023519 | 0.023519 | 0.023519 | 0.023519 | 0.023519 | 0.023519 | 0.023519 | 0.023519 | 0.023519 | 0.023519
F4_Commercial_Retail_New_Food Preparation_Natural Gas_Broiler_E2 | F4 | Commercial | Retail | New | Food Preparation | Natural Gas | Broiler | E2 | Utility - Cost of Equipment | 0.032927 | 0.032927 | 0.032927 | 0.032927 | 0.032927 | 0.032927 | 0.032927 | 0.032927 | 0.032927 | 0.032927 | 0.032927 | 0.032927 | 0.032927 | 0.032927 | 0.032927 | 0.032927 | 0.032927 | 0.032927 | 0.032927 | 0.032927 | 0.032927 | 0.032927 | 0.032927 | 0.032927 | 0.032927 | 0.032927 | 0.032927 | 0.032927 | 0.032927 | 0.032927 | 0.032927
F4_Commercial_Retail_New_Food Preparation_Natural Gas_Broiler_E3 | F4 | Commercial | Retail | New | Food Preparation | Natural Gas | Broiler | E3 | Utility - Cost of Equipment | 0 | 0 | 0 | 0 | 0 | 0 | 0 | 0 | 0 | 0 | 0 | 0 | 0 | 0 | 0 | 0 | 0 | 0 | 0 | 0 | 0 | 0 | 0 | 0 | 0 | 0 | 0 | 0 | 0 | 0 | 0
F4_Commercial_Retail_New_Food Preparation_Natural Gas_Broiler_E4 | F4 | Commercial | Retail | New | Food Preparation | Natural Gas | Broiler | E4 | Utility - Cost of Equipment | 0 | 0 | 0 | 0 | 0 | 0 | 0 | 0 | 0 | 0 | 0 | 0 | 0 | 0 | 0 | 0 | 0 | 0 | 0 | 0 | 0 | 0 | 0 | 0 | 0 | 0 | 0 | 0 | 0 | 0 | 0
F4_Commercial_Retail_New_Food Preparation_Natural Gas_Broiler_E5 | F4 | Commercial | Retail | New | Food Preparation | Natural Gas | Broiler | E5 | Utility - Cost of Equipment | 0 | 0 | 0 | 0 | 0 | 0 | 0 | 0 | 0 | 0 | 0 | 0 | 0 | 0 | 0 | 0 | 0 | 0 | 0 | 0 | 0 | 0 | 0 | 0 | 0 | 0 | 0 | 0 | 0 | 0 | 0
F4_Commercial_Retail_New_Food Preparation_Natural Gas_Broiler_E6 | F4 | Commercial | Retail | New | Food Preparation | Natural Gas | Broiler | E6 | Utility - Cost of Equipment | 0 | 0 | 0 | 0 | 0 | 0 | 0 | 0 | 0 | 0 | 0 | 0 | 0 | 0 | 0 | 0 | 0 | 0 | 0 | 0 | 0 | 0 | 0 | 0 | 0 | 0 | 0 | 0 | 0 | 0 | 0
F4_Commercial_Retail_New_Food Preparation_Natural Gas_Broiler_E7 | F4 | Commercial | Retail | New | Food Preparation | Natural Gas | Broiler | E7 | Utility - Cost of Equipment | 0 | 0 | 0 | 0 | 0 | 0 | 0 | 0 | 0 | 0 | 0 | 0 | 0 | 0 | 0 | 0 | 0 | 0 | 0 | 0 | 0 | 0 | 0 | 0 | 0 | 0 | 0 | 0 | 0 | 0 | 0
F4_Commercial_Retail_New_Food Preparation_Natural Gas_Broiler_E8 | F4 | Commercial | Retail | New | Food Preparation | Natural Gas | Broiler | E8 | Utility - Cost of Equipment | 0 | 0 | 0 | 0 | 0 | 0 | 0 | 0 | 0 | 0 | 0 | 0 | 0 | 0 | 0 | 0 | 0 | 0 | 0 | 0 | 0 | 0 | 0 | 0 | 0 | 0 | 0 | 0 | 0 | 0 | 0
F4_Commercial_Retail_New_Food Preparation_Natural Gas_Broiler_E9 | F4 | Commercial | Retail | New | Food Preparation | Natural Gas | Broiler | E9 | Utility - Cost of Equipment | 0 | 0 | 0 | 0 | 0 | 0 | 0 | 0 | 0 | 0 | 0 | 0 | 0 | 0 | 0 | 0 | 0 | 0 | 0 | 0 | 0 | 0 | 0 | 0 | 0 | 0 | 0 | 0 | 0 | 0 | 0
F4_Commercial_Retail_New_Food Preparation_Natural Gas_Broiler_E10 | F4 | Commercial | Retail | New | Food Preparation | Natural Gas | Broiler | E10 | Utility - Cost of Equipment | 0 | 0 | 0 | 0 | 0 | 0 | 0 | 0 | 0 | 0 | 0 | 0 | 0 | 0 | 0 | 0 | 0 | 0 | 0 | 0 | 0 | 0 | 0 | 0 | 0 | 0 | 0 | 0 | 0 | 0 | 0
F5_Commercial_Retail_New_Food Preparation_Natural Gas_Broiler_E1 | F5 | Commercial | Retail | New | Food Preparation | Natural Gas | Broiler | E1 | Utility - Cost of Operation | 0.049318 | 0.050078 | 0.050631 | 0.050349 | 0.0504 | 0.047506 | 0.045112 | 0.043775 | 0.04322 | 0.044822 | 0.046926 | 0.049125 | 0.045116 | 0.047792 | 0.047955 | 0.047716 | 0.047759 | 0.047906 | 0.046991 | 0.047544 | 0.047916 | 0.04844 | 0.049114 | 0.024632 | 0.024151 | 0.023699 | 0.023272 | 0.022866 | 0.022477 | 0.022102 | 0.021739
F5_Commercial_Retail_New_Food Preparation_Natural Gas_Broiler_E2 | F5 | Commercial | Retail | New | Food Preparation | Natural Gas | Broiler | E2 | Utility - Cost of Operation | 0.031704 | 0.032193 | 0.032549 | 0.032367 | 0.0324 | 0.030539 | 0.029 | 0.028141 | 0.027785 | 0.028814 | 0.030167 | 0.03158 | 0.029003 | 0.030723 | 0.030828 | 0.030674 | 0.030702 | 0.030797 | 0.030209 | 0.030564 | 0.030803 | 0.03114 | 0.031573 | 0.015835 | 0.015526 | 0.015235 | 0.014961 | 0.0147 | 0.014449 | 0.014208 | 0.013975
F5_Commercial_Retail_New_Food Preparation_Natural Gas_Broiler_E3 | F5 | Commercial | Retail | New | Food Preparation | Natural Gas | Broiler | E3 | Utility - Cost of Operation | 0 | 0 | 0 | 0 | 0 | 0 | 0 | 0 | 0 | 0 | 0 | 0 | 0 | 0 | 0 | 0 | 0 | 0 | 0 | 0 | 0 | 0 | 0 | 0 | 0 | 0 | 0 | 0 | 0 | 0 | 0
F5_Commercial_Retail_New_Food Preparation_Natural Gas_Broiler_E4 | F5 | Commercial | Retail | New | Food Preparation | Natural Gas | Broiler | E4 | Utility - Cost of Operation | 0 | 0 | 0 | 0 | 0 | 0 | 0 | 0 | 0 | 0 | 0 | 0 | 0 | 0 | 0 | 0 | 0 | 0 | 0 | 0 | 0 | 0 | 0 | 0 | 0 | 0 | 0 | 0 | 0 | 0 | 0
F5_Commercial_Retail_New_Food Preparation_Natural Gas_Broiler_E5 | F5 | Commercial | Retail | New | Food Preparation | Natural Gas | Broiler | E5 | Utility - Cost of Operation | 0 | 0 | 0 | 0 | 0 | 0 | 0 | 0 | 0 | 0 | 0 | 0 | 0 | 0 | 0 | 0 | 0 | 0 | 0 | 0 | 0 | 0 | 0 | 0 | 0 | 0 | 0 | 0 | 0 | 0 | 0
F5_Commercial_Retail_New_Food Preparation_Natural Gas_Broiler_E6 | F5 | Commercial | Retail | New | Food Preparation | Natural Gas | Broiler | E6 | Utility - Cost of Operation | 0 | 0 | 0 | 0 | 0 | 0 | 0 | 0 | 0 | 0 | 0 | 0 | 0 | 0 | 0 | 0 | 0 | 0 | 0 | 0 | 0 | 0 | 0 | 0 | 0 | 0 | 0 | 0 | 0 | 0 | 0
F5_Commercial_Retail_New_Food Preparation_Natural Gas_Broiler_E7 | F5 | Commercial | Retail | New | Food Preparation | Natural Gas | Broiler | E7 | Utility - Cost of Operation | 0 | 0 | 0 | 0 | 0 | 0 | 0 | 0 | 0 | 0 | 0 | 0 | 0 | 0 | 0 | 0 | 0 | 0 | 0 | 0 | 0 | 0 | 0 | 0 | 0 | 0 | 0 | 0 | 0 | 0 | 0
F5_Commercial_Retail_New_Food Preparation_Natural Gas_Broiler_E8 | F5 | Commercial | Retail | New | Food Preparation | Natural Gas | Broiler | E8 | Utility - Cost of Operation | 0 | 0 | 0 | 0 | 0 | 0 | 0 | 0 | 0 | 0 | 0 | 0 | 0 | 0 | 0 | 0 | 0 | 0 | 0 | 0 | 0 | 0 | 0 | 0 | 0 | 0 | 0 | 0 | 0 | 0 | 0
F5_Commercial_Retail_New_Food Preparation_Natural Gas_Broiler_E9 | F5 | Commercial | Retail | New | Food Preparation | Natural Gas | Broiler | E9 | Utility - Cost of Operation | 0 | 0 | 0 | 0 | 0 | 0 | 0 | 0 | 0 | 0 | 0 | 0 | 0 | 0 | 0 | 0 | 0 | 0 | 0 | 0 | 0 | 0 | 0 | 0 | 0 | 0 | 0 | 0 | 0 | 0 | 0
F5_Commercial_Retail_New_Food Preparation_Natural Gas_Broiler_E10 | F5 | Commercial | Retail | New | Food Preparation | Natural Gas | Broiler | E10 | Utility - Cost of Operation | 0 | 0 | 0 | 0 | 0 | 0 | 0 | 0 | 0 | 0 | 0 | 0 | 0 | 0 | 0 | 0 | 0 | 0 | 0 | 0 | 0 | 0 | 0 | 0 | 0 | 0 | 0 | 0 | 0 | 0 | 0
F6_Commercial_Retail_New_Food Preparation_Natural Gas_Broiler_E1 | F6 | Commercial | Retail | New | Food Preparation | Natural Gas | Broiler | E1 | Utility - Value of Sales | 0.059086 | 0.059997 | 0.060659 | 0.060321 | 0.060383 | 0.056915 | 0.054047 | 0.052445 | 0.051781 | 0.0537 | 0.056221 | 0.058855 | 0.054052 | 0.057258 | 0.057453 | 0.057166 | 0.057219 | 0.057395 | 0.056298 | 0.05696 | 0.057406 | 0.058034 | 0.058842 | 0.029511 | 0.028935 | 0.028394 | 0.027882 | 0.027395 | 0.026929 | 0.02648 | 0.026045
F6_Commercial_Retail_New_Food Preparation_Natural Gas_Broiler_E2 | F6 | Commercial | Retail | New | Food Preparation | Natural Gas | Broiler | E2 | Utility - Value of Sales | 0.037984 | 0.03857 | 0.038995 | 0.038778 | 0.038817 | 0.036588 | 0.034744 | 0.033715 | 0.033288 | 0.034521 | 0.036142 | 0.037835 | 0.034748 | 0.036809 | 0.036934 | 0.03675 | 0.036784 | 0.036897 | 0.036192 | 0.036617 | 0.036904 | 0.037308 | 0.037827 | 0.018971 | 0.018601 | 0.018253 | 0.017924 | 0.017611 | 0.017311 | 0.017023 | 0.016743
F6_Commercial_Retail_New_Food Preparation_Natural Gas_Broiler_E3 | F6 | Commercial | Retail | New | Food Preparation | Natural Gas | Broiler | E3 | Utility - Value of Sales | 0 | 0 | 0 | 0 | 0 | 0 | 0 | 0 | 0 | 0 | 0 | 0 | 0 | 0 | 0 | 0 | 0 | 0 | 0 | 0 | 0 | 0 | 0 | 0 | 0 | 0 | 0 | 0 | 0 | 0 | 0
F6_Commercial_Retail_New_Food Preparation_Natural Gas_Broiler_E4 | F6 | Commercial | Retail | New | Food Preparation | Natural Gas | Broiler | E4 | Utility - Value of Sales | 0 | 0 | 0 | 0 | 0 | 0 | 0 | 0 | 0 | 0 | 0 | 0 | 0 | 0 | 0 | 0 | 0 | 0 | 0 | 0 | 0 | 0 | 0 | 0 | 0 | 0 | 0 | 0 | 0 | 0 | 0
F6_Commercial_Retail_New_Food Preparation_Natural Gas_Broiler_E5 | F6 | Commercial | Retail | New | Food Preparation | Natural Gas | Broiler | E5 | Utility - Value of Sales | 0 | 0 | 0 | 0 | 0 | 0 | 0 | 0 | 0 | 0 | 0 | 0 | 0 | 0 | 0 | 0 | 0 | 0 | 0 | 0 | 0 | 0 | 0 | 0 | 0 | 0 | 0 | 0 | 0 | 0 | 0
F6_Commercial_Retail_New_Food Preparation_Natural Gas_Broiler_E6 | F6 | Commercial | Retail | New | Food Preparation | Natural Gas | Broiler | E6 | Utility - Value of Sales | 0 | 0 | 0 | 0 | 0 | 0 | 0 | 0 | 0 | 0 | 0 | 0 | 0 | 0 | 0 | 0 | 0 | 0 | 0 | 0 | 0 | 0 | 0 | 0 | 0 | 0 | 0 | 0 | 0 | 0 | 0
F6_Commercial_Retail_New_Food Preparation_Natural Gas_Broiler_E7 | F6 | Commercial | Retail | New | Food Preparation | Natural Gas | Broiler | E7 | Utility - Value of Sales | 0 | 0 | 0 | 0 | 0 | 0 | 0 | 0 | 0 | 0 | 0 | 0 | 0 | 0 | 0 | 0 | 0 | 0 | 0 | 0 | 0 | 0 | 0 | 0 | 0 | 0 | 0 | 0 | 0 | 0 | 0
F6_Commercial_Retail_New_Food Preparation_Natural Gas_Broiler_E8 | F6 | Commercial | Retail | New | Food Preparation | Natural Gas | Broiler | E8 | Utility - Value of Sales | 0 | 0 | 0 | 0 | 0 | 0 | 0 | 0 | 0 | 0 | 0 | 0 | 0 | 0 | 0 | 0 | 0 | 0 | 0 | 0 | 0 | 0 | 0 | 0 | 0 | 0 | 0 | 0 | 0 | 0 | 0
F6_Commercial_Retail_New_Food Preparation_Natural Gas_Broiler_E9 | F6 | Commercial | Retail | New | Food Preparation | Natural Gas | Broiler | E9 | Utility - Value of Sales | 0 | 0 | 0 | 0 | 0 | 0 | 0 | 0 | 0 | 0 | 0 | 0 | 0 | 0 | 0 | 0 | 0 | 0 | 0 | 0 | 0 | 0 | 0 | 0 | 0 | 0 | 0 | 0 | 0 | 0 | 0
F6_Commercial_Retail_New_Food Preparation_Natural Gas_Broiler_E10 | F6 | Commercial | Retail | New | Food Preparation | Natural Gas | Broiler | E10 | Utility - Value of Sales | 0 | 0 | 0 | 0 | 0 | 0 | 0 | 0 | 0 | 0 | 0 | 0 | 0 | 0 | 0 | 0 | 0 | 0 | 0 | 0 | 0 | 0 | 0 | 0 | 0 | 0 | 0 | 0 | 0 | 0 | 0
F1_Commercial_Retail_New_Food Preparation_Natural Gas_Griddle_E1 | F1 | Commercial | Retail | New | Food Preparation | Natural Gas | Griddle | E1 | Participant - Cost of Equipment | 0.01712 | 0.01712 | 0.01712 | 0.01712 | 0.01712 | 0.01712 | 0.01712 | 0.01712 | 0.01712 | 0.01712 | 0.01712 | 0.01712 | 0.01712 | 0.01712 | 0.01712 | 0.01712 | 0.01712 | 0.01712 | 0.01712 | 0.01712 | 0.01712 | 0.01712 | 0.01712 | 0.01712 | 0.01712 | 0.01712 | 0.01712 | 0.01712 | 0.01712 | 0.01712 | 0.01712
F1_Commercial_Retail_New_Food Preparation_Natural Gas_Griddle_E2 | F1 | Commercial | Retail | New | Food Preparation | Natural Gas | Griddle | E2 | Participant - Cost of Equipment | 0.018317 | 0.018317 | 0.018317 | 0.018317 | 0.018317 | 0.018317 | 0.018317 | 0.018317 | 0.018317 | 0.018317 | 0.018317 | 0.018317 | 0.018317 | 0.018317 | 0.018317 | 0.018317 | 0.018317 | 0.018317 | 0.018317 | 0.018317 | 0.018317 | 0.018317 | 0.018317 | 0.018317 | 0.018317 | 0.018317 | 0.018317 | 0.018317 | 0.018317 | 0.018317 | 0.018317
F1_Commercial_Retail_New_Food Preparation_Natural Gas_Griddle_E3 | F1 | Commercial | Retail | New | Food Preparation | Natural Gas | Griddle | E3 | Participant - Cost of Equipment | 0 | 0 | 0 | 0 | 0 | 0 | 0 | 0 | 0 | 0 | 0 | 0 | 0 | 0 | 0 | 0 | 0 | 0 | 0 | 0 | 0 | 0 | 0 | 0 | 0 | 0 | 0 | 0 | 0 | 0 | 0
F1_Commercial_Retail_New_Food Preparation_Natural Gas_Griddle_E4 | F1 | Commercial | Retail | New | Food Preparation | Natural Gas | Griddle | E4 | Participant - Cost of Equipment | 0 | 0 | 0 | 0 | 0 | 0 | 0 | 0 | 0 | 0 | 0 | 0 | 0 | 0 | 0 | 0 | 0 | 0 | 0 | 0 | 0 | 0 | 0 | 0 | 0 | 0 | 0 | 0 | 0 | 0 | 0
F1_Commercial_Retail_New_Food Preparation_Natural Gas_Griddle_E5 | F1 | Commercial | Retail | New | Food Preparation | Natural Gas | Griddle | E5 | Participant - Cost of Equipment | 0 | 0 | 0 | 0 | 0 | 0 | 0 | 0 | 0 | 0 | 0 | 0 | 0 | 0 | 0 | 0 | 0 | 0 | 0 | 0 | 0 | 0 | 0 | 0 | 0 | 0 | 0 | 0 | 0 | 0 | 0
F1_Commercial_Retail_New_Food Preparation_Natural Gas_Griddle_E6 | F1 | Commercial | Retail | New | Food Preparation | Natural Gas | Griddle | E6 | Participant - Cost of Equipment | 0 | 0 | 0 | 0 | 0 | 0 | 0 | 0 | 0 | 0 | 0 | 0 | 0 | 0 | 0 | 0 | 0 | 0 | 0 | 0 | 0 | 0 | 0 | 0 | 0 | 0 | 0 | 0 | 0 | 0 | 0
F1_Commercial_Retail_New_Food Preparation_Natural Gas_Griddle_E7 | F1 | Commercial | Retail | New | Food Preparation | Natural Gas | Griddle | E7 | Participant - Cost of Equipment | 0 | 0 | 0 | 0 | 0 | 0 | 0 | 0 | 0 | 0 | 0 | 0 | 0 | 0 | 0 | 0 | 0 | 0 | 0 | 0 | 0 | 0 | 0 | 0 | 0 | 0 | 0 | 0 | 0 | 0 | 0
F1_Commercial_Retail_New_Food Preparation_Natural Gas_Griddle_E8 | F1 | Commercial | Retail | New | Food Preparation | Natural Gas | Griddle | E8 | Participant - Cost of Equipment | 0 | 0 | 0 | 0 | 0 | 0 | 0 | 0 | 0 | 0 | 0 | 0 | 0 | 0 | 0 | 0 | 0 | 0 | 0 | 0 | 0 | 0 | 0 | 0 | 0 | 0 | 0 | 0 | 0 | 0 | 0
F1_Commercial_Retail_New_Food Preparation_Natural Gas_Griddle_E9 | F1 | Commercial | Retail | New | Food Preparation | Natural Gas | Griddle | E9 | Participant - Cost of Equipment | 0 | 0 | 0 | 0 | 0 | 0 | 0 | 0 | 0 | 0 | 0 | 0 | 0 | 0 | 0 | 0 | 0 | 0 | 0 | 0 | 0 | 0 | 0 | 0 | 0 | 0 | 0 | 0 | 0 | 0 | 0
F1_Commercial_Retail_New_Food Preparation_Natural Gas_Griddle_E10 | F1 | Commercial | Retail | New | Food Preparation | Natural Gas | Griddle | E10 | Participant - Cost of Equipment | 0 | 0 | 0 | 0 | 0 | 0 | 0 | 0 | 0 | 0 | 0 | 0 | 0 | 0 | 0 | 0 | 0 | 0 | 0 | 0 | 0 | 0 | 0 | 0 | 0 | 0 | 0 | 0 | 0 | 0 | 0
F2_Commercial_Retail_New_Food Preparation_Natural Gas_Griddle_E1 | F2 | Commercial | Retail | New | Food Preparation | Natural Gas | Griddle | E1 | Participant - Cost of Operation | 0.039665 | 0.040277 | 0.040721 | 0.040494 | 0.040535 | 0.038207 | 0.036282 | 0.035207 | 0.034761 | 0.036049 | 0.037742 | 0.03951 | 0.036286 | 0.038438 | 0.038569 | 0.038376 | 0.038412 | 0.03853 | 0.037794 | 0.038238 | 0.038538 | 0.038959 | 0.039501 | 0.019811 | 0.019424 | 0.019061 | 0.018717 | 0.018391 | 0.018078 | 0.017776 | 0.017484
F2_Commercial_Retail_New_Food Preparation_Natural Gas_Griddle_E2 | F2 | Commercial | Retail | New | Food Preparation | Natural Gas | Griddle | E2 | Participant - Cost of Operation | 0.034257 | 0.034786 | 0.03517 | 0.034974 | 0.035009 | 0.032999 | 0.031336 | 0.030407 | 0.030022 | 0.031135 | 0.032596 | 0.034123 | 0.031339 | 0.033197 | 0.033311 | 0.033144 | 0.033175 | 0.033277 | 0.032641 | 0.033025 | 0.033284 | 0.033648 | 0.034116 | 0.01711 | 0.016776 | 0.016462 | 0.016166 | 0.015883 | 0.015613 | 0.015353 | 0.0151
F2_Commercial_Retail_New_Food Preparation_Natural Gas_Griddle_E3 | F2 | Commercial | Retail | New | Food Preparation | Natural Gas | Griddle | E3 | Participant - Cost of Operation | 0 | 0 | 0 | 0 | 0 | 0 | 0 | 0 | 0 | 0 | 0 | 0 | 0 | 0 | 0 | 0 | 0 | 0 | 0 | 0 | 0 | 0 | 0 | 0 | 0 | 0 | 0 | 0 | 0 | 0 | 0
F2_Commercial_Retail_New_Food Preparation_Natural Gas_Griddle_E4 | F2 | Commercial | Retail | New | Food Preparation | Natural Gas | Griddle | E4 | Participant - Cost of Operation | 0 | 0 | 0 | 0 | 0 | 0 | 0 | 0 | 0 | 0 | 0 | 0 | 0 | 0 | 0 | 0 | 0 | 0 | 0 | 0 | 0 | 0 | 0 | 0 | 0 | 0 | 0 | 0 | 0 | 0 | 0
F2_Commercial_Retail_New_Food Preparation_Natural Gas_Griddle_E5 | F2 | Commercial | Retail | New | Food Preparation | Natural Gas | Griddle | E5 | Participant - Cost of Operation | 0 | 0 | 0 | 0 | 0 | 0 | 0 | 0 | 0 | 0 | 0 | 0 | 0 | 0 | 0 | 0 | 0 | 0 | 0 | 0 | 0 | 0 | 0 | 0 | 0 | 0 | 0 | 0 | 0 | 0 | 0
F2_Commercial_Retail_New_Food Preparation_Natural Gas_Griddle_E6 | F2 | Commercial | Retail | New | Food Preparation | Natural Gas | Griddle | E6 | Participant - Cost of Operation | 0 | 0 | 0 | 0 | 0 | 0 | 0 | 0 | 0 | 0 | 0 | 0 | 0 | 0 | 0 | 0 | 0 | 0 | 0 | 0 | 0 | 0 | 0 | 0 | 0 | 0 | 0 | 0 | 0 | 0 | 0
F2_Commercial_Retail_New_Food Preparation_Natural Gas_Griddle_E7 | F2 | Commercial | Retail | New | Food Preparation | Natural Gas | Griddle | E7 | Participant - Cost of Operation | 0 | 0 | 0 | 0 | 0 | 0 | 0 | 0 | 0 | 0 | 0 | 0 | 0 | 0 | 0 | 0 | 0 | 0 | 0 | 0 | 0 | 0 | 0 | 0 | 0 | 0 | 0 | 0 | 0 | 0 | 0
F2_Commercial_Retail_New_Food Preparation_Natural Gas_Griddle_E8 | F2 | Commercial | Retail | New | Food Preparation | Natural Gas | Griddle | E8 | Participant - Cost of Operation | 0 | 0 | 0 | 0 | 0 | 0 | 0 | 0 | 0 | 0 | 0 | 0 | 0 | 0 | 0 | 0 | 0 | 0 | 0 | 0 | 0 | 0 | 0 | 0 | 0 | 0 | 0 | 0 | 0 | 0 | 0
F2_Commercial_Retail_New_Food Preparation_Natural Gas_Griddle_E9 | F2 | Commercial | Retail | New | Food Preparation | Natural Gas | Griddle | E9 | Participant - Cost of Operation | 0 | 0 | 0 | 0 | 0 | 0 | 0 | 0 | 0 | 0 | 0 | 0 | 0 | 0 | 0 | 0 | 0 | 0 | 0 | 0 | 0 | 0 | 0 | 0 | 0 | 0 | 0 | 0 | 0 | 0 | 0
F2_Commercial_Retail_New_Food Preparation_Natural Gas_Griddle_E10 | F2 | Commercial | Retail | New | Food Preparation | Natural Gas | Griddle | E10 | Participant - Cost of Operation | 0 | 0 | 0 | 0 | 0 | 0 | 0 | 0 | 0 | 0 | 0 | 0 | 0 | 0 | 0 | 0 | 0 | 0 | 0 | 0 | 0 | 0 | 0 | 0 | 0 | 0 | 0 | 0 | 0 | 0 | 0
F3_Commercial_Retail_New_Food Preparation_Natural Gas_Griddle_E1 | F3 | Commercial | Retail | New | Food Preparation | Natural Gas | Griddle | E1 | System - kBTUs of Conusmption | 3.2958 | 3.3024 | 3.2982 | 3.2954 | 3.2954 | 3.2954 | 3.2954 | 3.2954 | 3.2954 | 3.2954 | 3.2954 | 3.2954 | 3.2954 | 3.2954 | 3.2954 | 3.2954 | 3.2954 | 3.2954 | 3.2954 | 3.2954 | 3.2954 | 3.2954 | 3.2954 | 3.2954 | 3.2954 | 3.2954 | 3.2954 | 3.2954 | 3.2954 | 3.2954 | 3.2954
F3_Commercial_Retail_New_Food Preparation_Natural Gas_Griddle_E2 | F3 | Commercial | Retail | New | Food Preparation | Natural Gas | Griddle | E2 | System - kBTUs of Conusmption | 2.8465 | 2.8522 | 2.8486 | 2.8461 | 2.8461 | 2.8461 | 2.8461 | 2.8461 | 2.8461 | 2.8461 | 2.8461 | 2.8461 | 2.8461 | 2.8461 | 2.8461 | 2.8461 | 2.8461 | 2.8461 | 2.8461 | 2.8461 | 2.8461 | 2.8461 | 2.8461 | 2.8461 | 2.8461 | 2.8461 | 2.8461 | 2.8461 | 2.8461 | 2.8461 | 2.8461
F3_Commercial_Retail_New_Food Preparation_Natural Gas_Griddle_E3 | F3 | Commercial | Retail | New | Food Preparation | Natural Gas | Griddle | E3 | System - kBTUs of Conusmption | 0 | 0 | 0 | 0 | 0 | 0 | 0 | 0 | 0 | 0 | 0 | 0 | 0 | 0 | 0 | 0 | 0 | 0 | 0 | 0 | 0 | 0 | 0 | 0 | 0 | 0 | 0 | 0 | 0 | 0 | 0
F3_Commercial_Retail_New_Food Preparation_Natural Gas_Griddle_E4 | F3 | Commercial | Retail | New | Food Preparation | Natural Gas | Griddle | E4 | System - kBTUs of Conusmption | 0 | 0 | 0 | 0 | 0 | 0 | 0 | 0 | 0 | 0 | 0 | 0 | 0 | 0 | 0 | 0 | 0 | 0 | 0 | 0 | 0 | 0 | 0 | 0 | 0 | 0 | 0 | 0 | 0 | 0 | 0
F3_Commercial_Retail_New_Food Preparation_Natural Gas_Griddle_E5 | F3 | Commercial | Retail | New | Food Preparation | Natural Gas | Griddle | E5 | System - kBTUs of Conusmption | 0 | 0 | 0 | 0 | 0 | 0 | 0 | 0 | 0 | 0 | 0 | 0 | 0 | 0 | 0 | 0 | 0 | 0 | 0 | 0 | 0 | 0 | 0 | 0 | 0 | 0 | 0 | 0 | 0 | 0 | 0
F3_Commercial_Retail_New_Food Preparation_Natural Gas_Griddle_E6 | F3 | Commercial | Retail | New | Food Preparation | Natural Gas | Griddle | E6 | System - kBTUs of Conusmption | 0 | 0 | 0 | 0 | 0 | 0 | 0 | 0 | 0 | 0 | 0 | 0 | 0 | 0 | 0 | 0 | 0 | 0 | 0 | 0 | 0 | 0 | 0 | 0 | 0 | 0 | 0 | 0 | 0 | 0 | 0
F3_Commercial_Retail_New_Food Preparation_Natural Gas_Griddle_E7 | F3 | Commercial | Retail | New | Food Preparation | Natural Gas | Griddle | E7 | System - kBTUs of Conusmption | 0 | 0 | 0 | 0 | 0 | 0 | 0 | 0 | 0 | 0 | 0 | 0 | 0 | 0 | 0 | 0 | 0 | 0 | 0 | 0 | 0 | 0 | 0 | 0 | 0 | 0 | 0 | 0 | 0 | 0 | 0
F3_Commercial_Retail_New_Food Preparation_Natural Gas_Griddle_E8 | F3 | Commercial | Retail | New | Food Preparation | Natural Gas | Griddle | E8 | System - kBTUs of Conusmption | 0 | 0 | 0 | 0 | 0 | 0 | 0 | 0 | 0 | 0 | 0 | 0 | 0 | 0 | 0 | 0 | 0 | 0 | 0 | 0 | 0 | 0 | 0 | 0 | 0 | 0 | 0 | 0 | 0 | 0 | 0
F3_Commercial_Retail_New_Food Preparation_Natural Gas_Griddle_E9 | F3 | Commercial | Retail | New | Food Preparation | Natural Gas | Griddle | E9 | System - kBTUs of Conusmption | 0 | 0 | 0 | 0 | 0 | 0 | 0 | 0 | 0 | 0 | 0 | 0 | 0 | 0 | 0 | 0 | 0 | 0 | 0 | 0 | 0 | 0 | 0 | 0 | 0 | 0 | 0 | 0 | 0 | 0 | 0
F3_Commercial_Retail_New_Food Preparation_Natural Gas_Griddle_E10 | F3 | Commercial | Retail | New | Food Preparation | Natural Gas | Griddle | E10 | System - kBTUs of Conusmption | 0 | 0 | 0 | 0 | 0 | 0 | 0 | 0 | 0 | 0 | 0 | 0 | 0 | 0 | 0 | 0 | 0 | 0 | 0 | 0 | 0 | 0 | 0 | 0 | 0 | 0 | 0 | 0 | 0 | 0 | 0
F4_Commercial_Retail_New_Food Preparation_Natural Gas_Griddle_E1 | F4 | Commercial | Retail | New | Food Preparation | Natural Gas | Griddle | E1 | Utility - Cost of Equipment | 0.01712 | 0.01712 | 0.01712 | 0.01712 | 0.01712 | 0.01712 | 0.01712 | 0.01712 | 0.01712 | 0.01712 | 0.01712 | 0.01712 | 0.01712 | 0.01712 | 0.01712 | 0.01712 | 0.01712 | 0.01712 | 0.01712 | 0.01712 | 0.01712 | 0.01712 | 0.01712 | 0.01712 | 0.01712 | 0.01712 | 0.01712 | 0.01712 | 0.01712 | 0.01712 | 0.01712
F4_Commercial_Retail_New_Food Preparation_Natural Gas_Griddle_E2 | F4 | Commercial | Retail | New | Food Preparation | Natural Gas | Griddle | E2 | Utility - Cost of Equipment | 0.018317 | 0.018317 | 0.018317 | 0.018317 | 0.018317 | 0.018317 | 0.018317 | 0.018317 | 0.018317 | 0.018317 | 0.018317 | 0.018317 | 0.018317 | 0.018317 | 0.018317 | 0.018317 | 0.018317 | 0.018317 | 0.018317 | 0.018317 | 0.018317 | 0.018317 | 0.018317 | 0.018317 | 0.018317 | 0.018317 | 0.018317 | 0.018317 | 0.018317 | 0.018317 | 0.018317
F4_Commercial_Retail_New_Food Preparation_Natural Gas_Griddle_E3 | F4 | Commercial | Retail | New | Food Preparation | Natural Gas | Griddle | E3 | Utility - Cost of Equipment | 0 | 0 | 0 | 0 | 0 | 0 | 0 | 0 | 0 | 0 | 0 | 0 | 0 | 0 | 0 | 0 | 0 | 0 | 0 | 0 | 0 | 0 | 0 | 0 | 0 | 0 | 0 | 0 | 0 | 0 | 0
F4_Commercial_Retail_New_Food Preparation_Natural Gas_Griddle_E4 | F4 | Commercial | Retail | New | Food Preparation | Natural Gas | Griddle | E4 | Utility - Cost of Equipment | 0 | 0 | 0 | 0 | 0 | 0 | 0 | 0 | 0 | 0 | 0 | 0 | 0 | 0 | 0 | 0 | 0 | 0 | 0 | 0 | 0 | 0 | 0 | 0 | 0 | 0 | 0 | 0 | 0 | 0 | 0
F4_Commercial_Retail_New_Food Preparation_Natural Gas_Griddle_E5 | F4 | Commercial | Retail | New | Food Preparation | Natural Gas | Griddle | E5 | Utility - Cost of Equipment | 0 | 0 | 0 | 0 | 0 | 0 | 0 | 0 | 0 | 0 | 0 | 0 | 0 | 0 | 0 | 0 | 0 | 0 | 0 | 0 | 0 | 0 | 0 | 0 | 0 | 0 | 0 | 0 | 0 | 0 | 0
F4_Commercial_Retail_New_Food Preparation_Natural Gas_Griddle_E6 | F4 | Commercial | Retail | New | Food Preparation | Natural Gas | Griddle | E6 | Utility - Cost of Equipment | 0 | 0 | 0 | 0 | 0 | 0 | 0 | 0 | 0 | 0 | 0 | 0 | 0 | 0 | 0 | 0 | 0 | 0 | 0 | 0 | 0 | 0 | 0 | 0 | 0 | 0 | 0 | 0 | 0 | 0 | 0
F4_Commercial_Retail_New_Food Preparation_Natural Gas_Griddle_E7 | F4 | Commercial | Retail | New | Food Preparation | Natural Gas | Griddle | E7 | Utility - Cost of Equipment | 0 | 0 | 0 | 0 | 0 | 0 | 0 | 0 | 0 | 0 | 0 | 0 | 0 | 0 | 0 | 0 | 0 | 0 | 0 | 0 | 0 | 0 | 0 | 0 | 0 | 0 | 0 | 0 | 0 | 0 | 0
F4_Commercial_Retail_New_Food Preparation_Natural Gas_Griddle_E8 | F4 | Commercial | Retail | New | Food Preparation | Natural Gas | Griddle | E8 | Utility - Cost of Equipment | 0 | 0 | 0 | 0 | 0 | 0 | 0 | 0 | 0 | 0 | 0 | 0 | 0 | 0 | 0 | 0 | 0 | 0 | 0 | 0 | 0 | 0 | 0 | 0 | 0 | 0 | 0 | 0 | 0 | 0 | 0
F4_Commercial_Retail_New_Food Preparation_Natural Gas_Griddle_E9 | F4 | Commercial | Retail | New | Food Preparation | Natural Gas | Griddle | E9 | Utility - Cost of Equipment | 0 | 0 | 0 | 0 | 0 | 0 | 0 | 0 | 0 | 0 | 0 | 0 | 0 | 0 | 0 | 0 | 0 | 0 | 0 | 0 | 0 | 0 | 0 | 0 | 0 | 0 | 0 | 0 | 0 | 0 | 0
F4_Commercial_Retail_New_Food Preparation_Natural Gas_Griddle_E10 | F4 | Commercial | Retail | New | Food Preparation | Natural Gas | Griddle | E10 | Utility - Cost of Equipment | 0 | 0 | 0 | 0 | 0 | 0 | 0 | 0 | 0 | 0 | 0 | 0 | 0 | 0 | 0 | 0 | 0 | 0 | 0 | 0 | 0 | 0 | 0 | 0 | 0 | 0 | 0 | 0 | 0 | 0 | 0
F5_Commercial_Retail_New_Food Preparation_Natural Gas_Griddle_E1 | F5 | Commercial | Retail | New | Food Preparation | Natural Gas | Griddle | E1 | Utility - Cost of Operation | 0.033107 | 0.033618 | 0.033989 | 0.0338 | 0.033834 | 0.031891 | 0.030284 | 0.029387 | 0.029014 | 0.03009 | 0.031502 | 0.032978 | 0.030287 | 0.032083 | 0.032193 | 0.032032 | 0.032061 | 0.03216 | 0.031546 | 0.031916 | 0.032166 | 0.032518 | 0.032971 | 0.016536 | 0.016213 | 0.01591 | 0.015623 | 0.01535 | 0.015089 | 0.014837 | 0.014594
F5_Commercial_Retail_New_Food Preparation_Natural Gas_Griddle_E2 | F5 | Commercial | Retail | New | Food Preparation | Natural Gas | Griddle | E2 | Utility - Cost of Operation | 0.028594 | 0.029035 | 0.029355 | 0.029192 | 0.029221 | 0.027543 | 0.026155 | 0.02538 | 0.025059 | 0.025987 | 0.027207 | 0.028482 | 0.026158 | 0.027709 | 0.027804 | 0.027665 | 0.02769 | 0.027776 | 0.027245 | 0.027565 | 0.027781 | 0.028085 | 0.028476 | 0.014282 | 0.014003 | 0.013741 | 0.013493 | 0.013257 | 0.013032 | 0.012814 | 0.012604
F5_Commercial_Retail_New_Food Preparation_Natural Gas_Griddle_E3 | F5 | Commercial | Retail | New | Food Preparation | Natural Gas | Griddle | E3 | Utility - Cost of Operation | 0 | 0 | 0 | 0 | 0 | 0 | 0 | 0 | 0 | 0 | 0 | 0 | 0 | 0 | 0 | 0 | 0 | 0 | 0 | 0 | 0 | 0 | 0 | 0 | 0 | 0 | 0 | 0 | 0 | 0 | 0
F5_Commercial_Retail_New_Food Preparation_Natural Gas_Griddle_E4 | F5 | Commercial | Retail | New | Food Preparation | Natural Gas | Griddle | E4 | Utility - Cost of Operation | 0 | 0 | 0 | 0 | 0 | 0 | 0 | 0 | 0 | 0 | 0 | 0 | 0 | 0 | 0 | 0 | 0 | 0 | 0 | 0 | 0 | 0 | 0 | 0 | 0 | 0 | 0 | 0 | 0 | 0 | 0
F5_Commercial_Retail_New_Food Preparation_Natural Gas_Griddle_E5 | F5 | Commercial | Retail | New | Food Preparation | Natural Gas | Griddle | E5 | Utility - Cost of Operation | 0 | 0 | 0 | 0 | 0 | 0 | 0 | 0 | 0 | 0 | 0 | 0 | 0 | 0 | 0 | 0 | 0 | 0 | 0 | 0 | 0 | 0 | 0 | 0 | 0 | 0 | 0 | 0 | 0 | 0 | 0
F5_Commercial_Retail_New_Food Preparation_Natural Gas_Griddle_E6 | F5 | Commercial | Retail | New | Food Preparation | Natural Gas | Griddle | E6 | Utility - Cost of Operation | 0 | 0 | 0 | 0 | 0 | 0 | 0 | 0 | 0 | 0 | 0 | 0 | 0 | 0 | 0 | 0 | 0 | 0 | 0 | 0 | 0 | 0 | 0 | 0 | 0 | 0 | 0 | 0 | 0 | 0 | 0
F5_Commercial_Retail_New_Food Preparation_Natural Gas_Griddle_E7 | F5 | Commercial | Retail | New | Food Preparation | Natural Gas | Griddle | E7 | Utility - Cost of Operation | 0 | 0 | 0 | 0 | 0 | 0 | 0 | 0 | 0 | 0 | 0 | 0 | 0 | 0 | 0 | 0 | 0 | 0 | 0 | 0 | 0 | 0 | 0 | 0 | 0 | 0 | 0 | 0 | 0 | 0 | 0
F5_Commercial_Retail_New_Food Preparation_Natural Gas_Griddle_E8 | F5 | Commercial | Retail | New | Food Preparation | Natural Gas | Griddle | E8 | Utility - Cost of Operation | 0 | 0 | 0 | 0 | 0 | 0 | 0 | 0 | 0 | 0 | 0 | 0 | 0 | 0 | 0 | 0 | 0 | 0 | 0 | 0 | 0 | 0 | 0 | 0 | 0 | 0 | 0 | 0 | 0 | 0 | 0
F5_Commercial_Retail_New_Food Preparation_Natural Gas_Griddle_E9 | F5 | Commercial | Retail | New | Food Preparation | Natural Gas | Griddle | E9 | Utility - Cost of Operation | 0 | 0 | 0 | 0 | 0 | 0 | 0 | 0 | 0 | 0 | 0 | 0 | 0 | 0 | 0 | 0 | 0 | 0 | 0 | 0 | 0 | 0 | 0 | 0 | 0 | 0 | 0 | 0 | 0 | 0 | 0
F5_Commercial_Retail_New_Food Preparation_Natural Gas_Griddle_E10 | F5 | Commercial | Retail | New | Food Preparation | Natural Gas | Griddle | E10 | Utility - Cost of Operation | 0 | 0 | 0 | 0 | 0 | 0 | 0 | 0 | 0 | 0 | 0 | 0 | 0 | 0 | 0 | 0 | 0 | 0 | 0 | 0 | 0 | 0 | 0 | 0 | 0 | 0 | 0 | 0 | 0 | 0 | 0
F6_Commercial_Retail_New_Food Preparation_Natural Gas_Griddle_E1 | F6 | Commercial | Retail | New | Food Preparation | Natural Gas | Griddle | E1 | Utility - Value of Sales | 0.039665 | 0.040277 | 0.040721 | 0.040494 | 0.040535 | 0.038207 | 0.036282 | 0.035207 | 0.034761 | 0.036049 | 0.037742 | 0.03951 | 0.036286 | 0.038438 | 0.038569 | 0.038376 | 0.038412 | 0.03853 | 0.037794 | 0.038238 | 0.038538 | 0.038959 | 0.039501 | 0.019811 | 0.019424 | 0.019061 | 0.018717 | 0.018391 | 0.018078 | 0.017776 | 0.017484
F6_Commercial_Retail_New_Food Preparation_Natural Gas_Griddle_E2 | F6 | Commercial | Retail | New | Food Preparation | Natural Gas | Griddle | E2 | Utility - Value of Sales | 0.034257 | 0.034786 | 0.03517 | 0.034974 | 0.035009 | 0.032999 | 0.031336 | 0.030407 | 0.030022 | 0.031135 | 0.032596 | 0.034123 | 0.031339 | 0.033197 | 0.033311 | 0.033144 | 0.033175 | 0.033277 | 0.032641 | 0.033025 | 0.033284 | 0.033648 | 0.034116 | 0.01711 | 0.016776 | 0.016462 | 0.016166 | 0.015883 | 0.015613 | 0.015353 | 0.0151
F6_Commercial_Retail_New_Food Preparation_Natural Gas_Griddle_E3 | F6 | Commercial | Retail | New | Food Preparation | Natural Gas | Griddle | E3 | Utility - Value of Sales | 0 | 0 | 0 | 0 | 0 | 0 | 0 | 0 | 0 | 0 | 0 | 0 | 0 | 0 | 0 | 0 | 0 | 0 | 0 | 0 | 0 | 0 | 0 | 0 | 0 | 0 | 0 | 0 | 0 | 0 | 0
F6_Commercial_Retail_New_Food Preparation_Natural Gas_Griddle_E4 | F6 | Commercial | Retail | New | Food Preparation | Natural Gas | Griddle | E4 | Utility - Value of Sales | 0 | 0 | 0 | 0 | 0 | 0 | 0 | 0 | 0 | 0 | 0 | 0 | 0 | 0 | 0 | 0 | 0 | 0 | 0 | 0 | 0 | 0 | 0 | 0 | 0 | 0 | 0 | 0 | 0 | 0 | 0
F6_Commercial_Retail_New_Food Preparation_Natural Gas_Griddle_E5 | F6 | Commercial | Retail | New | Food Preparation | Natural Gas | Griddle | E5 | Utility - Value of Sales | 0 | 0 | 0 | 0 | 0 | 0 | 0 | 0 | 0 | 0 | 0 | 0 | 0 | 0 | 0 | 0 | 0 | 0 | 0 | 0 | 0 | 0 | 0 | 0 | 0 | 0 | 0 | 0 | 0 | 0 | 0
F6_Commercial_Retail_New_Food Preparation_Natural Gas_Griddle_E6 | F6 | Commercial | Retail | New | Food Preparation | Natural Gas | Griddle | E6 | Utility - Value of Sales | 0 | 0 | 0 | 0 | 0 | 0 | 0 | 0 | 0 | 0 | 0 | 0 | 0 | 0 | 0 | 0 | 0 | 0 | 0 | 0 | 0 | 0 | 0 | 0 | 0 | 0 | 0 | 0 | 0 | 0 | 0
F6_Commercial_Retail_New_Food Preparation_Natural Gas_Griddle_E7 | F6 | Commercial | Retail | New | Food Preparation | Natural Gas | Griddle | E7 | Utility - Value of Sales | 0 | 0 | 0 | 0 | 0 | 0 | 0 | 0 | 0 | 0 | 0 | 0 | 0 | 0 | 0 | 0 | 0 | 0 | 0 | 0 | 0 | 0 | 0 | 0 | 0 | 0 | 0 | 0 | 0 | 0 | 0
F6_Commercial_Retail_New_Food Preparation_Natural Gas_Griddle_E8 | F6 | Commercial | Retail | New | Food Preparation | Natural Gas | Griddle | E8 | Utility - Value of Sales | 0 | 0 | 0 | 0 | 0 | 0 | 0 | 0 | 0 | 0 | 0 | 0 | 0 | 0 | 0 | 0 | 0 | 0 | 0 | 0 | 0 | 0 | 0 | 0 | 0 | 0 | 0 | 0 | 0 | 0 | 0
F6_Commercial_Retail_New_Food Preparation_Natural Gas_Griddle_E9 | F6 | Commercial | Retail | New | Food Preparation | Natural Gas | Griddle | E9 | Utility - Value of Sales | 0 | 0 | 0 | 0 | 0 | 0 | 0 | 0 | 0 | 0 | 0 | 0 | 0 | 0 | 0 | 0 | 0 | 0 | 0 | 0 | 0 | 0 | 0 | 0 | 0 | 0 | 0 | 0 | 0 | 0 | 0
F6_Commercial_Retail_New_Food Preparation_Natural Gas_Griddle_E10 | F6 | Commercial | Retail | New | Food Preparation | Natural Gas | Griddle | E10 | Utility - Value of Sales | 0 | 0 | 0 | 0 | 0 | 0 | 0 | 0 | 0 | 0 | 0 | 0 | 0 | 0 | 0 | 0 | 0 | 0 | 0 | 0 | 0 | 0 | 0 | 0 | 0 | 0 | 0 | 0 | 0 | 0 | 0
F1_Commercial_Retail_New_Food Preparation_Natural Gas_Range_E1 | F1 | Commercial | Retail | New | Food Preparation | Natural Gas | Range | E1 | Participant - Cost of Equipment | 0.032222 | 0.032222 | 0.032222 | 0.032222 | 0.032222 | 0.032222 | 0.032222 | 0.032222 | 0.032222 | 0.032222 | 0.032222 | 0.032222 | 0.032222 | 0.032222 | 0.032222 | 0.032222 | 0.032222 | 0.032222 | 0.032222 | 0.032222 | 0.032222 | 0.032222 | 0.032222 | 0.032222 | 0.032222 | 0.032222 | 0.032222 | 0.032222 | 0.032222 | 0.032222 | 0.032222
F1_Commercial_Retail_New_Food Preparation_Natural Gas_Range_E2 | F1 | Commercial | Retail | New | Food Preparation | Natural Gas | Range | E2 | Participant - Cost of Equipment | 0.032227 | 0.032227 | 0.032227 | 0.032227 | 0.032227 | 0.032227 | 0.032227 | 0.032227 | 0.032227 | 0.032227 | 0.032227 | 0.032227 | 0.032227 | 0.032227 | 0.032227 | 0.032227 | 0.032227 | 0.032227 | 0.032227 | 0.032227 | 0.032227 | 0.032227 | 0.032227 | 0.032227 | 0.032227 | 0.032227 | 0.032227 | 0.032227 | 0.032227 | 0.032227 | 0.032227
F1_Commercial_Retail_New_Food Preparation_Natural Gas_Range_E3 | F1 | Commercial | Retail | New | Food Preparation | Natural Gas | Range | E3 | Participant - Cost of Equipment | 0 | 0 | 0 | 0 | 0 | 0 | 0 | 0 | 0 | 0 | 0 | 0 | 0 | 0 | 0 | 0 | 0 | 0 | 0 | 0 | 0 | 0 | 0 | 0 | 0 | 0 | 0 | 0 | 0 | 0 | 0
F1_Commercial_Retail_New_Food Preparation_Natural Gas_Range_E4 | F1 | Commercial | Retail | New | Food Preparation | Natural Gas | Range | E4 | Participant - Cost of Equipment | 0 | 0 | 0 | 0 | 0 | 0 | 0 | 0 | 0 | 0 | 0 | 0 | 0 | 0 | 0 | 0 | 0 | 0 | 0 | 0 | 0 | 0 | 0 | 0 | 0 | 0 | 0 | 0 | 0 | 0 | 0
F1_Commercial_Retail_New_Food Preparation_Natural Gas_Range_E5 | F1 | Commercial | Retail | New | Food Preparation | Natural Gas | Range | E5 | Participant - Cost of Equipment | 0 | 0 | 0 | 0 | 0 | 0 | 0 | 0 | 0 | 0 | 0 | 0 | 0 | 0 | 0 | 0 | 0 | 0 | 0 | 0 | 0 | 0 | 0 | 0 | 0 | 0 | 0 | 0 | 0 | 0 | 0
F1_Commercial_Retail_New_Food Preparation_Natural Gas_Range_E6 | F1 | Commercial | Retail | New | Food Preparation | Natural Gas | Range | E6 | Participant - Cost of Equipment | 0 | 0 | 0 | 0 | 0 | 0 | 0 | 0 | 0 | 0 | 0 | 0 | 0 | 0 | 0 | 0 | 0 | 0 | 0 | 0 | 0 | 0 | 0 | 0 | 0 | 0 | 0 | 0 | 0 | 0 | 0
F1_Commercial_Retail_New_Food Preparation_Natural Gas_Range_E7 | F1 | Commercial | Retail | New | Food Preparation | Natural Gas | Range | E7 | Participant - Cost of Equipment | 0 | 0 | 0 | 0 | 0 | 0 | 0 | 0 | 0 | 0 | 0 | 0 | 0 | 0 | 0 | 0 | 0 | 0 | 0 | 0 | 0 | 0 | 0 | 0 | 0 | 0 | 0 | 0 | 0 | 0 | 0
F1_Commercial_Retail_New_Food Preparation_Natural Gas_Range_E8 | F1 | Commercial | Retail | New | Food Preparation | Natural Gas | Range | E8 | Participant - Cost of Equipment | 0 | 0 | 0 | 0 | 0 | 0 | 0 | 0 | 0 | 0 | 0 | 0 | 0 | 0 | 0 | 0 | 0 | 0 | 0 | 0 | 0 | 0 | 0 | 0 | 0 | 0 | 0 | 0 | 0 | 0 | 0
F1_Commercial_Retail_New_Food Preparation_Natural Gas_Range_E9 | F1 | Commercial | Retail | New | Food Preparation | Natural Gas | Range | E9 | Participant - Cost of Equipment | 0 | 0 | 0 | 0 | 0 | 0 | 0 | 0 | 0 | 0 | 0 | 0 | 0 | 0 | 0 | 0 | 0 | 0 | 0 | 0 | 0 | 0 | 0 | 0 | 0 | 0 | 0 | 0 | 0 | 0 | 0
F1_Commercial_Retail_New_Food Preparation_Natural Gas_Range_E10 | F1 | Commercial | Retail | New | Food Preparation | Natural Gas | Range | E10 | Participant - Cost of Equipment | 0 | 0 | 0 | 0 | 0 | 0 | 0 | 0 | 0 | 0 | 0 | 0 | 0 | 0 | 0 | 0 | 0 | 0 | 0 | 0 | 0 | 0 | 0 | 0 | 0 | 0 | 0 | 0 | 0 | 0 | 0
F2_Commercial_Retail_New_Food Preparation_Natural Gas_Range_E1 | F2 | Commercial | Retail | New | Food Preparation | Natural Gas | Range | E1 | Participant - Cost of Operation | 0.046031 | 0.046943 | 0.047596 | 0.048303 | 0.049319 | 0.046207 | 0.043775 | 0.042496 | 0.042036 | 0.041331 | 0.040856 | 0.04302 | 0.038501 | 0.041153 | 0.044555 | 0.047863 | 0.047986 | 0.048215 | 0.047294 | 0.047951 | 0.048411 | 0.049032 | 0.049812 | 0.023464 | 0.022996 | 0.022558 | 0.022145 | 0.021754 | 0.021381 | 0.021022 | 0.020675
F2_Commercial_Retail_New_Food Preparation_Natural Gas_Range_E2 | F2 | Commercial | Retail | New | Food Preparation | Natural Gas | Range | E2 | Participant - Cost of Operation | 0.034523 | 0.035207 | 0.035697 | 0.036227 | 0.036989 | 0.034655 | 0.032831 | 0.031872 | 0.031527 | 0.030999 | 0.030642 | 0.032265 | 0.028876 | 0.030864 | 0.033416 | 0.035897 | 0.03599 | 0.036161 | 0.03547 | 0.035963 | 0.036308 | 0.036774 | 0.037359 | 0.017598 | 0.017247 | 0.016918 | 0.016609 | 0.016316 | 0.016036 | 0.015766 | 0.015506
F2_Commercial_Retail_New_Food Preparation_Natural Gas_Range_E3 | F2 | Commercial | Retail | New | Food Preparation | Natural Gas | Range | E3 | Participant - Cost of Operation | 0 | 0 | 0 | 0 | 0 | 0 | 0 | 0 | 0 | 0 | 0 | 0 | 0 | 0 | 0 | 0 | 0 | 0 | 0 | 0 | 0 | 0 | 0 | 0 | 0 | 0 | 0 | 0 | 0 | 0 | 0
F2_Commercial_Retail_New_Food Preparation_Natural Gas_Range_E4 | F2 | Commercial | Retail | New | Food Preparation | Natural Gas | Range | E4 | Participant - Cost of Operation | 0 | 0 | 0 | 0 | 0 | 0 | 0 | 0 | 0 | 0 | 0 | 0 | 0 | 0 | 0 | 0 | 0 | 0 | 0 | 0 | 0 | 0 | 0 | 0 | 0 | 0 | 0 | 0 | 0 | 0 | 0
F2_Commercial_Retail_New_Food Preparation_Natural Gas_Range_E5 | F2 | Commercial | Retail | New | Food Preparation | Natural Gas | Range | E5 | Participant - Cost of Operation | 0 | 0 | 0 | 0 | 0 | 0 | 0 | 0 | 0 | 0 | 0 | 0 | 0 | 0 | 0 | 0 | 0 | 0 | 0 | 0 | 0 | 0 | 0 | 0 | 0 | 0 | 0 | 0 | 0 | 0 | 0
F2_Commercial_Retail_New_Food Preparation_Natural Gas_Range_E6 | F2 | Commercial | Retail | New | Food Preparation | Natural Gas | Range | E6 | Participant - Cost of Operation | 0 | 0 | 0 | 0 | 0 | 0 | 0 | 0 | 0 | 0 | 0 | 0 | 0 | 0 | 0 | 0 | 0 | 0 | 0 | 0 | 0 | 0 | 0 | 0 | 0 | 0 | 0 | 0 | 0 | 0 | 0
F2_Commercial_Retail_New_Food Preparation_Natural Gas_Range_E7 | F2 | Commercial | Retail | New | Food Preparation | Natural Gas | Range | E7 | Participant - Cost of Operation | 0 | 0 | 0 | 0 | 0 | 0 | 0 | 0 | 0 | 0 | 0 | 0 | 0 | 0 | 0 | 0 | 0 | 0 | 0 | 0 | 0 | 0 | 0 | 0 | 0 | 0 | 0 | 0 | 0 | 0 | 0
F2_Commercial_Retail_New_Food Preparation_Natural Gas_Range_E8 | F2 | Commercial | Retail | New | Food Preparation | Natural Gas | Range | E8 | Participant - Cost of Operation | 0 | 0 | 0 | 0 | 0 | 0 | 0 | 0 | 0 | 0 | 0 | 0 | 0 | 0 | 0 | 0 | 0 | 0 | 0 | 0 | 0 | 0 | 0 | 0 | 0 | 0 | 0 | 0 | 0 | 0 | 0
F2_Commercial_Retail_New_Food Preparation_Natural Gas_Range_E9 | F2 | Commercial | Retail | New | Food Preparation | Natural Gas | Range | E9 | Participant - Cost of Operation | 0 | 0 | 0 | 0 | 0 | 0 | 0 | 0 | 0 | 0 | 0 | 0 | 0 | 0 | 0 | 0 | 0 | 0 | 0 | 0 | 0 | 0 | 0 | 0 | 0 | 0 | 0 | 0 | 0 | 0 | 0
F2_Commercial_Retail_New_Food Preparation_Natural Gas_Range_E10 | F2 | Commercial | Retail | New | Food Preparation | Natural Gas | Range | E10 | Participant - Cost of Operation | 0 | 0 | 0 | 0 | 0 | 0 | 0 | 0 | 0 | 0 | 0 | 0 | 0 | 0 | 0 | 0 | 0 | 0 | 0 | 0 | 0 | 0 | 0 | 0 | 0 | 0 | 0 | 0 | 0 | 0 | 0
F3_Commercial_Retail_New_Food Preparation_Natural Gas_Range_E1 | F3 | Commercial | Retail | New | Food Preparation | Natural Gas | Range | E1 | System - kBTUs of Conusmption | 3.8518 | 3.8611 | 3.8552 | 3.8512 | 3.8512 | 3.8512 | 3.8512 | 3.8512 | 3.8512 | 3.8512 | 3.8512 | 3.8512 | 3.8512 | 3.8512 | 3.8512 | 3.8512 | 3.8512 | 3.8512 | 3.8512 | 3.8512 | 3.8512 | 3.8512 | 3.8512 | 3.8512 | 3.8512 | 3.8512 | 3.8512 | 3.8512 | 3.8512 | 3.8512 | 3.8512
F3_Commercial_Retail_New_Food Preparation_Natural Gas_Range_E2 | F3 | Commercial | Retail | New | Food Preparation | Natural Gas | Range | E2 | System - kBTUs of Conusmption | 2.8889 | 2.8958 | 2.8914 | 2.8884 | 2.8884 | 2.8884 | 2.8884 | 2.8884 | 2.8884 | 2.8884 | 2.8884 | 2.8884 | 2.8884 | 2.8884 | 2.8884 | 2.8884 | 2.8884 | 2.8884 | 2.8884 | 2.8884 | 2.8884 | 2.8884 | 2.8884 | 2.8884 | 2.8884 | 2.8884 | 2.8884 | 2.8884 | 2.8884 | 2.8884 | 2.8884
F3_Commercial_Retail_New_Food Preparation_Natural Gas_Range_E3 | F3 | Commercial | Retail | New | Food Preparation | Natural Gas | Range | E3 | System - kBTUs of Conusmption | 0 | 0 | 0 | 0 | 0 | 0 | 0 | 0 | 0 | 0 | 0 | 0 | 0 | 0 | 0 | 0 | 0 | 0 | 0 | 0 | 0 | 0 | 0 | 0 | 0 | 0 | 0 | 0 | 0 | 0 | 0
F3_Commercial_Retail_New_Food Preparation_Natural Gas_Range_E4 | F3 | Commercial | Retail | New | Food Preparation | Natural Gas | Range | E4 | System - kBTUs of Conusmption | 0 | 0 | 0 | 0 | 0 | 0 | 0 | 0 | 0 | 0 | 0 | 0 | 0 | 0 | 0 | 0 | 0 | 0 | 0 | 0 | 0 | 0 | 0 | 0 | 0 | 0 | 0 | 0 | 0 | 0 | 0
F3_Commercial_Retail_New_Food Preparation_Natural Gas_Range_E5 | F3 | Commercial | Retail | New | Food Preparation | Natural Gas | Range | E5 | System - kBTUs of Conusmption | 0 | 0 | 0 | 0 | 0 | 0 | 0 | 0 | 0 | 0 | 0 | 0 | 0 | 0 | 0 | 0 | 0 | 0 | 0 | 0 | 0 | 0 | 0 | 0 | 0 | 0 | 0 | 0 | 0 | 0 | 0
F3_Commercial_Retail_New_Food Preparation_Natural Gas_Range_E6 | F3 | Commercial | Retail | New | Food Preparation | Natural Gas | Range | E6 | System - kBTUs of Conusmption | 0 | 0 | 0 | 0 | 0 | 0 | 0 | 0 | 0 | 0 | 0 | 0 | 0 | 0 | 0 | 0 | 0 | 0 | 0 | 0 | 0 | 0 | 0 | 0 | 0 | 0 | 0 | 0 | 0 | 0 | 0
F3_Commercial_Retail_New_Food Preparation_Natural Gas_Range_E7 | F3 | Commercial | Retail | New | Food Preparation | Natural Gas | Range | E7 | System - kBTUs of Conusmption | 0 | 0 | 0 | 0 | 0 | 0 | 0 | 0 | 0 | 0 | 0 | 0 | 0 | 0 | 0 | 0 | 0 | 0 | 0 | 0 | 0 | 0 | 0 | 0 | 0 | 0 | 0 | 0 | 0 | 0 | 0
F3_Commercial_Retail_New_Food Preparation_Natural Gas_Range_E8 | F3 | Commercial | Retail | New | Food Preparation | Natural Gas | Range | E8 | System - kBTUs of Conusmption | 0 | 0 | 0 | 0 | 0 | 0 | 0 | 0 | 0 | 0 | 0 | 0 | 0 | 0 | 0 | 0 | 0 | 0 | 0 | 0 | 0 | 0 | 0 | 0 | 0 | 0 | 0 | 0 | 0 | 0 | 0
F3_Commercial_Retail_New_Food Preparation_Natural Gas_Range_E9 | F3 | Commercial | Retail | New | Food Preparation | Natural Gas | Range | E9 | System - kBTUs of Conusmption | 0 | 0 | 0 | 0 | 0 | 0 | 0 | 0 | 0 | 0 | 0 | 0 | 0 | 0 | 0 | 0 | 0 | 0 | 0 | 0 | 0 | 0 | 0 | 0 | 0 | 0 | 0 | 0 | 0 | 0 | 0
F3_Commercial_Retail_New_Food Preparation_Natural Gas_Range_E10 | F3 | Commercial | Retail | New | Food Preparation | Natural Gas | Range | E10 | System - kBTUs of Conusmption | 0 | 0 | 0 | 0 | 0 | 0 | 0 | 0 | 0 | 0 | 0 | 0 | 0 | 0 | 0 | 0 | 0 | 0 | 0 | 0 | 0 | 0 | 0 | 0 | 0 | 0 | 0 | 0 | 0 | 0 | 0
F4_Commercial_Retail_New_Food Preparation_Natural Gas_Range_E1 | F4 | Commercial | Retail | New | Food Preparation | Natural Gas | Range | E1 | Utility - Cost of Equipment | 0.032222 | 0.032222 | 0.032222 | 0.032222 | 0.032222 | 0.032222 | 0.032222 | 0.032222 | 0.032222 | 0.032222 | 0.032222 | 0.032222 | 0.032222 | 0.032222 | 0.032222 | 0.032222 | 0.032222 | 0.032222 | 0.032222 | 0.032222 | 0.032222 | 0.032222 | 0.032222 | 0.032222 | 0.032222 | 0.032222 | 0.032222 | 0.032222 | 0.032222 | 0.032222 | 0.032222
F4_Commercial_Retail_New_Food Preparation_Natural Gas_Range_E2 | F4 | Commercial | Retail | New | Food Preparation | Natural Gas | Range | E2 | Utility - Cost of Equipment | 0.032227 | 0.032227 | 0.032227 | 0.032227 | 0.032227 | 0.032227 | 0.032227 | 0.032227 | 0.032227 | 0.032227 | 0.032227 | 0.032227 | 0.032227 | 0.032227 | 0.032227 | 0.032227 | 0.032227 | 0.032227 | 0.032227 | 0.032227 | 0.032227 | 0.032227 | 0.032227 | 0.032227 | 0.032227 | 0.032227 | 0.032227 | 0.032227 | 0.032227 | 0.032227 | 0.032227
F4_Commercial_Retail_New_Food Preparation_Natural Gas_Range_E3 | F4 | Commercial | Retail | New | Food Preparation | Natural Gas | Range | E3 | Utility - Cost of Equipment | 0 | 0 | 0 | 0 | 0 | 0 | 0 | 0 | 0 | 0 | 0 | 0 | 0 | 0 | 0 | 0 | 0 | 0 | 0 | 0 | 0 | 0 | 0 | 0 | 0 | 0 | 0 | 0 | 0 | 0 | 0
F4_Commercial_Retail_New_Food Preparation_Natural Gas_Range_E4 | F4 | Commercial | Retail | New | Food Preparation | Natural Gas | Range | E4 | Utility - Cost of Equipment | 0 | 0 | 0 | 0 | 0 | 0 | 0 | 0 | 0 | 0 | 0 | 0 | 0 | 0 | 0 | 0 | 0 | 0 | 0 | 0 | 0 | 0 | 0 | 0 | 0 | 0 | 0 | 0 | 0 | 0 | 0
F4_Commercial_Retail_New_Food Preparation_Natural Gas_Range_E5 | F4 | Commercial | Retail | New | Food Preparation | Natural Gas | Range | E5 | Utility - Cost of Equipment | 0 | 0 | 0 | 0 | 0 | 0 | 0 | 0 | 0 | 0 | 0 | 0 | 0 | 0 | 0 | 0 | 0 | 0 | 0 | 0 | 0 | 0 | 0 | 0 | 0 | 0 | 0 | 0 | 0 | 0 | 0
F4_Commercial_Retail_New_Food Preparation_Natural Gas_Range_E6 | F4 | Commercial | Retail | New | Food Preparation | Natural Gas | Range | E6 | Utility - Cost of Equipment | 0 | 0 | 0 | 0 | 0 | 0 | 0 | 0 | 0 | 0 | 0 | 0 | 0 | 0 | 0 | 0 | 0 | 0 | 0 | 0 | 0 | 0 | 0 | 0 | 0 | 0 | 0 | 0 | 0 | 0 | 0
F4_Commercial_Retail_New_Food Preparation_Natural Gas_Range_E7 | F4 | Commercial | Retail | New | Food Preparation | Natural Gas | Range | E7 | Utility - Cost of Equipment | 0 | 0 | 0 | 0 | 0 | 0 | 0 | 0 | 0 | 0 | 0 | 0 | 0 | 0 | 0 | 0 | 0 | 0 | 0 | 0 | 0 | 0 | 0 | 0 | 0 | 0 | 0 | 0 | 0 | 0 | 0
F4_Commercial_Retail_New_Food Preparation_Natural Gas_Range_E8 | F4 | Commercial | Retail | New | Food Preparation | Natural Gas | Range | E8 | Utility - Cost of Equipment | 0 | 0 | 0 | 0 | 0 | 0 | 0 | 0 | 0 | 0 | 0 | 0 | 0 | 0 | 0 | 0 | 0 | 0 | 0 | 0 | 0 | 0 | 0 | 0 | 0 | 0 | 0 | 0 | 0 | 0 | 0
F4_Commercial_Retail_New_Food Preparation_Natural Gas_Range_E9 | F4 | Commercial | Retail | New | Food Preparation | Natural Gas | Range | E9 | Utility - Cost of Equipment | 0 | 0 | 0 | 0 | 0 | 0 | 0 | 0 | 0 | 0 | 0 | 0 | 0 | 0 | 0 | 0 | 0 | 0 | 0 | 0 | 0 | 0 | 0 | 0 | 0 | 0 | 0 | 0 | 0 | 0 | 0
F4_Commercial_Retail_New_Food Preparation_Natural Gas_Range_E10 | F4 | Commercial | Retail | New | Food Preparation | Natural Gas | Range | E10 | Utility - Cost of Equipment | 0 | 0 | 0 | 0 | 0 | 0 | 0 | 0 | 0 | 0 | 0 | 0 | 0 | 0 | 0 | 0 | 0 | 0 | 0 | 0 | 0 | 0 | 0 | 0 | 0 | 0 | 0 | 0 | 0 | 0 | 0
F5_Commercial_Retail_New_Food Preparation_Natural Gas_Range_E1 | F5 | Commercial | Retail | New | Food Preparation | Natural Gas | Range | E1 | Utility - Cost of Operation | 0.038421 | 0.039182 | 0.039727 | 0.040317 | 0.041166 | 0.038568 | 0.036538 | 0.03547 | 0.035087 | 0.034498 | 0.034101 | 0.035908 | 0.032136 | 0.034349 | 0.037189 | 0.03995 | 0.040053 | 0.040244 | 0.039475 | 0.040024 | 0.040408 | 0.040926 | 0.041577 | 0.019585 | 0.019194 | 0.018829 | 0.018484 | 0.018158 | 0.017846 | 0.017546 | 0.017257
F5_Commercial_Retail_New_Food Preparation_Natural Gas_Range_E2 | F5 | Commercial | Retail | New | Food Preparation | Natural Gas | Range | E2 | Utility - Cost of Operation | 0.028816 | 0.029387 | 0.029795 | 0.030238 | 0.030874 | 0.028926 | 0.027403 | 0.026603 | 0.026315 | 0.025874 | 0.025576 | 0.026931 | 0.024102 | 0.025762 | 0.027892 | 0.029962 | 0.03004 | 0.030183 | 0.029606 | 0.030018 | 0.030306 | 0.030694 | 0.031183 | 0.014689 | 0.014396 | 0.014121 | 0.013863 | 0.013618 | 0.013385 | 0.01316 | 0.012942
F5_Commercial_Retail_New_Food Preparation_Natural Gas_Range_E3 | F5 | Commercial | Retail | New | Food Preparation | Natural Gas | Range | E3 | Utility - Cost of Operation | 0 | 0 | 0 | 0 | 0 | 0 | 0 | 0 | 0 | 0 | 0 | 0 | 0 | 0 | 0 | 0 | 0 | 0 | 0 | 0 | 0 | 0 | 0 | 0 | 0 | 0 | 0 | 0 | 0 | 0 | 0
F5_Commercial_Retail_New_Food Preparation_Natural Gas_Range_E4 | F5 | Commercial | Retail | New | Food Preparation | Natural Gas | Range | E4 | Utility - Cost of Operation | 0 | 0 | 0 | 0 | 0 | 0 | 0 | 0 | 0 | 0 | 0 | 0 | 0 | 0 | 0 | 0 | 0 | 0 | 0 | 0 | 0 | 0 | 0 | 0 | 0 | 0 | 0 | 0 | 0 | 0 | 0
F5_Commercial_Retail_New_Food Preparation_Natural Gas_Range_E5 | F5 | Commercial | Retail | New | Food Preparation | Natural Gas | Range | E5 | Utility - Cost of Operation | 0 | 0 | 0 | 0 | 0 | 0 | 0 | 0 | 0 | 0 | 0 | 0 | 0 | 0 | 0 | 0 | 0 | 0 | 0 | 0 | 0 | 0 | 0 | 0 | 0 | 0 | 0 | 0 | 0 | 0 | 0
F5_Commercial_Retail_New_Food Preparation_Natural Gas_Range_E6 | F5 | Commercial | Retail | New | Food Preparation | Natural Gas | Range | E6 | Utility - Cost of Operation | 0 | 0 | 0 | 0 | 0 | 0 | 0 | 0 | 0 | 0 | 0 | 0 | 0 | 0 | 0 | 0 | 0 | 0 | 0 | 0 | 0 | 0 | 0 | 0 | 0 | 0 | 0 | 0 | 0 | 0 | 0
F5_Commercial_Retail_New_Food Preparation_Natural Gas_Range_E7 | F5 | Commercial | Retail | New | Food Preparation | Natural Gas | Range | E7 | Utility - Cost of Operation | 0 | 0 | 0 | 0 | 0 | 0 | 0 | 0 | 0 | 0 | 0 | 0 | 0 | 0 | 0 | 0 | 0 | 0 | 0 | 0 | 0 | 0 | 0 | 0 | 0 | 0 | 0 | 0 | 0 | 0 | 0
F5_Commercial_Retail_New_Food Preparation_Natural Gas_Range_E8 | F5 | Commercial | Retail | New | Food Preparation | Natural Gas | Range | E8 | Utility - Cost of Operation | 0 | 0 | 0 | 0 | 0 | 0 | 0 | 0 | 0 | 0 | 0 | 0 | 0 | 0 | 0 | 0 | 0 | 0 | 0 | 0 | 0 | 0 | 0 | 0 | 0 | 0 | 0 | 0 | 0 | 0 | 0
F5_Commercial_Retail_New_Food Preparation_Natural Gas_Range_E9 | F5 | Commercial | Retail | New | Food Preparation | Natural Gas | Range | E9 | Utility - Cost of Operation | 0 | 0 | 0 | 0 | 0 | 0 | 0 | 0 | 0 | 0 | 0 | 0 | 0 | 0 | 0 | 0 | 0 | 0 | 0 | 0 | 0 | 0 | 0 | 0 | 0 | 0 | 0 | 0 | 0 | 0 | 0
F5_Commercial_Retail_New_Food Preparation_Natural Gas_Range_E10 | F5 | Commercial | Retail | New | Food Preparation | Natural Gas | Range | E10 | Utility - Cost of Operation | 0 | 0 | 0 | 0 | 0 | 0 | 0 | 0 | 0 | 0 | 0 | 0 | 0 | 0 | 0 | 0 | 0 | 0 | 0 | 0 | 0 | 0 | 0 | 0 | 0 | 0 | 0 | 0 | 0 | 0 | 0
F6_Commercial_Retail_New_Food Preparation_Natural Gas_Range_E1 | F6 | Commercial | Retail | New | Food Preparation | Natural Gas | Range | E1 | Utility - Value of Sales | 0.046031 | 0.046943 | 0.047596 | 0.048303 | 0.049319 | 0.046207 | 0.043775 | 0.042496 | 0.042036 | 0.041331 | 0.040856 | 0.04302 | 0.038501 | 0.041153 | 0.044555 | 0.047863 | 0.047986 | 0.048215 | 0.047294 | 0.047951 | 0.048411 | 0.049032 | 0.049812 | 0.023464 | 0.022996 | 0.022558 | 0.022145 | 0.021754 | 0.021381 | 0.021022 | 0.020675
F6_Commercial_Retail_New_Food Preparation_Natural Gas_Range_E2 | F6 | Commercial | Retail | New | Food Preparation | Natural Gas | Range | E2 | Utility - Value of Sales | 0.034523 | 0.035207 | 0.035697 | 0.036227 | 0.036989 | 0.034655 | 0.032831 | 0.031872 | 0.031527 | 0.030999 | 0.030642 | 0.032265 | 0.028876 | 0.030864 | 0.033416 | 0.035897 | 0.03599 | 0.036161 | 0.03547 | 0.035963 | 0.036308 | 0.036774 | 0.037359 | 0.017598 | 0.017247 | 0.016918 | 0.016609 | 0.016316 | 0.016036 | 0.015766 | 0.015506
F6_Commercial_Retail_New_Food Preparation_Natural Gas_Range_E3 | F6 | Commercial | Retail | New | Food Preparation | Natural Gas | Range | E3 | Utility - Value of Sales | 0 | 0 | 0 | 0 | 0 | 0 | 0 | 0 | 0 | 0 | 0 | 0 | 0 | 0 | 0 | 0 | 0 | 0 | 0 | 0 | 0 | 0 | 0 | 0 | 0 | 0 | 0 | 0 | 0 | 0 | 0
F6_Commercial_Retail_New_Food Preparation_Natural Gas_Range_E4 | F6 | Commercial | Retail | New | Food Preparation | Natural Gas | Range | E4 | Utility - Value of Sales | 0 | 0 | 0 | 0 | 0 | 0 | 0 | 0 | 0 | 0 | 0 | 0 | 0 | 0 | 0 | 0 | 0 | 0 | 0 | 0 | 0 | 0 | 0 | 0 | 0 | 0 | 0 | 0 | 0 | 0 | 0
F6_Commercial_Retail_New_Food Preparation_Natural Gas_Range_E5 | F6 | Commercial | Retail | New | Food Preparation | Natural Gas | Range | E5 | Utility - Value of Sales | 0 | 0 | 0 | 0 | 0 | 0 | 0 | 0 | 0 | 0 | 0 | 0 | 0 | 0 | 0 | 0 | 0 | 0 | 0 | 0 | 0 | 0 | 0 | 0 | 0 | 0 | 0 | 0 | 0 | 0 | 0
F6_Commercial_Retail_New_Food Preparation_Natural Gas_Range_E6 | F6 | Commercial | Retail | New | Food Preparation | Natural Gas | Range | E6 | Utility - Value of Sales | 0 | 0 | 0 | 0 | 0 | 0 | 0 | 0 | 0 | 0 | 0 | 0 | 0 | 0 | 0 | 0 | 0 | 0 | 0 | 0 | 0 | 0 | 0 | 0 | 0 | 0 | 0 | 0 | 0 | 0 | 0
F6_Commercial_Retail_New_Food Preparation_Natural Gas_Range_E7 | F6 | Commercial | Retail | New | Food Preparation | Natural Gas | Range | E7 | Utility - Value of Sales | 0 | 0 | 0 | 0 | 0 | 0 | 0 | 0 | 0 | 0 | 0 | 0 | 0 | 0 | 0 | 0 | 0 | 0 | 0 | 0 | 0 | 0 | 0 | 0 | 0 | 0 | 0 | 0 | 0 | 0 | 0
F6_Commercial_Retail_New_Food Preparation_Natural Gas_Range_E8 | F6 | Commercial | Retail | New | Food Preparation | Natural Gas | Range | E8 | Utility - Value of Sales | 0 | 0 | 0 | 0 | 0 | 0 | 0 | 0 | 0 | 0 | 0 | 0 | 0 | 0 | 0 | 0 | 0 | 0 | 0 | 0 | 0 | 0 | 0 | 0 | 0 | 0 | 0 | 0 | 0 | 0 | 0
F6_Commercial_Retail_New_Food Preparation_Natural Gas_Range_E9 | F6 | Commercial | Retail | New | Food Preparation | Natural Gas | Range | E9 | Utility - Value of Sales | 0 | 0 | 0 | 0 | 0 | 0 | 0 | 0 | 0 | 0 | 0 | 0 | 0 | 0 | 0 | 0 | 0 | 0 | 0 | 0 | 0 | 0 | 0 | 0 | 0 | 0 | 0 | 0 | 0 | 0 | 0
F6_Commercial_Retail_New_Food Preparation_Natural Gas_Range_E10 | F6 | Commercial | Retail | New | Food Preparation | Natural Gas | Range | E10 | Utility - Value of Sales | 0 | 0 | 0 | 0 | 0 | 0 | 0 | 0 | 0 | 0 | 0 | 0 | 0 | 0 | 0 | 0 | 0 | 0 | 0 | 0 | 0 | 0 | 0 | 0 | 0 | 0 | 0 | 0 | 0 | 0 | 0
F1_Commercial_Retail_New_Food Preparation_Natural Gas_Steamer_E1 | F1 | Commercial | Retail | New | Food Preparation | Natural Gas | Steamer | E1 | Participant - Cost of Equipment | 0.098603 | 0.098603 | 0.098603 | 0 | 0 | 0 | 0 | 0 | 0 | 0 | 0 | 0 | 0 | 0 | 0 | 0 | 0 | 0 | 0 | 0 | 0 | 0 | 0 | 0 | 0 | 0 | 0 | 0 | 0 | 0 | 0
F1_Commercial_Retail_New_Food Preparation_Natural Gas_Steamer_E2 | F1 | Commercial | Retail | New | Food Preparation | Natural Gas | Steamer | E2 | Participant - Cost of Equipment | 0.10593 | 0.10593 | 0.10593 | 0.10593 | 0.10593 | 0.10593 | 0.10593 | 0.10593 | 0.10593 | 0.10593 | 0.10593 | 0.10593 | 0.10593 | 0.10593 | 0.10593 | 0.10593 | 0.10593 | 0.10593 | 0.10593 | 0.10593 | 0.10593 | 0.10593 | 0.10593 | 0.10593 | 0.10593 | 0.10593 | 0.10593 | 0.10593 | 0.10593 | 0.10593 | 0.10593
F1_Commercial_Retail_New_Food Preparation_Natural Gas_Steamer_E3 | F1 | Commercial | Retail | New | Food Preparation | Natural Gas | Steamer | E3 | Participant - Cost of Equipment | 0 | 0 | 0 | 0 | 0 | 0 | 0 | 0 | 0 | 0 | 0 | 0 | 0 | 0 | 0 | 0 | 0 | 0 | 0 | 0 | 0 | 0 | 0 | 0 | 0 | 0 | 0 | 0 | 0 | 0 | 0
F1_Commercial_Retail_New_Food Preparation_Natural Gas_Steamer_E4 | F1 | Commercial | Retail | New | Food Preparation | Natural Gas | Steamer | E4 | Participant - Cost of Equipment | 0 | 0 | 0 | 0 | 0 | 0 | 0 | 0 | 0 | 0 | 0 | 0 | 0 | 0 | 0 | 0 | 0 | 0 | 0 | 0 | 0 | 0 | 0 | 0 | 0 | 0 | 0 | 0 | 0 | 0 | 0
F1_Commercial_Retail_New_Food Preparation_Natural Gas_Steamer_E5 | F1 | Commercial | Retail | New | Food Preparation | Natural Gas | Steamer | E5 | Participant - Cost of Equipment | 0 | 0 | 0 | 0 | 0 | 0 | 0 | 0 | 0 | 0 | 0 | 0 | 0 | 0 | 0 | 0 | 0 | 0 | 0 | 0 | 0 | 0 | 0 | 0 | 0 | 0 | 0 | 0 | 0 | 0 | 0
F1_Commercial_Retail_New_Food Preparation_Natural Gas_Steamer_E6 | F1 | Commercial | Retail | New | Food Preparation | Natural Gas | Steamer | E6 | Participant - Cost of Equipment | 0 | 0 | 0 | 0 | 0 | 0 | 0 | 0 | 0 | 0 | 0 | 0 | 0 | 0 | 0 | 0 | 0 | 0 | 0 | 0 | 0 | 0 | 0 | 0 | 0 | 0 | 0 | 0 | 0 | 0 | 0
F1_Commercial_Retail_New_Food Preparation_Natural Gas_Steamer_E7 | F1 | Commercial | Retail | New | Food Preparation | Natural Gas | Steamer | E7 | Participant - Cost of Equipment | 0 | 0 | 0 | 0 | 0 | 0 | 0 | 0 | 0 | 0 | 0 | 0 | 0 | 0 | 0 | 0 | 0 | 0 | 0 | 0 | 0 | 0 | 0 | 0 | 0 | 0 | 0 | 0 | 0 | 0 | 0
F1_Commercial_Retail_New_Food Preparation_Natural Gas_Steamer_E8 | F1 | Commercial | Retail | New | Food Preparation | Natural Gas | Steamer | E8 | Participant - Cost of Equipment | 0 | 0 | 0 | 0 | 0 | 0 | 0 | 0 | 0 | 0 | 0 | 0 | 0 | 0 | 0 | 0 | 0 | 0 | 0 | 0 | 0 | 0 | 0 | 0 | 0 | 0 | 0 | 0 | 0 | 0 | 0
F1_Commercial_Retail_New_Food Preparation_Natural Gas_Steamer_E9 | F1 | Commercial | Retail | New | Food Preparation | Natural Gas | Steamer | E9 | Participant - Cost of Equipment | 0 | 0 | 0 | 0 | 0 | 0 | 0 | 0 | 0 | 0 | 0 | 0 | 0 | 0 | 0 | 0 | 0 | 0 | 0 | 0 | 0 | 0 | 0 | 0 | 0 | 0 | 0 | 0 | 0 | 0 | 0
F1_Commercial_Retail_New_Food Preparation_Natural Gas_Steamer_E10 | F1 | Commercial | Retail | New | Food Preparation | Natural Gas | Steamer | E10 | Participant - Cost of Equipment | 0 | 0 | 0 | 0 | 0 | 0 | 0 | 0 | 0 | 0 | 0 | 0 | 0 | 0 | 0 | 0 | 0 | 0 | 0 | 0 | 0 | 0 | 0 | 0 | 0 | 0 | 0 | 0 | 0 | 0 | 0
F2_Commercial_Retail_New_Food Preparation_Natural Gas_Steamer_E1 | F2 | Commercial | Retail | New | Food Preparation | Natural Gas | Steamer | E1 | Participant - Cost of Operation | 0.10788 | 0.10879 | 0.10932 | 0 | 0 | 0 | 0 | 0 | 0 | 0 | 0 | 0 | 0 | 0 | 0 | 0 | 0 | 0 | 0 | 0 | 0 | 0 | 0 | 0 | 0 | 0 | 0 | 0 | 0 | 0 | 0
F2_Commercial_Retail_New_Food Preparation_Natural Gas_Steamer_E2 | F2 | Commercial | Retail | New | Food Preparation | Natural Gas | Steamer | E2 | Participant - Cost of Operation | 0.022503 | 0.022694 | 0.022803 | 0.022906 | 0.023131 | 0.021768 | 0.020641 | 0.020599 | 0.020973 | 0.021307 | 0.021813 | 0.022271 | 0.019813 | 0.020375 | 0.021202 | 0.021925 | 0.021949 | 0.022021 | 0.021601 | 0.021859 | 0.022034 | 0.022278 | 0.022591 | 0.011284 | 0.011063 | 0.010856 | 0.01066 | 0.010474 | 0.010296 | 0.010124 | 0.0099578
F2_Commercial_Retail_New_Food Preparation_Natural Gas_Steamer_E3 | F2 | Commercial | Retail | New | Food Preparation | Natural Gas | Steamer | E3 | Participant - Cost of Operation | 0 | 0 | 0 | 0 | 0 | 0 | 0 | 0 | 0 | 0 | 0 | 0 | 0 | 0 | 0 | 0 | 0 | 0 | 0 | 0 | 0 | 0 | 0 | 0 | 0 | 0 | 0 | 0 | 0 | 0 | 0
F2_Commercial_Retail_New_Food Preparation_Natural Gas_Steamer_E4 | F2 | Commercial | Retail | New | Food Preparation | Natural Gas | Steamer | E4 | Participant - Cost of Operation | 0 | 0 | 0 | 0 | 0 | 0 | 0 | 0 | 0 | 0 | 0 | 0 | 0 | 0 | 0 | 0 | 0 | 0 | 0 | 0 | 0 | 0 | 0 | 0 | 0 | 0 | 0 | 0 | 0 | 0 | 0
F2_Commercial_Retail_New_Food Preparation_Natural Gas_Steamer_E5 | F2 | Commercial | Retail | New | Food Preparation | Natural Gas | Steamer | E5 | Participant - Cost of Operation | 0 | 0 | 0 | 0 | 0 | 0 | 0 | 0 | 0 | 0 | 0 | 0 | 0 | 0 | 0 | 0 | 0 | 0 | 0 | 0 | 0 | 0 | 0 | 0 | 0 | 0 | 0 | 0 | 0 | 0 | 0
F2_Commercial_Retail_New_Food Preparation_Natural Gas_Steamer_E6 | F2 | Commercial | Retail | New | Food Preparation | Natural Gas | Steamer | E6 | Participant - Cost of Operation | 0 | 0 | 0 | 0 | 0 | 0 | 0 | 0 | 0 | 0 | 0 | 0 | 0 | 0 | 0 | 0 | 0 | 0 | 0 | 0 | 0 | 0 | 0 | 0 | 0 | 0 | 0 | 0 | 0 | 0 | 0
F2_Commercial_Retail_New_Food Preparation_Natural Gas_Steamer_E7 | F2 | Commercial | Retail | New | Food Preparation | Natural Gas | Steamer | E7 | Participant - Cost of Operation | 0 | 0 | 0 | 0 | 0 | 0 | 0 | 0 | 0 | 0 | 0 | 0 | 0 | 0 | 0 | 0 | 0 | 0 | 0 | 0 | 0 | 0 | 0 | 0 | 0 | 0 | 0 | 0 | 0 | 0 | 0
F2_Commercial_Retail_New_Food Preparation_Natural Gas_Steamer_E8 | F2 | Commercial | Retail | New | Food Preparation | Natural Gas | Steamer | E8 | Participant - Cost of Operation | 0 | 0 | 0 | 0 | 0 | 0 | 0 | 0 | 0 | 0 | 0 | 0 | 0 | 0 | 0 | 0 | 0 | 0 | 0 | 0 | 0 | 0 | 0 | 0 | 0 | 0 | 0 | 0 | 0 | 0 | 0
F2_Commercial_Retail_New_Food Preparation_Natural Gas_Steamer_E9 | F2 | Commercial | Retail | New | Food Preparation | Natural Gas | Steamer | E9 | Participant - Cost of Operation | 0 | 0 | 0 | 0 | 0 | 0 | 0 | 0 | 0 | 0 | 0 | 0 | 0 | 0 | 0 | 0 | 0 | 0 | 0 | 0 | 0 | 0 | 0 | 0 | 0 | 0 | 0 | 0 | 0 | 0 | 0
F2_Commercial_Retail_New_Food Preparation_Natural Gas_Steamer_E10 | F2 | Commercial | Retail | New | Food Preparation | Natural Gas | Steamer | E10 | Participant - Cost of Operation | 0 | 0 | 0 | 0 | 0 | 0 | 0 | 0 | 0 | 0 | 0 | 0 | 0 | 0 | 0 | 0 | 0 | 0 | 0 | 0 | 0 | 0 | 0 | 0 | 0 | 0 | 0 | 0 | 0 | 0 | 0
F3_Commercial_Retail_New_Food Preparation_Natural Gas_Steamer_E1 | F3 | Commercial | Retail | New | Food Preparation | Natural Gas | Steamer | E1 | System - kBTUs of Conusmption | 9.0753 | 9.0935 | 9.0819 | 0 | 0 | 0 | 0 | 0 | 0 | 0 | 0 | 0 | 0 | 0 | 0 | 0 | 0 | 0 | 0 | 0 | 0 | 0 | 0 | 0 | 0 | 0 | 0 | 0 | 0 | 0 | 0
F3_Commercial_Retail_New_Food Preparation_Natural Gas_Steamer_E2 | F3 | Commercial | Retail | New | Food Preparation | Natural Gas | Steamer | E2 | System - kBTUs of Conusmption | 1.893 | 1.8968 | 1.8944 | 1.8928 | 1.8928 | 1.8928 | 1.8928 | 1.8928 | 1.8928 | 1.8928 | 1.8928 | 1.8928 | 1.8928 | 1.8928 | 1.8928 | 1.8928 | 1.8928 | 1.8928 | 1.8928 | 1.8928 | 1.8928 | 1.8928 | 1.8928 | 1.8928 | 1.8928 | 1.8928 | 1.8928 | 1.8928 | 1.8928 | 1.8928 | 1.8928
F3_Commercial_Retail_New_Food Preparation_Natural Gas_Steamer_E3 | F3 | Commercial | Retail | New | Food Preparation | Natural Gas | Steamer | E3 | System - kBTUs of Conusmption | 0 | 0 | 0 | 0 | 0 | 0 | 0 | 0 | 0 | 0 | 0 | 0 | 0 | 0 | 0 | 0 | 0 | 0 | 0 | 0 | 0 | 0 | 0 | 0 | 0 | 0 | 0 | 0 | 0 | 0 | 0
F3_Commercial_Retail_New_Food Preparation_Natural Gas_Steamer_E4 | F3 | Commercial | Retail | New | Food Preparation | Natural Gas | Steamer | E4 | System - kBTUs of Conusmption | 0 | 0 | 0 | 0 | 0 | 0 | 0 | 0 | 0 | 0 | 0 | 0 | 0 | 0 | 0 | 0 | 0 | 0 | 0 | 0 | 0 | 0 | 0 | 0 | 0 | 0 | 0 | 0 | 0 | 0 | 0
F3_Commercial_Retail_New_Food Preparation_Natural Gas_Steamer_E5 | F3 | Commercial | Retail | New | Food Preparation | Natural Gas | Steamer | E5 | System - kBTUs of Conusmption | 0 | 0 | 0 | 0 | 0 | 0 | 0 | 0 | 0 | 0 | 0 | 0 | 0 | 0 | 0 | 0 | 0 | 0 | 0 | 0 | 0 | 0 | 0 | 0 | 0 | 0 | 0 | 0 | 0 | 0 | 0
F3_Commercial_Retail_New_Food Preparation_Natural Gas_Steamer_E6 | F3 | Commercial | Retail | New | Food Preparation | Natural Gas | Steamer | E6 | System - kBTUs of Conusmption | 0 | 0 | 0 | 0 | 0 | 0 | 0 | 0 | 0 | 0 | 0 | 0 | 0 | 0 | 0 | 0 | 0 | 0 | 0 | 0 | 0 | 0 | 0 | 0 | 0 | 0 | 0 | 0 | 0 | 0 | 0
F3_Commercial_Retail_New_Food Preparation_Natural Gas_Steamer_E7 | F3 | Commercial | Retail | New | Food Preparation | Natural Gas | Steamer | E7 | System - kBTUs of Conusmption | 0 | 0 | 0 | 0 | 0 | 0 | 0 | 0 | 0 | 0 | 0 | 0 | 0 | 0 | 0 | 0 | 0 | 0 | 0 | 0 | 0 | 0 | 0 | 0 | 0 | 0 | 0 | 0 | 0 | 0 | 0
F3_Commercial_Retail_New_Food Preparation_Natural Gas_Steamer_E8 | F3 | Commercial | Retail | New | Food Preparation | Natural Gas | Steamer | E8 | System - kBTUs of Conusmption | 0 | 0 | 0 | 0 | 0 | 0 | 0 | 0 | 0 | 0 | 0 | 0 | 0 | 0 | 0 | 0 | 0 | 0 | 0 | 0 | 0 | 0 | 0 | 0 | 0 | 0 | 0 | 0 | 0 | 0 | 0
F3_Commercial_Retail_New_Food Preparation_Natural Gas_Steamer_E9 | F3 | Commercial | Retail | New | Food Preparation | Natural Gas | Steamer | E9 | System - kBTUs of Conusmption | 0 | 0 | 0 | 0 | 0 | 0 | 0 | 0 | 0 | 0 | 0 | 0 | 0 | 0 | 0 | 0 | 0 | 0 | 0 | 0 | 0 | 0 | 0 | 0 | 0 | 0 | 0 | 0 | 0 | 0 | 0
F3_Commercial_Retail_New_Food Preparation_Natural Gas_Steamer_E10 | F3 | Commercial | Retail | New | Food Preparation | Natural Gas | Steamer | E10 | System - kBTUs of Conusmption | 0 | 0 | 0 | 0 | 0 | 0 | 0 | 0 | 0 | 0 | 0 | 0 | 0 | 0 | 0 | 0 | 0 | 0 | 0 | 0 | 0 | 0 | 0 | 0 | 0 | 0 | 0 | 0 | 0 | 0 | 0
F4_Commercial_Retail_New_Food Preparation_Natural Gas_Steamer_E1 | F4 | Commercial | Retail | New | Food Preparation | Natural Gas | Steamer | E1 | Utility - Cost of Equipment | 0.098603 | 0.098603 | 0.098603 | 0 | 0 | 0 | 0 | 0 | 0 | 0 | 0 | 0 | 0 | 0 | 0 | 0 | 0 | 0 | 0 | 0 | 0 | 0 | 0 | 0 | 0 | 0 | 0 | 0 | 0 | 0 | 0
F4_Commercial_Retail_New_Food Preparation_Natural Gas_Steamer_E2 | F4 | Commercial | Retail | New | Food Preparation | Natural Gas | Steamer | E2 | Utility - Cost of Equipment | 0.10593 | 0.10593 | 0.10593 | 0.10593 | 0.10593 | 0.10593 | 0.10593 | 0.10593 | 0.10593 | 0.10593 | 0.10593 | 0.10593 | 0.10593 | 0.10593 | 0.10593 | 0.10593 | 0.10593 | 0.10593 | 0.10593 | 0.10593 | 0.10593 | 0.10593 | 0.10593 | 0.10593 | 0.10593 | 0.10593 | 0.10593 | 0.10593 | 0.10593 | 0.10593 | 0.10593
F4_Commercial_Retail_New_Food Preparation_Natural Gas_Steamer_E3 | F4 | Commercial | Retail | New | Food Preparation | Natural Gas | Steamer | E3 | Utility - Cost of Equipment | 0 | 0 | 0 | 0 | 0 | 0 | 0 | 0 | 0 | 0 | 0 | 0 | 0 | 0 | 0 | 0 | 0 | 0 | 0 | 0 | 0 | 0 | 0 | 0 | 0 | 0 | 0 | 0 | 0 | 0 | 0
F4_Commercial_Retail_New_Food Preparation_Natural Gas_Steamer_E4 | F4 | Commercial | Retail | New | Food Preparation | Natural Gas | Steamer | E4 | Utility - Cost of Equipment | 0 | 0 | 0 | 0 | 0 | 0 | 0 | 0 | 0 | 0 | 0 | 0 | 0 | 0 | 0 | 0 | 0 | 0 | 0 | 0 | 0 | 0 | 0 | 0 | 0 | 0 | 0 | 0 | 0 | 0 | 0
F4_Commercial_Retail_New_Food Preparation_Natural Gas_Steamer_E5 | F4 | Commercial | Retail | New | Food Preparation | Natural Gas | Steamer | E5 | Utility - Cost of Equipment | 0 | 0 | 0 | 0 | 0 | 0 | 0 | 0 | 0 | 0 | 0 | 0 | 0 | 0 | 0 | 0 | 0 | 0 | 0 | 0 | 0 | 0 | 0 | 0 | 0 | 0 | 0 | 0 | 0 | 0 | 0
F4_Commercial_Retail_New_Food Preparation_Natural Gas_Steamer_E6 | F4 | Commercial | Retail | New | Food Preparation | Natural Gas | Steamer | E6 | Utility - Cost of Equipment | 0 | 0 | 0 | 0 | 0 | 0 | 0 | 0 | 0 | 0 | 0 | 0 | 0 | 0 | 0 | 0 | 0 | 0 | 0 | 0 | 0 | 0 | 0 | 0 | 0 | 0 | 0 | 0 | 0 | 0 | 0
F4_Commercial_Retail_New_Food Preparation_Natural Gas_Steamer_E7 | F4 | Commercial | Retail | New | Food Preparation | Natural Gas | Steamer | E7 | Utility - Cost of Equipment | 0 | 0 | 0 | 0 | 0 | 0 | 0 | 0 | 0 | 0 | 0 | 0 | 0 | 0 | 0 | 0 | 0 | 0 | 0 | 0 | 0 | 0 | 0 | 0 | 0 | 0 | 0 | 0 | 0 | 0 | 0
F4_Commercial_Retail_New_Food Preparation_Natural Gas_Steamer_E8 | F4 | Commercial | Retail | New | Food Preparation | Natural Gas | Steamer | E8 | Utility - Cost of Equipment | 0 | 0 | 0 | 0 | 0 | 0 | 0 | 0 | 0 | 0 | 0 | 0 | 0 | 0 | 0 | 0 | 0 | 0 | 0 | 0 | 0 | 0 | 0 | 0 | 0 | 0 | 0 | 0 | 0 | 0 | 0
F4_Commercial_Retail_New_Food Preparation_Natural Gas_Steamer_E9 | F4 | Commercial | Retail | New | Food Preparation | Natural Gas | Steamer | E9 | Utility - Cost of Equipment | 0 | 0 | 0 | 0 | 0 | 0 | 0 | 0 | 0 | 0 | 0 | 0 | 0 | 0 | 0 | 0 | 0 | 0 | 0 | 0 | 0 | 0 | 0 | 0 | 0 | 0 | 0 | 0 | 0 | 0 | 0
F4_Commercial_Retail_New_Food Preparation_Natural Gas_Steamer_E10 | F4 | Commercial | Retail | New | Food Preparation | Natural Gas | Steamer | E10 | Utility - Cost of Equipment | 0 | 0 | 0 | 0 | 0 | 0 | 0 | 0 | 0 | 0 | 0 | 0 | 0 | 0 | 0 | 0 | 0 | 0 | 0 | 0 | 0 | 0 | 0 | 0 | 0 | 0 | 0 | 0 | 0 | 0 | 0
F5_Commercial_Retail_New_Food Preparation_Natural Gas_Steamer_E1 | F5 | Commercial | Retail | New | Food Preparation | Natural Gas | Steamer | E1 | Utility - Cost of Operation | 0.090046 | 0.090809 | 0.091248 | 0 | 0 | 0 | 0 | 0 | 0 | 0 | 0 | 0 | 0 | 0 | 0 | 0 | 0 | 0 | 0 | 0 | 0 | 0 | 0 | 0 | 0 | 0 | 0 | 0 | 0 | 0 | 0
F5_Commercial_Retail_New_Food Preparation_Natural Gas_Steamer_E2 | F5 | Commercial | Retail | New | Food Preparation | Natural Gas | Steamer | E2 | Utility - Cost of Operation | 0.018783 | 0.018942 | 0.019033 | 0.019119 | 0.019307 | 0.01817 | 0.017229 | 0.017194 | 0.017506 | 0.017784 | 0.018206 | 0.018589 | 0.016537 | 0.017006 | 0.017697 | 0.0183 | 0.01832 | 0.01838 | 0.01803 | 0.018245 | 0.018391 | 0.018595 | 0.018856 | 0.0094182 | 0.0092342 | 0.0090613 | 0.0088979 | 0.0087425 | 0.0085937 | 0.0084504 | 0.0083116
F5_Commercial_Retail_New_Food Preparation_Natural Gas_Steamer_E3 | F5 | Commercial | Retail | New | Food Preparation | Natural Gas | Steamer | E3 | Utility - Cost of Operation | 0 | 0 | 0 | 0 | 0 | 0 | 0 | 0 | 0 | 0 | 0 | 0 | 0 | 0 | 0 | 0 | 0 | 0 | 0 | 0 | 0 | 0 | 0 | 0 | 0 | 0 | 0 | 0 | 0 | 0 | 0
F5_Commercial_Retail_New_Food Preparation_Natural Gas_Steamer_E4 | F5 | Commercial | Retail | New | Food Preparation | Natural Gas | Steamer | E4 | Utility - Cost of Operation | 0 | 0 | 0 | 0 | 0 | 0 | 0 | 0 | 0 | 0 | 0 | 0 | 0 | 0 | 0 | 0 | 0 | 0 | 0 | 0 | 0 | 0 | 0 | 0 | 0 | 0 | 0 | 0 | 0 | 0 | 0
F5_Commercial_Retail_New_Food Preparation_Natural Gas_Steamer_E5 | F5 | Commercial | Retail | New | Food Preparation | Natural Gas | Steamer | E5 | Utility - Cost of Operation | 0 | 0 | 0 | 0 | 0 | 0 | 0 | 0 | 0 | 0 | 0 | 0 | 0 | 0 | 0 | 0 | 0 | 0 | 0 | 0 | 0 | 0 | 0 | 0 | 0 | 0 | 0 | 0 | 0 | 0 | 0
F5_Commercial_Retail_New_Food Preparation_Natural Gas_Steamer_E6 | F5 | Commercial | Retail | New | Food Preparation | Natural Gas | Steamer | E6 | Utility - Cost of Operation | 0 | 0 | 0 | 0 | 0 | 0 | 0 | 0 | 0 | 0 | 0 | 0 | 0 | 0 | 0 | 0 | 0 | 0 | 0 | 0 | 0 | 0 | 0 | 0 | 0 | 0 | 0 | 0 | 0 | 0 | 0
F5_Commercial_Retail_New_Food Preparation_Natural Gas_Steamer_E7 | F5 | Commercial | Retail | New | Food Preparation | Natural Gas | Steamer | E7 | Utility - Cost of Operation | 0 | 0 | 0 | 0 | 0 | 0 | 0 | 0 | 0 | 0 | 0 | 0 | 0 | 0 | 0 | 0 | 0 | 0 | 0 | 0 | 0 | 0 | 0 | 0 | 0 | 0 | 0 | 0 | 0 | 0 | 0
F5_Commercial_Retail_New_Food Preparation_Natural Gas_Steamer_E8 | F5 | Commercial | Retail | New | Food Preparation | Natural Gas | Steamer | E8 | Utility - Cost of Operation | 0 | 0 | 0 | 0 | 0 | 0 | 0 | 0 | 0 | 0 | 0 | 0 | 0 | 0 | 0 | 0 | 0 | 0 | 0 | 0 | 0 | 0 | 0 | 0 | 0 | 0 | 0 | 0 | 0 | 0 | 0
F5_Commercial_Retail_New_Food Preparation_Natural Gas_Steamer_E9 | F5 | Commercial | Retail | New | Food Preparation | Natural Gas | Steamer | E9 | Utility - Cost of Operation | 0 | 0 | 0 | 0 | 0 | 0 | 0 | 0 | 0 | 0 | 0 | 0 | 0 | 0 | 0 | 0 | 0 | 0 | 0 | 0 | 0 | 0 | 0 | 0 | 0 | 0 | 0 | 0 | 0 | 0 | 0
F5_Commercial_Retail_New_Food Preparation_Natural Gas_Steamer_E10 | F5 | Commercial | Retail | New | Food Preparation | Natural Gas | Steamer | E10 | Utility - Cost of Operation | 0 | 0 | 0 | 0 | 0 | 0 | 0 | 0 | 0 | 0 | 0 | 0 | 0 | 0 | 0 | 0 | 0 | 0 | 0 | 0 | 0 | 0 | 0 | 0 | 0 | 0 | 0 | 0 | 0 | 0 | 0
F6_Commercial_Retail_New_Food Preparation_Natural Gas_Steamer_E1 | F6 | Commercial | Retail | New | Food Preparation | Natural Gas | Steamer | E1 | Utility - Value of Sales | 0.10788 | 0.10879 | 0.10932 | 0 | 0 | 0 | 0 | 0 | 0 | 0 | 0 | 0 | 0 | 0 | 0 | 0 | 0 | 0 | 0 | 0 | 0 | 0 | 0 | 0 | 0 | 0 | 0 | 0 | 0 | 0 | 0
F6_Commercial_Retail_New_Food Preparation_Natural Gas_Steamer_E2 | F6 | Commercial | Retail | New | Food Preparation | Natural Gas | Steamer | E2 | Utility - Value of Sales | 0.022503 | 0.022694 | 0.022803 | 0.022906 | 0.023131 | 0.021768 | 0.020641 | 0.020599 | 0.020973 | 0.021307 | 0.021813 | 0.022271 | 0.019813 | 0.020375 | 0.021202 | 0.021925 | 0.021949 | 0.022021 | 0.021601 | 0.021859 | 0.022034 | 0.022278 | 0.022591 | 0.011284 | 0.011063 | 0.010856 | 0.01066 | 0.010474 | 0.010296 | 0.010124 | 0.0099578
F6_Commercial_Retail_New_Food Preparation_Natural Gas_Steamer_E3 | F6 | Commercial | Retail | New | Food Preparation | Natural Gas | Steamer | E3 | Utility - Value of Sales | 0 | 0 | 0 | 0 | 0 | 0 | 0 | 0 | 0 | 0 | 0 | 0 | 0 | 0 | 0 | 0 | 0 | 0 | 0 | 0 | 0 | 0 | 0 | 0 | 0 | 0 | 0 | 0 | 0 | 0 | 0
F6_Commercial_Retail_New_Food Preparation_Natural Gas_Steamer_E4 | F6 | Commercial | Retail | New | Food Preparation | Natural Gas | Steamer | E4 | Utility - Value of Sales | 0 | 0 | 0 | 0 | 0 | 0 | 0 | 0 | 0 | 0 | 0 | 0 | 0 | 0 | 0 | 0 | 0 | 0 | 0 | 0 | 0 | 0 | 0 | 0 | 0 | 0 | 0 | 0 | 0 | 0 | 0
F6_Commercial_Retail_New_Food Preparation_Natural Gas_Steamer_E5 | F6 | Commercial | Retail | New | Food Preparation | Natural Gas | Steamer | E5 | Utility - Value of Sales | 0 | 0 | 0 | 0 | 0 | 0 | 0 | 0 | 0 | 0 | 0 | 0 | 0 | 0 | 0 | 0 | 0 | 0 | 0 | 0 | 0 | 0 | 0 | 0 | 0 | 0 | 0 | 0 | 0 | 0 | 0
F6_Commercial_Retail_New_Food Preparation_Natural Gas_Steamer_E6 | F6 | Commercial | Retail | New | Food Preparation | Natural Gas | Steamer | E6 | Utility - Value of Sales | 0 | 0 | 0 | 0 | 0 | 0 | 0 | 0 | 0 | 0 | 0 | 0 | 0 | 0 | 0 | 0 | 0 | 0 | 0 | 0 | 0 | 0 | 0 | 0 | 0 | 0 | 0 | 0 | 0 | 0 | 0
F6_Commercial_Retail_New_Food Preparation_Natural Gas_Steamer_E7 | F6 | Commercial | Retail | New | Food Preparation | Natural Gas | Steamer | E7 | Utility - Value of Sales | 0 | 0 | 0 | 0 | 0 | 0 | 0 | 0 | 0 | 0 | 0 | 0 | 0 | 0 | 0 | 0 | 0 | 0 | 0 | 0 | 0 | 0 | 0 | 0 | 0 | 0 | 0 | 0 | 0 | 0 | 0
F6_Commercial_Retail_New_Food Preparation_Natural Gas_Steamer_E8 | F6 | Commercial | Retail | New | Food Preparation | Natural Gas | Steamer | E8 | Utility - Value of Sales | 0 | 0 | 0 | 0 | 0 | 0 | 0 | 0 | 0 | 0 | 0 | 0 | 0 | 0 | 0 | 0 | 0 | 0 | 0 | 0 | 0 | 0 | 0 | 0 | 0 | 0 | 0 | 0 | 0 | 0 | 0
F6_Commercial_Retail_New_Food Preparation_Natural Gas_Steamer_E9 | F6 | Commercial | Retail | New | Food Preparation | Natural Gas | Steamer | E9 | Utility - Value of Sales | 0 | 0 | 0 | 0 | 0 | 0 | 0 | 0 | 0 | 0 | 0 | 0 | 0 | 0 | 0 | 0 | 0 | 0 | 0 | 0 | 0 | 0 | 0 | 0 | 0 | 0 | 0 | 0 | 0 | 0 | 0
F6_Commercial_Retail_New_Food Preparation_Natural Gas_Steamer_E10 | F6 | Commercial | Retail | New | Food Preparation | Natural Gas | Steamer | E10 | Utility - Value of Sales | 0 | 0 | 0 | 0 | 0 | 0 | 0 | 0 | 0 | 0 | 0 | 0 | 0 | 0 | 0 | 0 | 0 | 0 | 0 | 0 | 0 | 0 | 0 | 0 | 0 | 0 | 0 | 0 | 0 | 0 | 0
F1_Commercial_Retail_New_Food Preparation_Natural Gas_Food Prep Other_E1 | F1 | Commercial | Retail | New | Food Preparation | Natural Gas | Food Prep Other | E1 | Participant - Cost of Equipment | 0.004119 | 0.004119 | 0.004119 | 0.004119 | 0.004119 | 0.004119 | 0.004119 | 0.004119 | 0.004119 | 0.004119 | 0.004119 | 0.004119 | 0.004119 | 0.004119 | 0.004119 | 0.004119 | 0.004119 | 0.004119 | 0.004119 | 0.004119 | 0.004119 | 0.004119 | 0.004119 | 0.004119 | 0.004119 | 0.004119 | 0.004119 | 0.004119 | 0.004119 | 0.004119 | 0.004119
F1_Commercial_Retail_New_Food Preparation_Natural Gas_Food Prep Other_E2 | F1 | Commercial | Retail | New | Food Preparation | Natural Gas | Food Prep Other | E2 | Participant - Cost of Equipment | 0.0041231 | 0.0041231 | 0.0041231 | 0.0041231 | 0.0041231 | 0.0041231 | 0.0041231 | 0.0041231 | 0.0041231 | 0.0041231 | 0.0041231 | 0.0041231 | 0.0041231 | 0.0041231 | 0.0041231 | 0.0041231 | 0.0041231 | 0.0041231 | 0.0041231 | 0.0041231 | 0.0041231 | 0.0041231 | 0.0041231 | 0.0041231 | 0.0041231 | 0.0041231 | 0.0041231 | 0.0041231 | 0.0041231 | 0.0041231 | 0.0041231
F1_Commercial_Retail_New_Food Preparation_Natural Gas_Food Prep Other_E3 | F1 | Commercial | Retail | New | Food Preparation | Natural Gas | Food Prep Other | E3 | Participant - Cost of Equipment | 0 | 0 | 0 | 0 | 0 | 0 | 0 | 0 | 0 | 0 | 0 | 0 | 0 | 0 | 0 | 0 | 0 | 0 | 0 | 0 | 0 | 0 | 0 | 0 | 0 | 0 | 0 | 0 | 0 | 0 | 0
F1_Commercial_Retail_New_Food Preparation_Natural Gas_Food Prep Other_E4 | F1 | Commercial | Retail | New | Food Preparation | Natural Gas | Food Prep Other | E4 | Participant - Cost of Equipment | 0 | 0 | 0 | 0 | 0 | 0 | 0 | 0 | 0 | 0 | 0 | 0 | 0 | 0 | 0 | 0 | 0 | 0 | 0 | 0 | 0 | 0 | 0 | 0 | 0 | 0 | 0 | 0 | 0 | 0 | 0
F1_Commercial_Retail_New_Food Preparation_Natural Gas_Food Prep Other_E5 | F1 | Commercial | Retail | New | Food Preparation | Natural Gas | Food Prep Other | E5 | Participant - Cost of Equipment | 0 | 0 | 0 | 0 | 0 | 0 | 0 | 0 | 0 | 0 | 0 | 0 | 0 | 0 | 0 | 0 | 0 | 0 | 0 | 0 | 0 | 0 | 0 | 0 | 0 | 0 | 0 | 0 | 0 | 0 | 0
F1_Commercial_Retail_New_Food Preparation_Natural Gas_Food Prep Other_E6 | F1 | Commercial | Retail | New | Food Preparation | Natural Gas | Food Prep Other | E6 | Participant - Cost of Equipment | 0 | 0 | 0 | 0 | 0 | 0 | 0 | 0 | 0 | 0 | 0 | 0 | 0 | 0 | 0 | 0 | 0 | 0 | 0 | 0 | 0 | 0 | 0 | 0 | 0 | 0 | 0 | 0 | 0 | 0 | 0
F1_Commercial_Retail_New_Food Preparation_Natural Gas_Food Prep Other_E7 | F1 | Commercial | Retail | New | Food Preparation | Natural Gas | Food Prep Other | E7 | Participant - Cost of Equipment | 0 | 0 | 0 | 0 | 0 | 0 | 0 | 0 | 0 | 0 | 0 | 0 | 0 | 0 | 0 | 0 | 0 | 0 | 0 | 0 | 0 | 0 | 0 | 0 | 0 | 0 | 0 | 0 | 0 | 0 | 0
F1_Commercial_Retail_New_Food Preparation_Natural Gas_Food Prep Other_E8 | F1 | Commercial | Retail | New | Food Preparation | Natural Gas | Food Prep Other | E8 | Participant - Cost of Equipment | 0 | 0 | 0 | 0 | 0 | 0 | 0 | 0 | 0 | 0 | 0 | 0 | 0 | 0 | 0 | 0 | 0 | 0 | 0 | 0 | 0 | 0 | 0 | 0 | 0 | 0 | 0 | 0 | 0 | 0 | 0
F1_Commercial_Retail_New_Food Preparation_Natural Gas_Food Prep Other_E9 | F1 | Commercial | Retail | New | Food Preparation | Natural Gas | Food Prep Other | E9 | Participant - Cost of Equipment | 0 | 0 | 0 | 0 | 0 | 0 | 0 | 0 | 0 | 0 | 0 | 0 | 0 | 0 | 0 | 0 | 0 | 0 | 0 | 0 | 0 | 0 | 0 | 0 | 0 | 0 | 0 | 0 | 0 | 0 | 0
F1_Commercial_Retail_New_Food Preparation_Natural Gas_Food Prep Other_E10 | F1 | Commercial | Retail | New | Food Preparation | Natural Gas | Food Prep Other | E10 | Participant - Cost of Equipment | 0 | 0 | 0 | 0 | 0 | 0 | 0 | 0 | 0 | 0 | 0 | 0 | 0 | 0 | 0 | 0 | 0 | 0 | 0 | 0 | 0 | 0 | 0 | 0 | 0 | 0 | 0 | 0 | 0 | 0 | 0
F2_Commercial_Retail_New_Food Preparation_Natural Gas_Food Prep Other_E1 | F2 | Commercial | Retail | New | Food Preparation | Natural Gas | Food Prep Other | E1 | Participant - Cost of Operation | 0.046614 | 0.047538 | 0.048199 | 0.048915 | 0.049944 | 0.046793 | 0.04433 | 0.043034 | 0.042569 | 0.041855 | 0.041373 | 0.043566 | 0.038989 | 0.041674 | 0.04512 | 0.048469 | 0.048594 | 0.048826 | 0.047893 | 0.048559 | 0.049025 | 0.049653 | 0.050444 | 0.023761 | 0.023287 | 0.022844 | 0.022426 | 0.02203 | 0.021652 | 0.021288 | 0.020937
F2_Commercial_Retail_New_Food Preparation_Natural Gas_Food Prep Other_E2 | F2 | Commercial | Retail | New | Food Preparation | Natural Gas | Food Prep Other | E2 | Participant - Cost of Operation | 0.046614 | 0.047538 | 0.048198 | 0.048915 | 0.049944 | 0.046792 | 0.044329 | 0.043034 | 0.042569 | 0.041855 | 0.041373 | 0.043565 | 0.038989 | 0.041674 | 0.04512 | 0.048469 | 0.048594 | 0.048826 | 0.047893 | 0.048558 | 0.049024 | 0.049653 | 0.050443 | 0.023761 | 0.023287 | 0.022844 | 0.022426 | 0.02203 | 0.021652 | 0.021288 | 0.020936
F2_Commercial_Retail_New_Food Preparation_Natural Gas_Food Prep Other_E3 | F2 | Commercial | Retail | New | Food Preparation | Natural Gas | Food Prep Other | E3 | Participant - Cost of Operation | 0 | 0 | 0 | 0 | 0 | 0 | 0 | 0 | 0 | 0 | 0 | 0 | 0 | 0 | 0 | 0 | 0 | 0 | 0 | 0 | 0 | 0 | 0 | 0 | 0 | 0 | 0 | 0 | 0 | 0 | 0
F2_Commercial_Retail_New_Food Preparation_Natural Gas_Food Prep Other_E4 | F2 | Commercial | Retail | New | Food Preparation | Natural Gas | Food Prep Other | E4 | Participant - Cost of Operation | 0 | 0 | 0 | 0 | 0 | 0 | 0 | 0 | 0 | 0 | 0 | 0 | 0 | 0 | 0 | 0 | 0 | 0 | 0 | 0 | 0 | 0 | 0 | 0 | 0 | 0 | 0 | 0 | 0 | 0 | 0
F2_Commercial_Retail_New_Food Preparation_Natural Gas_Food Prep Other_E5 | F2 | Commercial | Retail | New | Food Preparation | Natural Gas | Food Prep Other | E5 | Participant - Cost of Operation | 0 | 0 | 0 | 0 | 0 | 0 | 0 | 0 | 0 | 0 | 0 | 0 | 0 | 0 | 0 | 0 | 0 | 0 | 0 | 0 | 0 | 0 | 0 | 0 | 0 | 0 | 0 | 0 | 0 | 0 | 0
F2_Commercial_Retail_New_Food Preparation_Natural Gas_Food Prep Other_E6 | F2 | Commercial | Retail | New | Food Preparation | Natural Gas | Food Prep Other | E6 | Participant - Cost of Operation | 0 | 0 | 0 | 0 | 0 | 0 | 0 | 0 | 0 | 0 | 0 | 0 | 0 | 0 | 0 | 0 | 0 | 0 | 0 | 0 | 0 | 0 | 0 | 0 | 0 | 0 | 0 | 0 | 0 | 0 | 0
F2_Commercial_Retail_New_Food Preparation_Natural Gas_Food Prep Other_E7 | F2 | Commercial | Retail | New | Food Preparation | Natural Gas | Food Prep Other | E7 | Participant - Cost of Operation | 0 | 0 | 0 | 0 | 0 | 0 | 0 | 0 | 0 | 0 | 0 | 0 | 0 | 0 | 0 | 0 | 0 | 0 | 0 | 0 | 0 | 0 | 0 | 0 | 0 | 0 | 0 | 0 | 0 | 0 | 0
F2_Commercial_Retail_New_Food Preparation_Natural Gas_Food Prep Other_E8 | F2 | Commercial | Retail | New | Food Preparation | Natural Gas | Food Prep Other | E8 | Participant - Cost of Operation | 0 | 0 | 0 | 0 | 0 | 0 | 0 | 0 | 0 | 0 | 0 | 0 | 0 | 0 | 0 | 0 | 0 | 0 | 0 | 0 | 0 | 0 | 0 | 0 | 0 | 0 | 0 | 0 | 0 | 0 | 0
F2_Commercial_Retail_New_Food Preparation_Natural Gas_Food Prep Other_E9 | F2 | Commercial | Retail | New | Food Preparation | Natural Gas | Food Prep Other | E9 | Participant - Cost of Operation | 0 | 0 | 0 | 0 | 0 | 0 | 0 | 0 | 0 | 0 | 0 | 0 | 0 | 0 | 0 | 0 | 0 | 0 | 0 | 0 | 0 | 0 | 0 | 0 | 0 | 0 | 0 | 0 | 0 | 0 | 0
F2_Commercial_Retail_New_Food Preparation_Natural Gas_Food Prep Other_E10 | F2 | Commercial | Retail | New | Food Preparation | Natural Gas | Food Prep Other | E10 | Participant - Cost of Operation | 0 | 0 | 0 | 0 | 0 | 0 | 0 | 0 | 0 | 0 | 0 | 0 | 0 | 0 | 0 | 0 | 0 | 0 | 0 | 0 | 0 | 0 | 0 | 0 | 0 | 0 | 0 | 0 | 0 | 0 | 0
F3_Commercial_Retail_New_Food Preparation_Natural Gas_Food Prep Other_E1 | F3 | Commercial | Retail | New | Food Preparation | Natural Gas | Food Prep Other | E1 | System - kBTUs of Conusmption | 3.9007 | 3.91 | 3.9041 | 3.9 | 3.9 | 3.9 | 3.9 | 3.9 | 3.9 | 3.9 | 3.9 | 3.9 | 3.9 | 3.9 | 3.9 | 3.9 | 3.9 | 3.9 | 3.9 | 3.9 | 3.9 | 3.9 | 3.9 | 3.9 | 3.9 | 3.9 | 3.9 | 3.9 | 3.9 | 3.9 | 3.9
F3_Commercial_Retail_New_Food Preparation_Natural Gas_Food Prep Other_E2 | F3 | Commercial | Retail | New | Food Preparation | Natural Gas | Food Prep Other | E2 | System - kBTUs of Conusmption | 3.9006 | 3.91 | 3.904 | 3.9 | 3.9 | 3.9 | 3.9 | 3.9 | 3.9 | 3.9 | 3.9 | 3.9 | 3.9 | 3.9 | 3.9 | 3.9 | 3.9 | 3.9 | 3.9 | 3.9 | 3.9 | 3.9 | 3.9 | 3.9 | 3.9 | 3.9 | 3.9 | 3.9 | 3.9 | 3.9 | 3.9
F3_Commercial_Retail_New_Food Preparation_Natural Gas_Food Prep Other_E3 | F3 | Commercial | Retail | New | Food Preparation | Natural Gas | Food Prep Other | E3 | System - kBTUs of Conusmption | 0 | 0 | 0 | 0 | 0 | 0 | 0 | 0 | 0 | 0 | 0 | 0 | 0 | 0 | 0 | 0 | 0 | 0 | 0 | 0 | 0 | 0 | 0 | 0 | 0 | 0 | 0 | 0 | 0 | 0 | 0
F3_Commercial_Retail_New_Food Preparation_Natural Gas_Food Prep Other_E4 | F3 | Commercial | Retail | New | Food Preparation | Natural Gas | Food Prep Other | E4 | System - kBTUs of Conusmption | 0 | 0 | 0 | 0 | 0 | 0 | 0 | 0 | 0 | 0 | 0 | 0 | 0 | 0 | 0 | 0 | 0 | 0 | 0 | 0 | 0 | 0 | 0 | 0 | 0 | 0 | 0 | 0 | 0 | 0 | 0
F3_Commercial_Retail_New_Food Preparation_Natural Gas_Food Prep Other_E5 | F3 | Commercial | Retail | New | Food Preparation | Natural Gas | Food Prep Other | E5 | System - kBTUs of Conusmption | 0 | 0 | 0 | 0 | 0 | 0 | 0 | 0 | 0 | 0 | 0 | 0 | 0 | 0 | 0 | 0 | 0 | 0 | 0 | 0 | 0 | 0 | 0 | 0 | 0 | 0 | 0 | 0 | 0 | 0 | 0
F3_Commercial_Retail_New_Food Preparation_Natural Gas_Food Prep Other_E6 | F3 | Commercial | Retail | New | Food Preparation | Natural Gas | Food Prep Other | E6 | System - kBTUs of Conusmption | 0 | 0 | 0 | 0 | 0 | 0 | 0 | 0 | 0 | 0 | 0 | 0 | 0 | 0 | 0 | 0 | 0 | 0 | 0 | 0 | 0 | 0 | 0 | 0 | 0 | 0 | 0 | 0 | 0 | 0 | 0
F3_Commercial_Retail_New_Food Preparation_Natural Gas_Food Prep Other_E7 | F3 | Commercial | Retail | New | Food Preparation | Natural Gas | Food Prep Other | E7 | System - kBTUs of Conusmption | 0 | 0 | 0 | 0 | 0 | 0 | 0 | 0 | 0 | 0 | 0 | 0 | 0 | 0 | 0 | 0 | 0 | 0 | 0 | 0 | 0 | 0 | 0 | 0 | 0 | 0 | 0 | 0 | 0 | 0 | 0
F3_Commercial_Retail_New_Food Preparation_Natural Gas_Food Prep Other_E8 | F3 | Commercial | Retail | New | Food Preparation | Natural Gas | Food Prep Other | E8 | System - kBTUs of Conusmption | 0 | 0 | 0 | 0 | 0 | 0 | 0 | 0 | 0 | 0 | 0 | 0 | 0 | 0 | 0 | 0 | 0 | 0 | 0 | 0 | 0 | 0 | 0 | 0 | 0 | 0 | 0 | 0 | 0 | 0 | 0
F3_Commercial_Retail_New_Food Preparation_Natural Gas_Food Prep Other_E9 | F3 | Commercial | Retail | New | Food Preparation | Natural Gas | Food Prep Other | E9 | System - kBTUs of Conusmption | 0 | 0 | 0 | 0 | 0 | 0 | 0 | 0 | 0 | 0 | 0 | 0 | 0 | 0 | 0 | 0 | 0 | 0 | 0 | 0 | 0 | 0 | 0 | 0 | 0 | 0 | 0 | 0 | 0 | 0 | 0
F3_Commercial_Retail_New_Food Preparation_Natural Gas_Food Prep Other_E10 | F3 | Commercial | Retail | New | Food Preparation | Natural Gas | Food Prep Other | E10 | System - kBTUs of Conusmption | 0 | 0 | 0 | 0 | 0 | 0 | 0 | 0 | 0 | 0 | 0 | 0 | 0 | 0 | 0 | 0 | 0 | 0 | 0 | 0 | 0 | 0 | 0 | 0 | 0 | 0 | 0 | 0 | 0 | 0 | 0
F4_Commercial_Retail_New_Food Preparation_Natural Gas_Food Prep Other_E1 | F4 | Commercial | Retail | New | Food Preparation | Natural Gas | Food Prep Other | E1 | Utility - Cost of Equipment | 0.004119 | 0.004119 | 0.004119 | 0.004119 | 0.004119 | 0.004119 | 0.004119 | 0.004119 | 0.004119 | 0.004119 | 0.004119 | 0.004119 | 0.004119 | 0.004119 | 0.004119 | 0.004119 | 0.004119 | 0.004119 | 0.004119 | 0.004119 | 0.004119 | 0.004119 | 0.004119 | 0.004119 | 0.004119 | 0.004119 | 0.004119 | 0.004119 | 0.004119 | 0.004119 | 0.004119
F4_Commercial_Retail_New_Food Preparation_Natural Gas_Food Prep Other_E2 | F4 | Commercial | Retail | New | Food Preparation | Natural Gas | Food Prep Other | E2 | Utility - Cost of Equipment | 0.0041231 | 0.0041231 | 0.0041231 | 0.0041231 | 0.0041231 | 0.0041231 | 0.0041231 | 0.0041231 | 0.0041231 | 0.0041231 | 0.0041231 | 0.0041231 | 0.0041231 | 0.0041231 | 0.0041231 | 0.0041231 | 0.0041231 | 0.0041231 | 0.0041231 | 0.0041231 | 0.0041231 | 0.0041231 | 0.0041231 | 0.0041231 | 0.0041231 | 0.0041231 | 0.0041231 | 0.0041231 | 0.0041231 | 0.0041231 | 0.0041231
F4_Commercial_Retail_New_Food Preparation_Natural Gas_Food Prep Other_E3 | F4 | Commercial | Retail | New | Food Preparation | Natural Gas | Food Prep Other | E3 | Utility - Cost of Equipment | 0 | 0 | 0 | 0 | 0 | 0 | 0 | 0 | 0 | 0 | 0 | 0 | 0 | 0 | 0 | 0 | 0 | 0 | 0 | 0 | 0 | 0 | 0 | 0 | 0 | 0 | 0 | 0 | 0 | 0 | 0
F4_Commercial_Retail_New_Food Preparation_Natural Gas_Food Prep Other_E4 | F4 | Commercial | Retail | New | Food Preparation | Natural Gas | Food Prep Other | E4 | Utility - Cost of Equipment | 0 | 0 | 0 | 0 | 0 | 0 | 0 | 0 | 0 | 0 | 0 | 0 | 0 | 0 | 0 | 0 | 0 | 0 | 0 | 0 | 0 | 0 | 0 | 0 | 0 | 0 | 0 | 0 | 0 | 0 | 0
F4_Commercial_Retail_New_Food Preparation_Natural Gas_Food Prep Other_E5 | F4 | Commercial | Retail | New | Food Preparation | Natural Gas | Food Prep Other | E5 | Utility - Cost of Equipment | 0 | 0 | 0 | 0 | 0 | 0 | 0 | 0 | 0 | 0 | 0 | 0 | 0 | 0 | 0 | 0 | 0 | 0 | 0 | 0 | 0 | 0 | 0 | 0 | 0 | 0 | 0 | 0 | 0 | 0 | 0
F4_Commercial_Retail_New_Food Preparation_Natural Gas_Food Prep Other_E6 | F4 | Commercial | Retail | New | Food Preparation | Natural Gas | Food Prep Other | E6 | Utility - Cost of Equipment | 0 | 0 | 0 | 0 | 0 | 0 | 0 | 0 | 0 | 0 | 0 | 0 | 0 | 0 | 0 | 0 | 0 | 0 | 0 | 0 | 0 | 0 | 0 | 0 | 0 | 0 | 0 | 0 | 0 | 0 | 0
F4_Commercial_Retail_New_Food Preparation_Natural Gas_Food Prep Other_E7 | F4 | Commercial | Retail | New | Food Preparation | Natural Gas | Food Prep Other | E7 | Utility - Cost of Equipment | 0 | 0 | 0 | 0 | 0 | 0 | 0 | 0 | 0 | 0 | 0 | 0 | 0 | 0 | 0 | 0 | 0 | 0 | 0 | 0 | 0 | 0 | 0 | 0 | 0 | 0 | 0 | 0 | 0 | 0 | 0
F4_Commercial_Retail_New_Food Preparation_Natural Gas_Food Prep Other_E8 | F4 | Commercial | Retail | New | Food Preparation | Natural Gas | Food Prep Other | E8 | Utility - Cost of Equipment | 0 | 0 | 0 | 0 | 0 | 0 | 0 | 0 | 0 | 0 | 0 | 0 | 0 | 0 | 0 | 0 | 0 | 0 | 0 | 0 | 0 | 0 | 0 | 0 | 0 | 0 | 0 | 0 | 0 | 0 | 0
F4_Commercial_Retail_New_Food Preparation_Natural Gas_Food Prep Other_E9 | F4 | Commercial | Retail | New | Food Preparation | Natural Gas | Food Prep Other | E9 | Utility - Cost of Equipment | 0 | 0 | 0 | 0 | 0 | 0 | 0 | 0 | 0 | 0 | 0 | 0 | 0 | 0 | 0 | 0 | 0 | 0 | 0 | 0 | 0 | 0 | 0 | 0 | 0 | 0 | 0 | 0 | 0 | 0 | 0
F4_Commercial_Retail_New_Food Preparation_Natural Gas_Food Prep Other_E10 | F4 | Commercial | Retail | New | Food Preparation | Natural Gas | Food Prep Other | E10 | Utility - Cost of Equipment | 0 | 0 | 0 | 0 | 0 | 0 | 0 | 0 | 0 | 0 | 0 | 0 | 0 | 0 | 0 | 0 | 0 | 0 | 0 | 0 | 0 | 0 | 0 | 0 | 0 | 0 | 0 | 0 | 0 | 0 | 0
F5_Commercial_Retail_New_Food Preparation_Natural Gas_Food Prep Other_E1 | F5 | Commercial | Retail | New | Food Preparation | Natural Gas | Food Prep Other | E1 | Utility - Cost of Operation | 0.038908 | 0.039679 | 0.04023 | 0.040828 | 0.041687 | 0.039057 | 0.037001 | 0.03592 | 0.035532 | 0.034936 | 0.034534 | 0.036363 | 0.032544 | 0.034785 | 0.037661 | 0.040456 | 0.040561 | 0.040754 | 0.039975 | 0.040531 | 0.04092 | 0.041445 | 0.042104 | 0.019833 | 0.019437 | 0.019067 | 0.018719 | 0.018388 | 0.018072 | 0.017769 | 0.017475
F5_Commercial_Retail_New_Food Preparation_Natural Gas_Food Prep Other_E2 | F5 | Commercial | Retail | New | Food Preparation | Natural Gas | Food Prep Other | E2 | Utility - Cost of Operation | 0.038907 | 0.039679 | 0.04023 | 0.040828 | 0.041687 | 0.039057 | 0.037001 | 0.03592 | 0.035531 | 0.034935 | 0.034533 | 0.036363 | 0.032543 | 0.034784 | 0.03766 | 0.040456 | 0.04056 | 0.040754 | 0.039975 | 0.040531 | 0.04092 | 0.041444 | 0.042104 | 0.019833 | 0.019437 | 0.019067 | 0.018718 | 0.018388 | 0.018072 | 0.017769 | 0.017475
F5_Commercial_Retail_New_Food Preparation_Natural Gas_Food Prep Other_E3 | F5 | Commercial | Retail | New | Food Preparation | Natural Gas | Food Prep Other | E3 | Utility - Cost of Operation | 0 | 0 | 0 | 0 | 0 | 0 | 0 | 0 | 0 | 0 | 0 | 0 | 0 | 0 | 0 | 0 | 0 | 0 | 0 | 0 | 0 | 0 | 0 | 0 | 0 | 0 | 0 | 0 | 0 | 0 | 0
F5_Commercial_Retail_New_Food Preparation_Natural Gas_Food Prep Other_E4 | F5 | Commercial | Retail | New | Food Preparation | Natural Gas | Food Prep Other | E4 | Utility - Cost of Operation | 0 | 0 | 0 | 0 | 0 | 0 | 0 | 0 | 0 | 0 | 0 | 0 | 0 | 0 | 0 | 0 | 0 | 0 | 0 | 0 | 0 | 0 | 0 | 0 | 0 | 0 | 0 | 0 | 0 | 0 | 0
F5_Commercial_Retail_New_Food Preparation_Natural Gas_Food Prep Other_E5 | F5 | Commercial | Retail | New | Food Preparation | Natural Gas | Food Prep Other | E5 | Utility - Cost of Operation | 0 | 0 | 0 | 0 | 0 | 0 | 0 | 0 | 0 | 0 | 0 | 0 | 0 | 0 | 0 | 0 | 0 | 0 | 0 | 0 | 0 | 0 | 0 | 0 | 0 | 0 | 0 | 0 | 0 | 0 | 0
F5_Commercial_Retail_New_Food Preparation_Natural Gas_Food Prep Other_E6 | F5 | Commercial | Retail | New | Food Preparation | Natural Gas | Food Prep Other | E6 | Utility - Cost of Operation | 0 | 0 | 0 | 0 | 0 | 0 | 0 | 0 | 0 | 0 | 0 | 0 | 0 | 0 | 0 | 0 | 0 | 0 | 0 | 0 | 0 | 0 | 0 | 0 | 0 | 0 | 0 | 0 | 0 | 0 | 0
F5_Commercial_Retail_New_Food Preparation_Natural Gas_Food Prep Other_E7 | F5 | Commercial | Retail | New | Food Preparation | Natural Gas | Food Prep Other | E7 | Utility - Cost of Operation | 0 | 0 | 0 | 0 | 0 | 0 | 0 | 0 | 0 | 0 | 0 | 0 | 0 | 0 | 0 | 0 | 0 | 0 | 0 | 0 | 0 | 0 | 0 | 0 | 0 | 0 | 0 | 0 | 0 | 0 | 0
F5_Commercial_Retail_New_Food Preparation_Natural Gas_Food Prep Other_E8 | F5 | Commercial | Retail | New | Food Preparation | Natural Gas | Food Prep Other | E8 | Utility - Cost of Operation | 0 | 0 | 0 | 0 | 0 | 0 | 0 | 0 | 0 | 0 | 0 | 0 | 0 | 0 | 0 | 0 | 0 | 0 | 0 | 0 | 0 | 0 | 0 | 0 | 0 | 0 | 0 | 0 | 0 | 0 | 0
F5_Commercial_Retail_New_Food Preparation_Natural Gas_Food Prep Other_E9 | F5 | Commercial | Retail | New | Food Preparation | Natural Gas | Food Prep Other | E9 | Utility - Cost of Operation | 0 | 0 | 0 | 0 | 0 | 0 | 0 | 0 | 0 | 0 | 0 | 0 | 0 | 0 | 0 | 0 | 0 | 0 | 0 | 0 | 0 | 0 | 0 | 0 | 0 | 0 | 0 | 0 | 0 | 0 | 0
F5_Commercial_Retail_New_Food Preparation_Natural Gas_Food Prep Other_E10 | F5 | Commercial | Retail | New | Food Preparation | Natural Gas | Food Prep Other | E10 | Utility - Cost of Operation | 0 | 0 | 0 | 0 | 0 | 0 | 0 | 0 | 0 | 0 | 0 | 0 | 0 | 0 | 0 | 0 | 0 | 0 | 0 | 0 | 0 | 0 | 0 | 0 | 0 | 0 | 0 | 0 | 0 | 0 | 0
F6_Commercial_Retail_New_Food Preparation_Natural Gas_Food Prep Other_E1 | F6 | Commercial | Retail | New | Food Preparation | Natural Gas | Food Prep Other | E1 | Utility - Value of Sales | 0.046614 | 0.047538 | 0.048199 | 0.048915 | 0.049944 | 0.046793 | 0.04433 | 0.043034 | 0.042569 | 0.041855 | 0.041373 | 0.043566 | 0.038989 | 0.041674 | 0.04512 | 0.048469 | 0.048594 | 0.048826 | 0.047893 | 0.048559 | 0.049025 | 0.049653 | 0.050444 | 0.023761 | 0.023287 | 0.022844 | 0.022426 | 0.02203 | 0.021652 | 0.021288 | 0.020937
F6_Commercial_Retail_New_Food Preparation_Natural Gas_Food Prep Other_E2 | F6 | Commercial | Retail | New | Food Preparation | Natural Gas | Food Prep Other | E2 | Utility - Value of Sales | 0.046614 | 0.047538 | 0.048198 | 0.048915 | 0.049944 | 0.046792 | 0.044329 | 0.043034 | 0.042569 | 0.041855 | 0.041373 | 0.043565 | 0.038989 | 0.041674 | 0.04512 | 0.048469 | 0.048594 | 0.048826 | 0.047893 | 0.048558 | 0.049024 | 0.049653 | 0.050443 | 0.023761 | 0.023287 | 0.022844 | 0.022426 | 0.02203 | 0.021652 | 0.021288 | 0.020936
F6_Commercial_Retail_New_Food Preparation_Natural Gas_Food Prep Other_E3 | F6 | Commercial | Retail | New | Food Preparation | Natural Gas | Food Prep Other | E3 | Utility - Value of Sales | 0 | 0 | 0 | 0 | 0 | 0 | 0 | 0 | 0 | 0 | 0 | 0 | 0 | 0 | 0 | 0 | 0 | 0 | 0 | 0 | 0 | 0 | 0 | 0 | 0 | 0 | 0 | 0 | 0 | 0 | 0
F6_Commercial_Retail_New_Food Preparation_Natural Gas_Food Prep Other_E4 | F6 | Commercial | Retail | New | Food Preparation | Natural Gas | Food Prep Other | E4 | Utility - Value of Sales | 0 | 0 | 0 | 0 | 0 | 0 | 0 | 0 | 0 | 0 | 0 | 0 | 0 | 0 | 0 | 0 | 0 | 0 | 0 | 0 | 0 | 0 | 0 | 0 | 0 | 0 | 0 | 0 | 0 | 0 | 0
F6_Commercial_Retail_New_Food Preparation_Natural Gas_Food Prep Other_E5 | F6 | Commercial | Retail | New | Food Preparation | Natural Gas | Food Prep Other | E5 | Utility - Value of Sales | 0 | 0 | 0 | 0 | 0 | 0 | 0 | 0 | 0 | 0 | 0 | 0 | 0 | 0 | 0 | 0 | 0 | 0 | 0 | 0 | 0 | 0 | 0 | 0 | 0 | 0 | 0 | 0 | 0 | 0 | 0
F6_Commercial_Retail_New_Food Preparation_Natural Gas_Food Prep Other_E6 | F6 | Commercial | Retail | New | Food Preparation | Natural Gas | Food Prep Other | E6 | Utility - Value of Sales | 0 | 0 | 0 | 0 | 0 | 0 | 0 | 0 | 0 | 0 | 0 | 0 | 0 | 0 | 0 | 0 | 0 | 0 | 0 | 0 | 0 | 0 | 0 | 0 | 0 | 0 | 0 | 0 | 0 | 0 | 0
F6_Commercial_Retail_New_Food Preparation_Natural Gas_Food Prep Other_E7 | F6 | Commercial | Retail | New | Food Preparation | Natural Gas | Food Prep Other | E7 | Utility - Value of Sales | 0 | 0 | 0 | 0 | 0 | 0 | 0 | 0 | 0 | 0 | 0 | 0 | 0 | 0 | 0 | 0 | 0 | 0 | 0 | 0 | 0 | 0 | 0 | 0 | 0 | 0 | 0 | 0 | 0 | 0 | 0
F6_Commercial_Retail_New_Food Preparation_Natural Gas_Food Prep Other_E8 | F6 | Commercial | Retail | New | Food Preparation | Natural Gas | Food Prep Other | E8 | Utility - Value of Sales | 0 | 0 | 0 | 0 | 0 | 0 | 0 | 0 | 0 | 0 | 0 | 0 | 0 | 0 | 0 | 0 | 0 | 0 | 0 | 0 | 0 | 0 | 0 | 0 | 0 | 0 | 0 | 0 | 0 | 0 | 0
F6_Commercial_Retail_New_Food Preparation_Natural Gas_Food Prep Other_E9 | F6 | Commercial | Retail | New | Food Preparation | Natural Gas | Food Prep Other | E9 | Utility - Value of Sales | 0 | 0 | 0 | 0 | 0 | 0 | 0 | 0 | 0 | 0 | 0 | 0 | 0 | 0 | 0 | 0 | 0 | 0 | 0 | 0 | 0 | 0 | 0 | 0 | 0 | 0 | 0 | 0 | 0 | 0 | 0
F6_Commercial_Retail_New_Food Preparation_Natural Gas_Food Prep Other_E10 | F6 | Commercial | Retail | New | Food Preparation | Natural Gas | Food Prep Other | E10 | Utility - Value of Sales | 0 | 0 | 0 | 0 | 0 | 0 | 0 | 0 | 0 | 0 | 0 | 0 | 0 | 0 | 0 | 0 | 0 | 0 | 0 | 0 | 0 | 0 | 0 | 0 | 0 | 0 | 0 | 0 | 0 | 0 | 0
F1_Commercial_Retail_New_Miscellaneous_Natural Gas_Pool Heater_E1 | F1 | Commercial | Retail | New | Miscellaneous | Natural Gas | Pool Heater | E1 | Participant - Cost of Equipment | 4.1444e-05 | 4.1444e-05 | 4.1444e-05 | 4.1444e-05 | 4.1444e-05 | 4.1444e-05 | 4.1444e-05 | 4.1444e-05 | 4.1444e-05 | 4.1444e-05 | 4.1444e-05 | 4.1444e-05 | 4.1444e-05 | 4.1444e-05 | 4.1444e-05 | 4.1444e-05 | 4.1444e-05 | 4.1444e-05 | 4.1444e-05 | 4.1444e-05 | 4.1444e-05 | 4.1444e-05 | 4.1444e-05 | 4.1444e-05 | 4.1444e-05 | 4.1444e-05 | 4.1444e-05 | 4.1444e-05 | 4.1444e-05 | 4.1444e-05 | 4.1444e-05
F1_Commercial_Retail_New_Miscellaneous_Natural Gas_Pool Heater_E2 | F1 | Commercial | Retail | New | Miscellaneous | Natural Gas | Pool Heater | E2 | Participant - Cost of Equipment | 6.7859e-05 | 6.7859e-05 | 6.7859e-05 | 6.7859e-05 | 6.7859e-05 | 6.7859e-05 | 6.7859e-05 | 6.7859e-05 | 6.7859e-05 | 6.7859e-05 | 6.7859e-05 | 6.7859e-05 | 6.7859e-05 | 6.7859e-05 | 6.7859e-05 | 6.7859e-05 | 6.7859e-05 | 6.7859e-05 | 6.7859e-05 | 6.7859e-05 | 6.7859e-05 | 6.7859e-05 | 6.7859e-05 | 6.7859e-05 | 6.7859e-05 | 6.7859e-05 | 6.7859e-05 | 6.7859e-05 | 6.7859e-05 | 6.7859e-05 | 6.7859e-05
F1_Commercial_Retail_New_Miscellaneous_Natural Gas_Pool Heater_E3 | F1 | Commercial | Retail | New | Miscellaneous | Natural Gas | Pool Heater | E3 | Participant - Cost of Equipment | 0 | 0 | 0 | 0 | 0 | 0 | 0 | 0 | 0 | 0 | 0 | 0 | 0 | 0 | 0 | 0 | 0 | 0 | 0 | 0 | 0 | 0 | 0 | 0 | 0 | 0 | 0 | 0 | 0 | 0 | 0
F1_Commercial_Retail_New_Miscellaneous_Natural Gas_Pool Heater_E4 | F1 | Commercial | Retail | New | Miscellaneous | Natural Gas | Pool Heater | E4 | Participant - Cost of Equipment | 0 | 0 | 0 | 0 | 0 | 0 | 0 | 0 | 0 | 0 | 0 | 0 | 0 | 0 | 0 | 0 | 0 | 0 | 0 | 0 | 0 | 0 | 0 | 0 | 0 | 0 | 0 | 0 | 0 | 0 | 0
F1_Commercial_Retail_New_Miscellaneous_Natural Gas_Pool Heater_E5 | F1 | Commercial | Retail | New | Miscellaneous | Natural Gas | Pool Heater | E5 | Participant - Cost of Equipment | 0 | 0 | 0 | 0 | 0 | 0 | 0 | 0 | 0 | 0 | 0 | 0 | 0 | 0 | 0 | 0 | 0 | 0 | 0 | 0 | 0 | 0 | 0 | 0 | 0 | 0 | 0 | 0 | 0 | 0 | 0
F1_Commercial_Retail_New_Miscellaneous_Natural Gas_Pool Heater_E6 | F1 | Commercial | Retail | New | Miscellaneous | Natural Gas | Pool Heater | E6 | Participant - Cost of Equipment | 0 | 0 | 0 | 0 | 0 | 0 | 0 | 0 | 0 | 0 | 0 | 0 | 0 | 0 | 0 | 0 | 0 | 0 | 0 | 0 | 0 | 0 | 0 | 0 | 0 | 0 | 0 | 0 | 0 | 0 | 0
F1_Commercial_Retail_New_Miscellaneous_Natural Gas_Pool Heater_E7 | F1 | Commercial | Retail | New | Miscellaneous | Natural Gas | Pool Heater | E7 | Participant - Cost of Equipment | 0 | 0 | 0 | 0 | 0 | 0 | 0 | 0 | 0 | 0 | 0 | 0 | 0 | 0 | 0 | 0 | 0 | 0 | 0 | 0 | 0 | 0 | 0 | 0 | 0 | 0 | 0 | 0 | 0 | 0 | 0
F1_Commercial_Retail_New_Miscellaneous_Natural Gas_Pool Heater_E8 | F1 | Commercial | Retail | New | Miscellaneous | Natural Gas | Pool Heater | E8 | Participant - Cost of Equipment | 0 | 0 | 0 | 0 | 0 | 0 | 0 | 0 | 0 | 0 | 0 | 0 | 0 | 0 | 0 | 0 | 0 | 0 | 0 | 0 | 0 | 0 | 0 | 0 | 0 | 0 | 0 | 0 | 0 | 0 | 0
F1_Commercial_Retail_New_Miscellaneous_Natural Gas_Pool Heater_E9 | F1 | Commercial | Retail | New | Miscellaneous | Natural Gas | Pool Heater | E9 | Participant - Cost of Equipment | 0 | 0 | 0 | 0 | 0 | 0 | 0 | 0 | 0 | 0 | 0 | 0 | 0 | 0 | 0 | 0 | 0 | 0 | 0 | 0 | 0 | 0 | 0 | 0 | 0 | 0 | 0 | 0 | 0 | 0 | 0
F1_Commercial_Retail_New_Miscellaneous_Natural Gas_Pool Heater_E10 | F1 | Commercial | Retail | New | Miscellaneous | Natural Gas | Pool Heater | E10 | Participant - Cost of Equipment | 0 | 0 | 0 | 0 | 0 | 0 | 0 | 0 | 0 | 0 | 0 | 0 | 0 | 0 | 0 | 0 | 0 | 0 | 0 | 0 | 0 | 0 | 0 | 0 | 0 | 0 | 0 | 0 | 0 | 0 | 0
F2_Commercial_Retail_New_Miscellaneous_Natural Gas_Pool Heater_E1 | F2 | Commercial | Retail | New | Miscellaneous | Natural Gas | Pool Heater | E1 | Participant - Cost of Operation | 0.00019136 | 0.00019843 | 0.00020125 | 0.00020192 | 0.00020956 | 0.00019755 | 0.00018925 | 0.00018902 | 0.0001946 | 0.00019133 | 0.00019043 | 0.00018837 | 0.00014133 | 0.00013789 | 0.00013689 | 0.00015472 | 0.00017669 | 0.00020142 | 0.00022114 | 0.00025351 | 0.0002575 | 0.00026244 | 0.00026833 | 0.00010125 | 9.9098e-05 | 9.7103e-05 | 9.5246e-05 | 9.3503e-05 | 9.1853e-05 | 9.0277e-05 | 8.8764e-05
F2_Commercial_Retail_New_Miscellaneous_Natural Gas_Pool Heater_E2 | F2 | Commercial | Retail | New | Miscellaneous | Natural Gas | Pool Heater | E2 | Participant - Cost of Operation | 0.00016265 | 0.00016866 | 0.00017106 | 0.00017163 | 0.00017812 | 0.00016792 | 0.00016086 | 0.00016067 | 0.00016541 | 0.00016263 | 0.00016186 | 0.00016012 | 0.00012013 | 0.00011721 | 0.00011636 | 0.00013151 | 0.00015019 | 0.0001712 | 0.00018797 | 0.00021549 | 0.00021887 | 0.00022307 | 0.00022808 | 8.6063e-05 | 8.4233e-05 | 8.2538e-05 | 8.0959e-05 | 7.9477e-05 | 7.8075e-05 | 7.6736e-05 | 7.5449e-05
F2_Commercial_Retail_New_Miscellaneous_Natural Gas_Pool Heater_E3 | F2 | Commercial | Retail | New | Miscellaneous | Natural Gas | Pool Heater | E3 | Participant - Cost of Operation | 0 | 0 | 0 | 0 | 0 | 0 | 0 | 0 | 0 | 0 | 0 | 0 | 0 | 0 | 0 | 0 | 0 | 0 | 0 | 0 | 0 | 0 | 0 | 0 | 0 | 0 | 0 | 0 | 0 | 0 | 0
F2_Commercial_Retail_New_Miscellaneous_Natural Gas_Pool Heater_E4 | F2 | Commercial | Retail | New | Miscellaneous | Natural Gas | Pool Heater | E4 | Participant - Cost of Operation | 0 | 0 | 0 | 0 | 0 | 0 | 0 | 0 | 0 | 0 | 0 | 0 | 0 | 0 | 0 | 0 | 0 | 0 | 0 | 0 | 0 | 0 | 0 | 0 | 0 | 0 | 0 | 0 | 0 | 0 | 0
F2_Commercial_Retail_New_Miscellaneous_Natural Gas_Pool Heater_E5 | F2 | Commercial | Retail | New | Miscellaneous | Natural Gas | Pool Heater | E5 | Participant - Cost of Operation | 0 | 0 | 0 | 0 | 0 | 0 | 0 | 0 | 0 | 0 | 0 | 0 | 0 | 0 | 0 | 0 | 0 | 0 | 0 | 0 | 0 | 0 | 0 | 0 | 0 | 0 | 0 | 0 | 0 | 0 | 0
F2_Commercial_Retail_New_Miscellaneous_Natural Gas_Pool Heater_E6 | F2 | Commercial | Retail | New | Miscellaneous | Natural Gas | Pool Heater | E6 | Participant - Cost of Operation | 0 | 0 | 0 | 0 | 0 | 0 | 0 | 0 | 0 | 0 | 0 | 0 | 0 | 0 | 0 | 0 | 0 | 0 | 0 | 0 | 0 | 0 | 0 | 0 | 0 | 0 | 0 | 0 | 0 | 0 | 0
F2_Commercial_Retail_New_Miscellaneous_Natural Gas_Pool Heater_E7 | F2 | Commercial | Retail | New | Miscellaneous | Natural Gas | Pool Heater | E7 | Participant - Cost of Operation | 0 | 0 | 0 | 0 | 0 | 0 | 0 | 0 | 0 | 0 | 0 | 0 | 0 | 0 | 0 | 0 | 0 | 0 | 0 | 0 | 0 | 0 | 0 | 0 | 0 | 0 | 0 | 0 | 0 | 0 | 0
F2_Commercial_Retail_New_Miscellaneous_Natural Gas_Pool Heater_E8 | F2 | Commercial | Retail | New | Miscellaneous | Natural Gas | Pool Heater | E8 | Participant - Cost of Operation | 0 | 0 | 0 | 0 | 0 | 0 | 0 | 0 | 0 | 0 | 0 | 0 | 0 | 0 | 0 | 0 | 0 | 0 | 0 | 0 | 0 | 0 | 0 | 0 | 0 | 0 | 0 | 0 | 0 | 0 | 0
F2_Commercial_Retail_New_Miscellaneous_Natural Gas_Pool Heater_E9 | F2 | Commercial | Retail | New | Miscellaneous | Natural Gas | Pool Heater | E9 | Participant - Cost of Operation | 0 | 0 | 0 | 0 | 0 | 0 | 0 | 0 | 0 | 0 | 0 | 0 | 0 | 0 | 0 | 0 | 0 | 0 | 0 | 0 | 0 | 0 | 0 | 0 | 0 | 0 | 0 | 0 | 0 | 0 | 0
F2_Commercial_Retail_New_Miscellaneous_Natural Gas_Pool Heater_E10 | F2 | Commercial | Retail | New | Miscellaneous | Natural Gas | Pool Heater | E10 | Participant - Cost of Operation | 0 | 0 | 0 | 0 | 0 | 0 | 0 | 0 | 0 | 0 | 0 | 0 | 0 | 0 | 0 | 0 | 0 | 0 | 0 | 0 | 0 | 0 | 0 | 0 | 0 | 0 | 0 | 0 | 0 | 0 | 0
F3_Commercial_Retail_New_Miscellaneous_Natural Gas_Pool Heater_E1 | F3 | Commercial | Retail | New | Miscellaneous | Natural Gas | Pool Heater | E1 | System - kBTUs of Conusmption | 0.016157 | 0.016222 | 0.01618 | 0.016152 | 0.016152 | 0.016152 | 0.016152 | 0.016152 | 0.016152 | 0.016152 | 0.016152 | 0.016152 | 0.016152 | 0.016152 | 0.016152 | 0.016152 | 0.016152 | 0.016152 | 0.016152 | 0.016152 | 0.016152 | 0.016152 | 0.016152 | 0.016152 | 0.016152 | 0.016152 | 0.016152 | 0.016152 | 0.016152 | 0.016152 | 0.016152
F3_Commercial_Retail_New_Miscellaneous_Natural Gas_Pool Heater_E2 | F3 | Commercial | Retail | New | Miscellaneous | Natural Gas | Pool Heater | E2 | System - kBTUs of Conusmption | 0.013734 | 0.013788 | 0.013753 | 0.013729 | 0.013729 | 0.013729 | 0.013729 | 0.013729 | 0.013729 | 0.013729 | 0.013729 | 0.013729 | 0.013729 | 0.013729 | 0.013729 | 0.013729 | 0.013729 | 0.013729 | 0.013729 | 0.013729 | 0.013729 | 0.013729 | 0.013729 | 0.013729 | 0.013729 | 0.013729 | 0.013729 | 0.013729 | 0.013729 | 0.013729 | 0.013729
F3_Commercial_Retail_New_Miscellaneous_Natural Gas_Pool Heater_E3 | F3 | Commercial | Retail | New | Miscellaneous | Natural Gas | Pool Heater | E3 | System - kBTUs of Conusmption | 0 | 0 | 0 | 0 | 0 | 0 | 0 | 0 | 0 | 0 | 0 | 0 | 0 | 0 | 0 | 0 | 0 | 0 | 0 | 0 | 0 | 0 | 0 | 0 | 0 | 0 | 0 | 0 | 0 | 0 | 0
F3_Commercial_Retail_New_Miscellaneous_Natural Gas_Pool Heater_E4 | F3 | Commercial | Retail | New | Miscellaneous | Natural Gas | Pool Heater | E4 | System - kBTUs of Conusmption | 0 | 0 | 0 | 0 | 0 | 0 | 0 | 0 | 0 | 0 | 0 | 0 | 0 | 0 | 0 | 0 | 0 | 0 | 0 | 0 | 0 | 0 | 0 | 0 | 0 | 0 | 0 | 0 | 0 | 0 | 0
F3_Commercial_Retail_New_Miscellaneous_Natural Gas_Pool Heater_E5 | F3 | Commercial | Retail | New | Miscellaneous | Natural Gas | Pool Heater | E5 | System - kBTUs of Conusmption | 0 | 0 | 0 | 0 | 0 | 0 | 0 | 0 | 0 | 0 | 0 | 0 | 0 | 0 | 0 | 0 | 0 | 0 | 0 | 0 | 0 | 0 | 0 | 0 | 0 | 0 | 0 | 0 | 0 | 0 | 0
F3_Commercial_Retail_New_Miscellaneous_Natural Gas_Pool Heater_E6 | F3 | Commercial | Retail | New | Miscellaneous | Natural Gas | Pool Heater | E6 | System - kBTUs of Conusmption | 0 | 0 | 0 | 0 | 0 | 0 | 0 | 0 | 0 | 0 | 0 | 0 | 0 | 0 | 0 | 0 | 0 | 0 | 0 | 0 | 0 | 0 | 0 | 0 | 0 | 0 | 0 | 0 | 0 | 0 | 0
F3_Commercial_Retail_New_Miscellaneous_Natural Gas_Pool Heater_E7 | F3 | Commercial | Retail | New | Miscellaneous | Natural Gas | Pool Heater | E7 | System - kBTUs of Conusmption | 0 | 0 | 0 | 0 | 0 | 0 | 0 | 0 | 0 | 0 | 0 | 0 | 0 | 0 | 0 | 0 | 0 | 0 | 0 | 0 | 0 | 0 | 0 | 0 | 0 | 0 | 0 | 0 | 0 | 0 | 0
F3_Commercial_Retail_New_Miscellaneous_Natural Gas_Pool Heater_E8 | F3 | Commercial | Retail | New | Miscellaneous | Natural Gas | Pool Heater | E8 | System - kBTUs of Conusmption | 0 | 0 | 0 | 0 | 0 | 0 | 0 | 0 | 0 | 0 | 0 | 0 | 0 | 0 | 0 | 0 | 0 | 0 | 0 | 0 | 0 | 0 | 0 | 0 | 0 | 0 | 0 | 0 | 0 | 0 | 0
F3_Commercial_Retail_New_Miscellaneous_Natural Gas_Pool Heater_E9 | F3 | Commercial | Retail | New | Miscellaneous | Natural Gas | Pool Heater | E9 | System - kBTUs of Conusmption | 0 | 0 | 0 | 0 | 0 | 0 | 0 | 0 | 0 | 0 | 0 | 0 | 0 | 0 | 0 | 0 | 0 | 0 | 0 | 0 | 0 | 0 | 0 | 0 | 0 | 0 | 0 | 0 | 0 | 0 | 0
F3_Commercial_Retail_New_Miscellaneous_Natural Gas_Pool Heater_E10 | F3 | Commercial | Retail | New | Miscellaneous | Natural Gas | Pool Heater | E10 | System - kBTUs of Conusmption | 0 | 0 | 0 | 0 | 0 | 0 | 0 | 0 | 0 | 0 | 0 | 0 | 0 | 0 | 0 | 0 | 0 | 0 | 0 | 0 | 0 | 0 | 0 | 0 | 0 | 0 | 0 | 0 | 0 | 0 | 0
F4_Commercial_Retail_New_Miscellaneous_Natural Gas_Pool Heater_E1 | F4 | Commercial | Retail | New | Miscellaneous | Natural Gas | Pool Heater | E1 | Utility - Cost of Equipment | 4.1444e-05 | 4.1444e-05 | 4.1444e-05 | 4.1444e-05 | 4.1444e-05 | 4.1444e-05 | 4.1444e-05 | 4.1444e-05 | 4.1444e-05 | 4.1444e-05 | 4.1444e-05 | 4.1444e-05 | 4.1444e-05 | 4.1444e-05 | 4.1444e-05 | 4.1444e-05 | 4.1444e-05 | 4.1444e-05 | 4.1444e-05 | 4.1444e-05 | 4.1444e-05 | 4.1444e-05 | 4.1444e-05 | 4.1444e-05 | 4.1444e-05 | 4.1444e-05 | 4.1444e-05 | 4.1444e-05 | 4.1444e-05 | 4.1444e-05 | 4.1444e-05
F4_Commercial_Retail_New_Miscellaneous_Natural Gas_Pool Heater_E2 | F4 | Commercial | Retail | New | Miscellaneous | Natural Gas | Pool Heater | E2 | Utility - Cost of Equipment | 6.7859e-05 | 6.7859e-05 | 6.7859e-05 | 6.7859e-05 | 6.7859e-05 | 6.7859e-05 | 6.7859e-05 | 6.7859e-05 | 6.7859e-05 | 6.7859e-05 | 6.7859e-05 | 6.7859e-05 | 6.7859e-05 | 6.7859e-05 | 6.7859e-05 | 6.7859e-05 | 6.7859e-05 | 6.7859e-05 | 6.7859e-05 | 6.7859e-05 | 6.7859e-05 | 6.7859e-05 | 6.7859e-05 | 6.7859e-05 | 6.7859e-05 | 6.7859e-05 | 6.7859e-05 | 6.7859e-05 | 6.7859e-05 | 6.7859e-05 | 6.7859e-05
F4_Commercial_Retail_New_Miscellaneous_Natural Gas_Pool Heater_E3 | F4 | Commercial | Retail | New | Miscellaneous | Natural Gas | Pool Heater | E3 | Utility - Cost of Equipment | 0 | 0 | 0 | 0 | 0 | 0 | 0 | 0 | 0 | 0 | 0 | 0 | 0 | 0 | 0 | 0 | 0 | 0 | 0 | 0 | 0 | 0 | 0 | 0 | 0 | 0 | 0 | 0 | 0 | 0 | 0
F4_Commercial_Retail_New_Miscellaneous_Natural Gas_Pool Heater_E4 | F4 | Commercial | Retail | New | Miscellaneous | Natural Gas | Pool Heater | E4 | Utility - Cost of Equipment | 0 | 0 | 0 | 0 | 0 | 0 | 0 | 0 | 0 | 0 | 0 | 0 | 0 | 0 | 0 | 0 | 0 | 0 | 0 | 0 | 0 | 0 | 0 | 0 | 0 | 0 | 0 | 0 | 0 | 0 | 0
F4_Commercial_Retail_New_Miscellaneous_Natural Gas_Pool Heater_E5 | F4 | Commercial | Retail | New | Miscellaneous | Natural Gas | Pool Heater | E5 | Utility - Cost of Equipment | 0 | 0 | 0 | 0 | 0 | 0 | 0 | 0 | 0 | 0 | 0 | 0 | 0 | 0 | 0 | 0 | 0 | 0 | 0 | 0 | 0 | 0 | 0 | 0 | 0 | 0 | 0 | 0 | 0 | 0 | 0
F4_Commercial_Retail_New_Miscellaneous_Natural Gas_Pool Heater_E6 | F4 | Commercial | Retail | New | Miscellaneous | Natural Gas | Pool Heater | E6 | Utility - Cost of Equipment | 0 | 0 | 0 | 0 | 0 | 0 | 0 | 0 | 0 | 0 | 0 | 0 | 0 | 0 | 0 | 0 | 0 | 0 | 0 | 0 | 0 | 0 | 0 | 0 | 0 | 0 | 0 | 0 | 0 | 0 | 0
F4_Commercial_Retail_New_Miscellaneous_Natural Gas_Pool Heater_E7 | F4 | Commercial | Retail | New | Miscellaneous | Natural Gas | Pool Heater | E7 | Utility - Cost of Equipment | 0 | 0 | 0 | 0 | 0 | 0 | 0 | 0 | 0 | 0 | 0 | 0 | 0 | 0 | 0 | 0 | 0 | 0 | 0 | 0 | 0 | 0 | 0 | 0 | 0 | 0 | 0 | 0 | 0 | 0 | 0
F4_Commercial_Retail_New_Miscellaneous_Natural Gas_Pool Heater_E8 | F4 | Commercial | Retail | New | Miscellaneous | Natural Gas | Pool Heater | E8 | Utility - Cost of Equipment | 0 | 0 | 0 | 0 | 0 | 0 | 0 | 0 | 0 | 0 | 0 | 0 | 0 | 0 | 0 | 0 | 0 | 0 | 0 | 0 | 0 | 0 | 0 | 0 | 0 | 0 | 0 | 0 | 0 | 0 | 0
F4_Commercial_Retail_New_Miscellaneous_Natural Gas_Pool Heater_E9 | F4 | Commercial | Retail | New | Miscellaneous | Natural Gas | Pool Heater | E9 | Utility - Cost of Equipment | 0 | 0 | 0 | 0 | 0 | 0 | 0 | 0 | 0 | 0 | 0 | 0 | 0 | 0 | 0 | 0 | 0 | 0 | 0 | 0 | 0 | 0 | 0 | 0 | 0 | 0 | 0 | 0 | 0 | 0 | 0
F4_Commercial_Retail_New_Miscellaneous_Natural Gas_Pool Heater_E10 | F4 | Commercial | Retail | New | Miscellaneous | Natural Gas | Pool Heater | E10 | Utility - Cost of Equipment | 0 | 0 | 0 | 0 | 0 | 0 | 0 | 0 | 0 | 0 | 0 | 0 | 0 | 0 | 0 | 0 | 0 | 0 | 0 | 0 | 0 | 0 | 0 | 0 | 0 | 0 | 0 | 0 | 0 | 0 | 0
F5_Commercial_Retail_New_Miscellaneous_Natural Gas_Pool Heater_E1 | F5 | Commercial | Retail | New | Miscellaneous | Natural Gas | Pool Heater | E1 | Utility - Cost of Operation | 0.00015972 | 0.00016562 | 0.00016798 | 0.00016854 | 0.00017491 | 0.00016489 | 0.00015796 | 0.00015777 | 0.00016243 | 0.0001597 | 0.00015895 | 0.00015723 | 0.00011797 | 0.0001151 | 0.00011426 | 0.00012914 | 0.00014748 | 0.00016812 | 0.00018458 | 0.0002116 | 0.00021493 | 0.00021905 | 0.00022397 | 8.4512e-05 | 8.2715e-05 | 8.105e-05 | 7.95e-05 | 7.8045e-05 | 7.6668e-05 | 7.5353e-05 | 7.4089e-05
F5_Commercial_Retail_New_Miscellaneous_Natural Gas_Pool Heater_E2 | F5 | Commercial | Retail | New | Miscellaneous | Natural Gas | Pool Heater | E2 | Utility - Cost of Operation | 0.00013576 | 0.00014078 | 0.00014278 | 0.00014326 | 0.00014868 | 0.00014016 | 0.00013427 | 0.0001341 | 0.00013807 | 0.00013574 | 0.0001351 | 0.00013365 | 0.00010027 | 9.7832e-05 | 9.7119e-05 | 0.00010977 | 0.00012536 | 0.0001429 | 0.00015689 | 0.00017986 | 0.00018269 | 0.00018619 | 0.00019038 | 7.1835e-05 | 7.0307e-05 | 6.8893e-05 | 6.7575e-05 | 6.6338e-05 | 6.5168e-05 | 6.405e-05 | 6.2976e-05
F5_Commercial_Retail_New_Miscellaneous_Natural Gas_Pool Heater_E3 | F5 | Commercial | Retail | New | Miscellaneous | Natural Gas | Pool Heater | E3 | Utility - Cost of Operation | 0 | 0 | 0 | 0 | 0 | 0 | 0 | 0 | 0 | 0 | 0 | 0 | 0 | 0 | 0 | 0 | 0 | 0 | 0 | 0 | 0 | 0 | 0 | 0 | 0 | 0 | 0 | 0 | 0 | 0 | 0
F5_Commercial_Retail_New_Miscellaneous_Natural Gas_Pool Heater_E4 | F5 | Commercial | Retail | New | Miscellaneous | Natural Gas | Pool Heater | E4 | Utility - Cost of Operation | 0 | 0 | 0 | 0 | 0 | 0 | 0 | 0 | 0 | 0 | 0 | 0 | 0 | 0 | 0 | 0 | 0 | 0 | 0 | 0 | 0 | 0 | 0 | 0 | 0 | 0 | 0 | 0 | 0 | 0 | 0
F5_Commercial_Retail_New_Miscellaneous_Natural Gas_Pool Heater_E5 | F5 | Commercial | Retail | New | Miscellaneous | Natural Gas | Pool Heater | E5 | Utility - Cost of Operation | 0 | 0 | 0 | 0 | 0 | 0 | 0 | 0 | 0 | 0 | 0 | 0 | 0 | 0 | 0 | 0 | 0 | 0 | 0 | 0 | 0 | 0 | 0 | 0 | 0 | 0 | 0 | 0 | 0 | 0 | 0
F5_Commercial_Retail_New_Miscellaneous_Natural Gas_Pool Heater_E6 | F5 | Commercial | Retail | New | Miscellaneous | Natural Gas | Pool Heater | E6 | Utility - Cost of Operation | 0 | 0 | 0 | 0 | 0 | 0 | 0 | 0 | 0 | 0 | 0 | 0 | 0 | 0 | 0 | 0 | 0 | 0 | 0 | 0 | 0 | 0 | 0 | 0 | 0 | 0 | 0 | 0 | 0 | 0 | 0
F5_Commercial_Retail_New_Miscellaneous_Natural Gas_Pool Heater_E7 | F5 | Commercial | Retail | New | Miscellaneous | Natural Gas | Pool Heater | E7 | Utility - Cost of Operation | 0 | 0 | 0 | 0 | 0 | 0 | 0 | 0 | 0 | 0 | 0 | 0 | 0 | 0 | 0 | 0 | 0 | 0 | 0 | 0 | 0 | 0 | 0 | 0 | 0 | 0 | 0 | 0 | 0 | 0 | 0
F5_Commercial_Retail_New_Miscellaneous_Natural Gas_Pool Heater_E8 | F5 | Commercial | Retail | New | Miscellaneous | Natural Gas | Pool Heater | E8 | Utility - Cost of Operation | 0 | 0 | 0 | 0 | 0 | 0 | 0 | 0 | 0 | 0 | 0 | 0 | 0 | 0 | 0 | 0 | 0 | 0 | 0 | 0 | 0 | 0 | 0 | 0 | 0 | 0 | 0 | 0 | 0 | 0 | 0
F5_Commercial_Retail_New_Miscellaneous_Natural Gas_Pool Heater_E9 | F5 | Commercial | Retail | New | Miscellaneous | Natural Gas | Pool Heater | E9 | Utility - Cost of Operation | 0 | 0 | 0 | 0 | 0 | 0 | 0 | 0 | 0 | 0 | 0 | 0 | 0 | 0 | 0 | 0 | 0 | 0 | 0 | 0 | 0 | 0 | 0 | 0 | 0 | 0 | 0 | 0 | 0 | 0 | 0
F5_Commercial_Retail_New_Miscellaneous_Natural Gas_Pool Heater_E10 | F5 | Commercial | Retail | New | Miscellaneous | Natural Gas | Pool Heater | E10 | Utility - Cost of Operation | 0 | 0 | 0 | 0 | 0 | 0 | 0 | 0 | 0 | 0 | 0 | 0 | 0 | 0 | 0 | 0 | 0 | 0 | 0 | 0 | 0 | 0 | 0 | 0 | 0 | 0 | 0 | 0 | 0 | 0 | 0
F6_Commercial_Retail_New_Miscellaneous_Natural Gas_Pool Heater_E1 | F6 | Commercial | Retail | New | Miscellaneous | Natural Gas | Pool Heater | E1 | Utility - Value of Sales | 0.00019136 | 0.00019843 | 0.00020125 | 0.00020192 | 0.00020956 | 0.00019755 | 0.00018925 | 0.00018902 | 0.0001946 | 0.00019133 | 0.00019043 | 0.00018837 | 0.00014133 | 0.00013789 | 0.00013689 | 0.00015472 | 0.00017669 | 0.00020142 | 0.00022114 | 0.00025351 | 0.0002575 | 0.00026244 | 0.00026833 | 0.00010125 | 9.9098e-05 | 9.7103e-05 | 9.5246e-05 | 9.3503e-05 | 9.1853e-05 | 9.0277e-05 | 8.8764e-05
F6_Commercial_Retail_New_Miscellaneous_Natural Gas_Pool Heater_E2 | F6 | Commercial | Retail | New | Miscellaneous | Natural Gas | Pool Heater | E2 | Utility - Value of Sales | 0.00016265 | 0.00016866 | 0.00017106 | 0.00017163 | 0.00017812 | 0.00016792 | 0.00016086 | 0.00016067 | 0.00016541 | 0.00016263 | 0.00016186 | 0.00016012 | 0.00012013 | 0.00011721 | 0.00011636 | 0.00013151 | 0.00015019 | 0.0001712 | 0.00018797 | 0.00021549 | 0.00021887 | 0.00022307 | 0.00022808 | 8.6063e-05 | 8.4233e-05 | 8.2538e-05 | 8.0959e-05 | 7.9477e-05 | 7.8075e-05 | 7.6736e-05 | 7.5449e-05
F6_Commercial_Retail_New_Miscellaneous_Natural Gas_Pool Heater_E3 | F6 | Commercial | Retail | New | Miscellaneous | Natural Gas | Pool Heater | E3 | Utility - Value of Sales | 0 | 0 | 0 | 0 | 0 | 0 | 0 | 0 | 0 | 0 | 0 | 0 | 0 | 0 | 0 | 0 | 0 | 0 | 0 | 0 | 0 | 0 | 0 | 0 | 0 | 0 | 0 | 0 | 0 | 0 | 0
F6_Commercial_Retail_New_Miscellaneous_Natural Gas_Pool Heater_E4 | F6 | Commercial | Retail | New | Miscellaneous | Natural Gas | Pool Heater | E4 | Utility - Value of Sales | 0 | 0 | 0 | 0 | 0 | 0 | 0 | 0 | 0 | 0 | 0 | 0 | 0 | 0 | 0 | 0 | 0 | 0 | 0 | 0 | 0 | 0 | 0 | 0 | 0 | 0 | 0 | 0 | 0 | 0 | 0
F6_Commercial_Retail_New_Miscellaneous_Natural Gas_Pool Heater_E5 | F6 | Commercial | Retail | New | Miscellaneous | Natural Gas | Pool Heater | E5 | Utility - Value of Sales | 0 | 0 | 0 | 0 | 0 | 0 | 0 | 0 | 0 | 0 | 0 | 0 | 0 | 0 | 0 | 0 | 0 | 0 | 0 | 0 | 0 | 0 | 0 | 0 | 0 | 0 | 0 | 0 | 0 | 0 | 0
F6_Commercial_Retail_New_Miscellaneous_Natural Gas_Pool Heater_E6 | F6 | Commercial | Retail | New | Miscellaneous | Natural Gas | Pool Heater | E6 | Utility - Value of Sales | 0 | 0 | 0 | 0 | 0 | 0 | 0 | 0 | 0 | 0 | 0 | 0 | 0 | 0 | 0 | 0 | 0 | 0 | 0 | 0 | 0 | 0 | 0 | 0 | 0 | 0 | 0 | 0 | 0 | 0 | 0
F6_Commercial_Retail_New_Miscellaneous_Natural Gas_Pool Heater_E7 | F6 | Commercial | Retail | New | Miscellaneous | Natural Gas | Pool Heater | E7 | Utility - Value of Sales | 0 | 0 | 0 | 0 | 0 | 0 | 0 | 0 | 0 | 0 | 0 | 0 | 0 | 0 | 0 | 0 | 0 | 0 | 0 | 0 | 0 | 0 | 0 | 0 | 0 | 0 | 0 | 0 | 0 | 0 | 0
F6_Commercial_Retail_New_Miscellaneous_Natural Gas_Pool Heater_E8 | F6 | Commercial | Retail | New | Miscellaneous | Natural Gas | Pool Heater | E8 | Utility - Value of Sales | 0 | 0 | 0 | 0 | 0 | 0 | 0 | 0 | 0 | 0 | 0 | 0 | 0 | 0 | 0 | 0 | 0 | 0 | 0 | 0 | 0 | 0 | 0 | 0 | 0 | 0 | 0 | 0 | 0 | 0 | 0
F6_Commercial_Retail_New_Miscellaneous_Natural Gas_Pool Heater_E9 | F6 | Commercial | Retail | New | Miscellaneous | Natural Gas | Pool Heater | E9 | Utility - Value of Sales | 0 | 0 | 0 | 0 | 0 | 0 | 0 | 0 | 0 | 0 | 0 | 0 | 0 | 0 | 0 | 0 | 0 | 0 | 0 | 0 | 0 | 0 | 0 | 0 | 0 | 0 | 0 | 0 | 0 | 0 | 0
F6_Commercial_Retail_New_Miscellaneous_Natural Gas_Pool Heater_E10 | F6 | Commercial | Retail | New | Miscellaneous | Natural Gas | Pool Heater | E10 | Utility - Value of Sales | 0 | 0 | 0 | 0 | 0 | 0 | 0 | 0 | 0 | 0 | 0 | 0 | 0 | 0 | 0 | 0 | 0 | 0 | 0 | 0 | 0 | 0 | 0 | 0 | 0 | 0 | 0 | 0 | 0 | 0 | 0
F1_Commercial_Retail_New_Miscellaneous_Natural Gas_Miscellaneous_E1 | F1 | Commercial | Retail | New | Miscellaneous | Natural Gas | Miscellaneous | E1 | Participant - Cost of Equipment | 0.24854 | 0.24854 | 0.24854 | 0.24854 | 0.24854 | 0.24854 | 0.24854 | 0.24854 | 0.24854 | 0.24854 | 0.24854 | 0.24854 | 0.24854 | 0.24854 | 0.24854 | 0.24854 | 0.24854 | 0.24854 | 0.24854 | 0.24854 | 0.24854 | 0.24854 | 0.24854 | 0.24854 | 0.24854 | 0.24854 | 0.24854 | 0.24854 | 0.24854 | 0.24854 | 0.24854
F1_Commercial_Retail_New_Miscellaneous_Natural Gas_Miscellaneous_E2 | F1 | Commercial | Retail | New | Miscellaneous | Natural Gas | Miscellaneous | E2 | Participant - Cost of Equipment | 0 | 0 | 0 | 0 | 0 | 0 | 0 | 0 | 0 | 0 | 0 | 0 | 0 | 0 | 0 | 0 | 0 | 0 | 0 | 0 | 0 | 0 | 0 | 0 | 0 | 0 | 0 | 0 | 0 | 0 | 0
F1_Commercial_Retail_New_Miscellaneous_Natural Gas_Miscellaneous_E3 | F1 | Commercial | Retail | New | Miscellaneous | Natural Gas | Miscellaneous | E3 | Participant - Cost of Equipment | 0 | 0 | 0 | 0 | 0 | 0 | 0 | 0 | 0 | 0 | 0 | 0 | 0 | 0 | 0 | 0 | 0 | 0 | 0 | 0 | 0 | 0 | 0 | 0 | 0 | 0 | 0 | 0 | 0 | 0 | 0
F1_Commercial_Retail_New_Miscellaneous_Natural Gas_Miscellaneous_E4 | F1 | Commercial | Retail | New | Miscellaneous | Natural Gas | Miscellaneous | E4 | Participant - Cost of Equipment | 0 | 0 | 0 | 0 | 0 | 0 | 0 | 0 | 0 | 0 | 0 | 0 | 0 | 0 | 0 | 0 | 0 | 0 | 0 | 0 | 0 | 0 | 0 | 0 | 0 | 0 | 0 | 0 | 0 | 0 | 0
F1_Commercial_Retail_New_Miscellaneous_Natural Gas_Miscellaneous_E5 | F1 | Commercial | Retail | New | Miscellaneous | Natural Gas | Miscellaneous | E5 | Participant - Cost of Equipment | 0 | 0 | 0 | 0 | 0 | 0 | 0 | 0 | 0 | 0 | 0 | 0 | 0 | 0 | 0 | 0 | 0 | 0 | 0 | 0 | 0 | 0 | 0 | 0 | 0 | 0 | 0 | 0 | 0 | 0 | 0
F1_Commercial_Retail_New_Miscellaneous_Natural Gas_Miscellaneous_E6 | F1 | Commercial | Retail | New | Miscellaneous | Natural Gas | Miscellaneous | E6 | Participant - Cost of Equipment | 0 | 0 | 0 | 0 | 0 | 0 | 0 | 0 | 0 | 0 | 0 | 0 | 0 | 0 | 0 | 0 | 0 | 0 | 0 | 0 | 0 | 0 | 0 | 0 | 0 | 0 | 0 | 0 | 0 | 0 | 0
F1_Commercial_Retail_New_Miscellaneous_Natural Gas_Miscellaneous_E7 | F1 | Commercial | Retail | New | Miscellaneous | Natural Gas | Miscellaneous | E7 | Participant - Cost of Equipment | 0 | 0 | 0 | 0 | 0 | 0 | 0 | 0 | 0 | 0 | 0 | 0 | 0 | 0 | 0 | 0 | 0 | 0 | 0 | 0 | 0 | 0 | 0 | 0 | 0 | 0 | 0 | 0 | 0 | 0 | 0
F1_Commercial_Retail_New_Miscellaneous_Natural Gas_Miscellaneous_E8 | F1 | Commercial | Retail | New | Miscellaneous | Natural Gas | Miscellaneous | E8 | Participant - Cost of Equipment | 0 | 0 | 0 | 0 | 0 | 0 | 0 | 0 | 0 | 0 | 0 | 0 | 0 | 0 | 0 | 0 | 0 | 0 | 0 | 0 | 0 | 0 | 0 | 0 | 0 | 0 | 0 | 0 | 0 | 0 | 0
F1_Commercial_Retail_New_Miscellaneous_Natural Gas_Miscellaneous_E9 | F1 | Commercial | Retail | New | Miscellaneous | Natural Gas | Miscellaneous | E9 | Participant - Cost of Equipment | 0 | 0 | 0 | 0 | 0 | 0 | 0 | 0 | 0 | 0 | 0 | 0 | 0 | 0 | 0 | 0 | 0 | 0 | 0 | 0 | 0 | 0 | 0 | 0 | 0 | 0 | 0 | 0 | 0 | 0 | 0
F1_Commercial_Retail_New_Miscellaneous_Natural Gas_Miscellaneous_E10 | F1 | Commercial | Retail | New | Miscellaneous | Natural Gas | Miscellaneous | E10 | Participant - Cost of Equipment | 0 | 0 | 0 | 0 | 0 | 0 | 0 | 0 | 0 | 0 | 0 | 0 | 0 | 0 | 0 | 0 | 0 | 0 | 0 | 0 | 0 | 0 | 0 | 0 | 0 | 0 | 0 | 0 | 0 | 0 | 0
F2_Commercial_Retail_New_Miscellaneous_Natural Gas_Miscellaneous_E1 | F2 | Commercial | Retail | New | Miscellaneous | Natural Gas | Miscellaneous | E1 | Participant - Cost of Operation | 0.00012343 | 0.0001274 | 0.0001304 | 0.00013384 | 0.00014044 | 0.00013043 | 0.00012287 | 0.0001214 | 0.00012432 | 0.00012638 | 0.00013042 | 0.00012894 | 9.2702e-05 | 9.0426e-05 | 8.9874e-05 | 9.9768e-05 | 0.00011216 | 0.00012534 | 0.00013417 | 0.00015204 | 0.00017032 | 0.00019096 | 0.0001958 | 6.6607e-05 | 6.5169e-05 | 6.384e-05 | 6.2604e-05 | 6.1447e-05 | 6.0354e-05 | 5.9312e-05 | 5.8314e-05
F2_Commercial_Retail_New_Miscellaneous_Natural Gas_Miscellaneous_E2 | F2 | Commercial | Retail | New | Miscellaneous | Natural Gas | Miscellaneous | E2 | Participant - Cost of Operation | 0 | 0 | 0 | 0 | 0 | 0 | 0 | 0 | 0 | 0 | 0 | 0 | 0 | 0 | 0 | 0 | 0 | 0 | 0 | 0 | 0 | 0 | 0 | 0 | 0 | 0 | 0 | 0 | 0 | 0 | 0
F2_Commercial_Retail_New_Miscellaneous_Natural Gas_Miscellaneous_E3 | F2 | Commercial | Retail | New | Miscellaneous | Natural Gas | Miscellaneous | E3 | Participant - Cost of Operation | 0 | 0 | 0 | 0 | 0 | 0 | 0 | 0 | 0 | 0 | 0 | 0 | 0 | 0 | 0 | 0 | 0 | 0 | 0 | 0 | 0 | 0 | 0 | 0 | 0 | 0 | 0 | 0 | 0 | 0 | 0
F2_Commercial_Retail_New_Miscellaneous_Natural Gas_Miscellaneous_E4 | F2 | Commercial | Retail | New | Miscellaneous | Natural Gas | Miscellaneous | E4 | Participant - Cost of Operation | 0 | 0 | 0 | 0 | 0 | 0 | 0 | 0 | 0 | 0 | 0 | 0 | 0 | 0 | 0 | 0 | 0 | 0 | 0 | 0 | 0 | 0 | 0 | 0 | 0 | 0 | 0 | 0 | 0 | 0 | 0
F2_Commercial_Retail_New_Miscellaneous_Natural Gas_Miscellaneous_E5 | F2 | Commercial | Retail | New | Miscellaneous | Natural Gas | Miscellaneous | E5 | Participant - Cost of Operation | 0 | 0 | 0 | 0 | 0 | 0 | 0 | 0 | 0 | 0 | 0 | 0 | 0 | 0 | 0 | 0 | 0 | 0 | 0 | 0 | 0 | 0 | 0 | 0 | 0 | 0 | 0 | 0 | 0 | 0 | 0
F2_Commercial_Retail_New_Miscellaneous_Natural Gas_Miscellaneous_E6 | F2 | Commercial | Retail | New | Miscellaneous | Natural Gas | Miscellaneous | E6 | Participant - Cost of Operation | 0 | 0 | 0 | 0 | 0 | 0 | 0 | 0 | 0 | 0 | 0 | 0 | 0 | 0 | 0 | 0 | 0 | 0 | 0 | 0 | 0 | 0 | 0 | 0 | 0 | 0 | 0 | 0 | 0 | 0 | 0
F2_Commercial_Retail_New_Miscellaneous_Natural Gas_Miscellaneous_E7 | F2 | Commercial | Retail | New | Miscellaneous | Natural Gas | Miscellaneous | E7 | Participant - Cost of Operation | 0 | 0 | 0 | 0 | 0 | 0 | 0 | 0 | 0 | 0 | 0 | 0 | 0 | 0 | 0 | 0 | 0 | 0 | 0 | 0 | 0 | 0 | 0 | 0 | 0 | 0 | 0 | 0 | 0 | 0 | 0
F2_Commercial_Retail_New_Miscellaneous_Natural Gas_Miscellaneous_E8 | F2 | Commercial | Retail | New | Miscellaneous | Natural Gas | Miscellaneous | E8 | Participant - Cost of Operation | 0 | 0 | 0 | 0 | 0 | 0 | 0 | 0 | 0 | 0 | 0 | 0 | 0 | 0 | 0 | 0 | 0 | 0 | 0 | 0 | 0 | 0 | 0 | 0 | 0 | 0 | 0 | 0 | 0 | 0 | 0
F2_Commercial_Retail_New_Miscellaneous_Natural Gas_Miscellaneous_E9 | F2 | Commercial | Retail | New | Miscellaneous | Natural Gas | Miscellaneous | E9 | Participant - Cost of Operation | 0 | 0 | 0 | 0 | 0 | 0 | 0 | 0 | 0 | 0 | 0 | 0 | 0 | 0 | 0 | 0 | 0 | 0 | 0 | 0 | 0 | 0 | 0 | 0 | 0 | 0 | 0 | 0 | 0 | 0 | 0
F2_Commercial_Retail_New_Miscellaneous_Natural Gas_Miscellaneous_E10 | F2 | Commercial | Retail | New | Miscellaneous | Natural Gas | Miscellaneous | E10 | Participant - Cost of Operation | 0 | 0 | 0 | 0 | 0 | 0 | 0 | 0 | 0 | 0 | 0 | 0 | 0 | 0 | 0 | 0 | 0 | 0 | 0 | 0 | 0 | 0 | 0 | 0 | 0 | 0 | 0 | 0 | 0 | 0 | 0
F3_Commercial_Retail_New_Miscellaneous_Natural Gas_Miscellaneous_E1 | F3 | Commercial | Retail | New | Miscellaneous | Natural Gas | Miscellaneous | E1 | System - kBTUs of Conusmption | 0.010677 | 0.010731 | 0.010699 | 0.010677 | 0.010677 | 0.010677 | 0.010677 | 0.010677 | 0.010677 | 0.010677 | 0.010677 | 0.010677 | 0.010677 | 0.010677 | 0.010677 | 0.010677 | 0.010677 | 0.010677 | 0.010677 | 0.010677 | 0.010677 | 0.010677 | 0.010677 | 0.010677 | 0.010677 | 0.010677 | 0.010677 | 0.010677 | 0.010677 | 0.010677 | 0.010677
F3_Commercial_Retail_New_Miscellaneous_Natural Gas_Miscellaneous_E2 | F3 | Commercial | Retail | New | Miscellaneous | Natural Gas | Miscellaneous | E2 | System - kBTUs of Conusmption | 0 | 0 | 0 | 0 | 0 | 0 | 0 | 0 | 0 | 0 | 0 | 0 | 0 | 0 | 0 | 0 | 0 | 0 | 0 | 0 | 0 | 0 | 0 | 0 | 0 | 0 | 0 | 0 | 0 | 0 | 0
F3_Commercial_Retail_New_Miscellaneous_Natural Gas_Miscellaneous_E3 | F3 | Commercial | Retail | New | Miscellaneous | Natural Gas | Miscellaneous | E3 | System - kBTUs of Conusmption | 0 | 0 | 0 | 0 | 0 | 0 | 0 | 0 | 0 | 0 | 0 | 0 | 0 | 0 | 0 | 0 | 0 | 0 | 0 | 0 | 0 | 0 | 0 | 0 | 0 | 0 | 0 | 0 | 0 | 0 | 0
F3_Commercial_Retail_New_Miscellaneous_Natural Gas_Miscellaneous_E4 | F3 | Commercial | Retail | New | Miscellaneous | Natural Gas | Miscellaneous | E4 | System - kBTUs of Conusmption | 0 | 0 | 0 | 0 | 0 | 0 | 0 | 0 | 0 | 0 | 0 | 0 | 0 | 0 | 0 | 0 | 0 | 0 | 0 | 0 | 0 | 0 | 0 | 0 | 0 | 0 | 0 | 0 | 0 | 0 | 0
F3_Commercial_Retail_New_Miscellaneous_Natural Gas_Miscellaneous_E5 | F3 | Commercial | Retail | New | Miscellaneous | Natural Gas | Miscellaneous | E5 | System - kBTUs of Conusmption | 0 | 0 | 0 | 0 | 0 | 0 | 0 | 0 | 0 | 0 | 0 | 0 | 0 | 0 | 0 | 0 | 0 | 0 | 0 | 0 | 0 | 0 | 0 | 0 | 0 | 0 | 0 | 0 | 0 | 0 | 0
F3_Commercial_Retail_New_Miscellaneous_Natural Gas_Miscellaneous_E6 | F3 | Commercial | Retail | New | Miscellaneous | Natural Gas | Miscellaneous | E6 | System - kBTUs of Conusmption | 0 | 0 | 0 | 0 | 0 | 0 | 0 | 0 | 0 | 0 | 0 | 0 | 0 | 0 | 0 | 0 | 0 | 0 | 0 | 0 | 0 | 0 | 0 | 0 | 0 | 0 | 0 | 0 | 0 | 0 | 0
F3_Commercial_Retail_New_Miscellaneous_Natural Gas_Miscellaneous_E7 | F3 | Commercial | Retail | New | Miscellaneous | Natural Gas | Miscellaneous | E7 | System - kBTUs of Conusmption | 0 | 0 | 0 | 0 | 0 | 0 | 0 | 0 | 0 | 0 | 0 | 0 | 0 | 0 | 0 | 0 | 0 | 0 | 0 | 0 | 0 | 0 | 0 | 0 | 0 | 0 | 0 | 0 | 0 | 0 | 0
F3_Commercial_Retail_New_Miscellaneous_Natural Gas_Miscellaneous_E8 | F3 | Commercial | Retail | New | Miscellaneous | Natural Gas | Miscellaneous | E8 | System - kBTUs of Conusmption | 0 | 0 | 0 | 0 | 0 | 0 | 0 | 0 | 0 | 0 | 0 | 0 | 0 | 0 | 0 | 0 | 0 | 0 | 0 | 0 | 0 | 0 | 0 | 0 | 0 | 0 | 0 | 0 | 0 | 0 | 0
F3_Commercial_Retail_New_Miscellaneous_Natural Gas_Miscellaneous_E9 | F3 | Commercial | Retail | New | Miscellaneous | Natural Gas | Miscellaneous | E9 | System - kBTUs of Conusmption | 0 | 0 | 0 | 0 | 0 | 0 | 0 | 0 | 0 | 0 | 0 | 0 | 0 | 0 | 0 | 0 | 0 | 0 | 0 | 0 | 0 | 0 | 0 | 0 | 0 | 0 | 0 | 0 | 0 | 0 | 0
F3_Commercial_Retail_New_Miscellaneous_Natural Gas_Miscellaneous_E10 | F3 | Commercial | Retail | New | Miscellaneous | Natural Gas | Miscellaneous | E10 | System - kBTUs of Conusmption | 0 | 0 | 0 | 0 | 0 | 0 | 0 | 0 | 0 | 0 | 0 | 0 | 0 | 0 | 0 | 0 | 0 | 0 | 0 | 0 | 0 | 0 | 0 | 0 | 0 | 0 | 0 | 0 | 0 | 0 | 0
F4_Commercial_Retail_New_Miscellaneous_Natural Gas_Miscellaneous_E1 | F4 | Commercial | Retail | New | Miscellaneous | Natural Gas | Miscellaneous | E1 | Utility - Cost of Equipment | 0.24854 | 0.24854 | 0.24854 | 0.24854 | 0.24854 | 0.24854 | 0.24854 | 0.24854 | 0.24854 | 0.24854 | 0.24854 | 0.24854 | 0.24854 | 0.24854 | 0.24854 | 0.24854 | 0.24854 | 0.24854 | 0.24854 | 0.24854 | 0.24854 | 0.24854 | 0.24854 | 0.24854 | 0.24854 | 0.24854 | 0.24854 | 0.24854 | 0.24854 | 0.24854 | 0.24854
F4_Commercial_Retail_New_Miscellaneous_Natural Gas_Miscellaneous_E2 | F4 | Commercial | Retail | New | Miscellaneous | Natural Gas | Miscellaneous | E2 | Utility - Cost of Equipment | 0 | 0 | 0 | 0 | 0 | 0 | 0 | 0 | 0 | 0 | 0 | 0 | 0 | 0 | 0 | 0 | 0 | 0 | 0 | 0 | 0 | 0 | 0 | 0 | 0 | 0 | 0 | 0 | 0 | 0 | 0
F4_Commercial_Retail_New_Miscellaneous_Natural Gas_Miscellaneous_E3 | F4 | Commercial | Retail | New | Miscellaneous | Natural Gas | Miscellaneous | E3 | Utility - Cost of Equipment | 0 | 0 | 0 | 0 | 0 | 0 | 0 | 0 | 0 | 0 | 0 | 0 | 0 | 0 | 0 | 0 | 0 | 0 | 0 | 0 | 0 | 0 | 0 | 0 | 0 | 0 | 0 | 0 | 0 | 0 | 0
F4_Commercial_Retail_New_Miscellaneous_Natural Gas_Miscellaneous_E4 | F4 | Commercial | Retail | New | Miscellaneous | Natural Gas | Miscellaneous | E4 | Utility - Cost of Equipment | 0 | 0 | 0 | 0 | 0 | 0 | 0 | 0 | 0 | 0 | 0 | 0 | 0 | 0 | 0 | 0 | 0 | 0 | 0 | 0 | 0 | 0 | 0 | 0 | 0 | 0 | 0 | 0 | 0 | 0 | 0
F4_Commercial_Retail_New_Miscellaneous_Natural Gas_Miscellaneous_E5 | F4 | Commercial | Retail | New | Miscellaneous | Natural Gas | Miscellaneous | E5 | Utility - Cost of Equipment | 0 | 0 | 0 | 0 | 0 | 0 | 0 | 0 | 0 | 0 | 0 | 0 | 0 | 0 | 0 | 0 | 0 | 0 | 0 | 0 | 0 | 0 | 0 | 0 | 0 | 0 | 0 | 0 | 0 | 0 | 0
F4_Commercial_Retail_New_Miscellaneous_Natural Gas_Miscellaneous_E6 | F4 | Commercial | Retail | New | Miscellaneous | Natural Gas | Miscellaneous | E6 | Utility - Cost of Equipment | 0 | 0 | 0 | 0 | 0 | 0 | 0 | 0 | 0 | 0 | 0 | 0 | 0 | 0 | 0 | 0 | 0 | 0 | 0 | 0 | 0 | 0 | 0 | 0 | 0 | 0 | 0 | 0 | 0 | 0 | 0
F4_Commercial_Retail_New_Miscellaneous_Natural Gas_Miscellaneous_E7 | F4 | Commercial | Retail | New | Miscellaneous | Natural Gas | Miscellaneous | E7 | Utility - Cost of Equipment | 0 | 0 | 0 | 0 | 0 | 0 | 0 | 0 | 0 | 0 | 0 | 0 | 0 | 0 | 0 | 0 | 0 | 0 | 0 | 0 | 0 | 0 | 0 | 0 | 0 | 0 | 0 | 0 | 0 | 0 | 0
F4_Commercial_Retail_New_Miscellaneous_Natural Gas_Miscellaneous_E8 | F4 | Commercial | Retail | New | Miscellaneous | Natural Gas | Miscellaneous | E8 | Utility - Cost of Equipment | 0 | 0 | 0 | 0 | 0 | 0 | 0 | 0 | 0 | 0 | 0 | 0 | 0 | 0 | 0 | 0 | 0 | 0 | 0 | 0 | 0 | 0 | 0 | 0 | 0 | 0 | 0 | 0 | 0 | 0 | 0
F4_Commercial_Retail_New_Miscellaneous_Natural Gas_Miscellaneous_E9 | F4 | Commercial | Retail | New | Miscellaneous | Natural Gas | Miscellaneous | E9 | Utility - Cost of Equipment | 0 | 0 | 0 | 0 | 0 | 0 | 0 | 0 | 0 | 0 | 0 | 0 | 0 | 0 | 0 | 0 | 0 | 0 | 0 | 0 | 0 | 0 | 0 | 0 | 0 | 0 | 0 | 0 | 0 | 0 | 0
F4_Commercial_Retail_New_Miscellaneous_Natural Gas_Miscellaneous_E10 | F4 | Commercial | Retail | New | Miscellaneous | Natural Gas | Miscellaneous | E10 | Utility - Cost of Equipment | 0 | 0 | 0 | 0 | 0 | 0 | 0 | 0 | 0 | 0 | 0 | 0 | 0 | 0 | 0 | 0 | 0 | 0 | 0 | 0 | 0 | 0 | 0 | 0 | 0 | 0 | 0 | 0 | 0 | 0 | 0
F5_Commercial_Retail_New_Miscellaneous_Natural Gas_Miscellaneous_E1 | F5 | Commercial | Retail | New | Miscellaneous | Natural Gas | Miscellaneous | E1 | Utility - Cost of Operation | 0.00010303 | 0.00010634 | 0.00010884 | 0.00011171 | 0.00011722 | 0.00010887 | 0.00010256 | 0.00010133 | 0.00010377 | 0.00010549 | 0.00010886 | 0.00010762 | 7.7376e-05 | 7.5476e-05 | 7.5016e-05 | 8.3274e-05 | 9.3616e-05 | 0.00010462 | 0.00011199 | 0.0001269 | 0.00014217 | 0.00015939 | 0.00016343 | 5.5595e-05 | 5.4395e-05 | 5.3286e-05 | 5.2254e-05 | 5.1288e-05 | 5.0376e-05 | 4.9507e-05 | 4.8673e-05
F5_Commercial_Retail_New_Miscellaneous_Natural Gas_Miscellaneous_E2 | F5 | Commercial | Retail | New | Miscellaneous | Natural Gas | Miscellaneous | E2 | Utility - Cost of Operation | 0 | 0 | 0 | 0 | 0 | 0 | 0 | 0 | 0 | 0 | 0 | 0 | 0 | 0 | 0 | 0 | 0 | 0 | 0 | 0 | 0 | 0 | 0 | 0 | 0 | 0 | 0 | 0 | 0 | 0 | 0
F5_Commercial_Retail_New_Miscellaneous_Natural Gas_Miscellaneous_E3 | F5 | Commercial | Retail | New | Miscellaneous | Natural Gas | Miscellaneous | E3 | Utility - Cost of Operation | 0 | 0 | 0 | 0 | 0 | 0 | 0 | 0 | 0 | 0 | 0 | 0 | 0 | 0 | 0 | 0 | 0 | 0 | 0 | 0 | 0 | 0 | 0 | 0 | 0 | 0 | 0 | 0 | 0 | 0 | 0
F5_Commercial_Retail_New_Miscellaneous_Natural Gas_Miscellaneous_E4 | F5 | Commercial | Retail | New | Miscellaneous | Natural Gas | Miscellaneous | E4 | Utility - Cost of Operation | 0 | 0 | 0 | 0 | 0 | 0 | 0 | 0 | 0 | 0 | 0 | 0 | 0 | 0 | 0 | 0 | 0 | 0 | 0 | 0 | 0 | 0 | 0 | 0 | 0 | 0 | 0 | 0 | 0 | 0 | 0
F5_Commercial_Retail_New_Miscellaneous_Natural Gas_Miscellaneous_E5 | F5 | Commercial | Retail | New | Miscellaneous | Natural Gas | Miscellaneous | E5 | Utility - Cost of Operation | 0 | 0 | 0 | 0 | 0 | 0 | 0 | 0 | 0 | 0 | 0 | 0 | 0 | 0 | 0 | 0 | 0 | 0 | 0 | 0 | 0 | 0 | 0 | 0 | 0 | 0 | 0 | 0 | 0 | 0 | 0
F5_Commercial_Retail_New_Miscellaneous_Natural Gas_Miscellaneous_E6 | F5 | Commercial | Retail | New | Miscellaneous | Natural Gas | Miscellaneous | E6 | Utility - Cost of Operation | 0 | 0 | 0 | 0 | 0 | 0 | 0 | 0 | 0 | 0 | 0 | 0 | 0 | 0 | 0 | 0 | 0 | 0 | 0 | 0 | 0 | 0 | 0 | 0 | 0 | 0 | 0 | 0 | 0 | 0 | 0
F5_Commercial_Retail_New_Miscellaneous_Natural Gas_Miscellaneous_E7 | F5 | Commercial | Retail | New | Miscellaneous | Natural Gas | Miscellaneous | E7 | Utility - Cost of Operation | 0 | 0 | 0 | 0 | 0 | 0 | 0 | 0 | 0 | 0 | 0 | 0 | 0 | 0 | 0 | 0 | 0 | 0 | 0 | 0 | 0 | 0 | 0 | 0 | 0 | 0 | 0 | 0 | 0 | 0 | 0
F5_Commercial_Retail_New_Miscellaneous_Natural Gas_Miscellaneous_E8 | F5 | Commercial | Retail | New | Miscellaneous | Natural Gas | Miscellaneous | E8 | Utility - Cost of Operation | 0 | 0 | 0 | 0 | 0 | 0 | 0 | 0 | 0 | 0 | 0 | 0 | 0 | 0 | 0 | 0 | 0 | 0 | 0 | 0 | 0 | 0 | 0 | 0 | 0 | 0 | 0 | 0 | 0 | 0 | 0
F5_Commercial_Retail_New_Miscellaneous_Natural Gas_Miscellaneous_E9 | F5 | Commercial | Retail | New | Miscellaneous | Natural Gas | Miscellaneous | E9 | Utility - Cost of Operation | 0 | 0 | 0 | 0 | 0 | 0 | 0 | 0 | 0 | 0 | 0 | 0 | 0 | 0 | 0 | 0 | 0 | 0 | 0 | 0 | 0 | 0 | 0 | 0 | 0 | 0 | 0 | 0 | 0 | 0 | 0
F5_Commercial_Retail_New_Miscellaneous_Natural Gas_Miscellaneous_E10 | F5 | Commercial | Retail | New | Miscellaneous | Natural Gas | Miscellaneous | E10 | Utility - Cost of Operation | 0 | 0 | 0 | 0 | 0 | 0 | 0 | 0 | 0 | 0 | 0 | 0 | 0 | 0 | 0 | 0 | 0 | 0 | 0 | 0 | 0 | 0 | 0 | 0 | 0 | 0 | 0 | 0 | 0 | 0 | 0
F6_Commercial_Retail_New_Miscellaneous_Natural Gas_Miscellaneous_E1 | F6 | Commercial | Retail | New | Miscellaneous | Natural Gas | Miscellaneous | E1 | Utility - Value of Sales | 0.00012343 | 0.0001274 | 0.0001304 | 0.00013384 | 0.00014044 | 0.00013043 | 0.00012287 | 0.0001214 | 0.00012432 | 0.00012638 | 0.00013042 | 0.00012894 | 9.2702e-05 | 9.0426e-05 | 8.9874e-05 | 9.9768e-05 | 0.00011216 | 0.00012534 | 0.00013417 | 0.00015204 | 0.00017032 | 0.00019096 | 0.0001958 | 6.6607e-05 | 6.5169e-05 | 6.384e-05 | 6.2604e-05 | 6.1447e-05 | 6.0354e-05 | 5.9312e-05 | 5.8314e-05
F6_Commercial_Retail_New_Miscellaneous_Natural Gas_Miscellaneous_E2 | F6 | Commercial | Retail | New | Miscellaneous | Natural Gas | Miscellaneous | E2 | Utility - Value of Sales | 0 | 0 | 0 | 0 | 0 | 0 | 0 | 0 | 0 | 0 | 0 | 0 | 0 | 0 | 0 | 0 | 0 | 0 | 0 | 0 | 0 | 0 | 0 | 0 | 0 | 0 | 0 | 0 | 0 | 0 | 0
F6_Commercial_Retail_New_Miscellaneous_Natural Gas_Miscellaneous_E3 | F6 | Commercial | Retail | New | Miscellaneous | Natural Gas | Miscellaneous | E3 | Utility - Value of Sales | 0 | 0 | 0 | 0 | 0 | 0 | 0 | 0 | 0 | 0 | 0 | 0 | 0 | 0 | 0 | 0 | 0 | 0 | 0 | 0 | 0 | 0 | 0 | 0 | 0 | 0 | 0 | 0 | 0 | 0 | 0
F6_Commercial_Retail_New_Miscellaneous_Natural Gas_Miscellaneous_E4 | F6 | Commercial | Retail | New | Miscellaneous | Natural Gas | Miscellaneous | E4 | Utility - Value of Sales | 0 | 0 | 0 | 0 | 0 | 0 | 0 | 0 | 0 | 0 | 0 | 0 | 0 | 0 | 0 | 0 | 0 | 0 | 0 | 0 | 0 | 0 | 0 | 0 | 0 | 0 | 0 | 0 | 0 | 0 | 0
F6_Commercial_Retail_New_Miscellaneous_Natural Gas_Miscellaneous_E5 | F6 | Commercial | Retail | New | Miscellaneous | Natural Gas | Miscellaneous | E5 | Utility - Value of Sales | 0 | 0 | 0 | 0 | 0 | 0 | 0 | 0 | 0 | 0 | 0 | 0 | 0 | 0 | 0 | 0 | 0 | 0 | 0 | 0 | 0 | 0 | 0 | 0 | 0 | 0 | 0 | 0 | 0 | 0 | 0
F6_Commercial_Retail_New_Miscellaneous_Natural Gas_Miscellaneous_E6 | F6 | Commercial | Retail | New | Miscellaneous | Natural Gas | Miscellaneous | E6 | Utility - Value of Sales | 0 | 0 | 0 | 0 | 0 | 0 | 0 | 0 | 0 | 0 | 0 | 0 | 0 | 0 | 0 | 0 | 0 | 0 | 0 | 0 | 0 | 0 | 0 | 0 | 0 | 0 | 0 | 0 | 0 | 0 | 0
F6_Commercial_Retail_New_Miscellaneous_Natural Gas_Miscellaneous_E7 | F6 | Commercial | Retail | New | Miscellaneous | Natural Gas | Miscellaneous | E7 | Utility - Value of Sales | 0 | 0 | 0 | 0 | 0 | 0 | 0 | 0 | 0 | 0 | 0 | 0 | 0 | 0 | 0 | 0 | 0 | 0 | 0 | 0 | 0 | 0 | 0 | 0 | 0 | 0 | 0 | 0 | 0 | 0 | 0
F6_Commercial_Retail_New_Miscellaneous_Natural Gas_Miscellaneous_E8 | F6 | Commercial | Retail | New | Miscellaneous | Natural Gas | Miscellaneous | E8 | Utility - Value of Sales | 0 | 0 | 0 | 0 | 0 | 0 | 0 | 0 | 0 | 0 | 0 | 0 | 0 | 0 | 0 | 0 | 0 | 0 | 0 | 0 | 0 | 0 | 0 | 0 | 0 | 0 | 0 | 0 | 0 | 0 | 0
F6_Commercial_Retail_New_Miscellaneous_Natural Gas_Miscellaneous_E9 | F6 | Commercial | Retail | New | Miscellaneous | Natural Gas | Miscellaneous | E9 | Utility - Value of Sales | 0 | 0 | 0 | 0 | 0 | 0 | 0 | 0 | 0 | 0 | 0 | 0 | 0 | 0 | 0 | 0 | 0 | 0 | 0 | 0 | 0 | 0 | 0 | 0 | 0 | 0 | 0 | 0 | 0 | 0 | 0
F6_Commercial_Retail_New_Miscellaneous_Natural Gas_Miscellaneous_E10 | F6 | Commercial | Retail | New | Miscellaneous | Natural Gas | Miscellaneous | E10 | Utility - Value of Sales | 0 | 0 | 0 | 0 | 0 | 0 | 0 | 0 | 0 | 0 | 0 | 0 | 0 | 0 | 0 | 0 | 0 | 0 | 0 | 0 | 0 | 0 | 0 | 0 | 0 | 0 | 0 | 0 | 0 | 0 | 0
F1_Commercial_Restaurant_Existing_Space Heating_Natural Gas_Furnace_E1 | F1 | Commercial | Restaurant | Existing | Space Heating | Natural Gas | Furnace | E1 | Participant - Cost of Equipment | 0.12145 | 0.12145 | 0.12145 | 0.12145 | 0.12145 | 0 | 0 | 0 | 0 | 0 | 0 | 0 | 0 | 0 | 0 | 0 | 0 | 0 | 0 | 0 | 0 | 0 | 0 | 0 | 0 | 0 | 0 | 0 | 0 | 0 | 0
F1_Commercial_Restaurant_Existing_Space Heating_Natural Gas_Furnace_E2 | F1 | Commercial | Restaurant | Existing | Space Heating | Natural Gas | Furnace | E2 | Participant - Cost of Equipment | 0.15 | 0.15 | 0.15 | 0.15 | 0.15 | 0 | 0 | 0 | 0 | 0 | 0 | 0 | 0 | 0 | 0 | 0 | 0 | 0 | 0 | 0 | 0 | 0 | 0 | 0 | 0 | 0 | 0 | 0 | 0 | 0 | 0
F1_Commercial_Restaurant_Existing_Space Heating_Natural Gas_Furnace_E3 | F1 | Commercial | Restaurant | Existing | Space Heating | Natural Gas | Furnace | E3 | Participant - Cost of Equipment | 0.181 | 0.181 | 0.181 | 0.181 | 0.181 | 0.181 | 0.181 | 0.181 | 0.181 | 0.181 | 0.181 | 0.181 | 0.181 | 0.181 | 0.181 | 0.181 | 0.181 | 0.181 | 0.181 | 0.181 | 0.181 | 0.181 | 0.181 | 0.181 | 0.181 | 0.181 | 0.181 | 0.181 | 0.181 | 0.181 | 0.181
F1_Commercial_Restaurant_Existing_Space Heating_Natural Gas_Furnace_E4 | F1 | Commercial | Restaurant | Existing | Space Heating | Natural Gas | Furnace | E4 | Participant - Cost of Equipment | 0.14971 | 0.14971 | 0.14971 | 0.14971 | 0.14971 | 0.14971 | 0.14971 | 0.14971 | 0.14971 | 0.14971 | 0.14971 | 0.14971 | 0.14971 | 0.14971 | 0.14971 | 0.14971 | 0.14971 | 0.14971 | 0.14971 | 0.14971 | 0.14971 | 0.14971 | 0.14971 | 0.14971 | 0.14971 | 0.14971 | 0.14971 | 0.14971 | 0.14971 | 0.14971 | 0.14971
F1_Commercial_Restaurant_Existing_Space Heating_Natural Gas_Furnace_E5 | F1 | Commercial | Restaurant | Existing | Space Heating | Natural Gas | Furnace | E5 | Participant - Cost of Equipment | 0 | 0 | 0 | 0 | 0 | 0 | 0 | 1.2465 | 1.2465 | 1.2465 | 1.2465 | 1.2465 | 1.2465 | 1.2465 | 1.2465 | 1.2465 | 1.2465 | 1.2465 | 1.2465 | 1.2465 | 1.2465 | 1.2465 | 1.2465 | 1.2465 | 1.2465 | 1.2465 | 1.2465 | 1.2465 | 1.2465 | 1.2465 | 1.2465
F1_Commercial_Restaurant_Existing_Space Heating_Natural Gas_Furnace_E6 | F1 | Commercial | Restaurant | Existing | Space Heating | Natural Gas | Furnace | E6 | Participant - Cost of Equipment | 0 | 0 | 0 | 0 | 0 | 0 | 0 | 0 | 0 | 0 | 0 | 0 | 0 | 0 | 0 | 0 | 0 | 0 | 0 | 0 | 0 | 0 | 0 | 0 | 0 | 0 | 0 | 0 | 0 | 0 | 0
F1_Commercial_Restaurant_Existing_Space Heating_Natural Gas_Furnace_E7 | F1 | Commercial | Restaurant | Existing | Space Heating | Natural Gas | Furnace | E7 | Participant - Cost of Equipment | 0 | 0 | 0 | 0 | 0 | 0 | 0 | 0 | 0 | 0 | 0 | 0 | 0 | 0 | 0 | 0 | 0 | 0 | 0 | 0 | 0 | 0 | 0 | 0 | 0 | 0 | 0 | 0 | 0 | 0 | 0
F1_Commercial_Restaurant_Existing_Space Heating_Natural Gas_Furnace_E8 | F1 | Commercial | Restaurant | Existing | Space Heating | Natural Gas | Furnace | E8 | Participant - Cost of Equipment | 0 | 0 | 0 | 0 | 0 | 0 | 0 | 0 | 0 | 0 | 0 | 0 | 0 | 0 | 0 | 0 | 0 | 0 | 0 | 0 | 0 | 0 | 0 | 0 | 0 | 0 | 0 | 0 | 0 | 0 | 0
F1_Commercial_Restaurant_Existing_Space Heating_Natural Gas_Furnace_E9 | F1 | Commercial | Restaurant | Existing | Space Heating | Natural Gas | Furnace | E9 | Participant - Cost of Equipment | 0 | 0 | 0 | 0 | 0 | 0 | 0 | 0 | 0 | 0 | 0 | 0 | 0 | 0 | 0 | 0 | 0 | 0 | 0 | 0 | 0 | 0 | 0 | 0 | 0 | 0 | 0 | 0 | 0 | 0 | 0
F1_Commercial_Restaurant_Existing_Space Heating_Natural Gas_Furnace_E10 | F1 | Commercial | Restaurant | Existing | Space Heating | Natural Gas | Furnace | E10 | Participant - Cost of Equipment | 0 | 0 | 0 | 0 | 0 | 0 | 0 | 0 | 0 | 0 | 0 | 0 | 0 | 0 | 0 | 0 | 0 | 0 | 0 | 0 | 0 | 0 | 0 | 0 | 0 | 0 | 0 | 0 | 0 | 0 | 0
F2_Commercial_Restaurant_Existing_Space Heating_Natural Gas_Furnace_E1 | F2 | Commercial | Restaurant | Existing | Space Heating | Natural Gas | Furnace | E1 | Participant - Cost of Operation | 0.43575 | 0.43856 | 0.44011 | 0.44201 | 0.44591 | 0 | 0 | 0 | 0 | 0 | 0 | 0 | 0 | 0 | 0 | 0 | 0 | 0 | 0 | 0 | 0 | 0 | 0 | 0 | 0 | 0 | 0 | 0 | 0 | 0 | 0
F2_Commercial_Restaurant_Existing_Space Heating_Natural Gas_Furnace_E2 | F2 | Commercial | Restaurant | Existing | Space Heating | Natural Gas | Furnace | E2 | Participant - Cost of Operation | 0.43037 | 0.43314 | 0.43468 | 0.43655 | 0.44041 | 0 | 0 | 0 | 0 | 0 | 0 | 0 | 0 | 0 | 0 | 0 | 0 | 0 | 0 | 0 | 0 | 0 | 0 | 0 | 0 | 0 | 0 | 0 | 0 | 0 | 0
F2_Commercial_Restaurant_Existing_Space Heating_Natural Gas_Furnace_E3 | F2 | Commercial | Restaurant | Existing | Space Heating | Natural Gas | Furnace | E3 | Participant - Cost of Operation | 0.38308 | 0.38555 | 0.38691 | 0.38858 | 0.39201 | 0.38039 | 0.37217 | 0.36557 | 0.36337 | 0.36025 | 0.35855 | 0.3562 | 0.31972 | 0.31714 | 0.31682 | 0.31443 | 0.31359 | 0.31334 | 0.30751 | 0.30947 | 0.3103 | 0.31175 | 0.31378 | 0.18255 | 0.17799 | 0.17332 | 0.16847 | 0.16341 | 0.15808 | 0.15245 | 0.14647
F2_Commercial_Restaurant_Existing_Space Heating_Natural Gas_Furnace_E4 | F2 | Commercial | Restaurant | Existing | Space Heating | Natural Gas | Furnace | E4 | Participant - Cost of Operation | 0.36313 | 0.36547 | 0.36676 | 0.36834 | 0.37159 | 0.36058 | 0.35279 | 0.34653 | 0.34445 | 0.34148 | 0.33987 | 0.33765 | 0.30307 | 0.30062 | 0.30032 | 0.29806 | 0.29726 | 0.29702 | 0.29149 | 0.29335 | 0.29414 | 0.29551 | 0.29744 | 0.17304 | 0.16872 | 0.16429 | 0.1597 | 0.1549 | 0.14985 | 0.14451 | 0.13884
F2_Commercial_Restaurant_Existing_Space Heating_Natural Gas_Furnace_E5 | F2 | Commercial | Restaurant | Existing | Space Heating | Natural Gas | Furnace | E5 | Participant - Cost of Operation | 0 | 0 | 0 | 0 | 0 | 0 | 0 | 0.2559 | 0.25436 | 0.25217 | 0.25098 | 0.24934 | 0.2238 | 0.222 | 0.22177 | 0.2201 | 0.21952 | 0.21934 | 0.21526 | 0.21663 | 0.21721 | 0.21823 | 0.21965 | 0.12778 | 0.1246 | 0.12132 | 0.11793 | 0.11439 | 0.11066 | 0.10672 | 0.10253
F2_Commercial_Restaurant_Existing_Space Heating_Natural Gas_Furnace_E6 | F2 | Commercial | Restaurant | Existing | Space Heating | Natural Gas | Furnace | E6 | Participant - Cost of Operation | 0 | 0 | 0 | 0 | 0 | 0 | 0 | 0 | 0 | 0 | 0 | 0 | 0 | 0 | 0 | 0 | 0 | 0 | 0 | 0 | 0 | 0 | 0 | 0 | 0 | 0 | 0 | 0 | 0 | 0 | 0
F2_Commercial_Restaurant_Existing_Space Heating_Natural Gas_Furnace_E7 | F2 | Commercial | Restaurant | Existing | Space Heating | Natural Gas | Furnace | E7 | Participant - Cost of Operation | 0 | 0 | 0 | 0 | 0 | 0 | 0 | 0 | 0 | 0 | 0 | 0 | 0 | 0 | 0 | 0 | 0 | 0 | 0 | 0 | 0 | 0 | 0 | 0 | 0 | 0 | 0 | 0 | 0 | 0 | 0
F2_Commercial_Restaurant_Existing_Space Heating_Natural Gas_Furnace_E8 | F2 | Commercial | Restaurant | Existing | Space Heating | Natural Gas | Furnace | E8 | Participant - Cost of Operation | 0 | 0 | 0 | 0 | 0 | 0 | 0 | 0 | 0 | 0 | 0 | 0 | 0 | 0 | 0 | 0 | 0 | 0 | 0 | 0 | 0 | 0 | 0 | 0 | 0 | 0 | 0 | 0 | 0 | 0 | 0
F2_Commercial_Restaurant_Existing_Space Heating_Natural Gas_Furnace_E9 | F2 | Commercial | Restaurant | Existing | Space Heating | Natural Gas | Furnace | E9 | Participant - Cost of Operation | 0 | 0 | 0 | 0 | 0 | 0 | 0 | 0 | 0 | 0 | 0 | 0 | 0 | 0 | 0 | 0 | 0 | 0 | 0 | 0 | 0 | 0 | 0 | 0 | 0 | 0 | 0 | 0 | 0 | 0 | 0
F2_Commercial_Restaurant_Existing_Space Heating_Natural Gas_Furnace_E10 | F2 | Commercial | Restaurant | Existing | Space Heating | Natural Gas | Furnace | E10 | Participant - Cost of Operation | 0 | 0 | 0 | 0 | 0 | 0 | 0 | 0 | 0 | 0 | 0 | 0 | 0 | 0 | 0 | 0 | 0 | 0 | 0 | 0 | 0 | 0 | 0 | 0 | 0 | 0 | 0 | 0 | 0 | 0 | 0
F3_Commercial_Restaurant_Existing_Space Heating_Natural Gas_Furnace_E1 | F3 | Commercial | Restaurant | Existing | Space Heating | Natural Gas | Furnace | E1 | System - kBTUs of Conusmption | 37.4293 | 37.4683 | 37.4435 | 37.4265 | 37.4265 | 0 | 0 | 0 | 0 | 0 | 0 | 0 | 0 | 0 | 0 | 0 | 0 | 0 | 0 | 0 | 0 | 0 | 0 | 0 | 0 | 0 | 0 | 0 | 0 | 0 | 0
F3_Commercial_Restaurant_Existing_Space Heating_Natural Gas_Furnace_E2 | F3 | Commercial | Restaurant | Existing | Space Heating | Natural Gas | Furnace | E2 | System - kBTUs of Conusmption | 36.9672 | 37.0058 | 36.9812 | 36.9644 | 36.9644 | 0 | 0 | 0 | 0 | 0 | 0 | 0 | 0 | 0 | 0 | 0 | 0 | 0 | 0 | 0 | 0 | 0 | 0 | 0 | 0 | 0 | 0 | 0 | 0 | 0 | 0
F3_Commercial_Restaurant_Existing_Space Heating_Natural Gas_Furnace_E3 | F3 | Commercial | Restaurant | Existing | Space Heating | Natural Gas | Furnace | E3 | System - kBTUs of Conusmption | 32.9049 | 32.9392 | 32.9173 | 32.9024 | 32.9024 | 32.9024 | 32.9024 | 32.9024 | 32.9024 | 32.9024 | 32.9024 | 32.9024 | 32.9024 | 32.9024 | 32.9024 | 32.9024 | 32.9024 | 32.9024 | 32.9024 | 32.9024 | 32.9024 | 32.9024 | 32.9024 | 32.9024 | 32.9024 | 32.9024 | 32.9024 | 32.9024 | 32.9024 | 32.9024 | 32.9024
F3_Commercial_Restaurant_Existing_Space Heating_Natural Gas_Furnace_E4 | F3 | Commercial | Restaurant | Existing | Space Heating | Natural Gas | Furnace | E4 | System - kBTUs of Conusmption | 31.1911 | 31.2236 | 31.2029 | 31.1887 | 31.1887 | 31.1887 | 31.1887 | 31.1887 | 31.1887 | 31.1887 | 31.1887 | 31.1887 | 31.1887 | 31.1887 | 31.1887 | 31.1887 | 31.1887 | 31.1887 | 31.1887 | 31.1887 | 31.1887 | 31.1887 | 31.1887 | 31.1887 | 31.1887 | 31.1887 | 31.1887 | 31.1887 | 31.1887 | 31.1887 | 31.1887
F3_Commercial_Restaurant_Existing_Space Heating_Natural Gas_Furnace_E5 | F3 | Commercial | Restaurant | Existing | Space Heating | Natural Gas | Furnace | E5 | System - kBTUs of Conusmption | 0 | 0 | 0 | 0 | 0 | 0 | 0 | 23.0317 | 23.0317 | 23.0317 | 23.0317 | 23.0317 | 23.0317 | 23.0317 | 23.0317 | 23.0317 | 23.0317 | 23.0317 | 23.0317 | 23.0317 | 23.0317 | 23.0317 | 23.0317 | 23.0317 | 23.0317 | 23.0317 | 23.0317 | 23.0317 | 23.0317 | 23.0317 | 23.0317
F3_Commercial_Restaurant_Existing_Space Heating_Natural Gas_Furnace_E6 | F3 | Commercial | Restaurant | Existing | Space Heating | Natural Gas | Furnace | E6 | System - kBTUs of Conusmption | 0 | 0 | 0 | 0 | 0 | 0 | 0 | 0 | 0 | 0 | 0 | 0 | 0 | 0 | 0 | 0 | 0 | 0 | 0 | 0 | 0 | 0 | 0 | 0 | 0 | 0 | 0 | 0 | 0 | 0 | 0
F3_Commercial_Restaurant_Existing_Space Heating_Natural Gas_Furnace_E7 | F3 | Commercial | Restaurant | Existing | Space Heating | Natural Gas | Furnace | E7 | System - kBTUs of Conusmption | 0 | 0 | 0 | 0 | 0 | 0 | 0 | 0 | 0 | 0 | 0 | 0 | 0 | 0 | 0 | 0 | 0 | 0 | 0 | 0 | 0 | 0 | 0 | 0 | 0 | 0 | 0 | 0 | 0 | 0 | 0
F3_Commercial_Restaurant_Existing_Space Heating_Natural Gas_Furnace_E8 | F3 | Commercial | Restaurant | Existing | Space Heating | Natural Gas | Furnace | E8 | System - kBTUs of Conusmption | 0 | 0 | 0 | 0 | 0 | 0 | 0 | 0 | 0 | 0 | 0 | 0 | 0 | 0 | 0 | 0 | 0 | 0 | 0 | 0 | 0 | 0 | 0 | 0 | 0 | 0 | 0 | 0 | 0 | 0 | 0
F3_Commercial_Restaurant_Existing_Space Heating_Natural Gas_Furnace_E9 | F3 | Commercial | Restaurant | Existing | Space Heating | Natural Gas | Furnace | E9 | System - kBTUs of Conusmption | 0 | 0 | 0 | 0 | 0 | 0 | 0 | 0 | 0 | 0 | 0 | 0 | 0 | 0 | 0 | 0 | 0 | 0 | 0 | 0 | 0 | 0 | 0 | 0 | 0 | 0 | 0 | 0 | 0 | 0 | 0
F3_Commercial_Restaurant_Existing_Space Heating_Natural Gas_Furnace_E10 | F3 | Commercial | Restaurant | Existing | Space Heating | Natural Gas | Furnace | E10 | System - kBTUs of Conusmption | 0 | 0 | 0 | 0 | 0 | 0 | 0 | 0 | 0 | 0 | 0 | 0 | 0 | 0 | 0 | 0 | 0 | 0 | 0 | 0 | 0 | 0 | 0 | 0 | 0 | 0 | 0 | 0 | 0 | 0 | 0
F4_Commercial_Restaurant_Existing_Space Heating_Natural Gas_Furnace_E1 | F4 | Commercial | Restaurant | Existing | Space Heating | Natural Gas | Furnace | E1 | Utility - Cost of Equipment | 0.12145 | 0.12145 | 0.12145 | 0.12145 | 0.12145 | 0 | 0 | 0 | 0 | 0 | 0 | 0 | 0 | 0 | 0 | 0 | 0 | 0 | 0 | 0 | 0 | 0 | 0 | 0 | 0 | 0 | 0 | 0 | 0 | 0 | 0
F4_Commercial_Restaurant_Existing_Space Heating_Natural Gas_Furnace_E2 | F4 | Commercial | Restaurant | Existing | Space Heating | Natural Gas | Furnace | E2 | Utility - Cost of Equipment | 0.15 | 0.15 | 0.15 | 0.15 | 0.15 | 0 | 0 | 0 | 0 | 0 | 0 | 0 | 0 | 0 | 0 | 0 | 0 | 0 | 0 | 0 | 0 | 0 | 0 | 0 | 0 | 0 | 0 | 0 | 0 | 0 | 0
F4_Commercial_Restaurant_Existing_Space Heating_Natural Gas_Furnace_E3 | F4 | Commercial | Restaurant | Existing | Space Heating | Natural Gas | Furnace | E3 | Utility - Cost of Equipment | 0.181 | 0.181 | 0.181 | 0.181 | 0.181 | 0.181 | 0.181 | 0.181 | 0.181 | 0.181 | 0.181 | 0.181 | 0.181 | 0.181 | 0.181 | 0.181 | 0.181 | 0.181 | 0.181 | 0.181 | 0.181 | 0.181 | 0.181 | 0.181 | 0.181 | 0.181 | 0.181 | 0.181 | 0.181 | 0.181 | 0.181
F4_Commercial_Restaurant_Existing_Space Heating_Natural Gas_Furnace_E4 | F4 | Commercial | Restaurant | Existing | Space Heating | Natural Gas | Furnace | E4 | Utility - Cost of Equipment | 0.14971 | 0.14971 | 0.14971 | 0.14971 | 0.14971 | 0.14971 | 0.14971 | 0.14971 | 0.14971 | 0.14971 | 0.14971 | 0.14971 | 0.14971 | 0.14971 | 0.14971 | 0.14971 | 0.14971 | 0.14971 | 0.14971 | 0.14971 | 0.14971 | 0.14971 | 0.14971 | 0.14971 | 0.14971 | 0.14971 | 0.14971 | 0.14971 | 0.14971 | 0.14971 | 0.14971
F4_Commercial_Restaurant_Existing_Space Heating_Natural Gas_Furnace_E5 | F4 | Commercial | Restaurant | Existing | Space Heating | Natural Gas | Furnace | E5 | Utility - Cost of Equipment | 0 | 0 | 0 | 0 | 0 | 0 | 0 | 1.2465 | 1.2465 | 1.2465 | 1.2465 | 1.2465 | 1.2465 | 1.2465 | 1.2465 | 1.2465 | 1.2465 | 1.2465 | 1.2465 | 1.2465 | 1.2465 | 1.2465 | 1.2465 | 1.2465 | 1.2465 | 1.2465 | 1.2465 | 1.2465 | 1.2465 | 1.2465 | 1.2465
F4_Commercial_Restaurant_Existing_Space Heating_Natural Gas_Furnace_E6 | F4 | Commercial | Restaurant | Existing | Space Heating | Natural Gas | Furnace | E6 | Utility - Cost of Equipment | 0 | 0 | 0 | 0 | 0 | 0 | 0 | 0 | 0 | 0 | 0 | 0 | 0 | 0 | 0 | 0 | 0 | 0 | 0 | 0 | 0 | 0 | 0 | 0 | 0 | 0 | 0 | 0 | 0 | 0 | 0
F4_Commercial_Restaurant_Existing_Space Heating_Natural Gas_Furnace_E7 | F4 | Commercial | Restaurant | Existing | Space Heating | Natural Gas | Furnace | E7 | Utility - Cost of Equipment | 0 | 0 | 0 | 0 | 0 | 0 | 0 | 0 | 0 | 0 | 0 | 0 | 0 | 0 | 0 | 0 | 0 | 0 | 0 | 0 | 0 | 0 | 0 | 0 | 0 | 0 | 0 | 0 | 0 | 0 | 0
F4_Commercial_Restaurant_Existing_Space Heating_Natural Gas_Furnace_E8 | F4 | Commercial | Restaurant | Existing | Space Heating | Natural Gas | Furnace | E8 | Utility - Cost of Equipment | 0 | 0 | 0 | 0 | 0 | 0 | 0 | 0 | 0 | 0 | 0 | 0 | 0 | 0 | 0 | 0 | 0 | 0 | 0 | 0 | 0 | 0 | 0 | 0 | 0 | 0 | 0 | 0 | 0 | 0 | 0
F4_Commercial_Restaurant_Existing_Space Heating_Natural Gas_Furnace_E9 | F4 | Commercial | Restaurant | Existing | Space Heating | Natural Gas | Furnace | E9 | Utility - Cost of Equipment | 0 | 0 | 0 | 0 | 0 | 0 | 0 | 0 | 0 | 0 | 0 | 0 | 0 | 0 | 0 | 0 | 0 | 0 | 0 | 0 | 0 | 0 | 0 | 0 | 0 | 0 | 0 | 0 | 0 | 0 | 0
F4_Commercial_Restaurant_Existing_Space Heating_Natural Gas_Furnace_E10 | F4 | Commercial | Restaurant | Existing | Space Heating | Natural Gas | Furnace | E10 | Utility - Cost of Equipment | 0 | 0 | 0 | 0 | 0 | 0 | 0 | 0 | 0 | 0 | 0 | 0 | 0 | 0 | 0 | 0 | 0 | 0 | 0 | 0 | 0 | 0 | 0 | 0 | 0 | 0 | 0 | 0 | 0 | 0 | 0
F5_Commercial_Restaurant_Existing_Space Heating_Natural Gas_Furnace_E1 | F5 | Commercial | Restaurant | Existing | Space Heating | Natural Gas | Furnace | E1 | Utility - Cost of Operation | 0.36372 | 0.36606 | 0.36735 | 0.36893 | 0.37219 | 0 | 0 | 0 | 0 | 0 | 0 | 0 | 0 | 0 | 0 | 0 | 0 | 0 | 0 | 0 | 0 | 0 | 0 | 0 | 0 | 0 | 0 | 0 | 0 | 0 | 0
F5_Commercial_Restaurant_Existing_Space Heating_Natural Gas_Furnace_E2 | F5 | Commercial | Restaurant | Existing | Space Heating | Natural Gas | Furnace | E2 | Utility - Cost of Operation | 0.35922 | 0.36154 | 0.36282 | 0.36438 | 0.3676 | 0 | 0 | 0 | 0 | 0 | 0 | 0 | 0 | 0 | 0 | 0 | 0 | 0 | 0 | 0 | 0 | 0 | 0 | 0 | 0 | 0 | 0 | 0 | 0 | 0 | 0
F5_Commercial_Restaurant_Existing_Space Heating_Natural Gas_Furnace_E3 | F5 | Commercial | Restaurant | Existing | Space Heating | Natural Gas | Furnace | E3 | Utility - Cost of Operation | 0.31975 | 0.32181 | 0.32295 | 0.32434 | 0.3272 | 0.3175 | 0.31064 | 0.30513 | 0.3033 | 0.30069 | 0.29927 | 0.29731 | 0.26686 | 0.26471 | 0.26444 | 0.26245 | 0.26175 | 0.26154 | 0.25667 | 0.2583 | 0.259 | 0.26021 | 0.26191 | 0.15237 | 0.14857 | 0.14466 | 0.14062 | 0.13639 | 0.13195 | 0.12725 | 0.12226
F5_Commercial_Restaurant_Existing_Space Heating_Natural Gas_Furnace_E4 | F5 | Commercial | Restaurant | Existing | Space Heating | Natural Gas | Furnace | E4 | Utility - Cost of Operation | 0.3031 | 0.30505 | 0.30613 | 0.30744 | 0.31016 | 0.30097 | 0.29446 | 0.28924 | 0.2875 | 0.28503 | 0.28369 | 0.28183 | 0.25296 | 0.25092 | 0.25067 | 0.24878 | 0.24812 | 0.24792 | 0.2433 | 0.24485 | 0.24551 | 0.24666 | 0.24827 | 0.14443 | 0.14083 | 0.13713 | 0.13329 | 0.12929 | 0.12508 | 0.12062 | 0.11589
F5_Commercial_Restaurant_Existing_Space Heating_Natural Gas_Furnace_E5 | F5 | Commercial | Restaurant | Existing | Space Heating | Natural Gas | Furnace | E5 | Utility - Cost of Operation | 0 | 0 | 0 | 0 | 0 | 0 | 0 | 0.21359 | 0.21231 | 0.21048 | 0.20949 | 0.20812 | 0.1868 | 0.1853 | 0.18511 | 0.18372 | 0.18322 | 0.18308 | 0.17967 | 0.18081 | 0.1813 | 0.18215 | 0.18334 | 0.10666 | 0.104 | 0.10126 | 0.098433 | 0.095476 | 0.092365 | 0.089075 | 0.085579
F5_Commercial_Restaurant_Existing_Space Heating_Natural Gas_Furnace_E6 | F5 | Commercial | Restaurant | Existing | Space Heating | Natural Gas | Furnace | E6 | Utility - Cost of Operation | 0 | 0 | 0 | 0 | 0 | 0 | 0 | 0 | 0 | 0 | 0 | 0 | 0 | 0 | 0 | 0 | 0 | 0 | 0 | 0 | 0 | 0 | 0 | 0 | 0 | 0 | 0 | 0 | 0 | 0 | 0
F5_Commercial_Restaurant_Existing_Space Heating_Natural Gas_Furnace_E7 | F5 | Commercial | Restaurant | Existing | Space Heating | Natural Gas | Furnace | E7 | Utility - Cost of Operation | 0 | 0 | 0 | 0 | 0 | 0 | 0 | 0 | 0 | 0 | 0 | 0 | 0 | 0 | 0 | 0 | 0 | 0 | 0 | 0 | 0 | 0 | 0 | 0 | 0 | 0 | 0 | 0 | 0 | 0 | 0
F5_Commercial_Restaurant_Existing_Space Heating_Natural Gas_Furnace_E8 | F5 | Commercial | Restaurant | Existing | Space Heating | Natural Gas | Furnace | E8 | Utility - Cost of Operation | 0 | 0 | 0 | 0 | 0 | 0 | 0 | 0 | 0 | 0 | 0 | 0 | 0 | 0 | 0 | 0 | 0 | 0 | 0 | 0 | 0 | 0 | 0 | 0 | 0 | 0 | 0 | 0 | 0 | 0 | 0
F5_Commercial_Restaurant_Existing_Space Heating_Natural Gas_Furnace_E9 | F5 | Commercial | Restaurant | Existing | Space Heating | Natural Gas | Furnace | E9 | Utility - Cost of Operation | 0 | 0 | 0 | 0 | 0 | 0 | 0 | 0 | 0 | 0 | 0 | 0 | 0 | 0 | 0 | 0 | 0 | 0 | 0 | 0 | 0 | 0 | 0 | 0 | 0 | 0 | 0 | 0 | 0 | 0 | 0
F5_Commercial_Restaurant_Existing_Space Heating_Natural Gas_Furnace_E10 | F5 | Commercial | Restaurant | Existing | Space Heating | Natural Gas | Furnace | E10 | Utility - Cost of Operation | 0 | 0 | 0 | 0 | 0 | 0 | 0 | 0 | 0 | 0 | 0 | 0 | 0 | 0 | 0 | 0 | 0 | 0 | 0 | 0 | 0 | 0 | 0 | 0 | 0 | 0 | 0 | 0 | 0 | 0 | 0
F6_Commercial_Restaurant_Existing_Space Heating_Natural Gas_Furnace_E1 | F6 | Commercial | Restaurant | Existing | Space Heating | Natural Gas | Furnace | E1 | Utility - Value of Sales | 0.43575 | 0.43856 | 0.44011 | 0.44201 | 0.44591 | 0 | 0 | 0 | 0 | 0 | 0 | 0 | 0 | 0 | 0 | 0 | 0 | 0 | 0 | 0 | 0 | 0 | 0 | 0 | 0 | 0 | 0 | 0 | 0 | 0 | 0
F6_Commercial_Restaurant_Existing_Space Heating_Natural Gas_Furnace_E2 | F6 | Commercial | Restaurant | Existing | Space Heating | Natural Gas | Furnace | E2 | Utility - Value of Sales | 0.43037 | 0.43314 | 0.43468 | 0.43655 | 0.44041 | 0 | 0 | 0 | 0 | 0 | 0 | 0 | 0 | 0 | 0 | 0 | 0 | 0 | 0 | 0 | 0 | 0 | 0 | 0 | 0 | 0 | 0 | 0 | 0 | 0 | 0
F6_Commercial_Restaurant_Existing_Space Heating_Natural Gas_Furnace_E3 | F6 | Commercial | Restaurant | Existing | Space Heating | Natural Gas | Furnace | E3 | Utility - Value of Sales | 0.38308 | 0.38555 | 0.38691 | 0.38858 | 0.39201 | 0.38039 | 0.37217 | 0.36557 | 0.36337 | 0.36025 | 0.35855 | 0.3562 | 0.31972 | 0.31714 | 0.31682 | 0.31443 | 0.31359 | 0.31334 | 0.30751 | 0.30947 | 0.3103 | 0.31175 | 0.31378 | 0.18255 | 0.17799 | 0.17332 | 0.16847 | 0.16341 | 0.15808 | 0.15245 | 0.14647
F6_Commercial_Restaurant_Existing_Space Heating_Natural Gas_Furnace_E4 | F6 | Commercial | Restaurant | Existing | Space Heating | Natural Gas | Furnace | E4 | Utility - Value of Sales | 0.36313 | 0.36547 | 0.36676 | 0.36834 | 0.37159 | 0.36058 | 0.35279 | 0.34653 | 0.34445 | 0.34148 | 0.33987 | 0.33765 | 0.30307 | 0.30062 | 0.30032 | 0.29806 | 0.29726 | 0.29702 | 0.29149 | 0.29335 | 0.29414 | 0.29551 | 0.29744 | 0.17304 | 0.16872 | 0.16429 | 0.1597 | 0.1549 | 0.14985 | 0.14451 | 0.13884
F6_Commercial_Restaurant_Existing_Space Heating_Natural Gas_Furnace_E5 | F6 | Commercial | Restaurant | Existing | Space Heating | Natural Gas | Furnace | E5 | Utility - Value of Sales | 0 | 0 | 0 | 0 | 0 | 0 | 0 | 0.2559 | 0.25436 | 0.25217 | 0.25098 | 0.24934 | 0.2238 | 0.222 | 0.22177 | 0.2201 | 0.21952 | 0.21934 | 0.21526 | 0.21663 | 0.21721 | 0.21823 | 0.21965 | 0.12778 | 0.1246 | 0.12132 | 0.11793 | 0.11439 | 0.11066 | 0.10672 | 0.10253
F6_Commercial_Restaurant_Existing_Space Heating_Natural Gas_Furnace_E6 | F6 | Commercial | Restaurant | Existing | Space Heating | Natural Gas | Furnace | E6 | Utility - Value of Sales | 0 | 0 | 0 | 0 | 0 | 0 | 0 | 0 | 0 | 0 | 0 | 0 | 0 | 0 | 0 | 0 | 0 | 0 | 0 | 0 | 0 | 0 | 0 | 0 | 0 | 0 | 0 | 0 | 0 | 0 | 0
F6_Commercial_Restaurant_Existing_Space Heating_Natural Gas_Furnace_E7 | F6 | Commercial | Restaurant | Existing | Space Heating | Natural Gas | Furnace | E7 | Utility - Value of Sales | 0 | 0 | 0 | 0 | 0 | 0 | 0 | 0 | 0 | 0 | 0 | 0 | 0 | 0 | 0 | 0 | 0 | 0 | 0 | 0 | 0 | 0 | 0 | 0 | 0 | 0 | 0 | 0 | 0 | 0 | 0
F6_Commercial_Restaurant_Existing_Space Heating_Natural Gas_Furnace_E8 | F6 | Commercial | Restaurant | Existing | Space Heating | Natural Gas | Furnace | E8 | Utility - Value of Sales | 0 | 0 | 0 | 0 | 0 | 0 | 0 | 0 | 0 | 0 | 0 | 0 | 0 | 0 | 0 | 0 | 0 | 0 | 0 | 0 | 0 | 0 | 0 | 0 | 0 | 0 | 0 | 0 | 0 | 0 | 0
F6_Commercial_Restaurant_Existing_Space Heating_Natural Gas_Furnace_E9 | F6 | Commercial | Restaurant | Existing | Space Heating | Natural Gas | Furnace | E9 | Utility - Value of Sales | 0 | 0 | 0 | 0 | 0 | 0 | 0 | 0 | 0 | 0 | 0 | 0 | 0 | 0 | 0 | 0 | 0 | 0 | 0 | 0 | 0 | 0 | 0 | 0 | 0 | 0 | 0 | 0 | 0 | 0 | 0
F6_Commercial_Restaurant_Existing_Space Heating_Natural Gas_Furnace_E10 | F6 | Commercial | Restaurant | Existing | Space Heating | Natural Gas | Furnace | E10 | Utility - Value of Sales | 0 | 0 | 0 | 0 | 0 | 0 | 0 | 0 | 0 | 0 | 0 | 0 | 0 | 0 | 0 | 0 | 0 | 0 | 0 | 0 | 0 | 0 | 0 | 0 | 0 | 0 | 0 | 0 | 0 | 0 | 0
F1_Commercial_Restaurant_Existing_Space Heating_Natural Gas_Boiler_E1 | F1 | Commercial | Restaurant | Existing | Space Heating | Natural Gas | Boiler | E1 | Participant - Cost of Equipment | 0.23448 | 0.23448 | 0.23448 | 0.23448 | 0.23448 | 0 | 0 | 0 | 0 | 0 | 0 | 0 | 0 | 0 | 0 | 0 | 0 | 0 | 0 | 0 | 0 | 0 | 0 | 0 | 0 | 0 | 0 | 0 | 0 | 0 | 0
F1_Commercial_Restaurant_Existing_Space Heating_Natural Gas_Boiler_E2 | F1 | Commercial | Restaurant | Existing | Space Heating | Natural Gas | Boiler | E2 | Participant - Cost of Equipment | 0.24239 | 0.24239 | 0.24239 | 0.24239 | 0.24239 | 0 | 0 | 0 | 0 | 0 | 0 | 0 | 0 | 0 | 0 | 0 | 0 | 0 | 0 | 0 | 0 | 0 | 0 | 0 | 0 | 0 | 0 | 0 | 0 | 0 | 0
F1_Commercial_Restaurant_Existing_Space Heating_Natural Gas_Boiler_E3 | F1 | Commercial | Restaurant | Existing | Space Heating | Natural Gas | Boiler | E3 | Participant - Cost of Equipment | 0.381 | 0.381 | 0.381 | 0.381 | 0.381 | 0.381 | 0.381 | 0.381 | 0.381 | 0.381 | 0.381 | 0.381 | 0.381 | 0.381 | 0.381 | 0.381 | 0.381 | 0.381 | 0.381 | 0.381 | 0.381 | 0.381 | 0.381 | 0.381 | 0.381 | 0.381 | 0.381 | 0.381 | 0.381 | 0.381 | 0.381
F1_Commercial_Restaurant_Existing_Space Heating_Natural Gas_Boiler_E4 | F1 | Commercial | Restaurant | Existing | Space Heating | Natural Gas | Boiler | E4 | Participant - Cost of Equipment | 0.41668 | 0.41668 | 0.41668 | 0.41668 | 0.41668 | 0.41668 | 0.41668 | 0.41668 | 0.41668 | 0.41668 | 0.41668 | 0.41668 | 0.41668 | 0.41668 | 0.41668 | 0.41668 | 0.41668 | 0.41668 | 0.41668 | 0.41668 | 0.41668 | 0.41668 | 0.41668 | 0.41668 | 0.41668 | 0.41668 | 0.41668 | 0.41668 | 0.41668 | 0.41668 | 0.41668
F1_Commercial_Restaurant_Existing_Space Heating_Natural Gas_Boiler_E5 | F1 | Commercial | Restaurant | Existing | Space Heating | Natural Gas | Boiler | E5 | Participant - Cost of Equipment | 1.3716 | 1.3716 | 1.3716 | 1.3716 | 1.3716 | 1.3716 | 1.3716 | 1.3716 | 1.3716 | 1.3716 | 1.3716 | 1.3716 | 1.3716 | 1.3716 | 1.3716 | 1.3716 | 1.3716 | 1.3716 | 1.3716 | 1.3716 | 1.3716 | 1.3716 | 1.3716 | 1.3716 | 1.3716 | 1.3716 | 1.3716 | 1.3716 | 1.3716 | 1.3716 | 1.3716
F1_Commercial_Restaurant_Existing_Space Heating_Natural Gas_Boiler_E6 | F1 | Commercial | Restaurant | Existing | Space Heating | Natural Gas | Boiler | E6 | Participant - Cost of Equipment | 0 | 0 | 0 | 0 | 0 | 0 | 0 | 0 | 0 | 0 | 0 | 0 | 0 | 0 | 0 | 0 | 0 | 0 | 0 | 0 | 0 | 0 | 0 | 0 | 0 | 0 | 0 | 0 | 0 | 0 | 0
F1_Commercial_Restaurant_Existing_Space Heating_Natural Gas_Boiler_E7 | F1 | Commercial | Restaurant | Existing | Space Heating | Natural Gas | Boiler | E7 | Participant - Cost of Equipment | 0 | 0 | 0 | 0 | 0 | 0 | 0 | 0 | 0 | 0 | 0 | 0 | 0 | 0 | 0 | 0 | 0 | 0 | 0 | 0 | 0 | 0 | 0 | 0 | 0 | 0 | 0 | 0 | 0 | 0 | 0
F1_Commercial_Restaurant_Existing_Space Heating_Natural Gas_Boiler_E8 | F1 | Commercial | Restaurant | Existing | Space Heating | Natural Gas | Boiler | E8 | Participant - Cost of Equipment | 0 | 0 | 0 | 0 | 0 | 0 | 0 | 0 | 0 | 0 | 0 | 0 | 0 | 0 | 0 | 0 | 0 | 0 | 0 | 0 | 0 | 0 | 0 | 0 | 0 | 0 | 0 | 0 | 0 | 0 | 0
F1_Commercial_Restaurant_Existing_Space Heating_Natural Gas_Boiler_E9 | F1 | Commercial | Restaurant | Existing | Space Heating | Natural Gas | Boiler | E9 | Participant - Cost of Equipment | 0 | 0 | 0 | 0 | 0 | 0 | 0 | 0 | 0 | 0 | 0 | 0 | 0 | 0 | 0 | 0 | 0 | 0 | 0 | 0 | 0 | 0 | 0 | 0 | 0 | 0 | 0 | 0 | 0 | 0 | 0
F1_Commercial_Restaurant_Existing_Space Heating_Natural Gas_Boiler_E10 | F1 | Commercial | Restaurant | Existing | Space Heating | Natural Gas | Boiler | E10 | Participant - Cost of Equipment | 0 | 0 | 0 | 0 | 0 | 0 | 0 | 0 | 0 | 0 | 0 | 0 | 0 | 0 | 0 | 0 | 0 | 0 | 0 | 0 | 0 | 0 | 0 | 0 | 0 | 0 | 0 | 0 | 0 | 0 | 0
F2_Commercial_Restaurant_Existing_Space Heating_Natural Gas_Boiler_E1 | F2 | Commercial | Restaurant | Existing | Space Heating | Natural Gas | Boiler | E1 | Participant - Cost of Operation | 1.5116 | 1.5206 | 1.5263 | 1.5332 | 1.5469 | 0 | 0 | 0 | 0 | 0 | 0 | 0 | 0 | 0 | 0 | 0 | 0 | 0 | 0 | 0 | 0 | 0 | 0 | 0 | 0 | 0 | 0 | 0 | 0 | 0 | 0
F2_Commercial_Restaurant_Existing_Space Heating_Natural Gas_Boiler_E2 | F2 | Commercial | Restaurant | Existing | Space Heating | Natural Gas | Boiler | E2 | Participant - Cost of Operation | 1.4396 | 1.4482 | 1.4537 | 1.4602 | 1.4732 | 0 | 0 | 0 | 0 | 0 | 0 | 0 | 0 | 0 | 0 | 0 | 0 | 0 | 0 | 0 | 0 | 0 | 0 | 0 | 0 | 0 | 0 | 0 | 0 | 0 | 0
F2_Commercial_Restaurant_Existing_Space Heating_Natural Gas_Boiler_E3 | F2 | Commercial | Restaurant | Existing | Space Heating | Natural Gas | Boiler | E3 | Participant - Cost of Operation | 1.2864 | 1.2941 | 1.299 | 1.3048 | 1.3165 | 1.2663 | 1.2257 | 1.204 | 1.1964 | 1.1858 | 1.1799 | 1.1719 | 1.0541 | 1.0454 | 1.044 | 1.0359 | 1.0328 | 1.0316 | 1.0119 | 1.0167 | 1.0178 | 1.0208 | 1.0257 | 0.60179 | 0.58538 | 0.56853 | 0.55109 | 0.53289 | 0.51379 | 0.49364 | 0.47229
F2_Commercial_Restaurant_Existing_Space Heating_Natural Gas_Boiler_E4 | F2 | Commercial | Restaurant | Existing | Space Heating | Natural Gas | Boiler | E4 | Participant - Cost of Operation | 1.2339 | 1.2413 | 1.246 | 1.2516 | 1.2628 | 1.2146 | 1.1757 | 1.1548 | 1.1475 | 1.1374 | 1.1317 | 1.1241 | 1.0111 | 1.0027 | 1.0014 | 0.99361 | 0.99065 | 0.98951 | 0.97061 | 0.97516 | 0.97622 | 0.97914 | 0.98382 | 0.57723 | 0.56149 | 0.54533 | 0.52859 | 0.51114 | 0.49282 | 0.47349 | 0.45302
F2_Commercial_Restaurant_Existing_Space Heating_Natural Gas_Boiler_E5 | F2 | Commercial | Restaurant | Existing | Space Heating | Natural Gas | Boiler | E5 | Participant - Cost of Operation | 0.9302 | 0.93575 | 0.93928 | 0.94349 | 0.95193 | 0.91563 | 0.88629 | 0.87055 | 0.86507 | 0.85745 | 0.85316 | 0.84738 | 0.76221 | 0.75591 | 0.75487 | 0.74903 | 0.7468 | 0.74594 | 0.73169 | 0.73512 | 0.73592 | 0.73812 | 0.74165 | 0.43514 | 0.42328 | 0.41109 | 0.39848 | 0.38532 | 0.37151 | 0.35694 | 0.34151
F2_Commercial_Restaurant_Existing_Space Heating_Natural Gas_Boiler_E6 | F2 | Commercial | Restaurant | Existing | Space Heating | Natural Gas | Boiler | E6 | Participant - Cost of Operation | 0 | 0 | 0 | 0 | 0 | 0 | 0 | 0 | 0 | 0 | 0 | 0 | 0 | 0 | 0 | 0 | 0 | 0 | 0 | 0 | 0 | 0 | 0 | 0 | 0 | 0 | 0 | 0 | 0 | 0 | 0
F2_Commercial_Restaurant_Existing_Space Heating_Natural Gas_Boiler_E7 | F2 | Commercial | Restaurant | Existing | Space Heating | Natural Gas | Boiler | E7 | Participant - Cost of Operation | 0 | 0 | 0 | 0 | 0 | 0 | 0 | 0 | 0 | 0 | 0 | 0 | 0 | 0 | 0 | 0 | 0 | 0 | 0 | 0 | 0 | 0 | 0 | 0 | 0 | 0 | 0 | 0 | 0 | 0 | 0
F2_Commercial_Restaurant_Existing_Space Heating_Natural Gas_Boiler_E8 | F2 | Commercial | Restaurant | Existing | Space Heating | Natural Gas | Boiler | E8 | Participant - Cost of Operation | 0 | 0 | 0 | 0 | 0 | 0 | 0 | 0 | 0 | 0 | 0 | 0 | 0 | 0 | 0 | 0 | 0 | 0 | 0 | 0 | 0 | 0 | 0 | 0 | 0 | 0 | 0 | 0 | 0 | 0 | 0
F2_Commercial_Restaurant_Existing_Space Heating_Natural Gas_Boiler_E9 | F2 | Commercial | Restaurant | Existing | Space Heating | Natural Gas | Boiler | E9 | Participant - Cost of Operation | 0 | 0 | 0 | 0 | 0 | 0 | 0 | 0 | 0 | 0 | 0 | 0 | 0 | 0 | 0 | 0 | 0 | 0 | 0 | 0 | 0 | 0 | 0 | 0 | 0 | 0 | 0 | 0 | 0 | 0 | 0
F2_Commercial_Restaurant_Existing_Space Heating_Natural Gas_Boiler_E10 | F2 | Commercial | Restaurant | Existing | Space Heating | Natural Gas | Boiler | E10 | Participant - Cost of Operation | 0 | 0 | 0 | 0 | 0 | 0 | 0 | 0 | 0 | 0 | 0 | 0 | 0 | 0 | 0 | 0 | 0 | 0 | 0 | 0 | 0 | 0 | 0 | 0 | 0 | 0 | 0 | 0 | 0 | 0 | 0
F3_Commercial_Restaurant_Existing_Space Heating_Natural Gas_Boiler_E1 | F3 | Commercial | Restaurant | Existing | Space Heating | Natural Gas | Boiler | E1 | System - kBTUs of Conusmption | 129.9158 | 130.0403 | 129.961 | 129.9067 | 129.9067 | 0 | 0 | 0 | 0 | 0 | 0 | 0 | 0 | 0 | 0 | 0 | 0 | 0 | 0 | 0 | 0 | 0 | 0 | 0 | 0 | 0 | 0 | 0 | 0 | 0 | 0
F3_Commercial_Restaurant_Existing_Space Heating_Natural Gas_Boiler_E2 | F3 | Commercial | Restaurant | Existing | Space Heating | Natural Gas | Boiler | E2 | System - kBTUs of Conusmption | 123.7294 | 123.8479 | 123.7724 | 123.7207 | 123.7207 | 0 | 0 | 0 | 0 | 0 | 0 | 0 | 0 | 0 | 0 | 0 | 0 | 0 | 0 | 0 | 0 | 0 | 0 | 0 | 0 | 0 | 0 | 0 | 0 | 0 | 0
F3_Commercial_Restaurant_Existing_Space Heating_Natural Gas_Boiler_E3 | F3 | Commercial | Restaurant | Existing | Space Heating | Natural Gas | Boiler | E3 | System - kBTUs of Conusmption | 110.5667 | 110.6726 | 110.6051 | 110.5589 | 110.5589 | 110.5589 | 110.5589 | 110.5589 | 110.5589 | 110.5589 | 110.5589 | 110.5589 | 110.5589 | 110.5589 | 110.5589 | 110.5589 | 110.5589 | 110.5589 | 110.5589 | 110.5589 | 110.5589 | 110.5589 | 110.5589 | 110.5589 | 110.5589 | 110.5589 | 110.5589 | 110.5589 | 110.5589 | 110.5589 | 110.2187
F3_Commercial_Restaurant_Existing_Space Heating_Natural Gas_Boiler_E4 | F3 | Commercial | Restaurant | Existing | Space Heating | Natural Gas | Boiler | E4 | System - kBTUs of Conusmption | 106.0537 | 106.1554 | 106.0906 | 106.0463 | 106.0463 | 106.0463 | 106.0463 | 106.0463 | 106.0463 | 106.0463 | 106.0463 | 106.0463 | 106.0463 | 106.0463 | 106.0463 | 106.0463 | 106.0463 | 106.0463 | 106.0463 | 106.0463 | 106.0463 | 106.0463 | 106.0463 | 106.0463 | 106.0463 | 106.0463 | 106.0463 | 106.0463 | 106.0463 | 106.0463 | 105.72
F3_Commercial_Restaurant_Existing_Space Heating_Natural Gas_Boiler_E5 | F3 | Commercial | Restaurant | Existing | Space Heating | Natural Gas | Boiler | E5 | System - kBTUs of Conusmption | 79.9482 | 80.0248 | 79.976 | 79.9426 | 79.9426 | 79.9426 | 79.9426 | 79.9426 | 79.9426 | 79.9426 | 79.9426 | 79.9426 | 79.9426 | 79.9426 | 79.9426 | 79.9426 | 79.9426 | 79.9426 | 79.9426 | 79.9426 | 79.9426 | 79.9426 | 79.9426 | 79.9426 | 79.9426 | 79.9426 | 79.9426 | 79.9426 | 79.9426 | 79.9426 | 79.6966
F3_Commercial_Restaurant_Existing_Space Heating_Natural Gas_Boiler_E6 | F3 | Commercial | Restaurant | Existing | Space Heating | Natural Gas | Boiler | E6 | System - kBTUs of Conusmption | 0 | 0 | 0 | 0 | 0 | 0 | 0 | 0 | 0 | 0 | 0 | 0 | 0 | 0 | 0 | 0 | 0 | 0 | 0 | 0 | 0 | 0 | 0 | 0 | 0 | 0 | 0 | 0 | 0 | 0 | 0
F3_Commercial_Restaurant_Existing_Space Heating_Natural Gas_Boiler_E7 | F3 | Commercial | Restaurant | Existing | Space Heating | Natural Gas | Boiler | E7 | System - kBTUs of Conusmption | 0 | 0 | 0 | 0 | 0 | 0 | 0 | 0 | 0 | 0 | 0 | 0 | 0 | 0 | 0 | 0 | 0 | 0 | 0 | 0 | 0 | 0 | 0 | 0 | 0 | 0 | 0 | 0 | 0 | 0 | 0
F3_Commercial_Restaurant_Existing_Space Heating_Natural Gas_Boiler_E8 | F3 | Commercial | Restaurant | Existing | Space Heating | Natural Gas | Boiler | E8 | System - kBTUs of Conusmption | 0 | 0 | 0 | 0 | 0 | 0 | 0 | 0 | 0 | 0 | 0 | 0 | 0 | 0 | 0 | 0 | 0 | 0 | 0 | 0 | 0 | 0 | 0 | 0 | 0 | 0 | 0 | 0 | 0 | 0 | 0
F3_Commercial_Restaurant_Existing_Space Heating_Natural Gas_Boiler_E9 | F3 | Commercial | Restaurant | Existing | Space Heating | Natural Gas | Boiler | E9 | System - kBTUs of Conusmption | 0 | 0 | 0 | 0 | 0 | 0 | 0 | 0 | 0 | 0 | 0 | 0 | 0 | 0 | 0 | 0 | 0 | 0 | 0 | 0 | 0 | 0 | 0 | 0 | 0 | 0 | 0 | 0 | 0 | 0 | 0
F3_Commercial_Restaurant_Existing_Space Heating_Natural Gas_Boiler_E10 | F3 | Commercial | Restaurant | Existing | Space Heating | Natural Gas | Boiler | E10 | System - kBTUs of Conusmption | 0 | 0 | 0 | 0 | 0 | 0 | 0 | 0 | 0 | 0 | 0 | 0 | 0 | 0 | 0 | 0 | 0 | 0 | 0 | 0 | 0 | 0 | 0 | 0 | 0 | 0 | 0 | 0 | 0 | 0 | 0
F4_Commercial_Restaurant_Existing_Space Heating_Natural Gas_Boiler_E1 | F4 | Commercial | Restaurant | Existing | Space Heating | Natural Gas | Boiler | E1 | Utility - Cost of Equipment | 0.23448 | 0.23448 | 0.23448 | 0.23448 | 0.23448 | 0 | 0 | 0 | 0 | 0 | 0 | 0 | 0 | 0 | 0 | 0 | 0 | 0 | 0 | 0 | 0 | 0 | 0 | 0 | 0 | 0 | 0 | 0 | 0 | 0 | 0
F4_Commercial_Restaurant_Existing_Space Heating_Natural Gas_Boiler_E2 | F4 | Commercial | Restaurant | Existing | Space Heating | Natural Gas | Boiler | E2 | Utility - Cost of Equipment | 0.24239 | 0.24239 | 0.24239 | 0.24239 | 0.24239 | 0 | 0 | 0 | 0 | 0 | 0 | 0 | 0 | 0 | 0 | 0 | 0 | 0 | 0 | 0 | 0 | 0 | 0 | 0 | 0 | 0 | 0 | 0 | 0 | 0 | 0
F4_Commercial_Restaurant_Existing_Space Heating_Natural Gas_Boiler_E3 | F4 | Commercial | Restaurant | Existing | Space Heating | Natural Gas | Boiler | E3 | Utility - Cost of Equipment | 0.381 | 0.381 | 0.381 | 0.381 | 0.381 | 0.381 | 0.381 | 0.381 | 0.381 | 0.381 | 0.381 | 0.381 | 0.381 | 0.381 | 0.381 | 0.381 | 0.381 | 0.381 | 0.381 | 0.381 | 0.381 | 0.381 | 0.381 | 0.381 | 0.381 | 0.381 | 0.381 | 0.381 | 0.381 | 0.381 | 0.381
F4_Commercial_Restaurant_Existing_Space Heating_Natural Gas_Boiler_E4 | F4 | Commercial | Restaurant | Existing | Space Heating | Natural Gas | Boiler | E4 | Utility - Cost of Equipment | 0.41668 | 0.41668 | 0.41668 | 0.41668 | 0.41668 | 0.41668 | 0.41668 | 0.41668 | 0.41668 | 0.41668 | 0.41668 | 0.41668 | 0.41668 | 0.41668 | 0.41668 | 0.41668 | 0.41668 | 0.41668 | 0.41668 | 0.41668 | 0.41668 | 0.41668 | 0.41668 | 0.41668 | 0.41668 | 0.41668 | 0.41668 | 0.41668 | 0.41668 | 0.41668 | 0.41668
F4_Commercial_Restaurant_Existing_Space Heating_Natural Gas_Boiler_E5 | F4 | Commercial | Restaurant | Existing | Space Heating | Natural Gas | Boiler | E5 | Utility - Cost of Equipment | 1.3716 | 1.3716 | 1.3716 | 1.3716 | 1.3716 | 1.3716 | 1.3716 | 1.3716 | 1.3716 | 1.3716 | 1.3716 | 1.3716 | 1.3716 | 1.3716 | 1.3716 | 1.3716 | 1.3716 | 1.3716 | 1.3716 | 1.3716 | 1.3716 | 1.3716 | 1.3716 | 1.3716 | 1.3716 | 1.3716 | 1.3716 | 1.3716 | 1.3716 | 1.3716 | 1.3716
F4_Commercial_Restaurant_Existing_Space Heating_Natural Gas_Boiler_E6 | F4 | Commercial | Restaurant | Existing | Space Heating | Natural Gas | Boiler | E6 | Utility - Cost of Equipment | 0 | 0 | 0 | 0 | 0 | 0 | 0 | 0 | 0 | 0 | 0 | 0 | 0 | 0 | 0 | 0 | 0 | 0 | 0 | 0 | 0 | 0 | 0 | 0 | 0 | 0 | 0 | 0 | 0 | 0 | 0
F4_Commercial_Restaurant_Existing_Space Heating_Natural Gas_Boiler_E7 | F4 | Commercial | Restaurant | Existing | Space Heating | Natural Gas | Boiler | E7 | Utility - Cost of Equipment | 0 | 0 | 0 | 0 | 0 | 0 | 0 | 0 | 0 | 0 | 0 | 0 | 0 | 0 | 0 | 0 | 0 | 0 | 0 | 0 | 0 | 0 | 0 | 0 | 0 | 0 | 0 | 0 | 0 | 0 | 0
F4_Commercial_Restaurant_Existing_Space Heating_Natural Gas_Boiler_E8 | F4 | Commercial | Restaurant | Existing | Space Heating | Natural Gas | Boiler | E8 | Utility - Cost of Equipment | 0 | 0 | 0 | 0 | 0 | 0 | 0 | 0 | 0 | 0 | 0 | 0 | 0 | 0 | 0 | 0 | 0 | 0 | 0 | 0 | 0 | 0 | 0 | 0 | 0 | 0 | 0 | 0 | 0 | 0 | 0
F4_Commercial_Restaurant_Existing_Space Heating_Natural Gas_Boiler_E9 | F4 | Commercial | Restaurant | Existing | Space Heating | Natural Gas | Boiler | E9 | Utility - Cost of Equipment | 0 | 0 | 0 | 0 | 0 | 0 | 0 | 0 | 0 | 0 | 0 | 0 | 0 | 0 | 0 | 0 | 0 | 0 | 0 | 0 | 0 | 0 | 0 | 0 | 0 | 0 | 0 | 0 | 0 | 0 | 0
F4_Commercial_Restaurant_Existing_Space Heating_Natural Gas_Boiler_E10 | F4 | Commercial | Restaurant | Existing | Space Heating | Natural Gas | Boiler | E10 | Utility - Cost of Equipment | 0 | 0 | 0 | 0 | 0 | 0 | 0 | 0 | 0 | 0 | 0 | 0 | 0 | 0 | 0 | 0 | 0 | 0 | 0 | 0 | 0 | 0 | 0 | 0 | 0 | 0 | 0 | 0 | 0 | 0 | 0
F5_Commercial_Restaurant_Existing_Space Heating_Natural Gas_Boiler_E1 | F5 | Commercial | Restaurant | Existing | Space Heating | Natural Gas | Boiler | E1 | Utility - Cost of Operation | 1.2617 | 1.2692 | 1.274 | 1.2797 | 1.2912 | 0 | 0 | 0 | 0 | 0 | 0 | 0 | 0 | 0 | 0 | 0 | 0 | 0 | 0 | 0 | 0 | 0 | 0 | 0 | 0 | 0 | 0 | 0 | 0 | 0 | 0
F5_Commercial_Restaurant_Existing_Space Heating_Natural Gas_Boiler_E2 | F5 | Commercial | Restaurant | Existing | Space Heating | Natural Gas | Boiler | E2 | Utility - Cost of Operation | 1.2016 | 1.2088 | 1.2133 | 1.2188 | 1.2297 | 0 | 0 | 0 | 0 | 0 | 0 | 0 | 0 | 0 | 0 | 0 | 0 | 0 | 0 | 0 | 0 | 0 | 0 | 0 | 0 | 0 | 0 | 0 | 0 | 0 | 0
F5_Commercial_Restaurant_Existing_Space Heating_Natural Gas_Boiler_E3 | F5 | Commercial | Restaurant | Existing | Space Heating | Natural Gas | Boiler | E3 | Utility - Cost of Operation | 1.0738 | 1.0802 | 1.0843 | 1.0891 | 1.0989 | 1.057 | 1.0231 | 1.0049 | 0.99858 | 0.98979 | 0.98484 | 0.97816 | 0.87986 | 0.87258 | 0.87138 | 0.86464 | 0.86206 | 0.86107 | 0.84462 | 0.84858 | 0.84951 | 0.85204 | 0.85611 | 0.5023 | 0.48861 | 0.47454 | 0.45998 | 0.44479 | 0.42885 | 0.41203 | 0.39421
F5_Commercial_Restaurant_Existing_Space Heating_Natural Gas_Boiler_E4 | F5 | Commercial | Restaurant | Existing | Space Heating | Natural Gas | Boiler | E4 | Utility - Cost of Operation | 1.0299 | 1.0361 | 1.04 | 1.0447 | 1.054 | 1.0138 | 0.98133 | 0.9639 | 0.95783 | 0.94939 | 0.94464 | 0.93824 | 0.84394 | 0.83697 | 0.83582 | 0.82935 | 0.82687 | 0.82592 | 0.81014 | 0.81395 | 0.81483 | 0.81727 | 0.82117 | 0.4818 | 0.46866 | 0.45517 | 0.44121 | 0.42664 | 0.41135 | 0.39522 | 0.37812
F5_Commercial_Restaurant_Existing_Space Heating_Natural Gas_Boiler_E5 | F5 | Commercial | Restaurant | Existing | Space Heating | Natural Gas | Boiler | E5 | Utility - Cost of Operation | 0.77642 | 0.78105 | 0.784 | 0.78751 | 0.79456 | 0.76426 | 0.73977 | 0.72663 | 0.72205 | 0.71569 | 0.71212 | 0.70729 | 0.6362 | 0.63095 | 0.63008 | 0.6252 | 0.62334 | 0.62262 | 0.61072 | 0.61359 | 0.61426 | 0.61609 | 0.61904 | 0.3632 | 0.3533 | 0.34313 | 0.3326 | 0.32162 | 0.31009 | 0.29793 | 0.28505
F5_Commercial_Restaurant_Existing_Space Heating_Natural Gas_Boiler_E6 | F5 | Commercial | Restaurant | Existing | Space Heating | Natural Gas | Boiler | E6 | Utility - Cost of Operation | 0 | 0 | 0 | 0 | 0 | 0 | 0 | 0 | 0 | 0 | 0 | 0 | 0 | 0 | 0 | 0 | 0 | 0 | 0 | 0 | 0 | 0 | 0 | 0 | 0 | 0 | 0 | 0 | 0 | 0 | 0
F5_Commercial_Restaurant_Existing_Space Heating_Natural Gas_Boiler_E7 | F5 | Commercial | Restaurant | Existing | Space Heating | Natural Gas | Boiler | E7 | Utility - Cost of Operation | 0 | 0 | 0 | 0 | 0 | 0 | 0 | 0 | 0 | 0 | 0 | 0 | 0 | 0 | 0 | 0 | 0 | 0 | 0 | 0 | 0 | 0 | 0 | 0 | 0 | 0 | 0 | 0 | 0 | 0 | 0
F5_Commercial_Restaurant_Existing_Space Heating_Natural Gas_Boiler_E8 | F5 | Commercial | Restaurant | Existing | Space Heating | Natural Gas | Boiler | E8 | Utility - Cost of Operation | 0 | 0 | 0 | 0 | 0 | 0 | 0 | 0 | 0 | 0 | 0 | 0 | 0 | 0 | 0 | 0 | 0 | 0 | 0 | 0 | 0 | 0 | 0 | 0 | 0 | 0 | 0 | 0 | 0 | 0 | 0
F5_Commercial_Restaurant_Existing_Space Heating_Natural Gas_Boiler_E9 | F5 | Commercial | Restaurant | Existing | Space Heating | Natural Gas | Boiler | E9 | Utility - Cost of Operation | 0 | 0 | 0 | 0 | 0 | 0 | 0 | 0 | 0 | 0 | 0 | 0 | 0 | 0 | 0 | 0 | 0 | 0 | 0 | 0 | 0 | 0 | 0 | 0 | 0 | 0 | 0 | 0 | 0 | 0 | 0
F5_Commercial_Restaurant_Existing_Space Heating_Natural Gas_Boiler_E10 | F5 | Commercial | Restaurant | Existing | Space Heating | Natural Gas | Boiler | E10 | Utility - Cost of Operation | 0 | 0 | 0 | 0 | 0 | 0 | 0 | 0 | 0 | 0 | 0 | 0 | 0 | 0 | 0 | 0 | 0 | 0 | 0 | 0 | 0 | 0 | 0 | 0 | 0 | 0 | 0 | 0 | 0 | 0 | 0
F6_Commercial_Restaurant_Existing_Space Heating_Natural Gas_Boiler_E1 | F6 | Commercial | Restaurant | Existing | Space Heating | Natural Gas | Boiler | E1 | Utility - Value of Sales | 1.5116 | 1.5206 | 1.5263 | 1.5332 | 1.5469 | 0 | 0 | 0 | 0 | 0 | 0 | 0 | 0 | 0 | 0 | 0 | 0 | 0 | 0 | 0 | 0 | 0 | 0 | 0 | 0 | 0 | 0 | 0 | 0 | 0 | 0
F6_Commercial_Restaurant_Existing_Space Heating_Natural Gas_Boiler_E2 | F6 | Commercial | Restaurant | Existing | Space Heating | Natural Gas | Boiler | E2 | Utility - Value of Sales | 1.4396 | 1.4482 | 1.4537 | 1.4602 | 1.4732 | 0 | 0 | 0 | 0 | 0 | 0 | 0 | 0 | 0 | 0 | 0 | 0 | 0 | 0 | 0 | 0 | 0 | 0 | 0 | 0 | 0 | 0 | 0 | 0 | 0 | 0
F6_Commercial_Restaurant_Existing_Space Heating_Natural Gas_Boiler_E3 | F6 | Commercial | Restaurant | Existing | Space Heating | Natural Gas | Boiler | E3 | Utility - Value of Sales | 1.2864 | 1.2941 | 1.299 | 1.3048 | 1.3165 | 1.2663 | 1.2257 | 1.204 | 1.1964 | 1.1858 | 1.1799 | 1.1719 | 1.0541 | 1.0454 | 1.044 | 1.0359 | 1.0328 | 1.0316 | 1.0119 | 1.0167 | 1.0178 | 1.0208 | 1.0257 | 0.60179 | 0.58538 | 0.56853 | 0.55109 | 0.53289 | 0.51379 | 0.49364 | 0.47229
F6_Commercial_Restaurant_Existing_Space Heating_Natural Gas_Boiler_E4 | F6 | Commercial | Restaurant | Existing | Space Heating | Natural Gas | Boiler | E4 | Utility - Value of Sales | 1.2339 | 1.2413 | 1.246 | 1.2516 | 1.2628 | 1.2146 | 1.1757 | 1.1548 | 1.1475 | 1.1374 | 1.1317 | 1.1241 | 1.0111 | 1.0027 | 1.0014 | 0.99361 | 0.99065 | 0.98951 | 0.97061 | 0.97516 | 0.97622 | 0.97914 | 0.98382 | 0.57723 | 0.56149 | 0.54533 | 0.52859 | 0.51114 | 0.49282 | 0.47349 | 0.45302
F6_Commercial_Restaurant_Existing_Space Heating_Natural Gas_Boiler_E5 | F6 | Commercial | Restaurant | Existing | Space Heating | Natural Gas | Boiler | E5 | Utility - Value of Sales | 0.9302 | 0.93575 | 0.93928 | 0.94349 | 0.95193 | 0.91563 | 0.88629 | 0.87055 | 0.86507 | 0.85745 | 0.85316 | 0.84738 | 0.76221 | 0.75591 | 0.75487 | 0.74903 | 0.7468 | 0.74594 | 0.73169 | 0.73512 | 0.73592 | 0.73812 | 0.74165 | 0.43514 | 0.42328 | 0.41109 | 0.39848 | 0.38532 | 0.37151 | 0.35694 | 0.34151
F6_Commercial_Restaurant_Existing_Space Heating_Natural Gas_Boiler_E6 | F6 | Commercial | Restaurant | Existing | Space Heating | Natural Gas | Boiler | E6 | Utility - Value of Sales | 0 | 0 | 0 | 0 | 0 | 0 | 0 | 0 | 0 | 0 | 0 | 0 | 0 | 0 | 0 | 0 | 0 | 0 | 0 | 0 | 0 | 0 | 0 | 0 | 0 | 0 | 0 | 0 | 0 | 0 | 0
F6_Commercial_Restaurant_Existing_Space Heating_Natural Gas_Boiler_E7 | F6 | Commercial | Restaurant | Existing | Space Heating | Natural Gas | Boiler | E7 | Utility - Value of Sales | 0 | 0 | 0 | 0 | 0 | 0 | 0 | 0 | 0 | 0 | 0 | 0 | 0 | 0 | 0 | 0 | 0 | 0 | 0 | 0 | 0 | 0 | 0 | 0 | 0 | 0 | 0 | 0 | 0 | 0 | 0
F6_Commercial_Restaurant_Existing_Space Heating_Natural Gas_Boiler_E8 | F6 | Commercial | Restaurant | Existing | Space Heating | Natural Gas | Boiler | E8 | Utility - Value of Sales | 0 | 0 | 0 | 0 | 0 | 0 | 0 | 0 | 0 | 0 | 0 | 0 | 0 | 0 | 0 | 0 | 0 | 0 | 0 | 0 | 0 | 0 | 0 | 0 | 0 | 0 | 0 | 0 | 0 | 0 | 0
F6_Commercial_Restaurant_Existing_Space Heating_Natural Gas_Boiler_E9 | F6 | Commercial | Restaurant | Existing | Space Heating | Natural Gas | Boiler | E9 | Utility - Value of Sales | 0 | 0 | 0 | 0 | 0 | 0 | 0 | 0 | 0 | 0 | 0 | 0 | 0 | 0 | 0 | 0 | 0 | 0 | 0 | 0 | 0 | 0 | 0 | 0 | 0 | 0 | 0 | 0 | 0 | 0 | 0
F6_Commercial_Restaurant_Existing_Space Heating_Natural Gas_Boiler_E10 | F6 | Commercial | Restaurant | Existing | Space Heating | Natural Gas | Boiler | E10 | Utility - Value of Sales | 0 | 0 | 0 | 0 | 0 | 0 | 0 | 0 | 0 | 0 | 0 | 0 | 0 | 0 | 0 | 0 | 0 | 0 | 0 | 0 | 0 | 0 | 0 | 0 | 0 | 0 | 0 | 0 | 0 | 0 | 0
F1_Commercial_Restaurant_Existing_Space Heating_Natural Gas_Unit Heater_E1 | F1 | Commercial | Restaurant | Existing | Space Heating | Natural Gas | Unit Heater | E1 | Participant - Cost of Equipment | 0.09468 | 0.09468 | 0.09468 | 0.09468 | 0.09468 | 0 | 0 | 0 | 0 | 0 | 0 | 0 | 0 | 0 | 0 | 0 | 0 | 0 | 0 | 0 | 0 | 0 | 0 | 0 | 0 | 0 | 0 | 0 | 0 | 0 | 0
F1_Commercial_Restaurant_Existing_Space Heating_Natural Gas_Unit Heater_E2 | F1 | Commercial | Restaurant | Existing | Space Heating | Natural Gas | Unit Heater | E2 | Participant - Cost of Equipment | 0.30276 | 0.30276 | 0.30276 | 0.30276 | 0.30276 | 0.30276 | 0.30276 | 0.30276 | 0.30276 | 0.30276 | 0.30276 | 0.30276 | 0.30276 | 0.30276 | 0.30276 | 0.30276 | 0.30276 | 0.30276 | 0.30276 | 0.30276 | 0.30276 | 0.30276 | 0.30276 | 0.30276 | 0.30276 | 0.30276 | 0.30276 | 0.30276 | 0.30276 | 0.30276 | 0.30276
F1_Commercial_Restaurant_Existing_Space Heating_Natural Gas_Unit Heater_E3 | F1 | Commercial | Restaurant | Existing | Space Heating | Natural Gas | Unit Heater | E3 | Participant - Cost of Equipment | 0.13079 | 0.13079 | 0.13079 | 0.13079 | 0.13079 | 0.13079 | 0.13079 | 0.13079 | 0.13079 | 0.13079 | 0.13079 | 0.13079 | 0.13079 | 0.13079 | 0.13079 | 0.13079 | 0.13079 | 0.13079 | 0.13079 | 0.13079 | 0.13079 | 0.13079 | 0.13079 | 0.13079 | 0.13079 | 0.13079 | 0.13079 | 0.13079 | 0.13079 | 0.13079 | 0.13079
F1_Commercial_Restaurant_Existing_Space Heating_Natural Gas_Unit Heater_E4 | F1 | Commercial | Restaurant | Existing | Space Heating | Natural Gas | Unit Heater | E4 | Participant - Cost of Equipment | 0 | 0 | 0 | 0 | 0 | 0 | 0 | 0 | 0 | 0 | 0 | 0 | 0 | 0 | 0 | 0 | 0 | 0 | 0 | 0 | 0 | 0 | 0 | 0 | 0 | 0 | 0 | 0 | 0 | 0 | 0
F1_Commercial_Restaurant_Existing_Space Heating_Natural Gas_Unit Heater_E5 | F1 | Commercial | Restaurant | Existing | Space Heating | Natural Gas | Unit Heater | E5 | Participant - Cost of Equipment | 0 | 0 | 0 | 0 | 0 | 0 | 0 | 0 | 0 | 0 | 0 | 0 | 0 | 0 | 0 | 0 | 0 | 0 | 0 | 0 | 0 | 0 | 0 | 0 | 0 | 0 | 0 | 0 | 0 | 0 | 0
F1_Commercial_Restaurant_Existing_Space Heating_Natural Gas_Unit Heater_E6 | F1 | Commercial | Restaurant | Existing | Space Heating | Natural Gas | Unit Heater | E6 | Participant - Cost of Equipment | 0 | 0 | 0 | 0 | 0 | 0 | 0 | 0 | 0 | 0 | 0 | 0 | 0 | 0 | 0 | 0 | 0 | 0 | 0 | 0 | 0 | 0 | 0 | 0 | 0 | 0 | 0 | 0 | 0 | 0 | 0
F1_Commercial_Restaurant_Existing_Space Heating_Natural Gas_Unit Heater_E7 | F1 | Commercial | Restaurant | Existing | Space Heating | Natural Gas | Unit Heater | E7 | Participant - Cost of Equipment | 0 | 0 | 0 | 0 | 0 | 0 | 0 | 0 | 0 | 0 | 0 | 0 | 0 | 0 | 0 | 0 | 0 | 0 | 0 | 0 | 0 | 0 | 0 | 0 | 0 | 0 | 0 | 0 | 0 | 0 | 0
F1_Commercial_Restaurant_Existing_Space Heating_Natural Gas_Unit Heater_E8 | F1 | Commercial | Restaurant | Existing | Space Heating | Natural Gas | Unit Heater | E8 | Participant - Cost of Equipment | 0 | 0 | 0 | 0 | 0 | 0 | 0 | 0 | 0 | 0 | 0 | 0 | 0 | 0 | 0 | 0 | 0 | 0 | 0 | 0 | 0 | 0 | 0 | 0 | 0 | 0 | 0 | 0 | 0 | 0 | 0
F1_Commercial_Restaurant_Existing_Space Heating_Natural Gas_Unit Heater_E9 | F1 | Commercial | Restaurant | Existing | Space Heating | Natural Gas | Unit Heater | E9 | Participant - Cost of Equipment | 0 | 0 | 0 | 0 | 0 | 0 | 0 | 0 | 0 | 0 | 0 | 0 | 0 | 0 | 0 | 0 | 0 | 0 | 0 | 0 | 0 | 0 | 0 | 0 | 0 | 0 | 0 | 0 | 0 | 0 | 0
F1_Commercial_Restaurant_Existing_Space Heating_Natural Gas_Unit Heater_E10 | F1 | Commercial | Restaurant | Existing | Space Heating | Natural Gas | Unit Heater | E10 | Participant - Cost of Equipment | 0 | 0 | 0 | 0 | 0 | 0 | 0 | 0 | 0 | 0 | 0 | 0 | 0 | 0 | 0 | 0 | 0 | 0 | 0 | 0 | 0 | 0 | 0 | 0 | 0 | 0 | 0 | 0 | 0 | 0 | 0
F2_Commercial_Restaurant_Existing_Space Heating_Natural Gas_Unit Heater_E1 | F2 | Commercial | Restaurant | Existing | Space Heating | Natural Gas | Unit Heater | E1 | Participant - Cost of Operation | 1.109 | 1.1209 | 1.1282 | 1.1369 | 1.1373 | 0 | 0 | 0 | 0 | 0 | 0 | 0 | 0 | 0 | 0 | 0 | 0 | 0 | 0 | 0 | 0 | 0 | 0 | 0 | 0 | 0 | 0 | 0 | 0 | 0 | 0
F2_Commercial_Restaurant_Existing_Space Heating_Natural Gas_Unit Heater_E2 | F2 | Commercial | Restaurant | Existing | Space Heating | Natural Gas | Unit Heater | E2 | Participant - Cost of Operation | 0.99798 | 1.0087 | 1.0152 | 1.0231 | 1.0234 | 0.96342 | 0.91454 | 0.88672 | 0.90982 | 0.93195 | 0.96018 | 0.98937 | 0.89047 | 0.92574 | 0.97385 | 0.96907 | 0.97004 | 0.9731 | 0.95453 | 0.96583 | 0.97345 | 0.98416 | 0.99791 | 0.49961 | 0.48985 | 0.48068 | 0.47202 | 0.46378 | 0.45588 | 0.44828 | 0.44092
F2_Commercial_Restaurant_Existing_Space Heating_Natural Gas_Unit Heater_E3 | F2 | Commercial | Restaurant | Existing | Space Heating | Natural Gas | Unit Heater | E3 | Participant - Cost of Operation | 0.8619 | 0.87117 | 0.8768 | 0.88359 | 0.88387 | 0.83206 | 0.78984 | 0.76582 | 0.78576 | 0.80487 | 0.82925 | 0.85447 | 0.76905 | 0.79951 | 0.84107 | 0.83694 | 0.83777 | 0.84042 | 0.82438 | 0.83413 | 0.84072 | 0.84997 | 0.86185 | 0.43149 | 0.42306 | 0.41514 | 0.40766 | 0.40054 | 0.39372 | 0.38715 | 0.3808
F2_Commercial_Restaurant_Existing_Space Heating_Natural Gas_Unit Heater_E4 | F2 | Commercial | Restaurant | Existing | Space Heating | Natural Gas | Unit Heater | E4 | Participant - Cost of Operation | 0 | 0 | 0 | 0 | 0 | 0 | 0 | 0 | 0 | 0 | 0 | 0 | 0 | 0 | 0 | 0 | 0 | 0 | 0 | 0 | 0 | 0 | 0 | 0 | 0 | 0 | 0 | 0 | 0 | 0 | 0
F2_Commercial_Restaurant_Existing_Space Heating_Natural Gas_Unit Heater_E5 | F2 | Commercial | Restaurant | Existing | Space Heating | Natural Gas | Unit Heater | E5 | Participant - Cost of Operation | 0 | 0 | 0 | 0 | 0 | 0 | 0 | 0 | 0 | 0 | 0 | 0 | 0 | 0 | 0 | 0 | 0 | 0 | 0 | 0 | 0 | 0 | 0 | 0 | 0 | 0 | 0 | 0 | 0 | 0 | 0
F2_Commercial_Restaurant_Existing_Space Heating_Natural Gas_Unit Heater_E6 | F2 | Commercial | Restaurant | Existing | Space Heating | Natural Gas | Unit Heater | E6 | Participant - Cost of Operation | 0 | 0 | 0 | 0 | 0 | 0 | 0 | 0 | 0 | 0 | 0 | 0 | 0 | 0 | 0 | 0 | 0 | 0 | 0 | 0 | 0 | 0 | 0 | 0 | 0 | 0 | 0 | 0 | 0 | 0 | 0
F2_Commercial_Restaurant_Existing_Space Heating_Natural Gas_Unit Heater_E7 | F2 | Commercial | Restaurant | Existing | Space Heating | Natural Gas | Unit Heater | E7 | Participant - Cost of Operation | 0 | 0 | 0 | 0 | 0 | 0 | 0 | 0 | 0 | 0 | 0 | 0 | 0 | 0 | 0 | 0 | 0 | 0 | 0 | 0 | 0 | 0 | 0 | 0 | 0 | 0 | 0 | 0 | 0 | 0 | 0
F2_Commercial_Restaurant_Existing_Space Heating_Natural Gas_Unit Heater_E8 | F2 | Commercial | Restaurant | Existing | Space Heating | Natural Gas | Unit Heater | E8 | Participant - Cost of Operation | 0 | 0 | 0 | 0 | 0 | 0 | 0 | 0 | 0 | 0 | 0 | 0 | 0 | 0 | 0 | 0 | 0 | 0 | 0 | 0 | 0 | 0 | 0 | 0 | 0 | 0 | 0 | 0 | 0 | 0 | 0
F2_Commercial_Restaurant_Existing_Space Heating_Natural Gas_Unit Heater_E9 | F2 | Commercial | Restaurant | Existing | Space Heating | Natural Gas | Unit Heater | E9 | Participant - Cost of Operation | 0 | 0 | 0 | 0 | 0 | 0 | 0 | 0 | 0 | 0 | 0 | 0 | 0 | 0 | 0 | 0 | 0 | 0 | 0 | 0 | 0 | 0 | 0 | 0 | 0 | 0 | 0 | 0 | 0 | 0 | 0
F2_Commercial_Restaurant_Existing_Space Heating_Natural Gas_Unit Heater_E10 | F2 | Commercial | Restaurant | Existing | Space Heating | Natural Gas | Unit Heater | E10 | Participant - Cost of Operation | 0 | 0 | 0 | 0 | 0 | 0 | 0 | 0 | 0 | 0 | 0 | 0 | 0 | 0 | 0 | 0 | 0 | 0 | 0 | 0 | 0 | 0 | 0 | 0 | 0 | 0 | 0 | 0 | 0 | 0 | 0
F3_Commercial_Restaurant_Existing_Space Heating_Natural Gas_Unit Heater_E1 | F3 | Commercial | Restaurant | Existing | Space Heating | Natural Gas | Unit Heater | E1 | System - kBTUs of Conusmption | 92.6955 | 92.8805 | 92.7626 | 92.6819 | 92.6819 | 0 | 0 | 0 | 0 | 0 | 0 | 0 | 0 | 0 | 0 | 0 | 0 | 0 | 0 | 0 | 0 | 0 | 0 | 0 | 0 | 0 | 0 | 0 | 0 | 0 | 0
F3_Commercial_Restaurant_Existing_Space Heating_Natural Gas_Unit Heater_E2 | F3 | Commercial | Restaurant | Existing | Space Heating | Natural Gas | Unit Heater | E2 | System - kBTUs of Conusmption | 83.4155 | 83.582 | 83.4759 | 83.4033 | 83.4033 | 83.4033 | 83.4033 | 83.4033 | 83.4033 | 83.4033 | 83.4033 | 83.4033 | 83.4033 | 83.4033 | 83.4033 | 83.4033 | 83.4033 | 83.4033 | 83.4033 | 83.4033 | 83.4033 | 83.4033 | 83.4033 | 83.4033 | 83.4033 | 83.4033 | 83.4033 | 83.4033 | 83.4033 | 83.4033 | 83.4033
F3_Commercial_Restaurant_Existing_Space Heating_Natural Gas_Unit Heater_E3 | F3 | Commercial | Restaurant | Existing | Space Heating | Natural Gas | Unit Heater | E3 | System - kBTUs of Conusmption | 72.0416 | 72.1854 | 72.0938 | 72.031 | 72.031 | 72.031 | 72.031 | 72.031 | 72.031 | 72.031 | 72.031 | 72.031 | 72.031 | 72.031 | 72.031 | 72.031 | 72.031 | 72.031 | 72.031 | 72.031 | 72.031 | 72.031 | 72.031 | 72.031 | 72.031 | 72.031 | 72.031 | 72.031 | 72.031 | 72.031 | 72.031
F3_Commercial_Restaurant_Existing_Space Heating_Natural Gas_Unit Heater_E4 | F3 | Commercial | Restaurant | Existing | Space Heating | Natural Gas | Unit Heater | E4 | System - kBTUs of Conusmption | 0 | 0 | 0 | 0 | 0 | 0 | 0 | 0 | 0 | 0 | 0 | 0 | 0 | 0 | 0 | 0 | 0 | 0 | 0 | 0 | 0 | 0 | 0 | 0 | 0 | 0 | 0 | 0 | 0 | 0 | 0
F3_Commercial_Restaurant_Existing_Space Heating_Natural Gas_Unit Heater_E5 | F3 | Commercial | Restaurant | Existing | Space Heating | Natural Gas | Unit Heater | E5 | System - kBTUs of Conusmption | 0 | 0 | 0 | 0 | 0 | 0 | 0 | 0 | 0 | 0 | 0 | 0 | 0 | 0 | 0 | 0 | 0 | 0 | 0 | 0 | 0 | 0 | 0 | 0 | 0 | 0 | 0 | 0 | 0 | 0 | 0
F3_Commercial_Restaurant_Existing_Space Heating_Natural Gas_Unit Heater_E6 | F3 | Commercial | Restaurant | Existing | Space Heating | Natural Gas | Unit Heater | E6 | System - kBTUs of Conusmption | 0 | 0 | 0 | 0 | 0 | 0 | 0 | 0 | 0 | 0 | 0 | 0 | 0 | 0 | 0 | 0 | 0 | 0 | 0 | 0 | 0 | 0 | 0 | 0 | 0 | 0 | 0 | 0 | 0 | 0 | 0
F3_Commercial_Restaurant_Existing_Space Heating_Natural Gas_Unit Heater_E7 | F3 | Commercial | Restaurant | Existing | Space Heating | Natural Gas | Unit Heater | E7 | System - kBTUs of Conusmption | 0 | 0 | 0 | 0 | 0 | 0 | 0 | 0 | 0 | 0 | 0 | 0 | 0 | 0 | 0 | 0 | 0 | 0 | 0 | 0 | 0 | 0 | 0 | 0 | 0 | 0 | 0 | 0 | 0 | 0 | 0
F3_Commercial_Restaurant_Existing_Space Heating_Natural Gas_Unit Heater_E8 | F3 | Commercial | Restaurant | Existing | Space Heating | Natural Gas | Unit Heater | E8 | System - kBTUs of Conusmption | 0 | 0 | 0 | 0 | 0 | 0 | 0 | 0 | 0 | 0 | 0 | 0 | 0 | 0 | 0 | 0 | 0 | 0 | 0 | 0 | 0 | 0 | 0 | 0 | 0 | 0 | 0 | 0 | 0 | 0 | 0
F3_Commercial_Restaurant_Existing_Space Heating_Natural Gas_Unit Heater_E9 | F3 | Commercial | Restaurant | Existing | Space Heating | Natural Gas | Unit Heater | E9 | System - kBTUs of Conusmption | 0 | 0 | 0 | 0 | 0 | 0 | 0 | 0 | 0 | 0 | 0 | 0 | 0 | 0 | 0 | 0 | 0 | 0 | 0 | 0 | 0 | 0 | 0 | 0 | 0 | 0 | 0 | 0 | 0 | 0 | 0
F3_Commercial_Restaurant_Existing_Space Heating_Natural Gas_Unit Heater_E10 | F3 | Commercial | Restaurant | Existing | Space Heating | Natural Gas | Unit Heater | E10 | System - kBTUs of Conusmption | 0 | 0 | 0 | 0 | 0 | 0 | 0 | 0 | 0 | 0 | 0 | 0 | 0 | 0 | 0 | 0 | 0 | 0 | 0 | 0 | 0 | 0 | 0 | 0 | 0 | 0 | 0 | 0 | 0 | 0 | 0
F4_Commercial_Restaurant_Existing_Space Heating_Natural Gas_Unit Heater_E1 | F4 | Commercial | Restaurant | Existing | Space Heating | Natural Gas | Unit Heater | E1 | Utility - Cost of Equipment | 0.09468 | 0.09468 | 0.09468 | 0.09468 | 0.09468 | 0 | 0 | 0 | 0 | 0 | 0 | 0 | 0 | 0 | 0 | 0 | 0 | 0 | 0 | 0 | 0 | 0 | 0 | 0 | 0 | 0 | 0 | 0 | 0 | 0 | 0
F4_Commercial_Restaurant_Existing_Space Heating_Natural Gas_Unit Heater_E2 | F4 | Commercial | Restaurant | Existing | Space Heating | Natural Gas | Unit Heater | E2 | Utility - Cost of Equipment | 0.30276 | 0.30276 | 0.30276 | 0.30276 | 0.30276 | 0.30276 | 0.30276 | 0.30276 | 0.30276 | 0.30276 | 0.30276 | 0.30276 | 0.30276 | 0.30276 | 0.30276 | 0.30276 | 0.30276 | 0.30276 | 0.30276 | 0.30276 | 0.30276 | 0.30276 | 0.30276 | 0.30276 | 0.30276 | 0.30276 | 0.30276 | 0.30276 | 0.30276 | 0.30276 | 0.30276
F4_Commercial_Restaurant_Existing_Space Heating_Natural Gas_Unit Heater_E3 | F4 | Commercial | Restaurant | Existing | Space Heating | Natural Gas | Unit Heater | E3 | Utility - Cost of Equipment | 0.13079 | 0.13079 | 0.13079 | 0.13079 | 0.13079 | 0.13079 | 0.13079 | 0.13079 | 0.13079 | 0.13079 | 0.13079 | 0.13079 | 0.13079 | 0.13079 | 0.13079 | 0.13079 | 0.13079 | 0.13079 | 0.13079 | 0.13079 | 0.13079 | 0.13079 | 0.13079 | 0.13079 | 0.13079 | 0.13079 | 0.13079 | 0.13079 | 0.13079 | 0.13079 | 0.13079
F4_Commercial_Restaurant_Existing_Space Heating_Natural Gas_Unit Heater_E4 | F4 | Commercial | Restaurant | Existing | Space Heating | Natural Gas | Unit Heater | E4 | Utility - Cost of Equipment | 0 | 0 | 0 | 0 | 0 | 0 | 0 | 0 | 0 | 0 | 0 | 0 | 0 | 0 | 0 | 0 | 0 | 0 | 0 | 0 | 0 | 0 | 0 | 0 | 0 | 0 | 0 | 0 | 0 | 0 | 0
F4_Commercial_Restaurant_Existing_Space Heating_Natural Gas_Unit Heater_E5 | F4 | Commercial | Restaurant | Existing | Space Heating | Natural Gas | Unit Heater | E5 | Utility - Cost of Equipment | 0 | 0 | 0 | 0 | 0 | 0 | 0 | 0 | 0 | 0 | 0 | 0 | 0 | 0 | 0 | 0 | 0 | 0 | 0 | 0 | 0 | 0 | 0 | 0 | 0 | 0 | 0 | 0 | 0 | 0 | 0
F4_Commercial_Restaurant_Existing_Space Heating_Natural Gas_Unit Heater_E6 | F4 | Commercial | Restaurant | Existing | Space Heating | Natural Gas | Unit Heater | E6 | Utility - Cost of Equipment | 0 | 0 | 0 | 0 | 0 | 0 | 0 | 0 | 0 | 0 | 0 | 0 | 0 | 0 | 0 | 0 | 0 | 0 | 0 | 0 | 0 | 0 | 0 | 0 | 0 | 0 | 0 | 0 | 0 | 0 | 0
F4_Commercial_Restaurant_Existing_Space Heating_Natural Gas_Unit Heater_E7 | F4 | Commercial | Restaurant | Existing | Space Heating | Natural Gas | Unit Heater | E7 | Utility - Cost of Equipment | 0 | 0 | 0 | 0 | 0 | 0 | 0 | 0 | 0 | 0 | 0 | 0 | 0 | 0 | 0 | 0 | 0 | 0 | 0 | 0 | 0 | 0 | 0 | 0 | 0 | 0 | 0 | 0 | 0 | 0 | 0
F4_Commercial_Restaurant_Existing_Space Heating_Natural Gas_Unit Heater_E8 | F4 | Commercial | Restaurant | Existing | Space Heating | Natural Gas | Unit Heater | E8 | Utility - Cost of Equipment | 0 | 0 | 0 | 0 | 0 | 0 | 0 | 0 | 0 | 0 | 0 | 0 | 0 | 0 | 0 | 0 | 0 | 0 | 0 | 0 | 0 | 0 | 0 | 0 | 0 | 0 | 0 | 0 | 0 | 0 | 0
F4_Commercial_Restaurant_Existing_Space Heating_Natural Gas_Unit Heater_E9 | F4 | Commercial | Restaurant | Existing | Space Heating | Natural Gas | Unit Heater | E9 | Utility - Cost of Equipment | 0 | 0 | 0 | 0 | 0 | 0 | 0 | 0 | 0 | 0 | 0 | 0 | 0 | 0 | 0 | 0 | 0 | 0 | 0 | 0 | 0 | 0 | 0 | 0 | 0 | 0 | 0 | 0 | 0 | 0 | 0
F4_Commercial_Restaurant_Existing_Space Heating_Natural Gas_Unit Heater_E10 | F4 | Commercial | Restaurant | Existing | Space Heating | Natural Gas | Unit Heater | E10 | Utility - Cost of Equipment | 0 | 0 | 0 | 0 | 0 | 0 | 0 | 0 | 0 | 0 | 0 | 0 | 0 | 0 | 0 | 0 | 0 | 0 | 0 | 0 | 0 | 0 | 0 | 0 | 0 | 0 | 0 | 0 | 0 | 0 | 0
F5_Commercial_Restaurant_Existing_Space Heating_Natural Gas_Unit Heater_E1 | F5 | Commercial | Restaurant | Existing | Space Heating | Natural Gas | Unit Heater | E1 | Utility - Cost of Operation | 0.92566 | 0.93561 | 0.94166 | 0.94895 | 0.94925 | 0 | 0 | 0 | 0 | 0 | 0 | 0 | 0 | 0 | 0 | 0 | 0 | 0 | 0 | 0 | 0 | 0 | 0 | 0 | 0 | 0 | 0 | 0 | 0 | 0 | 0
F5_Commercial_Restaurant_Existing_Space Heating_Natural Gas_Unit Heater_E2 | F5 | Commercial | Restaurant | Existing | Space Heating | Natural Gas | Unit Heater | E2 | Utility - Cost of Operation | 0.83299 | 0.84195 | 0.84739 | 0.85395 | 0.85422 | 0.80415 | 0.76335 | 0.74013 | 0.75941 | 0.77788 | 0.80144 | 0.82581 | 0.74326 | 0.7727 | 0.81285 | 0.80886 | 0.80967 | 0.81223 | 0.79673 | 0.80615 | 0.81252 | 0.82146 | 0.83294 | 0.41701 | 0.40887 | 0.40122 | 0.39399 | 0.38711 | 0.38052 | 0.37417 | 0.36803
F5_Commercial_Restaurant_Existing_Space Heating_Natural Gas_Unit Heater_E3 | F5 | Commercial | Restaurant | Existing | Space Heating | Natural Gas | Unit Heater | E3 | Utility - Cost of Operation | 0.71941 | 0.72715 | 0.73185 | 0.73751 | 0.73775 | 0.6945 | 0.65927 | 0.63921 | 0.65586 | 0.67181 | 0.69216 | 0.71321 | 0.64191 | 0.66734 | 0.70202 | 0.69857 | 0.69927 | 0.70148 | 0.68809 | 0.69623 | 0.70173 | 0.70945 | 0.71936 | 0.36015 | 0.35312 | 0.34651 | 0.34026 | 0.33432 | 0.32863 | 0.32315 | 0.31784
F5_Commercial_Restaurant_Existing_Space Heating_Natural Gas_Unit Heater_E4 | F5 | Commercial | Restaurant | Existing | Space Heating | Natural Gas | Unit Heater | E4 | Utility - Cost of Operation | 0 | 0 | 0 | 0 | 0 | 0 | 0 | 0 | 0 | 0 | 0 | 0 | 0 | 0 | 0 | 0 | 0 | 0 | 0 | 0 | 0 | 0 | 0 | 0 | 0 | 0 | 0 | 0 | 0 | 0 | 0
F5_Commercial_Restaurant_Existing_Space Heating_Natural Gas_Unit Heater_E5 | F5 | Commercial | Restaurant | Existing | Space Heating | Natural Gas | Unit Heater | E5 | Utility - Cost of Operation | 0 | 0 | 0 | 0 | 0 | 0 | 0 | 0 | 0 | 0 | 0 | 0 | 0 | 0 | 0 | 0 | 0 | 0 | 0 | 0 | 0 | 0 | 0 | 0 | 0 | 0 | 0 | 0 | 0 | 0 | 0
F5_Commercial_Restaurant_Existing_Space Heating_Natural Gas_Unit Heater_E6 | F5 | Commercial | Restaurant | Existing | Space Heating | Natural Gas | Unit Heater | E6 | Utility - Cost of Operation | 0 | 0 | 0 | 0 | 0 | 0 | 0 | 0 | 0 | 0 | 0 | 0 | 0 | 0 | 0 | 0 | 0 | 0 | 0 | 0 | 0 | 0 | 0 | 0 | 0 | 0 | 0 | 0 | 0 | 0 | 0
F5_Commercial_Restaurant_Existing_Space Heating_Natural Gas_Unit Heater_E7 | F5 | Commercial | Restaurant | Existing | Space Heating | Natural Gas | Unit Heater | E7 | Utility - Cost of Operation | 0 | 0 | 0 | 0 | 0 | 0 | 0 | 0 | 0 | 0 | 0 | 0 | 0 | 0 | 0 | 0 | 0 | 0 | 0 | 0 | 0 | 0 | 0 | 0 | 0 | 0 | 0 | 0 | 0 | 0 | 0
F5_Commercial_Restaurant_Existing_Space Heating_Natural Gas_Unit Heater_E8 | F5 | Commercial | Restaurant | Existing | Space Heating | Natural Gas | Unit Heater | E8 | Utility - Cost of Operation | 0 | 0 | 0 | 0 | 0 | 0 | 0 | 0 | 0 | 0 | 0 | 0 | 0 | 0 | 0 | 0 | 0 | 0 | 0 | 0 | 0 | 0 | 0 | 0 | 0 | 0 | 0 | 0 | 0 | 0 | 0
F5_Commercial_Restaurant_Existing_Space Heating_Natural Gas_Unit Heater_E9 | F5 | Commercial | Restaurant | Existing | Space Heating | Natural Gas | Unit Heater | E9 | Utility - Cost of Operation | 0 | 0 | 0 | 0 | 0 | 0 | 0 | 0 | 0 | 0 | 0 | 0 | 0 | 0 | 0 | 0 | 0 | 0 | 0 | 0 | 0 | 0 | 0 | 0 | 0 | 0 | 0 | 0 | 0 | 0 | 0
F5_Commercial_Restaurant_Existing_Space Heating_Natural Gas_Unit Heater_E10 | F5 | Commercial | Restaurant | Existing | Space Heating | Natural Gas | Unit Heater | E10 | Utility - Cost of Operation | 0 | 0 | 0 | 0 | 0 | 0 | 0 | 0 | 0 | 0 | 0 | 0 | 0 | 0 | 0 | 0 | 0 | 0 | 0 | 0 | 0 | 0 | 0 | 0 | 0 | 0 | 0 | 0 | 0 | 0 | 0
F6_Commercial_Restaurant_Existing_Space Heating_Natural Gas_Unit Heater_E1 | F6 | Commercial | Restaurant | Existing | Space Heating | Natural Gas | Unit Heater | E1 | Utility - Value of Sales | 1.109 | 1.1209 | 1.1282 | 1.1369 | 1.1373 | 0 | 0 | 0 | 0 | 0 | 0 | 0 | 0 | 0 | 0 | 0 | 0 | 0 | 0 | 0 | 0 | 0 | 0 | 0 | 0 | 0 | 0 | 0 | 0 | 0 | 0
F6_Commercial_Restaurant_Existing_Space Heating_Natural Gas_Unit Heater_E2 | F6 | Commercial | Restaurant | Existing | Space Heating | Natural Gas | Unit Heater | E2 | Utility - Value of Sales | 0.99798 | 1.0087 | 1.0152 | 1.0231 | 1.0234 | 0.96342 | 0.91454 | 0.88672 | 0.90982 | 0.93195 | 0.96018 | 0.98937 | 0.89047 | 0.92574 | 0.97385 | 0.96907 | 0.97004 | 0.9731 | 0.95453 | 0.96583 | 0.97345 | 0.98416 | 0.99791 | 0.49961 | 0.48985 | 0.48068 | 0.47202 | 0.46378 | 0.45588 | 0.44828 | 0.44092
F6_Commercial_Restaurant_Existing_Space Heating_Natural Gas_Unit Heater_E3 | F6 | Commercial | Restaurant | Existing | Space Heating | Natural Gas | Unit Heater | E3 | Utility - Value of Sales | 0.8619 | 0.87117 | 0.8768 | 0.88359 | 0.88387 | 0.83206 | 0.78984 | 0.76582 | 0.78576 | 0.80487 | 0.82925 | 0.85447 | 0.76905 | 0.79951 | 0.84107 | 0.83694 | 0.83777 | 0.84042 | 0.82438 | 0.83413 | 0.84072 | 0.84997 | 0.86185 | 0.43149 | 0.42306 | 0.41514 | 0.40766 | 0.40054 | 0.39372 | 0.38715 | 0.3808
F6_Commercial_Restaurant_Existing_Space Heating_Natural Gas_Unit Heater_E4 | F6 | Commercial | Restaurant | Existing | Space Heating | Natural Gas | Unit Heater | E4 | Utility - Value of Sales | 0 | 0 | 0 | 0 | 0 | 0 | 0 | 0 | 0 | 0 | 0 | 0 | 0 | 0 | 0 | 0 | 0 | 0 | 0 | 0 | 0 | 0 | 0 | 0 | 0 | 0 | 0 | 0 | 0 | 0 | 0
F6_Commercial_Restaurant_Existing_Space Heating_Natural Gas_Unit Heater_E5 | F6 | Commercial | Restaurant | Existing | Space Heating | Natural Gas | Unit Heater | E5 | Utility - Value of Sales | 0 | 0 | 0 | 0 | 0 | 0 | 0 | 0 | 0 | 0 | 0 | 0 | 0 | 0 | 0 | 0 | 0 | 0 | 0 | 0 | 0 | 0 | 0 | 0 | 0 | 0 | 0 | 0 | 0 | 0 | 0
F6_Commercial_Restaurant_Existing_Space Heating_Natural Gas_Unit Heater_E6 | F6 | Commercial | Restaurant | Existing | Space Heating | Natural Gas | Unit Heater | E6 | Utility - Value of Sales | 0 | 0 | 0 | 0 | 0 | 0 | 0 | 0 | 0 | 0 | 0 | 0 | 0 | 0 | 0 | 0 | 0 | 0 | 0 | 0 | 0 | 0 | 0 | 0 | 0 | 0 | 0 | 0 | 0 | 0 | 0
F6_Commercial_Restaurant_Existing_Space Heating_Natural Gas_Unit Heater_E7 | F6 | Commercial | Restaurant | Existing | Space Heating | Natural Gas | Unit Heater | E7 | Utility - Value of Sales | 0 | 0 | 0 | 0 | 0 | 0 | 0 | 0 | 0 | 0 | 0 | 0 | 0 | 0 | 0 | 0 | 0 | 0 | 0 | 0 | 0 | 0 | 0 | 0 | 0 | 0 | 0 | 0 | 0 | 0 | 0
F6_Commercial_Restaurant_Existing_Space Heating_Natural Gas_Unit Heater_E8 | F6 | Commercial | Restaurant | Existing | Space Heating | Natural Gas | Unit Heater | E8 | Utility - Value of Sales | 0 | 0 | 0 | 0 | 0 | 0 | 0 | 0 | 0 | 0 | 0 | 0 | 0 | 0 | 0 | 0 | 0 | 0 | 0 | 0 | 0 | 0 | 0 | 0 | 0 | 0 | 0 | 0 | 0 | 0 | 0
F6_Commercial_Restaurant_Existing_Space Heating_Natural Gas_Unit Heater_E9 | F6 | Commercial | Restaurant | Existing | Space Heating | Natural Gas | Unit Heater | E9 | Utility - Value of Sales | 0 | 0 | 0 | 0 | 0 | 0 | 0 | 0 | 0 | 0 | 0 | 0 | 0 | 0 | 0 | 0 | 0 | 0 | 0 | 0 | 0 | 0 | 0 | 0 | 0 | 0 | 0 | 0 | 0 | 0 | 0
F6_Commercial_Restaurant_Existing_Space Heating_Natural Gas_Unit Heater_E10 | F6 | Commercial | Restaurant | Existing | Space Heating | Natural Gas | Unit Heater | E10 | Utility - Value of Sales | 0 | 0 | 0 | 0 | 0 | 0 | 0 | 0 | 0 | 0 | 0 | 0 | 0 | 0 | 0 | 0 | 0 | 0 | 0 | 0 | 0 | 0 | 0 | 0 | 0 | 0 | 0 | 0 | 0 | 0 | 0
F1_Commercial_Restaurant_Existing_Water Heating_Natural Gas_Water Heater_E1 | F1 | Commercial | Restaurant | Existing | Water Heating | Natural Gas | Water Heater | E1 | Participant - Cost of Equipment | 0.078146 | 0.078146 | 0.078146 | 0.078146 | 0.078146 | 0.078146 | 0.078146 | 0.078146 | 0.078146 | 0.078146 | 0.078146 | 0.078146 | 0.078146 | 0.078146 | 0.078146 | 0.078146 | 0.078146 | 0.078146 | 0.078146 | 0.078146 | 0.078146 | 0.078146 | 0.078146 | 0.078146 | 0.078146 | 0.078146 | 0.078146 | 0.078146 | 0.078146 | 0.078146 | 0.078146
F1_Commercial_Restaurant_Existing_Water Heating_Natural Gas_Water Heater_E2 | F1 | Commercial | Restaurant | Existing | Water Heating | Natural Gas | Water Heater | E2 | Participant - Cost of Equipment | 0.087326 | 0.087326 | 0.087326 | 0.087326 | 0.087326 | 0.087326 | 0.087326 | 0.087326 | 0.087326 | 0.087326 | 0.087326 | 0.087326 | 0.087326 | 0.087326 | 0.087326 | 0.087326 | 0.087326 | 0.087326 | 0.087326 | 0.087326 | 0.087326 | 0.087326 | 0.087326 | 0.087326 | 0.087326 | 0.087326 | 0.087326 | 0.087326 | 0.087326 | 0.087326 | 0.087326
F1_Commercial_Restaurant_Existing_Water Heating_Natural Gas_Water Heater_E3 | F1 | Commercial | Restaurant | Existing | Water Heating | Natural Gas | Water Heater | E3 | Participant - Cost of Equipment | 0.091283 | 0.091283 | 0.091283 | 0.091283 | 0.091283 | 0.091283 | 0.091283 | 0.091283 | 0.091283 | 0.091283 | 0.091283 | 0.091283 | 0.091283 | 0.091283 | 0.091283 | 0.091283 | 0.091283 | 0.091283 | 0.091283 | 0.091283 | 0.091283 | 0.091283 | 0.091283 | 0.091283 | 0.091283 | 0.091283 | 0.091283 | 0.091283 | 0.091283 | 0.091283 | 0.091283
F1_Commercial_Restaurant_Existing_Water Heating_Natural Gas_Water Heater_E4 | F1 | Commercial | Restaurant | Existing | Water Heating | Natural Gas | Water Heater | E4 | Participant - Cost of Equipment | 0 | 0 | 0 | 0 | 0 | 0 | 0 | 0.12517 | 0.12517 | 0.12517 | 0.12517 | 0.12517 | 0.12517 | 0.12517 | 0.12517 | 0.12517 | 0.12517 | 0.12517 | 0.12517 | 0.12517 | 0.12517 | 0.12517 | 0.12517 | 0.12517 | 0.12517 | 0.12517 | 0.12517 | 0.12517 | 0.12517 | 0.12517 | 0.12517
F1_Commercial_Restaurant_Existing_Water Heating_Natural Gas_Water Heater_E5 | F1 | Commercial | Restaurant | Existing | Water Heating | Natural Gas | Water Heater | E5 | Participant - Cost of Equipment | 0 | 0 | 0 | 0 | 0 | 0 | 0 | 0 | 0 | 0 | 0 | 0 | 0 | 0 | 0 | 0 | 0 | 0 | 0 | 0 | 0 | 0 | 0 | 0 | 0 | 0 | 0 | 0 | 0 | 0 | 0
F1_Commercial_Restaurant_Existing_Water Heating_Natural Gas_Water Heater_E6 | F1 | Commercial | Restaurant | Existing | Water Heating | Natural Gas | Water Heater | E6 | Participant - Cost of Equipment | 0 | 0 | 0 | 0 | 0 | 0 | 0 | 0 | 0 | 0 | 0 | 0 | 0 | 0 | 0 | 0 | 0 | 0 | 0 | 0 | 0 | 0 | 0 | 0 | 0 | 0 | 0 | 0 | 0 | 0 | 0
F1_Commercial_Restaurant_Existing_Water Heating_Natural Gas_Water Heater_E7 | F1 | Commercial | Restaurant | Existing | Water Heating | Natural Gas | Water Heater | E7 | Participant - Cost of Equipment | 0 | 0 | 0 | 0 | 0 | 0 | 0 | 0 | 0 | 0 | 0 | 0 | 0 | 0 | 0 | 0 | 0 | 0 | 0 | 0 | 0 | 0 | 0 | 0 | 0 | 0 | 0 | 0 | 0 | 0 | 0
F1_Commercial_Restaurant_Existing_Water Heating_Natural Gas_Water Heater_E8 | F1 | Commercial | Restaurant | Existing | Water Heating | Natural Gas | Water Heater | E8 | Participant - Cost of Equipment | 0 | 0 | 0 | 0 | 0 | 0 | 0 | 0 | 0 | 0 | 0 | 0 | 0 | 0 | 0 | 0 | 0 | 0 | 0 | 0 | 0 | 0 | 0 | 0 | 0 | 0 | 0 | 0 | 0 | 0 | 0
F1_Commercial_Restaurant_Existing_Water Heating_Natural Gas_Water Heater_E9 | F1 | Commercial | Restaurant | Existing | Water Heating | Natural Gas | Water Heater | E9 | Participant - Cost of Equipment | 0 | 0 | 0 | 0 | 0 | 0 | 0 | 0 | 0 | 0 | 0 | 0 | 0 | 0 | 0 | 0 | 0 | 0 | 0 | 0 | 0 | 0 | 0 | 0 | 0 | 0 | 0 | 0 | 0 | 0 | 0
F1_Commercial_Restaurant_Existing_Water Heating_Natural Gas_Water Heater_E10 | F1 | Commercial | Restaurant | Existing | Water Heating | Natural Gas | Water Heater | E10 | Participant - Cost of Equipment | 0 | 0 | 0 | 0 | 0 | 0 | 0 | 0 | 0 | 0 | 0 | 0 | 0 | 0 | 0 | 0 | 0 | 0 | 0 | 0 | 0 | 0 | 0 | 0 | 0 | 0 | 0 | 0 | 0 | 0 | 0
F2_Commercial_Restaurant_Existing_Water Heating_Natural Gas_Water Heater_E1 | F2 | Commercial | Restaurant | Existing | Water Heating | Natural Gas | Water Heater | E1 | Participant - Cost of Operation | 1.0351 | 1.0556 | 1.0703 | 1.0862 | 1.109 | 1.039 | 0.98436 | 0.9556 | 0.94527 | 0.92941 | 0.91871 | 0.96739 | 0.86577 | 0.92539 | 1.0019 | 1.0763 | 1.0791 | 1.0842 | 1.0635 | 1.0783 | 1.0886 | 1.1026 | 1.1201 | 0.52763 | 0.51711 | 0.50725 | 0.49798 | 0.48918 | 0.48078 | 0.47271 | 0.4649
F2_Commercial_Restaurant_Existing_Water Heating_Natural Gas_Water Heater_E2 | F2 | Commercial | Restaurant | Existing | Water Heating | Natural Gas | Water Heater | E2 | Participant - Cost of Operation | 0.88092 | 0.89838 | 0.91087 | 0.92441 | 0.94385 | 0.8843 | 0.83775 | 0.81327 | 0.80448 | 0.79099 | 0.78188 | 0.82331 | 0.73683 | 0.78757 | 0.85268 | 0.91598 | 0.91834 | 0.92273 | 0.9051 | 0.91768 | 0.92648 | 0.93836 | 0.95329 | 0.44905 | 0.44009 | 0.43171 | 0.42381 | 0.41633 | 0.40918 | 0.4023 | 0.39566
F2_Commercial_Restaurant_Existing_Water Heating_Natural Gas_Water Heater_E3 | F2 | Commercial | Restaurant | Existing | Water Heating | Natural Gas | Water Heater | E3 | Participant - Cost of Operation | 0.7341 | 0.74865 | 0.75906 | 0.77034 | 0.78654 | 0.73691 | 0.69813 | 0.67773 | 0.6704 | 0.65916 | 0.65157 | 0.68609 | 0.61402 | 0.65631 | 0.71057 | 0.76332 | 0.76529 | 0.76894 | 0.75425 | 0.76473 | 0.77206 | 0.78197 | 0.79441 | 0.37421 | 0.36674 | 0.35975 | 0.35318 | 0.34694 | 0.34098 | 0.33525 | 0.32972
F2_Commercial_Restaurant_Existing_Water Heating_Natural Gas_Water Heater_E4 | F2 | Commercial | Restaurant | Existing | Water Heating | Natural Gas | Water Heater | E4 | Participant - Cost of Operation | 0 | 0 | 0 | 0 | 0 | 0 | 0 | 0.51968 | 0.52724 | 0.53426 | 0.54498 | 0.55575 | 0.50554 | 0.50225 | 0.50301 | 0.49995 | 0.49966 | 0.50041 | 0.49092 | 0.49565 | 0.49865 | 0.50314 | 0.50909 | 0.27188 | 0.26669 | 0.26179 | 0.25715 | 0.25271 | 0.24845 | 0.24434 | 0.23951
F2_Commercial_Restaurant_Existing_Water Heating_Natural Gas_Water Heater_E5 | F2 | Commercial | Restaurant | Existing | Water Heating | Natural Gas | Water Heater | E5 | Participant - Cost of Operation | 0 | 0 | 0 | 0 | 0 | 0 | 0 | 0 | 0 | 0 | 0 | 0 | 0 | 0 | 0 | 0 | 0 | 0 | 0 | 0 | 0 | 0 | 0 | 0 | 0 | 0 | 0 | 0 | 0 | 0 | 0
F2_Commercial_Restaurant_Existing_Water Heating_Natural Gas_Water Heater_E6 | F2 | Commercial | Restaurant | Existing | Water Heating | Natural Gas | Water Heater | E6 | Participant - Cost of Operation | 0 | 0 | 0 | 0 | 0 | 0 | 0 | 0 | 0 | 0 | 0 | 0 | 0 | 0 | 0 | 0 | 0 | 0 | 0 | 0 | 0 | 0 | 0 | 0 | 0 | 0 | 0 | 0 | 0 | 0 | 0
F2_Commercial_Restaurant_Existing_Water Heating_Natural Gas_Water Heater_E7 | F2 | Commercial | Restaurant | Existing | Water Heating | Natural Gas | Water Heater | E7 | Participant - Cost of Operation | 0 | 0 | 0 | 0 | 0 | 0 | 0 | 0 | 0 | 0 | 0 | 0 | 0 | 0 | 0 | 0 | 0 | 0 | 0 | 0 | 0 | 0 | 0 | 0 | 0 | 0 | 0 | 0 | 0 | 0 | 0
F2_Commercial_Restaurant_Existing_Water Heating_Natural Gas_Water Heater_E8 | F2 | Commercial | Restaurant | Existing | Water Heating | Natural Gas | Water Heater | E8 | Participant - Cost of Operation | 0 | 0 | 0 | 0 | 0 | 0 | 0 | 0 | 0 | 0 | 0 | 0 | 0 | 0 | 0 | 0 | 0 | 0 | 0 | 0 | 0 | 0 | 0 | 0 | 0 | 0 | 0 | 0 | 0 | 0 | 0
F2_Commercial_Restaurant_Existing_Water Heating_Natural Gas_Water Heater_E9 | F2 | Commercial | Restaurant | Existing | Water Heating | Natural Gas | Water Heater | E9 | Participant - Cost of Operation | 0 | 0 | 0 | 0 | 0 | 0 | 0 | 0 | 0 | 0 | 0 | 0 | 0 | 0 | 0 | 0 | 0 | 0 | 0 | 0 | 0 | 0 | 0 | 0 | 0 | 0 | 0 | 0 | 0 | 0 | 0
F2_Commercial_Restaurant_Existing_Water Heating_Natural Gas_Water Heater_E10 | F2 | Commercial | Restaurant | Existing | Water Heating | Natural Gas | Water Heater | E10 | Participant - Cost of Operation | 0 | 0 | 0 | 0 | 0 | 0 | 0 | 0 | 0 | 0 | 0 | 0 | 0 | 0 | 0 | 0 | 0 | 0 | 0 | 0 | 0 | 0 | 0 | 0 | 0 | 0 | 0 | 0 | 0 | 0 | 0
F3_Commercial_Restaurant_Existing_Water Heating_Natural Gas_Water Heater_E1 | F3 | Commercial | Restaurant | Existing | Water Heating | Natural Gas | Water Heater | E1 | System - kBTUs of Conusmption | 86.6158 | 86.8233 | 86.6911 | 86.6006 | 86.6006 | 86.6006 | 86.6006 | 86.6006 | 86.6006 | 86.6006 | 86.6006 | 86.6006 | 86.6006 | 86.6006 | 86.6006 | 86.6006 | 86.6006 | 86.6006 | 86.6006 | 86.6006 | 86.6006 | 86.6006 | 86.6006 | 86.6006 | 86.6006 | 86.6006 | 86.6006 | 86.6006 | 86.6006 | 86.6006 | 86.6006
F3_Commercial_Restaurant_Existing_Water Heating_Natural Gas_Water Heater_E2 | F3 | Commercial | Restaurant | Existing | Water Heating | Natural Gas | Water Heater | E2 | System - kBTUs of Conusmption | 73.7156 | 73.8922 | 73.7796 | 73.7026 | 73.7026 | 73.7026 | 73.7026 | 73.7026 | 73.7026 | 73.7026 | 73.7026 | 73.7026 | 73.7026 | 73.7026 | 73.7026 | 73.7026 | 73.7026 | 73.7026 | 73.7026 | 73.7026 | 73.7026 | 73.7026 | 73.7026 | 73.7026 | 73.7026 | 73.7026 | 73.7026 | 73.7026 | 73.7026 | 73.7026 | 73.7026
F3_Commercial_Restaurant_Existing_Water Heating_Natural Gas_Water Heater_E3 | F3 | Commercial | Restaurant | Existing | Water Heating | Natural Gas | Water Heater | E3 | System - kBTUs of Conusmption | 61.4296 | 61.5768 | 61.483 | 61.4188 | 61.4188 | 61.4188 | 61.4188 | 61.4188 | 61.4188 | 61.4188 | 61.4188 | 61.4188 | 61.4188 | 61.4188 | 61.4188 | 61.4188 | 61.4188 | 61.4188 | 61.4188 | 61.4188 | 61.4188 | 61.4188 | 61.4188 | 61.4188 | 61.4188 | 61.4188 | 61.4188 | 61.4188 | 61.4188 | 61.4188 | 61.4188
F3_Commercial_Restaurant_Existing_Water Heating_Natural Gas_Water Heater_E4 | F3 | Commercial | Restaurant | Existing | Water Heating | Natural Gas | Water Heater | E4 | System - kBTUs of Conusmption | 0 | 0 | 0 | 0 | 0 | 0 | 0 | 46.3538 | 46.3538 | 46.3538 | 46.3538 | 46.3538 | 46.3538 | 46.3538 | 46.3538 | 46.3538 | 46.3538 | 46.3538 | 46.3538 | 46.3538 | 46.3538 | 46.3538 | 46.3538 | 46.3538 | 46.3538 | 46.3538 | 46.3538 | 46.3538 | 46.3538 | 46.3538 | 46.3538
F3_Commercial_Restaurant_Existing_Water Heating_Natural Gas_Water Heater_E5 | F3 | Commercial | Restaurant | Existing | Water Heating | Natural Gas | Water Heater | E5 | System - kBTUs of Conusmption | 0 | 0 | 0 | 0 | 0 | 0 | 0 | 0 | 0 | 0 | 0 | 0 | 0 | 0 | 0 | 0 | 0 | 0 | 0 | 0 | 0 | 0 | 0 | 0 | 0 | 0 | 0 | 0 | 0 | 0 | 0
F3_Commercial_Restaurant_Existing_Water Heating_Natural Gas_Water Heater_E6 | F3 | Commercial | Restaurant | Existing | Water Heating | Natural Gas | Water Heater | E6 | System - kBTUs of Conusmption | 0 | 0 | 0 | 0 | 0 | 0 | 0 | 0 | 0 | 0 | 0 | 0 | 0 | 0 | 0 | 0 | 0 | 0 | 0 | 0 | 0 | 0 | 0 | 0 | 0 | 0 | 0 | 0 | 0 | 0 | 0
F3_Commercial_Restaurant_Existing_Water Heating_Natural Gas_Water Heater_E7 | F3 | Commercial | Restaurant | Existing | Water Heating | Natural Gas | Water Heater | E7 | System - kBTUs of Conusmption | 0 | 0 | 0 | 0 | 0 | 0 | 0 | 0 | 0 | 0 | 0 | 0 | 0 | 0 | 0 | 0 | 0 | 0 | 0 | 0 | 0 | 0 | 0 | 0 | 0 | 0 | 0 | 0 | 0 | 0 | 0
F3_Commercial_Restaurant_Existing_Water Heating_Natural Gas_Water Heater_E8 | F3 | Commercial | Restaurant | Existing | Water Heating | Natural Gas | Water Heater | E8 | System - kBTUs of Conusmption | 0 | 0 | 0 | 0 | 0 | 0 | 0 | 0 | 0 | 0 | 0 | 0 | 0 | 0 | 0 | 0 | 0 | 0 | 0 | 0 | 0 | 0 | 0 | 0 | 0 | 0 | 0 | 0 | 0 | 0 | 0
F3_Commercial_Restaurant_Existing_Water Heating_Natural Gas_Water Heater_E9 | F3 | Commercial | Restaurant | Existing | Water Heating | Natural Gas | Water Heater | E9 | System - kBTUs of Conusmption | 0 | 0 | 0 | 0 | 0 | 0 | 0 | 0 | 0 | 0 | 0 | 0 | 0 | 0 | 0 | 0 | 0 | 0 | 0 | 0 | 0 | 0 | 0 | 0 | 0 | 0 | 0 | 0 | 0 | 0 | 0
F3_Commercial_Restaurant_Existing_Water Heating_Natural Gas_Water Heater_E10 | F3 | Commercial | Restaurant | Existing | Water Heating | Natural Gas | Water Heater | E10 | System - kBTUs of Conusmption | 0 | 0 | 0 | 0 | 0 | 0 | 0 | 0 | 0 | 0 | 0 | 0 | 0 | 0 | 0 | 0 | 0 | 0 | 0 | 0 | 0 | 0 | 0 | 0 | 0 | 0 | 0 | 0 | 0 | 0 | 0
F4_Commercial_Restaurant_Existing_Water Heating_Natural Gas_Water Heater_E1 | F4 | Commercial | Restaurant | Existing | Water Heating | Natural Gas | Water Heater | E1 | Utility - Cost of Equipment | 0.078146 | 0.078146 | 0.078146 | 0.078146 | 0.078146 | 0.078146 | 0.078146 | 0.078146 | 0.078146 | 0.078146 | 0.078146 | 0.078146 | 0.078146 | 0.078146 | 0.078146 | 0.078146 | 0.078146 | 0.078146 | 0.078146 | 0.078146 | 0.078146 | 0.078146 | 0.078146 | 0.078146 | 0.078146 | 0.078146 | 0.078146 | 0.078146 | 0.078146 | 0.078146 | 0.078146
F4_Commercial_Restaurant_Existing_Water Heating_Natural Gas_Water Heater_E2 | F4 | Commercial | Restaurant | Existing | Water Heating | Natural Gas | Water Heater | E2 | Utility - Cost of Equipment | 0.087326 | 0.087326 | 0.087326 | 0.087326 | 0.087326 | 0.087326 | 0.087326 | 0.087326 | 0.087326 | 0.087326 | 0.087326 | 0.087326 | 0.087326 | 0.087326 | 0.087326 | 0.087326 | 0.087326 | 0.087326 | 0.087326 | 0.087326 | 0.087326 | 0.087326 | 0.087326 | 0.087326 | 0.087326 | 0.087326 | 0.087326 | 0.087326 | 0.087326 | 0.087326 | 0.087326
F4_Commercial_Restaurant_Existing_Water Heating_Natural Gas_Water Heater_E3 | F4 | Commercial | Restaurant | Existing | Water Heating | Natural Gas | Water Heater | E3 | Utility - Cost of Equipment | 0.091283 | 0.091283 | 0.091283 | 0.091283 | 0.091283 | 0.091283 | 0.091283 | 0.091283 | 0.091283 | 0.091283 | 0.091283 | 0.091283 | 0.091283 | 0.091283 | 0.091283 | 0.091283 | 0.091283 | 0.091283 | 0.091283 | 0.091283 | 0.091283 | 0.091283 | 0.091283 | 0.091283 | 0.091283 | 0.091283 | 0.091283 | 0.091283 | 0.091283 | 0.091283 | 0.091283
F4_Commercial_Restaurant_Existing_Water Heating_Natural Gas_Water Heater_E4 | F4 | Commercial | Restaurant | Existing | Water Heating | Natural Gas | Water Heater | E4 | Utility - Cost of Equipment | 0 | 0 | 0 | 0 | 0 | 0 | 0 | 0.12517 | 0.12517 | 0.12517 | 0.12517 | 0.12517 | 0.12517 | 0.12517 | 0.12517 | 0.12517 | 0.12517 | 0.12517 | 0.12517 | 0.12517 | 0.12517 | 0.12517 | 0.12517 | 0.12517 | 0.12517 | 0.12517 | 0.12517 | 0.12517 | 0.12517 | 0.12517 | 0.12517
F4_Commercial_Restaurant_Existing_Water Heating_Natural Gas_Water Heater_E5 | F4 | Commercial | Restaurant | Existing | Water Heating | Natural Gas | Water Heater | E5 | Utility - Cost of Equipment | 0 | 0 | 0 | 0 | 0 | 0 | 0 | 0 | 0 | 0 | 0 | 0 | 0 | 0 | 0 | 0 | 0 | 0 | 0 | 0 | 0 | 0 | 0 | 0 | 0 | 0 | 0 | 0 | 0 | 0 | 0
F4_Commercial_Restaurant_Existing_Water Heating_Natural Gas_Water Heater_E6 | F4 | Commercial | Restaurant | Existing | Water Heating | Natural Gas | Water Heater | E6 | Utility - Cost of Equipment | 0 | 0 | 0 | 0 | 0 | 0 | 0 | 0 | 0 | 0 | 0 | 0 | 0 | 0 | 0 | 0 | 0 | 0 | 0 | 0 | 0 | 0 | 0 | 0 | 0 | 0 | 0 | 0 | 0 | 0 | 0
F4_Commercial_Restaurant_Existing_Water Heating_Natural Gas_Water Heater_E7 | F4 | Commercial | Restaurant | Existing | Water Heating | Natural Gas | Water Heater | E7 | Utility - Cost of Equipment | 0 | 0 | 0 | 0 | 0 | 0 | 0 | 0 | 0 | 0 | 0 | 0 | 0 | 0 | 0 | 0 | 0 | 0 | 0 | 0 | 0 | 0 | 0 | 0 | 0 | 0 | 0 | 0 | 0 | 0 | 0
F4_Commercial_Restaurant_Existing_Water Heating_Natural Gas_Water Heater_E8 | F4 | Commercial | Restaurant | Existing | Water Heating | Natural Gas | Water Heater | E8 | Utility - Cost of Equipment | 0 | 0 | 0 | 0 | 0 | 0 | 0 | 0 | 0 | 0 | 0 | 0 | 0 | 0 | 0 | 0 | 0 | 0 | 0 | 0 | 0 | 0 | 0 | 0 | 0 | 0 | 0 | 0 | 0 | 0 | 0
F4_Commercial_Restaurant_Existing_Water Heating_Natural Gas_Water Heater_E9 | F4 | Commercial | Restaurant | Existing | Water Heating | Natural Gas | Water Heater | E9 | Utility - Cost of Equipment | 0 | 0 | 0 | 0 | 0 | 0 | 0 | 0 | 0 | 0 | 0 | 0 | 0 | 0 | 0 | 0 | 0 | 0 | 0 | 0 | 0 | 0 | 0 | 0 | 0 | 0 | 0 | 0 | 0 | 0 | 0
F4_Commercial_Restaurant_Existing_Water Heating_Natural Gas_Water Heater_E10 | F4 | Commercial | Restaurant | Existing | Water Heating | Natural Gas | Water Heater | E10 | Utility - Cost of Equipment | 0 | 0 | 0 | 0 | 0 | 0 | 0 | 0 | 0 | 0 | 0 | 0 | 0 | 0 | 0 | 0 | 0 | 0 | 0 | 0 | 0 | 0 | 0 | 0 | 0 | 0 | 0 | 0 | 0 | 0 | 0
F5_Commercial_Restaurant_Existing_Water Heating_Natural Gas_Water Heater_E1 | F5 | Commercial | Restaurant | Existing | Water Heating | Natural Gas | Water Heater | E1 | Utility - Cost of Operation | 0.86396 | 0.88109 | 0.89333 | 0.90661 | 0.92568 | 0.86727 | 0.82162 | 0.79762 | 0.78899 | 0.77576 | 0.76683 | 0.80746 | 0.72264 | 0.7724 | 0.83627 | 0.89835 | 0.90066 | 0.90496 | 0.88767 | 0.90001 | 0.90864 | 0.92029 | 0.93494 | 0.4404 | 0.43162 | 0.42339 | 0.41565 | 0.40831 | 0.4013 | 0.39456 | 0.38805
F5_Commercial_Restaurant_Existing_Water Heating_Natural Gas_Water Heater_E2 | F5 | Commercial | Restaurant | Existing | Water Heating | Natural Gas | Water Heater | E2 | Utility - Cost of Operation | 0.73529 | 0.74986 | 0.76028 | 0.77158 | 0.78781 | 0.7381 | 0.69925 | 0.67882 | 0.67148 | 0.66022 | 0.65262 | 0.6872 | 0.61502 | 0.65737 | 0.71172 | 0.76455 | 0.76652 | 0.77018 | 0.75547 | 0.76596 | 0.77331 | 0.78323 | 0.79569 | 0.37481 | 0.36733 | 0.36034 | 0.35375 | 0.3475 | 0.34153 | 0.3358 | 0.33025
F5_Commercial_Restaurant_Existing_Water Heating_Natural Gas_Water Heater_E3 | F5 | Commercial | Restaurant | Existing | Water Heating | Natural Gas | Water Heater | E3 | Utility - Cost of Operation | 0.61274 | 0.62488 | 0.63357 | 0.64299 | 0.65651 | 0.61509 | 0.58271 | 0.56569 | 0.55957 | 0.55019 | 0.54385 | 0.57267 | 0.51251 | 0.5478 | 0.5931 | 0.63713 | 0.63877 | 0.64182 | 0.62955 | 0.6383 | 0.64443 | 0.65269 | 0.66308 | 0.31234 | 0.30611 | 0.30028 | 0.29479 | 0.28958 | 0.28461 | 0.27983 | 0.27521
F5_Commercial_Restaurant_Existing_Water Heating_Natural Gas_Water Heater_E4 | F5 | Commercial | Restaurant | Existing | Water Heating | Natural Gas | Water Heater | E4 | Utility - Cost of Operation | 0 | 0 | 0 | 0 | 0 | 0 | 0 | 0.43377 | 0.44007 | 0.44593 | 0.45489 | 0.46388 | 0.42196 | 0.41921 | 0.41985 | 0.41729 | 0.41706 | 0.41768 | 0.40976 | 0.41371 | 0.41621 | 0.41996 | 0.42493 | 0.22693 | 0.2226 | 0.21851 | 0.21464 | 0.21093 | 0.20738 | 0.20394 | 0.19991
F5_Commercial_Restaurant_Existing_Water Heating_Natural Gas_Water Heater_E5 | F5 | Commercial | Restaurant | Existing | Water Heating | Natural Gas | Water Heater | E5 | Utility - Cost of Operation | 0 | 0 | 0 | 0 | 0 | 0 | 0 | 0 | 0 | 0 | 0 | 0 | 0 | 0 | 0 | 0 | 0 | 0 | 0 | 0 | 0 | 0 | 0 | 0 | 0 | 0 | 0 | 0 | 0 | 0 | 0
F5_Commercial_Restaurant_Existing_Water Heating_Natural Gas_Water Heater_E6 | F5 | Commercial | Restaurant | Existing | Water Heating | Natural Gas | Water Heater | E6 | Utility - Cost of Operation | 0 | 0 | 0 | 0 | 0 | 0 | 0 | 0 | 0 | 0 | 0 | 0 | 0 | 0 | 0 | 0 | 0 | 0 | 0 | 0 | 0 | 0 | 0 | 0 | 0 | 0 | 0 | 0 | 0 | 0 | 0
F5_Commercial_Restaurant_Existing_Water Heating_Natural Gas_Water Heater_E7 | F5 | Commercial | Restaurant | Existing | Water Heating | Natural Gas | Water Heater | E7 | Utility - Cost of Operation | 0 | 0 | 0 | 0 | 0 | 0 | 0 | 0 | 0 | 0 | 0 | 0 | 0 | 0 | 0 | 0 | 0 | 0 | 0 | 0 | 0 | 0 | 0 | 0 | 0 | 0 | 0 | 0 | 0 | 0 | 0
F5_Commercial_Restaurant_Existing_Water Heating_Natural Gas_Water Heater_E8 | F5 | Commercial | Restaurant | Existing | Water Heating | Natural Gas | Water Heater | E8 | Utility - Cost of Operation | 0 | 0 | 0 | 0 | 0 | 0 | 0 | 0 | 0 | 0 | 0 | 0 | 0 | 0 | 0 | 0 | 0 | 0 | 0 | 0 | 0 | 0 | 0 | 0 | 0 | 0 | 0 | 0 | 0 | 0 | 0
F5_Commercial_Restaurant_Existing_Water Heating_Natural Gas_Water Heater_E9 | F5 | Commercial | Restaurant | Existing | Water Heating | Natural Gas | Water Heater | E9 | Utility - Cost of Operation | 0 | 0 | 0 | 0 | 0 | 0 | 0 | 0 | 0 | 0 | 0 | 0 | 0 | 0 | 0 | 0 | 0 | 0 | 0 | 0 | 0 | 0 | 0 | 0 | 0 | 0 | 0 | 0 | 0 | 0 | 0
F5_Commercial_Restaurant_Existing_Water Heating_Natural Gas_Water Heater_E10 | F5 | Commercial | Restaurant | Existing | Water Heating | Natural Gas | Water Heater | E10 | Utility - Cost of Operation | 0 | 0 | 0 | 0 | 0 | 0 | 0 | 0 | 0 | 0 | 0 | 0 | 0 | 0 | 0 | 0 | 0 | 0 | 0 | 0 | 0 | 0 | 0 | 0 | 0 | 0 | 0 | 0 | 0 | 0 | 0
F6_Commercial_Restaurant_Existing_Water Heating_Natural Gas_Water Heater_E1 | F6 | Commercial | Restaurant | Existing | Water Heating | Natural Gas | Water Heater | E1 | Utility - Value of Sales | 1.0351 | 1.0556 | 1.0703 | 1.0862 | 1.109 | 1.039 | 0.98436 | 0.9556 | 0.94527 | 0.92941 | 0.91871 | 0.96739 | 0.86577 | 0.92539 | 1.0019 | 1.0763 | 1.0791 | 1.0842 | 1.0635 | 1.0783 | 1.0886 | 1.1026 | 1.1201 | 0.52763 | 0.51711 | 0.50725 | 0.49798 | 0.48918 | 0.48078 | 0.47271 | 0.4649
F6_Commercial_Restaurant_Existing_Water Heating_Natural Gas_Water Heater_E2 | F6 | Commercial | Restaurant | Existing | Water Heating | Natural Gas | Water Heater | E2 | Utility - Value of Sales | 0.88092 | 0.89838 | 0.91087 | 0.92441 | 0.94385 | 0.8843 | 0.83775 | 0.81327 | 0.80448 | 0.79099 | 0.78188 | 0.82331 | 0.73683 | 0.78757 | 0.85268 | 0.91598 | 0.91834 | 0.92273 | 0.9051 | 0.91768 | 0.92648 | 0.93836 | 0.95329 | 0.44905 | 0.44009 | 0.43171 | 0.42381 | 0.41633 | 0.40918 | 0.4023 | 0.39566
F6_Commercial_Restaurant_Existing_Water Heating_Natural Gas_Water Heater_E3 | F6 | Commercial | Restaurant | Existing | Water Heating | Natural Gas | Water Heater | E3 | Utility - Value of Sales | 0.7341 | 0.74865 | 0.75906 | 0.77034 | 0.78654 | 0.73691 | 0.69813 | 0.67773 | 0.6704 | 0.65916 | 0.65157 | 0.68609 | 0.61402 | 0.65631 | 0.71057 | 0.76332 | 0.76529 | 0.76894 | 0.75425 | 0.76473 | 0.77206 | 0.78197 | 0.79441 | 0.37421 | 0.36674 | 0.35975 | 0.35318 | 0.34694 | 0.34098 | 0.33525 | 0.32972
F6_Commercial_Restaurant_Existing_Water Heating_Natural Gas_Water Heater_E4 | F6 | Commercial | Restaurant | Existing | Water Heating | Natural Gas | Water Heater | E4 | Utility - Value of Sales | 0 | 0 | 0 | 0 | 0 | 0 | 0 | 0.51968 | 0.52724 | 0.53426 | 0.54498 | 0.55575 | 0.50554 | 0.50225 | 0.50301 | 0.49995 | 0.49966 | 0.50041 | 0.49092 | 0.49565 | 0.49865 | 0.50314 | 0.50909 | 0.27188 | 0.26669 | 0.26179 | 0.25715 | 0.25271 | 0.24845 | 0.24434 | 0.23951
F6_Commercial_Restaurant_Existing_Water Heating_Natural Gas_Water Heater_E5 | F6 | Commercial | Restaurant | Existing | Water Heating | Natural Gas | Water Heater | E5 | Utility - Value of Sales | 0 | 0 | 0 | 0 | 0 | 0 | 0 | 0 | 0 | 0 | 0 | 0 | 0 | 0 | 0 | 0 | 0 | 0 | 0 | 0 | 0 | 0 | 0 | 0 | 0 | 0 | 0 | 0 | 0 | 0 | 0
F6_Commercial_Restaurant_Existing_Water Heating_Natural Gas_Water Heater_E6 | F6 | Commercial | Restaurant | Existing | Water Heating | Natural Gas | Water Heater | E6 | Utility - Value of Sales | 0 | 0 | 0 | 0 | 0 | 0 | 0 | 0 | 0 | 0 | 0 | 0 | 0 | 0 | 0 | 0 | 0 | 0 | 0 | 0 | 0 | 0 | 0 | 0 | 0 | 0 | 0 | 0 | 0 | 0 | 0
F6_Commercial_Restaurant_Existing_Water Heating_Natural Gas_Water Heater_E7 | F6 | Commercial | Restaurant | Existing | Water Heating | Natural Gas | Water Heater | E7 | Utility - Value of Sales | 0 | 0 | 0 | 0 | 0 | 0 | 0 | 0 | 0 | 0 | 0 | 0 | 0 | 0 | 0 | 0 | 0 | 0 | 0 | 0 | 0 | 0 | 0 | 0 | 0 | 0 | 0 | 0 | 0 | 0 | 0
F6_Commercial_Restaurant_Existing_Water Heating_Natural Gas_Water Heater_E8 | F6 | Commercial | Restaurant | Existing | Water Heating | Natural Gas | Water Heater | E8 | Utility - Value of Sales | 0 | 0 | 0 | 0 | 0 | 0 | 0 | 0 | 0 | 0 | 0 | 0 | 0 | 0 | 0 | 0 | 0 | 0 | 0 | 0 | 0 | 0 | 0 | 0 | 0 | 0 | 0 | 0 | 0 | 0 | 0
F6_Commercial_Restaurant_Existing_Water Heating_Natural Gas_Water Heater_E9 | F6 | Commercial | Restaurant | Existing | Water Heating | Natural Gas | Water Heater | E9 | Utility - Value of Sales | 0 | 0 | 0 | 0 | 0 | 0 | 0 | 0 | 0 | 0 | 0 | 0 | 0 | 0 | 0 | 0 | 0 | 0 | 0 | 0 | 0 | 0 | 0 | 0 | 0 | 0 | 0 | 0 | 0 | 0 | 0
F6_Commercial_Restaurant_Existing_Water Heating_Natural Gas_Water Heater_E10 | F6 | Commercial | Restaurant | Existing | Water Heating | Natural Gas | Water Heater | E10 | Utility - Value of Sales | 0 | 0 | 0 | 0 | 0 | 0 | 0 | 0 | 0 | 0 | 0 | 0 | 0 | 0 | 0 | 0 | 0 | 0 | 0 | 0 | 0 | 0 | 0 | 0 | 0 | 0 | 0 | 0 | 0 | 0 | 0
F1_Commercial_Restaurant_Existing_Food Preparation_Natural Gas_Oven_E1 | F1 | Commercial | Restaurant | Existing | Food Preparation | Natural Gas | Oven | E1 | Participant - Cost of Equipment | 2.0687 | 2.0687 | 2.0687 | 2.0687 | 2.0687 | 2.0687 | 2.0687 | 2.0687 | 2.0687 | 2.0687 | 2.0687 | 2.0687 | 2.0687 | 2.0687 | 2.0687 | 2.0687 | 2.0687 | 2.0687 | 2.0687 | 2.0687 | 2.0687 | 2.0687 | 2.0687 | 2.0687 | 2.0687 | 2.0687 | 2.0687 | 2.0687 | 2.0687 | 2.0687 | 2.0687
F1_Commercial_Restaurant_Existing_Food Preparation_Natural Gas_Oven_E2 | F1 | Commercial | Restaurant | Existing | Food Preparation | Natural Gas | Oven | E2 | Participant - Cost of Equipment | 2.1556 | 2.1556 | 2.1556 | 2.1556 | 2.1556 | 2.1556 | 2.1556 | 2.1556 | 2.1556 | 2.1556 | 2.1556 | 2.1556 | 2.1556 | 2.1556 | 2.1556 | 2.1556 | 2.1556 | 2.1556 | 2.1556 | 2.1556 | 2.1556 | 2.1556 | 2.1556 | 2.1556 | 2.1556 | 2.1556 | 2.1556 | 2.1556 | 2.1556 | 2.1556 | 2.1556
F1_Commercial_Restaurant_Existing_Food Preparation_Natural Gas_Oven_E3 | F1 | Commercial | Restaurant | Existing | Food Preparation | Natural Gas | Oven | E3 | Participant - Cost of Equipment | 0 | 0 | 0 | 0 | 0 | 0 | 0 | 0 | 0 | 0 | 0 | 0 | 0 | 0 | 0 | 0 | 0 | 0 | 0 | 0 | 0 | 0 | 0 | 0 | 0 | 0 | 0 | 0 | 0 | 0 | 0
F1_Commercial_Restaurant_Existing_Food Preparation_Natural Gas_Oven_E4 | F1 | Commercial | Restaurant | Existing | Food Preparation | Natural Gas | Oven | E4 | Participant - Cost of Equipment | 0 | 0 | 0 | 0 | 0 | 0 | 0 | 0 | 0 | 0 | 0 | 0 | 0 | 0 | 0 | 0 | 0 | 0 | 0 | 0 | 0 | 0 | 0 | 0 | 0 | 0 | 0 | 0 | 0 | 0 | 0
F1_Commercial_Restaurant_Existing_Food Preparation_Natural Gas_Oven_E5 | F1 | Commercial | Restaurant | Existing | Food Preparation | Natural Gas | Oven | E5 | Participant - Cost of Equipment | 0 | 0 | 0 | 0 | 0 | 0 | 0 | 0 | 0 | 0 | 0 | 0 | 0 | 0 | 0 | 0 | 0 | 0 | 0 | 0 | 0 | 0 | 0 | 0 | 0 | 0 | 0 | 0 | 0 | 0 | 0
F1_Commercial_Restaurant_Existing_Food Preparation_Natural Gas_Oven_E6 | F1 | Commercial | Restaurant | Existing | Food Preparation | Natural Gas | Oven | E6 | Participant - Cost of Equipment | 0 | 0 | 0 | 0 | 0 | 0 | 0 | 0 | 0 | 0 | 0 | 0 | 0 | 0 | 0 | 0 | 0 | 0 | 0 | 0 | 0 | 0 | 0 | 0 | 0 | 0 | 0 | 0 | 0 | 0 | 0
F1_Commercial_Restaurant_Existing_Food Preparation_Natural Gas_Oven_E7 | F1 | Commercial | Restaurant | Existing | Food Preparation | Natural Gas | Oven | E7 | Participant - Cost of Equipment | 0 | 0 | 0 | 0 | 0 | 0 | 0 | 0 | 0 | 0 | 0 | 0 | 0 | 0 | 0 | 0 | 0 | 0 | 0 | 0 | 0 | 0 | 0 | 0 | 0 | 0 | 0 | 0 | 0 | 0 | 0
F1_Commercial_Restaurant_Existing_Food Preparation_Natural Gas_Oven_E8 | F1 | Commercial | Restaurant | Existing | Food Preparation | Natural Gas | Oven | E8 | Participant - Cost of Equipment | 0 | 0 | 0 | 0 | 0 | 0 | 0 | 0 | 0 | 0 | 0 | 0 | 0 | 0 | 0 | 0 | 0 | 0 | 0 | 0 | 0 | 0 | 0 | 0 | 0 | 0 | 0 | 0 | 0 | 0 | 0
F1_Commercial_Restaurant_Existing_Food Preparation_Natural Gas_Oven_E9 | F1 | Commercial | Restaurant | Existing | Food Preparation | Natural Gas | Oven | E9 | Participant - Cost of Equipment | 0 | 0 | 0 | 0 | 0 | 0 | 0 | 0 | 0 | 0 | 0 | 0 | 0 | 0 | 0 | 0 | 0 | 0 | 0 | 0 | 0 | 0 | 0 | 0 | 0 | 0 | 0 | 0 | 0 | 0 | 0
F1_Commercial_Restaurant_Existing_Food Preparation_Natural Gas_Oven_E10 | F1 | Commercial | Restaurant | Existing | Food Preparation | Natural Gas | Oven | E10 | Participant - Cost of Equipment | 0 | 0 | 0 | 0 | 0 | 0 | 0 | 0 | 0 | 0 | 0 | 0 | 0 | 0 | 0 | 0 | 0 | 0 | 0 | 0 | 0 | 0 | 0 | 0 | 0 | 0 | 0 | 0 | 0 | 0 | 0
F2_Commercial_Restaurant_Existing_Food Preparation_Natural Gas_Oven_E1 | F2 | Commercial | Restaurant | Existing | Food Preparation | Natural Gas | Oven | E1 | Participant - Cost of Operation | 0.84493 | 0.85777 | 0.86677 | 0.87607 | 0.8906 | 0.83704 | 0.79282 | 0.76934 | 0.76028 | 0.74683 | 0.77954 | 0.81063 | 0.72307 | 0.76108 | 0.81145 | 0.85916 | 0.86101 | 0.86474 | 0.84822 | 0.85954 | 0.8674 | 0.8781 | 0.89162 | 0.42702 | 0.41855 | 0.41062 | 0.40314 | 0.39604 | 0.38926 | 0.38273 | 0.37642
F2_Commercial_Restaurant_Existing_Food Preparation_Natural Gas_Oven_E2 | F2 | Commercial | Restaurant | Existing | Food Preparation | Natural Gas | Oven | E2 | Participant - Cost of Operation | 0.48383 | 0.49119 | 0.49634 | 0.50166 | 0.50998 | 0.47932 | 0.45399 | 0.44055 | 0.43536 | 0.42765 | 0.44639 | 0.46419 | 0.41405 | 0.43582 | 0.46466 | 0.49198 | 0.49304 | 0.49517 | 0.48572 | 0.4922 | 0.49669 | 0.50282 | 0.51057 | 0.24452 | 0.23968 | 0.23513 | 0.23085 | 0.22678 | 0.2229 | 0.21916 | 0.21555
F2_Commercial_Restaurant_Existing_Food Preparation_Natural Gas_Oven_E3 | F2 | Commercial | Restaurant | Existing | Food Preparation | Natural Gas | Oven | E3 | Participant - Cost of Operation | 0 | 0 | 0 | 0 | 0 | 0 | 0 | 0 | 0 | 0 | 0 | 0 | 0 | 0 | 0 | 0 | 0 | 0 | 0 | 0 | 0 | 0 | 0 | 0 | 0 | 0 | 0 | 0 | 0 | 0 | 0
F2_Commercial_Restaurant_Existing_Food Preparation_Natural Gas_Oven_E4 | F2 | Commercial | Restaurant | Existing | Food Preparation | Natural Gas | Oven | E4 | Participant - Cost of Operation | 0 | 0 | 0 | 0 | 0 | 0 | 0 | 0 | 0 | 0 | 0 | 0 | 0 | 0 | 0 | 0 | 0 | 0 | 0 | 0 | 0 | 0 | 0 | 0 | 0 | 0 | 0 | 0 | 0 | 0 | 0
F2_Commercial_Restaurant_Existing_Food Preparation_Natural Gas_Oven_E5 | F2 | Commercial | Restaurant | Existing | Food Preparation | Natural Gas | Oven | E5 | Participant - Cost of Operation | 0 | 0 | 0 | 0 | 0 | 0 | 0 | 0 | 0 | 0 | 0 | 0 | 0 | 0 | 0 | 0 | 0 | 0 | 0 | 0 | 0 | 0 | 0 | 0 | 0 | 0 | 0 | 0 | 0 | 0 | 0
F2_Commercial_Restaurant_Existing_Food Preparation_Natural Gas_Oven_E6 | F2 | Commercial | Restaurant | Existing | Food Preparation | Natural Gas | Oven | E6 | Participant - Cost of Operation | 0 | 0 | 0 | 0 | 0 | 0 | 0 | 0 | 0 | 0 | 0 | 0 | 0 | 0 | 0 | 0 | 0 | 0 | 0 | 0 | 0 | 0 | 0 | 0 | 0 | 0 | 0 | 0 | 0 | 0 | 0
F2_Commercial_Restaurant_Existing_Food Preparation_Natural Gas_Oven_E7 | F2 | Commercial | Restaurant | Existing | Food Preparation | Natural Gas | Oven | E7 | Participant - Cost of Operation | 0 | 0 | 0 | 0 | 0 | 0 | 0 | 0 | 0 | 0 | 0 | 0 | 0 | 0 | 0 | 0 | 0 | 0 | 0 | 0 | 0 | 0 | 0 | 0 | 0 | 0 | 0 | 0 | 0 | 0 | 0
F2_Commercial_Restaurant_Existing_Food Preparation_Natural Gas_Oven_E8 | F2 | Commercial | Restaurant | Existing | Food Preparation | Natural Gas | Oven | E8 | Participant - Cost of Operation | 0 | 0 | 0 | 0 | 0 | 0 | 0 | 0 | 0 | 0 | 0 | 0 | 0 | 0 | 0 | 0 | 0 | 0 | 0 | 0 | 0 | 0 | 0 | 0 | 0 | 0 | 0 | 0 | 0 | 0 | 0
F2_Commercial_Restaurant_Existing_Food Preparation_Natural Gas_Oven_E9 | F2 | Commercial | Restaurant | Existing | Food Preparation | Natural Gas | Oven | E9 | Participant - Cost of Operation | 0 | 0 | 0 | 0 | 0 | 0 | 0 | 0 | 0 | 0 | 0 | 0 | 0 | 0 | 0 | 0 | 0 | 0 | 0 | 0 | 0 | 0 | 0 | 0 | 0 | 0 | 0 | 0 | 0 | 0 | 0
F2_Commercial_Restaurant_Existing_Food Preparation_Natural Gas_Oven_E10 | F2 | Commercial | Restaurant | Existing | Food Preparation | Natural Gas | Oven | E10 | Participant - Cost of Operation | 0 | 0 | 0 | 0 | 0 | 0 | 0 | 0 | 0 | 0 | 0 | 0 | 0 | 0 | 0 | 0 | 0 | 0 | 0 | 0 | 0 | 0 | 0 | 0 | 0 | 0 | 0 | 0 | 0 | 0 | 0
F3_Commercial_Restaurant_Existing_Food Preparation_Natural Gas_Oven_E1 | F3 | Commercial | Restaurant | Existing | Food Preparation | Natural Gas | Oven | E1 | System - kBTUs of Conusmption | 70.4787 | 70.6395 | 70.537 | 70.4669 | 70.4669 | 70.4669 | 70.4669 | 70.4669 | 70.4669 | 70.4669 | 70.4669 | 70.4669 | 70.4669 | 70.4669 | 70.4669 | 70.4669 | 70.4669 | 70.4669 | 70.4669 | 70.4669 | 70.4669 | 70.4669 | 70.4669 | 70.4669 | 70.4669 | 70.4669 | 70.4669 | 70.4669 | 70.4669 | 70.4669 | 70.4669
F3_Commercial_Restaurant_Existing_Food Preparation_Natural Gas_Oven_E2 | F3 | Commercial | Restaurant | Existing | Food Preparation | Natural Gas | Oven | E2 | System - kBTUs of Conusmption | 40.3581 | 40.4502 | 40.3915 | 40.3513 | 40.3513 | 40.3513 | 40.3513 | 40.3513 | 40.3513 | 40.3513 | 40.3513 | 40.3513 | 40.3513 | 40.3513 | 40.3513 | 40.3513 | 40.3513 | 40.3513 | 40.3513 | 40.3513 | 40.3513 | 40.3513 | 40.3513 | 40.3513 | 40.3513 | 40.3513 | 40.3513 | 40.3513 | 40.3513 | 40.3513 | 40.3513
F3_Commercial_Restaurant_Existing_Food Preparation_Natural Gas_Oven_E3 | F3 | Commercial | Restaurant | Existing | Food Preparation | Natural Gas | Oven | E3 | System - kBTUs of Conusmption | 0 | 0 | 0 | 0 | 0 | 0 | 0 | 0 | 0 | 0 | 0 | 0 | 0 | 0 | 0 | 0 | 0 | 0 | 0 | 0 | 0 | 0 | 0 | 0 | 0 | 0 | 0 | 0 | 0 | 0 | 0
F3_Commercial_Restaurant_Existing_Food Preparation_Natural Gas_Oven_E4 | F3 | Commercial | Restaurant | Existing | Food Preparation | Natural Gas | Oven | E4 | System - kBTUs of Conusmption | 0 | 0 | 0 | 0 | 0 | 0 | 0 | 0 | 0 | 0 | 0 | 0 | 0 | 0 | 0 | 0 | 0 | 0 | 0 | 0 | 0 | 0 | 0 | 0 | 0 | 0 | 0 | 0 | 0 | 0 | 0
F3_Commercial_Restaurant_Existing_Food Preparation_Natural Gas_Oven_E5 | F3 | Commercial | Restaurant | Existing | Food Preparation | Natural Gas | Oven | E5 | System - kBTUs of Conusmption | 0 | 0 | 0 | 0 | 0 | 0 | 0 | 0 | 0 | 0 | 0 | 0 | 0 | 0 | 0 | 0 | 0 | 0 | 0 | 0 | 0 | 0 | 0 | 0 | 0 | 0 | 0 | 0 | 0 | 0 | 0
F3_Commercial_Restaurant_Existing_Food Preparation_Natural Gas_Oven_E6 | F3 | Commercial | Restaurant | Existing | Food Preparation | Natural Gas | Oven | E6 | System - kBTUs of Conusmption | 0 | 0 | 0 | 0 | 0 | 0 | 0 | 0 | 0 | 0 | 0 | 0 | 0 | 0 | 0 | 0 | 0 | 0 | 0 | 0 | 0 | 0 | 0 | 0 | 0 | 0 | 0 | 0 | 0 | 0 | 0
F3_Commercial_Restaurant_Existing_Food Preparation_Natural Gas_Oven_E7 | F3 | Commercial | Restaurant | Existing | Food Preparation | Natural Gas | Oven | E7 | System - kBTUs of Conusmption | 0 | 0 | 0 | 0 | 0 | 0 | 0 | 0 | 0 | 0 | 0 | 0 | 0 | 0 | 0 | 0 | 0 | 0 | 0 | 0 | 0 | 0 | 0 | 0 | 0 | 0 | 0 | 0 | 0 | 0 | 0
F3_Commercial_Restaurant_Existing_Food Preparation_Natural Gas_Oven_E8 | F3 | Commercial | Restaurant | Existing | Food Preparation | Natural Gas | Oven | E8 | System - kBTUs of Conusmption | 0 | 0 | 0 | 0 | 0 | 0 | 0 | 0 | 0 | 0 | 0 | 0 | 0 | 0 | 0 | 0 | 0 | 0 | 0 | 0 | 0 | 0 | 0 | 0 | 0 | 0 | 0 | 0 | 0 | 0 | 0
F3_Commercial_Restaurant_Existing_Food Preparation_Natural Gas_Oven_E9 | F3 | Commercial | Restaurant | Existing | Food Preparation | Natural Gas | Oven | E9 | System - kBTUs of Conusmption | 0 | 0 | 0 | 0 | 0 | 0 | 0 | 0 | 0 | 0 | 0 | 0 | 0 | 0 | 0 | 0 | 0 | 0 | 0 | 0 | 0 | 0 | 0 | 0 | 0 | 0 | 0 | 0 | 0 | 0 | 0
F3_Commercial_Restaurant_Existing_Food Preparation_Natural Gas_Oven_E10 | F3 | Commercial | Restaurant | Existing | Food Preparation | Natural Gas | Oven | E10 | System - kBTUs of Conusmption | 0 | 0 | 0 | 0 | 0 | 0 | 0 | 0 | 0 | 0 | 0 | 0 | 0 | 0 | 0 | 0 | 0 | 0 | 0 | 0 | 0 | 0 | 0 | 0 | 0 | 0 | 0 | 0 | 0 | 0 | 0
F4_Commercial_Restaurant_Existing_Food Preparation_Natural Gas_Oven_E1 | F4 | Commercial | Restaurant | Existing | Food Preparation | Natural Gas | Oven | E1 | Utility - Cost of Equipment | 2.0687 | 2.0687 | 2.0687 | 2.0687 | 2.0687 | 2.0687 | 2.0687 | 2.0687 | 2.0687 | 2.0687 | 2.0687 | 2.0687 | 2.0687 | 2.0687 | 2.0687 | 2.0687 | 2.0687 | 2.0687 | 2.0687 | 2.0687 | 2.0687 | 2.0687 | 2.0687 | 2.0687 | 2.0687 | 2.0687 | 2.0687 | 2.0687 | 2.0687 | 2.0687 | 2.0687
F4_Commercial_Restaurant_Existing_Food Preparation_Natural Gas_Oven_E2 | F4 | Commercial | Restaurant | Existing | Food Preparation | Natural Gas | Oven | E2 | Utility - Cost of Equipment | 2.1556 | 2.1556 | 2.1556 | 2.1556 | 2.1556 | 2.1556 | 2.1556 | 2.1556 | 2.1556 | 2.1556 | 2.1556 | 2.1556 | 2.1556 | 2.1556 | 2.1556 | 2.1556 | 2.1556 | 2.1556 | 2.1556 | 2.1556 | 2.1556 | 2.1556 | 2.1556 | 2.1556 | 2.1556 | 2.1556 | 2.1556 | 2.1556 | 2.1556 | 2.1556 | 2.1556
F4_Commercial_Restaurant_Existing_Food Preparation_Natural Gas_Oven_E3 | F4 | Commercial | Restaurant | Existing | Food Preparation | Natural Gas | Oven | E3 | Utility - Cost of Equipment | 0 | 0 | 0 | 0 | 0 | 0 | 0 | 0 | 0 | 0 | 0 | 0 | 0 | 0 | 0 | 0 | 0 | 0 | 0 | 0 | 0 | 0 | 0 | 0 | 0 | 0 | 0 | 0 | 0 | 0 | 0
F4_Commercial_Restaurant_Existing_Food Preparation_Natural Gas_Oven_E4 | F4 | Commercial | Restaurant | Existing | Food Preparation | Natural Gas | Oven | E4 | Utility - Cost of Equipment | 0 | 0 | 0 | 0 | 0 | 0 | 0 | 0 | 0 | 0 | 0 | 0 | 0 | 0 | 0 | 0 | 0 | 0 | 0 | 0 | 0 | 0 | 0 | 0 | 0 | 0 | 0 | 0 | 0 | 0 | 0
F4_Commercial_Restaurant_Existing_Food Preparation_Natural Gas_Oven_E5 | F4 | Commercial | Restaurant | Existing | Food Preparation | Natural Gas | Oven | E5 | Utility - Cost of Equipment | 0 | 0 | 0 | 0 | 0 | 0 | 0 | 0 | 0 | 0 | 0 | 0 | 0 | 0 | 0 | 0 | 0 | 0 | 0 | 0 | 0 | 0 | 0 | 0 | 0 | 0 | 0 | 0 | 0 | 0 | 0
F4_Commercial_Restaurant_Existing_Food Preparation_Natural Gas_Oven_E6 | F4 | Commercial | Restaurant | Existing | Food Preparation | Natural Gas | Oven | E6 | Utility - Cost of Equipment | 0 | 0 | 0 | 0 | 0 | 0 | 0 | 0 | 0 | 0 | 0 | 0 | 0 | 0 | 0 | 0 | 0 | 0 | 0 | 0 | 0 | 0 | 0 | 0 | 0 | 0 | 0 | 0 | 0 | 0 | 0
F4_Commercial_Restaurant_Existing_Food Preparation_Natural Gas_Oven_E7 | F4 | Commercial | Restaurant | Existing | Food Preparation | Natural Gas | Oven | E7 | Utility - Cost of Equipment | 0 | 0 | 0 | 0 | 0 | 0 | 0 | 0 | 0 | 0 | 0 | 0 | 0 | 0 | 0 | 0 | 0 | 0 | 0 | 0 | 0 | 0 | 0 | 0 | 0 | 0 | 0 | 0 | 0 | 0 | 0
F4_Commercial_Restaurant_Existing_Food Preparation_Natural Gas_Oven_E8 | F4 | Commercial | Restaurant | Existing | Food Preparation | Natural Gas | Oven | E8 | Utility - Cost of Equipment | 0 | 0 | 0 | 0 | 0 | 0 | 0 | 0 | 0 | 0 | 0 | 0 | 0 | 0 | 0 | 0 | 0 | 0 | 0 | 0 | 0 | 0 | 0 | 0 | 0 | 0 | 0 | 0 | 0 | 0 | 0
F4_Commercial_Restaurant_Existing_Food Preparation_Natural Gas_Oven_E9 | F4 | Commercial | Restaurant | Existing | Food Preparation | Natural Gas | Oven | E9 | Utility - Cost of Equipment | 0 | 0 | 0 | 0 | 0 | 0 | 0 | 0 | 0 | 0 | 0 | 0 | 0 | 0 | 0 | 0 | 0 | 0 | 0 | 0 | 0 | 0 | 0 | 0 | 0 | 0 | 0 | 0 | 0 | 0 | 0
F4_Commercial_Restaurant_Existing_Food Preparation_Natural Gas_Oven_E10 | F4 | Commercial | Restaurant | Existing | Food Preparation | Natural Gas | Oven | E10 | Utility - Cost of Equipment | 0 | 0 | 0 | 0 | 0 | 0 | 0 | 0 | 0 | 0 | 0 | 0 | 0 | 0 | 0 | 0 | 0 | 0 | 0 | 0 | 0 | 0 | 0 | 0 | 0 | 0 | 0 | 0 | 0 | 0 | 0
F5_Commercial_Restaurant_Existing_Food Preparation_Natural Gas_Oven_E1 | F5 | Commercial | Restaurant | Existing | Food Preparation | Natural Gas | Oven | E1 | Utility - Cost of Operation | 0.70525 | 0.71597 | 0.72347 | 0.73124 | 0.74337 | 0.69866 | 0.66175 | 0.64215 | 0.63459 | 0.62336 | 0.65066 | 0.67661 | 0.60353 | 0.63526 | 0.6773 | 0.71712 | 0.71866 | 0.72178 | 0.70799 | 0.71744 | 0.724 | 0.73293 | 0.74421 | 0.35643 | 0.34936 | 0.34273 | 0.33649 | 0.33057 | 0.32491 | 0.31946 | 0.31419
F5_Commercial_Restaurant_Existing_Food Preparation_Natural Gas_Oven_E2 | F5 | Commercial | Restaurant | Existing | Food Preparation | Natural Gas | Oven | E2 | Utility - Cost of Operation | 0.40384 | 0.40998 | 0.41428 | 0.41873 | 0.42567 | 0.40007 | 0.37894 | 0.36771 | 0.36339 | 0.35695 | 0.37259 | 0.38745 | 0.3456 | 0.36377 | 0.38784 | 0.41064 | 0.41153 | 0.41331 | 0.40542 | 0.41083 | 0.41458 | 0.4197 | 0.42616 | 0.2041 | 0.20005 | 0.19626 | 0.19268 | 0.18929 | 0.18605 | 0.18293 | 0.17992
F5_Commercial_Restaurant_Existing_Food Preparation_Natural Gas_Oven_E3 | F5 | Commercial | Restaurant | Existing | Food Preparation | Natural Gas | Oven | E3 | Utility - Cost of Operation | 0 | 0 | 0 | 0 | 0 | 0 | 0 | 0 | 0 | 0 | 0 | 0 | 0 | 0 | 0 | 0 | 0 | 0 | 0 | 0 | 0 | 0 | 0 | 0 | 0 | 0 | 0 | 0 | 0 | 0 | 0
F5_Commercial_Restaurant_Existing_Food Preparation_Natural Gas_Oven_E4 | F5 | Commercial | Restaurant | Existing | Food Preparation | Natural Gas | Oven | E4 | Utility - Cost of Operation | 0 | 0 | 0 | 0 | 0 | 0 | 0 | 0 | 0 | 0 | 0 | 0 | 0 | 0 | 0 | 0 | 0 | 0 | 0 | 0 | 0 | 0 | 0 | 0 | 0 | 0 | 0 | 0 | 0 | 0 | 0
F5_Commercial_Restaurant_Existing_Food Preparation_Natural Gas_Oven_E5 | F5 | Commercial | Restaurant | Existing | Food Preparation | Natural Gas | Oven | E5 | Utility - Cost of Operation | 0 | 0 | 0 | 0 | 0 | 0 | 0 | 0 | 0 | 0 | 0 | 0 | 0 | 0 | 0 | 0 | 0 | 0 | 0 | 0 | 0 | 0 | 0 | 0 | 0 | 0 | 0 | 0 | 0 | 0 | 0
F5_Commercial_Restaurant_Existing_Food Preparation_Natural Gas_Oven_E6 | F5 | Commercial | Restaurant | Existing | Food Preparation | Natural Gas | Oven | E6 | Utility - Cost of Operation | 0 | 0 | 0 | 0 | 0 | 0 | 0 | 0 | 0 | 0 | 0 | 0 | 0 | 0 | 0 | 0 | 0 | 0 | 0 | 0 | 0 | 0 | 0 | 0 | 0 | 0 | 0 | 0 | 0 | 0 | 0
F5_Commercial_Restaurant_Existing_Food Preparation_Natural Gas_Oven_E7 | F5 | Commercial | Restaurant | Existing | Food Preparation | Natural Gas | Oven | E7 | Utility - Cost of Operation | 0 | 0 | 0 | 0 | 0 | 0 | 0 | 0 | 0 | 0 | 0 | 0 | 0 | 0 | 0 | 0 | 0 | 0 | 0 | 0 | 0 | 0 | 0 | 0 | 0 | 0 | 0 | 0 | 0 | 0 | 0
F5_Commercial_Restaurant_Existing_Food Preparation_Natural Gas_Oven_E8 | F5 | Commercial | Restaurant | Existing | Food Preparation | Natural Gas | Oven | E8 | Utility - Cost of Operation | 0 | 0 | 0 | 0 | 0 | 0 | 0 | 0 | 0 | 0 | 0 | 0 | 0 | 0 | 0 | 0 | 0 | 0 | 0 | 0 | 0 | 0 | 0 | 0 | 0 | 0 | 0 | 0 | 0 | 0 | 0
F5_Commercial_Restaurant_Existing_Food Preparation_Natural Gas_Oven_E9 | F5 | Commercial | Restaurant | Existing | Food Preparation | Natural Gas | Oven | E9 | Utility - Cost of Operation | 0 | 0 | 0 | 0 | 0 | 0 | 0 | 0 | 0 | 0 | 0 | 0 | 0 | 0 | 0 | 0 | 0 | 0 | 0 | 0 | 0 | 0 | 0 | 0 | 0 | 0 | 0 | 0 | 0 | 0 | 0
F5_Commercial_Restaurant_Existing_Food Preparation_Natural Gas_Oven_E10 | F5 | Commercial | Restaurant | Existing | Food Preparation | Natural Gas | Oven | E10 | Utility - Cost of Operation | 0 | 0 | 0 | 0 | 0 | 0 | 0 | 0 | 0 | 0 | 0 | 0 | 0 | 0 | 0 | 0 | 0 | 0 | 0 | 0 | 0 | 0 | 0 | 0 | 0 | 0 | 0 | 0 | 0 | 0 | 0
F6_Commercial_Restaurant_Existing_Food Preparation_Natural Gas_Oven_E1 | F6 | Commercial | Restaurant | Existing | Food Preparation | Natural Gas | Oven | E1 | Utility - Value of Sales | 0.84493 | 0.85777 | 0.86677 | 0.87607 | 0.8906 | 0.83704 | 0.79282 | 0.76934 | 0.76028 | 0.74683 | 0.77954 | 0.81063 | 0.72307 | 0.76108 | 0.81145 | 0.85916 | 0.86101 | 0.86474 | 0.84822 | 0.85954 | 0.8674 | 0.8781 | 0.89162 | 0.42702 | 0.41855 | 0.41062 | 0.40314 | 0.39604 | 0.38926 | 0.38273 | 0.37642
F6_Commercial_Restaurant_Existing_Food Preparation_Natural Gas_Oven_E2 | F6 | Commercial | Restaurant | Existing | Food Preparation | Natural Gas | Oven | E2 | Utility - Value of Sales | 0.48383 | 0.49119 | 0.49634 | 0.50166 | 0.50998 | 0.47932 | 0.45399 | 0.44055 | 0.43536 | 0.42765 | 0.44639 | 0.46419 | 0.41405 | 0.43582 | 0.46466 | 0.49198 | 0.49304 | 0.49517 | 0.48572 | 0.4922 | 0.49669 | 0.50282 | 0.51057 | 0.24452 | 0.23968 | 0.23513 | 0.23085 | 0.22678 | 0.2229 | 0.21916 | 0.21555
F6_Commercial_Restaurant_Existing_Food Preparation_Natural Gas_Oven_E3 | F6 | Commercial | Restaurant | Existing | Food Preparation | Natural Gas | Oven | E3 | Utility - Value of Sales | 0 | 0 | 0 | 0 | 0 | 0 | 0 | 0 | 0 | 0 | 0 | 0 | 0 | 0 | 0 | 0 | 0 | 0 | 0 | 0 | 0 | 0 | 0 | 0 | 0 | 0 | 0 | 0 | 0 | 0 | 0
F6_Commercial_Restaurant_Existing_Food Preparation_Natural Gas_Oven_E4 | F6 | Commercial | Restaurant | Existing | Food Preparation | Natural Gas | Oven | E4 | Utility - Value of Sales | 0 | 0 | 0 | 0 | 0 | 0 | 0 | 0 | 0 | 0 | 0 | 0 | 0 | 0 | 0 | 0 | 0 | 0 | 0 | 0 | 0 | 0 | 0 | 0 | 0 | 0 | 0 | 0 | 0 | 0 | 0
F6_Commercial_Restaurant_Existing_Food Preparation_Natural Gas_Oven_E5 | F6 | Commercial | Restaurant | Existing | Food Preparation | Natural Gas | Oven | E5 | Utility - Value of Sales | 0 | 0 | 0 | 0 | 0 | 0 | 0 | 0 | 0 | 0 | 0 | 0 | 0 | 0 | 0 | 0 | 0 | 0 | 0 | 0 | 0 | 0 | 0 | 0 | 0 | 0 | 0 | 0 | 0 | 0 | 0
F6_Commercial_Restaurant_Existing_Food Preparation_Natural Gas_Oven_E6 | F6 | Commercial | Restaurant | Existing | Food Preparation | Natural Gas | Oven | E6 | Utility - Value of Sales | 0 | 0 | 0 | 0 | 0 | 0 | 0 | 0 | 0 | 0 | 0 | 0 | 0 | 0 | 0 | 0 | 0 | 0 | 0 | 0 | 0 | 0 | 0 | 0 | 0 | 0 | 0 | 0 | 0 | 0 | 0
F6_Commercial_Restaurant_Existing_Food Preparation_Natural Gas_Oven_E7 | F6 | Commercial | Restaurant | Existing | Food Preparation | Natural Gas | Oven | E7 | Utility - Value of Sales | 0 | 0 | 0 | 0 | 0 | 0 | 0 | 0 | 0 | 0 | 0 | 0 | 0 | 0 | 0 | 0 | 0 | 0 | 0 | 0 | 0 | 0 | 0 | 0 | 0 | 0 | 0 | 0 | 0 | 0 | 0
F6_Commercial_Restaurant_Existing_Food Preparation_Natural Gas_Oven_E8 | F6 | Commercial | Restaurant | Existing | Food Preparation | Natural Gas | Oven | E8 | Utility - Value of Sales | 0 | 0 | 0 | 0 | 0 | 0 | 0 | 0 | 0 | 0 | 0 | 0 | 0 | 0 | 0 | 0 | 0 | 0 | 0 | 0 | 0 | 0 | 0 | 0 | 0 | 0 | 0 | 0 | 0 | 0 | 0
F6_Commercial_Restaurant_Existing_Food Preparation_Natural Gas_Oven_E9 | F6 | Commercial | Restaurant | Existing | Food Preparation | Natural Gas | Oven | E9 | Utility - Value of Sales | 0 | 0 | 0 | 0 | 0 | 0 | 0 | 0 | 0 | 0 | 0 | 0 | 0 | 0 | 0 | 0 | 0 | 0 | 0 | 0 | 0 | 0 | 0 | 0 | 0 | 0 | 0 | 0 | 0 | 0 | 0
F6_Commercial_Restaurant_Existing_Food Preparation_Natural Gas_Oven_E10 | F6 | Commercial | Restaurant | Existing | Food Preparation | Natural Gas | Oven | E10 | Utility - Value of Sales | 0 | 0 | 0 | 0 | 0 | 0 | 0 | 0 | 0 | 0 | 0 | 0 | 0 | 0 | 0 | 0 | 0 | 0 | 0 | 0 | 0 | 0 | 0 | 0 | 0 | 0 | 0 | 0 | 0 | 0 | 0
F1_Commercial_Restaurant_Existing_Food Preparation_Natural Gas_Conveyor Oven_E1 | F1 | Commercial | Restaurant | Existing | Food Preparation | Natural Gas | Conveyor Oven | E1 | Participant - Cost of Equipment | 0.35029 | 0.35029 | 0.35029 | 0.35029 | 0.35029 | 0.35029 | 0.35029 | 0.35029 | 0.35029 | 0.35029 | 0.35029 | 0.35029 | 0.35029 | 0.35029 | 0.35029 | 0.35029 | 0.35029 | 0.35029 | 0.35029 | 0.35029 | 0.35029 | 0.35029 | 0.35029 | 0.35029 | 0.35029 | 0.35029 | 0.35029 | 0.35029 | 0.35029 | 0.35029 | 0.35029
F1_Commercial_Restaurant_Existing_Food Preparation_Natural Gas_Conveyor Oven_E2 | F1 | Commercial | Restaurant | Existing | Food Preparation | Natural Gas | Conveyor Oven | E2 | Participant - Cost of Equipment | 0.42705 | 0.42705 | 0.42705 | 0.42705 | 0.42705 | 0.42705 | 0.42705 | 0.42705 | 0.42705 | 0.42705 | 0.42705 | 0.42705 | 0.42705 | 0.42705 | 0.42705 | 0.42705 | 0.42705 | 0.42705 | 0.42705 | 0.42705 | 0.42705 | 0.42705 | 0.42705 | 0.42705 | 0.42705 | 0.42705 | 0.42705 | 0.42705 | 0.42705 | 0.42705 | 0.42705
F1_Commercial_Restaurant_Existing_Food Preparation_Natural Gas_Conveyor Oven_E3 | F1 | Commercial | Restaurant | Existing | Food Preparation | Natural Gas | Conveyor Oven | E3 | Participant - Cost of Equipment | 0 | 0 | 0 | 0 | 0 | 0 | 0 | 0 | 0 | 0 | 0 | 0 | 0 | 0 | 0 | 0 | 0 | 0 | 0 | 0 | 0 | 0 | 0 | 0 | 0 | 0 | 0 | 0 | 0 | 0 | 0
F1_Commercial_Restaurant_Existing_Food Preparation_Natural Gas_Conveyor Oven_E4 | F1 | Commercial | Restaurant | Existing | Food Preparation | Natural Gas | Conveyor Oven | E4 | Participant - Cost of Equipment | 0 | 0 | 0 | 0 | 0 | 0 | 0 | 0 | 0 | 0 | 0 | 0 | 0 | 0 | 0 | 0 | 0 | 0 | 0 | 0 | 0 | 0 | 0 | 0 | 0 | 0 | 0 | 0 | 0 | 0 | 0
F1_Commercial_Restaurant_Existing_Food Preparation_Natural Gas_Conveyor Oven_E5 | F1 | Commercial | Restaurant | Existing | Food Preparation | Natural Gas | Conveyor Oven | E5 | Participant - Cost of Equipment | 0 | 0 | 0 | 0 | 0 | 0 | 0 | 0 | 0 | 0 | 0 | 0 | 0 | 0 | 0 | 0 | 0 | 0 | 0 | 0 | 0 | 0 | 0 | 0 | 0 | 0 | 0 | 0 | 0 | 0 | 0
F1_Commercial_Restaurant_Existing_Food Preparation_Natural Gas_Conveyor Oven_E6 | F1 | Commercial | Restaurant | Existing | Food Preparation | Natural Gas | Conveyor Oven | E6 | Participant - Cost of Equipment | 0 | 0 | 0 | 0 | 0 | 0 | 0 | 0 | 0 | 0 | 0 | 0 | 0 | 0 | 0 | 0 | 0 | 0 | 0 | 0 | 0 | 0 | 0 | 0 | 0 | 0 | 0 | 0 | 0 | 0 | 0
F1_Commercial_Restaurant_Existing_Food Preparation_Natural Gas_Conveyor Oven_E7 | F1 | Commercial | Restaurant | Existing | Food Preparation | Natural Gas | Conveyor Oven | E7 | Participant - Cost of Equipment | 0 | 0 | 0 | 0 | 0 | 0 | 0 | 0 | 0 | 0 | 0 | 0 | 0 | 0 | 0 | 0 | 0 | 0 | 0 | 0 | 0 | 0 | 0 | 0 | 0 | 0 | 0 | 0 | 0 | 0 | 0
F1_Commercial_Restaurant_Existing_Food Preparation_Natural Gas_Conveyor Oven_E8 | F1 | Commercial | Restaurant | Existing | Food Preparation | Natural Gas | Conveyor Oven | E8 | Participant - Cost of Equipment | 0 | 0 | 0 | 0 | 0 | 0 | 0 | 0 | 0 | 0 | 0 | 0 | 0 | 0 | 0 | 0 | 0 | 0 | 0 | 0 | 0 | 0 | 0 | 0 | 0 | 0 | 0 | 0 | 0 | 0 | 0
F1_Commercial_Restaurant_Existing_Food Preparation_Natural Gas_Conveyor Oven_E9 | F1 | Commercial | Restaurant | Existing | Food Preparation | Natural Gas | Conveyor Oven | E9 | Participant - Cost of Equipment | 0 | 0 | 0 | 0 | 0 | 0 | 0 | 0 | 0 | 0 | 0 | 0 | 0 | 0 | 0 | 0 | 0 | 0 | 0 | 0 | 0 | 0 | 0 | 0 | 0 | 0 | 0 | 0 | 0 | 0 | 0
F1_Commercial_Restaurant_Existing_Food Preparation_Natural Gas_Conveyor Oven_E10 | F1 | Commercial | Restaurant | Existing | Food Preparation | Natural Gas | Conveyor Oven | E10 | Participant - Cost of Equipment | 0 | 0 | 0 | 0 | 0 | 0 | 0 | 0 | 0 | 0 | 0 | 0 | 0 | 0 | 0 | 0 | 0 | 0 | 0 | 0 | 0 | 0 | 0 | 0 | 0 | 0 | 0 | 0 | 0 | 0 | 0
F2_Commercial_Restaurant_Existing_Food Preparation_Natural Gas_Conveyor Oven_E1 | F2 | Commercial | Restaurant | Existing | Food Preparation | Natural Gas | Conveyor Oven | E1 | Participant - Cost of Operation | 1.2264 | 1.2231 | 1.2147 | 1.2053 | 1.2383 | 1.2162 | 1.2089 | 1.2279 | 1.2681 | 1.2584 | 1.2541 | 1.2471 | 1.1099 | 1.1019 | 1.1025 | 1.0951 | 1.0936 | 1.0943 | 1.0736 | 1.0827 | 1.0881 | 1.0967 | 1.1084 | 0.6126 | 0.60105 | 0.59013 | 0.57974 | 0.56981 | 0.56025 | 0.55102 | 0.53889
F2_Commercial_Restaurant_Existing_Food Preparation_Natural Gas_Conveyor Oven_E2 | F2 | Commercial | Restaurant | Existing | Food Preparation | Natural Gas | Conveyor Oven | E2 | Participant - Cost of Operation | 0.93222 | 0.92973 | 0.92334 | 0.91623 | 0.9413 | 0.92448 | 0.91898 | 0.9334 | 0.96392 | 0.95658 | 0.95327 | 0.94799 | 0.84368 | 0.83761 | 0.83803 | 0.83243 | 0.83128 | 0.8318 | 0.81611 | 0.82299 | 0.82715 | 0.83369 | 0.84256 | 0.46567 | 0.45689 | 0.44859 | 0.44069 | 0.43314 | 0.42588 | 0.41886 | 0.40964
F2_Commercial_Restaurant_Existing_Food Preparation_Natural Gas_Conveyor Oven_E3 | F2 | Commercial | Restaurant | Existing | Food Preparation | Natural Gas | Conveyor Oven | E3 | Participant - Cost of Operation | 0 | 0 | 0 | 0 | 0 | 0 | 0 | 0 | 0 | 0 | 0 | 0 | 0 | 0 | 0 | 0 | 0 | 0 | 0 | 0 | 0 | 0 | 0 | 0 | 0 | 0 | 0 | 0 | 0 | 0 | 0
F2_Commercial_Restaurant_Existing_Food Preparation_Natural Gas_Conveyor Oven_E4 | F2 | Commercial | Restaurant | Existing | Food Preparation | Natural Gas | Conveyor Oven | E4 | Participant - Cost of Operation | 0 | 0 | 0 | 0 | 0 | 0 | 0 | 0 | 0 | 0 | 0 | 0 | 0 | 0 | 0 | 0 | 0 | 0 | 0 | 0 | 0 | 0 | 0 | 0 | 0 | 0 | 0 | 0 | 0 | 0 | 0
F2_Commercial_Restaurant_Existing_Food Preparation_Natural Gas_Conveyor Oven_E5 | F2 | Commercial | Restaurant | Existing | Food Preparation | Natural Gas | Conveyor Oven | E5 | Participant - Cost of Operation | 0 | 0 | 0 | 0 | 0 | 0 | 0 | 0 | 0 | 0 | 0 | 0 | 0 | 0 | 0 | 0 | 0 | 0 | 0 | 0 | 0 | 0 | 0 | 0 | 0 | 0 | 0 | 0 | 0 | 0 | 0
F2_Commercial_Restaurant_Existing_Food Preparation_Natural Gas_Conveyor Oven_E6 | F2 | Commercial | Restaurant | Existing | Food Preparation | Natural Gas | Conveyor Oven | E6 | Participant - Cost of Operation | 0 | 0 | 0 | 0 | 0 | 0 | 0 | 0 | 0 | 0 | 0 | 0 | 0 | 0 | 0 | 0 | 0 | 0 | 0 | 0 | 0 | 0 | 0 | 0 | 0 | 0 | 0 | 0 | 0 | 0 | 0
F2_Commercial_Restaurant_Existing_Food Preparation_Natural Gas_Conveyor Oven_E7 | F2 | Commercial | Restaurant | Existing | Food Preparation | Natural Gas | Conveyor Oven | E7 | Participant - Cost of Operation | 0 | 0 | 0 | 0 | 0 | 0 | 0 | 0 | 0 | 0 | 0 | 0 | 0 | 0 | 0 | 0 | 0 | 0 | 0 | 0 | 0 | 0 | 0 | 0 | 0 | 0 | 0 | 0 | 0 | 0 | 0
F2_Commercial_Restaurant_Existing_Food Preparation_Natural Gas_Conveyor Oven_E8 | F2 | Commercial | Restaurant | Existing | Food Preparation | Natural Gas | Conveyor Oven | E8 | Participant - Cost of Operation | 0 | 0 | 0 | 0 | 0 | 0 | 0 | 0 | 0 | 0 | 0 | 0 | 0 | 0 | 0 | 0 | 0 | 0 | 0 | 0 | 0 | 0 | 0 | 0 | 0 | 0 | 0 | 0 | 0 | 0 | 0
F2_Commercial_Restaurant_Existing_Food Preparation_Natural Gas_Conveyor Oven_E9 | F2 | Commercial | Restaurant | Existing | Food Preparation | Natural Gas | Conveyor Oven | E9 | Participant - Cost of Operation | 0 | 0 | 0 | 0 | 0 | 0 | 0 | 0 | 0 | 0 | 0 | 0 | 0 | 0 | 0 | 0 | 0 | 0 | 0 | 0 | 0 | 0 | 0 | 0 | 0 | 0 | 0 | 0 | 0 | 0 | 0
F2_Commercial_Restaurant_Existing_Food Preparation_Natural Gas_Conveyor Oven_E10 | F2 | Commercial | Restaurant | Existing | Food Preparation | Natural Gas | Conveyor Oven | E10 | Participant - Cost of Operation | 0 | 0 | 0 | 0 | 0 | 0 | 0 | 0 | 0 | 0 | 0 | 0 | 0 | 0 | 0 | 0 | 0 | 0 | 0 | 0 | 0 | 0 | 0 | 0 | 0 | 0 | 0 | 0 | 0 | 0 | 0
F3_Commercial_Restaurant_Existing_Food Preparation_Natural Gas_Conveyor Oven_E1 | F3 | Commercial | Restaurant | Existing | Food Preparation | Natural Gas | Conveyor Oven | E1 | System - kBTUs of Conusmption | 105.0452 | 105.1932 | 105.0989 | 105.0343 | 105.0343 | 105.0343 | 105.0343 | 105.0343 | 105.0343 | 105.0343 | 105.0343 | 105.0343 | 105.0343 | 105.0343 | 105.0343 | 105.0343 | 105.0343 | 105.0343 | 105.0343 | 105.0343 | 105.0343 | 105.0343 | 105.0343 | 105.0343 | 105.0343 | 105.0343 | 105.0343 | 105.0343 | 105.0343 | 105.0343 | 105.0343
F3_Commercial_Restaurant_Existing_Food Preparation_Natural Gas_Conveyor Oven_E2 | F3 | Commercial | Restaurant | Existing | Food Preparation | Natural Gas | Conveyor Oven | E2 | System - kBTUs of Conusmption | 79.8507 | 79.9632 | 79.8915 | 79.8424 | 79.8424 | 79.8424 | 79.8424 | 79.8424 | 79.8424 | 79.8424 | 79.8424 | 79.8424 | 79.8424 | 79.8424 | 79.8424 | 79.8424 | 79.8424 | 79.8424 | 79.8424 | 79.8424 | 79.8424 | 79.8424 | 79.8424 | 79.8424 | 79.8424 | 79.8424 | 79.8424 | 79.8424 | 79.8424 | 79.8424 | 79.8424
F3_Commercial_Restaurant_Existing_Food Preparation_Natural Gas_Conveyor Oven_E3 | F3 | Commercial | Restaurant | Existing | Food Preparation | Natural Gas | Conveyor Oven | E3 | System - kBTUs of Conusmption | 0 | 0 | 0 | 0 | 0 | 0 | 0 | 0 | 0 | 0 | 0 | 0 | 0 | 0 | 0 | 0 | 0 | 0 | 0 | 0 | 0 | 0 | 0 | 0 | 0 | 0 | 0 | 0 | 0 | 0 | 0
F3_Commercial_Restaurant_Existing_Food Preparation_Natural Gas_Conveyor Oven_E4 | F3 | Commercial | Restaurant | Existing | Food Preparation | Natural Gas | Conveyor Oven | E4 | System - kBTUs of Conusmption | 0 | 0 | 0 | 0 | 0 | 0 | 0 | 0 | 0 | 0 | 0 | 0 | 0 | 0 | 0 | 0 | 0 | 0 | 0 | 0 | 0 | 0 | 0 | 0 | 0 | 0 | 0 | 0 | 0 | 0 | 0
F3_Commercial_Restaurant_Existing_Food Preparation_Natural Gas_Conveyor Oven_E5 | F3 | Commercial | Restaurant | Existing | Food Preparation | Natural Gas | Conveyor Oven | E5 | System - kBTUs of Conusmption | 0 | 0 | 0 | 0 | 0 | 0 | 0 | 0 | 0 | 0 | 0 | 0 | 0 | 0 | 0 | 0 | 0 | 0 | 0 | 0 | 0 | 0 | 0 | 0 | 0 | 0 | 0 | 0 | 0 | 0 | 0
F3_Commercial_Restaurant_Existing_Food Preparation_Natural Gas_Conveyor Oven_E6 | F3 | Commercial | Restaurant | Existing | Food Preparation | Natural Gas | Conveyor Oven | E6 | System - kBTUs of Conusmption | 0 | 0 | 0 | 0 | 0 | 0 | 0 | 0 | 0 | 0 | 0 | 0 | 0 | 0 | 0 | 0 | 0 | 0 | 0 | 0 | 0 | 0 | 0 | 0 | 0 | 0 | 0 | 0 | 0 | 0 | 0
F3_Commercial_Restaurant_Existing_Food Preparation_Natural Gas_Conveyor Oven_E7 | F3 | Commercial | Restaurant | Existing | Food Preparation | Natural Gas | Conveyor Oven | E7 | System - kBTUs of Conusmption | 0 | 0 | 0 | 0 | 0 | 0 | 0 | 0 | 0 | 0 | 0 | 0 | 0 | 0 | 0 | 0 | 0 | 0 | 0 | 0 | 0 | 0 | 0 | 0 | 0 | 0 | 0 | 0 | 0 | 0 | 0
F3_Commercial_Restaurant_Existing_Food Preparation_Natural Gas_Conveyor Oven_E8 | F3 | Commercial | Restaurant | Existing | Food Preparation | Natural Gas | Conveyor Oven | E8 | System - kBTUs of Conusmption | 0 | 0 | 0 | 0 | 0 | 0 | 0 | 0 | 0 | 0 | 0 | 0 | 0 | 0 | 0 | 0 | 0 | 0 | 0 | 0 | 0 | 0 | 0 | 0 | 0 | 0 | 0 | 0 | 0 | 0 | 0
F3_Commercial_Restaurant_Existing_Food Preparation_Natural Gas_Conveyor Oven_E9 | F3 | Commercial | Restaurant | Existing | Food Preparation | Natural Gas | Conveyor Oven | E9 | System - kBTUs of Conusmption | 0 | 0 | 0 | 0 | 0 | 0 | 0 | 0 | 0 | 0 | 0 | 0 | 0 | 0 | 0 | 0 | 0 | 0 | 0 | 0 | 0 | 0 | 0 | 0 | 0 | 0 | 0 | 0 | 0 | 0 | 0
F3_Commercial_Restaurant_Existing_Food Preparation_Natural Gas_Conveyor Oven_E10 | F3 | Commercial | Restaurant | Existing | Food Preparation | Natural Gas | Conveyor Oven | E10 | System - kBTUs of Conusmption | 0 | 0 | 0 | 0 | 0 | 0 | 0 | 0 | 0 | 0 | 0 | 0 | 0 | 0 | 0 | 0 | 0 | 0 | 0 | 0 | 0 | 0 | 0 | 0 | 0 | 0 | 0 | 0 | 0 | 0 | 0
F4_Commercial_Restaurant_Existing_Food Preparation_Natural Gas_Conveyor Oven_E1 | F4 | Commercial | Restaurant | Existing | Food Preparation | Natural Gas | Conveyor Oven | E1 | Utility - Cost of Equipment | 0.35029 | 0.35029 | 0.35029 | 0.35029 | 0.35029 | 0.35029 | 0.35029 | 0.35029 | 0.35029 | 0.35029 | 0.35029 | 0.35029 | 0.35029 | 0.35029 | 0.35029 | 0.35029 | 0.35029 | 0.35029 | 0.35029 | 0.35029 | 0.35029 | 0.35029 | 0.35029 | 0.35029 | 0.35029 | 0.35029 | 0.35029 | 0.35029 | 0.35029 | 0.35029 | 0.35029
F4_Commercial_Restaurant_Existing_Food Preparation_Natural Gas_Conveyor Oven_E2 | F4 | Commercial | Restaurant | Existing | Food Preparation | Natural Gas | Conveyor Oven | E2 | Utility - Cost of Equipment | 0.42705 | 0.42705 | 0.42705 | 0.42705 | 0.42705 | 0.42705 | 0.42705 | 0.42705 | 0.42705 | 0.42705 | 0.42705 | 0.42705 | 0.42705 | 0.42705 | 0.42705 | 0.42705 | 0.42705 | 0.42705 | 0.42705 | 0.42705 | 0.42705 | 0.42705 | 0.42705 | 0.42705 | 0.42705 | 0.42705 | 0.42705 | 0.42705 | 0.42705 | 0.42705 | 0.42705
F4_Commercial_Restaurant_Existing_Food Preparation_Natural Gas_Conveyor Oven_E3 | F4 | Commercial | Restaurant | Existing | Food Preparation | Natural Gas | Conveyor Oven | E3 | Utility - Cost of Equipment | 0 | 0 | 0 | 0 | 0 | 0 | 0 | 0 | 0 | 0 | 0 | 0 | 0 | 0 | 0 | 0 | 0 | 0 | 0 | 0 | 0 | 0 | 0 | 0 | 0 | 0 | 0 | 0 | 0 | 0 | 0
F4_Commercial_Restaurant_Existing_Food Preparation_Natural Gas_Conveyor Oven_E4 | F4 | Commercial | Restaurant | Existing | Food Preparation | Natural Gas | Conveyor Oven | E4 | Utility - Cost of Equipment | 0 | 0 | 0 | 0 | 0 | 0 | 0 | 0 | 0 | 0 | 0 | 0 | 0 | 0 | 0 | 0 | 0 | 0 | 0 | 0 | 0 | 0 | 0 | 0 | 0 | 0 | 0 | 0 | 0 | 0 | 0
F4_Commercial_Restaurant_Existing_Food Preparation_Natural Gas_Conveyor Oven_E5 | F4 | Commercial | Restaurant | Existing | Food Preparation | Natural Gas | Conveyor Oven | E5 | Utility - Cost of Equipment | 0 | 0 | 0 | 0 | 0 | 0 | 0 | 0 | 0 | 0 | 0 | 0 | 0 | 0 | 0 | 0 | 0 | 0 | 0 | 0 | 0 | 0 | 0 | 0 | 0 | 0 | 0 | 0 | 0 | 0 | 0
F4_Commercial_Restaurant_Existing_Food Preparation_Natural Gas_Conveyor Oven_E6 | F4 | Commercial | Restaurant | Existing | Food Preparation | Natural Gas | Conveyor Oven | E6 | Utility - Cost of Equipment | 0 | 0 | 0 | 0 | 0 | 0 | 0 | 0 | 0 | 0 | 0 | 0 | 0 | 0 | 0 | 0 | 0 | 0 | 0 | 0 | 0 | 0 | 0 | 0 | 0 | 0 | 0 | 0 | 0 | 0 | 0
F4_Commercial_Restaurant_Existing_Food Preparation_Natural Gas_Conveyor Oven_E7 | F4 | Commercial | Restaurant | Existing | Food Preparation | Natural Gas | Conveyor Oven | E7 | Utility - Cost of Equipment | 0 | 0 | 0 | 0 | 0 | 0 | 0 | 0 | 0 | 0 | 0 | 0 | 0 | 0 | 0 | 0 | 0 | 0 | 0 | 0 | 0 | 0 | 0 | 0 | 0 | 0 | 0 | 0 | 0 | 0 | 0
F4_Commercial_Restaurant_Existing_Food Preparation_Natural Gas_Conveyor Oven_E8 | F4 | Commercial | Restaurant | Existing | Food Preparation | Natural Gas | Conveyor Oven | E8 | Utility - Cost of Equipment | 0 | 0 | 0 | 0 | 0 | 0 | 0 | 0 | 0 | 0 | 0 | 0 | 0 | 0 | 0 | 0 | 0 | 0 | 0 | 0 | 0 | 0 | 0 | 0 | 0 | 0 | 0 | 0 | 0 | 0 | 0
F4_Commercial_Restaurant_Existing_Food Preparation_Natural Gas_Conveyor Oven_E9 | F4 | Commercial | Restaurant | Existing | Food Preparation | Natural Gas | Conveyor Oven | E9 | Utility - Cost of Equipment | 0 | 0 | 0 | 0 | 0 | 0 | 0 | 0 | 0 | 0 | 0 | 0 | 0 | 0 | 0 | 0 | 0 | 0 | 0 | 0 | 0 | 0 | 0 | 0 | 0 | 0 | 0 | 0 | 0 | 0 | 0
F4_Commercial_Restaurant_Existing_Food Preparation_Natural Gas_Conveyor Oven_E10 | F4 | Commercial | Restaurant | Existing | Food Preparation | Natural Gas | Conveyor Oven | E10 | Utility - Cost of Equipment | 0 | 0 | 0 | 0 | 0 | 0 | 0 | 0 | 0 | 0 | 0 | 0 | 0 | 0 | 0 | 0 | 0 | 0 | 0 | 0 | 0 | 0 | 0 | 0 | 0 | 0 | 0 | 0 | 0 | 0 | 0
F5_Commercial_Restaurant_Existing_Food Preparation_Natural Gas_Conveyor Oven_E1 | F5 | Commercial | Restaurant | Existing | Food Preparation | Natural Gas | Conveyor Oven | E1 | Utility - Cost of Operation | 1.0236 | 1.0209 | 1.0139 | 1.0061 | 1.0336 | 1.0151 | 1.0091 | 1.0249 | 1.0584 | 1.0504 | 1.0467 | 1.0409 | 0.92639 | 0.91972 | 0.92019 | 0.91404 | 0.91277 | 0.91335 | 0.89612 | 0.90367 | 0.90825 | 0.91542 | 0.92516 | 0.51132 | 0.50169 | 0.49257 | 0.4839 | 0.47561 | 0.46763 | 0.45992 | 0.4498
F5_Commercial_Restaurant_Existing_Food Preparation_Natural Gas_Conveyor Oven_E2 | F5 | Commercial | Restaurant | Existing | Food Preparation | Natural Gas | Conveyor Oven | E2 | Utility - Cost of Operation | 0.7781 | 0.77603 | 0.77069 | 0.76476 | 0.78568 | 0.77164 | 0.76705 | 0.77909 | 0.80456 | 0.79844 | 0.79568 | 0.79127 | 0.7042 | 0.69913 | 0.69949 | 0.69481 | 0.69385 | 0.69429 | 0.68119 | 0.68693 | 0.69041 | 0.69586 | 0.70327 | 0.38868 | 0.38136 | 0.37443 | 0.36784 | 0.36154 | 0.35547 | 0.34961 | 0.34192
F5_Commercial_Restaurant_Existing_Food Preparation_Natural Gas_Conveyor Oven_E3 | F5 | Commercial | Restaurant | Existing | Food Preparation | Natural Gas | Conveyor Oven | E3 | Utility - Cost of Operation | 0 | 0 | 0 | 0 | 0 | 0 | 0 | 0 | 0 | 0 | 0 | 0 | 0 | 0 | 0 | 0 | 0 | 0 | 0 | 0 | 0 | 0 | 0 | 0 | 0 | 0 | 0 | 0 | 0 | 0 | 0
F5_Commercial_Restaurant_Existing_Food Preparation_Natural Gas_Conveyor Oven_E4 | F5 | Commercial | Restaurant | Existing | Food Preparation | Natural Gas | Conveyor Oven | E4 | Utility - Cost of Operation | 0 | 0 | 0 | 0 | 0 | 0 | 0 | 0 | 0 | 0 | 0 | 0 | 0 | 0 | 0 | 0 | 0 | 0 | 0 | 0 | 0 | 0 | 0 | 0 | 0 | 0 | 0 | 0 | 0 | 0 | 0
F5_Commercial_Restaurant_Existing_Food Preparation_Natural Gas_Conveyor Oven_E5 | F5 | Commercial | Restaurant | Existing | Food Preparation | Natural Gas | Conveyor Oven | E5 | Utility - Cost of Operation | 0 | 0 | 0 | 0 | 0 | 0 | 0 | 0 | 0 | 0 | 0 | 0 | 0 | 0 | 0 | 0 | 0 | 0 | 0 | 0 | 0 | 0 | 0 | 0 | 0 | 0 | 0 | 0 | 0 | 0 | 0
F5_Commercial_Restaurant_Existing_Food Preparation_Natural Gas_Conveyor Oven_E6 | F5 | Commercial | Restaurant | Existing | Food Preparation | Natural Gas | Conveyor Oven | E6 | Utility - Cost of Operation | 0 | 0 | 0 | 0 | 0 | 0 | 0 | 0 | 0 | 0 | 0 | 0 | 0 | 0 | 0 | 0 | 0 | 0 | 0 | 0 | 0 | 0 | 0 | 0 | 0 | 0 | 0 | 0 | 0 | 0 | 0
F5_Commercial_Restaurant_Existing_Food Preparation_Natural Gas_Conveyor Oven_E7 | F5 | Commercial | Restaurant | Existing | Food Preparation | Natural Gas | Conveyor Oven | E7 | Utility - Cost of Operation | 0 | 0 | 0 | 0 | 0 | 0 | 0 | 0 | 0 | 0 | 0 | 0 | 0 | 0 | 0 | 0 | 0 | 0 | 0 | 0 | 0 | 0 | 0 | 0 | 0 | 0 | 0 | 0 | 0 | 0 | 0
F5_Commercial_Restaurant_Existing_Food Preparation_Natural Gas_Conveyor Oven_E8 | F5 | Commercial | Restaurant | Existing | Food Preparation | Natural Gas | Conveyor Oven | E8 | Utility - Cost of Operation | 0 | 0 | 0 | 0 | 0 | 0 | 0 | 0 | 0 | 0 | 0 | 0 | 0 | 0 | 0 | 0 | 0 | 0 | 0 | 0 | 0 | 0 | 0 | 0 | 0 | 0 | 0 | 0 | 0 | 0 | 0
F5_Commercial_Restaurant_Existing_Food Preparation_Natural Gas_Conveyor Oven_E9 | F5 | Commercial | Restaurant | Existing | Food Preparation | Natural Gas | Conveyor Oven | E9 | Utility - Cost of Operation | 0 | 0 | 0 | 0 | 0 | 0 | 0 | 0 | 0 | 0 | 0 | 0 | 0 | 0 | 0 | 0 | 0 | 0 | 0 | 0 | 0 | 0 | 0 | 0 | 0 | 0 | 0 | 0 | 0 | 0 | 0
F5_Commercial_Restaurant_Existing_Food Preparation_Natural Gas_Conveyor Oven_E10 | F5 | Commercial | Restaurant | Existing | Food Preparation | Natural Gas | Conveyor Oven | E10 | Utility - Cost of Operation | 0 | 0 | 0 | 0 | 0 | 0 | 0 | 0 | 0 | 0 | 0 | 0 | 0 | 0 | 0 | 0 | 0 | 0 | 0 | 0 | 0 | 0 | 0 | 0 | 0 | 0 | 0 | 0 | 0 | 0 | 0
F6_Commercial_Restaurant_Existing_Food Preparation_Natural Gas_Conveyor Oven_E1 | F6 | Commercial | Restaurant | Existing | Food Preparation | Natural Gas | Conveyor Oven | E1 | Utility - Value of Sales | 1.2264 | 1.2231 | 1.2147 | 1.2053 | 1.2383 | 1.2162 | 1.2089 | 1.2279 | 1.2681 | 1.2584 | 1.2541 | 1.2471 | 1.1099 | 1.1019 | 1.1025 | 1.0951 | 1.0936 | 1.0943 | 1.0736 | 1.0827 | 1.0881 | 1.0967 | 1.1084 | 0.6126 | 0.60105 | 0.59013 | 0.57974 | 0.56981 | 0.56025 | 0.55102 | 0.53889
F6_Commercial_Restaurant_Existing_Food Preparation_Natural Gas_Conveyor Oven_E2 | F6 | Commercial | Restaurant | Existing | Food Preparation | Natural Gas | Conveyor Oven | E2 | Utility - Value of Sales | 0.93222 | 0.92973 | 0.92334 | 0.91623 | 0.9413 | 0.92448 | 0.91898 | 0.9334 | 0.96392 | 0.95658 | 0.95327 | 0.94799 | 0.84368 | 0.83761 | 0.83803 | 0.83243 | 0.83128 | 0.8318 | 0.81611 | 0.82299 | 0.82715 | 0.83369 | 0.84256 | 0.46567 | 0.45689 | 0.44859 | 0.44069 | 0.43314 | 0.42588 | 0.41886 | 0.40964
F6_Commercial_Restaurant_Existing_Food Preparation_Natural Gas_Conveyor Oven_E3 | F6 | Commercial | Restaurant | Existing | Food Preparation | Natural Gas | Conveyor Oven | E3 | Utility - Value of Sales | 0 | 0 | 0 | 0 | 0 | 0 | 0 | 0 | 0 | 0 | 0 | 0 | 0 | 0 | 0 | 0 | 0 | 0 | 0 | 0 | 0 | 0 | 0 | 0 | 0 | 0 | 0 | 0 | 0 | 0 | 0
F6_Commercial_Restaurant_Existing_Food Preparation_Natural Gas_Conveyor Oven_E4 | F6 | Commercial | Restaurant | Existing | Food Preparation | Natural Gas | Conveyor Oven | E4 | Utility - Value of Sales | 0 | 0 | 0 | 0 | 0 | 0 | 0 | 0 | 0 | 0 | 0 | 0 | 0 | 0 | 0 | 0 | 0 | 0 | 0 | 0 | 0 | 0 | 0 | 0 | 0 | 0 | 0 | 0 | 0 | 0 | 0
F6_Commercial_Restaurant_Existing_Food Preparation_Natural Gas_Conveyor Oven_E5 | F6 | Commercial | Restaurant | Existing | Food Preparation | Natural Gas | Conveyor Oven | E5 | Utility - Value of Sales | 0 | 0 | 0 | 0 | 0 | 0 | 0 | 0 | 0 | 0 | 0 | 0 | 0 | 0 | 0 | 0 | 0 | 0 | 0 | 0 | 0 | 0 | 0 | 0 | 0 | 0 | 0 | 0 | 0 | 0 | 0
F6_Commercial_Restaurant_Existing_Food Preparation_Natural Gas_Conveyor Oven_E6 | F6 | Commercial | Restaurant | Existing | Food Preparation | Natural Gas | Conveyor Oven | E6 | Utility - Value of Sales | 0 | 0 | 0 | 0 | 0 | 0 | 0 | 0 | 0 | 0 | 0 | 0 | 0 | 0 | 0 | 0 | 0 | 0 | 0 | 0 | 0 | 0 | 0 | 0 | 0 | 0 | 0 | 0 | 0 | 0 | 0
F6_Commercial_Restaurant_Existing_Food Preparation_Natural Gas_Conveyor Oven_E7 | F6 | Commercial | Restaurant | Existing | Food Preparation | Natural Gas | Conveyor Oven | E7 | Utility - Value of Sales | 0 | 0 | 0 | 0 | 0 | 0 | 0 | 0 | 0 | 0 | 0 | 0 | 0 | 0 | 0 | 0 | 0 | 0 | 0 | 0 | 0 | 0 | 0 | 0 | 0 | 0 | 0 | 0 | 0 | 0 | 0
F6_Commercial_Restaurant_Existing_Food Preparation_Natural Gas_Conveyor Oven_E8 | F6 | Commercial | Restaurant | Existing | Food Preparation | Natural Gas | Conveyor Oven | E8 | Utility - Value of Sales | 0 | 0 | 0 | 0 | 0 | 0 | 0 | 0 | 0 | 0 | 0 | 0 | 0 | 0 | 0 | 0 | 0 | 0 | 0 | 0 | 0 | 0 | 0 | 0 | 0 | 0 | 0 | 0 | 0 | 0 | 0
F6_Commercial_Restaurant_Existing_Food Preparation_Natural Gas_Conveyor Oven_E9 | F6 | Commercial | Restaurant | Existing | Food Preparation | Natural Gas | Conveyor Oven | E9 | Utility - Value of Sales | 0 | 0 | 0 | 0 | 0 | 0 | 0 | 0 | 0 | 0 | 0 | 0 | 0 | 0 | 0 | 0 | 0 | 0 | 0 | 0 | 0 | 0 | 0 | 0 | 0 | 0 | 0 | 0 | 0 | 0 | 0
F6_Commercial_Restaurant_Existing_Food Preparation_Natural Gas_Conveyor Oven_E10 | F6 | Commercial | Restaurant | Existing | Food Preparation | Natural Gas | Conveyor Oven | E10 | Utility - Value of Sales | 0 | 0 | 0 | 0 | 0 | 0 | 0 | 0 | 0 | 0 | 0 | 0 | 0 | 0 | 0 | 0 | 0 | 0 | 0 | 0 | 0 | 0 | 0 | 0 | 0 | 0 | 0 | 0 | 0 | 0 | 0
F1_Commercial_Restaurant_Existing_Food Preparation_Natural Gas_Double Rack Oven_E1 | F1 | Commercial | Restaurant | Existing | Food Preparation | Natural Gas | Double Rack Oven | E1 | Participant - Cost of Equipment | 0.65464 | 0.65464 | 0.65464 | 0.65464 | 0.65464 | 0.65464 | 0.65464 | 0.65464 | 0.65464 | 0.65464 | 0.65464 | 0.65464 | 0.65464 | 0.65464 | 0.65464 | 0.65464 | 0.65464 | 0.65464 | 0.65464 | 0.65464 | 0.65464 | 0.65464 | 0.65464 | 0.65464 | 0.65464 | 0.65464 | 0.65464 | 0.65464 | 0.65464 | 0.65464 | 0.65464
F1_Commercial_Restaurant_Existing_Food Preparation_Natural Gas_Double Rack Oven_E2 | F1 | Commercial | Restaurant | Existing | Food Preparation | Natural Gas | Double Rack Oven | E2 | Participant - Cost of Equipment | 0.8706 | 0.8706 | 0.8706 | 0.8706 | 0.8706 | 0.8706 | 0.8706 | 0.8706 | 0.8706 | 0.8706 | 0.8706 | 0.8706 | 0.8706 | 0.8706 | 0.8706 | 0.8706 | 0.8706 | 0.8706 | 0.8706 | 0.8706 | 0.8706 | 0.8706 | 0.8706 | 0.8706 | 0.8706 | 0.8706 | 0.8706 | 0.8706 | 0.8706 | 0.8706 | 0.8706
F1_Commercial_Restaurant_Existing_Food Preparation_Natural Gas_Double Rack Oven_E3 | F1 | Commercial | Restaurant | Existing | Food Preparation | Natural Gas | Double Rack Oven | E3 | Participant - Cost of Equipment | 0 | 0 | 0 | 0 | 0 | 0 | 0 | 0 | 0 | 0 | 0 | 0 | 0 | 0 | 0 | 0 | 0 | 0 | 0 | 0 | 0 | 0 | 0 | 0 | 0 | 0 | 0 | 0 | 0 | 0 | 0
F1_Commercial_Restaurant_Existing_Food Preparation_Natural Gas_Double Rack Oven_E4 | F1 | Commercial | Restaurant | Existing | Food Preparation | Natural Gas | Double Rack Oven | E4 | Participant - Cost of Equipment | 0 | 0 | 0 | 0 | 0 | 0 | 0 | 0 | 0 | 0 | 0 | 0 | 0 | 0 | 0 | 0 | 0 | 0 | 0 | 0 | 0 | 0 | 0 | 0 | 0 | 0 | 0 | 0 | 0 | 0 | 0
F1_Commercial_Restaurant_Existing_Food Preparation_Natural Gas_Double Rack Oven_E5 | F1 | Commercial | Restaurant | Existing | Food Preparation | Natural Gas | Double Rack Oven | E5 | Participant - Cost of Equipment | 0 | 0 | 0 | 0 | 0 | 0 | 0 | 0 | 0 | 0 | 0 | 0 | 0 | 0 | 0 | 0 | 0 | 0 | 0 | 0 | 0 | 0 | 0 | 0 | 0 | 0 | 0 | 0 | 0 | 0 | 0
F1_Commercial_Restaurant_Existing_Food Preparation_Natural Gas_Double Rack Oven_E6 | F1 | Commercial | Restaurant | Existing | Food Preparation | Natural Gas | Double Rack Oven | E6 | Participant - Cost of Equipment | 0 | 0 | 0 | 0 | 0 | 0 | 0 | 0 | 0 | 0 | 0 | 0 | 0 | 0 | 0 | 0 | 0 | 0 | 0 | 0 | 0 | 0 | 0 | 0 | 0 | 0 | 0 | 0 | 0 | 0 | 0
F1_Commercial_Restaurant_Existing_Food Preparation_Natural Gas_Double Rack Oven_E7 | F1 | Commercial | Restaurant | Existing | Food Preparation | Natural Gas | Double Rack Oven | E7 | Participant - Cost of Equipment | 0 | 0 | 0 | 0 | 0 | 0 | 0 | 0 | 0 | 0 | 0 | 0 | 0 | 0 | 0 | 0 | 0 | 0 | 0 | 0 | 0 | 0 | 0 | 0 | 0 | 0 | 0 | 0 | 0 | 0 | 0
F1_Commercial_Restaurant_Existing_Food Preparation_Natural Gas_Double Rack Oven_E8 | F1 | Commercial | Restaurant | Existing | Food Preparation | Natural Gas | Double Rack Oven | E8 | Participant - Cost of Equipment | 0 | 0 | 0 | 0 | 0 | 0 | 0 | 0 | 0 | 0 | 0 | 0 | 0 | 0 | 0 | 0 | 0 | 0 | 0 | 0 | 0 | 0 | 0 | 0 | 0 | 0 | 0 | 0 | 0 | 0 | 0
F1_Commercial_Restaurant_Existing_Food Preparation_Natural Gas_Double Rack Oven_E9 | F1 | Commercial | Restaurant | Existing | Food Preparation | Natural Gas | Double Rack Oven | E9 | Participant - Cost of Equipment | 0 | 0 | 0 | 0 | 0 | 0 | 0 | 0 | 0 | 0 | 0 | 0 | 0 | 0 | 0 | 0 | 0 | 0 | 0 | 0 | 0 | 0 | 0 | 0 | 0 | 0 | 0 | 0 | 0 | 0 | 0
F1_Commercial_Restaurant_Existing_Food Preparation_Natural Gas_Double Rack Oven_E10 | F1 | Commercial | Restaurant | Existing | Food Preparation | Natural Gas | Double Rack Oven | E10 | Participant - Cost of Equipment | 0 | 0 | 0 | 0 | 0 | 0 | 0 | 0 | 0 | 0 | 0 | 0 | 0 | 0 | 0 | 0 | 0 | 0 | 0 | 0 | 0 | 0 | 0 | 0 | 0 | 0 | 0 | 0 | 0 | 0 | 0
F2_Commercial_Restaurant_Existing_Food Preparation_Natural Gas_Double Rack Oven_E1 | F2 | Commercial | Restaurant | Existing | Food Preparation | Natural Gas | Double Rack Oven | E1 | Participant - Cost of Operation | 2.2531 | 2.2878 | 2.3131 | 2.3002 | 2.3025 | 2.1703 | 2.0609 | 1.9999 | 1.9745 | 2.0477 | 2.1438 | 2.2443 | 2.0611 | 2.1834 | 2.1908 | 2.1799 | 2.1819 | 2.1886 | 2.1468 | 2.172 | 2.189 | 2.213 | 2.2438 | 1.1253 | 1.1034 | 1.0827 | 1.0632 | 1.0446 | 1.0269 | 1.0097 | 0.99315
F2_Commercial_Restaurant_Existing_Food Preparation_Natural Gas_Double Rack Oven_E2 | F2 | Commercial | Restaurant | Existing | Food Preparation | Natural Gas | Double Rack Oven | E2 | Participant - Cost of Operation | 1.229 | 1.2479 | 1.2617 | 1.2547 | 1.2559 | 1.1838 | 1.1241 | 1.0908 | 1.077 | 1.1169 | 1.1694 | 1.2242 | 1.1243 | 1.1909 | 1.195 | 1.189 | 1.1901 | 1.1938 | 1.171 | 1.1847 | 1.194 | 1.2071 | 1.2239 | 0.61382 | 0.60183 | 0.59057 | 0.57993 | 0.5698 | 0.56011 | 0.55076 | 0.54172
F2_Commercial_Restaurant_Existing_Food Preparation_Natural Gas_Double Rack Oven_E3 | F2 | Commercial | Restaurant | Existing | Food Preparation | Natural Gas | Double Rack Oven | E3 | Participant - Cost of Operation | 0 | 0 | 0 | 0 | 0 | 0 | 0 | 0 | 0 | 0 | 0 | 0 | 0 | 0 | 0 | 0 | 0 | 0 | 0 | 0 | 0 | 0 | 0 | 0 | 0 | 0 | 0 | 0 | 0 | 0 | 0
F2_Commercial_Restaurant_Existing_Food Preparation_Natural Gas_Double Rack Oven_E4 | F2 | Commercial | Restaurant | Existing | Food Preparation | Natural Gas | Double Rack Oven | E4 | Participant - Cost of Operation | 0 | 0 | 0 | 0 | 0 | 0 | 0 | 0 | 0 | 0 | 0 | 0 | 0 | 0 | 0 | 0 | 0 | 0 | 0 | 0 | 0 | 0 | 0 | 0 | 0 | 0 | 0 | 0 | 0 | 0 | 0
F2_Commercial_Restaurant_Existing_Food Preparation_Natural Gas_Double Rack Oven_E5 | F2 | Commercial | Restaurant | Existing | Food Preparation | Natural Gas | Double Rack Oven | E5 | Participant - Cost of Operation | 0 | 0 | 0 | 0 | 0 | 0 | 0 | 0 | 0 | 0 | 0 | 0 | 0 | 0 | 0 | 0 | 0 | 0 | 0 | 0 | 0 | 0 | 0 | 0 | 0 | 0 | 0 | 0 | 0 | 0 | 0
F2_Commercial_Restaurant_Existing_Food Preparation_Natural Gas_Double Rack Oven_E6 | F2 | Commercial | Restaurant | Existing | Food Preparation | Natural Gas | Double Rack Oven | E6 | Participant - Cost of Operation | 0 | 0 | 0 | 0 | 0 | 0 | 0 | 0 | 0 | 0 | 0 | 0 | 0 | 0 | 0 | 0 | 0 | 0 | 0 | 0 | 0 | 0 | 0 | 0 | 0 | 0 | 0 | 0 | 0 | 0 | 0
F2_Commercial_Restaurant_Existing_Food Preparation_Natural Gas_Double Rack Oven_E7 | F2 | Commercial | Restaurant | Existing | Food Preparation | Natural Gas | Double Rack Oven | E7 | Participant - Cost of Operation | 0 | 0 | 0 | 0 | 0 | 0 | 0 | 0 | 0 | 0 | 0 | 0 | 0 | 0 | 0 | 0 | 0 | 0 | 0 | 0 | 0 | 0 | 0 | 0 | 0 | 0 | 0 | 0 | 0 | 0 | 0
F2_Commercial_Restaurant_Existing_Food Preparation_Natural Gas_Double Rack Oven_E8 | F2 | Commercial | Restaurant | Existing | Food Preparation | Natural Gas | Double Rack Oven | E8 | Participant - Cost of Operation | 0 | 0 | 0 | 0 | 0 | 0 | 0 | 0 | 0 | 0 | 0 | 0 | 0 | 0 | 0 | 0 | 0 | 0 | 0 | 0 | 0 | 0 | 0 | 0 | 0 | 0 | 0 | 0 | 0 | 0 | 0
F2_Commercial_Restaurant_Existing_Food Preparation_Natural Gas_Double Rack Oven_E9 | F2 | Commercial | Restaurant | Existing | Food Preparation | Natural Gas | Double Rack Oven | E9 | Participant - Cost of Operation | 0 | 0 | 0 | 0 | 0 | 0 | 0 | 0 | 0 | 0 | 0 | 0 | 0 | 0 | 0 | 0 | 0 | 0 | 0 | 0 | 0 | 0 | 0 | 0 | 0 | 0 | 0 | 0 | 0 | 0 | 0
F2_Commercial_Restaurant_Existing_Food Preparation_Natural Gas_Double Rack Oven_E10 | F2 | Commercial | Restaurant | Existing | Food Preparation | Natural Gas | Double Rack Oven | E10 | Participant - Cost of Operation | 0 | 0 | 0 | 0 | 0 | 0 | 0 | 0 | 0 | 0 | 0 | 0 | 0 | 0 | 0 | 0 | 0 | 0 | 0 | 0 | 0 | 0 | 0 | 0 | 0 | 0 | 0 | 0 | 0 | 0 | 0
F3_Commercial_Restaurant_Existing_Food Preparation_Natural Gas_Double Rack Oven_E1 | F3 | Commercial | Restaurant | Existing | Food Preparation | Natural Gas | Double Rack Oven | E1 | System - kBTUs of Conusmption | 187.2137 | 187.5875 | 187.3493 | 187.1863 | 187.1863 | 187.1863 | 187.1863 | 187.1863 | 187.1863 | 187.1863 | 187.1863 | 187.1863 | 187.1863 | 187.1863 | 187.1863 | 187.1863 | 187.1863 | 187.1863 | 187.1863 | 187.1863 | 187.1863 | 187.1863 | 187.1863 | 187.1863 | 187.1863 | 187.1863 | 187.1863 | 187.1863 | 187.1863 | 187.1863 | 187.1863
F3_Commercial_Restaurant_Existing_Food Preparation_Natural Gas_Double Rack Oven_E2 | F3 | Commercial | Restaurant | Existing | Food Preparation | Natural Gas | Double Rack Oven | E2 | System - kBTUs of Conusmption | 102.1166 | 102.3205 | 102.1905 | 102.1016 | 102.1016 | 102.1016 | 102.1016 | 102.1016 | 102.1016 | 102.1016 | 102.1016 | 102.1016 | 102.1016 | 102.1016 | 102.1016 | 102.1016 | 102.1016 | 102.1016 | 102.1016 | 102.1016 | 102.1016 | 102.1016 | 102.1016 | 102.1016 | 102.1016 | 102.1016 | 102.1016 | 102.1016 | 102.1016 | 102.1016 | 102.1016
F3_Commercial_Restaurant_Existing_Food Preparation_Natural Gas_Double Rack Oven_E3 | F3 | Commercial | Restaurant | Existing | Food Preparation | Natural Gas | Double Rack Oven | E3 | System - kBTUs of Conusmption | 0 | 0 | 0 | 0 | 0 | 0 | 0 | 0 | 0 | 0 | 0 | 0 | 0 | 0 | 0 | 0 | 0 | 0 | 0 | 0 | 0 | 0 | 0 | 0 | 0 | 0 | 0 | 0 | 0 | 0 | 0
F3_Commercial_Restaurant_Existing_Food Preparation_Natural Gas_Double Rack Oven_E4 | F3 | Commercial | Restaurant | Existing | Food Preparation | Natural Gas | Double Rack Oven | E4 | System - kBTUs of Conusmption | 0 | 0 | 0 | 0 | 0 | 0 | 0 | 0 | 0 | 0 | 0 | 0 | 0 | 0 | 0 | 0 | 0 | 0 | 0 | 0 | 0 | 0 | 0 | 0 | 0 | 0 | 0 | 0 | 0 | 0 | 0
F3_Commercial_Restaurant_Existing_Food Preparation_Natural Gas_Double Rack Oven_E5 | F3 | Commercial | Restaurant | Existing | Food Preparation | Natural Gas | Double Rack Oven | E5 | System - kBTUs of Conusmption | 0 | 0 | 0 | 0 | 0 | 0 | 0 | 0 | 0 | 0 | 0 | 0 | 0 | 0 | 0 | 0 | 0 | 0 | 0 | 0 | 0 | 0 | 0 | 0 | 0 | 0 | 0 | 0 | 0 | 0 | 0
F3_Commercial_Restaurant_Existing_Food Preparation_Natural Gas_Double Rack Oven_E6 | F3 | Commercial | Restaurant | Existing | Food Preparation | Natural Gas | Double Rack Oven | E6 | System - kBTUs of Conusmption | 0 | 0 | 0 | 0 | 0 | 0 | 0 | 0 | 0 | 0 | 0 | 0 | 0 | 0 | 0 | 0 | 0 | 0 | 0 | 0 | 0 | 0 | 0 | 0 | 0 | 0 | 0 | 0 | 0 | 0 | 0
F3_Commercial_Restaurant_Existing_Food Preparation_Natural Gas_Double Rack Oven_E7 | F3 | Commercial | Restaurant | Existing | Food Preparation | Natural Gas | Double Rack Oven | E7 | System - kBTUs of Conusmption | 0 | 0 | 0 | 0 | 0 | 0 | 0 | 0 | 0 | 0 | 0 | 0 | 0 | 0 | 0 | 0 | 0 | 0 | 0 | 0 | 0 | 0 | 0 | 0 | 0 | 0 | 0 | 0 | 0 | 0 | 0
F3_Commercial_Restaurant_Existing_Food Preparation_Natural Gas_Double Rack Oven_E8 | F3 | Commercial | Restaurant | Existing | Food Preparation | Natural Gas | Double Rack Oven | E8 | System - kBTUs of Conusmption | 0 | 0 | 0 | 0 | 0 | 0 | 0 | 0 | 0 | 0 | 0 | 0 | 0 | 0 | 0 | 0 | 0 | 0 | 0 | 0 | 0 | 0 | 0 | 0 | 0 | 0 | 0 | 0 | 0 | 0 | 0
F3_Commercial_Restaurant_Existing_Food Preparation_Natural Gas_Double Rack Oven_E9 | F3 | Commercial | Restaurant | Existing | Food Preparation | Natural Gas | Double Rack Oven | E9 | System - kBTUs of Conusmption | 0 | 0 | 0 | 0 | 0 | 0 | 0 | 0 | 0 | 0 | 0 | 0 | 0 | 0 | 0 | 0 | 0 | 0 | 0 | 0 | 0 | 0 | 0 | 0 | 0 | 0 | 0 | 0 | 0 | 0 | 0
F3_Commercial_Restaurant_Existing_Food Preparation_Natural Gas_Double Rack Oven_E10 | F3 | Commercial | Restaurant | Existing | Food Preparation | Natural Gas | Double Rack Oven | E10 | System - kBTUs of Conusmption | 0 | 0 | 0 | 0 | 0 | 0 | 0 | 0 | 0 | 0 | 0 | 0 | 0 | 0 | 0 | 0 | 0 | 0 | 0 | 0 | 0 | 0 | 0 | 0 | 0 | 0 | 0 | 0 | 0 | 0 | 0
F4_Commercial_Restaurant_Existing_Food Preparation_Natural Gas_Double Rack Oven_E1 | F4 | Commercial | Restaurant | Existing | Food Preparation | Natural Gas | Double Rack Oven | E1 | Utility - Cost of Equipment | 0.65464 | 0.65464 | 0.65464 | 0.65464 | 0.65464 | 0.65464 | 0.65464 | 0.65464 | 0.65464 | 0.65464 | 0.65464 | 0.65464 | 0.65464 | 0.65464 | 0.65464 | 0.65464 | 0.65464 | 0.65464 | 0.65464 | 0.65464 | 0.65464 | 0.65464 | 0.65464 | 0.65464 | 0.65464 | 0.65464 | 0.65464 | 0.65464 | 0.65464 | 0.65464 | 0.65464
F4_Commercial_Restaurant_Existing_Food Preparation_Natural Gas_Double Rack Oven_E2 | F4 | Commercial | Restaurant | Existing | Food Preparation | Natural Gas | Double Rack Oven | E2 | Utility - Cost of Equipment | 0.8706 | 0.8706 | 0.8706 | 0.8706 | 0.8706 | 0.8706 | 0.8706 | 0.8706 | 0.8706 | 0.8706 | 0.8706 | 0.8706 | 0.8706 | 0.8706 | 0.8706 | 0.8706 | 0.8706 | 0.8706 | 0.8706 | 0.8706 | 0.8706 | 0.8706 | 0.8706 | 0.8706 | 0.8706 | 0.8706 | 0.8706 | 0.8706 | 0.8706 | 0.8706 | 0.8706
F4_Commercial_Restaurant_Existing_Food Preparation_Natural Gas_Double Rack Oven_E3 | F4 | Commercial | Restaurant | Existing | Food Preparation | Natural Gas | Double Rack Oven | E3 | Utility - Cost of Equipment | 0 | 0 | 0 | 0 | 0 | 0 | 0 | 0 | 0 | 0 | 0 | 0 | 0 | 0 | 0 | 0 | 0 | 0 | 0 | 0 | 0 | 0 | 0 | 0 | 0 | 0 | 0 | 0 | 0 | 0 | 0
F4_Commercial_Restaurant_Existing_Food Preparation_Natural Gas_Double Rack Oven_E4 | F4 | Commercial | Restaurant | Existing | Food Preparation | Natural Gas | Double Rack Oven | E4 | Utility - Cost of Equipment | 0 | 0 | 0 | 0 | 0 | 0 | 0 | 0 | 0 | 0 | 0 | 0 | 0 | 0 | 0 | 0 | 0 | 0 | 0 | 0 | 0 | 0 | 0 | 0 | 0 | 0 | 0 | 0 | 0 | 0 | 0
F4_Commercial_Restaurant_Existing_Food Preparation_Natural Gas_Double Rack Oven_E5 | F4 | Commercial | Restaurant | Existing | Food Preparation | Natural Gas | Double Rack Oven | E5 | Utility - Cost of Equipment | 0 | 0 | 0 | 0 | 0 | 0 | 0 | 0 | 0 | 0 | 0 | 0 | 0 | 0 | 0 | 0 | 0 | 0 | 0 | 0 | 0 | 0 | 0 | 0 | 0 | 0 | 0 | 0 | 0 | 0 | 0
F4_Commercial_Restaurant_Existing_Food Preparation_Natural Gas_Double Rack Oven_E6 | F4 | Commercial | Restaurant | Existing | Food Preparation | Natural Gas | Double Rack Oven | E6 | Utility - Cost of Equipment | 0 | 0 | 0 | 0 | 0 | 0 | 0 | 0 | 0 | 0 | 0 | 0 | 0 | 0 | 0 | 0 | 0 | 0 | 0 | 0 | 0 | 0 | 0 | 0 | 0 | 0 | 0 | 0 | 0 | 0 | 0
F4_Commercial_Restaurant_Existing_Food Preparation_Natural Gas_Double Rack Oven_E7 | F4 | Commercial | Restaurant | Existing | Food Preparation | Natural Gas | Double Rack Oven | E7 | Utility - Cost of Equipment | 0 | 0 | 0 | 0 | 0 | 0 | 0 | 0 | 0 | 0 | 0 | 0 | 0 | 0 | 0 | 0 | 0 | 0 | 0 | 0 | 0 | 0 | 0 | 0 | 0 | 0 | 0 | 0 | 0 | 0 | 0
F4_Commercial_Restaurant_Existing_Food Preparation_Natural Gas_Double Rack Oven_E8 | F4 | Commercial | Restaurant | Existing | Food Preparation | Natural Gas | Double Rack Oven | E8 | Utility - Cost of Equipment | 0 | 0 | 0 | 0 | 0 | 0 | 0 | 0 | 0 | 0 | 0 | 0 | 0 | 0 | 0 | 0 | 0 | 0 | 0 | 0 | 0 | 0 | 0 | 0 | 0 | 0 | 0 | 0 | 0 | 0 | 0
F4_Commercial_Restaurant_Existing_Food Preparation_Natural Gas_Double Rack Oven_E9 | F4 | Commercial | Restaurant | Existing | Food Preparation | Natural Gas | Double Rack Oven | E9 | Utility - Cost of Equipment | 0 | 0 | 0 | 0 | 0 | 0 | 0 | 0 | 0 | 0 | 0 | 0 | 0 | 0 | 0 | 0 | 0 | 0 | 0 | 0 | 0 | 0 | 0 | 0 | 0 | 0 | 0 | 0 | 0 | 0 | 0
F4_Commercial_Restaurant_Existing_Food Preparation_Natural Gas_Double Rack Oven_E10 | F4 | Commercial | Restaurant | Existing | Food Preparation | Natural Gas | Double Rack Oven | E10 | Utility - Cost of Equipment | 0 | 0 | 0 | 0 | 0 | 0 | 0 | 0 | 0 | 0 | 0 | 0 | 0 | 0 | 0 | 0 | 0 | 0 | 0 | 0 | 0 | 0 | 0 | 0 | 0 | 0 | 0 | 0 | 0 | 0 | 0
F5_Commercial_Restaurant_Existing_Food Preparation_Natural Gas_Double Rack Oven_E1 | F5 | Commercial | Restaurant | Existing | Food Preparation | Natural Gas | Double Rack Oven | E1 | Utility - Cost of Operation | 1.8806 | 1.9096 | 1.9307 | 1.9199 | 1.9219 | 1.8115 | 1.7202 | 1.6692 | 1.6481 | 1.7092 | 1.7894 | 1.8733 | 1.7204 | 1.8224 | 1.8286 | 1.8195 | 1.8212 | 1.8268 | 1.7919 | 1.813 | 1.8272 | 1.8471 | 1.8728 | 0.93929 | 0.92095 | 0.90372 | 0.88743 | 0.87194 | 0.8571 | 0.8428 | 0.82896
F5_Commercial_Restaurant_Existing_Food Preparation_Natural Gas_Double Rack Oven_E2 | F5 | Commercial | Restaurant | Existing | Food Preparation | Natural Gas | Double Rack Oven | E2 | Utility - Cost of Operation | 1.0258 | 1.0416 | 1.0531 | 1.0472 | 1.0483 | 0.98809 | 0.9383 | 0.9105 | 0.89896 | 0.93228 | 0.97605 | 1.0218 | 0.93839 | 0.99405 | 0.99744 | 0.99246 | 0.99337 | 0.99643 | 0.97739 | 0.98888 | 0.99663 | 1.0075 | 1.0215 | 0.51234 | 0.50234 | 0.49294 | 0.48406 | 0.4756 | 0.46751 | 0.45971 | 0.45216
F5_Commercial_Restaurant_Existing_Food Preparation_Natural Gas_Double Rack Oven_E3 | F5 | Commercial | Restaurant | Existing | Food Preparation | Natural Gas | Double Rack Oven | E3 | Utility - Cost of Operation | 0 | 0 | 0 | 0 | 0 | 0 | 0 | 0 | 0 | 0 | 0 | 0 | 0 | 0 | 0 | 0 | 0 | 0 | 0 | 0 | 0 | 0 | 0 | 0 | 0 | 0 | 0 | 0 | 0 | 0 | 0
F5_Commercial_Restaurant_Existing_Food Preparation_Natural Gas_Double Rack Oven_E4 | F5 | Commercial | Restaurant | Existing | Food Preparation | Natural Gas | Double Rack Oven | E4 | Utility - Cost of Operation | 0 | 0 | 0 | 0 | 0 | 0 | 0 | 0 | 0 | 0 | 0 | 0 | 0 | 0 | 0 | 0 | 0 | 0 | 0 | 0 | 0 | 0 | 0 | 0 | 0 | 0 | 0 | 0 | 0 | 0 | 0
F5_Commercial_Restaurant_Existing_Food Preparation_Natural Gas_Double Rack Oven_E5 | F5 | Commercial | Restaurant | Existing | Food Preparation | Natural Gas | Double Rack Oven | E5 | Utility - Cost of Operation | 0 | 0 | 0 | 0 | 0 | 0 | 0 | 0 | 0 | 0 | 0 | 0 | 0 | 0 | 0 | 0 | 0 | 0 | 0 | 0 | 0 | 0 | 0 | 0 | 0 | 0 | 0 | 0 | 0 | 0 | 0
F5_Commercial_Restaurant_Existing_Food Preparation_Natural Gas_Double Rack Oven_E6 | F5 | Commercial | Restaurant | Existing | Food Preparation | Natural Gas | Double Rack Oven | E6 | Utility - Cost of Operation | 0 | 0 | 0 | 0 | 0 | 0 | 0 | 0 | 0 | 0 | 0 | 0 | 0 | 0 | 0 | 0 | 0 | 0 | 0 | 0 | 0 | 0 | 0 | 0 | 0 | 0 | 0 | 0 | 0 | 0 | 0
F5_Commercial_Restaurant_Existing_Food Preparation_Natural Gas_Double Rack Oven_E7 | F5 | Commercial | Restaurant | Existing | Food Preparation | Natural Gas | Double Rack Oven | E7 | Utility - Cost of Operation | 0 | 0 | 0 | 0 | 0 | 0 | 0 | 0 | 0 | 0 | 0 | 0 | 0 | 0 | 0 | 0 | 0 | 0 | 0 | 0 | 0 | 0 | 0 | 0 | 0 | 0 | 0 | 0 | 0 | 0 | 0
F5_Commercial_Restaurant_Existing_Food Preparation_Natural Gas_Double Rack Oven_E8 | F5 | Commercial | Restaurant | Existing | Food Preparation | Natural Gas | Double Rack Oven | E8 | Utility - Cost of Operation | 0 | 0 | 0 | 0 | 0 | 0 | 0 | 0 | 0 | 0 | 0 | 0 | 0 | 0 | 0 | 0 | 0 | 0 | 0 | 0 | 0 | 0 | 0 | 0 | 0 | 0 | 0 | 0 | 0 | 0 | 0
F5_Commercial_Restaurant_Existing_Food Preparation_Natural Gas_Double Rack Oven_E9 | F5 | Commercial | Restaurant | Existing | Food Preparation | Natural Gas | Double Rack Oven | E9 | Utility - Cost of Operation | 0 | 0 | 0 | 0 | 0 | 0 | 0 | 0 | 0 | 0 | 0 | 0 | 0 | 0 | 0 | 0 | 0 | 0 | 0 | 0 | 0 | 0 | 0 | 0 | 0 | 0 | 0 | 0 | 0 | 0 | 0
F5_Commercial_Restaurant_Existing_Food Preparation_Natural Gas_Double Rack Oven_E10 | F5 | Commercial | Restaurant | Existing | Food Preparation | Natural Gas | Double Rack Oven | E10 | Utility - Cost of Operation | 0 | 0 | 0 | 0 | 0 | 0 | 0 | 0 | 0 | 0 | 0 | 0 | 0 | 0 | 0 | 0 | 0 | 0 | 0 | 0 | 0 | 0 | 0 | 0 | 0 | 0 | 0 | 0 | 0 | 0 | 0
F6_Commercial_Restaurant_Existing_Food Preparation_Natural Gas_Double Rack Oven_E1 | F6 | Commercial | Restaurant | Existing | Food Preparation | Natural Gas | Double Rack Oven | E1 | Utility - Value of Sales | 2.2531 | 2.2878 | 2.3131 | 2.3002 | 2.3025 | 2.1703 | 2.0609 | 1.9999 | 1.9745 | 2.0477 | 2.1438 | 2.2443 | 2.0611 | 2.1834 | 2.1908 | 2.1799 | 2.1819 | 2.1886 | 2.1468 | 2.172 | 2.189 | 2.213 | 2.2438 | 1.1253 | 1.1034 | 1.0827 | 1.0632 | 1.0446 | 1.0269 | 1.0097 | 0.99315
F6_Commercial_Restaurant_Existing_Food Preparation_Natural Gas_Double Rack Oven_E2 | F6 | Commercial | Restaurant | Existing | Food Preparation | Natural Gas | Double Rack Oven | E2 | Utility - Value of Sales | 1.229 | 1.2479 | 1.2617 | 1.2547 | 1.2559 | 1.1838 | 1.1241 | 1.0908 | 1.077 | 1.1169 | 1.1694 | 1.2242 | 1.1243 | 1.1909 | 1.195 | 1.189 | 1.1901 | 1.1938 | 1.171 | 1.1847 | 1.194 | 1.2071 | 1.2239 | 0.61382 | 0.60183 | 0.59057 | 0.57993 | 0.5698 | 0.56011 | 0.55076 | 0.54172
F6_Commercial_Restaurant_Existing_Food Preparation_Natural Gas_Double Rack Oven_E3 | F6 | Commercial | Restaurant | Existing | Food Preparation | Natural Gas | Double Rack Oven | E3 | Utility - Value of Sales | 0 | 0 | 0 | 0 | 0 | 0 | 0 | 0 | 0 | 0 | 0 | 0 | 0 | 0 | 0 | 0 | 0 | 0 | 0 | 0 | 0 | 0 | 0 | 0 | 0 | 0 | 0 | 0 | 0 | 0 | 0
F6_Commercial_Restaurant_Existing_Food Preparation_Natural Gas_Double Rack Oven_E4 | F6 | Commercial | Restaurant | Existing | Food Preparation | Natural Gas | Double Rack Oven | E4 | Utility - Value of Sales | 0 | 0 | 0 | 0 | 0 | 0 | 0 | 0 | 0 | 0 | 0 | 0 | 0 | 0 | 0 | 0 | 0 | 0 | 0 | 0 | 0 | 0 | 0 | 0 | 0 | 0 | 0 | 0 | 0 | 0 | 0
F6_Commercial_Restaurant_Existing_Food Preparation_Natural Gas_Double Rack Oven_E5 | F6 | Commercial | Restaurant | Existing | Food Preparation | Natural Gas | Double Rack Oven | E5 | Utility - Value of Sales | 0 | 0 | 0 | 0 | 0 | 0 | 0 | 0 | 0 | 0 | 0 | 0 | 0 | 0 | 0 | 0 | 0 | 0 | 0 | 0 | 0 | 0 | 0 | 0 | 0 | 0 | 0 | 0 | 0 | 0 | 0
F6_Commercial_Restaurant_Existing_Food Preparation_Natural Gas_Double Rack Oven_E6 | F6 | Commercial | Restaurant | Existing | Food Preparation | Natural Gas | Double Rack Oven | E6 | Utility - Value of Sales | 0 | 0 | 0 | 0 | 0 | 0 | 0 | 0 | 0 | 0 | 0 | 0 | 0 | 0 | 0 | 0 | 0 | 0 | 0 | 0 | 0 | 0 | 0 | 0 | 0 | 0 | 0 | 0 | 0 | 0 | 0
F6_Commercial_Restaurant_Existing_Food Preparation_Natural Gas_Double Rack Oven_E7 | F6 | Commercial | Restaurant | Existing | Food Preparation | Natural Gas | Double Rack Oven | E7 | Utility - Value of Sales | 0 | 0 | 0 | 0 | 0 | 0 | 0 | 0 | 0 | 0 | 0 | 0 | 0 | 0 | 0 | 0 | 0 | 0 | 0 | 0 | 0 | 0 | 0 | 0 | 0 | 0 | 0 | 0 | 0 | 0 | 0
F6_Commercial_Restaurant_Existing_Food Preparation_Natural Gas_Double Rack Oven_E8 | F6 | Commercial | Restaurant | Existing | Food Preparation | Natural Gas | Double Rack Oven | E8 | Utility - Value of Sales | 0 | 0 | 0 | 0 | 0 | 0 | 0 | 0 | 0 | 0 | 0 | 0 | 0 | 0 | 0 | 0 | 0 | 0 | 0 | 0 | 0 | 0 | 0 | 0 | 0 | 0 | 0 | 0 | 0 | 0 | 0
F6_Commercial_Restaurant_Existing_Food Preparation_Natural Gas_Double Rack Oven_E9 | F6 | Commercial | Restaurant | Existing | Food Preparation | Natural Gas | Double Rack Oven | E9 | Utility - Value of Sales | 0 | 0 | 0 | 0 | 0 | 0 | 0 | 0 | 0 | 0 | 0 | 0 | 0 | 0 | 0 | 0 | 0 | 0 | 0 | 0 | 0 | 0 | 0 | 0 | 0 | 0 | 0 | 0 | 0 | 0 | 0
F6_Commercial_Restaurant_Existing_Food Preparation_Natural Gas_Double Rack Oven_E10 | F6 | Commercial | Restaurant | Existing | Food Preparation | Natural Gas | Double Rack Oven | E10 | Utility - Value of Sales | 0 | 0 | 0 | 0 | 0 | 0 | 0 | 0 | 0 | 0 | 0 | 0 | 0 | 0 | 0 | 0 | 0 | 0 | 0 | 0 | 0 | 0 | 0 | 0 | 0 | 0 | 0 | 0 | 0 | 0 | 0
F1_Commercial_Restaurant_Existing_Food Preparation_Natural Gas_Fryer_E1 | F1 | Commercial | Restaurant | Existing | Food Preparation | Natural Gas | Fryer | E1 | Participant - Cost of Equipment | 0.51578 | 0.51578 | 0.51578 | 0 | 0 | 0 | 0 | 0 | 0 | 0 | 0 | 0 | 0 | 0 | 0 | 0 | 0 | 0 | 0 | 0 | 0 | 0 | 0 | 0 | 0 | 0 | 0 | 0 | 0 | 0 | 0
F1_Commercial_Restaurant_Existing_Food Preparation_Natural Gas_Fryer_E2 | F1 | Commercial | Restaurant | Existing | Food Preparation | Natural Gas | Fryer | E2 | Participant - Cost of Equipment | 0.61514 | 0.61514 | 0.61514 | 0.61514 | 0.61514 | 0.61514 | 0.61514 | 0.61514 | 0.61514 | 0.61514 | 0.61514 | 0.61514 | 0.61514 | 0.61514 | 0.61514 | 0.61514 | 0.61514 | 0.61514 | 0.61514 | 0.61514 | 0.61514 | 0.61514 | 0.61514 | 0.61514 | 0.61514 | 0.61514 | 0.61514 | 0.61514 | 0.61514 | 0.61514 | 0.61514
F1_Commercial_Restaurant_Existing_Food Preparation_Natural Gas_Fryer_E3 | F1 | Commercial | Restaurant | Existing | Food Preparation | Natural Gas | Fryer | E3 | Participant - Cost of Equipment | 0 | 0 | 0 | 0 | 0 | 0 | 0 | 0 | 0 | 0 | 0 | 0 | 0 | 0 | 0 | 0 | 0 | 0 | 0 | 0 | 0 | 0 | 0 | 0 | 0 | 0 | 0 | 0 | 0 | 0 | 0
F1_Commercial_Restaurant_Existing_Food Preparation_Natural Gas_Fryer_E4 | F1 | Commercial | Restaurant | Existing | Food Preparation | Natural Gas | Fryer | E4 | Participant - Cost of Equipment | 0 | 0 | 0 | 0 | 0 | 0 | 0 | 0 | 0 | 0 | 0 | 0 | 0 | 0 | 0 | 0 | 0 | 0 | 0 | 0 | 0 | 0 | 0 | 0 | 0 | 0 | 0 | 0 | 0 | 0 | 0
F1_Commercial_Restaurant_Existing_Food Preparation_Natural Gas_Fryer_E5 | F1 | Commercial | Restaurant | Existing | Food Preparation | Natural Gas | Fryer | E5 | Participant - Cost of Equipment | 0 | 0 | 0 | 0 | 0 | 0 | 0 | 0 | 0 | 0 | 0 | 0 | 0 | 0 | 0 | 0 | 0 | 0 | 0 | 0 | 0 | 0 | 0 | 0 | 0 | 0 | 0 | 0 | 0 | 0 | 0
F1_Commercial_Restaurant_Existing_Food Preparation_Natural Gas_Fryer_E6 | F1 | Commercial | Restaurant | Existing | Food Preparation | Natural Gas | Fryer | E6 | Participant - Cost of Equipment | 0 | 0 | 0 | 0 | 0 | 0 | 0 | 0 | 0 | 0 | 0 | 0 | 0 | 0 | 0 | 0 | 0 | 0 | 0 | 0 | 0 | 0 | 0 | 0 | 0 | 0 | 0 | 0 | 0 | 0 | 0
F1_Commercial_Restaurant_Existing_Food Preparation_Natural Gas_Fryer_E7 | F1 | Commercial | Restaurant | Existing | Food Preparation | Natural Gas | Fryer | E7 | Participant - Cost of Equipment | 0 | 0 | 0 | 0 | 0 | 0 | 0 | 0 | 0 | 0 | 0 | 0 | 0 | 0 | 0 | 0 | 0 | 0 | 0 | 0 | 0 | 0 | 0 | 0 | 0 | 0 | 0 | 0 | 0 | 0 | 0
F1_Commercial_Restaurant_Existing_Food Preparation_Natural Gas_Fryer_E8 | F1 | Commercial | Restaurant | Existing | Food Preparation | Natural Gas | Fryer | E8 | Participant - Cost of Equipment | 0 | 0 | 0 | 0 | 0 | 0 | 0 | 0 | 0 | 0 | 0 | 0 | 0 | 0 | 0 | 0 | 0 | 0 | 0 | 0 | 0 | 0 | 0 | 0 | 0 | 0 | 0 | 0 | 0 | 0 | 0
F1_Commercial_Restaurant_Existing_Food Preparation_Natural Gas_Fryer_E9 | F1 | Commercial | Restaurant | Existing | Food Preparation | Natural Gas | Fryer | E9 | Participant - Cost of Equipment | 0 | 0 | 0 | 0 | 0 | 0 | 0 | 0 | 0 | 0 | 0 | 0 | 0 | 0 | 0 | 0 | 0 | 0 | 0 | 0 | 0 | 0 | 0 | 0 | 0 | 0 | 0 | 0 | 0 | 0 | 0
F1_Commercial_Restaurant_Existing_Food Preparation_Natural Gas_Fryer_E10 | F1 | Commercial | Restaurant | Existing | Food Preparation | Natural Gas | Fryer | E10 | Participant - Cost of Equipment | 0 | 0 | 0 | 0 | 0 | 0 | 0 | 0 | 0 | 0 | 0 | 0 | 0 | 0 | 0 | 0 | 0 | 0 | 0 | 0 | 0 | 0 | 0 | 0 | 0 | 0 | 0 | 0 | 0 | 0 | 0
F2_Commercial_Restaurant_Existing_Food Preparation_Natural Gas_Fryer_E1 | F2 | Commercial | Restaurant | Existing | Food Preparation | Natural Gas | Fryer | E1 | Participant - Cost of Operation | 1.107 | 1.1314 | 1.151 | 0 | 0 | 0 | 0 | 0 | 0 | 0 | 0 | 0 | 0 | 0 | 0 | 0 | 0 | 0 | 0 | 0 | 0 | 0 | 0 | 0 | 0 | 0 | 0 | 0 | 0 | 0 | 0
F2_Commercial_Restaurant_Existing_Food Preparation_Natural Gas_Fryer_E2 | F2 | Commercial | Restaurant | Existing | Food Preparation | Natural Gas | Fryer | E2 | Participant - Cost of Operation | 0.74391 | 0.76029 | 0.77345 | 0.78602 | 0.80498 | 0.76867 | 0.72486 | 0.70336 | 0.69701 | 0.68587 | 0.67879 | 0.66821 | 0.58618 | 0.63132 | 0.68936 | 0.74536 | 0.81298 | 0.81778 | 0.8022 | 0.81446 | 0.82318 | 0.83472 | 0.84904 | 0.38421 | 0.37644 | 0.36919 | 0.36238 | 0.35594 | 0.34979 | 0.34389 | 0.3382
F2_Commercial_Restaurant_Existing_Food Preparation_Natural Gas_Fryer_E3 | F2 | Commercial | Restaurant | Existing | Food Preparation | Natural Gas | Fryer | E3 | Participant - Cost of Operation | 0 | 0 | 0 | 0 | 0 | 0 | 0 | 0 | 0 | 0 | 0 | 0 | 0 | 0 | 0 | 0 | 0 | 0 | 0 | 0 | 0 | 0 | 0 | 0 | 0 | 0 | 0 | 0 | 0 | 0 | 0
F2_Commercial_Restaurant_Existing_Food Preparation_Natural Gas_Fryer_E4 | F2 | Commercial | Restaurant | Existing | Food Preparation | Natural Gas | Fryer | E4 | Participant - Cost of Operation | 0 | 0 | 0 | 0 | 0 | 0 | 0 | 0 | 0 | 0 | 0 | 0 | 0 | 0 | 0 | 0 | 0 | 0 | 0 | 0 | 0 | 0 | 0 | 0 | 0 | 0 | 0 | 0 | 0 | 0 | 0
F2_Commercial_Restaurant_Existing_Food Preparation_Natural Gas_Fryer_E5 | F2 | Commercial | Restaurant | Existing | Food Preparation | Natural Gas | Fryer | E5 | Participant - Cost of Operation | 0 | 0 | 0 | 0 | 0 | 0 | 0 | 0 | 0 | 0 | 0 | 0 | 0 | 0 | 0 | 0 | 0 | 0 | 0 | 0 | 0 | 0 | 0 | 0 | 0 | 0 | 0 | 0 | 0 | 0 | 0
F2_Commercial_Restaurant_Existing_Food Preparation_Natural Gas_Fryer_E6 | F2 | Commercial | Restaurant | Existing | Food Preparation | Natural Gas | Fryer | E6 | Participant - Cost of Operation | 0 | 0 | 0 | 0 | 0 | 0 | 0 | 0 | 0 | 0 | 0 | 0 | 0 | 0 | 0 | 0 | 0 | 0 | 0 | 0 | 0 | 0 | 0 | 0 | 0 | 0 | 0 | 0 | 0 | 0 | 0
F2_Commercial_Restaurant_Existing_Food Preparation_Natural Gas_Fryer_E7 | F2 | Commercial | Restaurant | Existing | Food Preparation | Natural Gas | Fryer | E7 | Participant - Cost of Operation | 0 | 0 | 0 | 0 | 0 | 0 | 0 | 0 | 0 | 0 | 0 | 0 | 0 | 0 | 0 | 0 | 0 | 0 | 0 | 0 | 0 | 0 | 0 | 0 | 0 | 0 | 0 | 0 | 0 | 0 | 0
F2_Commercial_Restaurant_Existing_Food Preparation_Natural Gas_Fryer_E8 | F2 | Commercial | Restaurant | Existing | Food Preparation | Natural Gas | Fryer | E8 | Participant - Cost of Operation | 0 | 0 | 0 | 0 | 0 | 0 | 0 | 0 | 0 | 0 | 0 | 0 | 0 | 0 | 0 | 0 | 0 | 0 | 0 | 0 | 0 | 0 | 0 | 0 | 0 | 0 | 0 | 0 | 0 | 0 | 0
F2_Commercial_Restaurant_Existing_Food Preparation_Natural Gas_Fryer_E9 | F2 | Commercial | Restaurant | Existing | Food Preparation | Natural Gas | Fryer | E9 | Participant - Cost of Operation | 0 | 0 | 0 | 0 | 0 | 0 | 0 | 0 | 0 | 0 | 0 | 0 | 0 | 0 | 0 | 0 | 0 | 0 | 0 | 0 | 0 | 0 | 0 | 0 | 0 | 0 | 0 | 0 | 0 | 0 | 0
F2_Commercial_Restaurant_Existing_Food Preparation_Natural Gas_Fryer_E10 | F2 | Commercial | Restaurant | Existing | Food Preparation | Natural Gas | Fryer | E10 | Participant - Cost of Operation | 0 | 0 | 0 | 0 | 0 | 0 | 0 | 0 | 0 | 0 | 0 | 0 | 0 | 0 | 0 | 0 | 0 | 0 | 0 | 0 | 0 | 0 | 0 | 0 | 0 | 0 | 0 | 0 | 0 | 0 | 0
F3_Commercial_Restaurant_Existing_Food Preparation_Natural Gas_Fryer_E1 | F3 | Commercial | Restaurant | Existing | Food Preparation | Natural Gas | Fryer | E1 | System - kBTUs of Conusmption | 93.2106 | 93.4587 | 93.3006 | 0 | 0 | 0 | 0 | 0 | 0 | 0 | 0 | 0 | 0 | 0 | 0 | 0 | 0 | 0 | 0 | 0 | 0 | 0 | 0 | 0 | 0 | 0 | 0 | 0 | 0 | 0 | 0
F3_Commercial_Restaurant_Existing_Food Preparation_Natural Gas_Fryer_E2 | F3 | Commercial | Restaurant | Existing | Food Preparation | Natural Gas | Fryer | E2 | System - kBTUs of Conusmption | 62.6366 | 62.8034 | 62.6971 | 62.6244 | 62.6244 | 62.6244 | 62.6244 | 62.6244 | 62.6244 | 62.6244 | 62.6244 | 62.6244 | 62.6244 | 62.6244 | 62.6244 | 62.6244 | 62.6244 | 62.6244 | 62.6244 | 62.6244 | 62.6244 | 62.6244 | 62.6244 | 62.6244 | 62.6244 | 62.6244 | 62.6244 | 62.6244 | 62.6244 | 62.6244 | 62.6244
F3_Commercial_Restaurant_Existing_Food Preparation_Natural Gas_Fryer_E3 | F3 | Commercial | Restaurant | Existing | Food Preparation | Natural Gas | Fryer | E3 | System - kBTUs of Conusmption | 0 | 0 | 0 | 0 | 0 | 0 | 0 | 0 | 0 | 0 | 0 | 0 | 0 | 0 | 0 | 0 | 0 | 0 | 0 | 0 | 0 | 0 | 0 | 0 | 0 | 0 | 0 | 0 | 0 | 0 | 0
F3_Commercial_Restaurant_Existing_Food Preparation_Natural Gas_Fryer_E4 | F3 | Commercial | Restaurant | Existing | Food Preparation | Natural Gas | Fryer | E4 | System - kBTUs of Conusmption | 0 | 0 | 0 | 0 | 0 | 0 | 0 | 0 | 0 | 0 | 0 | 0 | 0 | 0 | 0 | 0 | 0 | 0 | 0 | 0 | 0 | 0 | 0 | 0 | 0 | 0 | 0 | 0 | 0 | 0 | 0
F3_Commercial_Restaurant_Existing_Food Preparation_Natural Gas_Fryer_E5 | F3 | Commercial | Restaurant | Existing | Food Preparation | Natural Gas | Fryer | E5 | System - kBTUs of Conusmption | 0 | 0 | 0 | 0 | 0 | 0 | 0 | 0 | 0 | 0 | 0 | 0 | 0 | 0 | 0 | 0 | 0 | 0 | 0 | 0 | 0 | 0 | 0 | 0 | 0 | 0 | 0 | 0 | 0 | 0 | 0
F3_Commercial_Restaurant_Existing_Food Preparation_Natural Gas_Fryer_E6 | F3 | Commercial | Restaurant | Existing | Food Preparation | Natural Gas | Fryer | E6 | System - kBTUs of Conusmption | 0 | 0 | 0 | 0 | 0 | 0 | 0 | 0 | 0 | 0 | 0 | 0 | 0 | 0 | 0 | 0 | 0 | 0 | 0 | 0 | 0 | 0 | 0 | 0 | 0 | 0 | 0 | 0 | 0 | 0 | 0
F3_Commercial_Restaurant_Existing_Food Preparation_Natural Gas_Fryer_E7 | F3 | Commercial | Restaurant | Existing | Food Preparation | Natural Gas | Fryer | E7 | System - kBTUs of Conusmption | 0 | 0 | 0 | 0 | 0 | 0 | 0 | 0 | 0 | 0 | 0 | 0 | 0 | 0 | 0 | 0 | 0 | 0 | 0 | 0 | 0 | 0 | 0 | 0 | 0 | 0 | 0 | 0 | 0 | 0 | 0
F3_Commercial_Restaurant_Existing_Food Preparation_Natural Gas_Fryer_E8 | F3 | Commercial | Restaurant | Existing | Food Preparation | Natural Gas | Fryer | E8 | System - kBTUs of Conusmption | 0 | 0 | 0 | 0 | 0 | 0 | 0 | 0 | 0 | 0 | 0 | 0 | 0 | 0 | 0 | 0 | 0 | 0 | 0 | 0 | 0 | 0 | 0 | 0 | 0 | 0 | 0 | 0 | 0 | 0 | 0
F3_Commercial_Restaurant_Existing_Food Preparation_Natural Gas_Fryer_E9 | F3 | Commercial | Restaurant | Existing | Food Preparation | Natural Gas | Fryer | E9 | System - kBTUs of Conusmption | 0 | 0 | 0 | 0 | 0 | 0 | 0 | 0 | 0 | 0 | 0 | 0 | 0 | 0 | 0 | 0 | 0 | 0 | 0 | 0 | 0 | 0 | 0 | 0 | 0 | 0 | 0 | 0 | 0 | 0 | 0
F3_Commercial_Restaurant_Existing_Food Preparation_Natural Gas_Fryer_E10 | F3 | Commercial | Restaurant | Existing | Food Preparation | Natural Gas | Fryer | E10 | System - kBTUs of Conusmption | 0 | 0 | 0 | 0 | 0 | 0 | 0 | 0 | 0 | 0 | 0 | 0 | 0 | 0 | 0 | 0 | 0 | 0 | 0 | 0 | 0 | 0 | 0 | 0 | 0 | 0 | 0 | 0 | 0 | 0 | 0
F4_Commercial_Restaurant_Existing_Food Preparation_Natural Gas_Fryer_E1 | F4 | Commercial | Restaurant | Existing | Food Preparation | Natural Gas | Fryer | E1 | Utility - Cost of Equipment | 0.51578 | 0.51578 | 0.51578 | 0 | 0 | 0 | 0 | 0 | 0 | 0 | 0 | 0 | 0 | 0 | 0 | 0 | 0 | 0 | 0 | 0 | 0 | 0 | 0 | 0 | 0 | 0 | 0 | 0 | 0 | 0 | 0
F4_Commercial_Restaurant_Existing_Food Preparation_Natural Gas_Fryer_E2 | F4 | Commercial | Restaurant | Existing | Food Preparation | Natural Gas | Fryer | E2 | Utility - Cost of Equipment | 0.61514 | 0.61514 | 0.61514 | 0.61514 | 0.61514 | 0.61514 | 0.61514 | 0.61514 | 0.61514 | 0.61514 | 0.61514 | 0.61514 | 0.61514 | 0.61514 | 0.61514 | 0.61514 | 0.61514 | 0.61514 | 0.61514 | 0.61514 | 0.61514 | 0.61514 | 0.61514 | 0.61514 | 0.61514 | 0.61514 | 0.61514 | 0.61514 | 0.61514 | 0.61514 | 0.61514
F4_Commercial_Restaurant_Existing_Food Preparation_Natural Gas_Fryer_E3 | F4 | Commercial | Restaurant | Existing | Food Preparation | Natural Gas | Fryer | E3 | Utility - Cost of Equipment | 0 | 0 | 0 | 0 | 0 | 0 | 0 | 0 | 0 | 0 | 0 | 0 | 0 | 0 | 0 | 0 | 0 | 0 | 0 | 0 | 0 | 0 | 0 | 0 | 0 | 0 | 0 | 0 | 0 | 0 | 0
F4_Commercial_Restaurant_Existing_Food Preparation_Natural Gas_Fryer_E4 | F4 | Commercial | Restaurant | Existing | Food Preparation | Natural Gas | Fryer | E4 | Utility - Cost of Equipment | 0 | 0 | 0 | 0 | 0 | 0 | 0 | 0 | 0 | 0 | 0 | 0 | 0 | 0 | 0 | 0 | 0 | 0 | 0 | 0 | 0 | 0 | 0 | 0 | 0 | 0 | 0 | 0 | 0 | 0 | 0
F4_Commercial_Restaurant_Existing_Food Preparation_Natural Gas_Fryer_E5 | F4 | Commercial | Restaurant | Existing | Food Preparation | Natural Gas | Fryer | E5 | Utility - Cost of Equipment | 0 | 0 | 0 | 0 | 0 | 0 | 0 | 0 | 0 | 0 | 0 | 0 | 0 | 0 | 0 | 0 | 0 | 0 | 0 | 0 | 0 | 0 | 0 | 0 | 0 | 0 | 0 | 0 | 0 | 0 | 0
F4_Commercial_Restaurant_Existing_Food Preparation_Natural Gas_Fryer_E6 | F4 | Commercial | Restaurant | Existing | Food Preparation | Natural Gas | Fryer | E6 | Utility - Cost of Equipment | 0 | 0 | 0 | 0 | 0 | 0 | 0 | 0 | 0 | 0 | 0 | 0 | 0 | 0 | 0 | 0 | 0 | 0 | 0 | 0 | 0 | 0 | 0 | 0 | 0 | 0 | 0 | 0 | 0 | 0 | 0
F4_Commercial_Restaurant_Existing_Food Preparation_Natural Gas_Fryer_E7 | F4 | Commercial | Restaurant | Existing | Food Preparation | Natural Gas | Fryer | E7 | Utility - Cost of Equipment | 0 | 0 | 0 | 0 | 0 | 0 | 0 | 0 | 0 | 0 | 0 | 0 | 0 | 0 | 0 | 0 | 0 | 0 | 0 | 0 | 0 | 0 | 0 | 0 | 0 | 0 | 0 | 0 | 0 | 0 | 0
F4_Commercial_Restaurant_Existing_Food Preparation_Natural Gas_Fryer_E8 | F4 | Commercial | Restaurant | Existing | Food Preparation | Natural Gas | Fryer | E8 | Utility - Cost of Equipment | 0 | 0 | 0 | 0 | 0 | 0 | 0 | 0 | 0 | 0 | 0 | 0 | 0 | 0 | 0 | 0 | 0 | 0 | 0 | 0 | 0 | 0 | 0 | 0 | 0 | 0 | 0 | 0 | 0 | 0 | 0
F4_Commercial_Restaurant_Existing_Food Preparation_Natural Gas_Fryer_E9 | F4 | Commercial | Restaurant | Existing | Food Preparation | Natural Gas | Fryer | E9 | Utility - Cost of Equipment | 0 | 0 | 0 | 0 | 0 | 0 | 0 | 0 | 0 | 0 | 0 | 0 | 0 | 0 | 0 | 0 | 0 | 0 | 0 | 0 | 0 | 0 | 0 | 0 | 0 | 0 | 0 | 0 | 0 | 0 | 0
F4_Commercial_Restaurant_Existing_Food Preparation_Natural Gas_Fryer_E10 | F4 | Commercial | Restaurant | Existing | Food Preparation | Natural Gas | Fryer | E10 | Utility - Cost of Equipment | 0 | 0 | 0 | 0 | 0 | 0 | 0 | 0 | 0 | 0 | 0 | 0 | 0 | 0 | 0 | 0 | 0 | 0 | 0 | 0 | 0 | 0 | 0 | 0 | 0 | 0 | 0 | 0 | 0 | 0 | 0
F5_Commercial_Restaurant_Existing_Food Preparation_Natural Gas_Fryer_E1 | F5 | Commercial | Restaurant | Existing | Food Preparation | Natural Gas | Fryer | E1 | Utility - Cost of Operation | 0.924 | 0.94436 | 0.9607 | 0 | 0 | 0 | 0 | 0 | 0 | 0 | 0 | 0 | 0 | 0 | 0 | 0 | 0 | 0 | 0 | 0 | 0 | 0 | 0 | 0 | 0 | 0 | 0 | 0 | 0 | 0 | 0
F5_Commercial_Restaurant_Existing_Food Preparation_Natural Gas_Fryer_E2 | F5 | Commercial | Restaurant | Existing | Food Preparation | Natural Gas | Fryer | E2 | Utility - Cost of Operation | 0.62092 | 0.6346 | 0.64558 | 0.65607 | 0.6719 | 0.64159 | 0.60502 | 0.58708 | 0.58178 | 0.57248 | 0.56657 | 0.55774 | 0.48927 | 0.52695 | 0.5754 | 0.62214 | 0.67858 | 0.68258 | 0.66958 | 0.67981 | 0.68709 | 0.69672 | 0.70867 | 0.32069 | 0.31421 | 0.30816 | 0.30247 | 0.29709 | 0.29196 | 0.28704 | 0.28229
F5_Commercial_Restaurant_Existing_Food Preparation_Natural Gas_Fryer_E3 | F5 | Commercial | Restaurant | Existing | Food Preparation | Natural Gas | Fryer | E3 | Utility - Cost of Operation | 0 | 0 | 0 | 0 | 0 | 0 | 0 | 0 | 0 | 0 | 0 | 0 | 0 | 0 | 0 | 0 | 0 | 0 | 0 | 0 | 0 | 0 | 0 | 0 | 0 | 0 | 0 | 0 | 0 | 0 | 0
F5_Commercial_Restaurant_Existing_Food Preparation_Natural Gas_Fryer_E4 | F5 | Commercial | Restaurant | Existing | Food Preparation | Natural Gas | Fryer | E4 | Utility - Cost of Operation | 0 | 0 | 0 | 0 | 0 | 0 | 0 | 0 | 0 | 0 | 0 | 0 | 0 | 0 | 0 | 0 | 0 | 0 | 0 | 0 | 0 | 0 | 0 | 0 | 0 | 0 | 0 | 0 | 0 | 0 | 0
F5_Commercial_Restaurant_Existing_Food Preparation_Natural Gas_Fryer_E5 | F5 | Commercial | Restaurant | Existing | Food Preparation | Natural Gas | Fryer | E5 | Utility - Cost of Operation | 0 | 0 | 0 | 0 | 0 | 0 | 0 | 0 | 0 | 0 | 0 | 0 | 0 | 0 | 0 | 0 | 0 | 0 | 0 | 0 | 0 | 0 | 0 | 0 | 0 | 0 | 0 | 0 | 0 | 0 | 0
F5_Commercial_Restaurant_Existing_Food Preparation_Natural Gas_Fryer_E6 | F5 | Commercial | Restaurant | Existing | Food Preparation | Natural Gas | Fryer | E6 | Utility - Cost of Operation | 0 | 0 | 0 | 0 | 0 | 0 | 0 | 0 | 0 | 0 | 0 | 0 | 0 | 0 | 0 | 0 | 0 | 0 | 0 | 0 | 0 | 0 | 0 | 0 | 0 | 0 | 0 | 0 | 0 | 0 | 0
F5_Commercial_Restaurant_Existing_Food Preparation_Natural Gas_Fryer_E7 | F5 | Commercial | Restaurant | Existing | Food Preparation | Natural Gas | Fryer | E7 | Utility - Cost of Operation | 0 | 0 | 0 | 0 | 0 | 0 | 0 | 0 | 0 | 0 | 0 | 0 | 0 | 0 | 0 | 0 | 0 | 0 | 0 | 0 | 0 | 0 | 0 | 0 | 0 | 0 | 0 | 0 | 0 | 0 | 0
F5_Commercial_Restaurant_Existing_Food Preparation_Natural Gas_Fryer_E8 | F5 | Commercial | Restaurant | Existing | Food Preparation | Natural Gas | Fryer | E8 | Utility - Cost of Operation | 0 | 0 | 0 | 0 | 0 | 0 | 0 | 0 | 0 | 0 | 0 | 0 | 0 | 0 | 0 | 0 | 0 | 0 | 0 | 0 | 0 | 0 | 0 | 0 | 0 | 0 | 0 | 0 | 0 | 0 | 0
F5_Commercial_Restaurant_Existing_Food Preparation_Natural Gas_Fryer_E9 | F5 | Commercial | Restaurant | Existing | Food Preparation | Natural Gas | Fryer | E9 | Utility - Cost of Operation | 0 | 0 | 0 | 0 | 0 | 0 | 0 | 0 | 0 | 0 | 0 | 0 | 0 | 0 | 0 | 0 | 0 | 0 | 0 | 0 | 0 | 0 | 0 | 0 | 0 | 0 | 0 | 0 | 0 | 0 | 0
F5_Commercial_Restaurant_Existing_Food Preparation_Natural Gas_Fryer_E10 | F5 | Commercial | Restaurant | Existing | Food Preparation | Natural Gas | Fryer | E10 | Utility - Cost of Operation | 0 | 0 | 0 | 0 | 0 | 0 | 0 | 0 | 0 | 0 | 0 | 0 | 0 | 0 | 0 | 0 | 0 | 0 | 0 | 0 | 0 | 0 | 0 | 0 | 0 | 0 | 0 | 0 | 0 | 0 | 0
F6_Commercial_Restaurant_Existing_Food Preparation_Natural Gas_Fryer_E1 | F6 | Commercial | Restaurant | Existing | Food Preparation | Natural Gas | Fryer | E1 | Utility - Value of Sales | 1.107 | 1.1314 | 1.151 | 0 | 0 | 0 | 0 | 0 | 0 | 0 | 0 | 0 | 0 | 0 | 0 | 0 | 0 | 0 | 0 | 0 | 0 | 0 | 0 | 0 | 0 | 0 | 0 | 0 | 0 | 0 | 0
F6_Commercial_Restaurant_Existing_Food Preparation_Natural Gas_Fryer_E2 | F6 | Commercial | Restaurant | Existing | Food Preparation | Natural Gas | Fryer | E2 | Utility - Value of Sales | 0.74391 | 0.76029 | 0.77345 | 0.78602 | 0.80498 | 0.76867 | 0.72486 | 0.70336 | 0.69701 | 0.68587 | 0.67879 | 0.66821 | 0.58618 | 0.63132 | 0.68936 | 0.74536 | 0.81298 | 0.81778 | 0.8022 | 0.81446 | 0.82318 | 0.83472 | 0.84904 | 0.38421 | 0.37644 | 0.36919 | 0.36238 | 0.35594 | 0.34979 | 0.34389 | 0.3382
F6_Commercial_Restaurant_Existing_Food Preparation_Natural Gas_Fryer_E3 | F6 | Commercial | Restaurant | Existing | Food Preparation | Natural Gas | Fryer | E3 | Utility - Value of Sales | 0 | 0 | 0 | 0 | 0 | 0 | 0 | 0 | 0 | 0 | 0 | 0 | 0 | 0 | 0 | 0 | 0 | 0 | 0 | 0 | 0 | 0 | 0 | 0 | 0 | 0 | 0 | 0 | 0 | 0 | 0
F6_Commercial_Restaurant_Existing_Food Preparation_Natural Gas_Fryer_E4 | F6 | Commercial | Restaurant | Existing | Food Preparation | Natural Gas | Fryer | E4 | Utility - Value of Sales | 0 | 0 | 0 | 0 | 0 | 0 | 0 | 0 | 0 | 0 | 0 | 0 | 0 | 0 | 0 | 0 | 0 | 0 | 0 | 0 | 0 | 0 | 0 | 0 | 0 | 0 | 0 | 0 | 0 | 0 | 0
F6_Commercial_Restaurant_Existing_Food Preparation_Natural Gas_Fryer_E5 | F6 | Commercial | Restaurant | Existing | Food Preparation | Natural Gas | Fryer | E5 | Utility - Value of Sales | 0 | 0 | 0 | 0 | 0 | 0 | 0 | 0 | 0 | 0 | 0 | 0 | 0 | 0 | 0 | 0 | 0 | 0 | 0 | 0 | 0 | 0 | 0 | 0 | 0 | 0 | 0 | 0 | 0 | 0 | 0
F6_Commercial_Restaurant_Existing_Food Preparation_Natural Gas_Fryer_E6 | F6 | Commercial | Restaurant | Existing | Food Preparation | Natural Gas | Fryer | E6 | Utility - Value of Sales | 0 | 0 | 0 | 0 | 0 | 0 | 0 | 0 | 0 | 0 | 0 | 0 | 0 | 0 | 0 | 0 | 0 | 0 | 0 | 0 | 0 | 0 | 0 | 0 | 0 | 0 | 0 | 0 | 0 | 0 | 0
F6_Commercial_Restaurant_Existing_Food Preparation_Natural Gas_Fryer_E7 | F6 | Commercial | Restaurant | Existing | Food Preparation | Natural Gas | Fryer | E7 | Utility - Value of Sales | 0 | 0 | 0 | 0 | 0 | 0 | 0 | 0 | 0 | 0 | 0 | 0 | 0 | 0 | 0 | 0 | 0 | 0 | 0 | 0 | 0 | 0 | 0 | 0 | 0 | 0 | 0 | 0 | 0 | 0 | 0
F6_Commercial_Restaurant_Existing_Food Preparation_Natural Gas_Fryer_E8 | F6 | Commercial | Restaurant | Existing | Food Preparation | Natural Gas | Fryer | E8 | Utility - Value of Sales | 0 | 0 | 0 | 0 | 0 | 0 | 0 | 0 | 0 | 0 | 0 | 0 | 0 | 0 | 0 | 0 | 0 | 0 | 0 | 0 | 0 | 0 | 0 | 0 | 0 | 0 | 0 | 0 | 0 | 0 | 0
F6_Commercial_Restaurant_Existing_Food Preparation_Natural Gas_Fryer_E9 | F6 | Commercial | Restaurant | Existing | Food Preparation | Natural Gas | Fryer | E9 | Utility - Value of Sales | 0 | 0 | 0 | 0 | 0 | 0 | 0 | 0 | 0 | 0 | 0 | 0 | 0 | 0 | 0 | 0 | 0 | 0 | 0 | 0 | 0 | 0 | 0 | 0 | 0 | 0 | 0 | 0 | 0 | 0 | 0
F6_Commercial_Restaurant_Existing_Food Preparation_Natural Gas_Fryer_E10 | F6 | Commercial | Restaurant | Existing | Food Preparation | Natural Gas | Fryer | E10 | Utility - Value of Sales | 0 | 0 | 0 | 0 | 0 | 0 | 0 | 0 | 0 | 0 | 0 | 0 | 0 | 0 | 0 | 0 | 0 | 0 | 0 | 0 | 0 | 0 | 0 | 0 | 0 | 0 | 0 | 0 | 0 | 0 | 0
F1_Commercial_Restaurant_Existing_Food Preparation_Natural Gas_Broiler_E1 | F1 | Commercial | Restaurant | Existing | Food Preparation | Natural Gas | Broiler | E1 | Participant - Cost of Equipment | 0.46247 | 0.46247 | 0.46247 | 0.46247 | 0.46247 | 0.46247 | 0.46247 | 0.46247 | 0.46247 | 0.46247 | 0.46247 | 0.46247 | 0.46247 | 0.46247 | 0.46247 | 0.46247 | 0.46247 | 0.46247 | 0.46247 | 0.46247 | 0.46247 | 0.46247 | 0.46247 | 0.46247 | 0.46247 | 0.46247 | 0.46247 | 0.46247 | 0.46247 | 0.46247 | 0.46247
F1_Commercial_Restaurant_Existing_Food Preparation_Natural Gas_Broiler_E2 | F1 | Commercial | Restaurant | Existing | Food Preparation | Natural Gas | Broiler | E2 | Participant - Cost of Equipment | 0.64746 | 0.64746 | 0.64746 | 0.64746 | 0.64746 | 0.64746 | 0.64746 | 0.64746 | 0.64746 | 0.64746 | 0.64746 | 0.64746 | 0.64746 | 0.64746 | 0.64746 | 0.64746 | 0.64746 | 0.64746 | 0.64746 | 0.64746 | 0.64746 | 0.64746 | 0.64746 | 0.64746 | 0.64746 | 0.64746 | 0.64746 | 0.64746 | 0.64746 | 0.64746 | 0.64746
F1_Commercial_Restaurant_Existing_Food Preparation_Natural Gas_Broiler_E3 | F1 | Commercial | Restaurant | Existing | Food Preparation | Natural Gas | Broiler | E3 | Participant - Cost of Equipment | 0 | 0 | 0 | 0 | 0 | 0 | 0 | 0 | 0 | 0 | 0 | 0 | 0 | 0 | 0 | 0 | 0 | 0 | 0 | 0 | 0 | 0 | 0 | 0 | 0 | 0 | 0 | 0 | 0 | 0 | 0
F1_Commercial_Restaurant_Existing_Food Preparation_Natural Gas_Broiler_E4 | F1 | Commercial | Restaurant | Existing | Food Preparation | Natural Gas | Broiler | E4 | Participant - Cost of Equipment | 0 | 0 | 0 | 0 | 0 | 0 | 0 | 0 | 0 | 0 | 0 | 0 | 0 | 0 | 0 | 0 | 0 | 0 | 0 | 0 | 0 | 0 | 0 | 0 | 0 | 0 | 0 | 0 | 0 | 0 | 0
F1_Commercial_Restaurant_Existing_Food Preparation_Natural Gas_Broiler_E5 | F1 | Commercial | Restaurant | Existing | Food Preparation | Natural Gas | Broiler | E5 | Participant - Cost of Equipment | 0 | 0 | 0 | 0 | 0 | 0 | 0 | 0 | 0 | 0 | 0 | 0 | 0 | 0 | 0 | 0 | 0 | 0 | 0 | 0 | 0 | 0 | 0 | 0 | 0 | 0 | 0 | 0 | 0 | 0 | 0
F1_Commercial_Restaurant_Existing_Food Preparation_Natural Gas_Broiler_E6 | F1 | Commercial | Restaurant | Existing | Food Preparation | Natural Gas | Broiler | E6 | Participant - Cost of Equipment | 0 | 0 | 0 | 0 | 0 | 0 | 0 | 0 | 0 | 0 | 0 | 0 | 0 | 0 | 0 | 0 | 0 | 0 | 0 | 0 | 0 | 0 | 0 | 0 | 0 | 0 | 0 | 0 | 0 | 0 | 0
F1_Commercial_Restaurant_Existing_Food Preparation_Natural Gas_Broiler_E7 | F1 | Commercial | Restaurant | Existing | Food Preparation | Natural Gas | Broiler | E7 | Participant - Cost of Equipment | 0 | 0 | 0 | 0 | 0 | 0 | 0 | 0 | 0 | 0 | 0 | 0 | 0 | 0 | 0 | 0 | 0 | 0 | 0 | 0 | 0 | 0 | 0 | 0 | 0 | 0 | 0 | 0 | 0 | 0 | 0
F1_Commercial_Restaurant_Existing_Food Preparation_Natural Gas_Broiler_E8 | F1 | Commercial | Restaurant | Existing | Food Preparation | Natural Gas | Broiler | E8 | Participant - Cost of Equipment | 0 | 0 | 0 | 0 | 0 | 0 | 0 | 0 | 0 | 0 | 0 | 0 | 0 | 0 | 0 | 0 | 0 | 0 | 0 | 0 | 0 | 0 | 0 | 0 | 0 | 0 | 0 | 0 | 0 | 0 | 0
F1_Commercial_Restaurant_Existing_Food Preparation_Natural Gas_Broiler_E9 | F1 | Commercial | Restaurant | Existing | Food Preparation | Natural Gas | Broiler | E9 | Participant - Cost of Equipment | 0 | 0 | 0 | 0 | 0 | 0 | 0 | 0 | 0 | 0 | 0 | 0 | 0 | 0 | 0 | 0 | 0 | 0 | 0 | 0 | 0 | 0 | 0 | 0 | 0 | 0 | 0 | 0 | 0 | 0 | 0
F1_Commercial_Restaurant_Existing_Food Preparation_Natural Gas_Broiler_E10 | F1 | Commercial | Restaurant | Existing | Food Preparation | Natural Gas | Broiler | E10 | Participant - Cost of Equipment | 0 | 0 | 0 | 0 | 0 | 0 | 0 | 0 | 0 | 0 | 0 | 0 | 0 | 0 | 0 | 0 | 0 | 0 | 0 | 0 | 0 | 0 | 0 | 0 | 0 | 0 | 0 | 0 | 0 | 0 | 0
F2_Commercial_Restaurant_Existing_Food Preparation_Natural Gas_Broiler_E1 | F2 | Commercial | Restaurant | Existing | Food Preparation | Natural Gas | Broiler | E1 | Participant - Cost of Operation | 1.1618 | 1.1798 | 1.1928 | 1.1861 | 1.1873 | 1.1191 | 1.0627 | 1.0313 | 1.0182 | 1.0559 | 1.1055 | 1.1573 | 1.0628 | 1.1259 | 1.1297 | 1.1241 | 1.1251 | 1.1286 | 1.107 | 1.12 | 1.1288 | 1.1412 | 1.157 | 0.58029 | 0.56896 | 0.55831 | 0.54825 | 0.53868 | 0.52951 | 0.52068 | 0.51213
F2_Commercial_Restaurant_Existing_Food Preparation_Natural Gas_Broiler_E2 | F2 | Commercial | Restaurant | Existing | Food Preparation | Natural Gas | Broiler | E2 | Participant - Cost of Operation | 0.74689 | 0.75841 | 0.76678 | 0.76251 | 0.76328 | 0.71945 | 0.68319 | 0.66295 | 0.65455 | 0.67881 | 0.71068 | 0.74397 | 0.68326 | 0.72378 | 0.72625 | 0.72263 | 0.72329 | 0.72552 | 0.71166 | 0.72002 | 0.72566 | 0.7336 | 0.74381 | 0.37304 | 0.36576 | 0.35892 | 0.35245 | 0.34629 | 0.3404 | 0.33472 | 0.32923
F2_Commercial_Restaurant_Existing_Food Preparation_Natural Gas_Broiler_E3 | F2 | Commercial | Restaurant | Existing | Food Preparation | Natural Gas | Broiler | E3 | Participant - Cost of Operation | 0 | 0 | 0 | 0 | 0 | 0 | 0 | 0 | 0 | 0 | 0 | 0 | 0 | 0 | 0 | 0 | 0 | 0 | 0 | 0 | 0 | 0 | 0 | 0 | 0 | 0 | 0 | 0 | 0 | 0 | 0
F2_Commercial_Restaurant_Existing_Food Preparation_Natural Gas_Broiler_E4 | F2 | Commercial | Restaurant | Existing | Food Preparation | Natural Gas | Broiler | E4 | Participant - Cost of Operation | 0 | 0 | 0 | 0 | 0 | 0 | 0 | 0 | 0 | 0 | 0 | 0 | 0 | 0 | 0 | 0 | 0 | 0 | 0 | 0 | 0 | 0 | 0 | 0 | 0 | 0 | 0 | 0 | 0 | 0 | 0
F2_Commercial_Restaurant_Existing_Food Preparation_Natural Gas_Broiler_E5 | F2 | Commercial | Restaurant | Existing | Food Preparation | Natural Gas | Broiler | E5 | Participant - Cost of Operation | 0 | 0 | 0 | 0 | 0 | 0 | 0 | 0 | 0 | 0 | 0 | 0 | 0 | 0 | 0 | 0 | 0 | 0 | 0 | 0 | 0 | 0 | 0 | 0 | 0 | 0 | 0 | 0 | 0 | 0 | 0
F2_Commercial_Restaurant_Existing_Food Preparation_Natural Gas_Broiler_E6 | F2 | Commercial | Restaurant | Existing | Food Preparation | Natural Gas | Broiler | E6 | Participant - Cost of Operation | 0 | 0 | 0 | 0 | 0 | 0 | 0 | 0 | 0 | 0 | 0 | 0 | 0 | 0 | 0 | 0 | 0 | 0 | 0 | 0 | 0 | 0 | 0 | 0 | 0 | 0 | 0 | 0 | 0 | 0 | 0
F2_Commercial_Restaurant_Existing_Food Preparation_Natural Gas_Broiler_E7 | F2 | Commercial | Restaurant | Existing | Food Preparation | Natural Gas | Broiler | E7 | Participant - Cost of Operation | 0 | 0 | 0 | 0 | 0 | 0 | 0 | 0 | 0 | 0 | 0 | 0 | 0 | 0 | 0 | 0 | 0 | 0 | 0 | 0 | 0 | 0 | 0 | 0 | 0 | 0 | 0 | 0 | 0 | 0 | 0
F2_Commercial_Restaurant_Existing_Food Preparation_Natural Gas_Broiler_E8 | F2 | Commercial | Restaurant | Existing | Food Preparation | Natural Gas | Broiler | E8 | Participant - Cost of Operation | 0 | 0 | 0 | 0 | 0 | 0 | 0 | 0 | 0 | 0 | 0 | 0 | 0 | 0 | 0 | 0 | 0 | 0 | 0 | 0 | 0 | 0 | 0 | 0 | 0 | 0 | 0 | 0 | 0 | 0 | 0
F2_Commercial_Restaurant_Existing_Food Preparation_Natural Gas_Broiler_E9 | F2 | Commercial | Restaurant | Existing | Food Preparation | Natural Gas | Broiler | E9 | Participant - Cost of Operation | 0 | 0 | 0 | 0 | 0 | 0 | 0 | 0 | 0 | 0 | 0 | 0 | 0 | 0 | 0 | 0 | 0 | 0 | 0 | 0 | 0 | 0 | 0 | 0 | 0 | 0 | 0 | 0 | 0 | 0 | 0
F2_Commercial_Restaurant_Existing_Food Preparation_Natural Gas_Broiler_E10 | F2 | Commercial | Restaurant | Existing | Food Preparation | Natural Gas | Broiler | E10 | Participant - Cost of Operation | 0 | 0 | 0 | 0 | 0 | 0 | 0 | 0 | 0 | 0 | 0 | 0 | 0 | 0 | 0 | 0 | 0 | 0 | 0 | 0 | 0 | 0 | 0 | 0 | 0 | 0 | 0 | 0 | 0 | 0 | 0
F3_Commercial_Restaurant_Existing_Food Preparation_Natural Gas_Broiler_E1 | F3 | Commercial | Restaurant | Existing | Food Preparation | Natural Gas | Broiler | E1 | System - kBTUs of Conusmption | 96.5389 | 96.7317 | 96.6088 | 96.5248 | 96.5248 | 96.5248 | 96.5248 | 96.5248 | 96.5248 | 96.5248 | 96.5248 | 96.5248 | 96.5248 | 96.5248 | 96.5248 | 96.5248 | 96.5248 | 96.5248 | 96.5248 | 96.5248 | 96.5248 | 96.5248 | 96.5248 | 96.5248 | 96.5248 | 96.5248 | 96.5248 | 96.5248 | 96.5248 | 96.5248 | 96.5248
F3_Commercial_Restaurant_Existing_Food Preparation_Natural Gas_Broiler_E2 | F3 | Commercial | Restaurant | Existing | Food Preparation | Natural Gas | Broiler | E2 | System - kBTUs of Conusmption | 62.0607 | 62.1846 | 62.1057 | 62.0516 | 62.0516 | 62.0516 | 62.0516 | 62.0516 | 62.0516 | 62.0516 | 62.0516 | 62.0516 | 62.0516 | 62.0516 | 62.0516 | 62.0516 | 62.0516 | 62.0516 | 62.0516 | 62.0516 | 62.0516 | 62.0516 | 62.0516 | 62.0516 | 62.0516 | 62.0516 | 62.0516 | 62.0516 | 62.0516 | 62.0516 | 62.0516
F3_Commercial_Restaurant_Existing_Food Preparation_Natural Gas_Broiler_E3 | F3 | Commercial | Restaurant | Existing | Food Preparation | Natural Gas | Broiler | E3 | System - kBTUs of Conusmption | 0 | 0 | 0 | 0 | 0 | 0 | 0 | 0 | 0 | 0 | 0 | 0 | 0 | 0 | 0 | 0 | 0 | 0 | 0 | 0 | 0 | 0 | 0 | 0 | 0 | 0 | 0 | 0 | 0 | 0 | 0
F3_Commercial_Restaurant_Existing_Food Preparation_Natural Gas_Broiler_E4 | F3 | Commercial | Restaurant | Existing | Food Preparation | Natural Gas | Broiler | E4 | System - kBTUs of Conusmption | 0 | 0 | 0 | 0 | 0 | 0 | 0 | 0 | 0 | 0 | 0 | 0 | 0 | 0 | 0 | 0 | 0 | 0 | 0 | 0 | 0 | 0 | 0 | 0 | 0 | 0 | 0 | 0 | 0 | 0 | 0
F3_Commercial_Restaurant_Existing_Food Preparation_Natural Gas_Broiler_E5 | F3 | Commercial | Restaurant | Existing | Food Preparation | Natural Gas | Broiler | E5 | System - kBTUs of Conusmption | 0 | 0 | 0 | 0 | 0 | 0 | 0 | 0 | 0 | 0 | 0 | 0 | 0 | 0 | 0 | 0 | 0 | 0 | 0 | 0 | 0 | 0 | 0 | 0 | 0 | 0 | 0 | 0 | 0 | 0 | 0
F3_Commercial_Restaurant_Existing_Food Preparation_Natural Gas_Broiler_E6 | F3 | Commercial | Restaurant | Existing | Food Preparation | Natural Gas | Broiler | E6 | System - kBTUs of Conusmption | 0 | 0 | 0 | 0 | 0 | 0 | 0 | 0 | 0 | 0 | 0 | 0 | 0 | 0 | 0 | 0 | 0 | 0 | 0 | 0 | 0 | 0 | 0 | 0 | 0 | 0 | 0 | 0 | 0 | 0 | 0
F3_Commercial_Restaurant_Existing_Food Preparation_Natural Gas_Broiler_E7 | F3 | Commercial | Restaurant | Existing | Food Preparation | Natural Gas | Broiler | E7 | System - kBTUs of Conusmption | 0 | 0 | 0 | 0 | 0 | 0 | 0 | 0 | 0 | 0 | 0 | 0 | 0 | 0 | 0 | 0 | 0 | 0 | 0 | 0 | 0 | 0 | 0 | 0 | 0 | 0 | 0 | 0 | 0 | 0 | 0
F3_Commercial_Restaurant_Existing_Food Preparation_Natural Gas_Broiler_E8 | F3 | Commercial | Restaurant | Existing | Food Preparation | Natural Gas | Broiler | E8 | System - kBTUs of Conusmption | 0 | 0 | 0 | 0 | 0 | 0 | 0 | 0 | 0 | 0 | 0 | 0 | 0 | 0 | 0 | 0 | 0 | 0 | 0 | 0 | 0 | 0 | 0 | 0 | 0 | 0 | 0 | 0 | 0 | 0 | 0
F3_Commercial_Restaurant_Existing_Food Preparation_Natural Gas_Broiler_E9 | F3 | Commercial | Restaurant | Existing | Food Preparation | Natural Gas | Broiler | E9 | System - kBTUs of Conusmption | 0 | 0 | 0 | 0 | 0 | 0 | 0 | 0 | 0 | 0 | 0 | 0 | 0 | 0 | 0 | 0 | 0 | 0 | 0 | 0 | 0 | 0 | 0 | 0 | 0 | 0 | 0 | 0 | 0 | 0 | 0
F3_Commercial_Restaurant_Existing_Food Preparation_Natural Gas_Broiler_E10 | F3 | Commercial | Restaurant | Existing | Food Preparation | Natural Gas | Broiler | E10 | System - kBTUs of Conusmption | 0 | 0 | 0 | 0 | 0 | 0 | 0 | 0 | 0 | 0 | 0 | 0 | 0 | 0 | 0 | 0 | 0 | 0 | 0 | 0 | 0 | 0 | 0 | 0 | 0 | 0 | 0 | 0 | 0 | 0 | 0
F4_Commercial_Restaurant_Existing_Food Preparation_Natural Gas_Broiler_E1 | F4 | Commercial | Restaurant | Existing | Food Preparation | Natural Gas | Broiler | E1 | Utility - Cost of Equipment | 0.46247 | 0.46247 | 0.46247 | 0.46247 | 0.46247 | 0.46247 | 0.46247 | 0.46247 | 0.46247 | 0.46247 | 0.46247 | 0.46247 | 0.46247 | 0.46247 | 0.46247 | 0.46247 | 0.46247 | 0.46247 | 0.46247 | 0.46247 | 0.46247 | 0.46247 | 0.46247 | 0.46247 | 0.46247 | 0.46247 | 0.46247 | 0.46247 | 0.46247 | 0.46247 | 0.46247
F4_Commercial_Restaurant_Existing_Food Preparation_Natural Gas_Broiler_E2 | F4 | Commercial | Restaurant | Existing | Food Preparation | Natural Gas | Broiler | E2 | Utility - Cost of Equipment | 0.64746 | 0.64746 | 0.64746 | 0.64746 | 0.64746 | 0.64746 | 0.64746 | 0.64746 | 0.64746 | 0.64746 | 0.64746 | 0.64746 | 0.64746 | 0.64746 | 0.64746 | 0.64746 | 0.64746 | 0.64746 | 0.64746 | 0.64746 | 0.64746 | 0.64746 | 0.64746 | 0.64746 | 0.64746 | 0.64746 | 0.64746 | 0.64746 | 0.64746 | 0.64746 | 0.64746
F4_Commercial_Restaurant_Existing_Food Preparation_Natural Gas_Broiler_E3 | F4 | Commercial | Restaurant | Existing | Food Preparation | Natural Gas | Broiler | E3 | Utility - Cost of Equipment | 0 | 0 | 0 | 0 | 0 | 0 | 0 | 0 | 0 | 0 | 0 | 0 | 0 | 0 | 0 | 0 | 0 | 0 | 0 | 0 | 0 | 0 | 0 | 0 | 0 | 0 | 0 | 0 | 0 | 0 | 0
F4_Commercial_Restaurant_Existing_Food Preparation_Natural Gas_Broiler_E4 | F4 | Commercial | Restaurant | Existing | Food Preparation | Natural Gas | Broiler | E4 | Utility - Cost of Equipment | 0 | 0 | 0 | 0 | 0 | 0 | 0 | 0 | 0 | 0 | 0 | 0 | 0 | 0 | 0 | 0 | 0 | 0 | 0 | 0 | 0 | 0 | 0 | 0 | 0 | 0 | 0 | 0 | 0 | 0 | 0
F4_Commercial_Restaurant_Existing_Food Preparation_Natural Gas_Broiler_E5 | F4 | Commercial | Restaurant | Existing | Food Preparation | Natural Gas | Broiler | E5 | Utility - Cost of Equipment | 0 | 0 | 0 | 0 | 0 | 0 | 0 | 0 | 0 | 0 | 0 | 0 | 0 | 0 | 0 | 0 | 0 | 0 | 0 | 0 | 0 | 0 | 0 | 0 | 0 | 0 | 0 | 0 | 0 | 0 | 0
F4_Commercial_Restaurant_Existing_Food Preparation_Natural Gas_Broiler_E6 | F4 | Commercial | Restaurant | Existing | Food Preparation | Natural Gas | Broiler | E6 | Utility - Cost of Equipment | 0 | 0 | 0 | 0 | 0 | 0 | 0 | 0 | 0 | 0 | 0 | 0 | 0 | 0 | 0 | 0 | 0 | 0 | 0 | 0 | 0 | 0 | 0 | 0 | 0 | 0 | 0 | 0 | 0 | 0 | 0
F4_Commercial_Restaurant_Existing_Food Preparation_Natural Gas_Broiler_E7 | F4 | Commercial | Restaurant | Existing | Food Preparation | Natural Gas | Broiler | E7 | Utility - Cost of Equipment | 0 | 0 | 0 | 0 | 0 | 0 | 0 | 0 | 0 | 0 | 0 | 0 | 0 | 0 | 0 | 0 | 0 | 0 | 0 | 0 | 0 | 0 | 0 | 0 | 0 | 0 | 0 | 0 | 0 | 0 | 0
F4_Commercial_Restaurant_Existing_Food Preparation_Natural Gas_Broiler_E8 | F4 | Commercial | Restaurant | Existing | Food Preparation | Natural Gas | Broiler | E8 | Utility - Cost of Equipment | 0 | 0 | 0 | 0 | 0 | 0 | 0 | 0 | 0 | 0 | 0 | 0 | 0 | 0 | 0 | 0 | 0 | 0 | 0 | 0 | 0 | 0 | 0 | 0 | 0 | 0 | 0 | 0 | 0 | 0 | 0
F4_Commercial_Restaurant_Existing_Food Preparation_Natural Gas_Broiler_E9 | F4 | Commercial | Restaurant | Existing | Food Preparation | Natural Gas | Broiler | E9 | Utility - Cost of Equipment | 0 | 0 | 0 | 0 | 0 | 0 | 0 | 0 | 0 | 0 | 0 | 0 | 0 | 0 | 0 | 0 | 0 | 0 | 0 | 0 | 0 | 0 | 0 | 0 | 0 | 0 | 0 | 0 | 0 | 0 | 0
F4_Commercial_Restaurant_Existing_Food Preparation_Natural Gas_Broiler_E10 | F4 | Commercial | Restaurant | Existing | Food Preparation | Natural Gas | Broiler | E10 | Utility - Cost of Equipment | 0 | 0 | 0 | 0 | 0 | 0 | 0 | 0 | 0 | 0 | 0 | 0 | 0 | 0 | 0 | 0 | 0 | 0 | 0 | 0 | 0 | 0 | 0 | 0 | 0 | 0 | 0 | 0 | 0 | 0 | 0
F5_Commercial_Restaurant_Existing_Food Preparation_Natural Gas_Broiler_E1 | F5 | Commercial | Restaurant | Existing | Food Preparation | Natural Gas | Broiler | E1 | Utility - Cost of Operation | 0.96975 | 0.98471 | 0.99558 | 0.99003 | 0.99104 | 0.93412 | 0.88705 | 0.86076 | 0.84986 | 0.88136 | 0.92273 | 0.96597 | 0.88714 | 0.93975 | 0.94296 | 0.93825 | 0.93911 | 0.94201 | 0.92401 | 0.93487 | 0.94219 | 0.9525 | 0.96575 | 0.48436 | 0.4749 | 0.46601 | 0.45762 | 0.44962 | 0.44197 | 0.4346 | 0.42746
F5_Commercial_Restaurant_Existing_Food Preparation_Natural Gas_Broiler_E2 | F5 | Commercial | Restaurant | Existing | Food Preparation | Natural Gas | Broiler | E2 | Utility - Cost of Operation | 0.62341 | 0.63303 | 0.64002 | 0.63645 | 0.6371 | 0.60051 | 0.57025 | 0.55335 | 0.54634 | 0.56659 | 0.59319 | 0.62098 | 0.5703 | 0.60413 | 0.60619 | 0.60316 | 0.60372 | 0.60557 | 0.59401 | 0.60099 | 0.6057 | 0.61232 | 0.62084 | 0.31137 | 0.30529 | 0.29958 | 0.29418 | 0.28904 | 0.28413 | 0.27939 | 0.2748
F5_Commercial_Restaurant_Existing_Food Preparation_Natural Gas_Broiler_E3 | F5 | Commercial | Restaurant | Existing | Food Preparation | Natural Gas | Broiler | E3 | Utility - Cost of Operation | 0 | 0 | 0 | 0 | 0 | 0 | 0 | 0 | 0 | 0 | 0 | 0 | 0 | 0 | 0 | 0 | 0 | 0 | 0 | 0 | 0 | 0 | 0 | 0 | 0 | 0 | 0 | 0 | 0 | 0 | 0
F5_Commercial_Restaurant_Existing_Food Preparation_Natural Gas_Broiler_E4 | F5 | Commercial | Restaurant | Existing | Food Preparation | Natural Gas | Broiler | E4 | Utility - Cost of Operation | 0 | 0 | 0 | 0 | 0 | 0 | 0 | 0 | 0 | 0 | 0 | 0 | 0 | 0 | 0 | 0 | 0 | 0 | 0 | 0 | 0 | 0 | 0 | 0 | 0 | 0 | 0 | 0 | 0 | 0 | 0
F5_Commercial_Restaurant_Existing_Food Preparation_Natural Gas_Broiler_E5 | F5 | Commercial | Restaurant | Existing | Food Preparation | Natural Gas | Broiler | E5 | Utility - Cost of Operation | 0 | 0 | 0 | 0 | 0 | 0 | 0 | 0 | 0 | 0 | 0 | 0 | 0 | 0 | 0 | 0 | 0 | 0 | 0 | 0 | 0 | 0 | 0 | 0 | 0 | 0 | 0 | 0 | 0 | 0 | 0
F5_Commercial_Restaurant_Existing_Food Preparation_Natural Gas_Broiler_E6 | F5 | Commercial | Restaurant | Existing | Food Preparation | Natural Gas | Broiler | E6 | Utility - Cost of Operation | 0 | 0 | 0 | 0 | 0 | 0 | 0 | 0 | 0 | 0 | 0 | 0 | 0 | 0 | 0 | 0 | 0 | 0 | 0 | 0 | 0 | 0 | 0 | 0 | 0 | 0 | 0 | 0 | 0 | 0 | 0
F5_Commercial_Restaurant_Existing_Food Preparation_Natural Gas_Broiler_E7 | F5 | Commercial | Restaurant | Existing | Food Preparation | Natural Gas | Broiler | E7 | Utility - Cost of Operation | 0 | 0 | 0 | 0 | 0 | 0 | 0 | 0 | 0 | 0 | 0 | 0 | 0 | 0 | 0 | 0 | 0 | 0 | 0 | 0 | 0 | 0 | 0 | 0 | 0 | 0 | 0 | 0 | 0 | 0 | 0
F5_Commercial_Restaurant_Existing_Food Preparation_Natural Gas_Broiler_E8 | F5 | Commercial | Restaurant | Existing | Food Preparation | Natural Gas | Broiler | E8 | Utility - Cost of Operation | 0 | 0 | 0 | 0 | 0 | 0 | 0 | 0 | 0 | 0 | 0 | 0 | 0 | 0 | 0 | 0 | 0 | 0 | 0 | 0 | 0 | 0 | 0 | 0 | 0 | 0 | 0 | 0 | 0 | 0 | 0
F5_Commercial_Restaurant_Existing_Food Preparation_Natural Gas_Broiler_E9 | F5 | Commercial | Restaurant | Existing | Food Preparation | Natural Gas | Broiler | E9 | Utility - Cost of Operation | 0 | 0 | 0 | 0 | 0 | 0 | 0 | 0 | 0 | 0 | 0 | 0 | 0 | 0 | 0 | 0 | 0 | 0 | 0 | 0 | 0 | 0 | 0 | 0 | 0 | 0 | 0 | 0 | 0 | 0 | 0
F5_Commercial_Restaurant_Existing_Food Preparation_Natural Gas_Broiler_E10 | F5 | Commercial | Restaurant | Existing | Food Preparation | Natural Gas | Broiler | E10 | Utility - Cost of Operation | 0 | 0 | 0 | 0 | 0 | 0 | 0 | 0 | 0 | 0 | 0 | 0 | 0 | 0 | 0 | 0 | 0 | 0 | 0 | 0 | 0 | 0 | 0 | 0 | 0 | 0 | 0 | 0 | 0 | 0 | 0
F6_Commercial_Restaurant_Existing_Food Preparation_Natural Gas_Broiler_E1 | F6 | Commercial | Restaurant | Existing | Food Preparation | Natural Gas | Broiler | E1 | Utility - Value of Sales | 1.1618 | 1.1798 | 1.1928 | 1.1861 | 1.1873 | 1.1191 | 1.0627 | 1.0313 | 1.0182 | 1.0559 | 1.1055 | 1.1573 | 1.0628 | 1.1259 | 1.1297 | 1.1241 | 1.1251 | 1.1286 | 1.107 | 1.12 | 1.1288 | 1.1412 | 1.157 | 0.58029 | 0.56896 | 0.55831 | 0.54825 | 0.53868 | 0.52951 | 0.52068 | 0.51213
F6_Commercial_Restaurant_Existing_Food Preparation_Natural Gas_Broiler_E2 | F6 | Commercial | Restaurant | Existing | Food Preparation | Natural Gas | Broiler | E2 | Utility - Value of Sales | 0.74689 | 0.75841 | 0.76678 | 0.76251 | 0.76328 | 0.71945 | 0.68319 | 0.66295 | 0.65455 | 0.67881 | 0.71068 | 0.74397 | 0.68326 | 0.72378 | 0.72625 | 0.72263 | 0.72329 | 0.72552 | 0.71166 | 0.72002 | 0.72566 | 0.7336 | 0.74381 | 0.37304 | 0.36576 | 0.35892 | 0.35245 | 0.34629 | 0.3404 | 0.33472 | 0.32923
F6_Commercial_Restaurant_Existing_Food Preparation_Natural Gas_Broiler_E3 | F6 | Commercial | Restaurant | Existing | Food Preparation | Natural Gas | Broiler | E3 | Utility - Value of Sales | 0 | 0 | 0 | 0 | 0 | 0 | 0 | 0 | 0 | 0 | 0 | 0 | 0 | 0 | 0 | 0 | 0 | 0 | 0 | 0 | 0 | 0 | 0 | 0 | 0 | 0 | 0 | 0 | 0 | 0 | 0
F6_Commercial_Restaurant_Existing_Food Preparation_Natural Gas_Broiler_E4 | F6 | Commercial | Restaurant | Existing | Food Preparation | Natural Gas | Broiler | E4 | Utility - Value of Sales | 0 | 0 | 0 | 0 | 0 | 0 | 0 | 0 | 0 | 0 | 0 | 0 | 0 | 0 | 0 | 0 | 0 | 0 | 0 | 0 | 0 | 0 | 0 | 0 | 0 | 0 | 0 | 0 | 0 | 0 | 0
F6_Commercial_Restaurant_Existing_Food Preparation_Natural Gas_Broiler_E5 | F6 | Commercial | Restaurant | Existing | Food Preparation | Natural Gas | Broiler | E5 | Utility - Value of Sales | 0 | 0 | 0 | 0 | 0 | 0 | 0 | 0 | 0 | 0 | 0 | 0 | 0 | 0 | 0 | 0 | 0 | 0 | 0 | 0 | 0 | 0 | 0 | 0 | 0 | 0 | 0 | 0 | 0 | 0 | 0
F6_Commercial_Restaurant_Existing_Food Preparation_Natural Gas_Broiler_E6 | F6 | Commercial | Restaurant | Existing | Food Preparation | Natural Gas | Broiler | E6 | Utility - Value of Sales | 0 | 0 | 0 | 0 | 0 | 0 | 0 | 0 | 0 | 0 | 0 | 0 | 0 | 0 | 0 | 0 | 0 | 0 | 0 | 0 | 0 | 0 | 0 | 0 | 0 | 0 | 0 | 0 | 0 | 0 | 0
F6_Commercial_Restaurant_Existing_Food Preparation_Natural Gas_Broiler_E7 | F6 | Commercial | Restaurant | Existing | Food Preparation | Natural Gas | Broiler | E7 | Utility - Value of Sales | 0 | 0 | 0 | 0 | 0 | 0 | 0 | 0 | 0 | 0 | 0 | 0 | 0 | 0 | 0 | 0 | 0 | 0 | 0 | 0 | 0 | 0 | 0 | 0 | 0 | 0 | 0 | 0 | 0 | 0 | 0
F6_Commercial_Restaurant_Existing_Food Preparation_Natural Gas_Broiler_E8 | F6 | Commercial | Restaurant | Existing | Food Preparation | Natural Gas | Broiler | E8 | Utility - Value of Sales | 0 | 0 | 0 | 0 | 0 | 0 | 0 | 0 | 0 | 0 | 0 | 0 | 0 | 0 | 0 | 0 | 0 | 0 | 0 | 0 | 0 | 0 | 0 | 0 | 0 | 0 | 0 | 0 | 0 | 0 | 0
F6_Commercial_Restaurant_Existing_Food Preparation_Natural Gas_Broiler_E9 | F6 | Commercial | Restaurant | Existing | Food Preparation | Natural Gas | Broiler | E9 | Utility - Value of Sales | 0 | 0 | 0 | 0 | 0 | 0 | 0 | 0 | 0 | 0 | 0 | 0 | 0 | 0 | 0 | 0 | 0 | 0 | 0 | 0 | 0 | 0 | 0 | 0 | 0 | 0 | 0 | 0 | 0 | 0 | 0
F6_Commercial_Restaurant_Existing_Food Preparation_Natural Gas_Broiler_E10 | F6 | Commercial | Restaurant | Existing | Food Preparation | Natural Gas | Broiler | E10 | Utility - Value of Sales | 0 | 0 | 0 | 0 | 0 | 0 | 0 | 0 | 0 | 0 | 0 | 0 | 0 | 0 | 0 | 0 | 0 | 0 | 0 | 0 | 0 | 0 | 0 | 0 | 0 | 0 | 0 | 0 | 0 | 0 | 0
F1_Commercial_Restaurant_Existing_Food Preparation_Natural Gas_Griddle_E1 | F1 | Commercial | Restaurant | Existing | Food Preparation | Natural Gas | Griddle | E1 | Participant - Cost of Equipment | 0.33664 | 0.33664 | 0.33664 | 0.33664 | 0.33664 | 0.33664 | 0.33664 | 0.33664 | 0.33664 | 0.33664 | 0.33664 | 0.33664 | 0.33664 | 0.33664 | 0.33664 | 0.33664 | 0.33664 | 0.33664 | 0.33664 | 0.33664 | 0.33664 | 0.33664 | 0.33664 | 0.33664 | 0.33664 | 0.33664 | 0.33664 | 0.33664 | 0.33664 | 0.33664 | 0.33664
F1_Commercial_Restaurant_Existing_Food Preparation_Natural Gas_Griddle_E2 | F1 | Commercial | Restaurant | Existing | Food Preparation | Natural Gas | Griddle | E2 | Participant - Cost of Equipment | 0.36017 | 0.36017 | 0.36017 | 0.36017 | 0.36017 | 0.36017 | 0.36017 | 0.36017 | 0.36017 | 0.36017 | 0.36017 | 0.36017 | 0.36017 | 0.36017 | 0.36017 | 0.36017 | 0.36017 | 0.36017 | 0.36017 | 0.36017 | 0.36017 | 0.36017 | 0.36017 | 0.36017 | 0.36017 | 0.36017 | 0.36017 | 0.36017 | 0.36017 | 0.36017 | 0.36017
F1_Commercial_Restaurant_Existing_Food Preparation_Natural Gas_Griddle_E3 | F1 | Commercial | Restaurant | Existing | Food Preparation | Natural Gas | Griddle | E3 | Participant - Cost of Equipment | 0 | 0 | 0 | 0 | 0 | 0 | 0 | 0 | 0 | 0 | 0 | 0 | 0 | 0 | 0 | 0 | 0 | 0 | 0 | 0 | 0 | 0 | 0 | 0 | 0 | 0 | 0 | 0 | 0 | 0 | 0
F1_Commercial_Restaurant_Existing_Food Preparation_Natural Gas_Griddle_E4 | F1 | Commercial | Restaurant | Existing | Food Preparation | Natural Gas | Griddle | E4 | Participant - Cost of Equipment | 0 | 0 | 0 | 0 | 0 | 0 | 0 | 0 | 0 | 0 | 0 | 0 | 0 | 0 | 0 | 0 | 0 | 0 | 0 | 0 | 0 | 0 | 0 | 0 | 0 | 0 | 0 | 0 | 0 | 0 | 0
F1_Commercial_Restaurant_Existing_Food Preparation_Natural Gas_Griddle_E5 | F1 | Commercial | Restaurant | Existing | Food Preparation | Natural Gas | Griddle | E5 | Participant - Cost of Equipment | 0 | 0 | 0 | 0 | 0 | 0 | 0 | 0 | 0 | 0 | 0 | 0 | 0 | 0 | 0 | 0 | 0 | 0 | 0 | 0 | 0 | 0 | 0 | 0 | 0 | 0 | 0 | 0 | 0 | 0 | 0
F1_Commercial_Restaurant_Existing_Food Preparation_Natural Gas_Griddle_E6 | F1 | Commercial | Restaurant | Existing | Food Preparation | Natural Gas | Griddle | E6 | Participant - Cost of Equipment | 0 | 0 | 0 | 0 | 0 | 0 | 0 | 0 | 0 | 0 | 0 | 0 | 0 | 0 | 0 | 0 | 0 | 0 | 0 | 0 | 0 | 0 | 0 | 0 | 0 | 0 | 0 | 0 | 0 | 0 | 0
F1_Commercial_Restaurant_Existing_Food Preparation_Natural Gas_Griddle_E7 | F1 | Commercial | Restaurant | Existing | Food Preparation | Natural Gas | Griddle | E7 | Participant - Cost of Equipment | 0 | 0 | 0 | 0 | 0 | 0 | 0 | 0 | 0 | 0 | 0 | 0 | 0 | 0 | 0 | 0 | 0 | 0 | 0 | 0 | 0 | 0 | 0 | 0 | 0 | 0 | 0 | 0 | 0 | 0 | 0
F1_Commercial_Restaurant_Existing_Food Preparation_Natural Gas_Griddle_E8 | F1 | Commercial | Restaurant | Existing | Food Preparation | Natural Gas | Griddle | E8 | Participant - Cost of Equipment | 0 | 0 | 0 | 0 | 0 | 0 | 0 | 0 | 0 | 0 | 0 | 0 | 0 | 0 | 0 | 0 | 0 | 0 | 0 | 0 | 0 | 0 | 0 | 0 | 0 | 0 | 0 | 0 | 0 | 0 | 0
F1_Commercial_Restaurant_Existing_Food Preparation_Natural Gas_Griddle_E9 | F1 | Commercial | Restaurant | Existing | Food Preparation | Natural Gas | Griddle | E9 | Participant - Cost of Equipment | 0 | 0 | 0 | 0 | 0 | 0 | 0 | 0 | 0 | 0 | 0 | 0 | 0 | 0 | 0 | 0 | 0 | 0 | 0 | 0 | 0 | 0 | 0 | 0 | 0 | 0 | 0 | 0 | 0 | 0 | 0
F1_Commercial_Restaurant_Existing_Food Preparation_Natural Gas_Griddle_E10 | F1 | Commercial | Restaurant | Existing | Food Preparation | Natural Gas | Griddle | E10 | Participant - Cost of Equipment | 0 | 0 | 0 | 0 | 0 | 0 | 0 | 0 | 0 | 0 | 0 | 0 | 0 | 0 | 0 | 0 | 0 | 0 | 0 | 0 | 0 | 0 | 0 | 0 | 0 | 0 | 0 | 0 | 0 | 0 | 0
F2_Commercial_Restaurant_Existing_Food Preparation_Natural Gas_Griddle_E1 | F2 | Commercial | Restaurant | Existing | Food Preparation | Natural Gas | Griddle | E1 | Participant - Cost of Operation | 0.77995 | 0.79198 | 0.80072 | 0.79626 | 0.79707 | 0.75129 | 0.71343 | 0.69229 | 0.68352 | 0.70886 | 0.74213 | 0.7769 | 0.7135 | 0.75582 | 0.7584 | 0.75461 | 0.7553 | 0.75763 | 0.74316 | 0.75189 | 0.75778 | 0.76607 | 0.77673 | 0.38956 | 0.38195 | 0.3748 | 0.36805 | 0.36162 | 0.35547 | 0.34954 | 0.3438
F2_Commercial_Restaurant_Existing_Food Preparation_Natural Gas_Griddle_E2 | F2 | Commercial | Restaurant | Existing | Food Preparation | Natural Gas | Griddle | E2 | Participant - Cost of Operation | 0.67362 | 0.68401 | 0.69156 | 0.6877 | 0.6884 | 0.64886 | 0.61617 | 0.59791 | 0.59034 | 0.61222 | 0.64095 | 0.67098 | 0.61623 | 0.65278 | 0.655 | 0.65173 | 0.65233 | 0.65434 | 0.64184 | 0.64938 | 0.65447 | 0.66163 | 0.67083 | 0.33645 | 0.32988 | 0.3237 | 0.31787 | 0.31232 | 0.30701 | 0.30188 | 0.29693
F2_Commercial_Restaurant_Existing_Food Preparation_Natural Gas_Griddle_E3 | F2 | Commercial | Restaurant | Existing | Food Preparation | Natural Gas | Griddle | E3 | Participant - Cost of Operation | 0 | 0 | 0 | 0 | 0 | 0 | 0 | 0 | 0 | 0 | 0 | 0 | 0 | 0 | 0 | 0 | 0 | 0 | 0 | 0 | 0 | 0 | 0 | 0 | 0 | 0 | 0 | 0 | 0 | 0 | 0
F2_Commercial_Restaurant_Existing_Food Preparation_Natural Gas_Griddle_E4 | F2 | Commercial | Restaurant | Existing | Food Preparation | Natural Gas | Griddle | E4 | Participant - Cost of Operation | 0 | 0 | 0 | 0 | 0 | 0 | 0 | 0 | 0 | 0 | 0 | 0 | 0 | 0 | 0 | 0 | 0 | 0 | 0 | 0 | 0 | 0 | 0 | 0 | 0 | 0 | 0 | 0 | 0 | 0 | 0
F2_Commercial_Restaurant_Existing_Food Preparation_Natural Gas_Griddle_E5 | F2 | Commercial | Restaurant | Existing | Food Preparation | Natural Gas | Griddle | E5 | Participant - Cost of Operation | 0 | 0 | 0 | 0 | 0 | 0 | 0 | 0 | 0 | 0 | 0 | 0 | 0 | 0 | 0 | 0 | 0 | 0 | 0 | 0 | 0 | 0 | 0 | 0 | 0 | 0 | 0 | 0 | 0 | 0 | 0
F2_Commercial_Restaurant_Existing_Food Preparation_Natural Gas_Griddle_E6 | F2 | Commercial | Restaurant | Existing | Food Preparation | Natural Gas | Griddle | E6 | Participant - Cost of Operation | 0 | 0 | 0 | 0 | 0 | 0 | 0 | 0 | 0 | 0 | 0 | 0 | 0 | 0 | 0 | 0 | 0 | 0 | 0 | 0 | 0 | 0 | 0 | 0 | 0 | 0 | 0 | 0 | 0 | 0 | 0
F2_Commercial_Restaurant_Existing_Food Preparation_Natural Gas_Griddle_E7 | F2 | Commercial | Restaurant | Existing | Food Preparation | Natural Gas | Griddle | E7 | Participant - Cost of Operation | 0 | 0 | 0 | 0 | 0 | 0 | 0 | 0 | 0 | 0 | 0 | 0 | 0 | 0 | 0 | 0 | 0 | 0 | 0 | 0 | 0 | 0 | 0 | 0 | 0 | 0 | 0 | 0 | 0 | 0 | 0
F2_Commercial_Restaurant_Existing_Food Preparation_Natural Gas_Griddle_E8 | F2 | Commercial | Restaurant | Existing | Food Preparation | Natural Gas | Griddle | E8 | Participant - Cost of Operation | 0 | 0 | 0 | 0 | 0 | 0 | 0 | 0 | 0 | 0 | 0 | 0 | 0 | 0 | 0 | 0 | 0 | 0 | 0 | 0 | 0 | 0 | 0 | 0 | 0 | 0 | 0 | 0 | 0 | 0 | 0
F2_Commercial_Restaurant_Existing_Food Preparation_Natural Gas_Griddle_E9 | F2 | Commercial | Restaurant | Existing | Food Preparation | Natural Gas | Griddle | E9 | Participant - Cost of Operation | 0 | 0 | 0 | 0 | 0 | 0 | 0 | 0 | 0 | 0 | 0 | 0 | 0 | 0 | 0 | 0 | 0 | 0 | 0 | 0 | 0 | 0 | 0 | 0 | 0 | 0 | 0 | 0 | 0 | 0 | 0
F2_Commercial_Restaurant_Existing_Food Preparation_Natural Gas_Griddle_E10 | F2 | Commercial | Restaurant | Existing | Food Preparation | Natural Gas | Griddle | E10 | Participant - Cost of Operation | 0 | 0 | 0 | 0 | 0 | 0 | 0 | 0 | 0 | 0 | 0 | 0 | 0 | 0 | 0 | 0 | 0 | 0 | 0 | 0 | 0 | 0 | 0 | 0 | 0 | 0 | 0 | 0 | 0 | 0 | 0
F3_Commercial_Restaurant_Existing_Food Preparation_Natural Gas_Griddle_E1 | F3 | Commercial | Restaurant | Existing | Food Preparation | Natural Gas | Griddle | E1 | System - kBTUs of Conusmption | 64.8076 | 64.937 | 64.8545 | 64.7981 | 64.7981 | 64.7981 | 64.7981 | 64.7981 | 64.7981 | 64.7981 | 64.7981 | 64.7981 | 64.7981 | 64.7981 | 64.7981 | 64.7981 | 64.7981 | 64.7981 | 64.7981 | 64.7981 | 64.7981 | 64.7981 | 64.7981 | 64.7981 | 64.7981 | 64.7981 | 64.7981 | 64.7981 | 64.7981 | 64.7981 | 64.7981
F3_Commercial_Restaurant_Existing_Food Preparation_Natural Gas_Griddle_E2 | F3 | Commercial | Restaurant | Existing | Food Preparation | Natural Gas | Griddle | E2 | System - kBTUs of Conusmption | 55.9722 | 56.084 | 56.0128 | 55.964 | 55.964 | 55.964 | 55.964 | 55.964 | 55.964 | 55.964 | 55.964 | 55.964 | 55.964 | 55.964 | 55.964 | 55.964 | 55.964 | 55.964 | 55.964 | 55.964 | 55.964 | 55.964 | 55.964 | 55.964 | 55.964 | 55.964 | 55.964 | 55.964 | 55.964 | 55.964 | 55.964
F3_Commercial_Restaurant_Existing_Food Preparation_Natural Gas_Griddle_E3 | F3 | Commercial | Restaurant | Existing | Food Preparation | Natural Gas | Griddle | E3 | System - kBTUs of Conusmption | 0 | 0 | 0 | 0 | 0 | 0 | 0 | 0 | 0 | 0 | 0 | 0 | 0 | 0 | 0 | 0 | 0 | 0 | 0 | 0 | 0 | 0 | 0 | 0 | 0 | 0 | 0 | 0 | 0 | 0 | 0
F3_Commercial_Restaurant_Existing_Food Preparation_Natural Gas_Griddle_E4 | F3 | Commercial | Restaurant | Existing | Food Preparation | Natural Gas | Griddle | E4 | System - kBTUs of Conusmption | 0 | 0 | 0 | 0 | 0 | 0 | 0 | 0 | 0 | 0 | 0 | 0 | 0 | 0 | 0 | 0 | 0 | 0 | 0 | 0 | 0 | 0 | 0 | 0 | 0 | 0 | 0 | 0 | 0 | 0 | 0
F3_Commercial_Restaurant_Existing_Food Preparation_Natural Gas_Griddle_E5 | F3 | Commercial | Restaurant | Existing | Food Preparation | Natural Gas | Griddle | E5 | System - kBTUs of Conusmption | 0 | 0 | 0 | 0 | 0 | 0 | 0 | 0 | 0 | 0 | 0 | 0 | 0 | 0 | 0 | 0 | 0 | 0 | 0 | 0 | 0 | 0 | 0 | 0 | 0 | 0 | 0 | 0 | 0 | 0 | 0
F3_Commercial_Restaurant_Existing_Food Preparation_Natural Gas_Griddle_E6 | F3 | Commercial | Restaurant | Existing | Food Preparation | Natural Gas | Griddle | E6 | System - kBTUs of Conusmption | 0 | 0 | 0 | 0 | 0 | 0 | 0 | 0 | 0 | 0 | 0 | 0 | 0 | 0 | 0 | 0 | 0 | 0 | 0 | 0 | 0 | 0 | 0 | 0 | 0 | 0 | 0 | 0 | 0 | 0 | 0
F3_Commercial_Restaurant_Existing_Food Preparation_Natural Gas_Griddle_E7 | F3 | Commercial | Restaurant | Existing | Food Preparation | Natural Gas | Griddle | E7 | System - kBTUs of Conusmption | 0 | 0 | 0 | 0 | 0 | 0 | 0 | 0 | 0 | 0 | 0 | 0 | 0 | 0 | 0 | 0 | 0 | 0 | 0 | 0 | 0 | 0 | 0 | 0 | 0 | 0 | 0 | 0 | 0 | 0 | 0
F3_Commercial_Restaurant_Existing_Food Preparation_Natural Gas_Griddle_E8 | F3 | Commercial | Restaurant | Existing | Food Preparation | Natural Gas | Griddle | E8 | System - kBTUs of Conusmption | 0 | 0 | 0 | 0 | 0 | 0 | 0 | 0 | 0 | 0 | 0 | 0 | 0 | 0 | 0 | 0 | 0 | 0 | 0 | 0 | 0 | 0 | 0 | 0 | 0 | 0 | 0 | 0 | 0 | 0 | 0
F3_Commercial_Restaurant_Existing_Food Preparation_Natural Gas_Griddle_E9 | F3 | Commercial | Restaurant | Existing | Food Preparation | Natural Gas | Griddle | E9 | System - kBTUs of Conusmption | 0 | 0 | 0 | 0 | 0 | 0 | 0 | 0 | 0 | 0 | 0 | 0 | 0 | 0 | 0 | 0 | 0 | 0 | 0 | 0 | 0 | 0 | 0 | 0 | 0 | 0 | 0 | 0 | 0 | 0 | 0
F3_Commercial_Restaurant_Existing_Food Preparation_Natural Gas_Griddle_E10 | F3 | Commercial | Restaurant | Existing | Food Preparation | Natural Gas | Griddle | E10 | System - kBTUs of Conusmption | 0 | 0 | 0 | 0 | 0 | 0 | 0 | 0 | 0 | 0 | 0 | 0 | 0 | 0 | 0 | 0 | 0 | 0 | 0 | 0 | 0 | 0 | 0 | 0 | 0 | 0 | 0 | 0 | 0 | 0 | 0
F4_Commercial_Restaurant_Existing_Food Preparation_Natural Gas_Griddle_E1 | F4 | Commercial | Restaurant | Existing | Food Preparation | Natural Gas | Griddle | E1 | Utility - Cost of Equipment | 0.33664 | 0.33664 | 0.33664 | 0.33664 | 0.33664 | 0.33664 | 0.33664 | 0.33664 | 0.33664 | 0.33664 | 0.33664 | 0.33664 | 0.33664 | 0.33664 | 0.33664 | 0.33664 | 0.33664 | 0.33664 | 0.33664 | 0.33664 | 0.33664 | 0.33664 | 0.33664 | 0.33664 | 0.33664 | 0.33664 | 0.33664 | 0.33664 | 0.33664 | 0.33664 | 0.33664
F4_Commercial_Restaurant_Existing_Food Preparation_Natural Gas_Griddle_E2 | F4 | Commercial | Restaurant | Existing | Food Preparation | Natural Gas | Griddle | E2 | Utility - Cost of Equipment | 0.36017 | 0.36017 | 0.36017 | 0.36017 | 0.36017 | 0.36017 | 0.36017 | 0.36017 | 0.36017 | 0.36017 | 0.36017 | 0.36017 | 0.36017 | 0.36017 | 0.36017 | 0.36017 | 0.36017 | 0.36017 | 0.36017 | 0.36017 | 0.36017 | 0.36017 | 0.36017 | 0.36017 | 0.36017 | 0.36017 | 0.36017 | 0.36017 | 0.36017 | 0.36017 | 0.36017
F4_Commercial_Restaurant_Existing_Food Preparation_Natural Gas_Griddle_E3 | F4 | Commercial | Restaurant | Existing | Food Preparation | Natural Gas | Griddle | E3 | Utility - Cost of Equipment | 0 | 0 | 0 | 0 | 0 | 0 | 0 | 0 | 0 | 0 | 0 | 0 | 0 | 0 | 0 | 0 | 0 | 0 | 0 | 0 | 0 | 0 | 0 | 0 | 0 | 0 | 0 | 0 | 0 | 0 | 0
F4_Commercial_Restaurant_Existing_Food Preparation_Natural Gas_Griddle_E4 | F4 | Commercial | Restaurant | Existing | Food Preparation | Natural Gas | Griddle | E4 | Utility - Cost of Equipment | 0 | 0 | 0 | 0 | 0 | 0 | 0 | 0 | 0 | 0 | 0 | 0 | 0 | 0 | 0 | 0 | 0 | 0 | 0 | 0 | 0 | 0 | 0 | 0 | 0 | 0 | 0 | 0 | 0 | 0 | 0
F4_Commercial_Restaurant_Existing_Food Preparation_Natural Gas_Griddle_E5 | F4 | Commercial | Restaurant | Existing | Food Preparation | Natural Gas | Griddle | E5 | Utility - Cost of Equipment | 0 | 0 | 0 | 0 | 0 | 0 | 0 | 0 | 0 | 0 | 0 | 0 | 0 | 0 | 0 | 0 | 0 | 0 | 0 | 0 | 0 | 0 | 0 | 0 | 0 | 0 | 0 | 0 | 0 | 0 | 0
F4_Commercial_Restaurant_Existing_Food Preparation_Natural Gas_Griddle_E6 | F4 | Commercial | Restaurant | Existing | Food Preparation | Natural Gas | Griddle | E6 | Utility - Cost of Equipment | 0 | 0 | 0 | 0 | 0 | 0 | 0 | 0 | 0 | 0 | 0 | 0 | 0 | 0 | 0 | 0 | 0 | 0 | 0 | 0 | 0 | 0 | 0 | 0 | 0 | 0 | 0 | 0 | 0 | 0 | 0
F4_Commercial_Restaurant_Existing_Food Preparation_Natural Gas_Griddle_E7 | F4 | Commercial | Restaurant | Existing | Food Preparation | Natural Gas | Griddle | E7 | Utility - Cost of Equipment | 0 | 0 | 0 | 0 | 0 | 0 | 0 | 0 | 0 | 0 | 0 | 0 | 0 | 0 | 0 | 0 | 0 | 0 | 0 | 0 | 0 | 0 | 0 | 0 | 0 | 0 | 0 | 0 | 0 | 0 | 0
F4_Commercial_Restaurant_Existing_Food Preparation_Natural Gas_Griddle_E8 | F4 | Commercial | Restaurant | Existing | Food Preparation | Natural Gas | Griddle | E8 | Utility - Cost of Equipment | 0 | 0 | 0 | 0 | 0 | 0 | 0 | 0 | 0 | 0 | 0 | 0 | 0 | 0 | 0 | 0 | 0 | 0 | 0 | 0 | 0 | 0 | 0 | 0 | 0 | 0 | 0 | 0 | 0 | 0 | 0
F4_Commercial_Restaurant_Existing_Food Preparation_Natural Gas_Griddle_E9 | F4 | Commercial | Restaurant | Existing | Food Preparation | Natural Gas | Griddle | E9 | Utility - Cost of Equipment | 0 | 0 | 0 | 0 | 0 | 0 | 0 | 0 | 0 | 0 | 0 | 0 | 0 | 0 | 0 | 0 | 0 | 0 | 0 | 0 | 0 | 0 | 0 | 0 | 0 | 0 | 0 | 0 | 0 | 0 | 0
F4_Commercial_Restaurant_Existing_Food Preparation_Natural Gas_Griddle_E10 | F4 | Commercial | Restaurant | Existing | Food Preparation | Natural Gas | Griddle | E10 | Utility - Cost of Equipment | 0 | 0 | 0 | 0 | 0 | 0 | 0 | 0 | 0 | 0 | 0 | 0 | 0 | 0 | 0 | 0 | 0 | 0 | 0 | 0 | 0 | 0 | 0 | 0 | 0 | 0 | 0 | 0 | 0 | 0 | 0
F5_Commercial_Restaurant_Existing_Food Preparation_Natural Gas_Griddle_E1 | F5 | Commercial | Restaurant | Existing | Food Preparation | Natural Gas | Griddle | E1 | Utility - Cost of Operation | 0.65101 | 0.66105 | 0.66834 | 0.66462 | 0.6653 | 0.62709 | 0.59548 | 0.57784 | 0.57052 | 0.59167 | 0.61944 | 0.64846 | 0.59554 | 0.63087 | 0.63302 | 0.62986 | 0.63044 | 0.63238 | 0.6203 | 0.62759 | 0.6325 | 0.63942 | 0.64832 | 0.32515 | 0.31881 | 0.31284 | 0.3072 | 0.30184 | 0.2967 | 0.29175 | 0.28696
F5_Commercial_Restaurant_Existing_Food Preparation_Natural Gas_Griddle_E2 | F5 | Commercial | Restaurant | Existing | Food Preparation | Natural Gas | Griddle | E2 | Utility - Cost of Operation | 0.56225 | 0.57093 | 0.57723 | 0.57401 | 0.57459 | 0.54159 | 0.5143 | 0.49906 | 0.49274 | 0.511 | 0.53499 | 0.56006 | 0.51435 | 0.54486 | 0.54672 | 0.54399 | 0.54449 | 0.54616 | 0.53573 | 0.54203 | 0.54627 | 0.55225 | 0.55993 | 0.28083 | 0.27534 | 0.27019 | 0.26532 | 0.26069 | 0.25625 | 0.25198 | 0.24784
F5_Commercial_Restaurant_Existing_Food Preparation_Natural Gas_Griddle_E3 | F5 | Commercial | Restaurant | Existing | Food Preparation | Natural Gas | Griddle | E3 | Utility - Cost of Operation | 0 | 0 | 0 | 0 | 0 | 0 | 0 | 0 | 0 | 0 | 0 | 0 | 0 | 0 | 0 | 0 | 0 | 0 | 0 | 0 | 0 | 0 | 0 | 0 | 0 | 0 | 0 | 0 | 0 | 0 | 0
F5_Commercial_Restaurant_Existing_Food Preparation_Natural Gas_Griddle_E4 | F5 | Commercial | Restaurant | Existing | Food Preparation | Natural Gas | Griddle | E4 | Utility - Cost of Operation | 0 | 0 | 0 | 0 | 0 | 0 | 0 | 0 | 0 | 0 | 0 | 0 | 0 | 0 | 0 | 0 | 0 | 0 | 0 | 0 | 0 | 0 | 0 | 0 | 0 | 0 | 0 | 0 | 0 | 0 | 0
F5_Commercial_Restaurant_Existing_Food Preparation_Natural Gas_Griddle_E5 | F5 | Commercial | Restaurant | Existing | Food Preparation | Natural Gas | Griddle | E5 | Utility - Cost of Operation | 0 | 0 | 0 | 0 | 0 | 0 | 0 | 0 | 0 | 0 | 0 | 0 | 0 | 0 | 0 | 0 | 0 | 0 | 0 | 0 | 0 | 0 | 0 | 0 | 0 | 0 | 0 | 0 | 0 | 0 | 0
F5_Commercial_Restaurant_Existing_Food Preparation_Natural Gas_Griddle_E6 | F5 | Commercial | Restaurant | Existing | Food Preparation | Natural Gas | Griddle | E6 | Utility - Cost of Operation | 0 | 0 | 0 | 0 | 0 | 0 | 0 | 0 | 0 | 0 | 0 | 0 | 0 | 0 | 0 | 0 | 0 | 0 | 0 | 0 | 0 | 0 | 0 | 0 | 0 | 0 | 0 | 0 | 0 | 0 | 0
F5_Commercial_Restaurant_Existing_Food Preparation_Natural Gas_Griddle_E7 | F5 | Commercial | Restaurant | Existing | Food Preparation | Natural Gas | Griddle | E7 | Utility - Cost of Operation | 0 | 0 | 0 | 0 | 0 | 0 | 0 | 0 | 0 | 0 | 0 | 0 | 0 | 0 | 0 | 0 | 0 | 0 | 0 | 0 | 0 | 0 | 0 | 0 | 0 | 0 | 0 | 0 | 0 | 0 | 0
F5_Commercial_Restaurant_Existing_Food Preparation_Natural Gas_Griddle_E8 | F5 | Commercial | Restaurant | Existing | Food Preparation | Natural Gas | Griddle | E8 | Utility - Cost of Operation | 0 | 0 | 0 | 0 | 0 | 0 | 0 | 0 | 0 | 0 | 0 | 0 | 0 | 0 | 0 | 0 | 0 | 0 | 0 | 0 | 0 | 0 | 0 | 0 | 0 | 0 | 0 | 0 | 0 | 0 | 0
F5_Commercial_Restaurant_Existing_Food Preparation_Natural Gas_Griddle_E9 | F5 | Commercial | Restaurant | Existing | Food Preparation | Natural Gas | Griddle | E9 | Utility - Cost of Operation | 0 | 0 | 0 | 0 | 0 | 0 | 0 | 0 | 0 | 0 | 0 | 0 | 0 | 0 | 0 | 0 | 0 | 0 | 0 | 0 | 0 | 0 | 0 | 0 | 0 | 0 | 0 | 0 | 0 | 0 | 0
F5_Commercial_Restaurant_Existing_Food Preparation_Natural Gas_Griddle_E10 | F5 | Commercial | Restaurant | Existing | Food Preparation | Natural Gas | Griddle | E10 | Utility - Cost of Operation | 0 | 0 | 0 | 0 | 0 | 0 | 0 | 0 | 0 | 0 | 0 | 0 | 0 | 0 | 0 | 0 | 0 | 0 | 0 | 0 | 0 | 0 | 0 | 0 | 0 | 0 | 0 | 0 | 0 | 0 | 0
F6_Commercial_Restaurant_Existing_Food Preparation_Natural Gas_Griddle_E1 | F6 | Commercial | Restaurant | Existing | Food Preparation | Natural Gas | Griddle | E1 | Utility - Value of Sales | 0.77995 | 0.79198 | 0.80072 | 0.79626 | 0.79707 | 0.75129 | 0.71343 | 0.69229 | 0.68352 | 0.70886 | 0.74213 | 0.7769 | 0.7135 | 0.75582 | 0.7584 | 0.75461 | 0.7553 | 0.75763 | 0.74316 | 0.75189 | 0.75778 | 0.76607 | 0.77673 | 0.38956 | 0.38195 | 0.3748 | 0.36805 | 0.36162 | 0.35547 | 0.34954 | 0.3438
F6_Commercial_Restaurant_Existing_Food Preparation_Natural Gas_Griddle_E2 | F6 | Commercial | Restaurant | Existing | Food Preparation | Natural Gas | Griddle | E2 | Utility - Value of Sales | 0.67362 | 0.68401 | 0.69156 | 0.6877 | 0.6884 | 0.64886 | 0.61617 | 0.59791 | 0.59034 | 0.61222 | 0.64095 | 0.67098 | 0.61623 | 0.65278 | 0.655 | 0.65173 | 0.65233 | 0.65434 | 0.64184 | 0.64938 | 0.65447 | 0.66163 | 0.67083 | 0.33645 | 0.32988 | 0.3237 | 0.31787 | 0.31232 | 0.30701 | 0.30188 | 0.29693
F6_Commercial_Restaurant_Existing_Food Preparation_Natural Gas_Griddle_E3 | F6 | Commercial | Restaurant | Existing | Food Preparation | Natural Gas | Griddle | E3 | Utility - Value of Sales | 0 | 0 | 0 | 0 | 0 | 0 | 0 | 0 | 0 | 0 | 0 | 0 | 0 | 0 | 0 | 0 | 0 | 0 | 0 | 0 | 0 | 0 | 0 | 0 | 0 | 0 | 0 | 0 | 0 | 0 | 0
F6_Commercial_Restaurant_Existing_Food Preparation_Natural Gas_Griddle_E4 | F6 | Commercial | Restaurant | Existing | Food Preparation | Natural Gas | Griddle | E4 | Utility - Value of Sales | 0 | 0 | 0 | 0 | 0 | 0 | 0 | 0 | 0 | 0 | 0 | 0 | 0 | 0 | 0 | 0 | 0 | 0 | 0 | 0 | 0 | 0 | 0 | 0 | 0 | 0 | 0 | 0 | 0 | 0 | 0
F6_Commercial_Restaurant_Existing_Food Preparation_Natural Gas_Griddle_E5 | F6 | Commercial | Restaurant | Existing | Food Preparation | Natural Gas | Griddle | E5 | Utility - Value of Sales | 0 | 0 | 0 | 0 | 0 | 0 | 0 | 0 | 0 | 0 | 0 | 0 | 0 | 0 | 0 | 0 | 0 | 0 | 0 | 0 | 0 | 0 | 0 | 0 | 0 | 0 | 0 | 0 | 0 | 0 | 0
F6_Commercial_Restaurant_Existing_Food Preparation_Natural Gas_Griddle_E6 | F6 | Commercial | Restaurant | Existing | Food Preparation | Natural Gas | Griddle | E6 | Utility - Value of Sales | 0 | 0 | 0 | 0 | 0 | 0 | 0 | 0 | 0 | 0 | 0 | 0 | 0 | 0 | 0 | 0 | 0 | 0 | 0 | 0 | 0 | 0 | 0 | 0 | 0 | 0 | 0 | 0 | 0 | 0 | 0
F6_Commercial_Restaurant_Existing_Food Preparation_Natural Gas_Griddle_E7 | F6 | Commercial | Restaurant | Existing | Food Preparation | Natural Gas | Griddle | E7 | Utility - Value of Sales | 0 | 0 | 0 | 0 | 0 | 0 | 0 | 0 | 0 | 0 | 0 | 0 | 0 | 0 | 0 | 0 | 0 | 0 | 0 | 0 | 0 | 0 | 0 | 0 | 0 | 0 | 0 | 0 | 0 | 0 | 0
F6_Commercial_Restaurant_Existing_Food Preparation_Natural Gas_Griddle_E8 | F6 | Commercial | Restaurant | Existing | Food Preparation | Natural Gas | Griddle | E8 | Utility - Value of Sales | 0 | 0 | 0 | 0 | 0 | 0 | 0 | 0 | 0 | 0 | 0 | 0 | 0 | 0 | 0 | 0 | 0 | 0 | 0 | 0 | 0 | 0 | 0 | 0 | 0 | 0 | 0 | 0 | 0 | 0 | 0
F6_Commercial_Restaurant_Existing_Food Preparation_Natural Gas_Griddle_E9 | F6 | Commercial | Restaurant | Existing | Food Preparation | Natural Gas | Griddle | E9 | Utility - Value of Sales | 0 | 0 | 0 | 0 | 0 | 0 | 0 | 0 | 0 | 0 | 0 | 0 | 0 | 0 | 0 | 0 | 0 | 0 | 0 | 0 | 0 | 0 | 0 | 0 | 0 | 0 | 0 | 0 | 0 | 0 | 0
F6_Commercial_Restaurant_Existing_Food Preparation_Natural Gas_Griddle_E10 | F6 | Commercial | Restaurant | Existing | Food Preparation | Natural Gas | Griddle | E10 | Utility - Value of Sales | 0 | 0 | 0 | 0 | 0 | 0 | 0 | 0 | 0 | 0 | 0 | 0 | 0 | 0 | 0 | 0 | 0 | 0 | 0 | 0 | 0 | 0 | 0 | 0 | 0 | 0 | 0 | 0 | 0 | 0 | 0
F1_Commercial_Restaurant_Existing_Food Preparation_Natural Gas_Range_E1 | F1 | Commercial | Restaurant | Existing | Food Preparation | Natural Gas | Range | E1 | Participant - Cost of Equipment | 0.6336 | 0.6336 | 0.6336 | 0.6336 | 0.6336 | 0.6336 | 0.6336 | 0.6336 | 0.6336 | 0.6336 | 0.6336 | 0.6336 | 0.6336 | 0.6336 | 0.6336 | 0.6336 | 0.6336 | 0.6336 | 0.6336 | 0.6336 | 0.6336 | 0.6336 | 0.6336 | 0.6336 | 0.6336 | 0.6336 | 0.6336 | 0.6336 | 0.6336 | 0.6336 | 0.6336
F1_Commercial_Restaurant_Existing_Food Preparation_Natural Gas_Range_E2 | F1 | Commercial | Restaurant | Existing | Food Preparation | Natural Gas | Range | E2 | Participant - Cost of Equipment | 0.63369 | 0.63369 | 0.63369 | 0.63369 | 0.63369 | 0.63369 | 0.63369 | 0.63369 | 0.63369 | 0.63369 | 0.63369 | 0.63369 | 0.63369 | 0.63369 | 0.63369 | 0.63369 | 0.63369 | 0.63369 | 0.63369 | 0.63369 | 0.63369 | 0.63369 | 0.63369 | 0.63369 | 0.63369 | 0.63369 | 0.63369 | 0.63369 | 0.63369 | 0.63369 | 0.63369
F1_Commercial_Restaurant_Existing_Food Preparation_Natural Gas_Range_E3 | F1 | Commercial | Restaurant | Existing | Food Preparation | Natural Gas | Range | E3 | Participant - Cost of Equipment | 0 | 0 | 0 | 0 | 0 | 0 | 0 | 0 | 0 | 0 | 0 | 0 | 0 | 0 | 0 | 0 | 0 | 0 | 0 | 0 | 0 | 0 | 0 | 0 | 0 | 0 | 0 | 0 | 0 | 0 | 0
F1_Commercial_Restaurant_Existing_Food Preparation_Natural Gas_Range_E4 | F1 | Commercial | Restaurant | Existing | Food Preparation | Natural Gas | Range | E4 | Participant - Cost of Equipment | 0 | 0 | 0 | 0 | 0 | 0 | 0 | 0 | 0 | 0 | 0 | 0 | 0 | 0 | 0 | 0 | 0 | 0 | 0 | 0 | 0 | 0 | 0 | 0 | 0 | 0 | 0 | 0 | 0 | 0 | 0
F1_Commercial_Restaurant_Existing_Food Preparation_Natural Gas_Range_E5 | F1 | Commercial | Restaurant | Existing | Food Preparation | Natural Gas | Range | E5 | Participant - Cost of Equipment | 0 | 0 | 0 | 0 | 0 | 0 | 0 | 0 | 0 | 0 | 0 | 0 | 0 | 0 | 0 | 0 | 0 | 0 | 0 | 0 | 0 | 0 | 0 | 0 | 0 | 0 | 0 | 0 | 0 | 0 | 0
F1_Commercial_Restaurant_Existing_Food Preparation_Natural Gas_Range_E6 | F1 | Commercial | Restaurant | Existing | Food Preparation | Natural Gas | Range | E6 | Participant - Cost of Equipment | 0 | 0 | 0 | 0 | 0 | 0 | 0 | 0 | 0 | 0 | 0 | 0 | 0 | 0 | 0 | 0 | 0 | 0 | 0 | 0 | 0 | 0 | 0 | 0 | 0 | 0 | 0 | 0 | 0 | 0 | 0
F1_Commercial_Restaurant_Existing_Food Preparation_Natural Gas_Range_E7 | F1 | Commercial | Restaurant | Existing | Food Preparation | Natural Gas | Range | E7 | Participant - Cost of Equipment | 0 | 0 | 0 | 0 | 0 | 0 | 0 | 0 | 0 | 0 | 0 | 0 | 0 | 0 | 0 | 0 | 0 | 0 | 0 | 0 | 0 | 0 | 0 | 0 | 0 | 0 | 0 | 0 | 0 | 0 | 0
F1_Commercial_Restaurant_Existing_Food Preparation_Natural Gas_Range_E8 | F1 | Commercial | Restaurant | Existing | Food Preparation | Natural Gas | Range | E8 | Participant - Cost of Equipment | 0 | 0 | 0 | 0 | 0 | 0 | 0 | 0 | 0 | 0 | 0 | 0 | 0 | 0 | 0 | 0 | 0 | 0 | 0 | 0 | 0 | 0 | 0 | 0 | 0 | 0 | 0 | 0 | 0 | 0 | 0
F1_Commercial_Restaurant_Existing_Food Preparation_Natural Gas_Range_E9 | F1 | Commercial | Restaurant | Existing | Food Preparation | Natural Gas | Range | E9 | Participant - Cost of Equipment | 0 | 0 | 0 | 0 | 0 | 0 | 0 | 0 | 0 | 0 | 0 | 0 | 0 | 0 | 0 | 0 | 0 | 0 | 0 | 0 | 0 | 0 | 0 | 0 | 0 | 0 | 0 | 0 | 0 | 0 | 0
F1_Commercial_Restaurant_Existing_Food Preparation_Natural Gas_Range_E10 | F1 | Commercial | Restaurant | Existing | Food Preparation | Natural Gas | Range | E10 | Participant - Cost of Equipment | 0 | 0 | 0 | 0 | 0 | 0 | 0 | 0 | 0 | 0 | 0 | 0 | 0 | 0 | 0 | 0 | 0 | 0 | 0 | 0 | 0 | 0 | 0 | 0 | 0 | 0 | 0 | 0 | 0 | 0 | 0
F2_Commercial_Restaurant_Existing_Food Preparation_Natural Gas_Range_E1 | F2 | Commercial | Restaurant | Existing | Food Preparation | Natural Gas | Range | E1 | Participant - Cost of Operation | 0.90512 | 0.92306 | 0.93589 | 0.9498 | 0.96978 | 0.90859 | 0.86076 | 0.83562 | 0.82658 | 0.81272 | 0.80336 | 0.84593 | 0.75707 | 0.8092 | 0.87611 | 0.94114 | 0.94357 | 0.94808 | 0.92996 | 0.94288 | 0.95193 | 0.96414 | 0.97948 | 0.46138 | 0.45218 | 0.44356 | 0.43545 | 0.42776 | 0.42042 | 0.41336 | 0.40653
F2_Commercial_Restaurant_Existing_Food Preparation_Natural Gas_Range_E2 | F2 | Commercial | Restaurant | Existing | Food Preparation | Natural Gas | Range | E2 | Participant - Cost of Operation | 0.67884 | 0.6923 | 0.70192 | 0.71235 | 0.72734 | 0.68144 | 0.64557 | 0.62671 | 0.61994 | 0.60954 | 0.60252 | 0.63445 | 0.5678 | 0.6069 | 0.65708 | 0.70586 | 0.70768 | 0.71106 | 0.69747 | 0.70716 | 0.71395 | 0.7231 | 0.73461 | 0.34604 | 0.33913 | 0.33267 | 0.32659 | 0.32082 | 0.31531 | 0.31002 | 0.3049
F2_Commercial_Restaurant_Existing_Food Preparation_Natural Gas_Range_E3 | F2 | Commercial | Restaurant | Existing | Food Preparation | Natural Gas | Range | E3 | Participant - Cost of Operation | 0 | 0 | 0 | 0 | 0 | 0 | 0 | 0 | 0 | 0 | 0 | 0 | 0 | 0 | 0 | 0 | 0 | 0 | 0 | 0 | 0 | 0 | 0 | 0 | 0 | 0 | 0 | 0 | 0 | 0 | 0
F2_Commercial_Restaurant_Existing_Food Preparation_Natural Gas_Range_E4 | F2 | Commercial | Restaurant | Existing | Food Preparation | Natural Gas | Range | E4 | Participant - Cost of Operation | 0 | 0 | 0 | 0 | 0 | 0 | 0 | 0 | 0 | 0 | 0 | 0 | 0 | 0 | 0 | 0 | 0 | 0 | 0 | 0 | 0 | 0 | 0 | 0 | 0 | 0 | 0 | 0 | 0 | 0 | 0
F2_Commercial_Restaurant_Existing_Food Preparation_Natural Gas_Range_E5 | F2 | Commercial | Restaurant | Existing | Food Preparation | Natural Gas | Range | E5 | Participant - Cost of Operation | 0 | 0 | 0 | 0 | 0 | 0 | 0 | 0 | 0 | 0 | 0 | 0 | 0 | 0 | 0 | 0 | 0 | 0 | 0 | 0 | 0 | 0 | 0 | 0 | 0 | 0 | 0 | 0 | 0 | 0 | 0
F2_Commercial_Restaurant_Existing_Food Preparation_Natural Gas_Range_E6 | F2 | Commercial | Restaurant | Existing | Food Preparation | Natural Gas | Range | E6 | Participant - Cost of Operation | 0 | 0 | 0 | 0 | 0 | 0 | 0 | 0 | 0 | 0 | 0 | 0 | 0 | 0 | 0 | 0 | 0 | 0 | 0 | 0 | 0 | 0 | 0 | 0 | 0 | 0 | 0 | 0 | 0 | 0 | 0
F2_Commercial_Restaurant_Existing_Food Preparation_Natural Gas_Range_E7 | F2 | Commercial | Restaurant | Existing | Food Preparation | Natural Gas | Range | E7 | Participant - Cost of Operation | 0 | 0 | 0 | 0 | 0 | 0 | 0 | 0 | 0 | 0 | 0 | 0 | 0 | 0 | 0 | 0 | 0 | 0 | 0 | 0 | 0 | 0 | 0 | 0 | 0 | 0 | 0 | 0 | 0 | 0 | 0
F2_Commercial_Restaurant_Existing_Food Preparation_Natural Gas_Range_E8 | F2 | Commercial | Restaurant | Existing | Food Preparation | Natural Gas | Range | E8 | Participant - Cost of Operation | 0 | 0 | 0 | 0 | 0 | 0 | 0 | 0 | 0 | 0 | 0 | 0 | 0 | 0 | 0 | 0 | 0 | 0 | 0 | 0 | 0 | 0 | 0 | 0 | 0 | 0 | 0 | 0 | 0 | 0 | 0
F2_Commercial_Restaurant_Existing_Food Preparation_Natural Gas_Range_E9 | F2 | Commercial | Restaurant | Existing | Food Preparation | Natural Gas | Range | E9 | Participant - Cost of Operation | 0 | 0 | 0 | 0 | 0 | 0 | 0 | 0 | 0 | 0 | 0 | 0 | 0 | 0 | 0 | 0 | 0 | 0 | 0 | 0 | 0 | 0 | 0 | 0 | 0 | 0 | 0 | 0 | 0 | 0 | 0
F2_Commercial_Restaurant_Existing_Food Preparation_Natural Gas_Range_E10 | F2 | Commercial | Restaurant | Existing | Food Preparation | Natural Gas | Range | E10 | Participant - Cost of Operation | 0 | 0 | 0 | 0 | 0 | 0 | 0 | 0 | 0 | 0 | 0 | 0 | 0 | 0 | 0 | 0 | 0 | 0 | 0 | 0 | 0 | 0 | 0 | 0 | 0 | 0 | 0 | 0 | 0 | 0 | 0
F3_Commercial_Restaurant_Existing_Food Preparation_Natural Gas_Range_E1 | F3 | Commercial | Restaurant | Existing | Food Preparation | Natural Gas | Range | E1 | System - kBTUs of Conusmption | 75.7406 | 75.9221 | 75.8065 | 75.7273 | 75.7273 | 75.7273 | 75.7273 | 75.7273 | 75.7273 | 75.7273 | 75.7273 | 75.7273 | 75.7273 | 75.7273 | 75.7273 | 75.7273 | 75.7273 | 75.7273 | 75.7273 | 75.7273 | 75.7273 | 75.7273 | 75.7273 | 75.7273 | 75.7273 | 75.7273 | 75.7273 | 75.7273 | 75.7273 | 75.7273 | 75.7273
F3_Commercial_Restaurant_Existing_Food Preparation_Natural Gas_Range_E2 | F3 | Commercial | Restaurant | Existing | Food Preparation | Natural Gas | Range | E2 | System - kBTUs of Conusmption | 56.8055 | 56.9416 | 56.8548 | 56.7955 | 56.7955 | 56.7955 | 56.7955 | 56.7955 | 56.7955 | 56.7955 | 56.7955 | 56.7955 | 56.7955 | 56.7955 | 56.7955 | 56.7955 | 56.7955 | 56.7955 | 56.7955 | 56.7955 | 56.7955 | 56.7955 | 56.7955 | 56.7955 | 56.7955 | 56.7955 | 56.7955 | 56.7955 | 56.7955 | 56.7955 | 56.7955
F3_Commercial_Restaurant_Existing_Food Preparation_Natural Gas_Range_E3 | F3 | Commercial | Restaurant | Existing | Food Preparation | Natural Gas | Range | E3 | System - kBTUs of Conusmption | 0 | 0 | 0 | 0 | 0 | 0 | 0 | 0 | 0 | 0 | 0 | 0 | 0 | 0 | 0 | 0 | 0 | 0 | 0 | 0 | 0 | 0 | 0 | 0 | 0 | 0 | 0 | 0 | 0 | 0 | 0
F3_Commercial_Restaurant_Existing_Food Preparation_Natural Gas_Range_E4 | F3 | Commercial | Restaurant | Existing | Food Preparation | Natural Gas | Range | E4 | System - kBTUs of Conusmption | 0 | 0 | 0 | 0 | 0 | 0 | 0 | 0 | 0 | 0 | 0 | 0 | 0 | 0 | 0 | 0 | 0 | 0 | 0 | 0 | 0 | 0 | 0 | 0 | 0 | 0 | 0 | 0 | 0 | 0 | 0
F3_Commercial_Restaurant_Existing_Food Preparation_Natural Gas_Range_E5 | F3 | Commercial | Restaurant | Existing | Food Preparation | Natural Gas | Range | E5 | System - kBTUs of Conusmption | 0 | 0 | 0 | 0 | 0 | 0 | 0 | 0 | 0 | 0 | 0 | 0 | 0 | 0 | 0 | 0 | 0 | 0 | 0 | 0 | 0 | 0 | 0 | 0 | 0 | 0 | 0 | 0 | 0 | 0 | 0
F3_Commercial_Restaurant_Existing_Food Preparation_Natural Gas_Range_E6 | F3 | Commercial | Restaurant | Existing | Food Preparation | Natural Gas | Range | E6 | System - kBTUs of Conusmption | 0 | 0 | 0 | 0 | 0 | 0 | 0 | 0 | 0 | 0 | 0 | 0 | 0 | 0 | 0 | 0 | 0 | 0 | 0 | 0 | 0 | 0 | 0 | 0 | 0 | 0 | 0 | 0 | 0 | 0 | 0
F3_Commercial_Restaurant_Existing_Food Preparation_Natural Gas_Range_E7 | F3 | Commercial | Restaurant | Existing | Food Preparation | Natural Gas | Range | E7 | System - kBTUs of Conusmption | 0 | 0 | 0 | 0 | 0 | 0 | 0 | 0 | 0 | 0 | 0 | 0 | 0 | 0 | 0 | 0 | 0 | 0 | 0 | 0 | 0 | 0 | 0 | 0 | 0 | 0 | 0 | 0 | 0 | 0 | 0
F3_Commercial_Restaurant_Existing_Food Preparation_Natural Gas_Range_E8 | F3 | Commercial | Restaurant | Existing | Food Preparation | Natural Gas | Range | E8 | System - kBTUs of Conusmption | 0 | 0 | 0 | 0 | 0 | 0 | 0 | 0 | 0 | 0 | 0 | 0 | 0 | 0 | 0 | 0 | 0 | 0 | 0 | 0 | 0 | 0 | 0 | 0 | 0 | 0 | 0 | 0 | 0 | 0 | 0
F3_Commercial_Restaurant_Existing_Food Preparation_Natural Gas_Range_E9 | F3 | Commercial | Restaurant | Existing | Food Preparation | Natural Gas | Range | E9 | System - kBTUs of Conusmption | 0 | 0 | 0 | 0 | 0 | 0 | 0 | 0 | 0 | 0 | 0 | 0 | 0 | 0 | 0 | 0 | 0 | 0 | 0 | 0 | 0 | 0 | 0 | 0 | 0 | 0 | 0 | 0 | 0 | 0 | 0
F3_Commercial_Restaurant_Existing_Food Preparation_Natural Gas_Range_E10 | F3 | Commercial | Restaurant | Existing | Food Preparation | Natural Gas | Range | E10 | System - kBTUs of Conusmption | 0 | 0 | 0 | 0 | 0 | 0 | 0 | 0 | 0 | 0 | 0 | 0 | 0 | 0 | 0 | 0 | 0 | 0 | 0 | 0 | 0 | 0 | 0 | 0 | 0 | 0 | 0 | 0 | 0 | 0 | 0
F4_Commercial_Restaurant_Existing_Food Preparation_Natural Gas_Range_E1 | F4 | Commercial | Restaurant | Existing | Food Preparation | Natural Gas | Range | E1 | Utility - Cost of Equipment | 0.6336 | 0.6336 | 0.6336 | 0.6336 | 0.6336 | 0.6336 | 0.6336 | 0.6336 | 0.6336 | 0.6336 | 0.6336 | 0.6336 | 0.6336 | 0.6336 | 0.6336 | 0.6336 | 0.6336 | 0.6336 | 0.6336 | 0.6336 | 0.6336 | 0.6336 | 0.6336 | 0.6336 | 0.6336 | 0.6336 | 0.6336 | 0.6336 | 0.6336 | 0.6336 | 0.6336
F4_Commercial_Restaurant_Existing_Food Preparation_Natural Gas_Range_E2 | F4 | Commercial | Restaurant | Existing | Food Preparation | Natural Gas | Range | E2 | Utility - Cost of Equipment | 0.63369 | 0.63369 | 0.63369 | 0.63369 | 0.63369 | 0.63369 | 0.63369 | 0.63369 | 0.63369 | 0.63369 | 0.63369 | 0.63369 | 0.63369 | 0.63369 | 0.63369 | 0.63369 | 0.63369 | 0.63369 | 0.63369 | 0.63369 | 0.63369 | 0.63369 | 0.63369 | 0.63369 | 0.63369 | 0.63369 | 0.63369 | 0.63369 | 0.63369 | 0.63369 | 0.63369
F4_Commercial_Restaurant_Existing_Food Preparation_Natural Gas_Range_E3 | F4 | Commercial | Restaurant | Existing | Food Preparation | Natural Gas | Range | E3 | Utility - Cost of Equipment | 0 | 0 | 0 | 0 | 0 | 0 | 0 | 0 | 0 | 0 | 0 | 0 | 0 | 0 | 0 | 0 | 0 | 0 | 0 | 0 | 0 | 0 | 0 | 0 | 0 | 0 | 0 | 0 | 0 | 0 | 0
F4_Commercial_Restaurant_Existing_Food Preparation_Natural Gas_Range_E4 | F4 | Commercial | Restaurant | Existing | Food Preparation | Natural Gas | Range | E4 | Utility - Cost of Equipment | 0 | 0 | 0 | 0 | 0 | 0 | 0 | 0 | 0 | 0 | 0 | 0 | 0 | 0 | 0 | 0 | 0 | 0 | 0 | 0 | 0 | 0 | 0 | 0 | 0 | 0 | 0 | 0 | 0 | 0 | 0
F4_Commercial_Restaurant_Existing_Food Preparation_Natural Gas_Range_E5 | F4 | Commercial | Restaurant | Existing | Food Preparation | Natural Gas | Range | E5 | Utility - Cost of Equipment | 0 | 0 | 0 | 0 | 0 | 0 | 0 | 0 | 0 | 0 | 0 | 0 | 0 | 0 | 0 | 0 | 0 | 0 | 0 | 0 | 0 | 0 | 0 | 0 | 0 | 0 | 0 | 0 | 0 | 0 | 0
F4_Commercial_Restaurant_Existing_Food Preparation_Natural Gas_Range_E6 | F4 | Commercial | Restaurant | Existing | Food Preparation | Natural Gas | Range | E6 | Utility - Cost of Equipment | 0 | 0 | 0 | 0 | 0 | 0 | 0 | 0 | 0 | 0 | 0 | 0 | 0 | 0 | 0 | 0 | 0 | 0 | 0 | 0 | 0 | 0 | 0 | 0 | 0 | 0 | 0 | 0 | 0 | 0 | 0
F4_Commercial_Restaurant_Existing_Food Preparation_Natural Gas_Range_E7 | F4 | Commercial | Restaurant | Existing | Food Preparation | Natural Gas | Range | E7 | Utility - Cost of Equipment | 0 | 0 | 0 | 0 | 0 | 0 | 0 | 0 | 0 | 0 | 0 | 0 | 0 | 0 | 0 | 0 | 0 | 0 | 0 | 0 | 0 | 0 | 0 | 0 | 0 | 0 | 0 | 0 | 0 | 0 | 0
F4_Commercial_Restaurant_Existing_Food Preparation_Natural Gas_Range_E8 | F4 | Commercial | Restaurant | Existing | Food Preparation | Natural Gas | Range | E8 | Utility - Cost of Equipment | 0 | 0 | 0 | 0 | 0 | 0 | 0 | 0 | 0 | 0 | 0 | 0 | 0 | 0 | 0 | 0 | 0 | 0 | 0 | 0 | 0 | 0 | 0 | 0 | 0 | 0 | 0 | 0 | 0 | 0 | 0
F4_Commercial_Restaurant_Existing_Food Preparation_Natural Gas_Range_E9 | F4 | Commercial | Restaurant | Existing | Food Preparation | Natural Gas | Range | E9 | Utility - Cost of Equipment | 0 | 0 | 0 | 0 | 0 | 0 | 0 | 0 | 0 | 0 | 0 | 0 | 0 | 0 | 0 | 0 | 0 | 0 | 0 | 0 | 0 | 0 | 0 | 0 | 0 | 0 | 0 | 0 | 0 | 0 | 0
F4_Commercial_Restaurant_Existing_Food Preparation_Natural Gas_Range_E10 | F4 | Commercial | Restaurant | Existing | Food Preparation | Natural Gas | Range | E10 | Utility - Cost of Equipment | 0 | 0 | 0 | 0 | 0 | 0 | 0 | 0 | 0 | 0 | 0 | 0 | 0 | 0 | 0 | 0 | 0 | 0 | 0 | 0 | 0 | 0 | 0 | 0 | 0 | 0 | 0 | 0 | 0 | 0 | 0
F5_Commercial_Restaurant_Existing_Food Preparation_Natural Gas_Range_E1 | F5 | Commercial | Restaurant | Existing | Food Preparation | Natural Gas | Range | E1 | Utility - Cost of Operation | 0.75549 | 0.77046 | 0.78117 | 0.79278 | 0.80946 | 0.75838 | 0.71846 | 0.69747 | 0.68993 | 0.67836 | 0.67055 | 0.70608 | 0.63191 | 0.67542 | 0.73127 | 0.78555 | 0.78758 | 0.79134 | 0.77622 | 0.78701 | 0.79456 | 0.80475 | 0.81755 | 0.38511 | 0.37742 | 0.37023 | 0.36347 | 0.35705 | 0.35091 | 0.34502 | 0.33932
F5_Commercial_Restaurant_Existing_Food Preparation_Natural Gas_Range_E2 | F5 | Commercial | Restaurant | Existing | Food Preparation | Natural Gas | Range | E2 | Utility - Cost of Operation | 0.56661 | 0.57784 | 0.58588 | 0.59459 | 0.60709 | 0.56879 | 0.53885 | 0.5231 | 0.51745 | 0.50877 | 0.50291 | 0.52956 | 0.47393 | 0.50657 | 0.54845 | 0.58917 | 0.59068 | 0.59351 | 0.58216 | 0.59025 | 0.59592 | 0.60356 | 0.61316 | 0.28883 | 0.28307 | 0.27768 | 0.2726 | 0.26778 | 0.26319 | 0.25877 | 0.25449
F5_Commercial_Restaurant_Existing_Food Preparation_Natural Gas_Range_E3 | F5 | Commercial | Restaurant | Existing | Food Preparation | Natural Gas | Range | E3 | Utility - Cost of Operation | 0 | 0 | 0 | 0 | 0 | 0 | 0 | 0 | 0 | 0 | 0 | 0 | 0 | 0 | 0 | 0 | 0 | 0 | 0 | 0 | 0 | 0 | 0 | 0 | 0 | 0 | 0 | 0 | 0 | 0 | 0
F5_Commercial_Restaurant_Existing_Food Preparation_Natural Gas_Range_E4 | F5 | Commercial | Restaurant | Existing | Food Preparation | Natural Gas | Range | E4 | Utility - Cost of Operation | 0 | 0 | 0 | 0 | 0 | 0 | 0 | 0 | 0 | 0 | 0 | 0 | 0 | 0 | 0 | 0 | 0 | 0 | 0 | 0 | 0 | 0 | 0 | 0 | 0 | 0 | 0 | 0 | 0 | 0 | 0
F5_Commercial_Restaurant_Existing_Food Preparation_Natural Gas_Range_E5 | F5 | Commercial | Restaurant | Existing | Food Preparation | Natural Gas | Range | E5 | Utility - Cost of Operation | 0 | 0 | 0 | 0 | 0 | 0 | 0 | 0 | 0 | 0 | 0 | 0 | 0 | 0 | 0 | 0 | 0 | 0 | 0 | 0 | 0 | 0 | 0 | 0 | 0 | 0 | 0 | 0 | 0 | 0 | 0
F5_Commercial_Restaurant_Existing_Food Preparation_Natural Gas_Range_E6 | F5 | Commercial | Restaurant | Existing | Food Preparation | Natural Gas | Range | E6 | Utility - Cost of Operation | 0 | 0 | 0 | 0 | 0 | 0 | 0 | 0 | 0 | 0 | 0 | 0 | 0 | 0 | 0 | 0 | 0 | 0 | 0 | 0 | 0 | 0 | 0 | 0 | 0 | 0 | 0 | 0 | 0 | 0 | 0
F5_Commercial_Restaurant_Existing_Food Preparation_Natural Gas_Range_E7 | F5 | Commercial | Restaurant | Existing | Food Preparation | Natural Gas | Range | E7 | Utility - Cost of Operation | 0 | 0 | 0 | 0 | 0 | 0 | 0 | 0 | 0 | 0 | 0 | 0 | 0 | 0 | 0 | 0 | 0 | 0 | 0 | 0 | 0 | 0 | 0 | 0 | 0 | 0 | 0 | 0 | 0 | 0 | 0
F5_Commercial_Restaurant_Existing_Food Preparation_Natural Gas_Range_E8 | F5 | Commercial | Restaurant | Existing | Food Preparation | Natural Gas | Range | E8 | Utility - Cost of Operation | 0 | 0 | 0 | 0 | 0 | 0 | 0 | 0 | 0 | 0 | 0 | 0 | 0 | 0 | 0 | 0 | 0 | 0 | 0 | 0 | 0 | 0 | 0 | 0 | 0 | 0 | 0 | 0 | 0 | 0 | 0
F5_Commercial_Restaurant_Existing_Food Preparation_Natural Gas_Range_E9 | F5 | Commercial | Restaurant | Existing | Food Preparation | Natural Gas | Range | E9 | Utility - Cost of Operation | 0 | 0 | 0 | 0 | 0 | 0 | 0 | 0 | 0 | 0 | 0 | 0 | 0 | 0 | 0 | 0 | 0 | 0 | 0 | 0 | 0 | 0 | 0 | 0 | 0 | 0 | 0 | 0 | 0 | 0 | 0
F5_Commercial_Restaurant_Existing_Food Preparation_Natural Gas_Range_E10 | F5 | Commercial | Restaurant | Existing | Food Preparation | Natural Gas | Range | E10 | Utility - Cost of Operation | 0 | 0 | 0 | 0 | 0 | 0 | 0 | 0 | 0 | 0 | 0 | 0 | 0 | 0 | 0 | 0 | 0 | 0 | 0 | 0 | 0 | 0 | 0 | 0 | 0 | 0 | 0 | 0 | 0 | 0 | 0
F6_Commercial_Restaurant_Existing_Food Preparation_Natural Gas_Range_E1 | F6 | Commercial | Restaurant | Existing | Food Preparation | Natural Gas | Range | E1 | Utility - Value of Sales | 0.90512 | 0.92306 | 0.93589 | 0.9498 | 0.96978 | 0.90859 | 0.86076 | 0.83562 | 0.82658 | 0.81272 | 0.80336 | 0.84593 | 0.75707 | 0.8092 | 0.87611 | 0.94114 | 0.94357 | 0.94808 | 0.92996 | 0.94288 | 0.95193 | 0.96414 | 0.97948 | 0.46138 | 0.45218 | 0.44356 | 0.43545 | 0.42776 | 0.42042 | 0.41336 | 0.40653
F6_Commercial_Restaurant_Existing_Food Preparation_Natural Gas_Range_E2 | F6 | Commercial | Restaurant | Existing | Food Preparation | Natural Gas | Range | E2 | Utility - Value of Sales | 0.67884 | 0.6923 | 0.70192 | 0.71235 | 0.72734 | 0.68144 | 0.64557 | 0.62671 | 0.61994 | 0.60954 | 0.60252 | 0.63445 | 0.5678 | 0.6069 | 0.65708 | 0.70586 | 0.70768 | 0.71106 | 0.69747 | 0.70716 | 0.71395 | 0.7231 | 0.73461 | 0.34604 | 0.33913 | 0.33267 | 0.32659 | 0.32082 | 0.31531 | 0.31002 | 0.3049
F6_Commercial_Restaurant_Existing_Food Preparation_Natural Gas_Range_E3 | F6 | Commercial | Restaurant | Existing | Food Preparation | Natural Gas | Range | E3 | Utility - Value of Sales | 0 | 0 | 0 | 0 | 0 | 0 | 0 | 0 | 0 | 0 | 0 | 0 | 0 | 0 | 0 | 0 | 0 | 0 | 0 | 0 | 0 | 0 | 0 | 0 | 0 | 0 | 0 | 0 | 0 | 0 | 0
F6_Commercial_Restaurant_Existing_Food Preparation_Natural Gas_Range_E4 | F6 | Commercial | Restaurant | Existing | Food Preparation | Natural Gas | Range | E4 | Utility - Value of Sales | 0 | 0 | 0 | 0 | 0 | 0 | 0 | 0 | 0 | 0 | 0 | 0 | 0 | 0 | 0 | 0 | 0 | 0 | 0 | 0 | 0 | 0 | 0 | 0 | 0 | 0 | 0 | 0 | 0 | 0 | 0
F6_Commercial_Restaurant_Existing_Food Preparation_Natural Gas_Range_E5 | F6 | Commercial | Restaurant | Existing | Food Preparation | Natural Gas | Range | E5 | Utility - Value of Sales | 0 | 0 | 0 | 0 | 0 | 0 | 0 | 0 | 0 | 0 | 0 | 0 | 0 | 0 | 0 | 0 | 0 | 0 | 0 | 0 | 0 | 0 | 0 | 0 | 0 | 0 | 0 | 0 | 0 | 0 | 0
F6_Commercial_Restaurant_Existing_Food Preparation_Natural Gas_Range_E6 | F6 | Commercial | Restaurant | Existing | Food Preparation | Natural Gas | Range | E6 | Utility - Value of Sales | 0 | 0 | 0 | 0 | 0 | 0 | 0 | 0 | 0 | 0 | 0 | 0 | 0 | 0 | 0 | 0 | 0 | 0 | 0 | 0 | 0 | 0 | 0 | 0 | 0 | 0 | 0 | 0 | 0 | 0 | 0
F6_Commercial_Restaurant_Existing_Food Preparation_Natural Gas_Range_E7 | F6 | Commercial | Restaurant | Existing | Food Preparation | Natural Gas | Range | E7 | Utility - Value of Sales | 0 | 0 | 0 | 0 | 0 | 0 | 0 | 0 | 0 | 0 | 0 | 0 | 0 | 0 | 0 | 0 | 0 | 0 | 0 | 0 | 0 | 0 | 0 | 0 | 0 | 0 | 0 | 0 | 0 | 0 | 0
F6_Commercial_Restaurant_Existing_Food Preparation_Natural Gas_Range_E8 | F6 | Commercial | Restaurant | Existing | Food Preparation | Natural Gas | Range | E8 | Utility - Value of Sales | 0 | 0 | 0 | 0 | 0 | 0 | 0 | 0 | 0 | 0 | 0 | 0 | 0 | 0 | 0 | 0 | 0 | 0 | 0 | 0 | 0 | 0 | 0 | 0 | 0 | 0 | 0 | 0 | 0 | 0 | 0
F6_Commercial_Restaurant_Existing_Food Preparation_Natural Gas_Range_E9 | F6 | Commercial | Restaurant | Existing | Food Preparation | Natural Gas | Range | E9 | Utility - Value of Sales | 0 | 0 | 0 | 0 | 0 | 0 | 0 | 0 | 0 | 0 | 0 | 0 | 0 | 0 | 0 | 0 | 0 | 0 | 0 | 0 | 0 | 0 | 0 | 0 | 0 | 0 | 0 | 0 | 0 | 0 | 0
F6_Commercial_Restaurant_Existing_Food Preparation_Natural Gas_Range_E10 | F6 | Commercial | Restaurant | Existing | Food Preparation | Natural Gas | Range | E10 | Utility - Value of Sales | 0 | 0 | 0 | 0 | 0 | 0 | 0 | 0 | 0 | 0 | 0 | 0 | 0 | 0 | 0 | 0 | 0 | 0 | 0 | 0 | 0 | 0 | 0 | 0 | 0 | 0 | 0 | 0 | 0 | 0 | 0
F1_Commercial_Restaurant_Existing_Food Preparation_Natural Gas_Steamer_E1 | F1 | Commercial | Restaurant | Existing | Food Preparation | Natural Gas | Steamer | E1 | Participant - Cost of Equipment | 1.9389 | 1.9389 | 1.9389 | 0 | 0 | 0 | 0 | 0 | 0 | 0 | 0 | 0 | 0 | 0 | 0 | 0 | 0 | 0 | 0 | 0 | 0 | 0 | 0 | 0 | 0 | 0 | 0 | 0 | 0 | 0 | 0
F1_Commercial_Restaurant_Existing_Food Preparation_Natural Gas_Steamer_E2 | F1 | Commercial | Restaurant | Existing | Food Preparation | Natural Gas | Steamer | E2 | Participant - Cost of Equipment | 2.083 | 2.083 | 2.083 | 2.083 | 2.083 | 2.083 | 2.083 | 2.083 | 2.083 | 2.083 | 2.083 | 2.083 | 2.083 | 2.083 | 2.083 | 2.083 | 2.083 | 2.083 | 2.083 | 2.083 | 2.083 | 2.083 | 2.083 | 2.083 | 2.083 | 2.083 | 2.083 | 2.083 | 2.083 | 2.083 | 2.083
F1_Commercial_Restaurant_Existing_Food Preparation_Natural Gas_Steamer_E3 | F1 | Commercial | Restaurant | Existing | Food Preparation | Natural Gas | Steamer | E3 | Participant - Cost of Equipment | 0 | 0 | 0 | 0 | 0 | 0 | 0 | 0 | 0 | 0 | 0 | 0 | 0 | 0 | 0 | 0 | 0 | 0 | 0 | 0 | 0 | 0 | 0 | 0 | 0 | 0 | 0 | 0 | 0 | 0 | 0
F1_Commercial_Restaurant_Existing_Food Preparation_Natural Gas_Steamer_E4 | F1 | Commercial | Restaurant | Existing | Food Preparation | Natural Gas | Steamer | E4 | Participant - Cost of Equipment | 0 | 0 | 0 | 0 | 0 | 0 | 0 | 0 | 0 | 0 | 0 | 0 | 0 | 0 | 0 | 0 | 0 | 0 | 0 | 0 | 0 | 0 | 0 | 0 | 0 | 0 | 0 | 0 | 0 | 0 | 0
F1_Commercial_Restaurant_Existing_Food Preparation_Natural Gas_Steamer_E5 | F1 | Commercial | Restaurant | Existing | Food Preparation | Natural Gas | Steamer | E5 | Participant - Cost of Equipment | 0 | 0 | 0 | 0 | 0 | 0 | 0 | 0 | 0 | 0 | 0 | 0 | 0 | 0 | 0 | 0 | 0 | 0 | 0 | 0 | 0 | 0 | 0 | 0 | 0 | 0 | 0 | 0 | 0 | 0 | 0
F1_Commercial_Restaurant_Existing_Food Preparation_Natural Gas_Steamer_E6 | F1 | Commercial | Restaurant | Existing | Food Preparation | Natural Gas | Steamer | E6 | Participant - Cost of Equipment | 0 | 0 | 0 | 0 | 0 | 0 | 0 | 0 | 0 | 0 | 0 | 0 | 0 | 0 | 0 | 0 | 0 | 0 | 0 | 0 | 0 | 0 | 0 | 0 | 0 | 0 | 0 | 0 | 0 | 0 | 0
F1_Commercial_Restaurant_Existing_Food Preparation_Natural Gas_Steamer_E7 | F1 | Commercial | Restaurant | Existing | Food Preparation | Natural Gas | Steamer | E7 | Participant - Cost of Equipment | 0 | 0 | 0 | 0 | 0 | 0 | 0 | 0 | 0 | 0 | 0 | 0 | 0 | 0 | 0 | 0 | 0 | 0 | 0 | 0 | 0 | 0 | 0 | 0 | 0 | 0 | 0 | 0 | 0 | 0 | 0
F1_Commercial_Restaurant_Existing_Food Preparation_Natural Gas_Steamer_E8 | F1 | Commercial | Restaurant | Existing | Food Preparation | Natural Gas | Steamer | E8 | Participant - Cost of Equipment | 0 | 0 | 0 | 0 | 0 | 0 | 0 | 0 | 0 | 0 | 0 | 0 | 0 | 0 | 0 | 0 | 0 | 0 | 0 | 0 | 0 | 0 | 0 | 0 | 0 | 0 | 0 | 0 | 0 | 0 | 0
F1_Commercial_Restaurant_Existing_Food Preparation_Natural Gas_Steamer_E9 | F1 | Commercial | Restaurant | Existing | Food Preparation | Natural Gas | Steamer | E9 | Participant - Cost of Equipment | 0 | 0 | 0 | 0 | 0 | 0 | 0 | 0 | 0 | 0 | 0 | 0 | 0 | 0 | 0 | 0 | 0 | 0 | 0 | 0 | 0 | 0 | 0 | 0 | 0 | 0 | 0 | 0 | 0 | 0 | 0
F1_Commercial_Restaurant_Existing_Food Preparation_Natural Gas_Steamer_E10 | F1 | Commercial | Restaurant | Existing | Food Preparation | Natural Gas | Steamer | E10 | Participant - Cost of Equipment | 0 | 0 | 0 | 0 | 0 | 0 | 0 | 0 | 0 | 0 | 0 | 0 | 0 | 0 | 0 | 0 | 0 | 0 | 0 | 0 | 0 | 0 | 0 | 0 | 0 | 0 | 0 | 0 | 0 | 0 | 0
F2_Commercial_Restaurant_Existing_Food Preparation_Natural Gas_Steamer_E1 | F2 | Commercial | Restaurant | Existing | Food Preparation | Natural Gas | Steamer | E1 | Participant - Cost of Operation | 2.1213 | 2.1393 | 2.1496 | 0 | 0 | 0 | 0 | 0 | 0 | 0 | 0 | 0 | 0 | 0 | 0 | 0 | 0 | 0 | 0 | 0 | 0 | 0 | 0 | 0 | 0 | 0 | 0 | 0 | 0 | 0 | 0
F2_Commercial_Restaurant_Existing_Food Preparation_Natural Gas_Steamer_E2 | F2 | Commercial | Restaurant | Existing | Food Preparation | Natural Gas | Steamer | E2 | Participant - Cost of Operation | 0.44249 | 0.44624 | 0.44839 | 0.45041 | 0.45484 | 0.42804 | 0.40588 | 0.40506 | 0.4124 | 0.41897 | 0.42891 | 0.43793 | 0.38959 | 0.40064 | 0.4169 | 0.43112 | 0.4316 | 0.433 | 0.42475 | 0.42982 | 0.43326 | 0.43806 | 0.44422 | 0.22187 | 0.21754 | 0.21347 | 0.20962 | 0.20596 | 0.20245 | 0.19907 | 0.19581
F2_Commercial_Restaurant_Existing_Food Preparation_Natural Gas_Steamer_E3 | F2 | Commercial | Restaurant | Existing | Food Preparation | Natural Gas | Steamer | E3 | Participant - Cost of Operation | 0 | 0 | 0 | 0 | 0 | 0 | 0 | 0 | 0 | 0 | 0 | 0 | 0 | 0 | 0 | 0 | 0 | 0 | 0 | 0 | 0 | 0 | 0 | 0 | 0 | 0 | 0 | 0 | 0 | 0 | 0
F2_Commercial_Restaurant_Existing_Food Preparation_Natural Gas_Steamer_E4 | F2 | Commercial | Restaurant | Existing | Food Preparation | Natural Gas | Steamer | E4 | Participant - Cost of Operation | 0 | 0 | 0 | 0 | 0 | 0 | 0 | 0 | 0 | 0 | 0 | 0 | 0 | 0 | 0 | 0 | 0 | 0 | 0 | 0 | 0 | 0 | 0 | 0 | 0 | 0 | 0 | 0 | 0 | 0 | 0
F2_Commercial_Restaurant_Existing_Food Preparation_Natural Gas_Steamer_E5 | F2 | Commercial | Restaurant | Existing | Food Preparation | Natural Gas | Steamer | E5 | Participant - Cost of Operation | 0 | 0 | 0 | 0 | 0 | 0 | 0 | 0 | 0 | 0 | 0 | 0 | 0 | 0 | 0 | 0 | 0 | 0 | 0 | 0 | 0 | 0 | 0 | 0 | 0 | 0 | 0 | 0 | 0 | 0 | 0
F2_Commercial_Restaurant_Existing_Food Preparation_Natural Gas_Steamer_E6 | F2 | Commercial | Restaurant | Existing | Food Preparation | Natural Gas | Steamer | E6 | Participant - Cost of Operation | 0 | 0 | 0 | 0 | 0 | 0 | 0 | 0 | 0 | 0 | 0 | 0 | 0 | 0 | 0 | 0 | 0 | 0 | 0 | 0 | 0 | 0 | 0 | 0 | 0 | 0 | 0 | 0 | 0 | 0 | 0
F2_Commercial_Restaurant_Existing_Food Preparation_Natural Gas_Steamer_E7 | F2 | Commercial | Restaurant | Existing | Food Preparation | Natural Gas | Steamer | E7 | Participant - Cost of Operation | 0 | 0 | 0 | 0 | 0 | 0 | 0 | 0 | 0 | 0 | 0 | 0 | 0 | 0 | 0 | 0 | 0 | 0 | 0 | 0 | 0 | 0 | 0 | 0 | 0 | 0 | 0 | 0 | 0 | 0 | 0
F2_Commercial_Restaurant_Existing_Food Preparation_Natural Gas_Steamer_E8 | F2 | Commercial | Restaurant | Existing | Food Preparation | Natural Gas | Steamer | E8 | Participant - Cost of Operation | 0 | 0 | 0 | 0 | 0 | 0 | 0 | 0 | 0 | 0 | 0 | 0 | 0 | 0 | 0 | 0 | 0 | 0 | 0 | 0 | 0 | 0 | 0 | 0 | 0 | 0 | 0 | 0 | 0 | 0 | 0
F2_Commercial_Restaurant_Existing_Food Preparation_Natural Gas_Steamer_E9 | F2 | Commercial | Restaurant | Existing | Food Preparation | Natural Gas | Steamer | E9 | Participant - Cost of Operation | 0 | 0 | 0 | 0 | 0 | 0 | 0 | 0 | 0 | 0 | 0 | 0 | 0 | 0 | 0 | 0 | 0 | 0 | 0 | 0 | 0 | 0 | 0 | 0 | 0 | 0 | 0 | 0 | 0 | 0 | 0
F2_Commercial_Restaurant_Existing_Food Preparation_Natural Gas_Steamer_E10 | F2 | Commercial | Restaurant | Existing | Food Preparation | Natural Gas | Steamer | E10 | Participant - Cost of Operation | 0 | 0 | 0 | 0 | 0 | 0 | 0 | 0 | 0 | 0 | 0 | 0 | 0 | 0 | 0 | 0 | 0 | 0 | 0 | 0 | 0 | 0 | 0 | 0 | 0 | 0 | 0 | 0 | 0 | 0 | 0
F3_Commercial_Restaurant_Existing_Food Preparation_Natural Gas_Steamer_E1 | F3 | Commercial | Restaurant | Existing | Food Preparation | Natural Gas | Steamer | E1 | System - kBTUs of Conusmption | 178.4524 | 178.8087 | 178.5817 | 0 | 0 | 0 | 0 | 0 | 0 | 0 | 0 | 0 | 0 | 0 | 0 | 0 | 0 | 0 | 0 | 0 | 0 | 0 | 0 | 0 | 0 | 0 | 0 | 0 | 0 | 0 | 0
F3_Commercial_Restaurant_Existing_Food Preparation_Natural Gas_Steamer_E2 | F3 | Commercial | Restaurant | Existing | Food Preparation | Natural Gas | Steamer | E2 | System - kBTUs of Conusmption | 37.2236 | 37.2979 | 37.2505 | 37.2181 | 37.2181 | 37.2181 | 37.2181 | 37.2181 | 37.2181 | 37.2181 | 37.2181 | 37.2181 | 37.2181 | 37.2181 | 37.2181 | 37.2181 | 37.2181 | 37.2181 | 37.2181 | 37.2181 | 37.2181 | 37.2181 | 37.2181 | 37.2181 | 37.2181 | 37.2181 | 37.2181 | 37.2181 | 37.2181 | 37.2181 | 37.2181
F3_Commercial_Restaurant_Existing_Food Preparation_Natural Gas_Steamer_E3 | F3 | Commercial | Restaurant | Existing | Food Preparation | Natural Gas | Steamer | E3 | System - kBTUs of Conusmption | 0 | 0 | 0 | 0 | 0 | 0 | 0 | 0 | 0 | 0 | 0 | 0 | 0 | 0 | 0 | 0 | 0 | 0 | 0 | 0 | 0 | 0 | 0 | 0 | 0 | 0 | 0 | 0 | 0 | 0 | 0
F3_Commercial_Restaurant_Existing_Food Preparation_Natural Gas_Steamer_E4 | F3 | Commercial | Restaurant | Existing | Food Preparation | Natural Gas | Steamer | E4 | System - kBTUs of Conusmption | 0 | 0 | 0 | 0 | 0 | 0 | 0 | 0 | 0 | 0 | 0 | 0 | 0 | 0 | 0 | 0 | 0 | 0 | 0 | 0 | 0 | 0 | 0 | 0 | 0 | 0 | 0 | 0 | 0 | 0 | 0
F3_Commercial_Restaurant_Existing_Food Preparation_Natural Gas_Steamer_E5 | F3 | Commercial | Restaurant | Existing | Food Preparation | Natural Gas | Steamer | E5 | System - kBTUs of Conusmption | 0 | 0 | 0 | 0 | 0 | 0 | 0 | 0 | 0 | 0 | 0 | 0 | 0 | 0 | 0 | 0 | 0 | 0 | 0 | 0 | 0 | 0 | 0 | 0 | 0 | 0 | 0 | 0 | 0 | 0 | 0
F3_Commercial_Restaurant_Existing_Food Preparation_Natural Gas_Steamer_E6 | F3 | Commercial | Restaurant | Existing | Food Preparation | Natural Gas | Steamer | E6 | System - kBTUs of Conusmption | 0 | 0 | 0 | 0 | 0 | 0 | 0 | 0 | 0 | 0 | 0 | 0 | 0 | 0 | 0 | 0 | 0 | 0 | 0 | 0 | 0 | 0 | 0 | 0 | 0 | 0 | 0 | 0 | 0 | 0 | 0
F3_Commercial_Restaurant_Existing_Food Preparation_Natural Gas_Steamer_E7 | F3 | Commercial | Restaurant | Existing | Food Preparation | Natural Gas | Steamer | E7 | System - kBTUs of Conusmption | 0 | 0 | 0 | 0 | 0 | 0 | 0 | 0 | 0 | 0 | 0 | 0 | 0 | 0 | 0 | 0 | 0 | 0 | 0 | 0 | 0 | 0 | 0 | 0 | 0 | 0 | 0 | 0 | 0 | 0 | 0
F3_Commercial_Restaurant_Existing_Food Preparation_Natural Gas_Steamer_E8 | F3 | Commercial | Restaurant | Existing | Food Preparation | Natural Gas | Steamer | E8 | System - kBTUs of Conusmption | 0 | 0 | 0 | 0 | 0 | 0 | 0 | 0 | 0 | 0 | 0 | 0 | 0 | 0 | 0 | 0 | 0 | 0 | 0 | 0 | 0 | 0 | 0 | 0 | 0 | 0 | 0 | 0 | 0 | 0 | 0
F3_Commercial_Restaurant_Existing_Food Preparation_Natural Gas_Steamer_E9 | F3 | Commercial | Restaurant | Existing | Food Preparation | Natural Gas | Steamer | E9 | System - kBTUs of Conusmption | 0 | 0 | 0 | 0 | 0 | 0 | 0 | 0 | 0 | 0 | 0 | 0 | 0 | 0 | 0 | 0 | 0 | 0 | 0 | 0 | 0 | 0 | 0 | 0 | 0 | 0 | 0 | 0 | 0 | 0 | 0
F3_Commercial_Restaurant_Existing_Food Preparation_Natural Gas_Steamer_E10 | F3 | Commercial | Restaurant | Existing | Food Preparation | Natural Gas | Steamer | E10 | System - kBTUs of Conusmption | 0 | 0 | 0 | 0 | 0 | 0 | 0 | 0 | 0 | 0 | 0 | 0 | 0 | 0 | 0 | 0 | 0 | 0 | 0 | 0 | 0 | 0 | 0 | 0 | 0 | 0 | 0 | 0 | 0 | 0 | 0
F4_Commercial_Restaurant_Existing_Food Preparation_Natural Gas_Steamer_E1 | F4 | Commercial | Restaurant | Existing | Food Preparation | Natural Gas | Steamer | E1 | Utility - Cost of Equipment | 1.9389 | 1.9389 | 1.9389 | 0 | 0 | 0 | 0 | 0 | 0 | 0 | 0 | 0 | 0 | 0 | 0 | 0 | 0 | 0 | 0 | 0 | 0 | 0 | 0 | 0 | 0 | 0 | 0 | 0 | 0 | 0 | 0
F4_Commercial_Restaurant_Existing_Food Preparation_Natural Gas_Steamer_E2 | F4 | Commercial | Restaurant | Existing | Food Preparation | Natural Gas | Steamer | E2 | Utility - Cost of Equipment | 2.083 | 2.083 | 2.083 | 2.083 | 2.083 | 2.083 | 2.083 | 2.083 | 2.083 | 2.083 | 2.083 | 2.083 | 2.083 | 2.083 | 2.083 | 2.083 | 2.083 | 2.083 | 2.083 | 2.083 | 2.083 | 2.083 | 2.083 | 2.083 | 2.083 | 2.083 | 2.083 | 2.083 | 2.083 | 2.083 | 2.083
F4_Commercial_Restaurant_Existing_Food Preparation_Natural Gas_Steamer_E3 | F4 | Commercial | Restaurant | Existing | Food Preparation | Natural Gas | Steamer | E3 | Utility - Cost of Equipment | 0 | 0 | 0 | 0 | 0 | 0 | 0 | 0 | 0 | 0 | 0 | 0 | 0 | 0 | 0 | 0 | 0 | 0 | 0 | 0 | 0 | 0 | 0 | 0 | 0 | 0 | 0 | 0 | 0 | 0 | 0
F4_Commercial_Restaurant_Existing_Food Preparation_Natural Gas_Steamer_E4 | F4 | Commercial | Restaurant | Existing | Food Preparation | Natural Gas | Steamer | E4 | Utility - Cost of Equipment | 0 | 0 | 0 | 0 | 0 | 0 | 0 | 0 | 0 | 0 | 0 | 0 | 0 | 0 | 0 | 0 | 0 | 0 | 0 | 0 | 0 | 0 | 0 | 0 | 0 | 0 | 0 | 0 | 0 | 0 | 0
F4_Commercial_Restaurant_Existing_Food Preparation_Natural Gas_Steamer_E5 | F4 | Commercial | Restaurant | Existing | Food Preparation | Natural Gas | Steamer | E5 | Utility - Cost of Equipment | 0 | 0 | 0 | 0 | 0 | 0 | 0 | 0 | 0 | 0 | 0 | 0 | 0 | 0 | 0 | 0 | 0 | 0 | 0 | 0 | 0 | 0 | 0 | 0 | 0 | 0 | 0 | 0 | 0 | 0 | 0
F4_Commercial_Restaurant_Existing_Food Preparation_Natural Gas_Steamer_E6 | F4 | Commercial | Restaurant | Existing | Food Preparation | Natural Gas | Steamer | E6 | Utility - Cost of Equipment | 0 | 0 | 0 | 0 | 0 | 0 | 0 | 0 | 0 | 0 | 0 | 0 | 0 | 0 | 0 | 0 | 0 | 0 | 0 | 0 | 0 | 0 | 0 | 0 | 0 | 0 | 0 | 0 | 0 | 0 | 0
F4_Commercial_Restaurant_Existing_Food Preparation_Natural Gas_Steamer_E7 | F4 | Commercial | Restaurant | Existing | Food Preparation | Natural Gas | Steamer | E7 | Utility - Cost of Equipment | 0 | 0 | 0 | 0 | 0 | 0 | 0 | 0 | 0 | 0 | 0 | 0 | 0 | 0 | 0 | 0 | 0 | 0 | 0 | 0 | 0 | 0 | 0 | 0 | 0 | 0 | 0 | 0 | 0 | 0 | 0
F4_Commercial_Restaurant_Existing_Food Preparation_Natural Gas_Steamer_E8 | F4 | Commercial | Restaurant | Existing | Food Preparation | Natural Gas | Steamer | E8 | Utility - Cost of Equipment | 0 | 0 | 0 | 0 | 0 | 0 | 0 | 0 | 0 | 0 | 0 | 0 | 0 | 0 | 0 | 0 | 0 | 0 | 0 | 0 | 0 | 0 | 0 | 0 | 0 | 0 | 0 | 0 | 0 | 0 | 0
F4_Commercial_Restaurant_Existing_Food Preparation_Natural Gas_Steamer_E9 | F4 | Commercial | Restaurant | Existing | Food Preparation | Natural Gas | Steamer | E9 | Utility - Cost of Equipment | 0 | 0 | 0 | 0 | 0 | 0 | 0 | 0 | 0 | 0 | 0 | 0 | 0 | 0 | 0 | 0 | 0 | 0 | 0 | 0 | 0 | 0 | 0 | 0 | 0 | 0 | 0 | 0 | 0 | 0 | 0
F4_Commercial_Restaurant_Existing_Food Preparation_Natural Gas_Steamer_E10 | F4 | Commercial | Restaurant | Existing | Food Preparation | Natural Gas | Steamer | E10 | Utility - Cost of Equipment | 0 | 0 | 0 | 0 | 0 | 0 | 0 | 0 | 0 | 0 | 0 | 0 | 0 | 0 | 0 | 0 | 0 | 0 | 0 | 0 | 0 | 0 | 0 | 0 | 0 | 0 | 0 | 0 | 0 | 0 | 0
F5_Commercial_Restaurant_Existing_Food Preparation_Natural Gas_Steamer_E1 | F5 | Commercial | Restaurant | Existing | Food Preparation | Natural Gas | Steamer | E1 | Utility - Cost of Operation | 1.7706 | 1.7856 | 1.7942 | 0 | 0 | 0 | 0 | 0 | 0 | 0 | 0 | 0 | 0 | 0 | 0 | 0 | 0 | 0 | 0 | 0 | 0 | 0 | 0 | 0 | 0 | 0 | 0 | 0 | 0 | 0 | 0
F5_Commercial_Restaurant_Existing_Food Preparation_Natural Gas_Steamer_E2 | F5 | Commercial | Restaurant | Existing | Food Preparation | Natural Gas | Steamer | E2 | Utility - Cost of Operation | 0.36933 | 0.37246 | 0.37426 | 0.37595 | 0.37965 | 0.35728 | 0.33878 | 0.33809 | 0.34422 | 0.3497 | 0.358 | 0.36553 | 0.32518 | 0.3344 | 0.34798 | 0.35984 | 0.36024 | 0.36142 | 0.35453 | 0.35877 | 0.36163 | 0.36564 | 0.37078 | 0.18519 | 0.18158 | 0.17818 | 0.17496 | 0.17191 | 0.16898 | 0.16616 | 0.16343
F5_Commercial_Restaurant_Existing_Food Preparation_Natural Gas_Steamer_E3 | F5 | Commercial | Restaurant | Existing | Food Preparation | Natural Gas | Steamer | E3 | Utility - Cost of Operation | 0 | 0 | 0 | 0 | 0 | 0 | 0 | 0 | 0 | 0 | 0 | 0 | 0 | 0 | 0 | 0 | 0 | 0 | 0 | 0 | 0 | 0 | 0 | 0 | 0 | 0 | 0 | 0 | 0 | 0 | 0
F5_Commercial_Restaurant_Existing_Food Preparation_Natural Gas_Steamer_E4 | F5 | Commercial | Restaurant | Existing | Food Preparation | Natural Gas | Steamer | E4 | Utility - Cost of Operation | 0 | 0 | 0 | 0 | 0 | 0 | 0 | 0 | 0 | 0 | 0 | 0 | 0 | 0 | 0 | 0 | 0 | 0 | 0 | 0 | 0 | 0 | 0 | 0 | 0 | 0 | 0 | 0 | 0 | 0 | 0
F5_Commercial_Restaurant_Existing_Food Preparation_Natural Gas_Steamer_E5 | F5 | Commercial | Restaurant | Existing | Food Preparation | Natural Gas | Steamer | E5 | Utility - Cost of Operation | 0 | 0 | 0 | 0 | 0 | 0 | 0 | 0 | 0 | 0 | 0 | 0 | 0 | 0 | 0 | 0 | 0 | 0 | 0 | 0 | 0 | 0 | 0 | 0 | 0 | 0 | 0 | 0 | 0 | 0 | 0
F5_Commercial_Restaurant_Existing_Food Preparation_Natural Gas_Steamer_E6 | F5 | Commercial | Restaurant | Existing | Food Preparation | Natural Gas | Steamer | E6 | Utility - Cost of Operation | 0 | 0 | 0 | 0 | 0 | 0 | 0 | 0 | 0 | 0 | 0 | 0 | 0 | 0 | 0 | 0 | 0 | 0 | 0 | 0 | 0 | 0 | 0 | 0 | 0 | 0 | 0 | 0 | 0 | 0 | 0
F5_Commercial_Restaurant_Existing_Food Preparation_Natural Gas_Steamer_E7 | F5 | Commercial | Restaurant | Existing | Food Preparation | Natural Gas | Steamer | E7 | Utility - Cost of Operation | 0 | 0 | 0 | 0 | 0 | 0 | 0 | 0 | 0 | 0 | 0 | 0 | 0 | 0 | 0 | 0 | 0 | 0 | 0 | 0 | 0 | 0 | 0 | 0 | 0 | 0 | 0 | 0 | 0 | 0 | 0
F5_Commercial_Restaurant_Existing_Food Preparation_Natural Gas_Steamer_E8 | F5 | Commercial | Restaurant | Existing | Food Preparation | Natural Gas | Steamer | E8 | Utility - Cost of Operation | 0 | 0 | 0 | 0 | 0 | 0 | 0 | 0 | 0 | 0 | 0 | 0 | 0 | 0 | 0 | 0 | 0 | 0 | 0 | 0 | 0 | 0 | 0 | 0 | 0 | 0 | 0 | 0 | 0 | 0 | 0
F5_Commercial_Restaurant_Existing_Food Preparation_Natural Gas_Steamer_E9 | F5 | Commercial | Restaurant | Existing | Food Preparation | Natural Gas | Steamer | E9 | Utility - Cost of Operation | 0 | 0 | 0 | 0 | 0 | 0 | 0 | 0 | 0 | 0 | 0 | 0 | 0 | 0 | 0 | 0 | 0 | 0 | 0 | 0 | 0 | 0 | 0 | 0 | 0 | 0 | 0 | 0 | 0 | 0 | 0
F5_Commercial_Restaurant_Existing_Food Preparation_Natural Gas_Steamer_E10 | F5 | Commercial | Restaurant | Existing | Food Preparation | Natural Gas | Steamer | E10 | Utility - Cost of Operation | 0 | 0 | 0 | 0 | 0 | 0 | 0 | 0 | 0 | 0 | 0 | 0 | 0 | 0 | 0 | 0 | 0 | 0 | 0 | 0 | 0 | 0 | 0 | 0 | 0 | 0 | 0 | 0 | 0 | 0 | 0
F6_Commercial_Restaurant_Existing_Food Preparation_Natural Gas_Steamer_E1 | F6 | Commercial | Restaurant | Existing | Food Preparation | Natural Gas | Steamer | E1 | Utility - Value of Sales | 2.1213 | 2.1393 | 2.1496 | 0 | 0 | 0 | 0 | 0 | 0 | 0 | 0 | 0 | 0 | 0 | 0 | 0 | 0 | 0 | 0 | 0 | 0 | 0 | 0 | 0 | 0 | 0 | 0 | 0 | 0 | 0 | 0
F6_Commercial_Restaurant_Existing_Food Preparation_Natural Gas_Steamer_E2 | F6 | Commercial | Restaurant | Existing | Food Preparation | Natural Gas | Steamer | E2 | Utility - Value of Sales | 0.44249 | 0.44624 | 0.44839 | 0.45041 | 0.45484 | 0.42804 | 0.40588 | 0.40506 | 0.4124 | 0.41897 | 0.42891 | 0.43793 | 0.38959 | 0.40064 | 0.4169 | 0.43112 | 0.4316 | 0.433 | 0.42475 | 0.42982 | 0.43326 | 0.43806 | 0.44422 | 0.22187 | 0.21754 | 0.21347 | 0.20962 | 0.20596 | 0.20245 | 0.19907 | 0.19581
F6_Commercial_Restaurant_Existing_Food Preparation_Natural Gas_Steamer_E3 | F6 | Commercial | Restaurant | Existing | Food Preparation | Natural Gas | Steamer | E3 | Utility - Value of Sales | 0 | 0 | 0 | 0 | 0 | 0 | 0 | 0 | 0 | 0 | 0 | 0 | 0 | 0 | 0 | 0 | 0 | 0 | 0 | 0 | 0 | 0 | 0 | 0 | 0 | 0 | 0 | 0 | 0 | 0 | 0
F6_Commercial_Restaurant_Existing_Food Preparation_Natural Gas_Steamer_E4 | F6 | Commercial | Restaurant | Existing | Food Preparation | Natural Gas | Steamer | E4 | Utility - Value of Sales | 0 | 0 | 0 | 0 | 0 | 0 | 0 | 0 | 0 | 0 | 0 | 0 | 0 | 0 | 0 | 0 | 0 | 0 | 0 | 0 | 0 | 0 | 0 | 0 | 0 | 0 | 0 | 0 | 0 | 0 | 0
F6_Commercial_Restaurant_Existing_Food Preparation_Natural Gas_Steamer_E5 | F6 | Commercial | Restaurant | Existing | Food Preparation | Natural Gas | Steamer | E5 | Utility - Value of Sales | 0 | 0 | 0 | 0 | 0 | 0 | 0 | 0 | 0 | 0 | 0 | 0 | 0 | 0 | 0 | 0 | 0 | 0 | 0 | 0 | 0 | 0 | 0 | 0 | 0 | 0 | 0 | 0 | 0 | 0 | 0
F6_Commercial_Restaurant_Existing_Food Preparation_Natural Gas_Steamer_E6 | F6 | Commercial | Restaurant | Existing | Food Preparation | Natural Gas | Steamer | E6 | Utility - Value of Sales | 0 | 0 | 0 | 0 | 0 | 0 | 0 | 0 | 0 | 0 | 0 | 0 | 0 | 0 | 0 | 0 | 0 | 0 | 0 | 0 | 0 | 0 | 0 | 0 | 0 | 0 | 0 | 0 | 0 | 0 | 0
F6_Commercial_Restaurant_Existing_Food Preparation_Natural Gas_Steamer_E7 | F6 | Commercial | Restaurant | Existing | Food Preparation | Natural Gas | Steamer | E7 | Utility - Value of Sales | 0 | 0 | 0 | 0 | 0 | 0 | 0 | 0 | 0 | 0 | 0 | 0 | 0 | 0 | 0 | 0 | 0 | 0 | 0 | 0 | 0 | 0 | 0 | 0 | 0 | 0 | 0 | 0 | 0 | 0 | 0
F6_Commercial_Restaurant_Existing_Food Preparation_Natural Gas_Steamer_E8 | F6 | Commercial | Restaurant | Existing | Food Preparation | Natural Gas | Steamer | E8 | Utility - Value of Sales | 0 | 0 | 0 | 0 | 0 | 0 | 0 | 0 | 0 | 0 | 0 | 0 | 0 | 0 | 0 | 0 | 0 | 0 | 0 | 0 | 0 | 0 | 0 | 0 | 0 | 0 | 0 | 0 | 0 | 0 | 0
F6_Commercial_Restaurant_Existing_Food Preparation_Natural Gas_Steamer_E9 | F6 | Commercial | Restaurant | Existing | Food Preparation | Natural Gas | Steamer | E9 | Utility - Value of Sales | 0 | 0 | 0 | 0 | 0 | 0 | 0 | 0 | 0 | 0 | 0 | 0 | 0 | 0 | 0 | 0 | 0 | 0 | 0 | 0 | 0 | 0 | 0 | 0 | 0 | 0 | 0 | 0 | 0 | 0 | 0
F6_Commercial_Restaurant_Existing_Food Preparation_Natural Gas_Steamer_E10 | F6 | Commercial | Restaurant | Existing | Food Preparation | Natural Gas | Steamer | E10 | Utility - Value of Sales | 0 | 0 | 0 | 0 | 0 | 0 | 0 | 0 | 0 | 0 | 0 | 0 | 0 | 0 | 0 | 0 | 0 | 0 | 0 | 0 | 0 | 0 | 0 | 0 | 0 | 0 | 0 | 0 | 0 | 0 | 0
F1_Commercial_Restaurant_Existing_Food Preparation_Natural Gas_Food Prep Other_E1 | F1 | Commercial | Restaurant | Existing | Food Preparation | Natural Gas | Food Prep Other | E1 | Participant - Cost of Equipment | 0.080994 | 0.080994 | 0.080994 | 0.080994 | 0.080994 | 0.080994 | 0.080994 | 0.080994 | 0.080994 | 0.080994 | 0.080994 | 0.080994 | 0.080994 | 0.080994 | 0.080994 | 0.080994 | 0.080994 | 0.080994 | 0.080994 | 0.080994 | 0.080994 | 0.080994 | 0.080994 | 0.080994 | 0.080994 | 0.080994 | 0.080994 | 0.080994 | 0.080994 | 0.080994 | 0.080994
F1_Commercial_Restaurant_Existing_Food Preparation_Natural Gas_Food Prep Other_E2 | F1 | Commercial | Restaurant | Existing | Food Preparation | Natural Gas | Food Prep Other | E2 | Participant - Cost of Equipment | 0.081075 | 0.081075 | 0.081075 | 0.081075 | 0.081075 | 0.081075 | 0.081075 | 0.081075 | 0.081075 | 0.081075 | 0.081075 | 0.081075 | 0.081075 | 0.081075 | 0.081075 | 0.081075 | 0.081075 | 0.081075 | 0.081075 | 0.081075 | 0.081075 | 0.081075 | 0.081075 | 0.081075 | 0.081075 | 0.081075 | 0.081075 | 0.081075 | 0.081075 | 0.081075 | 0.081075
F1_Commercial_Restaurant_Existing_Food Preparation_Natural Gas_Food Prep Other_E3 | F1 | Commercial | Restaurant | Existing | Food Preparation | Natural Gas | Food Prep Other | E3 | Participant - Cost of Equipment | 0 | 0 | 0 | 0 | 0 | 0 | 0 | 0 | 0 | 0 | 0 | 0 | 0 | 0 | 0 | 0 | 0 | 0 | 0 | 0 | 0 | 0 | 0 | 0 | 0 | 0 | 0 | 0 | 0 | 0 | 0
F1_Commercial_Restaurant_Existing_Food Preparation_Natural Gas_Food Prep Other_E4 | F1 | Commercial | Restaurant | Existing | Food Preparation | Natural Gas | Food Prep Other | E4 | Participant - Cost of Equipment | 0 | 0 | 0 | 0 | 0 | 0 | 0 | 0 | 0 | 0 | 0 | 0 | 0 | 0 | 0 | 0 | 0 | 0 | 0 | 0 | 0 | 0 | 0 | 0 | 0 | 0 | 0 | 0 | 0 | 0 | 0
F1_Commercial_Restaurant_Existing_Food Preparation_Natural Gas_Food Prep Other_E5 | F1 | Commercial | Restaurant | Existing | Food Preparation | Natural Gas | Food Prep Other | E5 | Participant - Cost of Equipment | 0 | 0 | 0 | 0 | 0 | 0 | 0 | 0 | 0 | 0 | 0 | 0 | 0 | 0 | 0 | 0 | 0 | 0 | 0 | 0 | 0 | 0 | 0 | 0 | 0 | 0 | 0 | 0 | 0 | 0 | 0
F1_Commercial_Restaurant_Existing_Food Preparation_Natural Gas_Food Prep Other_E6 | F1 | Commercial | Restaurant | Existing | Food Preparation | Natural Gas | Food Prep Other | E6 | Participant - Cost of Equipment | 0 | 0 | 0 | 0 | 0 | 0 | 0 | 0 | 0 | 0 | 0 | 0 | 0 | 0 | 0 | 0 | 0 | 0 | 0 | 0 | 0 | 0 | 0 | 0 | 0 | 0 | 0 | 0 | 0 | 0 | 0
F1_Commercial_Restaurant_Existing_Food Preparation_Natural Gas_Food Prep Other_E7 | F1 | Commercial | Restaurant | Existing | Food Preparation | Natural Gas | Food Prep Other | E7 | Participant - Cost of Equipment | 0 | 0 | 0 | 0 | 0 | 0 | 0 | 0 | 0 | 0 | 0 | 0 | 0 | 0 | 0 | 0 | 0 | 0 | 0 | 0 | 0 | 0 | 0 | 0 | 0 | 0 | 0 | 0 | 0 | 0 | 0
F1_Commercial_Restaurant_Existing_Food Preparation_Natural Gas_Food Prep Other_E8 | F1 | Commercial | Restaurant | Existing | Food Preparation | Natural Gas | Food Prep Other | E8 | Participant - Cost of Equipment | 0 | 0 | 0 | 0 | 0 | 0 | 0 | 0 | 0 | 0 | 0 | 0 | 0 | 0 | 0 | 0 | 0 | 0 | 0 | 0 | 0 | 0 | 0 | 0 | 0 | 0 | 0 | 0 | 0 | 0 | 0
F1_Commercial_Restaurant_Existing_Food Preparation_Natural Gas_Food Prep Other_E9 | F1 | Commercial | Restaurant | Existing | Food Preparation | Natural Gas | Food Prep Other | E9 | Participant - Cost of Equipment | 0 | 0 | 0 | 0 | 0 | 0 | 0 | 0 | 0 | 0 | 0 | 0 | 0 | 0 | 0 | 0 | 0 | 0 | 0 | 0 | 0 | 0 | 0 | 0 | 0 | 0 | 0 | 0 | 0 | 0 | 0
F1_Commercial_Restaurant_Existing_Food Preparation_Natural Gas_Food Prep Other_E10 | F1 | Commercial | Restaurant | Existing | Food Preparation | Natural Gas | Food Prep Other | E10 | Participant - Cost of Equipment | 0 | 0 | 0 | 0 | 0 | 0 | 0 | 0 | 0 | 0 | 0 | 0 | 0 | 0 | 0 | 0 | 0 | 0 | 0 | 0 | 0 | 0 | 0 | 0 | 0 | 0 | 0 | 0 | 0 | 0 | 0
F2_Commercial_Restaurant_Existing_Food Preparation_Natural Gas_Food Prep Other_E1 | F2 | Commercial | Restaurant | Existing | Food Preparation | Natural Gas | Food Prep Other | E1 | Participant - Cost of Operation | 0.91659 | 0.93476 | 0.94775 | 0.96184 | 0.98207 | 0.9201 | 0.87167 | 0.84621 | 0.83706 | 0.82302 | 0.81354 | 0.85665 | 0.76667 | 0.81946 | 0.88721 | 0.95307 | 0.95553 | 0.96009 | 0.94175 | 0.95483 | 0.96399 | 0.97636 | 0.99189 | 0.46723 | 0.45791 | 0.44919 | 0.44097 | 0.43318 | 0.42575 | 0.4186 | 0.41169
F2_Commercial_Restaurant_Existing_Food Preparation_Natural Gas_Food Prep Other_E2 | F2 | Commercial | Restaurant | Existing | Food Preparation | Natural Gas | Food Prep Other | E2 | Participant - Cost of Operation | 0.91658 | 0.93475 | 0.94775 | 0.96183 | 0.98207 | 0.9201 | 0.87167 | 0.8462 | 0.83705 | 0.82301 | 0.81354 | 0.85664 | 0.76666 | 0.81945 | 0.88721 | 0.95306 | 0.95552 | 0.96009 | 0.94174 | 0.95483 | 0.96399 | 0.97635 | 0.99189 | 0.46723 | 0.45791 | 0.44918 | 0.44097 | 0.43318 | 0.42574 | 0.41859 | 0.41168
F2_Commercial_Restaurant_Existing_Food Preparation_Natural Gas_Food Prep Other_E3 | F2 | Commercial | Restaurant | Existing | Food Preparation | Natural Gas | Food Prep Other | E3 | Participant - Cost of Operation | 0 | 0 | 0 | 0 | 0 | 0 | 0 | 0 | 0 | 0 | 0 | 0 | 0 | 0 | 0 | 0 | 0 | 0 | 0 | 0 | 0 | 0 | 0 | 0 | 0 | 0 | 0 | 0 | 0 | 0 | 0
F2_Commercial_Restaurant_Existing_Food Preparation_Natural Gas_Food Prep Other_E4 | F2 | Commercial | Restaurant | Existing | Food Preparation | Natural Gas | Food Prep Other | E4 | Participant - Cost of Operation | 0 | 0 | 0 | 0 | 0 | 0 | 0 | 0 | 0 | 0 | 0 | 0 | 0 | 0 | 0 | 0 | 0 | 0 | 0 | 0 | 0 | 0 | 0 | 0 | 0 | 0 | 0 | 0 | 0 | 0 | 0
F2_Commercial_Restaurant_Existing_Food Preparation_Natural Gas_Food Prep Other_E5 | F2 | Commercial | Restaurant | Existing | Food Preparation | Natural Gas | Food Prep Other | E5 | Participant - Cost of Operation | 0 | 0 | 0 | 0 | 0 | 0 | 0 | 0 | 0 | 0 | 0 | 0 | 0 | 0 | 0 | 0 | 0 | 0 | 0 | 0 | 0 | 0 | 0 | 0 | 0 | 0 | 0 | 0 | 0 | 0 | 0
F2_Commercial_Restaurant_Existing_Food Preparation_Natural Gas_Food Prep Other_E6 | F2 | Commercial | Restaurant | Existing | Food Preparation | Natural Gas | Food Prep Other | E6 | Participant - Cost of Operation | 0 | 0 | 0 | 0 | 0 | 0 | 0 | 0 | 0 | 0 | 0 | 0 | 0 | 0 | 0 | 0 | 0 | 0 | 0 | 0 | 0 | 0 | 0 | 0 | 0 | 0 | 0 | 0 | 0 | 0 | 0
F2_Commercial_Restaurant_Existing_Food Preparation_Natural Gas_Food Prep Other_E7 | F2 | Commercial | Restaurant | Existing | Food Preparation | Natural Gas | Food Prep Other | E7 | Participant - Cost of Operation | 0 | 0 | 0 | 0 | 0 | 0 | 0 | 0 | 0 | 0 | 0 | 0 | 0 | 0 | 0 | 0 | 0 | 0 | 0 | 0 | 0 | 0 | 0 | 0 | 0 | 0 | 0 | 0 | 0 | 0 | 0
F2_Commercial_Restaurant_Existing_Food Preparation_Natural Gas_Food Prep Other_E8 | F2 | Commercial | Restaurant | Existing | Food Preparation | Natural Gas | Food Prep Other | E8 | Participant - Cost of Operation | 0 | 0 | 0 | 0 | 0 | 0 | 0 | 0 | 0 | 0 | 0 | 0 | 0 | 0 | 0 | 0 | 0 | 0 | 0 | 0 | 0 | 0 | 0 | 0 | 0 | 0 | 0 | 0 | 0 | 0 | 0
F2_Commercial_Restaurant_Existing_Food Preparation_Natural Gas_Food Prep Other_E9 | F2 | Commercial | Restaurant | Existing | Food Preparation | Natural Gas | Food Prep Other | E9 | Participant - Cost of Operation | 0 | 0 | 0 | 0 | 0 | 0 | 0 | 0 | 0 | 0 | 0 | 0 | 0 | 0 | 0 | 0 | 0 | 0 | 0 | 0 | 0 | 0 | 0 | 0 | 0 | 0 | 0 | 0 | 0 | 0 | 0
F2_Commercial_Restaurant_Existing_Food Preparation_Natural Gas_Food Prep Other_E10 | F2 | Commercial | Restaurant | Existing | Food Preparation | Natural Gas | Food Prep Other | E10 | Participant - Cost of Operation | 0 | 0 | 0 | 0 | 0 | 0 | 0 | 0 | 0 | 0 | 0 | 0 | 0 | 0 | 0 | 0 | 0 | 0 | 0 | 0 | 0 | 0 | 0 | 0 | 0 | 0 | 0 | 0 | 0 | 0 | 0
F3_Commercial_Restaurant_Existing_Food Preparation_Natural Gas_Food Prep Other_E1 | F3 | Commercial | Restaurant | Existing | Food Preparation | Natural Gas | Food Prep Other | E1 | System - kBTUs of Conusmption | 76.7005 | 76.8842 | 76.7671 | 76.687 | 76.687 | 76.687 | 76.687 | 76.687 | 76.687 | 76.687 | 76.687 | 76.687 | 76.687 | 76.687 | 76.687 | 76.687 | 76.687 | 76.687 | 76.687 | 76.687 | 76.687 | 76.687 | 76.687 | 76.687 | 76.687 | 76.687 | 76.687 | 76.687 | 76.687 | 76.687 | 76.687
F3_Commercial_Restaurant_Existing_Food Preparation_Natural Gas_Food Prep Other_E2 | F3 | Commercial | Restaurant | Existing | Food Preparation | Natural Gas | Food Prep Other | E2 | System - kBTUs of Conusmption | 76.6999 | 76.8837 | 76.7666 | 76.6865 | 76.6865 | 76.6865 | 76.6865 | 76.6865 | 76.6865 | 76.6865 | 76.6865 | 76.6865 | 76.6865 | 76.6865 | 76.6865 | 76.6865 | 76.6865 | 76.6865 | 76.6865 | 76.6865 | 76.6865 | 76.6865 | 76.6865 | 76.6865 | 76.6865 | 76.6865 | 76.6865 | 76.6865 | 76.6865 | 76.6865 | 76.6865
F3_Commercial_Restaurant_Existing_Food Preparation_Natural Gas_Food Prep Other_E3 | F3 | Commercial | Restaurant | Existing | Food Preparation | Natural Gas | Food Prep Other | E3 | System - kBTUs of Conusmption | 0 | 0 | 0 | 0 | 0 | 0 | 0 | 0 | 0 | 0 | 0 | 0 | 0 | 0 | 0 | 0 | 0 | 0 | 0 | 0 | 0 | 0 | 0 | 0 | 0 | 0 | 0 | 0 | 0 | 0 | 0
F3_Commercial_Restaurant_Existing_Food Preparation_Natural Gas_Food Prep Other_E4 | F3 | Commercial | Restaurant | Existing | Food Preparation | Natural Gas | Food Prep Other | E4 | System - kBTUs of Conusmption | 0 | 0 | 0 | 0 | 0 | 0 | 0 | 0 | 0 | 0 | 0 | 0 | 0 | 0 | 0 | 0 | 0 | 0 | 0 | 0 | 0 | 0 | 0 | 0 | 0 | 0 | 0 | 0 | 0 | 0 | 0
F3_Commercial_Restaurant_Existing_Food Preparation_Natural Gas_Food Prep Other_E5 | F3 | Commercial | Restaurant | Existing | Food Preparation | Natural Gas | Food Prep Other | E5 | System - kBTUs of Conusmption | 0 | 0 | 0 | 0 | 0 | 0 | 0 | 0 | 0 | 0 | 0 | 0 | 0 | 0 | 0 | 0 | 0 | 0 | 0 | 0 | 0 | 0 | 0 | 0 | 0 | 0 | 0 | 0 | 0 | 0 | 0
F3_Commercial_Restaurant_Existing_Food Preparation_Natural Gas_Food Prep Other_E6 | F3 | Commercial | Restaurant | Existing | Food Preparation | Natural Gas | Food Prep Other | E6 | System - kBTUs of Conusmption | 0 | 0 | 0 | 0 | 0 | 0 | 0 | 0 | 0 | 0 | 0 | 0 | 0 | 0 | 0 | 0 | 0 | 0 | 0 | 0 | 0 | 0 | 0 | 0 | 0 | 0 | 0 | 0 | 0 | 0 | 0
F3_Commercial_Restaurant_Existing_Food Preparation_Natural Gas_Food Prep Other_E7 | F3 | Commercial | Restaurant | Existing | Food Preparation | Natural Gas | Food Prep Other | E7 | System - kBTUs of Conusmption | 0 | 0 | 0 | 0 | 0 | 0 | 0 | 0 | 0 | 0 | 0 | 0 | 0 | 0 | 0 | 0 | 0 | 0 | 0 | 0 | 0 | 0 | 0 | 0 | 0 | 0 | 0 | 0 | 0 | 0 | 0
F3_Commercial_Restaurant_Existing_Food Preparation_Natural Gas_Food Prep Other_E8 | F3 | Commercial | Restaurant | Existing | Food Preparation | Natural Gas | Food Prep Other | E8 | System - kBTUs of Conusmption | 0 | 0 | 0 | 0 | 0 | 0 | 0 | 0 | 0 | 0 | 0 | 0 | 0 | 0 | 0 | 0 | 0 | 0 | 0 | 0 | 0 | 0 | 0 | 0 | 0 | 0 | 0 | 0 | 0 | 0 | 0
F3_Commercial_Restaurant_Existing_Food Preparation_Natural Gas_Food Prep Other_E9 | F3 | Commercial | Restaurant | Existing | Food Preparation | Natural Gas | Food Prep Other | E9 | System - kBTUs of Conusmption | 0 | 0 | 0 | 0 | 0 | 0 | 0 | 0 | 0 | 0 | 0 | 0 | 0 | 0 | 0 | 0 | 0 | 0 | 0 | 0 | 0 | 0 | 0 | 0 | 0 | 0 | 0 | 0 | 0 | 0 | 0
F3_Commercial_Restaurant_Existing_Food Preparation_Natural Gas_Food Prep Other_E10 | F3 | Commercial | Restaurant | Existing | Food Preparation | Natural Gas | Food Prep Other | E10 | System - kBTUs of Conusmption | 0 | 0 | 0 | 0 | 0 | 0 | 0 | 0 | 0 | 0 | 0 | 0 | 0 | 0 | 0 | 0 | 0 | 0 | 0 | 0 | 0 | 0 | 0 | 0 | 0 | 0 | 0 | 0 | 0 | 0 | 0
F4_Commercial_Restaurant_Existing_Food Preparation_Natural Gas_Food Prep Other_E1 | F4 | Commercial | Restaurant | Existing | Food Preparation | Natural Gas | Food Prep Other | E1 | Utility - Cost of Equipment | 0.080994 | 0.080994 | 0.080994 | 0.080994 | 0.080994 | 0.080994 | 0.080994 | 0.080994 | 0.080994 | 0.080994 | 0.080994 | 0.080994 | 0.080994 | 0.080994 | 0.080994 | 0.080994 | 0.080994 | 0.080994 | 0.080994 | 0.080994 | 0.080994 | 0.080994 | 0.080994 | 0.080994 | 0.080994 | 0.080994 | 0.080994 | 0.080994 | 0.080994 | 0.080994 | 0.080994
F4_Commercial_Restaurant_Existing_Food Preparation_Natural Gas_Food Prep Other_E2 | F4 | Commercial | Restaurant | Existing | Food Preparation | Natural Gas | Food Prep Other | E2 | Utility - Cost of Equipment | 0.081075 | 0.081075 | 0.081075 | 0.081075 | 0.081075 | 0.081075 | 0.081075 | 0.081075 | 0.081075 | 0.081075 | 0.081075 | 0.081075 | 0.081075 | 0.081075 | 0.081075 | 0.081075 | 0.081075 | 0.081075 | 0.081075 | 0.081075 | 0.081075 | 0.081075 | 0.081075 | 0.081075 | 0.081075 | 0.081075 | 0.081075 | 0.081075 | 0.081075 | 0.081075 | 0.081075
F4_Commercial_Restaurant_Existing_Food Preparation_Natural Gas_Food Prep Other_E3 | F4 | Commercial | Restaurant | Existing | Food Preparation | Natural Gas | Food Prep Other | E3 | Utility - Cost of Equipment | 0 | 0 | 0 | 0 | 0 | 0 | 0 | 0 | 0 | 0 | 0 | 0 | 0 | 0 | 0 | 0 | 0 | 0 | 0 | 0 | 0 | 0 | 0 | 0 | 0 | 0 | 0 | 0 | 0 | 0 | 0
F4_Commercial_Restaurant_Existing_Food Preparation_Natural Gas_Food Prep Other_E4 | F4 | Commercial | Restaurant | Existing | Food Preparation | Natural Gas | Food Prep Other | E4 | Utility - Cost of Equipment | 0 | 0 | 0 | 0 | 0 | 0 | 0 | 0 | 0 | 0 | 0 | 0 | 0 | 0 | 0 | 0 | 0 | 0 | 0 | 0 | 0 | 0 | 0 | 0 | 0 | 0 | 0 | 0 | 0 | 0 | 0
F4_Commercial_Restaurant_Existing_Food Preparation_Natural Gas_Food Prep Other_E5 | F4 | Commercial | Restaurant | Existing | Food Preparation | Natural Gas | Food Prep Other | E5 | Utility - Cost of Equipment | 0 | 0 | 0 | 0 | 0 | 0 | 0 | 0 | 0 | 0 | 0 | 0 | 0 | 0 | 0 | 0 | 0 | 0 | 0 | 0 | 0 | 0 | 0 | 0 | 0 | 0 | 0 | 0 | 0 | 0 | 0
F4_Commercial_Restaurant_Existing_Food Preparation_Natural Gas_Food Prep Other_E6 | F4 | Commercial | Restaurant | Existing | Food Preparation | Natural Gas | Food Prep Other | E6 | Utility - Cost of Equipment | 0 | 0 | 0 | 0 | 0 | 0 | 0 | 0 | 0 | 0 | 0 | 0 | 0 | 0 | 0 | 0 | 0 | 0 | 0 | 0 | 0 | 0 | 0 | 0 | 0 | 0 | 0 | 0 | 0 | 0 | 0
F4_Commercial_Restaurant_Existing_Food Preparation_Natural Gas_Food Prep Other_E7 | F4 | Commercial | Restaurant | Existing | Food Preparation | Natural Gas | Food Prep Other | E7 | Utility - Cost of Equipment | 0 | 0 | 0 | 0 | 0 | 0 | 0 | 0 | 0 | 0 | 0 | 0 | 0 | 0 | 0 | 0 | 0 | 0 | 0 | 0 | 0 | 0 | 0 | 0 | 0 | 0 | 0 | 0 | 0 | 0 | 0
F4_Commercial_Restaurant_Existing_Food Preparation_Natural Gas_Food Prep Other_E8 | F4 | Commercial | Restaurant | Existing | Food Preparation | Natural Gas | Food Prep Other | E8 | Utility - Cost of Equipment | 0 | 0 | 0 | 0 | 0 | 0 | 0 | 0 | 0 | 0 | 0 | 0 | 0 | 0 | 0 | 0 | 0 | 0 | 0 | 0 | 0 | 0 | 0 | 0 | 0 | 0 | 0 | 0 | 0 | 0 | 0
F4_Commercial_Restaurant_Existing_Food Preparation_Natural Gas_Food Prep Other_E9 | F4 | Commercial | Restaurant | Existing | Food Preparation | Natural Gas | Food Prep Other | E9 | Utility - Cost of Equipment | 0 | 0 | 0 | 0 | 0 | 0 | 0 | 0 | 0 | 0 | 0 | 0 | 0 | 0 | 0 | 0 | 0 | 0 | 0 | 0 | 0 | 0 | 0 | 0 | 0 | 0 | 0 | 0 | 0 | 0 | 0
F4_Commercial_Restaurant_Existing_Food Preparation_Natural Gas_Food Prep Other_E10 | F4 | Commercial | Restaurant | Existing | Food Preparation | Natural Gas | Food Prep Other | E10 | Utility - Cost of Equipment | 0 | 0 | 0 | 0 | 0 | 0 | 0 | 0 | 0 | 0 | 0 | 0 | 0 | 0 | 0 | 0 | 0 | 0 | 0 | 0 | 0 | 0 | 0 | 0 | 0 | 0 | 0 | 0 | 0 | 0 | 0
F5_Commercial_Restaurant_Existing_Food Preparation_Natural Gas_Food Prep Other_E1 | F5 | Commercial | Restaurant | Existing | Food Preparation | Natural Gas | Food Prep Other | E1 | Utility - Cost of Operation | 0.76506 | 0.78022 | 0.79107 | 0.80283 | 0.81972 | 0.76799 | 0.72757 | 0.70631 | 0.69867 | 0.68696 | 0.67905 | 0.71503 | 0.63992 | 0.68398 | 0.74054 | 0.79551 | 0.79756 | 0.80137 | 0.78606 | 0.79698 | 0.80462 | 0.81494 | 0.82791 | 0.38999 | 0.38221 | 0.37493 | 0.36807 | 0.36157 | 0.35536 | 0.34939 | 0.34363
F5_Commercial_Restaurant_Existing_Food Preparation_Natural Gas_Food Prep Other_E2 | F5 | Commercial | Restaurant | Existing | Food Preparation | Natural Gas | Food Prep Other | E2 | Utility - Cost of Operation | 0.76505 | 0.78022 | 0.79106 | 0.80282 | 0.81971 | 0.76799 | 0.72756 | 0.7063 | 0.69867 | 0.68695 | 0.67904 | 0.71502 | 0.63992 | 0.68398 | 0.74053 | 0.7955 | 0.79756 | 0.80136 | 0.78605 | 0.79697 | 0.80462 | 0.81494 | 0.82791 | 0.38999 | 0.3822 | 0.37492 | 0.36807 | 0.36157 | 0.35536 | 0.34939 | 0.34362
F5_Commercial_Restaurant_Existing_Food Preparation_Natural Gas_Food Prep Other_E3 | F5 | Commercial | Restaurant | Existing | Food Preparation | Natural Gas | Food Prep Other | E3 | Utility - Cost of Operation | 0 | 0 | 0 | 0 | 0 | 0 | 0 | 0 | 0 | 0 | 0 | 0 | 0 | 0 | 0 | 0 | 0 | 0 | 0 | 0 | 0 | 0 | 0 | 0 | 0 | 0 | 0 | 0 | 0 | 0 | 0
F5_Commercial_Restaurant_Existing_Food Preparation_Natural Gas_Food Prep Other_E4 | F5 | Commercial | Restaurant | Existing | Food Preparation | Natural Gas | Food Prep Other | E4 | Utility - Cost of Operation | 0 | 0 | 0 | 0 | 0 | 0 | 0 | 0 | 0 | 0 | 0 | 0 | 0 | 0 | 0 | 0 | 0 | 0 | 0 | 0 | 0 | 0 | 0 | 0 | 0 | 0 | 0 | 0 | 0 | 0 | 0
F5_Commercial_Restaurant_Existing_Food Preparation_Natural Gas_Food Prep Other_E5 | F5 | Commercial | Restaurant | Existing | Food Preparation | Natural Gas | Food Prep Other | E5 | Utility - Cost of Operation | 0 | 0 | 0 | 0 | 0 | 0 | 0 | 0 | 0 | 0 | 0 | 0 | 0 | 0 | 0 | 0 | 0 | 0 | 0 | 0 | 0 | 0 | 0 | 0 | 0 | 0 | 0 | 0 | 0 | 0 | 0
F5_Commercial_Restaurant_Existing_Food Preparation_Natural Gas_Food Prep Other_E6 | F5 | Commercial | Restaurant | Existing | Food Preparation | Natural Gas | Food Prep Other | E6 | Utility - Cost of Operation | 0 | 0 | 0 | 0 | 0 | 0 | 0 | 0 | 0 | 0 | 0 | 0 | 0 | 0 | 0 | 0 | 0 | 0 | 0 | 0 | 0 | 0 | 0 | 0 | 0 | 0 | 0 | 0 | 0 | 0 | 0
F5_Commercial_Restaurant_Existing_Food Preparation_Natural Gas_Food Prep Other_E7 | F5 | Commercial | Restaurant | Existing | Food Preparation | Natural Gas | Food Prep Other | E7 | Utility - Cost of Operation | 0 | 0 | 0 | 0 | 0 | 0 | 0 | 0 | 0 | 0 | 0 | 0 | 0 | 0 | 0 | 0 | 0 | 0 | 0 | 0 | 0 | 0 | 0 | 0 | 0 | 0 | 0 | 0 | 0 | 0 | 0
F5_Commercial_Restaurant_Existing_Food Preparation_Natural Gas_Food Prep Other_E8 | F5 | Commercial | Restaurant | Existing | Food Preparation | Natural Gas | Food Prep Other | E8 | Utility - Cost of Operation | 0 | 0 | 0 | 0 | 0 | 0 | 0 | 0 | 0 | 0 | 0 | 0 | 0 | 0 | 0 | 0 | 0 | 0 | 0 | 0 | 0 | 0 | 0 | 0 | 0 | 0 | 0 | 0 | 0 | 0 | 0
F5_Commercial_Restaurant_Existing_Food Preparation_Natural Gas_Food Prep Other_E9 | F5 | Commercial | Restaurant | Existing | Food Preparation | Natural Gas | Food Prep Other | E9 | Utility - Cost of Operation | 0 | 0 | 0 | 0 | 0 | 0 | 0 | 0 | 0 | 0 | 0 | 0 | 0 | 0 | 0 | 0 | 0 | 0 | 0 | 0 | 0 | 0 | 0 | 0 | 0 | 0 | 0 | 0 | 0 | 0 | 0
F5_Commercial_Restaurant_Existing_Food Preparation_Natural Gas_Food Prep Other_E10 | F5 | Commercial | Restaurant | Existing | Food Preparation | Natural Gas | Food Prep Other | E10 | Utility - Cost of Operation | 0 | 0 | 0 | 0 | 0 | 0 | 0 | 0 | 0 | 0 | 0 | 0 | 0 | 0 | 0 | 0 | 0 | 0 | 0 | 0 | 0 | 0 | 0 | 0 | 0 | 0 | 0 | 0 | 0 | 0 | 0
F6_Commercial_Restaurant_Existing_Food Preparation_Natural Gas_Food Prep Other_E1 | F6 | Commercial | Restaurant | Existing | Food Preparation | Natural Gas | Food Prep Other | E1 | Utility - Value of Sales | 0.91659 | 0.93476 | 0.94775 | 0.96184 | 0.98207 | 0.9201 | 0.87167 | 0.84621 | 0.83706 | 0.82302 | 0.81354 | 0.85665 | 0.76667 | 0.81946 | 0.88721 | 0.95307 | 0.95553 | 0.96009 | 0.94175 | 0.95483 | 0.96399 | 0.97636 | 0.99189 | 0.46723 | 0.45791 | 0.44919 | 0.44097 | 0.43318 | 0.42575 | 0.4186 | 0.41169
F6_Commercial_Restaurant_Existing_Food Preparation_Natural Gas_Food Prep Other_E2 | F6 | Commercial | Restaurant | Existing | Food Preparation | Natural Gas | Food Prep Other | E2 | Utility - Value of Sales | 0.91658 | 0.93475 | 0.94775 | 0.96183 | 0.98207 | 0.9201 | 0.87167 | 0.8462 | 0.83705 | 0.82301 | 0.81354 | 0.85664 | 0.76666 | 0.81945 | 0.88721 | 0.95306 | 0.95552 | 0.96009 | 0.94174 | 0.95483 | 0.96399 | 0.97635 | 0.99189 | 0.46723 | 0.45791 | 0.44918 | 0.44097 | 0.43318 | 0.42574 | 0.41859 | 0.41168
F6_Commercial_Restaurant_Existing_Food Preparation_Natural Gas_Food Prep Other_E3 | F6 | Commercial | Restaurant | Existing | Food Preparation | Natural Gas | Food Prep Other | E3 | Utility - Value of Sales | 0 | 0 | 0 | 0 | 0 | 0 | 0 | 0 | 0 | 0 | 0 | 0 | 0 | 0 | 0 | 0 | 0 | 0 | 0 | 0 | 0 | 0 | 0 | 0 | 0 | 0 | 0 | 0 | 0 | 0 | 0
F6_Commercial_Restaurant_Existing_Food Preparation_Natural Gas_Food Prep Other_E4 | F6 | Commercial | Restaurant | Existing | Food Preparation | Natural Gas | Food Prep Other | E4 | Utility - Value of Sales | 0 | 0 | 0 | 0 | 0 | 0 | 0 | 0 | 0 | 0 | 0 | 0 | 0 | 0 | 0 | 0 | 0 | 0 | 0 | 0 | 0 | 0 | 0 | 0 | 0 | 0 | 0 | 0 | 0 | 0 | 0
F6_Commercial_Restaurant_Existing_Food Preparation_Natural Gas_Food Prep Other_E5 | F6 | Commercial | Restaurant | Existing | Food Preparation | Natural Gas | Food Prep Other | E5 | Utility - Value of Sales | 0 | 0 | 0 | 0 | 0 | 0 | 0 | 0 | 0 | 0 | 0 | 0 | 0 | 0 | 0 | 0 | 0 | 0 | 0 | 0 | 0 | 0 | 0 | 0 | 0 | 0 | 0 | 0 | 0 | 0 | 0
F6_Commercial_Restaurant_Existing_Food Preparation_Natural Gas_Food Prep Other_E6 | F6 | Commercial | Restaurant | Existing | Food Preparation | Natural Gas | Food Prep Other | E6 | Utility - Value of Sales | 0 | 0 | 0 | 0 | 0 | 0 | 0 | 0 | 0 | 0 | 0 | 0 | 0 | 0 | 0 | 0 | 0 | 0 | 0 | 0 | 0 | 0 | 0 | 0 | 0 | 0 | 0 | 0 | 0 | 0 | 0
F6_Commercial_Restaurant_Existing_Food Preparation_Natural Gas_Food Prep Other_E7 | F6 | Commercial | Restaurant | Existing | Food Preparation | Natural Gas | Food Prep Other | E7 | Utility - Value of Sales | 0 | 0 | 0 | 0 | 0 | 0 | 0 | 0 | 0 | 0 | 0 | 0 | 0 | 0 | 0 | 0 | 0 | 0 | 0 | 0 | 0 | 0 | 0 | 0 | 0 | 0 | 0 | 0 | 0 | 0 | 0
F6_Commercial_Restaurant_Existing_Food Preparation_Natural Gas_Food Prep Other_E8 | F6 | Commercial | Restaurant | Existing | Food Preparation | Natural Gas | Food Prep Other | E8 | Utility - Value of Sales | 0 | 0 | 0 | 0 | 0 | 0 | 0 | 0 | 0 | 0 | 0 | 0 | 0 | 0 | 0 | 0 | 0 | 0 | 0 | 0 | 0 | 0 | 0 | 0 | 0 | 0 | 0 | 0 | 0 | 0 | 0
F6_Commercial_Restaurant_Existing_Food Preparation_Natural Gas_Food Prep Other_E9 | F6 | Commercial | Restaurant | Existing | Food Preparation | Natural Gas | Food Prep Other | E9 | Utility - Value of Sales | 0 | 0 | 0 | 0 | 0 | 0 | 0 | 0 | 0 | 0 | 0 | 0 | 0 | 0 | 0 | 0 | 0 | 0 | 0 | 0 | 0 | 0 | 0 | 0 | 0 | 0 | 0 | 0 | 0 | 0 | 0
F6_Commercial_Restaurant_Existing_Food Preparation_Natural Gas_Food Prep Other_E10 | F6 | Commercial | Restaurant | Existing | Food Preparation | Natural Gas | Food Prep Other | E10 | Utility - Value of Sales | 0 | 0 | 0 | 0 | 0 | 0 | 0 | 0 | 0 | 0 | 0 | 0 | 0 | 0 | 0 | 0 | 0 | 0 | 0 | 0 | 0 | 0 | 0 | 0 | 0 | 0 | 0 | 0 | 0 | 0 | 0
F1_Commercial_Restaurant_Existing_Miscellaneous_Natural Gas_Pool Heater_E1 | F1 | Commercial | Restaurant | Existing | Miscellaneous | Natural Gas | Pool Heater | E1 | Participant - Cost of Equipment | 0.00014551 | 0.00014551 | 0.00014551 | 0.00014551 | 0.00014551 | 0.00014551 | 0.00014551 | 0.00014551 | 0.00014551 | 0.00014551 | 0.00014551 | 0.00014551 | 0.00014551 | 0.00014551 | 0.00014551 | 0.00014551 | 0.00014551 | 0.00014551 | 0.00014551 | 0.00014551 | 0.00014551 | 0.00014551 | 0.00014551 | 0.00014551 | 0.00014551 | 0.00014551 | 0.00014551 | 0.00014551 | 0.00014551 | 0.00014551 | 0.00014551
F1_Commercial_Restaurant_Existing_Miscellaneous_Natural Gas_Pool Heater_E2 | F1 | Commercial | Restaurant | Existing | Miscellaneous | Natural Gas | Pool Heater | E2 | Participant - Cost of Equipment | 0.00023825 | 0.00023825 | 0.00023825 | 0.00023825 | 0.00023825 | 0.00023825 | 0.00023825 | 0.00023825 | 0.00023825 | 0.00023825 | 0.00023825 | 0.00023825 | 0.00023825 | 0.00023825 | 0.00023825 | 0.00023825 | 0.00023825 | 0.00023825 | 0.00023825 | 0.00023825 | 0.00023825 | 0.00023825 | 0.00023825 | 0.00023825 | 0.00023825 | 0.00023825 | 0.00023825 | 0.00023825 | 0.00023825 | 0.00023825 | 0.00023825
F1_Commercial_Restaurant_Existing_Miscellaneous_Natural Gas_Pool Heater_E3 | F1 | Commercial | Restaurant | Existing | Miscellaneous | Natural Gas | Pool Heater | E3 | Participant - Cost of Equipment | 0 | 0 | 0 | 0 | 0 | 0 | 0 | 0 | 0 | 0 | 0 | 0 | 0 | 0 | 0 | 0 | 0 | 0 | 0 | 0 | 0 | 0 | 0 | 0 | 0 | 0 | 0 | 0 | 0 | 0 | 0
F1_Commercial_Restaurant_Existing_Miscellaneous_Natural Gas_Pool Heater_E4 | F1 | Commercial | Restaurant | Existing | Miscellaneous | Natural Gas | Pool Heater | E4 | Participant - Cost of Equipment | 0 | 0 | 0 | 0 | 0 | 0 | 0 | 0 | 0 | 0 | 0 | 0 | 0 | 0 | 0 | 0 | 0 | 0 | 0 | 0 | 0 | 0 | 0 | 0 | 0 | 0 | 0 | 0 | 0 | 0 | 0
F1_Commercial_Restaurant_Existing_Miscellaneous_Natural Gas_Pool Heater_E5 | F1 | Commercial | Restaurant | Existing | Miscellaneous | Natural Gas | Pool Heater | E5 | Participant - Cost of Equipment | 0 | 0 | 0 | 0 | 0 | 0 | 0 | 0 | 0 | 0 | 0 | 0 | 0 | 0 | 0 | 0 | 0 | 0 | 0 | 0 | 0 | 0 | 0 | 0 | 0 | 0 | 0 | 0 | 0 | 0 | 0
F1_Commercial_Restaurant_Existing_Miscellaneous_Natural Gas_Pool Heater_E6 | F1 | Commercial | Restaurant | Existing | Miscellaneous | Natural Gas | Pool Heater | E6 | Participant - Cost of Equipment | 0 | 0 | 0 | 0 | 0 | 0 | 0 | 0 | 0 | 0 | 0 | 0 | 0 | 0 | 0 | 0 | 0 | 0 | 0 | 0 | 0 | 0 | 0 | 0 | 0 | 0 | 0 | 0 | 0 | 0 | 0
F1_Commercial_Restaurant_Existing_Miscellaneous_Natural Gas_Pool Heater_E7 | F1 | Commercial | Restaurant | Existing | Miscellaneous | Natural Gas | Pool Heater | E7 | Participant - Cost of Equipment | 0 | 0 | 0 | 0 | 0 | 0 | 0 | 0 | 0 | 0 | 0 | 0 | 0 | 0 | 0 | 0 | 0 | 0 | 0 | 0 | 0 | 0 | 0 | 0 | 0 | 0 | 0 | 0 | 0 | 0 | 0
F1_Commercial_Restaurant_Existing_Miscellaneous_Natural Gas_Pool Heater_E8 | F1 | Commercial | Restaurant | Existing | Miscellaneous | Natural Gas | Pool Heater | E8 | Participant - Cost of Equipment | 0 | 0 | 0 | 0 | 0 | 0 | 0 | 0 | 0 | 0 | 0 | 0 | 0 | 0 | 0 | 0 | 0 | 0 | 0 | 0 | 0 | 0 | 0 | 0 | 0 | 0 | 0 | 0 | 0 | 0 | 0
F1_Commercial_Restaurant_Existing_Miscellaneous_Natural Gas_Pool Heater_E9 | F1 | Commercial | Restaurant | Existing | Miscellaneous | Natural Gas | Pool Heater | E9 | Participant - Cost of Equipment | 0 | 0 | 0 | 0 | 0 | 0 | 0 | 0 | 0 | 0 | 0 | 0 | 0 | 0 | 0 | 0 | 0 | 0 | 0 | 0 | 0 | 0 | 0 | 0 | 0 | 0 | 0 | 0 | 0 | 0 | 0
F1_Commercial_Restaurant_Existing_Miscellaneous_Natural Gas_Pool Heater_E10 | F1 | Commercial | Restaurant | Existing | Miscellaneous | Natural Gas | Pool Heater | E10 | Participant - Cost of Equipment | 0 | 0 | 0 | 0 | 0 | 0 | 0 | 0 | 0 | 0 | 0 | 0 | 0 | 0 | 0 | 0 | 0 | 0 | 0 | 0 | 0 | 0 | 0 | 0 | 0 | 0 | 0 | 0 | 0 | 0 | 0
F2_Commercial_Restaurant_Existing_Miscellaneous_Natural Gas_Pool Heater_E1 | F2 | Commercial | Restaurant | Existing | Miscellaneous | Natural Gas | Pool Heater | E1 | Participant - Cost of Operation | 0.00067184 | 0.00069668 | 0.00070658 | 0.00070893 | 0.00073575 | 0.0006936 | 0.00066444 | 0.00066364 | 0.00068325 | 0.00067174 | 0.00066859 | 0.00066138 | 0.00049622 | 0.00048414 | 0.00048061 | 0.00054322 | 0.00062035 | 0.00070716 | 0.00077641 | 0.00089007 | 0.00090407 | 0.00092141 | 0.0009421 | 0.00035549 | 0.00034793 | 0.00034093 | 0.00033441 | 0.00032829 | 0.00032249 | 0.00031696 | 0.00031165
F2_Commercial_Restaurant_Existing_Miscellaneous_Natural Gas_Pool Heater_E2 | F2 | Commercial | Restaurant | Existing | Miscellaneous | Natural Gas | Pool Heater | E2 | Participant - Cost of Operation | 0.00057107 | 0.00059217 | 0.00060059 | 0.00060259 | 0.00062538 | 0.00058956 | 0.00056478 | 0.00056409 | 0.00058076 | 0.00057098 | 0.0005683 | 0.00056217 | 0.00042179 | 0.00041152 | 0.00040852 | 0.00046174 | 0.0005273 | 0.00060109 | 0.00065995 | 0.00075656 | 0.00076846 | 0.0007832 | 0.00080079 | 0.00030217 | 0.00029574 | 0.00028979 | 0.00028425 | 0.00027904 | 0.00027412 | 0.00026942 | 0.0002649
F2_Commercial_Restaurant_Existing_Miscellaneous_Natural Gas_Pool Heater_E3 | F2 | Commercial | Restaurant | Existing | Miscellaneous | Natural Gas | Pool Heater | E3 | Participant - Cost of Operation | 0 | 0 | 0 | 0 | 0 | 0 | 0 | 0 | 0 | 0 | 0 | 0 | 0 | 0 | 0 | 0 | 0 | 0 | 0 | 0 | 0 | 0 | 0 | 0 | 0 | 0 | 0 | 0 | 0 | 0 | 0
F2_Commercial_Restaurant_Existing_Miscellaneous_Natural Gas_Pool Heater_E4 | F2 | Commercial | Restaurant | Existing | Miscellaneous | Natural Gas | Pool Heater | E4 | Participant - Cost of Operation | 0 | 0 | 0 | 0 | 0 | 0 | 0 | 0 | 0 | 0 | 0 | 0 | 0 | 0 | 0 | 0 | 0 | 0 | 0 | 0 | 0 | 0 | 0 | 0 | 0 | 0 | 0 | 0 | 0 | 0 | 0
F2_Commercial_Restaurant_Existing_Miscellaneous_Natural Gas_Pool Heater_E5 | F2 | Commercial | Restaurant | Existing | Miscellaneous | Natural Gas | Pool Heater | E5 | Participant - Cost of Operation | 0 | 0 | 0 | 0 | 0 | 0 | 0 | 0 | 0 | 0 | 0 | 0 | 0 | 0 | 0 | 0 | 0 | 0 | 0 | 0 | 0 | 0 | 0 | 0 | 0 | 0 | 0 | 0 | 0 | 0 | 0
F2_Commercial_Restaurant_Existing_Miscellaneous_Natural Gas_Pool Heater_E6 | F2 | Commercial | Restaurant | Existing | Miscellaneous | Natural Gas | Pool Heater | E6 | Participant - Cost of Operation | 0 | 0 | 0 | 0 | 0 | 0 | 0 | 0 | 0 | 0 | 0 | 0 | 0 | 0 | 0 | 0 | 0 | 0 | 0 | 0 | 0 | 0 | 0 | 0 | 0 | 0 | 0 | 0 | 0 | 0 | 0
F2_Commercial_Restaurant_Existing_Miscellaneous_Natural Gas_Pool Heater_E7 | F2 | Commercial | Restaurant | Existing | Miscellaneous | Natural Gas | Pool Heater | E7 | Participant - Cost of Operation | 0 | 0 | 0 | 0 | 0 | 0 | 0 | 0 | 0 | 0 | 0 | 0 | 0 | 0 | 0 | 0 | 0 | 0 | 0 | 0 | 0 | 0 | 0 | 0 | 0 | 0 | 0 | 0 | 0 | 0 | 0
F2_Commercial_Restaurant_Existing_Miscellaneous_Natural Gas_Pool Heater_E8 | F2 | Commercial | Restaurant | Existing | Miscellaneous | Natural Gas | Pool Heater | E8 | Participant - Cost of Operation | 0 | 0 | 0 | 0 | 0 | 0 | 0 | 0 | 0 | 0 | 0 | 0 | 0 | 0 | 0 | 0 | 0 | 0 | 0 | 0 | 0 | 0 | 0 | 0 | 0 | 0 | 0 | 0 | 0 | 0 | 0
F2_Commercial_Restaurant_Existing_Miscellaneous_Natural Gas_Pool Heater_E9 | F2 | Commercial | Restaurant | Existing | Miscellaneous | Natural Gas | Pool Heater | E9 | Participant - Cost of Operation | 0 | 0 | 0 | 0 | 0 | 0 | 0 | 0 | 0 | 0 | 0 | 0 | 0 | 0 | 0 | 0 | 0 | 0 | 0 | 0 | 0 | 0 | 0 | 0 | 0 | 0 | 0 | 0 | 0 | 0 | 0
F2_Commercial_Restaurant_Existing_Miscellaneous_Natural Gas_Pool Heater_E10 | F2 | Commercial | Restaurant | Existing | Miscellaneous | Natural Gas | Pool Heater | E10 | Participant - Cost of Operation | 0 | 0 | 0 | 0 | 0 | 0 | 0 | 0 | 0 | 0 | 0 | 0 | 0 | 0 | 0 | 0 | 0 | 0 | 0 | 0 | 0 | 0 | 0 | 0 | 0 | 0 | 0 | 0 | 0 | 0 | 0
F3_Commercial_Restaurant_Existing_Miscellaneous_Natural Gas_Pool Heater_E1 | F3 | Commercial | Restaurant | Existing | Miscellaneous | Natural Gas | Pool Heater | E1 | System - kBTUs of Conusmption | 0.056727 | 0.056953 | 0.056809 | 0.05671 | 0.05671 | 0.05671 | 0.05671 | 0.05671 | 0.05671 | 0.05671 | 0.05671 | 0.05671 | 0.05671 | 0.05671 | 0.05671 | 0.05671 | 0.05671 | 0.05671 | 0.05671 | 0.05671 | 0.05671 | 0.05671 | 0.05671 | 0.05671 | 0.05671 | 0.05671 | 0.05671 | 0.05671 | 0.05671 | 0.05671 | 0.05671
F3_Commercial_Restaurant_Existing_Miscellaneous_Natural Gas_Pool Heater_E2 | F3 | Commercial | Restaurant | Existing | Miscellaneous | Natural Gas | Pool Heater | E2 | System - kBTUs of Conusmption | 0.048218 | 0.04841 | 0.048288 | 0.048204 | 0.048204 | 0.048204 | 0.048204 | 0.048204 | 0.048204 | 0.048204 | 0.048204 | 0.048204 | 0.048204 | 0.048204 | 0.048204 | 0.048204 | 0.048204 | 0.048204 | 0.048204 | 0.048204 | 0.048204 | 0.048204 | 0.048204 | 0.048204 | 0.048204 | 0.048204 | 0.048204 | 0.048204 | 0.048204 | 0.048204 | 0.048204
F3_Commercial_Restaurant_Existing_Miscellaneous_Natural Gas_Pool Heater_E3 | F3 | Commercial | Restaurant | Existing | Miscellaneous | Natural Gas | Pool Heater | E3 | System - kBTUs of Conusmption | 0 | 0 | 0 | 0 | 0 | 0 | 0 | 0 | 0 | 0 | 0 | 0 | 0 | 0 | 0 | 0 | 0 | 0 | 0 | 0 | 0 | 0 | 0 | 0 | 0 | 0 | 0 | 0 | 0 | 0 | 0
F3_Commercial_Restaurant_Existing_Miscellaneous_Natural Gas_Pool Heater_E4 | F3 | Commercial | Restaurant | Existing | Miscellaneous | Natural Gas | Pool Heater | E4 | System - kBTUs of Conusmption | 0 | 0 | 0 | 0 | 0 | 0 | 0 | 0 | 0 | 0 | 0 | 0 | 0 | 0 | 0 | 0 | 0 | 0 | 0 | 0 | 0 | 0 | 0 | 0 | 0 | 0 | 0 | 0 | 0 | 0 | 0
F3_Commercial_Restaurant_Existing_Miscellaneous_Natural Gas_Pool Heater_E5 | F3 | Commercial | Restaurant | Existing | Miscellaneous | Natural Gas | Pool Heater | E5 | System - kBTUs of Conusmption | 0 | 0 | 0 | 0 | 0 | 0 | 0 | 0 | 0 | 0 | 0 | 0 | 0 | 0 | 0 | 0 | 0 | 0 | 0 | 0 | 0 | 0 | 0 | 0 | 0 | 0 | 0 | 0 | 0 | 0 | 0
F3_Commercial_Restaurant_Existing_Miscellaneous_Natural Gas_Pool Heater_E6 | F3 | Commercial | Restaurant | Existing | Miscellaneous | Natural Gas | Pool Heater | E6 | System - kBTUs of Conusmption | 0 | 0 | 0 | 0 | 0 | 0 | 0 | 0 | 0 | 0 | 0 | 0 | 0 | 0 | 0 | 0 | 0 | 0 | 0 | 0 | 0 | 0 | 0 | 0 | 0 | 0 | 0 | 0 | 0 | 0 | 0
F3_Commercial_Restaurant_Existing_Miscellaneous_Natural Gas_Pool Heater_E7 | F3 | Commercial | Restaurant | Existing | Miscellaneous | Natural Gas | Pool Heater | E7 | System - kBTUs of Conusmption | 0 | 0 | 0 | 0 | 0 | 0 | 0 | 0 | 0 | 0 | 0 | 0 | 0 | 0 | 0 | 0 | 0 | 0 | 0 | 0 | 0 | 0 | 0 | 0 | 0 | 0 | 0 | 0 | 0 | 0 | 0
F3_Commercial_Restaurant_Existing_Miscellaneous_Natural Gas_Pool Heater_E8 | F3 | Commercial | Restaurant | Existing | Miscellaneous | Natural Gas | Pool Heater | E8 | System - kBTUs of Conusmption | 0 | 0 | 0 | 0 | 0 | 0 | 0 | 0 | 0 | 0 | 0 | 0 | 0 | 0 | 0 | 0 | 0 | 0 | 0 | 0 | 0 | 0 | 0 | 0 | 0 | 0 | 0 | 0 | 0 | 0 | 0
F3_Commercial_Restaurant_Existing_Miscellaneous_Natural Gas_Pool Heater_E9 | F3 | Commercial | Restaurant | Existing | Miscellaneous | Natural Gas | Pool Heater | E9 | System - kBTUs of Conusmption | 0 | 0 | 0 | 0 | 0 | 0 | 0 | 0 | 0 | 0 | 0 | 0 | 0 | 0 | 0 | 0 | 0 | 0 | 0 | 0 | 0 | 0 | 0 | 0 | 0 | 0 | 0 | 0 | 0 | 0 | 0
F3_Commercial_Restaurant_Existing_Miscellaneous_Natural Gas_Pool Heater_E10 | F3 | Commercial | Restaurant | Existing | Miscellaneous | Natural Gas | Pool Heater | E10 | System - kBTUs of Conusmption | 0 | 0 | 0 | 0 | 0 | 0 | 0 | 0 | 0 | 0 | 0 | 0 | 0 | 0 | 0 | 0 | 0 | 0 | 0 | 0 | 0 | 0 | 0 | 0 | 0 | 0 | 0 | 0 | 0 | 0 | 0
F4_Commercial_Restaurant_Existing_Miscellaneous_Natural Gas_Pool Heater_E1 | F4 | Commercial | Restaurant | Existing | Miscellaneous | Natural Gas | Pool Heater | E1 | Utility - Cost of Equipment | 0.00014551 | 0.00014551 | 0.00014551 | 0.00014551 | 0.00014551 | 0.00014551 | 0.00014551 | 0.00014551 | 0.00014551 | 0.00014551 | 0.00014551 | 0.00014551 | 0.00014551 | 0.00014551 | 0.00014551 | 0.00014551 | 0.00014551 | 0.00014551 | 0.00014551 | 0.00014551 | 0.00014551 | 0.00014551 | 0.00014551 | 0.00014551 | 0.00014551 | 0.00014551 | 0.00014551 | 0.00014551 | 0.00014551 | 0.00014551 | 0.00014551
F4_Commercial_Restaurant_Existing_Miscellaneous_Natural Gas_Pool Heater_E2 | F4 | Commercial | Restaurant | Existing | Miscellaneous | Natural Gas | Pool Heater | E2 | Utility - Cost of Equipment | 0.00023825 | 0.00023825 | 0.00023825 | 0.00023825 | 0.00023825 | 0.00023825 | 0.00023825 | 0.00023825 | 0.00023825 | 0.00023825 | 0.00023825 | 0.00023825 | 0.00023825 | 0.00023825 | 0.00023825 | 0.00023825 | 0.00023825 | 0.00023825 | 0.00023825 | 0.00023825 | 0.00023825 | 0.00023825 | 0.00023825 | 0.00023825 | 0.00023825 | 0.00023825 | 0.00023825 | 0.00023825 | 0.00023825 | 0.00023825 | 0.00023825
F4_Commercial_Restaurant_Existing_Miscellaneous_Natural Gas_Pool Heater_E3 | F4 | Commercial | Restaurant | Existing | Miscellaneous | Natural Gas | Pool Heater | E3 | Utility - Cost of Equipment | 0 | 0 | 0 | 0 | 0 | 0 | 0 | 0 | 0 | 0 | 0 | 0 | 0 | 0 | 0 | 0 | 0 | 0 | 0 | 0 | 0 | 0 | 0 | 0 | 0 | 0 | 0 | 0 | 0 | 0 | 0
F4_Commercial_Restaurant_Existing_Miscellaneous_Natural Gas_Pool Heater_E4 | F4 | Commercial | Restaurant | Existing | Miscellaneous | Natural Gas | Pool Heater | E4 | Utility - Cost of Equipment | 0 | 0 | 0 | 0 | 0 | 0 | 0 | 0 | 0 | 0 | 0 | 0 | 0 | 0 | 0 | 0 | 0 | 0 | 0 | 0 | 0 | 0 | 0 | 0 | 0 | 0 | 0 | 0 | 0 | 0 | 0
F4_Commercial_Restaurant_Existing_Miscellaneous_Natural Gas_Pool Heater_E5 | F4 | Commercial | Restaurant | Existing | Miscellaneous | Natural Gas | Pool Heater | E5 | Utility - Cost of Equipment | 0 | 0 | 0 | 0 | 0 | 0 | 0 | 0 | 0 | 0 | 0 | 0 | 0 | 0 | 0 | 0 | 0 | 0 | 0 | 0 | 0 | 0 | 0 | 0 | 0 | 0 | 0 | 0 | 0 | 0 | 0
F4_Commercial_Restaurant_Existing_Miscellaneous_Natural Gas_Pool Heater_E6 | F4 | Commercial | Restaurant | Existing | Miscellaneous | Natural Gas | Pool Heater | E6 | Utility - Cost of Equipment | 0 | 0 | 0 | 0 | 0 | 0 | 0 | 0 | 0 | 0 | 0 | 0 | 0 | 0 | 0 | 0 | 0 | 0 | 0 | 0 | 0 | 0 | 0 | 0 | 0 | 0 | 0 | 0 | 0 | 0 | 0
F4_Commercial_Restaurant_Existing_Miscellaneous_Natural Gas_Pool Heater_E7 | F4 | Commercial | Restaurant | Existing | Miscellaneous | Natural Gas | Pool Heater | E7 | Utility - Cost of Equipment | 0 | 0 | 0 | 0 | 0 | 0 | 0 | 0 | 0 | 0 | 0 | 0 | 0 | 0 | 0 | 0 | 0 | 0 | 0 | 0 | 0 | 0 | 0 | 0 | 0 | 0 | 0 | 0 | 0 | 0 | 0
F4_Commercial_Restaurant_Existing_Miscellaneous_Natural Gas_Pool Heater_E8 | F4 | Commercial | Restaurant | Existing | Miscellaneous | Natural Gas | Pool Heater | E8 | Utility - Cost of Equipment | 0 | 0 | 0 | 0 | 0 | 0 | 0 | 0 | 0 | 0 | 0 | 0 | 0 | 0 | 0 | 0 | 0 | 0 | 0 | 0 | 0 | 0 | 0 | 0 | 0 | 0 | 0 | 0 | 0 | 0 | 0
F4_Commercial_Restaurant_Existing_Miscellaneous_Natural Gas_Pool Heater_E9 | F4 | Commercial | Restaurant | Existing | Miscellaneous | Natural Gas | Pool Heater | E9 | Utility - Cost of Equipment | 0 | 0 | 0 | 0 | 0 | 0 | 0 | 0 | 0 | 0 | 0 | 0 | 0 | 0 | 0 | 0 | 0 | 0 | 0 | 0 | 0 | 0 | 0 | 0 | 0 | 0 | 0 | 0 | 0 | 0 | 0
F4_Commercial_Restaurant_Existing_Miscellaneous_Natural Gas_Pool Heater_E10 | F4 | Commercial | Restaurant | Existing | Miscellaneous | Natural Gas | Pool Heater | E10 | Utility - Cost of Equipment | 0 | 0 | 0 | 0 | 0 | 0 | 0 | 0 | 0 | 0 | 0 | 0 | 0 | 0 | 0 | 0 | 0 | 0 | 0 | 0 | 0 | 0 | 0 | 0 | 0 | 0 | 0 | 0 | 0 | 0 | 0
F5_Commercial_Restaurant_Existing_Miscellaneous_Natural Gas_Pool Heater_E1 | F5 | Commercial | Restaurant | Existing | Miscellaneous | Natural Gas | Pool Heater | E1 | Utility - Cost of Operation | 0.00056077 | 0.0005815 | 0.00058977 | 0.00059173 | 0.00061411 | 0.00057893 | 0.0005546 | 0.00055392 | 0.00057029 | 0.00056069 | 0.00055806 | 0.00055204 | 0.00041418 | 0.0004041 | 0.00040116 | 0.00045342 | 0.00051779 | 0.00059026 | 0.00064805 | 0.00074293 | 0.00075461 | 0.00076908 | 0.00078635 | 0.00029672 | 0.00029041 | 0.00028456 | 0.00027912 | 0.00027401 | 0.00026918 | 0.00026456 | 0.00026012
F5_Commercial_Restaurant_Existing_Miscellaneous_Natural Gas_Pool Heater_E2 | F5 | Commercial | Restaurant | Existing | Miscellaneous | Natural Gas | Pool Heater | E2 | Utility - Cost of Operation | 0.00047666 | 0.00049428 | 0.0005013 | 0.00050297 | 0.000522 | 0.00049209 | 0.00047141 | 0.00047084 | 0.00048475 | 0.00047658 | 0.00047435 | 0.00046923 | 0.00035206 | 0.00034348 | 0.00034098 | 0.0003854 | 0.00044013 | 0.00050172 | 0.00055084 | 0.00063149 | 0.00064141 | 0.00065372 | 0.0006684 | 0.00025221 | 0.00024685 | 0.00024188 | 0.00023725 | 0.00023291 | 0.0002288 | 0.00022488 | 0.00022111
F5_Commercial_Restaurant_Existing_Miscellaneous_Natural Gas_Pool Heater_E3 | F5 | Commercial | Restaurant | Existing | Miscellaneous | Natural Gas | Pool Heater | E3 | Utility - Cost of Operation | 0 | 0 | 0 | 0 | 0 | 0 | 0 | 0 | 0 | 0 | 0 | 0 | 0 | 0 | 0 | 0 | 0 | 0 | 0 | 0 | 0 | 0 | 0 | 0 | 0 | 0 | 0 | 0 | 0 | 0 | 0
F5_Commercial_Restaurant_Existing_Miscellaneous_Natural Gas_Pool Heater_E4 | F5 | Commercial | Restaurant | Existing | Miscellaneous | Natural Gas | Pool Heater | E4 | Utility - Cost of Operation | 0 | 0 | 0 | 0 | 0 | 0 | 0 | 0 | 0 | 0 | 0 | 0 | 0 | 0 | 0 | 0 | 0 | 0 | 0 | 0 | 0 | 0 | 0 | 0 | 0 | 0 | 0 | 0 | 0 | 0 | 0
F5_Commercial_Restaurant_Existing_Miscellaneous_Natural Gas_Pool Heater_E5 | F5 | Commercial | Restaurant | Existing | Miscellaneous | Natural Gas | Pool Heater | E5 | Utility - Cost of Operation | 0 | 0 | 0 | 0 | 0 | 0 | 0 | 0 | 0 | 0 | 0 | 0 | 0 | 0 | 0 | 0 | 0 | 0 | 0 | 0 | 0 | 0 | 0 | 0 | 0 | 0 | 0 | 0 | 0 | 0 | 0
F5_Commercial_Restaurant_Existing_Miscellaneous_Natural Gas_Pool Heater_E6 | F5 | Commercial | Restaurant | Existing | Miscellaneous | Natural Gas | Pool Heater | E6 | Utility - Cost of Operation | 0 | 0 | 0 | 0 | 0 | 0 | 0 | 0 | 0 | 0 | 0 | 0 | 0 | 0 | 0 | 0 | 0 | 0 | 0 | 0 | 0 | 0 | 0 | 0 | 0 | 0 | 0 | 0 | 0 | 0 | 0
F5_Commercial_Restaurant_Existing_Miscellaneous_Natural Gas_Pool Heater_E7 | F5 | Commercial | Restaurant | Existing | Miscellaneous | Natural Gas | Pool Heater | E7 | Utility - Cost of Operation | 0 | 0 | 0 | 0 | 0 | 0 | 0 | 0 | 0 | 0 | 0 | 0 | 0 | 0 | 0 | 0 | 0 | 0 | 0 | 0 | 0 | 0 | 0 | 0 | 0 | 0 | 0 | 0 | 0 | 0 | 0
F5_Commercial_Restaurant_Existing_Miscellaneous_Natural Gas_Pool Heater_E8 | F5 | Commercial | Restaurant | Existing | Miscellaneous | Natural Gas | Pool Heater | E8 | Utility - Cost of Operation | 0 | 0 | 0 | 0 | 0 | 0 | 0 | 0 | 0 | 0 | 0 | 0 | 0 | 0 | 0 | 0 | 0 | 0 | 0 | 0 | 0 | 0 | 0 | 0 | 0 | 0 | 0 | 0 | 0 | 0 | 0
F5_Commercial_Restaurant_Existing_Miscellaneous_Natural Gas_Pool Heater_E9 | F5 | Commercial | Restaurant | Existing | Miscellaneous | Natural Gas | Pool Heater | E9 | Utility - Cost of Operation | 0 | 0 | 0 | 0 | 0 | 0 | 0 | 0 | 0 | 0 | 0 | 0 | 0 | 0 | 0 | 0 | 0 | 0 | 0 | 0 | 0 | 0 | 0 | 0 | 0 | 0 | 0 | 0 | 0 | 0 | 0
F5_Commercial_Restaurant_Existing_Miscellaneous_Natural Gas_Pool Heater_E10 | F5 | Commercial | Restaurant | Existing | Miscellaneous | Natural Gas | Pool Heater | E10 | Utility - Cost of Operation | 0 | 0 | 0 | 0 | 0 | 0 | 0 | 0 | 0 | 0 | 0 | 0 | 0 | 0 | 0 | 0 | 0 | 0 | 0 | 0 | 0 | 0 | 0 | 0 | 0 | 0 | 0 | 0 | 0 | 0 | 0
F6_Commercial_Restaurant_Existing_Miscellaneous_Natural Gas_Pool Heater_E1 | F6 | Commercial | Restaurant | Existing | Miscellaneous | Natural Gas | Pool Heater | E1 | Utility - Value of Sales | 0.00067184 | 0.00069668 | 0.00070658 | 0.00070893 | 0.00073575 | 0.0006936 | 0.00066444 | 0.00066364 | 0.00068325 | 0.00067174 | 0.00066859 | 0.00066138 | 0.00049622 | 0.00048414 | 0.00048061 | 0.00054322 | 0.00062035 | 0.00070716 | 0.00077641 | 0.00089007 | 0.00090407 | 0.00092141 | 0.0009421 | 0.00035549 | 0.00034793 | 0.00034093 | 0.00033441 | 0.00032829 | 0.00032249 | 0.00031696 | 0.00031165
F6_Commercial_Restaurant_Existing_Miscellaneous_Natural Gas_Pool Heater_E2 | F6 | Commercial | Restaurant | Existing | Miscellaneous | Natural Gas | Pool Heater | E2 | Utility - Value of Sales | 0.00057107 | 0.00059217 | 0.00060059 | 0.00060259 | 0.00062538 | 0.00058956 | 0.00056478 | 0.00056409 | 0.00058076 | 0.00057098 | 0.0005683 | 0.00056217 | 0.00042179 | 0.00041152 | 0.00040852 | 0.00046174 | 0.0005273 | 0.00060109 | 0.00065995 | 0.00075656 | 0.00076846 | 0.0007832 | 0.00080079 | 0.00030217 | 0.00029574 | 0.00028979 | 0.00028425 | 0.00027904 | 0.00027412 | 0.00026942 | 0.0002649
F6_Commercial_Restaurant_Existing_Miscellaneous_Natural Gas_Pool Heater_E3 | F6 | Commercial | Restaurant | Existing | Miscellaneous | Natural Gas | Pool Heater | E3 | Utility - Value of Sales | 0 | 0 | 0 | 0 | 0 | 0 | 0 | 0 | 0 | 0 | 0 | 0 | 0 | 0 | 0 | 0 | 0 | 0 | 0 | 0 | 0 | 0 | 0 | 0 | 0 | 0 | 0 | 0 | 0 | 0 | 0
F6_Commercial_Restaurant_Existing_Miscellaneous_Natural Gas_Pool Heater_E4 | F6 | Commercial | Restaurant | Existing | Miscellaneous | Natural Gas | Pool Heater | E4 | Utility - Value of Sales | 0 | 0 | 0 | 0 | 0 | 0 | 0 | 0 | 0 | 0 | 0 | 0 | 0 | 0 | 0 | 0 | 0 | 0 | 0 | 0 | 0 | 0 | 0 | 0 | 0 | 0 | 0 | 0 | 0 | 0 | 0
F6_Commercial_Restaurant_Existing_Miscellaneous_Natural Gas_Pool Heater_E5 | F6 | Commercial | Restaurant | Existing | Miscellaneous | Natural Gas | Pool Heater | E5 | Utility - Value of Sales | 0 | 0 | 0 | 0 | 0 | 0 | 0 | 0 | 0 | 0 | 0 | 0 | 0 | 0 | 0 | 0 | 0 | 0 | 0 | 0 | 0 | 0 | 0 | 0 | 0 | 0 | 0 | 0 | 0 | 0 | 0
F6_Commercial_Restaurant_Existing_Miscellaneous_Natural Gas_Pool Heater_E6 | F6 | Commercial | Restaurant | Existing | Miscellaneous | Natural Gas | Pool Heater | E6 | Utility - Value of Sales | 0 | 0 | 0 | 0 | 0 | 0 | 0 | 0 | 0 | 0 | 0 | 0 | 0 | 0 | 0 | 0 | 0 | 0 | 0 | 0 | 0 | 0 | 0 | 0 | 0 | 0 | 0 | 0 | 0 | 0 | 0
F6_Commercial_Restaurant_Existing_Miscellaneous_Natural Gas_Pool Heater_E7 | F6 | Commercial | Restaurant | Existing | Miscellaneous | Natural Gas | Pool Heater | E7 | Utility - Value of Sales | 0 | 0 | 0 | 0 | 0 | 0 | 0 | 0 | 0 | 0 | 0 | 0 | 0 | 0 | 0 | 0 | 0 | 0 | 0 | 0 | 0 | 0 | 0 | 0 | 0 | 0 | 0 | 0 | 0 | 0 | 0
F6_Commercial_Restaurant_Existing_Miscellaneous_Natural Gas_Pool Heater_E8 | F6 | Commercial | Restaurant | Existing | Miscellaneous | Natural Gas | Pool Heater | E8 | Utility - Value of Sales | 0 | 0 | 0 | 0 | 0 | 0 | 0 | 0 | 0 | 0 | 0 | 0 | 0 | 0 | 0 | 0 | 0 | 0 | 0 | 0 | 0 | 0 | 0 | 0 | 0 | 0 | 0 | 0 | 0 | 0 | 0
F6_Commercial_Restaurant_Existing_Miscellaneous_Natural Gas_Pool Heater_E9 | F6 | Commercial | Restaurant | Existing | Miscellaneous | Natural Gas | Pool Heater | E9 | Utility - Value of Sales | 0 | 0 | 0 | 0 | 0 | 0 | 0 | 0 | 0 | 0 | 0 | 0 | 0 | 0 | 0 | 0 | 0 | 0 | 0 | 0 | 0 | 0 | 0 | 0 | 0 | 0 | 0 | 0 | 0 | 0 | 0
F6_Commercial_Restaurant_Existing_Miscellaneous_Natural Gas_Pool Heater_E10 | F6 | Commercial | Restaurant | Existing | Miscellaneous | Natural Gas | Pool Heater | E10 | Utility - Value of Sales | 0 | 0 | 0 | 0 | 0 | 0 | 0 | 0 | 0 | 0 | 0 | 0 | 0 | 0 | 0 | 0 | 0 | 0 | 0 | 0 | 0 | 0 | 0 | 0 | 0 | 0 | 0 | 0 | 0 | 0 | 0
F1_Commercial_Restaurant_Existing_Miscellaneous_Natural Gas_Miscellaneous_E1 | F1 | Commercial | Restaurant | Existing | Miscellaneous | Natural Gas | Miscellaneous | E1 | Participant - Cost of Equipment | 0.00012754 | 0.00012754 | 0.00012754 | 0.00012754 | 0.00012754 | 0.00012754 | 0.00012754 | 0.00012754 | 0.00012754 | 0.00012754 | 0.00012754 | 0.00012754 | 0.00012754 | 0.00012754 | 0.00012754 | 0.00012754 | 0.00012754 | 0.00012754 | 0.00012754 | 0.00012754 | 0.00012754 | 0.00012754 | 0.00012754 | 0.00012754 | 0.00012754 | 0.00012754 | 0.00012754 | 0.00012754 | 0.00012754 | 0.00012754 | 0.00012754
F1_Commercial_Restaurant_Existing_Miscellaneous_Natural Gas_Miscellaneous_E2 | F1 | Commercial | Restaurant | Existing | Miscellaneous | Natural Gas | Miscellaneous | E2 | Participant - Cost of Equipment | 0 | 0 | 0 | 0 | 0 | 0 | 0 | 0 | 0 | 0 | 0 | 0 | 0 | 0 | 0 | 0 | 0 | 0 | 0 | 0 | 0 | 0 | 0 | 0 | 0 | 0 | 0 | 0 | 0 | 0 | 0
F1_Commercial_Restaurant_Existing_Miscellaneous_Natural Gas_Miscellaneous_E3 | F1 | Commercial | Restaurant | Existing | Miscellaneous | Natural Gas | Miscellaneous | E3 | Participant - Cost of Equipment | 0 | 0 | 0 | 0 | 0 | 0 | 0 | 0 | 0 | 0 | 0 | 0 | 0 | 0 | 0 | 0 | 0 | 0 | 0 | 0 | 0 | 0 | 0 | 0 | 0 | 0 | 0 | 0 | 0 | 0 | 0
F1_Commercial_Restaurant_Existing_Miscellaneous_Natural Gas_Miscellaneous_E4 | F1 | Commercial | Restaurant | Existing | Miscellaneous | Natural Gas | Miscellaneous | E4 | Participant - Cost of Equipment | 0 | 0 | 0 | 0 | 0 | 0 | 0 | 0 | 0 | 0 | 0 | 0 | 0 | 0 | 0 | 0 | 0 | 0 | 0 | 0 | 0 | 0 | 0 | 0 | 0 | 0 | 0 | 0 | 0 | 0 | 0
F1_Commercial_Restaurant_Existing_Miscellaneous_Natural Gas_Miscellaneous_E5 | F1 | Commercial | Restaurant | Existing | Miscellaneous | Natural Gas | Miscellaneous | E5 | Participant - Cost of Equipment | 0 | 0 | 0 | 0 | 0 | 0 | 0 | 0 | 0 | 0 | 0 | 0 | 0 | 0 | 0 | 0 | 0 | 0 | 0 | 0 | 0 | 0 | 0 | 0 | 0 | 0 | 0 | 0 | 0 | 0 | 0
F1_Commercial_Restaurant_Existing_Miscellaneous_Natural Gas_Miscellaneous_E6 | F1 | Commercial | Restaurant | Existing | Miscellaneous | Natural Gas | Miscellaneous | E6 | Participant - Cost of Equipment | 0 | 0 | 0 | 0 | 0 | 0 | 0 | 0 | 0 | 0 | 0 | 0 | 0 | 0 | 0 | 0 | 0 | 0 | 0 | 0 | 0 | 0 | 0 | 0 | 0 | 0 | 0 | 0 | 0 | 0 | 0
F1_Commercial_Restaurant_Existing_Miscellaneous_Natural Gas_Miscellaneous_E7 | F1 | Commercial | Restaurant | Existing | Miscellaneous | Natural Gas | Miscellaneous | E7 | Participant - Cost of Equipment | 0 | 0 | 0 | 0 | 0 | 0 | 0 | 0 | 0 | 0 | 0 | 0 | 0 | 0 | 0 | 0 | 0 | 0 | 0 | 0 | 0 | 0 | 0 | 0 | 0 | 0 | 0 | 0 | 0 | 0 | 0
F1_Commercial_Restaurant_Existing_Miscellaneous_Natural Gas_Miscellaneous_E8 | F1 | Commercial | Restaurant | Existing | Miscellaneous | Natural Gas | Miscellaneous | E8 | Participant - Cost of Equipment | 0 | 0 | 0 | 0 | 0 | 0 | 0 | 0 | 0 | 0 | 0 | 0 | 0 | 0 | 0 | 0 | 0 | 0 | 0 | 0 | 0 | 0 | 0 | 0 | 0 | 0 | 0 | 0 | 0 | 0 | 0
F1_Commercial_Restaurant_Existing_Miscellaneous_Natural Gas_Miscellaneous_E9 | F1 | Commercial | Restaurant | Existing | Miscellaneous | Natural Gas | Miscellaneous | E9 | Participant - Cost of Equipment | 0 | 0 | 0 | 0 | 0 | 0 | 0 | 0 | 0 | 0 | 0 | 0 | 0 | 0 | 0 | 0 | 0 | 0 | 0 | 0 | 0 | 0 | 0 | 0 | 0 | 0 | 0 | 0 | 0 | 0 | 0
F1_Commercial_Restaurant_Existing_Miscellaneous_Natural Gas_Miscellaneous_E10 | F1 | Commercial | Restaurant | Existing | Miscellaneous | Natural Gas | Miscellaneous | E10 | Participant - Cost of Equipment | 0 | 0 | 0 | 0 | 0 | 0 | 0 | 0 | 0 | 0 | 0 | 0 | 0 | 0 | 0 | 0 | 0 | 0 | 0 | 0 | 0 | 0 | 0 | 0 | 0 | 0 | 0 | 0 | 0 | 0 | 0
F2_Commercial_Restaurant_Existing_Miscellaneous_Natural Gas_Miscellaneous_E1 | F2 | Commercial | Restaurant | Existing | Miscellaneous | Natural Gas | Miscellaneous | E1 | Participant - Cost of Operation | 0.0006078 | 0.00062733 | 0.00064212 | 0.00065905 | 0.00069155 | 0.00064225 | 0.00060503 | 0.00059781 | 0.00061216 | 0.00062233 | 0.00064222 | 0.0006349 | 0.00045648 | 0.00044527 | 0.00044256 | 0.00049128 | 0.00055229 | 0.00061722 | 0.0006607 | 0.00074867 | 0.00083871 | 0.00094033 | 0.00096415 | 0.00032799 | 0.00032091 | 0.00031436 | 0.00030827 | 0.00030258 | 0.00029719 | 0.00029207 | 0.00028715
F2_Commercial_Restaurant_Existing_Miscellaneous_Natural Gas_Miscellaneous_E2 | F2 | Commercial | Restaurant | Existing | Miscellaneous | Natural Gas | Miscellaneous | E2 | Participant - Cost of Operation | 0 | 0 | 0 | 0 | 0 | 0 | 0 | 0 | 0 | 0 | 0 | 0 | 0 | 0 | 0 | 0 | 0 | 0 | 0 | 0 | 0 | 0 | 0 | 0 | 0 | 0 | 0 | 0 | 0 | 0 | 0
F2_Commercial_Restaurant_Existing_Miscellaneous_Natural Gas_Miscellaneous_E3 | F2 | Commercial | Restaurant | Existing | Miscellaneous | Natural Gas | Miscellaneous | E3 | Participant - Cost of Operation | 0 | 0 | 0 | 0 | 0 | 0 | 0 | 0 | 0 | 0 | 0 | 0 | 0 | 0 | 0 | 0 | 0 | 0 | 0 | 0 | 0 | 0 | 0 | 0 | 0 | 0 | 0 | 0 | 0 | 0 | 0
F2_Commercial_Restaurant_Existing_Miscellaneous_Natural Gas_Miscellaneous_E4 | F2 | Commercial | Restaurant | Existing | Miscellaneous | Natural Gas | Miscellaneous | E4 | Participant - Cost of Operation | 0 | 0 | 0 | 0 | 0 | 0 | 0 | 0 | 0 | 0 | 0 | 0 | 0 | 0 | 0 | 0 | 0 | 0 | 0 | 0 | 0 | 0 | 0 | 0 | 0 | 0 | 0 | 0 | 0 | 0 | 0
F2_Commercial_Restaurant_Existing_Miscellaneous_Natural Gas_Miscellaneous_E5 | F2 | Commercial | Restaurant | Existing | Miscellaneous | Natural Gas | Miscellaneous | E5 | Participant - Cost of Operation | 0 | 0 | 0 | 0 | 0 | 0 | 0 | 0 | 0 | 0 | 0 | 0 | 0 | 0 | 0 | 0 | 0 | 0 | 0 | 0 | 0 | 0 | 0 | 0 | 0 | 0 | 0 | 0 | 0 | 0 | 0
F2_Commercial_Restaurant_Existing_Miscellaneous_Natural Gas_Miscellaneous_E6 | F2 | Commercial | Restaurant | Existing | Miscellaneous | Natural Gas | Miscellaneous | E6 | Participant - Cost of Operation | 0 | 0 | 0 | 0 | 0 | 0 | 0 | 0 | 0 | 0 | 0 | 0 | 0 | 0 | 0 | 0 | 0 | 0 | 0 | 0 | 0 | 0 | 0 | 0 | 0 | 0 | 0 | 0 | 0 | 0 | 0
F2_Commercial_Restaurant_Existing_Miscellaneous_Natural Gas_Miscellaneous_E7 | F2 | Commercial | Restaurant | Existing | Miscellaneous | Natural Gas | Miscellaneous | E7 | Participant - Cost of Operation | 0 | 0 | 0 | 0 | 0 | 0 | 0 | 0 | 0 | 0 | 0 | 0 | 0 | 0 | 0 | 0 | 0 | 0 | 0 | 0 | 0 | 0 | 0 | 0 | 0 | 0 | 0 | 0 | 0 | 0 | 0
F2_Commercial_Restaurant_Existing_Miscellaneous_Natural Gas_Miscellaneous_E8 | F2 | Commercial | Restaurant | Existing | Miscellaneous | Natural Gas | Miscellaneous | E8 | Participant - Cost of Operation | 0 | 0 | 0 | 0 | 0 | 0 | 0 | 0 | 0 | 0 | 0 | 0 | 0 | 0 | 0 | 0 | 0 | 0 | 0 | 0 | 0 | 0 | 0 | 0 | 0 | 0 | 0 | 0 | 0 | 0 | 0
F2_Commercial_Restaurant_Existing_Miscellaneous_Natural Gas_Miscellaneous_E9 | F2 | Commercial | Restaurant | Existing | Miscellaneous | Natural Gas | Miscellaneous | E9 | Participant - Cost of Operation | 0 | 0 | 0 | 0 | 0 | 0 | 0 | 0 | 0 | 0 | 0 | 0 | 0 | 0 | 0 | 0 | 0 | 0 | 0 | 0 | 0 | 0 | 0 | 0 | 0 | 0 | 0 | 0 | 0 | 0 | 0
F2_Commercial_Restaurant_Existing_Miscellaneous_Natural Gas_Miscellaneous_E10 | F2 | Commercial | Restaurant | Existing | Miscellaneous | Natural Gas | Miscellaneous | E10 | Participant - Cost of Operation | 0 | 0 | 0 | 0 | 0 | 0 | 0 | 0 | 0 | 0 | 0 | 0 | 0 | 0 | 0 | 0 | 0 | 0 | 0 | 0 | 0 | 0 | 0 | 0 | 0 | 0 | 0 | 0 | 0 | 0 | 0
F3_Commercial_Restaurant_Existing_Miscellaneous_Natural Gas_Miscellaneous_E1 | F3 | Commercial | Restaurant | Existing | Miscellaneous | Natural Gas | Miscellaneous | E1 | System - kBTUs of Conusmption | 0.052576 | 0.052844 | 0.052683 | 0.052573 | 0.052573 | 0.052573 | 0.052573 | 0.052573 | 0.052573 | 0.052573 | 0.052573 | 0.052573 | 0.052573 | 0.052573 | 0.052573 | 0.052573 | 0.052573 | 0.052573 | 0.052573 | 0.052573 | 0.052573 | 0.052573 | 0.052573 | 0.052573 | 0.052573 | 0.052573 | 0.052573 | 0.052573 | 0.052573 | 0.052573 | 0.052573
F3_Commercial_Restaurant_Existing_Miscellaneous_Natural Gas_Miscellaneous_E2 | F3 | Commercial | Restaurant | Existing | Miscellaneous | Natural Gas | Miscellaneous | E2 | System - kBTUs of Conusmption | 0 | 0 | 0 | 0 | 0 | 0 | 0 | 0 | 0 | 0 | 0 | 0 | 0 | 0 | 0 | 0 | 0 | 0 | 0 | 0 | 0 | 0 | 0 | 0 | 0 | 0 | 0 | 0 | 0 | 0 | 0
F3_Commercial_Restaurant_Existing_Miscellaneous_Natural Gas_Miscellaneous_E3 | F3 | Commercial | Restaurant | Existing | Miscellaneous | Natural Gas | Miscellaneous | E3 | System - kBTUs of Conusmption | 0 | 0 | 0 | 0 | 0 | 0 | 0 | 0 | 0 | 0 | 0 | 0 | 0 | 0 | 0 | 0 | 0 | 0 | 0 | 0 | 0 | 0 | 0 | 0 | 0 | 0 | 0 | 0 | 0 | 0 | 0
F3_Commercial_Restaurant_Existing_Miscellaneous_Natural Gas_Miscellaneous_E4 | F3 | Commercial | Restaurant | Existing | Miscellaneous | Natural Gas | Miscellaneous | E4 | System - kBTUs of Conusmption | 0 | 0 | 0 | 0 | 0 | 0 | 0 | 0 | 0 | 0 | 0 | 0 | 0 | 0 | 0 | 0 | 0 | 0 | 0 | 0 | 0 | 0 | 0 | 0 | 0 | 0 | 0 | 0 | 0 | 0 | 0
F3_Commercial_Restaurant_Existing_Miscellaneous_Natural Gas_Miscellaneous_E5 | F3 | Commercial | Restaurant | Existing | Miscellaneous | Natural Gas | Miscellaneous | E5 | System - kBTUs of Conusmption | 0 | 0 | 0 | 0 | 0 | 0 | 0 | 0 | 0 | 0 | 0 | 0 | 0 | 0 | 0 | 0 | 0 | 0 | 0 | 0 | 0 | 0 | 0 | 0 | 0 | 0 | 0 | 0 | 0 | 0 | 0
F3_Commercial_Restaurant_Existing_Miscellaneous_Natural Gas_Miscellaneous_E6 | F3 | Commercial | Restaurant | Existing | Miscellaneous | Natural Gas | Miscellaneous | E6 | System - kBTUs of Conusmption | 0 | 0 | 0 | 0 | 0 | 0 | 0 | 0 | 0 | 0 | 0 | 0 | 0 | 0 | 0 | 0 | 0 | 0 | 0 | 0 | 0 | 0 | 0 | 0 | 0 | 0 | 0 | 0 | 0 | 0 | 0
F3_Commercial_Restaurant_Existing_Miscellaneous_Natural Gas_Miscellaneous_E7 | F3 | Commercial | Restaurant | Existing | Miscellaneous | Natural Gas | Miscellaneous | E7 | System - kBTUs of Conusmption | 0 | 0 | 0 | 0 | 0 | 0 | 0 | 0 | 0 | 0 | 0 | 0 | 0 | 0 | 0 | 0 | 0 | 0 | 0 | 0 | 0 | 0 | 0 | 0 | 0 | 0 | 0 | 0 | 0 | 0 | 0
F3_Commercial_Restaurant_Existing_Miscellaneous_Natural Gas_Miscellaneous_E8 | F3 | Commercial | Restaurant | Existing | Miscellaneous | Natural Gas | Miscellaneous | E8 | System - kBTUs of Conusmption | 0 | 0 | 0 | 0 | 0 | 0 | 0 | 0 | 0 | 0 | 0 | 0 | 0 | 0 | 0 | 0 | 0 | 0 | 0 | 0 | 0 | 0 | 0 | 0 | 0 | 0 | 0 | 0 | 0 | 0 | 0
F3_Commercial_Restaurant_Existing_Miscellaneous_Natural Gas_Miscellaneous_E9 | F3 | Commercial | Restaurant | Existing | Miscellaneous | Natural Gas | Miscellaneous | E9 | System - kBTUs of Conusmption | 0 | 0 | 0 | 0 | 0 | 0 | 0 | 0 | 0 | 0 | 0 | 0 | 0 | 0 | 0 | 0 | 0 | 0 | 0 | 0 | 0 | 0 | 0 | 0 | 0 | 0 | 0 | 0 | 0 | 0 | 0
F3_Commercial_Restaurant_Existing_Miscellaneous_Natural Gas_Miscellaneous_E10 | F3 | Commercial | Restaurant | Existing | Miscellaneous | Natural Gas | Miscellaneous | E10 | System - kBTUs of Conusmption | 0 | 0 | 0 | 0 | 0 | 0 | 0 | 0 | 0 | 0 | 0 | 0 | 0 | 0 | 0 | 0 | 0 | 0 | 0 | 0 | 0 | 0 | 0 | 0 | 0 | 0 | 0 | 0 | 0 | 0 | 0
F4_Commercial_Restaurant_Existing_Miscellaneous_Natural Gas_Miscellaneous_E1 | F4 | Commercial | Restaurant | Existing | Miscellaneous | Natural Gas | Miscellaneous | E1 | Utility - Cost of Equipment | 0.00012754 | 0.00012754 | 0.00012754 | 0.00012754 | 0.00012754 | 0.00012754 | 0.00012754 | 0.00012754 | 0.00012754 | 0.00012754 | 0.00012754 | 0.00012754 | 0.00012754 | 0.00012754 | 0.00012754 | 0.00012754 | 0.00012754 | 0.00012754 | 0.00012754 | 0.00012754 | 0.00012754 | 0.00012754 | 0.00012754 | 0.00012754 | 0.00012754 | 0.00012754 | 0.00012754 | 0.00012754 | 0.00012754 | 0.00012754 | 0.00012754
F4_Commercial_Restaurant_Existing_Miscellaneous_Natural Gas_Miscellaneous_E2 | F4 | Commercial | Restaurant | Existing | Miscellaneous | Natural Gas | Miscellaneous | E2 | Utility - Cost of Equipment | 0 | 0 | 0 | 0 | 0 | 0 | 0 | 0 | 0 | 0 | 0 | 0 | 0 | 0 | 0 | 0 | 0 | 0 | 0 | 0 | 0 | 0 | 0 | 0 | 0 | 0 | 0 | 0 | 0 | 0 | 0
F4_Commercial_Restaurant_Existing_Miscellaneous_Natural Gas_Miscellaneous_E3 | F4 | Commercial | Restaurant | Existing | Miscellaneous | Natural Gas | Miscellaneous | E3 | Utility - Cost of Equipment | 0 | 0 | 0 | 0 | 0 | 0 | 0 | 0 | 0 | 0 | 0 | 0 | 0 | 0 | 0 | 0 | 0 | 0 | 0 | 0 | 0 | 0 | 0 | 0 | 0 | 0 | 0 | 0 | 0 | 0 | 0
F4_Commercial_Restaurant_Existing_Miscellaneous_Natural Gas_Miscellaneous_E4 | F4 | Commercial | Restaurant | Existing | Miscellaneous | Natural Gas | Miscellaneous | E4 | Utility - Cost of Equipment | 0 | 0 | 0 | 0 | 0 | 0 | 0 | 0 | 0 | 0 | 0 | 0 | 0 | 0 | 0 | 0 | 0 | 0 | 0 | 0 | 0 | 0 | 0 | 0 | 0 | 0 | 0 | 0 | 0 | 0 | 0
F4_Commercial_Restaurant_Existing_Miscellaneous_Natural Gas_Miscellaneous_E5 | F4 | Commercial | Restaurant | Existing | Miscellaneous | Natural Gas | Miscellaneous | E5 | Utility - Cost of Equipment | 0 | 0 | 0 | 0 | 0 | 0 | 0 | 0 | 0 | 0 | 0 | 0 | 0 | 0 | 0 | 0 | 0 | 0 | 0 | 0 | 0 | 0 | 0 | 0 | 0 | 0 | 0 | 0 | 0 | 0 | 0
F4_Commercial_Restaurant_Existing_Miscellaneous_Natural Gas_Miscellaneous_E6 | F4 | Commercial | Restaurant | Existing | Miscellaneous | Natural Gas | Miscellaneous | E6 | Utility - Cost of Equipment | 0 | 0 | 0 | 0 | 0 | 0 | 0 | 0 | 0 | 0 | 0 | 0 | 0 | 0 | 0 | 0 | 0 | 0 | 0 | 0 | 0 | 0 | 0 | 0 | 0 | 0 | 0 | 0 | 0 | 0 | 0
F4_Commercial_Restaurant_Existing_Miscellaneous_Natural Gas_Miscellaneous_E7 | F4 | Commercial | Restaurant | Existing | Miscellaneous | Natural Gas | Miscellaneous | E7 | Utility - Cost of Equipment | 0 | 0 | 0 | 0 | 0 | 0 | 0 | 0 | 0 | 0 | 0 | 0 | 0 | 0 | 0 | 0 | 0 | 0 | 0 | 0 | 0 | 0 | 0 | 0 | 0 | 0 | 0 | 0 | 0 | 0 | 0
F4_Commercial_Restaurant_Existing_Miscellaneous_Natural Gas_Miscellaneous_E8 | F4 | Commercial | Restaurant | Existing | Miscellaneous | Natural Gas | Miscellaneous | E8 | Utility - Cost of Equipment | 0 | 0 | 0 | 0 | 0 | 0 | 0 | 0 | 0 | 0 | 0 | 0 | 0 | 0 | 0 | 0 | 0 | 0 | 0 | 0 | 0 | 0 | 0 | 0 | 0 | 0 | 0 | 0 | 0 | 0 | 0
F4_Commercial_Restaurant_Existing_Miscellaneous_Natural Gas_Miscellaneous_E9 | F4 | Commercial | Restaurant | Existing | Miscellaneous | Natural Gas | Miscellaneous | E9 | Utility - Cost of Equipment | 0 | 0 | 0 | 0 | 0 | 0 | 0 | 0 | 0 | 0 | 0 | 0 | 0 | 0 | 0 | 0 | 0 | 0 | 0 | 0 | 0 | 0 | 0 | 0 | 0 | 0 | 0 | 0 | 0 | 0 | 0
F4_Commercial_Restaurant_Existing_Miscellaneous_Natural Gas_Miscellaneous_E10 | F4 | Commercial | Restaurant | Existing | Miscellaneous | Natural Gas | Miscellaneous | E10 | Utility - Cost of Equipment | 0 | 0 | 0 | 0 | 0 | 0 | 0 | 0 | 0 | 0 | 0 | 0 | 0 | 0 | 0 | 0 | 0 | 0 | 0 | 0 | 0 | 0 | 0 | 0 | 0 | 0 | 0 | 0 | 0 | 0 | 0
F5_Commercial_Restaurant_Existing_Miscellaneous_Natural Gas_Miscellaneous_E1 | F5 | Commercial | Restaurant | Existing | Miscellaneous | Natural Gas | Miscellaneous | E1 | Utility - Cost of Operation | 0.00050732 | 0.00052362 | 0.00053596 | 0.0005501 | 0.00057722 | 0.00053608 | 0.000505 | 0.00049898 | 0.00051096 | 0.00051945 | 0.00053605 | 0.00052994 | 0.00038102 | 0.00037166 | 0.00036939 | 0.00041006 | 0.00046098 | 0.00051518 | 0.00055147 | 0.0006249 | 0.00070005 | 0.00078488 | 0.00080475 | 0.00027376 | 0.00026785 | 0.00026239 | 0.00025731 | 0.00025255 | 0.00024806 | 0.00024378 | 0.00023968
F5_Commercial_Restaurant_Existing_Miscellaneous_Natural Gas_Miscellaneous_E2 | F5 | Commercial | Restaurant | Existing | Miscellaneous | Natural Gas | Miscellaneous | E2 | Utility - Cost of Operation | 0 | 0 | 0 | 0 | 0 | 0 | 0 | 0 | 0 | 0 | 0 | 0 | 0 | 0 | 0 | 0 | 0 | 0 | 0 | 0 | 0 | 0 | 0 | 0 | 0 | 0 | 0 | 0 | 0 | 0 | 0
F5_Commercial_Restaurant_Existing_Miscellaneous_Natural Gas_Miscellaneous_E3 | F5 | Commercial | Restaurant | Existing | Miscellaneous | Natural Gas | Miscellaneous | E3 | Utility - Cost of Operation | 0 | 0 | 0 | 0 | 0 | 0 | 0 | 0 | 0 | 0 | 0 | 0 | 0 | 0 | 0 | 0 | 0 | 0 | 0 | 0 | 0 | 0 | 0 | 0 | 0 | 0 | 0 | 0 | 0 | 0 | 0
F5_Commercial_Restaurant_Existing_Miscellaneous_Natural Gas_Miscellaneous_E4 | F5 | Commercial | Restaurant | Existing | Miscellaneous | Natural Gas | Miscellaneous | E4 | Utility - Cost of Operation | 0 | 0 | 0 | 0 | 0 | 0 | 0 | 0 | 0 | 0 | 0 | 0 | 0 | 0 | 0 | 0 | 0 | 0 | 0 | 0 | 0 | 0 | 0 | 0 | 0 | 0 | 0 | 0 | 0 | 0 | 0
F5_Commercial_Restaurant_Existing_Miscellaneous_Natural Gas_Miscellaneous_E5 | F5 | Commercial | Restaurant | Existing | Miscellaneous | Natural Gas | Miscellaneous | E5 | Utility - Cost of Operation | 0 | 0 | 0 | 0 | 0 | 0 | 0 | 0 | 0 | 0 | 0 | 0 | 0 | 0 | 0 | 0 | 0 | 0 | 0 | 0 | 0 | 0 | 0 | 0 | 0 | 0 | 0 | 0 | 0 | 0 | 0
F5_Commercial_Restaurant_Existing_Miscellaneous_Natural Gas_Miscellaneous_E6 | F5 | Commercial | Restaurant | Existing | Miscellaneous | Natural Gas | Miscellaneous | E6 | Utility - Cost of Operation | 0 | 0 | 0 | 0 | 0 | 0 | 0 | 0 | 0 | 0 | 0 | 0 | 0 | 0 | 0 | 0 | 0 | 0 | 0 | 0 | 0 | 0 | 0 | 0 | 0 | 0 | 0 | 0 | 0 | 0 | 0
F5_Commercial_Restaurant_Existing_Miscellaneous_Natural Gas_Miscellaneous_E7 | F5 | Commercial | Restaurant | Existing | Miscellaneous | Natural Gas | Miscellaneous | E7 | Utility - Cost of Operation | 0 | 0 | 0 | 0 | 0 | 0 | 0 | 0 | 0 | 0 | 0 | 0 | 0 | 0 | 0 | 0 | 0 | 0 | 0 | 0 | 0 | 0 | 0 | 0 | 0 | 0 | 0 | 0 | 0 | 0 | 0
F5_Commercial_Restaurant_Existing_Miscellaneous_Natural Gas_Miscellaneous_E8 | F5 | Commercial | Restaurant | Existing | Miscellaneous | Natural Gas | Miscellaneous | E8 | Utility - Cost of Operation | 0 | 0 | 0 | 0 | 0 | 0 | 0 | 0 | 0 | 0 | 0 | 0 | 0 | 0 | 0 | 0 | 0 | 0 | 0 | 0 | 0 | 0 | 0 | 0 | 0 | 0 | 0 | 0 | 0 | 0 | 0
F5_Commercial_Restaurant_Existing_Miscellaneous_Natural Gas_Miscellaneous_E9 | F5 | Commercial | Restaurant | Existing | Miscellaneous | Natural Gas | Miscellaneous | E9 | Utility - Cost of Operation | 0 | 0 | 0 | 0 | 0 | 0 | 0 | 0 | 0 | 0 | 0 | 0 | 0 | 0 | 0 | 0 | 0 | 0 | 0 | 0 | 0 | 0 | 0 | 0 | 0 | 0 | 0 | 0 | 0 | 0 | 0
F5_Commercial_Restaurant_Existing_Miscellaneous_Natural Gas_Miscellaneous_E10 | F5 | Commercial | Restaurant | Existing | Miscellaneous | Natural Gas | Miscellaneous | E10 | Utility - Cost of Operation | 0 | 0 | 0 | 0 | 0 | 0 | 0 | 0 | 0 | 0 | 0 | 0 | 0 | 0 | 0 | 0 | 0 | 0 | 0 | 0 | 0 | 0 | 0 | 0 | 0 | 0 | 0 | 0 | 0 | 0 | 0
F6_Commercial_Restaurant_Existing_Miscellaneous_Natural Gas_Miscellaneous_E1 | F6 | Commercial | Restaurant | Existing | Miscellaneous | Natural Gas | Miscellaneous | E1 | Utility - Value of Sales | 0.0006078 | 0.00062733 | 0.00064212 | 0.00065905 | 0.00069155 | 0.00064225 | 0.00060503 | 0.00059781 | 0.00061216 | 0.00062233 | 0.00064222 | 0.0006349 | 0.00045648 | 0.00044527 | 0.00044256 | 0.00049128 | 0.00055229 | 0.00061722 | 0.0006607 | 0.00074867 | 0.00083871 | 0.00094033 | 0.00096415 | 0.00032799 | 0.00032091 | 0.00031436 | 0.00030827 | 0.00030258 | 0.00029719 | 0.00029207 | 0.00028715
F6_Commercial_Restaurant_Existing_Miscellaneous_Natural Gas_Miscellaneous_E2 | F6 | Commercial | Restaurant | Existing | Miscellaneous | Natural Gas | Miscellaneous | E2 | Utility - Value of Sales | 0 | 0 | 0 | 0 | 0 | 0 | 0 | 0 | 0 | 0 | 0 | 0 | 0 | 0 | 0 | 0 | 0 | 0 | 0 | 0 | 0 | 0 | 0 | 0 | 0 | 0 | 0 | 0 | 0 | 0 | 0
F6_Commercial_Restaurant_Existing_Miscellaneous_Natural Gas_Miscellaneous_E3 | F6 | Commercial | Restaurant | Existing | Miscellaneous | Natural Gas | Miscellaneous | E3 | Utility - Value of Sales | 0 | 0 | 0 | 0 | 0 | 0 | 0 | 0 | 0 | 0 | 0 | 0 | 0 | 0 | 0 | 0 | 0 | 0 | 0 | 0 | 0 | 0 | 0 | 0 | 0 | 0 | 0 | 0 | 0 | 0 | 0
F6_Commercial_Restaurant_Existing_Miscellaneous_Natural Gas_Miscellaneous_E4 | F6 | Commercial | Restaurant | Existing | Miscellaneous | Natural Gas | Miscellaneous | E4 | Utility - Value of Sales | 0 | 0 | 0 | 0 | 0 | 0 | 0 | 0 | 0 | 0 | 0 | 0 | 0 | 0 | 0 | 0 | 0 | 0 | 0 | 0 | 0 | 0 | 0 | 0 | 0 | 0 | 0 | 0 | 0 | 0 | 0
F6_Commercial_Restaurant_Existing_Miscellaneous_Natural Gas_Miscellaneous_E5 | F6 | Commercial | Restaurant | Existing | Miscellaneous | Natural Gas | Miscellaneous | E5 | Utility - Value of Sales | 0 | 0 | 0 | 0 | 0 | 0 | 0 | 0 | 0 | 0 | 0 | 0 | 0 | 0 | 0 | 0 | 0 | 0 | 0 | 0 | 0 | 0 | 0 | 0 | 0 | 0 | 0 | 0 | 0 | 0 | 0
F6_Commercial_Restaurant_Existing_Miscellaneous_Natural Gas_Miscellaneous_E6 | F6 | Commercial | Restaurant | Existing | Miscellaneous | Natural Gas | Miscellaneous | E6 | Utility - Value of Sales | 0 | 0 | 0 | 0 | 0 | 0 | 0 | 0 | 0 | 0 | 0 | 0 | 0 | 0 | 0 | 0 | 0 | 0 | 0 | 0 | 0 | 0 | 0 | 0 | 0 | 0 | 0 | 0 | 0 | 0 | 0
F6_Commercial_Restaurant_Existing_Miscellaneous_Natural Gas_Miscellaneous_E7 | F6 | Commercial | Restaurant | Existing | Miscellaneous | Natural Gas | Miscellaneous | E7 | Utility - Value of Sales | 0 | 0 | 0 | 0 | 0 | 0 | 0 | 0 | 0 | 0 | 0 | 0 | 0 | 0 | 0 | 0 | 0 | 0 | 0 | 0 | 0 | 0 | 0 | 0 | 0 | 0 | 0 | 0 | 0 | 0 | 0
F6_Commercial_Restaurant_Existing_Miscellaneous_Natural Gas_Miscellaneous_E8 | F6 | Commercial | Restaurant | Existing | Miscellaneous | Natural Gas | Miscellaneous | E8 | Utility - Value of Sales | 0 | 0 | 0 | 0 | 0 | 0 | 0 | 0 | 0 | 0 | 0 | 0 | 0 | 0 | 0 | 0 | 0 | 0 | 0 | 0 | 0 | 0 | 0 | 0 | 0 | 0 | 0 | 0 | 0 | 0 | 0
F6_Commercial_Restaurant_Existing_Miscellaneous_Natural Gas_Miscellaneous_E9 | F6 | Commercial | Restaurant | Existing | Miscellaneous | Natural Gas | Miscellaneous | E9 | Utility - Value of Sales | 0 | 0 | 0 | 0 | 0 | 0 | 0 | 0 | 0 | 0 | 0 | 0 | 0 | 0 | 0 | 0 | 0 | 0 | 0 | 0 | 0 | 0 | 0 | 0 | 0 | 0 | 0 | 0 | 0 | 0 | 0
F6_Commercial_Restaurant_Existing_Miscellaneous_Natural Gas_Miscellaneous_E10 | F6 | Commercial | Restaurant | Existing | Miscellaneous | Natural Gas | Miscellaneous | E10 | Utility - Value of Sales | 0 | 0 | 0 | 0 | 0 | 0 | 0 | 0 | 0 | 0 | 0 | 0 | 0 | 0 | 0 | 0 | 0 | 0 | 0 | 0 | 0 | 0 | 0 | 0 | 0 | 0 | 0 | 0 | 0 | 0 | 0
F1_Commercial_Restaurant_New_Space Heating_Natural Gas_Furnace_E1 | F1 | Commercial | Restaurant | New | Space Heating | Natural Gas | Furnace | E1 | Participant - Cost of Equipment | 0.12145 | 0.12145 | 0.12145 | 0.12145 | 0.12145 | 0 | 0 | 0 | 0 | 0 | 0 | 0 | 0 | 0 | 0 | 0 | 0 | 0 | 0 | 0 | 0 | 0 | 0 | 0 | 0 | 0 | 0 | 0 | 0 | 0 | 0
F1_Commercial_Restaurant_New_Space Heating_Natural Gas_Furnace_E2 | F1 | Commercial | Restaurant | New | Space Heating | Natural Gas | Furnace | E2 | Participant - Cost of Equipment | 0.15 | 0.15 | 0.15 | 0.15 | 0.15 | 0 | 0 | 0 | 0 | 0 | 0 | 0 | 0 | 0 | 0 | 0 | 0 | 0 | 0 | 0 | 0 | 0 | 0 | 0 | 0 | 0 | 0 | 0 | 0 | 0 | 0
F1_Commercial_Restaurant_New_Space Heating_Natural Gas_Furnace_E3 | F1 | Commercial | Restaurant | New | Space Heating | Natural Gas | Furnace | E3 | Participant - Cost of Equipment | 0.181 | 0.181 | 0.181 | 0.181 | 0.181 | 0.181 | 0.181 | 0.181 | 0.181 | 0.181 | 0.181 | 0.181 | 0.181 | 0.181 | 0.181 | 0.181 | 0.181 | 0.181 | 0.181 | 0.181 | 0.181 | 0.181 | 0.181 | 0.181 | 0.181 | 0.181 | 0.181 | 0.181 | 0.181 | 0.181 | 0.181
F1_Commercial_Restaurant_New_Space Heating_Natural Gas_Furnace_E4 | F1 | Commercial | Restaurant | New | Space Heating | Natural Gas | Furnace | E4 | Participant - Cost of Equipment | 0.14971 | 0.14971 | 0.14971 | 0.14971 | 0.14971 | 0.14971 | 0.14971 | 0.14971 | 0.14971 | 0.14971 | 0.14971 | 0.14971 | 0.14971 | 0.14971 | 0.14971 | 0.14971 | 0.14971 | 0.14971 | 0.14971 | 0.14971 | 0.14971 | 0.14971 | 0.14971 | 0.14971 | 0.14971 | 0.14971 | 0.14971 | 0.14971 | 0.14971 | 0.14971 | 0.14971
F1_Commercial_Restaurant_New_Space Heating_Natural Gas_Furnace_E5 | F1 | Commercial | Restaurant | New | Space Heating | Natural Gas | Furnace | E5 | Participant - Cost of Equipment | 0 | 0 | 0 | 0 | 0 | 0 | 0 | 1.2465 | 1.2465 | 1.2465 | 1.2465 | 1.2465 | 1.2465 | 1.2465 | 1.2465 | 1.2465 | 1.2465 | 1.2465 | 1.2465 | 1.2465 | 1.2465 | 1.2465 | 1.2465 | 1.2465 | 1.2465 | 1.2465 | 1.2465 | 1.2465 | 1.2465 | 1.2465 | 1.2465
F1_Commercial_Restaurant_New_Space Heating_Natural Gas_Furnace_E6 | F1 | Commercial | Restaurant | New | Space Heating | Natural Gas | Furnace | E6 | Participant - Cost of Equipment | 0 | 0 | 0 | 0 | 0 | 0 | 0 | 0 | 0 | 0 | 0 | 0 | 0 | 0 | 0 | 0 | 0 | 0 | 0 | 0 | 0 | 0 | 0 | 0 | 0 | 0 | 0 | 0 | 0 | 0 | 0
F1_Commercial_Restaurant_New_Space Heating_Natural Gas_Furnace_E7 | F1 | Commercial | Restaurant | New | Space Heating | Natural Gas | Furnace | E7 | Participant - Cost of Equipment | 0 | 0 | 0 | 0 | 0 | 0 | 0 | 0 | 0 | 0 | 0 | 0 | 0 | 0 | 0 | 0 | 0 | 0 | 0 | 0 | 0 | 0 | 0 | 0 | 0 | 0 | 0 | 0 | 0 | 0 | 0
F1_Commercial_Restaurant_New_Space Heating_Natural Gas_Furnace_E8 | F1 | Commercial | Restaurant | New | Space Heating | Natural Gas | Furnace | E8 | Participant - Cost of Equipment | 0 | 0 | 0 | 0 | 0 | 0 | 0 | 0 | 0 | 0 | 0 | 0 | 0 | 0 | 0 | 0 | 0 | 0 | 0 | 0 | 0 | 0 | 0 | 0 | 0 | 0 | 0 | 0 | 0 | 0 | 0
F1_Commercial_Restaurant_New_Space Heating_Natural Gas_Furnace_E9 | F1 | Commercial | Restaurant | New | Space Heating | Natural Gas | Furnace | E9 | Participant - Cost of Equipment | 0 | 0 | 0 | 0 | 0 | 0 | 0 | 0 | 0 | 0 | 0 | 0 | 0 | 0 | 0 | 0 | 0 | 0 | 0 | 0 | 0 | 0 | 0 | 0 | 0 | 0 | 0 | 0 | 0 | 0 | 0
F1_Commercial_Restaurant_New_Space Heating_Natural Gas_Furnace_E10 | F1 | Commercial | Restaurant | New | Space Heating | Natural Gas | Furnace | E10 | Participant - Cost of Equipment | 0 | 0 | 0 | 0 | 0 | 0 | 0 | 0 | 0 | 0 | 0 | 0 | 0 | 0 | 0 | 0 | 0 | 0 | 0 | 0 | 0 | 0 | 0 | 0 | 0 | 0 | 0 | 0 | 0 | 0 | 0
F2_Commercial_Restaurant_New_Space Heating_Natural Gas_Furnace_E1 | F2 | Commercial | Restaurant | New | Space Heating | Natural Gas | Furnace | E1 | Participant - Cost of Operation | 0.43571 | 0.43851 | 0.44007 | 0.44196 | 0.44586 | 0 | 0 | 0 | 0 | 0 | 0 | 0 | 0 | 0 | 0 | 0 | 0 | 0 | 0 | 0 | 0 | 0 | 0 | 0 | 0 | 0 | 0 | 0 | 0 | 0 | 0
F2_Commercial_Restaurant_New_Space Heating_Natural Gas_Furnace_E2 | F2 | Commercial | Restaurant | New | Space Heating | Natural Gas | Furnace | E2 | Participant - Cost of Operation | 0.43033 | 0.4331 | 0.43463 | 0.4365 | 0.44036 | 0 | 0 | 0 | 0 | 0 | 0 | 0 | 0 | 0 | 0 | 0 | 0 | 0 | 0 | 0 | 0 | 0 | 0 | 0 | 0 | 0 | 0 | 0 | 0 | 0 | 0
F2_Commercial_Restaurant_New_Space Heating_Natural Gas_Furnace_E3 | F2 | Commercial | Restaurant | New | Space Heating | Natural Gas | Furnace | E3 | Participant - Cost of Operation | 0.38304 | 0.3855 | 0.38687 | 0.38853 | 0.39197 | 0.38035 | 0.37213 | 0.36553 | 0.36333 | 0.36021 | 0.35851 | 0.35616 | 0.31968 | 0.31711 | 0.31679 | 0.3144 | 0.31356 | 0.31331 | 0.30747 | 0.30943 | 0.31027 | 0.31172 | 0.31375 | 0.18253 | 0.17797 | 0.1733 | 0.16845 | 0.16339 | 0.15807 | 0.15244 | 0.14645
F2_Commercial_Restaurant_New_Space Heating_Natural Gas_Furnace_E4 | F2 | Commercial | Restaurant | New | Space Heating | Natural Gas | Furnace | E4 | Participant - Cost of Operation | 0.36309 | 0.36542 | 0.36672 | 0.3683 | 0.37155 | 0.36054 | 0.35275 | 0.34649 | 0.34441 | 0.34144 | 0.33984 | 0.33761 | 0.30303 | 0.30059 | 0.30029 | 0.29802 | 0.29723 | 0.29699 | 0.29146 | 0.29331 | 0.29411 | 0.29548 | 0.29741 | 0.17302 | 0.1687 | 0.16427 | 0.15968 | 0.15488 | 0.14983 | 0.1445 | 0.13883
F2_Commercial_Restaurant_New_Space Heating_Natural Gas_Furnace_E5 | F2 | Commercial | Restaurant | New | Space Heating | Natural Gas | Furnace | E5 | Participant - Cost of Operation | 0 | 0 | 0 | 0 | 0 | 0 | 0 | 0.25587 | 0.25433 | 0.25214 | 0.25096 | 0.24931 | 0.22378 | 0.22197 | 0.22175 | 0.22008 | 0.21949 | 0.21931 | 0.21523 | 0.2166 | 0.21719 | 0.2182 | 0.21962 | 0.12777 | 0.12458 | 0.12131 | 0.11792 | 0.11437 | 0.11065 | 0.10671 | 0.10252
F2_Commercial_Restaurant_New_Space Heating_Natural Gas_Furnace_E6 | F2 | Commercial | Restaurant | New | Space Heating | Natural Gas | Furnace | E6 | Participant - Cost of Operation | 0 | 0 | 0 | 0 | 0 | 0 | 0 | 0 | 0 | 0 | 0 | 0 | 0 | 0 | 0 | 0 | 0 | 0 | 0 | 0 | 0 | 0 | 0 | 0 | 0 | 0 | 0 | 0 | 0 | 0 | 0
F2_Commercial_Restaurant_New_Space Heating_Natural Gas_Furnace_E7 | F2 | Commercial | Restaurant | New | Space Heating | Natural Gas | Furnace | E7 | Participant - Cost of Operation | 0 | 0 | 0 | 0 | 0 | 0 | 0 | 0 | 0 | 0 | 0 | 0 | 0 | 0 | 0 | 0 | 0 | 0 | 0 | 0 | 0 | 0 | 0 | 0 | 0 | 0 | 0 | 0 | 0 | 0 | 0
F2_Commercial_Restaurant_New_Space Heating_Natural Gas_Furnace_E8 | F2 | Commercial | Restaurant | New | Space Heating | Natural Gas | Furnace | E8 | Participant - Cost of Operation | 0 | 0 | 0 | 0 | 0 | 0 | 0 | 0 | 0 | 0 | 0 | 0 | 0 | 0 | 0 | 0 | 0 | 0 | 0 | 0 | 0 | 0 | 0 | 0 | 0 | 0 | 0 | 0 | 0 | 0 | 0
F2_Commercial_Restaurant_New_Space Heating_Natural Gas_Furnace_E9 | F2 | Commercial | Restaurant | New | Space Heating | Natural Gas | Furnace | E9 | Participant - Cost of Operation | 0 | 0 | 0 | 0 | 0 | 0 | 0 | 0 | 0 | 0 | 0 | 0 | 0 | 0 | 0 | 0 | 0 | 0 | 0 | 0 | 0 | 0 | 0 | 0 | 0 | 0 | 0 | 0 | 0 | 0 | 0
F2_Commercial_Restaurant_New_Space Heating_Natural Gas_Furnace_E10 | F2 | Commercial | Restaurant | New | Space Heating | Natural Gas | Furnace | E10 | Participant - Cost of Operation | 0 | 0 | 0 | 0 | 0 | 0 | 0 | 0 | 0 | 0 | 0 | 0 | 0 | 0 | 0 | 0 | 0 | 0 | 0 | 0 | 0 | 0 | 0 | 0 | 0 | 0 | 0 | 0 | 0 | 0 | 0
F3_Commercial_Restaurant_New_Space Heating_Natural Gas_Furnace_E1 | F3 | Commercial | Restaurant | New | Space Heating | Natural Gas | Furnace | E1 | System - kBTUs of Conusmption | 37.4251 | 37.4641 | 37.4393 | 37.4223 | 37.4223 | 0 | 0 | 0 | 0 | 0 | 0 | 0 | 0 | 0 | 0 | 0 | 0 | 0 | 0 | 0 | 0 | 0 | 0 | 0 | 0 | 0 | 0 | 0 | 0 | 0 | 0
F3_Commercial_Restaurant_New_Space Heating_Natural Gas_Furnace_E2 | F3 | Commercial | Restaurant | New | Space Heating | Natural Gas | Furnace | E2 | System - kBTUs of Conusmption | 36.9631 | 37.0016 | 36.9771 | 36.9603 | 36.9603 | 0 | 0 | 0 | 0 | 0 | 0 | 0 | 0 | 0 | 0 | 0 | 0 | 0 | 0 | 0 | 0 | 0 | 0 | 0 | 0 | 0 | 0 | 0 | 0 | 0 | 0
F3_Commercial_Restaurant_New_Space Heating_Natural Gas_Furnace_E3 | F3 | Commercial | Restaurant | New | Space Heating | Natural Gas | Furnace | E3 | System - kBTUs of Conusmption | 32.9012 | 32.9355 | 32.9136 | 32.8987 | 32.8987 | 32.8987 | 32.8987 | 32.8987 | 32.8987 | 32.8987 | 32.8987 | 32.8987 | 32.8987 | 32.8987 | 32.8987 | 32.8987 | 32.8987 | 32.8987 | 32.8987 | 32.8987 | 32.8987 | 32.8987 | 32.8987 | 32.8987 | 32.8987 | 32.8987 | 32.8987 | 32.8987 | 32.8987 | 32.8987 | 32.8987
F3_Commercial_Restaurant_New_Space Heating_Natural Gas_Furnace_E4 | F3 | Commercial | Restaurant | New | Space Heating | Natural Gas | Furnace | E4 | System - kBTUs of Conusmption | 31.1876 | 31.2201 | 31.1994 | 31.1852 | 31.1852 | 31.1852 | 31.1852 | 31.1852 | 31.1852 | 31.1852 | 31.1852 | 31.1852 | 31.1852 | 31.1852 | 31.1852 | 31.1852 | 31.1852 | 31.1852 | 31.1852 | 31.1852 | 31.1852 | 31.1852 | 31.1852 | 31.1852 | 31.1852 | 31.1852 | 31.1852 | 31.1852 | 31.1852 | 31.1852 | 31.1852
F3_Commercial_Restaurant_New_Space Heating_Natural Gas_Furnace_E5 | F3 | Commercial | Restaurant | New | Space Heating | Natural Gas | Furnace | E5 | System - kBTUs of Conusmption | 0 | 0 | 0 | 0 | 0 | 0 | 0 | 23.0291 | 23.0291 | 23.0291 | 23.0291 | 23.0291 | 23.0291 | 23.0291 | 23.0291 | 23.0291 | 23.0291 | 23.0291 | 23.0291 | 23.0291 | 23.0291 | 23.0291 | 23.0291 | 23.0291 | 23.0291 | 23.0291 | 23.0291 | 23.0291 | 23.0291 | 23.0291 | 23.0291
F3_Commercial_Restaurant_New_Space Heating_Natural Gas_Furnace_E6 | F3 | Commercial | Restaurant | New | Space Heating | Natural Gas | Furnace | E6 | System - kBTUs of Conusmption | 0 | 0 | 0 | 0 | 0 | 0 | 0 | 0 | 0 | 0 | 0 | 0 | 0 | 0 | 0 | 0 | 0 | 0 | 0 | 0 | 0 | 0 | 0 | 0 | 0 | 0 | 0 | 0 | 0 | 0 | 0
F3_Commercial_Restaurant_New_Space Heating_Natural Gas_Furnace_E7 | F3 | Commercial | Restaurant | New | Space Heating | Natural Gas | Furnace | E7 | System - kBTUs of Conusmption | 0 | 0 | 0 | 0 | 0 | 0 | 0 | 0 | 0 | 0 | 0 | 0 | 0 | 0 | 0 | 0 | 0 | 0 | 0 | 0 | 0 | 0 | 0 | 0 | 0 | 0 | 0 | 0 | 0 | 0 | 0
F3_Commercial_Restaurant_New_Space Heating_Natural Gas_Furnace_E8 | F3 | Commercial | Restaurant | New | Space Heating | Natural Gas | Furnace | E8 | System - kBTUs of Conusmption | 0 | 0 | 0 | 0 | 0 | 0 | 0 | 0 | 0 | 0 | 0 | 0 | 0 | 0 | 0 | 0 | 0 | 0 | 0 | 0 | 0 | 0 | 0 | 0 | 0 | 0 | 0 | 0 | 0 | 0 | 0
F3_Commercial_Restaurant_New_Space Heating_Natural Gas_Furnace_E9 | F3 | Commercial | Restaurant | New | Space Heating | Natural Gas | Furnace | E9 | System - kBTUs of Conusmption | 0 | 0 | 0 | 0 | 0 | 0 | 0 | 0 | 0 | 0 | 0 | 0 | 0 | 0 | 0 | 0 | 0 | 0 | 0 | 0 | 0 | 0 | 0 | 0 | 0 | 0 | 0 | 0 | 0 | 0 | 0
F3_Commercial_Restaurant_New_Space Heating_Natural Gas_Furnace_E10 | F3 | Commercial | Restaurant | New | Space Heating | Natural Gas | Furnace | E10 | System - kBTUs of Conusmption | 0 | 0 | 0 | 0 | 0 | 0 | 0 | 0 | 0 | 0 | 0 | 0 | 0 | 0 | 0 | 0 | 0 | 0 | 0 | 0 | 0 | 0 | 0 | 0 | 0 | 0 | 0 | 0 | 0 | 0 | 0
F4_Commercial_Restaurant_New_Space Heating_Natural Gas_Furnace_E1 | F4 | Commercial | Restaurant | New | Space Heating | Natural Gas | Furnace | E1 | Utility - Cost of Equipment | 0.12145 | 0.12145 | 0.12145 | 0.12145 | 0.12145 | 0 | 0 | 0 | 0 | 0 | 0 | 0 | 0 | 0 | 0 | 0 | 0 | 0 | 0 | 0 | 0 | 0 | 0 | 0 | 0 | 0 | 0 | 0 | 0 | 0 | 0
F4_Commercial_Restaurant_New_Space Heating_Natural Gas_Furnace_E2 | F4 | Commercial | Restaurant | New | Space Heating | Natural Gas | Furnace | E2 | Utility - Cost of Equipment | 0.15 | 0.15 | 0.15 | 0.15 | 0.15 | 0 | 0 | 0 | 0 | 0 | 0 | 0 | 0 | 0 | 0 | 0 | 0 | 0 | 0 | 0 | 0 | 0 | 0 | 0 | 0 | 0 | 0 | 0 | 0 | 0 | 0
F4_Commercial_Restaurant_New_Space Heating_Natural Gas_Furnace_E3 | F4 | Commercial | Restaurant | New | Space Heating | Natural Gas | Furnace | E3 | Utility - Cost of Equipment | 0.181 | 0.181 | 0.181 | 0.181 | 0.181 | 0.181 | 0.181 | 0.181 | 0.181 | 0.181 | 0.181 | 0.181 | 0.181 | 0.181 | 0.181 | 0.181 | 0.181 | 0.181 | 0.181 | 0.181 | 0.181 | 0.181 | 0.181 | 0.181 | 0.181 | 0.181 | 0.181 | 0.181 | 0.181 | 0.181 | 0.181
F4_Commercial_Restaurant_New_Space Heating_Natural Gas_Furnace_E4 | F4 | Commercial | Restaurant | New | Space Heating | Natural Gas | Furnace | E4 | Utility - Cost of Equipment | 0.14971 | 0.14971 | 0.14971 | 0.14971 | 0.14971 | 0.14971 | 0.14971 | 0.14971 | 0.14971 | 0.14971 | 0.14971 | 0.14971 | 0.14971 | 0.14971 | 0.14971 | 0.14971 | 0.14971 | 0.14971 | 0.14971 | 0.14971 | 0.14971 | 0.14971 | 0.14971 | 0.14971 | 0.14971 | 0.14971 | 0.14971 | 0.14971 | 0.14971 | 0.14971 | 0.14971
F4_Commercial_Restaurant_New_Space Heating_Natural Gas_Furnace_E5 | F4 | Commercial | Restaurant | New | Space Heating | Natural Gas | Furnace | E5 | Utility - Cost of Equipment | 0 | 0 | 0 | 0 | 0 | 0 | 0 | 1.2465 | 1.2465 | 1.2465 | 1.2465 | 1.2465 | 1.2465 | 1.2465 | 1.2465 | 1.2465 | 1.2465 | 1.2465 | 1.2465 | 1.2465 | 1.2465 | 1.2465 | 1.2465 | 1.2465 | 1.2465 | 1.2465 | 1.2465 | 1.2465 | 1.2465 | 1.2465 | 1.2465
F4_Commercial_Restaurant_New_Space Heating_Natural Gas_Furnace_E6 | F4 | Commercial | Restaurant | New | Space Heating | Natural Gas | Furnace | E6 | Utility - Cost of Equipment | 0 | 0 | 0 | 0 | 0 | 0 | 0 | 0 | 0 | 0 | 0 | 0 | 0 | 0 | 0 | 0 | 0 | 0 | 0 | 0 | 0 | 0 | 0 | 0 | 0 | 0 | 0 | 0 | 0 | 0 | 0
F4_Commercial_Restaurant_New_Space Heating_Natural Gas_Furnace_E7 | F4 | Commercial | Restaurant | New | Space Heating | Natural Gas | Furnace | E7 | Utility - Cost of Equipment | 0 | 0 | 0 | 0 | 0 | 0 | 0 | 0 | 0 | 0 | 0 | 0 | 0 | 0 | 0 | 0 | 0 | 0 | 0 | 0 | 0 | 0 | 0 | 0 | 0 | 0 | 0 | 0 | 0 | 0 | 0
F4_Commercial_Restaurant_New_Space Heating_Natural Gas_Furnace_E8 | F4 | Commercial | Restaurant | New | Space Heating | Natural Gas | Furnace | E8 | Utility - Cost of Equipment | 0 | 0 | 0 | 0 | 0 | 0 | 0 | 0 | 0 | 0 | 0 | 0 | 0 | 0 | 0 | 0 | 0 | 0 | 0 | 0 | 0 | 0 | 0 | 0 | 0 | 0 | 0 | 0 | 0 | 0 | 0
F4_Commercial_Restaurant_New_Space Heating_Natural Gas_Furnace_E9 | F4 | Commercial | Restaurant | New | Space Heating | Natural Gas | Furnace | E9 | Utility - Cost of Equipment | 0 | 0 | 0 | 0 | 0 | 0 | 0 | 0 | 0 | 0 | 0 | 0 | 0 | 0 | 0 | 0 | 0 | 0 | 0 | 0 | 0 | 0 | 0 | 0 | 0 | 0 | 0 | 0 | 0 | 0 | 0
F4_Commercial_Restaurant_New_Space Heating_Natural Gas_Furnace_E10 | F4 | Commercial | Restaurant | New | Space Heating | Natural Gas | Furnace | E10 | Utility - Cost of Equipment | 0 | 0 | 0 | 0 | 0 | 0 | 0 | 0 | 0 | 0 | 0 | 0 | 0 | 0 | 0 | 0 | 0 | 0 | 0 | 0 | 0 | 0 | 0 | 0 | 0 | 0 | 0 | 0 | 0 | 0 | 0
F5_Commercial_Restaurant_New_Space Heating_Natural Gas_Furnace_E1 | F5 | Commercial | Restaurant | New | Space Heating | Natural Gas | Furnace | E1 | Utility - Cost of Operation | 0.36367 | 0.36601 | 0.36731 | 0.36889 | 0.37215 | 0 | 0 | 0 | 0 | 0 | 0 | 0 | 0 | 0 | 0 | 0 | 0 | 0 | 0 | 0 | 0 | 0 | 0 | 0 | 0 | 0 | 0 | 0 | 0 | 0 | 0
F5_Commercial_Restaurant_New_Space Heating_Natural Gas_Furnace_E2 | F5 | Commercial | Restaurant | New | Space Heating | Natural Gas | Furnace | E2 | Utility - Cost of Operation | 0.35918 | 0.3615 | 0.36278 | 0.36434 | 0.36756 | 0 | 0 | 0 | 0 | 0 | 0 | 0 | 0 | 0 | 0 | 0 | 0 | 0 | 0 | 0 | 0 | 0 | 0 | 0 | 0 | 0 | 0 | 0 | 0 | 0 | 0
F5_Commercial_Restaurant_New_Space Heating_Natural Gas_Furnace_E3 | F5 | Commercial | Restaurant | New | Space Heating | Natural Gas | Furnace | E3 | Utility - Cost of Operation | 0.31971 | 0.32177 | 0.32291 | 0.3243 | 0.32717 | 0.31747 | 0.31061 | 0.3051 | 0.30326 | 0.30066 | 0.29924 | 0.29728 | 0.26683 | 0.26468 | 0.26441 | 0.26242 | 0.26172 | 0.26151 | 0.25664 | 0.25828 | 0.25897 | 0.26018 | 0.26188 | 0.15235 | 0.14855 | 0.14465 | 0.1406 | 0.13638 | 0.13194 | 0.12724 | 0.12224
F5_Commercial_Restaurant_New_Space Heating_Natural Gas_Furnace_E4 | F5 | Commercial | Restaurant | New | Space Heating | Natural Gas | Furnace | E4 | Utility - Cost of Operation | 0.30306 | 0.30501 | 0.30609 | 0.30741 | 0.31013 | 0.30093 | 0.29443 | 0.28921 | 0.28747 | 0.285 | 0.28365 | 0.28179 | 0.25294 | 0.2509 | 0.25064 | 0.24875 | 0.24809 | 0.24789 | 0.24327 | 0.24482 | 0.24548 | 0.24663 | 0.24824 | 0.14442 | 0.14081 | 0.13711 | 0.13328 | 0.12928 | 0.12506 | 0.12061 | 0.11588
F5_Commercial_Restaurant_New_Space Heating_Natural Gas_Furnace_E5 | F5 | Commercial | Restaurant | New | Space Heating | Natural Gas | Furnace | E5 | Utility - Cost of Operation | 0 | 0 | 0 | 0 | 0 | 0 | 0 | 0.21357 | 0.21229 | 0.21046 | 0.20947 | 0.20809 | 0.18678 | 0.18528 | 0.18509 | 0.18369 | 0.1832 | 0.18306 | 0.17965 | 0.18079 | 0.18128 | 0.18213 | 0.18332 | 0.10665 | 0.10399 | 0.10125 | 0.098422 | 0.095465 | 0.092355 | 0.089065 | 0.085569
F5_Commercial_Restaurant_New_Space Heating_Natural Gas_Furnace_E6 | F5 | Commercial | Restaurant | New | Space Heating | Natural Gas | Furnace | E6 | Utility - Cost of Operation | 0 | 0 | 0 | 0 | 0 | 0 | 0 | 0 | 0 | 0 | 0 | 0 | 0 | 0 | 0 | 0 | 0 | 0 | 0 | 0 | 0 | 0 | 0 | 0 | 0 | 0 | 0 | 0 | 0 | 0 | 0
F5_Commercial_Restaurant_New_Space Heating_Natural Gas_Furnace_E7 | F5 | Commercial | Restaurant | New | Space Heating | Natural Gas | Furnace | E7 | Utility - Cost of Operation | 0 | 0 | 0 | 0 | 0 | 0 | 0 | 0 | 0 | 0 | 0 | 0 | 0 | 0 | 0 | 0 | 0 | 0 | 0 | 0 | 0 | 0 | 0 | 0 | 0 | 0 | 0 | 0 | 0 | 0 | 0
F5_Commercial_Restaurant_New_Space Heating_Natural Gas_Furnace_E8 | F5 | Commercial | Restaurant | New | Space Heating | Natural Gas | Furnace | E8 | Utility - Cost of Operation | 0 | 0 | 0 | 0 | 0 | 0 | 0 | 0 | 0 | 0 | 0 | 0 | 0 | 0 | 0 | 0 | 0 | 0 | 0 | 0 | 0 | 0 | 0 | 0 | 0 | 0 | 0 | 0 | 0 | 0 | 0
F5_Commercial_Restaurant_New_Space Heating_Natural Gas_Furnace_E9 | F5 | Commercial | Restaurant | New | Space Heating | Natural Gas | Furnace | E9 | Utility - Cost of Operation | 0 | 0 | 0 | 0 | 0 | 0 | 0 | 0 | 0 | 0 | 0 | 0 | 0 | 0 | 0 | 0 | 0 | 0 | 0 | 0 | 0 | 0 | 0 | 0 | 0 | 0 | 0 | 0 | 0 | 0 | 0
F5_Commercial_Restaurant_New_Space Heating_Natural Gas_Furnace_E10 | F5 | Commercial | Restaurant | New | Space Heating | Natural Gas | Furnace | E10 | Utility - Cost of Operation | 0 | 0 | 0 | 0 | 0 | 0 | 0 | 0 | 0 | 0 | 0 | 0 | 0 | 0 | 0 | 0 | 0 | 0 | 0 | 0 | 0 | 0 | 0 | 0 | 0 | 0 | 0 | 0 | 0 | 0 | 0
F6_Commercial_Restaurant_New_Space Heating_Natural Gas_Furnace_E1 | F6 | Commercial | Restaurant | New | Space Heating | Natural Gas | Furnace | E1 | Utility - Value of Sales | 0.43571 | 0.43851 | 0.44007 | 0.44196 | 0.44586 | 0 | 0 | 0 | 0 | 0 | 0 | 0 | 0 | 0 | 0 | 0 | 0 | 0 | 0 | 0 | 0 | 0 | 0 | 0 | 0 | 0 | 0 | 0 | 0 | 0 | 0
F6_Commercial_Restaurant_New_Space Heating_Natural Gas_Furnace_E2 | F6 | Commercial | Restaurant | New | Space Heating | Natural Gas | Furnace | E2 | Utility - Value of Sales | 0.43033 | 0.4331 | 0.43463 | 0.4365 | 0.44036 | 0 | 0 | 0 | 0 | 0 | 0 | 0 | 0 | 0 | 0 | 0 | 0 | 0 | 0 | 0 | 0 | 0 | 0 | 0 | 0 | 0 | 0 | 0 | 0 | 0 | 0
F6_Commercial_Restaurant_New_Space Heating_Natural Gas_Furnace_E3 | F6 | Commercial | Restaurant | New | Space Heating | Natural Gas | Furnace | E3 | Utility - Value of Sales | 0.38304 | 0.3855 | 0.38687 | 0.38853 | 0.39197 | 0.38035 | 0.37213 | 0.36553 | 0.36333 | 0.36021 | 0.35851 | 0.35616 | 0.31968 | 0.31711 | 0.31679 | 0.3144 | 0.31356 | 0.31331 | 0.30747 | 0.30943 | 0.31027 | 0.31172 | 0.31375 | 0.18253 | 0.17797 | 0.1733 | 0.16845 | 0.16339 | 0.15807 | 0.15244 | 0.14645
F6_Commercial_Restaurant_New_Space Heating_Natural Gas_Furnace_E4 | F6 | Commercial | Restaurant | New | Space Heating | Natural Gas | Furnace | E4 | Utility - Value of Sales | 0.36309 | 0.36542 | 0.36672 | 0.3683 | 0.37155 | 0.36054 | 0.35275 | 0.34649 | 0.34441 | 0.34144 | 0.33984 | 0.33761 | 0.30303 | 0.30059 | 0.30029 | 0.29802 | 0.29723 | 0.29699 | 0.29146 | 0.29331 | 0.29411 | 0.29548 | 0.29741 | 0.17302 | 0.1687 | 0.16427 | 0.15968 | 0.15488 | 0.14983 | 0.1445 | 0.13883
F6_Commercial_Restaurant_New_Space Heating_Natural Gas_Furnace_E5 | F6 | Commercial | Restaurant | New | Space Heating | Natural Gas | Furnace | E5 | Utility - Value of Sales | 0 | 0 | 0 | 0 | 0 | 0 | 0 | 0.25587 | 0.25433 | 0.25214 | 0.25096 | 0.24931 | 0.22378 | 0.22197 | 0.22175 | 0.22008 | 0.21949 | 0.21931 | 0.21523 | 0.2166 | 0.21719 | 0.2182 | 0.21962 | 0.12777 | 0.12458 | 0.12131 | 0.11792 | 0.11437 | 0.11065 | 0.10671 | 0.10252
F6_Commercial_Restaurant_New_Space Heating_Natural Gas_Furnace_E6 | F6 | Commercial | Restaurant | New | Space Heating | Natural Gas | Furnace | E6 | Utility - Value of Sales | 0 | 0 | 0 | 0 | 0 | 0 | 0 | 0 | 0 | 0 | 0 | 0 | 0 | 0 | 0 | 0 | 0 | 0 | 0 | 0 | 0 | 0 | 0 | 0 | 0 | 0 | 0 | 0 | 0 | 0 | 0
F6_Commercial_Restaurant_New_Space Heating_Natural Gas_Furnace_E7 | F6 | Commercial | Restaurant | New | Space Heating | Natural Gas | Furnace | E7 | Utility - Value of Sales | 0 | 0 | 0 | 0 | 0 | 0 | 0 | 0 | 0 | 0 | 0 | 0 | 0 | 0 | 0 | 0 | 0 | 0 | 0 | 0 | 0 | 0 | 0 | 0 | 0 | 0 | 0 | 0 | 0 | 0 | 0
F6_Commercial_Restaurant_New_Space Heating_Natural Gas_Furnace_E8 | F6 | Commercial | Restaurant | New | Space Heating | Natural Gas | Furnace | E8 | Utility - Value of Sales | 0 | 0 | 0 | 0 | 0 | 0 | 0 | 0 | 0 | 0 | 0 | 0 | 0 | 0 | 0 | 0 | 0 | 0 | 0 | 0 | 0 | 0 | 0 | 0 | 0 | 0 | 0 | 0 | 0 | 0 | 0
F6_Commercial_Restaurant_New_Space Heating_Natural Gas_Furnace_E9 | F6 | Commercial | Restaurant | New | Space Heating | Natural Gas | Furnace | E9 | Utility - Value of Sales | 0 | 0 | 0 | 0 | 0 | 0 | 0 | 0 | 0 | 0 | 0 | 0 | 0 | 0 | 0 | 0 | 0 | 0 | 0 | 0 | 0 | 0 | 0 | 0 | 0 | 0 | 0 | 0 | 0 | 0 | 0
F6_Commercial_Restaurant_New_Space Heating_Natural Gas_Furnace_E10 | F6 | Commercial | Restaurant | New | Space Heating | Natural Gas | Furnace | E10 | Utility - Value of Sales | 0 | 0 | 0 | 0 | 0 | 0 | 0 | 0 | 0 | 0 | 0 | 0 | 0 | 0 | 0 | 0 | 0 | 0 | 0 | 0 | 0 | 0 | 0 | 0 | 0 | 0 | 0 | 0 | 0 | 0 | 0
F1_Commercial_Restaurant_New_Space Heating_Natural Gas_Boiler_E1 | F1 | Commercial | Restaurant | New | Space Heating | Natural Gas | Boiler | E1 | Participant - Cost of Equipment | 0.23448 | 0.23448 | 0.23448 | 0.23448 | 0.23448 | 0 | 0 | 0 | 0 | 0 | 0 | 0 | 0 | 0 | 0 | 0 | 0 | 0 | 0 | 0 | 0 | 0 | 0 | 0 | 0 | 0 | 0 | 0 | 0 | 0 | 0
F1_Commercial_Restaurant_New_Space Heating_Natural Gas_Boiler_E2 | F1 | Commercial | Restaurant | New | Space Heating | Natural Gas | Boiler | E2 | Participant - Cost of Equipment | 0.24239 | 0.24239 | 0.24239 | 0.24239 | 0.24239 | 0 | 0 | 0 | 0 | 0 | 0 | 0 | 0 | 0 | 0 | 0 | 0 | 0 | 0 | 0 | 0 | 0 | 0 | 0 | 0 | 0 | 0 | 0 | 0 | 0 | 0
F1_Commercial_Restaurant_New_Space Heating_Natural Gas_Boiler_E3 | F1 | Commercial | Restaurant | New | Space Heating | Natural Gas | Boiler | E3 | Participant - Cost of Equipment | 0.381 | 0.381 | 0.381 | 0.381 | 0.381 | 0.381 | 0.381 | 0.381 | 0.381 | 0.381 | 0.381 | 0.381 | 0.381 | 0.381 | 0.381 | 0.381 | 0.381 | 0.381 | 0.381 | 0.381 | 0.381 | 0.381 | 0.381 | 0.381 | 0.381 | 0.381 | 0.381 | 0.381 | 0.381 | 0.381 | 0.381
F1_Commercial_Restaurant_New_Space Heating_Natural Gas_Boiler_E4 | F1 | Commercial | Restaurant | New | Space Heating | Natural Gas | Boiler | E4 | Participant - Cost of Equipment | 0.41668 | 0.41668 | 0.41668 | 0.41668 | 0.41668 | 0.41668 | 0.41668 | 0.41668 | 0.41668 | 0.41668 | 0.41668 | 0.41668 | 0.41668 | 0.41668 | 0.41668 | 0.41668 | 0.41668 | 0.41668 | 0.41668 | 0.41668 | 0.41668 | 0.41668 | 0.41668 | 0.41668 | 0.41668 | 0.41668 | 0.41668 | 0.41668 | 0.41668 | 0.41668 | 0.41668
F1_Commercial_Restaurant_New_Space Heating_Natural Gas_Boiler_E5 | F1 | Commercial | Restaurant | New | Space Heating | Natural Gas | Boiler | E5 | Participant - Cost of Equipment | 1.3716 | 1.3716 | 1.3716 | 1.3716 | 1.3716 | 1.3716 | 1.3716 | 1.3716 | 1.3716 | 1.3716 | 1.3716 | 1.3716 | 1.3716 | 1.3716 | 1.3716 | 1.3716 | 1.3716 | 1.3716 | 1.3716 | 1.3716 | 1.3716 | 1.3716 | 1.3716 | 1.3716 | 1.3716 | 1.3716 | 1.3716 | 1.3716 | 1.3716 | 1.3716 | 1.3716
F1_Commercial_Restaurant_New_Space Heating_Natural Gas_Boiler_E6 | F1 | Commercial | Restaurant | New | Space Heating | Natural Gas | Boiler | E6 | Participant - Cost of Equipment | 0 | 0 | 0 | 0 | 0 | 0 | 0 | 0 | 0 | 0 | 0 | 0 | 0 | 0 | 0 | 0 | 0 | 0 | 0 | 0 | 0 | 0 | 0 | 0 | 0 | 0 | 0 | 0 | 0 | 0 | 0
F1_Commercial_Restaurant_New_Space Heating_Natural Gas_Boiler_E7 | F1 | Commercial | Restaurant | New | Space Heating | Natural Gas | Boiler | E7 | Participant - Cost of Equipment | 0 | 0 | 0 | 0 | 0 | 0 | 0 | 0 | 0 | 0 | 0 | 0 | 0 | 0 | 0 | 0 | 0 | 0 | 0 | 0 | 0 | 0 | 0 | 0 | 0 | 0 | 0 | 0 | 0 | 0 | 0
F1_Commercial_Restaurant_New_Space Heating_Natural Gas_Boiler_E8 | F1 | Commercial | Restaurant | New | Space Heating | Natural Gas | Boiler | E8 | Participant - Cost of Equipment | 0 | 0 | 0 | 0 | 0 | 0 | 0 | 0 | 0 | 0 | 0 | 0 | 0 | 0 | 0 | 0 | 0 | 0 | 0 | 0 | 0 | 0 | 0 | 0 | 0 | 0 | 0 | 0 | 0 | 0 | 0
F1_Commercial_Restaurant_New_Space Heating_Natural Gas_Boiler_E9 | F1 | Commercial | Restaurant | New | Space Heating | Natural Gas | Boiler | E9 | Participant - Cost of Equipment | 0 | 0 | 0 | 0 | 0 | 0 | 0 | 0 | 0 | 0 | 0 | 0 | 0 | 0 | 0 | 0 | 0 | 0 | 0 | 0 | 0 | 0 | 0 | 0 | 0 | 0 | 0 | 0 | 0 | 0 | 0
F1_Commercial_Restaurant_New_Space Heating_Natural Gas_Boiler_E10 | F1 | Commercial | Restaurant | New | Space Heating | Natural Gas | Boiler | E10 | Participant - Cost of Equipment | 0 | 0 | 0 | 0 | 0 | 0 | 0 | 0 | 0 | 0 | 0 | 0 | 0 | 0 | 0 | 0 | 0 | 0 | 0 | 0 | 0 | 0 | 0 | 0 | 0 | 0 | 0 | 0 | 0 | 0 | 0
F2_Commercial_Restaurant_New_Space Heating_Natural Gas_Boiler_E1 | F2 | Commercial | Restaurant | New | Space Heating | Natural Gas | Boiler | E1 | Participant - Cost of Operation | 1.5154 | 1.5245 | 1.5302 | 1.5371 | 1.5509 | 0 | 0 | 0 | 0 | 0 | 0 | 0 | 0 | 0 | 0 | 0 | 0 | 0 | 0 | 0 | 0 | 0 | 0 | 0 | 0 | 0 | 0 | 0 | 0 | 0 | 0
F2_Commercial_Restaurant_New_Space Heating_Natural Gas_Boiler_E2 | F2 | Commercial | Restaurant | New | Space Heating | Natural Gas | Boiler | E2 | Participant - Cost of Operation | 1.4433 | 1.4519 | 1.4574 | 1.4639 | 1.477 | 0 | 0 | 0 | 0 | 0 | 0 | 0 | 0 | 0 | 0 | 0 | 0 | 0 | 0 | 0 | 0 | 0 | 0 | 0 | 0 | 0 | 0 | 0 | 0 | 0 | 0
F2_Commercial_Restaurant_New_Space Heating_Natural Gas_Boiler_E3 | F2 | Commercial | Restaurant | New | Space Heating | Natural Gas | Boiler | E3 | Participant - Cost of Operation | 1.2897 | 1.2974 | 1.3023 | 1.3082 | 1.3199 | 1.2695 | 1.2289 | 1.207 | 1.1994 | 1.1889 | 1.1829 | 1.1749 | 1.0568 | 1.0481 | 1.0467 | 1.0386 | 1.0355 | 1.0343 | 1.0145 | 1.0193 | 1.0204 | 1.0234 | 1.0283 | 0.60333 | 0.58688 | 0.56999 | 0.5525 | 0.53426 | 0.51511 | 0.49491 | 0.47351
F2_Commercial_Restaurant_New_Space Heating_Natural Gas_Boiler_E4 | F2 | Commercial | Restaurant | New | Space Heating | Natural Gas | Boiler | E4 | Participant - Cost of Operation | 1.2371 | 1.2445 | 1.2492 | 1.2548 | 1.266 | 1.2177 | 1.1787 | 1.1578 | 1.1505 | 1.1403 | 1.1346 | 1.127 | 1.0137 | 1.0053 | 1.0039 | 0.99616 | 0.99319 | 0.99205 | 0.9731 | 0.97766 | 0.97873 | 0.98165 | 0.98634 | 0.57871 | 0.56293 | 0.54672 | 0.52995 | 0.51245 | 0.49409 | 0.47471 | 0.45418
F2_Commercial_Restaurant_New_Space Heating_Natural Gas_Boiler_E5 | F2 | Commercial | Restaurant | New | Space Heating | Natural Gas | Boiler | E5 | Participant - Cost of Operation | 0.93258 | 0.93815 | 0.94169 | 0.94591 | 0.95437 | 0.91798 | 0.88857 | 0.87278 | 0.86729 | 0.85965 | 0.85535 | 0.84955 | 0.76417 | 0.75785 | 0.75681 | 0.75095 | 0.74871 | 0.74785 | 0.73356 | 0.73701 | 0.73781 | 0.74001 | 0.74355 | 0.43626 | 0.42436 | 0.41215 | 0.3995 | 0.38631 | 0.37247 | 0.35786 | 0.34238
F2_Commercial_Restaurant_New_Space Heating_Natural Gas_Boiler_E6 | F2 | Commercial | Restaurant | New | Space Heating | Natural Gas | Boiler | E6 | Participant - Cost of Operation | 0 | 0 | 0 | 0 | 0 | 0 | 0 | 0 | 0 | 0 | 0 | 0 | 0 | 0 | 0 | 0 | 0 | 0 | 0 | 0 | 0 | 0 | 0 | 0 | 0 | 0 | 0 | 0 | 0 | 0 | 0
F2_Commercial_Restaurant_New_Space Heating_Natural Gas_Boiler_E7 | F2 | Commercial | Restaurant | New | Space Heating | Natural Gas | Boiler | E7 | Participant - Cost of Operation | 0 | 0 | 0 | 0 | 0 | 0 | 0 | 0 | 0 | 0 | 0 | 0 | 0 | 0 | 0 | 0 | 0 | 0 | 0 | 0 | 0 | 0 | 0 | 0 | 0 | 0 | 0 | 0 | 0 | 0 | 0
F2_Commercial_Restaurant_New_Space Heating_Natural Gas_Boiler_E8 | F2 | Commercial | Restaurant | New | Space Heating | Natural Gas | Boiler | E8 | Participant - Cost of Operation | 0 | 0 | 0 | 0 | 0 | 0 | 0 | 0 | 0 | 0 | 0 | 0 | 0 | 0 | 0 | 0 | 0 | 0 | 0 | 0 | 0 | 0 | 0 | 0 | 0 | 0 | 0 | 0 | 0 | 0 | 0
F2_Commercial_Restaurant_New_Space Heating_Natural Gas_Boiler_E9 | F2 | Commercial | Restaurant | New | Space Heating | Natural Gas | Boiler | E9 | Participant - Cost of Operation | 0 | 0 | 0 | 0 | 0 | 0 | 0 | 0 | 0 | 0 | 0 | 0 | 0 | 0 | 0 | 0 | 0 | 0 | 0 | 0 | 0 | 0 | 0 | 0 | 0 | 0 | 0 | 0 | 0 | 0 | 0
F2_Commercial_Restaurant_New_Space Heating_Natural Gas_Boiler_E10 | F2 | Commercial | Restaurant | New | Space Heating | Natural Gas | Boiler | E10 | Participant - Cost of Operation | 0 | 0 | 0 | 0 | 0 | 0 | 0 | 0 | 0 | 0 | 0 | 0 | 0 | 0 | 0 | 0 | 0 | 0 | 0 | 0 | 0 | 0 | 0 | 0 | 0 | 0 | 0 | 0 | 0 | 0 | 0
F3_Commercial_Restaurant_New_Space Heating_Natural Gas_Boiler_E1 | F3 | Commercial | Restaurant | New | Space Heating | Natural Gas | Boiler | E1 | System - kBTUs of Conusmption | 130.2491 | 130.3739 | 130.2944 | 130.2399 | 130.2399 | 0 | 0 | 0 | 0 | 0 | 0 | 0 | 0 | 0 | 0 | 0 | 0 | 0 | 0 | 0 | 0 | 0 | 0 | 0 | 0 | 0 | 0 | 0 | 0 | 0 | 0
F3_Commercial_Restaurant_New_Space Heating_Natural Gas_Boiler_E2 | F3 | Commercial | Restaurant | New | Space Heating | Natural Gas | Boiler | E2 | System - kBTUs of Conusmption | 124.0467 | 124.1656 | 124.0899 | 124.038 | 124.038 | 0 | 0 | 0 | 0 | 0 | 0 | 0 | 0 | 0 | 0 | 0 | 0 | 0 | 0 | 0 | 0 | 0 | 0 | 0 | 0 | 0 | 0 | 0 | 0 | 0 | 0
F3_Commercial_Restaurant_New_Space Heating_Natural Gas_Boiler_E3 | F3 | Commercial | Restaurant | New | Space Heating | Natural Gas | Boiler | E3 | System - kBTUs of Conusmption | 110.8503 | 110.9565 | 110.8888 | 110.8425 | 110.8425 | 110.8425 | 110.8425 | 110.8425 | 110.8425 | 110.8425 | 110.8425 | 110.8425 | 110.8425 | 110.8425 | 110.8425 | 110.8425 | 110.8425 | 110.8425 | 110.8425 | 110.8425 | 110.8425 | 110.8425 | 110.8425 | 110.8425 | 110.8425 | 110.8425 | 110.8425 | 110.8425 | 110.8425 | 110.8425 | 110.5014
F3_Commercial_Restaurant_New_Space Heating_Natural Gas_Boiler_E4 | F3 | Commercial | Restaurant | New | Space Heating | Natural Gas | Boiler | E4 | System - kBTUs of Conusmption | 106.3258 | 106.4277 | 106.3627 | 106.3183 | 106.3183 | 106.3183 | 106.3183 | 106.3183 | 106.3183 | 106.3183 | 106.3183 | 106.3183 | 106.3183 | 106.3183 | 106.3183 | 106.3183 | 106.3183 | 106.3183 | 106.3183 | 106.3183 | 106.3183 | 106.3183 | 106.3183 | 106.3183 | 106.3183 | 106.3183 | 106.3183 | 106.3183 | 106.3183 | 106.3183 | 105.9912
F3_Commercial_Restaurant_New_Space Heating_Natural Gas_Boiler_E5 | F3 | Commercial | Restaurant | New | Space Heating | Natural Gas | Boiler | E5 | System - kBTUs of Conusmption | 80.1533 | 80.2301 | 80.1811 | 80.1476 | 80.1476 | 80.1476 | 80.1476 | 80.1476 | 80.1476 | 80.1476 | 80.1476 | 80.1476 | 80.1476 | 80.1476 | 80.1476 | 80.1476 | 80.1476 | 80.1476 | 80.1476 | 80.1476 | 80.1476 | 80.1476 | 80.1476 | 80.1476 | 80.1476 | 80.1476 | 80.1476 | 80.1476 | 80.1476 | 80.1476 | 79.901
F3_Commercial_Restaurant_New_Space Heating_Natural Gas_Boiler_E6 | F3 | Commercial | Restaurant | New | Space Heating | Natural Gas | Boiler | E6 | System - kBTUs of Conusmption | 0 | 0 | 0 | 0 | 0 | 0 | 0 | 0 | 0 | 0 | 0 | 0 | 0 | 0 | 0 | 0 | 0 | 0 | 0 | 0 | 0 | 0 | 0 | 0 | 0 | 0 | 0 | 0 | 0 | 0 | 0
F3_Commercial_Restaurant_New_Space Heating_Natural Gas_Boiler_E7 | F3 | Commercial | Restaurant | New | Space Heating | Natural Gas | Boiler | E7 | System - kBTUs of Conusmption | 0 | 0 | 0 | 0 | 0 | 0 | 0 | 0 | 0 | 0 | 0 | 0 | 0 | 0 | 0 | 0 | 0 | 0 | 0 | 0 | 0 | 0 | 0 | 0 | 0 | 0 | 0 | 0 | 0 | 0 | 0
F3_Commercial_Restaurant_New_Space Heating_Natural Gas_Boiler_E8 | F3 | Commercial | Restaurant | New | Space Heating | Natural Gas | Boiler | E8 | System - kBTUs of Conusmption | 0 | 0 | 0 | 0 | 0 | 0 | 0 | 0 | 0 | 0 | 0 | 0 | 0 | 0 | 0 | 0 | 0 | 0 | 0 | 0 | 0 | 0 | 0 | 0 | 0 | 0 | 0 | 0 | 0 | 0 | 0
F3_Commercial_Restaurant_New_Space Heating_Natural Gas_Boiler_E9 | F3 | Commercial | Restaurant | New | Space Heating | Natural Gas | Boiler | E9 | System - kBTUs of Conusmption | 0 | 0 | 0 | 0 | 0 | 0 | 0 | 0 | 0 | 0 | 0 | 0 | 0 | 0 | 0 | 0 | 0 | 0 | 0 | 0 | 0 | 0 | 0 | 0 | 0 | 0 | 0 | 0 | 0 | 0 | 0
F3_Commercial_Restaurant_New_Space Heating_Natural Gas_Boiler_E10 | F3 | Commercial | Restaurant | New | Space Heating | Natural Gas | Boiler | E10 | System - kBTUs of Conusmption | 0 | 0 | 0 | 0 | 0 | 0 | 0 | 0 | 0 | 0 | 0 | 0 | 0 | 0 | 0 | 0 | 0 | 0 | 0 | 0 | 0 | 0 | 0 | 0 | 0 | 0 | 0 | 0 | 0 | 0 | 0
F4_Commercial_Restaurant_New_Space Heating_Natural Gas_Boiler_E1 | F4 | Commercial | Restaurant | New | Space Heating | Natural Gas | Boiler | E1 | Utility - Cost of Equipment | 0.23448 | 0.23448 | 0.23448 | 0.23448 | 0.23448 | 0 | 0 | 0 | 0 | 0 | 0 | 0 | 0 | 0 | 0 | 0 | 0 | 0 | 0 | 0 | 0 | 0 | 0 | 0 | 0 | 0 | 0 | 0 | 0 | 0 | 0
F4_Commercial_Restaurant_New_Space Heating_Natural Gas_Boiler_E2 | F4 | Commercial | Restaurant | New | Space Heating | Natural Gas | Boiler | E2 | Utility - Cost of Equipment | 0.24239 | 0.24239 | 0.24239 | 0.24239 | 0.24239 | 0 | 0 | 0 | 0 | 0 | 0 | 0 | 0 | 0 | 0 | 0 | 0 | 0 | 0 | 0 | 0 | 0 | 0 | 0 | 0 | 0 | 0 | 0 | 0 | 0 | 0
F4_Commercial_Restaurant_New_Space Heating_Natural Gas_Boiler_E3 | F4 | Commercial | Restaurant | New | Space Heating | Natural Gas | Boiler | E3 | Utility - Cost of Equipment | 0.381 | 0.381 | 0.381 | 0.381 | 0.381 | 0.381 | 0.381 | 0.381 | 0.381 | 0.381 | 0.381 | 0.381 | 0.381 | 0.381 | 0.381 | 0.381 | 0.381 | 0.381 | 0.381 | 0.381 | 0.381 | 0.381 | 0.381 | 0.381 | 0.381 | 0.381 | 0.381 | 0.381 | 0.381 | 0.381 | 0.381
F4_Commercial_Restaurant_New_Space Heating_Natural Gas_Boiler_E4 | F4 | Commercial | Restaurant | New | Space Heating | Natural Gas | Boiler | E4 | Utility - Cost of Equipment | 0.41668 | 0.41668 | 0.41668 | 0.41668 | 0.41668 | 0.41668 | 0.41668 | 0.41668 | 0.41668 | 0.41668 | 0.41668 | 0.41668 | 0.41668 | 0.41668 | 0.41668 | 0.41668 | 0.41668 | 0.41668 | 0.41668 | 0.41668 | 0.41668 | 0.41668 | 0.41668 | 0.41668 | 0.41668 | 0.41668 | 0.41668 | 0.41668 | 0.41668 | 0.41668 | 0.41668
F4_Commercial_Restaurant_New_Space Heating_Natural Gas_Boiler_E5 | F4 | Commercial | Restaurant | New | Space Heating | Natural Gas | Boiler | E5 | Utility - Cost of Equipment | 1.3716 | 1.3716 | 1.3716 | 1.3716 | 1.3716 | 1.3716 | 1.3716 | 1.3716 | 1.3716 | 1.3716 | 1.3716 | 1.3716 | 1.3716 | 1.3716 | 1.3716 | 1.3716 | 1.3716 | 1.3716 | 1.3716 | 1.3716 | 1.3716 | 1.3716 | 1.3716 | 1.3716 | 1.3716 | 1.3716 | 1.3716 | 1.3716 | 1.3716 | 1.3716 | 1.3716
F4_Commercial_Restaurant_New_Space Heating_Natural Gas_Boiler_E6 | F4 | Commercial | Restaurant | New | Space Heating | Natural Gas | Boiler | E6 | Utility - Cost of Equipment | 0 | 0 | 0 | 0 | 0 | 0 | 0 | 0 | 0 | 0 | 0 | 0 | 0 | 0 | 0 | 0 | 0 | 0 | 0 | 0 | 0 | 0 | 0 | 0 | 0 | 0 | 0 | 0 | 0 | 0 | 0
F4_Commercial_Restaurant_New_Space Heating_Natural Gas_Boiler_E7 | F4 | Commercial | Restaurant | New | Space Heating | Natural Gas | Boiler | E7 | Utility - Cost of Equipment | 0 | 0 | 0 | 0 | 0 | 0 | 0 | 0 | 0 | 0 | 0 | 0 | 0 | 0 | 0 | 0 | 0 | 0 | 0 | 0 | 0 | 0 | 0 | 0 | 0 | 0 | 0 | 0 | 0 | 0 | 0
F4_Commercial_Restaurant_New_Space Heating_Natural Gas_Boiler_E8 | F4 | Commercial | Restaurant | New | Space Heating | Natural Gas | Boiler | E8 | Utility - Cost of Equipment | 0 | 0 | 0 | 0 | 0 | 0 | 0 | 0 | 0 | 0 | 0 | 0 | 0 | 0 | 0 | 0 | 0 | 0 | 0 | 0 | 0 | 0 | 0 | 0 | 0 | 0 | 0 | 0 | 0 | 0 | 0
F4_Commercial_Restaurant_New_Space Heating_Natural Gas_Boiler_E9 | F4 | Commercial | Restaurant | New | Space Heating | Natural Gas | Boiler | E9 | Utility - Cost of Equipment | 0 | 0 | 0 | 0 | 0 | 0 | 0 | 0 | 0 | 0 | 0 | 0 | 0 | 0 | 0 | 0 | 0 | 0 | 0 | 0 | 0 | 0 | 0 | 0 | 0 | 0 | 0 | 0 | 0 | 0 | 0
F4_Commercial_Restaurant_New_Space Heating_Natural Gas_Boiler_E10 | F4 | Commercial | Restaurant | New | Space Heating | Natural Gas | Boiler | E10 | Utility - Cost of Equipment | 0 | 0 | 0 | 0 | 0 | 0 | 0 | 0 | 0 | 0 | 0 | 0 | 0 | 0 | 0 | 0 | 0 | 0 | 0 | 0 | 0 | 0 | 0 | 0 | 0 | 0 | 0 | 0 | 0 | 0 | 0
F5_Commercial_Restaurant_New_Space Heating_Natural Gas_Boiler_E1 | F5 | Commercial | Restaurant | New | Space Heating | Natural Gas | Boiler | E1 | Utility - Cost of Operation | 1.2649 | 1.2725 | 1.2773 | 1.283 | 1.2945 | 0 | 0 | 0 | 0 | 0 | 0 | 0 | 0 | 0 | 0 | 0 | 0 | 0 | 0 | 0 | 0 | 0 | 0 | 0 | 0 | 0 | 0 | 0 | 0 | 0 | 0
F5_Commercial_Restaurant_New_Space Heating_Natural Gas_Boiler_E2 | F5 | Commercial | Restaurant | New | Space Heating | Natural Gas | Boiler | E2 | Utility - Cost of Operation | 1.2047 | 1.2119 | 1.2164 | 1.2219 | 1.2328 | 0 | 0 | 0 | 0 | 0 | 0 | 0 | 0 | 0 | 0 | 0 | 0 | 0 | 0 | 0 | 0 | 0 | 0 | 0 | 0 | 0 | 0 | 0 | 0 | 0 | 0
F5_Commercial_Restaurant_New_Space Heating_Natural Gas_Boiler_E3 | F5 | Commercial | Restaurant | New | Space Heating | Natural Gas | Boiler | E3 | Utility - Cost of Operation | 1.0765 | 1.0829 | 1.087 | 1.0919 | 1.1017 | 1.0597 | 1.0257 | 1.0075 | 1.0011 | 0.99233 | 0.98737 | 0.98067 | 0.88211 | 0.87482 | 0.87362 | 0.86686 | 0.86427 | 0.86328 | 0.84679 | 0.85076 | 0.85168 | 0.85423 | 0.85831 | 0.50359 | 0.48986 | 0.47576 | 0.46116 | 0.44593 | 0.42995 | 0.41309 | 0.39523
F5_Commercial_Restaurant_New_Space Heating_Natural Gas_Boiler_E4 | F5 | Commercial | Restaurant | New | Space Heating | Natural Gas | Boiler | E4 | Utility - Cost of Operation | 1.0326 | 1.0387 | 1.0427 | 1.0473 | 1.0567 | 1.0164 | 0.98385 | 0.96637 | 0.96028 | 0.95182 | 0.94707 | 0.94064 | 0.84611 | 0.83912 | 0.83796 | 0.83148 | 0.829 | 0.82804 | 0.81222 | 0.81603 | 0.81692 | 0.81936 | 0.82328 | 0.48304 | 0.46986 | 0.45634 | 0.44234 | 0.42773 | 0.4124 | 0.39623 | 0.37909
F5_Commercial_Restaurant_New_Space Heating_Natural Gas_Boiler_E5 | F5 | Commercial | Restaurant | New | Space Heating | Natural Gas | Boiler | E5 | Utility - Cost of Operation | 0.77841 | 0.78305 | 0.78601 | 0.78953 | 0.79659 | 0.76622 | 0.74167 | 0.72849 | 0.72391 | 0.71753 | 0.71394 | 0.7091 | 0.63784 | 0.63256 | 0.63169 | 0.62681 | 0.62494 | 0.62422 | 0.61229 | 0.61516 | 0.61583 | 0.61767 | 0.62062 | 0.36414 | 0.35421 | 0.34401 | 0.33345 | 0.32245 | 0.31089 | 0.2987 | 0.28578
F5_Commercial_Restaurant_New_Space Heating_Natural Gas_Boiler_E6 | F5 | Commercial | Restaurant | New | Space Heating | Natural Gas | Boiler | E6 | Utility - Cost of Operation | 0 | 0 | 0 | 0 | 0 | 0 | 0 | 0 | 0 | 0 | 0 | 0 | 0 | 0 | 0 | 0 | 0 | 0 | 0 | 0 | 0 | 0 | 0 | 0 | 0 | 0 | 0 | 0 | 0 | 0 | 0
F5_Commercial_Restaurant_New_Space Heating_Natural Gas_Boiler_E7 | F5 | Commercial | Restaurant | New | Space Heating | Natural Gas | Boiler | E7 | Utility - Cost of Operation | 0 | 0 | 0 | 0 | 0 | 0 | 0 | 0 | 0 | 0 | 0 | 0 | 0 | 0 | 0 | 0 | 0 | 0 | 0 | 0 | 0 | 0 | 0 | 0 | 0 | 0 | 0 | 0 | 0 | 0 | 0
F5_Commercial_Restaurant_New_Space Heating_Natural Gas_Boiler_E8 | F5 | Commercial | Restaurant | New | Space Heating | Natural Gas | Boiler | E8 | Utility - Cost of Operation | 0 | 0 | 0 | 0 | 0 | 0 | 0 | 0 | 0 | 0 | 0 | 0 | 0 | 0 | 0 | 0 | 0 | 0 | 0 | 0 | 0 | 0 | 0 | 0 | 0 | 0 | 0 | 0 | 0 | 0 | 0
F5_Commercial_Restaurant_New_Space Heating_Natural Gas_Boiler_E9 | F5 | Commercial | Restaurant | New | Space Heating | Natural Gas | Boiler | E9 | Utility - Cost of Operation | 0 | 0 | 0 | 0 | 0 | 0 | 0 | 0 | 0 | 0 | 0 | 0 | 0 | 0 | 0 | 0 | 0 | 0 | 0 | 0 | 0 | 0 | 0 | 0 | 0 | 0 | 0 | 0 | 0 | 0 | 0
F5_Commercial_Restaurant_New_Space Heating_Natural Gas_Boiler_E10 | F5 | Commercial | Restaurant | New | Space Heating | Natural Gas | Boiler | E10 | Utility - Cost of Operation | 0 | 0 | 0 | 0 | 0 | 0 | 0 | 0 | 0 | 0 | 0 | 0 | 0 | 0 | 0 | 0 | 0 | 0 | 0 | 0 | 0 | 0 | 0 | 0 | 0 | 0 | 0 | 0 | 0 | 0 | 0
F6_Commercial_Restaurant_New_Space Heating_Natural Gas_Boiler_E1 | F6 | Commercial | Restaurant | New | Space Heating | Natural Gas | Boiler | E1 | Utility - Value of Sales | 1.5154 | 1.5245 | 1.5302 | 1.5371 | 1.5509 | 0 | 0 | 0 | 0 | 0 | 0 | 0 | 0 | 0 | 0 | 0 | 0 | 0 | 0 | 0 | 0 | 0 | 0 | 0 | 0 | 0 | 0 | 0 | 0 | 0 | 0
F6_Commercial_Restaurant_New_Space Heating_Natural Gas_Boiler_E2 | F6 | Commercial | Restaurant | New | Space Heating | Natural Gas | Boiler | E2 | Utility - Value of Sales | 1.4433 | 1.4519 | 1.4574 | 1.4639 | 1.477 | 0 | 0 | 0 | 0 | 0 | 0 | 0 | 0 | 0 | 0 | 0 | 0 | 0 | 0 | 0 | 0 | 0 | 0 | 0 | 0 | 0 | 0 | 0 | 0 | 0 | 0
F6_Commercial_Restaurant_New_Space Heating_Natural Gas_Boiler_E3 | F6 | Commercial | Restaurant | New | Space Heating | Natural Gas | Boiler | E3 | Utility - Value of Sales | 1.2897 | 1.2974 | 1.3023 | 1.3082 | 1.3199 | 1.2695 | 1.2289 | 1.207 | 1.1994 | 1.1889 | 1.1829 | 1.1749 | 1.0568 | 1.0481 | 1.0467 | 1.0386 | 1.0355 | 1.0343 | 1.0145 | 1.0193 | 1.0204 | 1.0234 | 1.0283 | 0.60333 | 0.58688 | 0.56999 | 0.5525 | 0.53426 | 0.51511 | 0.49491 | 0.47351
F6_Commercial_Restaurant_New_Space Heating_Natural Gas_Boiler_E4 | F6 | Commercial | Restaurant | New | Space Heating | Natural Gas | Boiler | E4 | Utility - Value of Sales | 1.2371 | 1.2445 | 1.2492 | 1.2548 | 1.266 | 1.2177 | 1.1787 | 1.1578 | 1.1505 | 1.1403 | 1.1346 | 1.127 | 1.0137 | 1.0053 | 1.0039 | 0.99616 | 0.99319 | 0.99205 | 0.9731 | 0.97766 | 0.97873 | 0.98165 | 0.98634 | 0.57871 | 0.56293 | 0.54672 | 0.52995 | 0.51245 | 0.49409 | 0.47471 | 0.45418
F6_Commercial_Restaurant_New_Space Heating_Natural Gas_Boiler_E5 | F6 | Commercial | Restaurant | New | Space Heating | Natural Gas | Boiler | E5 | Utility - Value of Sales | 0.93258 | 0.93815 | 0.94169 | 0.94591 | 0.95437 | 0.91798 | 0.88857 | 0.87278 | 0.86729 | 0.85965 | 0.85535 | 0.84955 | 0.76417 | 0.75785 | 0.75681 | 0.75095 | 0.74871 | 0.74785 | 0.73356 | 0.73701 | 0.73781 | 0.74001 | 0.74355 | 0.43626 | 0.42436 | 0.41215 | 0.3995 | 0.38631 | 0.37247 | 0.35786 | 0.34238
F6_Commercial_Restaurant_New_Space Heating_Natural Gas_Boiler_E6 | F6 | Commercial | Restaurant | New | Space Heating | Natural Gas | Boiler | E6 | Utility - Value of Sales | 0 | 0 | 0 | 0 | 0 | 0 | 0 | 0 | 0 | 0 | 0 | 0 | 0 | 0 | 0 | 0 | 0 | 0 | 0 | 0 | 0 | 0 | 0 | 0 | 0 | 0 | 0 | 0 | 0 | 0 | 0
F6_Commercial_Restaurant_New_Space Heating_Natural Gas_Boiler_E7 | F6 | Commercial | Restaurant | New | Space Heating | Natural Gas | Boiler | E7 | Utility - Value of Sales | 0 | 0 | 0 | 0 | 0 | 0 | 0 | 0 | 0 | 0 | 0 | 0 | 0 | 0 | 0 | 0 | 0 | 0 | 0 | 0 | 0 | 0 | 0 | 0 | 0 | 0 | 0 | 0 | 0 | 0 | 0
F6_Commercial_Restaurant_New_Space Heating_Natural Gas_Boiler_E8 | F6 | Commercial | Restaurant | New | Space Heating | Natural Gas | Boiler | E8 | Utility - Value of Sales | 0 | 0 | 0 | 0 | 0 | 0 | 0 | 0 | 0 | 0 | 0 | 0 | 0 | 0 | 0 | 0 | 0 | 0 | 0 | 0 | 0 | 0 | 0 | 0 | 0 | 0 | 0 | 0 | 0 | 0 | 0
F6_Commercial_Restaurant_New_Space Heating_Natural Gas_Boiler_E9 | F6 | Commercial | Restaurant | New | Space Heating | Natural Gas | Boiler | E9 | Utility - Value of Sales | 0 | 0 | 0 | 0 | 0 | 0 | 0 | 0 | 0 | 0 | 0 | 0 | 0 | 0 | 0 | 0 | 0 | 0 | 0 | 0 | 0 | 0 | 0 | 0 | 0 | 0 | 0 | 0 | 0 | 0 | 0
F6_Commercial_Restaurant_New_Space Heating_Natural Gas_Boiler_E10 | F6 | Commercial | Restaurant | New | Space Heating | Natural Gas | Boiler | E10 | Utility - Value of Sales | 0 | 0 | 0 | 0 | 0 | 0 | 0 | 0 | 0 | 0 | 0 | 0 | 0 | 0 | 0 | 0 | 0 | 0 | 0 | 0 | 0 | 0 | 0 | 0 | 0 | 0 | 0 | 0 | 0 | 0 | 0
F1_Commercial_Restaurant_New_Space Heating_Natural Gas_Unit Heater_E1 | F1 | Commercial | Restaurant | New | Space Heating | Natural Gas | Unit Heater | E1 | Participant - Cost of Equipment | 0.09468 | 0.09468 | 0.09468 | 0.09468 | 0.09468 | 0 | 0 | 0 | 0 | 0 | 0 | 0 | 0 | 0 | 0 | 0 | 0 | 0 | 0 | 0 | 0 | 0 | 0 | 0 | 0 | 0 | 0 | 0 | 0 | 0 | 0
F1_Commercial_Restaurant_New_Space Heating_Natural Gas_Unit Heater_E2 | F1 | Commercial | Restaurant | New | Space Heating | Natural Gas | Unit Heater | E2 | Participant - Cost of Equipment | 0.30276 | 0.30276 | 0.30276 | 0.30276 | 0.30276 | 0.30276 | 0.30276 | 0.30276 | 0.30276 | 0.30276 | 0.30276 | 0.30276 | 0.30276 | 0.30276 | 0.30276 | 0.30276 | 0.30276 | 0.30276 | 0.30276 | 0.30276 | 0.30276 | 0.30276 | 0.30276 | 0.30276 | 0.30276 | 0.30276 | 0.30276 | 0.30276 | 0.30276 | 0.30276 | 0.30276
F1_Commercial_Restaurant_New_Space Heating_Natural Gas_Unit Heater_E3 | F1 | Commercial | Restaurant | New | Space Heating | Natural Gas | Unit Heater | E3 | Participant - Cost of Equipment | 0.13079 | 0.13079 | 0.13079 | 0.13079 | 0.13079 | 0.13079 | 0.13079 | 0.13079 | 0.13079 | 0.13079 | 0.13079 | 0.13079 | 0.13079 | 0.13079 | 0.13079 | 0.13079 | 0.13079 | 0.13079 | 0.13079 | 0.13079 | 0.13079 | 0.13079 | 0.13079 | 0.13079 | 0.13079 | 0.13079 | 0.13079 | 0.13079 | 0.13079 | 0.13079 | 0.13079
F1_Commercial_Restaurant_New_Space Heating_Natural Gas_Unit Heater_E4 | F1 | Commercial | Restaurant | New | Space Heating | Natural Gas | Unit Heater | E4 | Participant - Cost of Equipment | 0 | 0 | 0 | 0 | 0 | 0 | 0 | 0 | 0 | 0 | 0 | 0 | 0 | 0 | 0 | 0 | 0 | 0 | 0 | 0 | 0 | 0 | 0 | 0 | 0 | 0 | 0 | 0 | 0 | 0 | 0
F1_Commercial_Restaurant_New_Space Heating_Natural Gas_Unit Heater_E5 | F1 | Commercial | Restaurant | New | Space Heating | Natural Gas | Unit Heater | E5 | Participant - Cost of Equipment | 0 | 0 | 0 | 0 | 0 | 0 | 0 | 0 | 0 | 0 | 0 | 0 | 0 | 0 | 0 | 0 | 0 | 0 | 0 | 0 | 0 | 0 | 0 | 0 | 0 | 0 | 0 | 0 | 0 | 0 | 0
F1_Commercial_Restaurant_New_Space Heating_Natural Gas_Unit Heater_E6 | F1 | Commercial | Restaurant | New | Space Heating | Natural Gas | Unit Heater | E6 | Participant - Cost of Equipment | 0 | 0 | 0 | 0 | 0 | 0 | 0 | 0 | 0 | 0 | 0 | 0 | 0 | 0 | 0 | 0 | 0 | 0 | 0 | 0 | 0 | 0 | 0 | 0 | 0 | 0 | 0 | 0 | 0 | 0 | 0
F1_Commercial_Restaurant_New_Space Heating_Natural Gas_Unit Heater_E7 | F1 | Commercial | Restaurant | New | Space Heating | Natural Gas | Unit Heater | E7 | Participant - Cost of Equipment | 0 | 0 | 0 | 0 | 0 | 0 | 0 | 0 | 0 | 0 | 0 | 0 | 0 | 0 | 0 | 0 | 0 | 0 | 0 | 0 | 0 | 0 | 0 | 0 | 0 | 0 | 0 | 0 | 0 | 0 | 0
F1_Commercial_Restaurant_New_Space Heating_Natural Gas_Unit Heater_E8 | F1 | Commercial | Restaurant | New | Space Heating | Natural Gas | Unit Heater | E8 | Participant - Cost of Equipment | 0 | 0 | 0 | 0 | 0 | 0 | 0 | 0 | 0 | 0 | 0 | 0 | 0 | 0 | 0 | 0 | 0 | 0 | 0 | 0 | 0 | 0 | 0 | 0 | 0 | 0 | 0 | 0 | 0 | 0 | 0
F1_Commercial_Restaurant_New_Space Heating_Natural Gas_Unit Heater_E9 | F1 | Commercial | Restaurant | New | Space Heating | Natural Gas | Unit Heater | E9 | Participant - Cost of Equipment | 0 | 0 | 0 | 0 | 0 | 0 | 0 | 0 | 0 | 0 | 0 | 0 | 0 | 0 | 0 | 0 | 0 | 0 | 0 | 0 | 0 | 0 | 0 | 0 | 0 | 0 | 0 | 0 | 0 | 0 | 0
F1_Commercial_Restaurant_New_Space Heating_Natural Gas_Unit Heater_E10 | F1 | Commercial | Restaurant | New | Space Heating | Natural Gas | Unit Heater | E10 | Participant - Cost of Equipment | 0 | 0 | 0 | 0 | 0 | 0 | 0 | 0 | 0 | 0 | 0 | 0 | 0 | 0 | 0 | 0 | 0 | 0 | 0 | 0 | 0 | 0 | 0 | 0 | 0 | 0 | 0 | 0 | 0 | 0 | 0
F2_Commercial_Restaurant_New_Space Heating_Natural Gas_Unit Heater_E1 | F2 | Commercial | Restaurant | New | Space Heating | Natural Gas | Unit Heater | E1 | Participant - Cost of Operation | 1.109 | 1.1209 | 1.1282 | 1.1369 | 1.1373 | 0 | 0 | 0 | 0 | 0 | 0 | 0 | 0 | 0 | 0 | 0 | 0 | 0 | 0 | 0 | 0 | 0 | 0 | 0 | 0 | 0 | 0 | 0 | 0 | 0 | 0
F2_Commercial_Restaurant_New_Space Heating_Natural Gas_Unit Heater_E2 | F2 | Commercial | Restaurant | New | Space Heating | Natural Gas | Unit Heater | E2 | Participant - Cost of Operation | 0.99798 | 1.0087 | 1.0152 | 1.0231 | 1.0234 | 0.96342 | 0.91454 | 0.88672 | 0.90982 | 0.93195 | 0.96018 | 0.98937 | 0.89047 | 0.92574 | 0.97385 | 0.96907 | 0.97004 | 0.9731 | 0.95453 | 0.96583 | 0.97345 | 0.98416 | 0.99791 | 0.49961 | 0.48985 | 0.48068 | 0.47202 | 0.46378 | 0.45588 | 0.44828 | 0.44092
F2_Commercial_Restaurant_New_Space Heating_Natural Gas_Unit Heater_E3 | F2 | Commercial | Restaurant | New | Space Heating | Natural Gas | Unit Heater | E3 | Participant - Cost of Operation | 0.8619 | 0.87117 | 0.8768 | 0.88359 | 0.88387 | 0.83206 | 0.78984 | 0.76582 | 0.78576 | 0.80487 | 0.82925 | 0.85447 | 0.76905 | 0.79951 | 0.84107 | 0.83694 | 0.83777 | 0.84042 | 0.82438 | 0.83413 | 0.84072 | 0.84997 | 0.86185 | 0.43149 | 0.42306 | 0.41514 | 0.40766 | 0.40054 | 0.39372 | 0.38715 | 0.3808
F2_Commercial_Restaurant_New_Space Heating_Natural Gas_Unit Heater_E4 | F2 | Commercial | Restaurant | New | Space Heating | Natural Gas | Unit Heater | E4 | Participant - Cost of Operation | 0 | 0 | 0 | 0 | 0 | 0 | 0 | 0 | 0 | 0 | 0 | 0 | 0 | 0 | 0 | 0 | 0 | 0 | 0 | 0 | 0 | 0 | 0 | 0 | 0 | 0 | 0 | 0 | 0 | 0 | 0
F2_Commercial_Restaurant_New_Space Heating_Natural Gas_Unit Heater_E5 | F2 | Commercial | Restaurant | New | Space Heating | Natural Gas | Unit Heater | E5 | Participant - Cost of Operation | 0 | 0 | 0 | 0 | 0 | 0 | 0 | 0 | 0 | 0 | 0 | 0 | 0 | 0 | 0 | 0 | 0 | 0 | 0 | 0 | 0 | 0 | 0 | 0 | 0 | 0 | 0 | 0 | 0 | 0 | 0
F2_Commercial_Restaurant_New_Space Heating_Natural Gas_Unit Heater_E6 | F2 | Commercial | Restaurant | New | Space Heating | Natural Gas | Unit Heater | E6 | Participant - Cost of Operation | 0 | 0 | 0 | 0 | 0 | 0 | 0 | 0 | 0 | 0 | 0 | 0 | 0 | 0 | 0 | 0 | 0 | 0 | 0 | 0 | 0 | 0 | 0 | 0 | 0 | 0 | 0 | 0 | 0 | 0 | 0
F2_Commercial_Restaurant_New_Space Heating_Natural Gas_Unit Heater_E7 | F2 | Commercial | Restaurant | New | Space Heating | Natural Gas | Unit Heater | E7 | Participant - Cost of Operation | 0 | 0 | 0 | 0 | 0 | 0 | 0 | 0 | 0 | 0 | 0 | 0 | 0 | 0 | 0 | 0 | 0 | 0 | 0 | 0 | 0 | 0 | 0 | 0 | 0 | 0 | 0 | 0 | 0 | 0 | 0
F2_Commercial_Restaurant_New_Space Heating_Natural Gas_Unit Heater_E8 | F2 | Commercial | Restaurant | New | Space Heating | Natural Gas | Unit Heater | E8 | Participant - Cost of Operation | 0 | 0 | 0 | 0 | 0 | 0 | 0 | 0 | 0 | 0 | 0 | 0 | 0 | 0 | 0 | 0 | 0 | 0 | 0 | 0 | 0 | 0 | 0 | 0 | 0 | 0 | 0 | 0 | 0 | 0 | 0
F2_Commercial_Restaurant_New_Space Heating_Natural Gas_Unit Heater_E9 | F2 | Commercial | Restaurant | New | Space Heating | Natural Gas | Unit Heater | E9 | Participant - Cost of Operation | 0 | 0 | 0 | 0 | 0 | 0 | 0 | 0 | 0 | 0 | 0 | 0 | 0 | 0 | 0 | 0 | 0 | 0 | 0 | 0 | 0 | 0 | 0 | 0 | 0 | 0 | 0 | 0 | 0 | 0 | 0
F2_Commercial_Restaurant_New_Space Heating_Natural Gas_Unit Heater_E10 | F2 | Commercial | Restaurant | New | Space Heating | Natural Gas | Unit Heater | E10 | Participant - Cost of Operation | 0 | 0 | 0 | 0 | 0 | 0 | 0 | 0 | 0 | 0 | 0 | 0 | 0 | 0 | 0 | 0 | 0 | 0 | 0 | 0 | 0 | 0 | 0 | 0 | 0 | 0 | 0 | 0 | 0 | 0 | 0
F3_Commercial_Restaurant_New_Space Heating_Natural Gas_Unit Heater_E1 | F3 | Commercial | Restaurant | New | Space Heating | Natural Gas | Unit Heater | E1 | System - kBTUs of Conusmption | 92.6955 | 92.8805 | 92.7626 | 92.6819 | 92.6819 | 0 | 0 | 0 | 0 | 0 | 0 | 0 | 0 | 0 | 0 | 0 | 0 | 0 | 0 | 0 | 0 | 0 | 0 | 0 | 0 | 0 | 0 | 0 | 0 | 0 | 0
F3_Commercial_Restaurant_New_Space Heating_Natural Gas_Unit Heater_E2 | F3 | Commercial | Restaurant | New | Space Heating | Natural Gas | Unit Heater | E2 | System - kBTUs of Conusmption | 83.4155 | 83.582 | 83.4759 | 83.4033 | 83.4033 | 83.4033 | 83.4033 | 83.4033 | 83.4033 | 83.4033 | 83.4033 | 83.4033 | 83.4033 | 83.4033 | 83.4033 | 83.4033 | 83.4033 | 83.4033 | 83.4033 | 83.4033 | 83.4033 | 83.4033 | 83.4033 | 83.4033 | 83.4033 | 83.4033 | 83.4033 | 83.4033 | 83.4033 | 83.4033 | 83.4033
F3_Commercial_Restaurant_New_Space Heating_Natural Gas_Unit Heater_E3 | F3 | Commercial | Restaurant | New | Space Heating | Natural Gas | Unit Heater | E3 | System - kBTUs of Conusmption | 72.0416 | 72.1854 | 72.0938 | 72.031 | 72.031 | 72.031 | 72.031 | 72.031 | 72.031 | 72.031 | 72.031 | 72.031 | 72.031 | 72.031 | 72.031 | 72.031 | 72.031 | 72.031 | 72.031 | 72.031 | 72.031 | 72.031 | 72.031 | 72.031 | 72.031 | 72.031 | 72.031 | 72.031 | 72.031 | 72.031 | 72.031
F3_Commercial_Restaurant_New_Space Heating_Natural Gas_Unit Heater_E4 | F3 | Commercial | Restaurant | New | Space Heating | Natural Gas | Unit Heater | E4 | System - kBTUs of Conusmption | 0 | 0 | 0 | 0 | 0 | 0 | 0 | 0 | 0 | 0 | 0 | 0 | 0 | 0 | 0 | 0 | 0 | 0 | 0 | 0 | 0 | 0 | 0 | 0 | 0 | 0 | 0 | 0 | 0 | 0 | 0
F3_Commercial_Restaurant_New_Space Heating_Natural Gas_Unit Heater_E5 | F3 | Commercial | Restaurant | New | Space Heating | Natural Gas | Unit Heater | E5 | System - kBTUs of Conusmption | 0 | 0 | 0 | 0 | 0 | 0 | 0 | 0 | 0 | 0 | 0 | 0 | 0 | 0 | 0 | 0 | 0 | 0 | 0 | 0 | 0 | 0 | 0 | 0 | 0 | 0 | 0 | 0 | 0 | 0 | 0
F3_Commercial_Restaurant_New_Space Heating_Natural Gas_Unit Heater_E6 | F3 | Commercial | Restaurant | New | Space Heating | Natural Gas | Unit Heater | E6 | System - kBTUs of Conusmption | 0 | 0 | 0 | 0 | 0 | 0 | 0 | 0 | 0 | 0 | 0 | 0 | 0 | 0 | 0 | 0 | 0 | 0 | 0 | 0 | 0 | 0 | 0 | 0 | 0 | 0 | 0 | 0 | 0 | 0 | 0
F3_Commercial_Restaurant_New_Space Heating_Natural Gas_Unit Heater_E7 | F3 | Commercial | Restaurant | New | Space Heating | Natural Gas | Unit Heater | E7 | System - kBTUs of Conusmption | 0 | 0 | 0 | 0 | 0 | 0 | 0 | 0 | 0 | 0 | 0 | 0 | 0 | 0 | 0 | 0 | 0 | 0 | 0 | 0 | 0 | 0 | 0 | 0 | 0 | 0 | 0 | 0 | 0 | 0 | 0
F3_Commercial_Restaurant_New_Space Heating_Natural Gas_Unit Heater_E8 | F3 | Commercial | Restaurant | New | Space Heating | Natural Gas | Unit Heater | E8 | System - kBTUs of Conusmption | 0 | 0 | 0 | 0 | 0 | 0 | 0 | 0 | 0 | 0 | 0 | 0 | 0 | 0 | 0 | 0 | 0 | 0 | 0 | 0 | 0 | 0 | 0 | 0 | 0 | 0 | 0 | 0 | 0 | 0 | 0
F3_Commercial_Restaurant_New_Space Heating_Natural Gas_Unit Heater_E9 | F3 | Commercial | Restaurant | New | Space Heating | Natural Gas | Unit Heater | E9 | System - kBTUs of Conusmption | 0 | 0 | 0 | 0 | 0 | 0 | 0 | 0 | 0 | 0 | 0 | 0 | 0 | 0 | 0 | 0 | 0 | 0 | 0 | 0 | 0 | 0 | 0 | 0 | 0 | 0 | 0 | 0 | 0 | 0 | 0
F3_Commercial_Restaurant_New_Space Heating_Natural Gas_Unit Heater_E10 | F3 | Commercial | Restaurant | New | Space Heating | Natural Gas | Unit Heater | E10 | System - kBTUs of Conusmption | 0 | 0 | 0 | 0 | 0 | 0 | 0 | 0 | 0 | 0 | 0 | 0 | 0 | 0 | 0 | 0 | 0 | 0 | 0 | 0 | 0 | 0 | 0 | 0 | 0 | 0 | 0 | 0 | 0 | 0 | 0
F4_Commercial_Restaurant_New_Space Heating_Natural Gas_Unit Heater_E1 | F4 | Commercial | Restaurant | New | Space Heating | Natural Gas | Unit Heater | E1 | Utility - Cost of Equipment | 0.09468 | 0.09468 | 0.09468 | 0.09468 | 0.09468 | 0 | 0 | 0 | 0 | 0 | 0 | 0 | 0 | 0 | 0 | 0 | 0 | 0 | 0 | 0 | 0 | 0 | 0 | 0 | 0 | 0 | 0 | 0 | 0 | 0 | 0
F4_Commercial_Restaurant_New_Space Heating_Natural Gas_Unit Heater_E2 | F4 | Commercial | Restaurant | New | Space Heating | Natural Gas | Unit Heater | E2 | Utility - Cost of Equipment | 0.30276 | 0.30276 | 0.30276 | 0.30276 | 0.30276 | 0.30276 | 0.30276 | 0.30276 | 0.30276 | 0.30276 | 0.30276 | 0.30276 | 0.30276 | 0.30276 | 0.30276 | 0.30276 | 0.30276 | 0.30276 | 0.30276 | 0.30276 | 0.30276 | 0.30276 | 0.30276 | 0.30276 | 0.30276 | 0.30276 | 0.30276 | 0.30276 | 0.30276 | 0.30276 | 0.30276
F4_Commercial_Restaurant_New_Space Heating_Natural Gas_Unit Heater_E3 | F4 | Commercial | Restaurant | New | Space Heating | Natural Gas | Unit Heater | E3 | Utility - Cost of Equipment | 0.13079 | 0.13079 | 0.13079 | 0.13079 | 0.13079 | 0.13079 | 0.13079 | 0.13079 | 0.13079 | 0.13079 | 0.13079 | 0.13079 | 0.13079 | 0.13079 | 0.13079 | 0.13079 | 0.13079 | 0.13079 | 0.13079 | 0.13079 | 0.13079 | 0.13079 | 0.13079 | 0.13079 | 0.13079 | 0.13079 | 0.13079 | 0.13079 | 0.13079 | 0.13079 | 0.13079
F4_Commercial_Restaurant_New_Space Heating_Natural Gas_Unit Heater_E4 | F4 | Commercial | Restaurant | New | Space Heating | Natural Gas | Unit Heater | E4 | Utility - Cost of Equipment | 0 | 0 | 0 | 0 | 0 | 0 | 0 | 0 | 0 | 0 | 0 | 0 | 0 | 0 | 0 | 0 | 0 | 0 | 0 | 0 | 0 | 0 | 0 | 0 | 0 | 0 | 0 | 0 | 0 | 0 | 0
F4_Commercial_Restaurant_New_Space Heating_Natural Gas_Unit Heater_E5 | F4 | Commercial | Restaurant | New | Space Heating | Natural Gas | Unit Heater | E5 | Utility - Cost of Equipment | 0 | 0 | 0 | 0 | 0 | 0 | 0 | 0 | 0 | 0 | 0 | 0 | 0 | 0 | 0 | 0 | 0 | 0 | 0 | 0 | 0 | 0 | 0 | 0 | 0 | 0 | 0 | 0 | 0 | 0 | 0
F4_Commercial_Restaurant_New_Space Heating_Natural Gas_Unit Heater_E6 | F4 | Commercial | Restaurant | New | Space Heating | Natural Gas | Unit Heater | E6 | Utility - Cost of Equipment | 0 | 0 | 0 | 0 | 0 | 0 | 0 | 0 | 0 | 0 | 0 | 0 | 0 | 0 | 0 | 0 | 0 | 0 | 0 | 0 | 0 | 0 | 0 | 0 | 0 | 0 | 0 | 0 | 0 | 0 | 0
F4_Commercial_Restaurant_New_Space Heating_Natural Gas_Unit Heater_E7 | F4 | Commercial | Restaurant | New | Space Heating | Natural Gas | Unit Heater | E7 | Utility - Cost of Equipment | 0 | 0 | 0 | 0 | 0 | 0 | 0 | 0 | 0 | 0 | 0 | 0 | 0 | 0 | 0 | 0 | 0 | 0 | 0 | 0 | 0 | 0 | 0 | 0 | 0 | 0 | 0 | 0 | 0 | 0 | 0
F4_Commercial_Restaurant_New_Space Heating_Natural Gas_Unit Heater_E8 | F4 | Commercial | Restaurant | New | Space Heating | Natural Gas | Unit Heater | E8 | Utility - Cost of Equipment | 0 | 0 | 0 | 0 | 0 | 0 | 0 | 0 | 0 | 0 | 0 | 0 | 0 | 0 | 0 | 0 | 0 | 0 | 0 | 0 | 0 | 0 | 0 | 0 | 0 | 0 | 0 | 0 | 0 | 0 | 0
F4_Commercial_Restaurant_New_Space Heating_Natural Gas_Unit Heater_E9 | F4 | Commercial | Restaurant | New | Space Heating | Natural Gas | Unit Heater | E9 | Utility - Cost of Equipment | 0 | 0 | 0 | 0 | 0 | 0 | 0 | 0 | 0 | 0 | 0 | 0 | 0 | 0 | 0 | 0 | 0 | 0 | 0 | 0 | 0 | 0 | 0 | 0 | 0 | 0 | 0 | 0 | 0 | 0 | 0
F4_Commercial_Restaurant_New_Space Heating_Natural Gas_Unit Heater_E10 | F4 | Commercial | Restaurant | New | Space Heating | Natural Gas | Unit Heater | E10 | Utility - Cost of Equipment | 0 | 0 | 0 | 0 | 0 | 0 | 0 | 0 | 0 | 0 | 0 | 0 | 0 | 0 | 0 | 0 | 0 | 0 | 0 | 0 | 0 | 0 | 0 | 0 | 0 | 0 | 0 | 0 | 0 | 0 | 0
F5_Commercial_Restaurant_New_Space Heating_Natural Gas_Unit Heater_E1 | F5 | Commercial | Restaurant | New | Space Heating | Natural Gas | Unit Heater | E1 | Utility - Cost of Operation | 0.92566 | 0.93561 | 0.94166 | 0.94895 | 0.94925 | 0 | 0 | 0 | 0 | 0 | 0 | 0 | 0 | 0 | 0 | 0 | 0 | 0 | 0 | 0 | 0 | 0 | 0 | 0 | 0 | 0 | 0 | 0 | 0 | 0 | 0
F5_Commercial_Restaurant_New_Space Heating_Natural Gas_Unit Heater_E2 | F5 | Commercial | Restaurant | New | Space Heating | Natural Gas | Unit Heater | E2 | Utility - Cost of Operation | 0.83299 | 0.84195 | 0.84739 | 0.85395 | 0.85422 | 0.80415 | 0.76335 | 0.74013 | 0.75941 | 0.77788 | 0.80144 | 0.82581 | 0.74326 | 0.7727 | 0.81285 | 0.80886 | 0.80967 | 0.81223 | 0.79673 | 0.80615 | 0.81252 | 0.82146 | 0.83294 | 0.41701 | 0.40887 | 0.40122 | 0.39399 | 0.38711 | 0.38052 | 0.37417 | 0.36803
F5_Commercial_Restaurant_New_Space Heating_Natural Gas_Unit Heater_E3 | F5 | Commercial | Restaurant | New | Space Heating | Natural Gas | Unit Heater | E3 | Utility - Cost of Operation | 0.71941 | 0.72715 | 0.73185 | 0.73751 | 0.73775 | 0.6945 | 0.65927 | 0.63921 | 0.65586 | 0.67181 | 0.69216 | 0.71321 | 0.64191 | 0.66734 | 0.70202 | 0.69857 | 0.69927 | 0.70148 | 0.68809 | 0.69623 | 0.70173 | 0.70945 | 0.71936 | 0.36015 | 0.35312 | 0.34651 | 0.34026 | 0.33432 | 0.32863 | 0.32315 | 0.31784
F5_Commercial_Restaurant_New_Space Heating_Natural Gas_Unit Heater_E4 | F5 | Commercial | Restaurant | New | Space Heating | Natural Gas | Unit Heater | E4 | Utility - Cost of Operation | 0 | 0 | 0 | 0 | 0 | 0 | 0 | 0 | 0 | 0 | 0 | 0 | 0 | 0 | 0 | 0 | 0 | 0 | 0 | 0 | 0 | 0 | 0 | 0 | 0 | 0 | 0 | 0 | 0 | 0 | 0
F5_Commercial_Restaurant_New_Space Heating_Natural Gas_Unit Heater_E5 | F5 | Commercial | Restaurant | New | Space Heating | Natural Gas | Unit Heater | E5 | Utility - Cost of Operation | 0 | 0 | 0 | 0 | 0 | 0 | 0 | 0 | 0 | 0 | 0 | 0 | 0 | 0 | 0 | 0 | 0 | 0 | 0 | 0 | 0 | 0 | 0 | 0 | 0 | 0 | 0 | 0 | 0 | 0 | 0
F5_Commercial_Restaurant_New_Space Heating_Natural Gas_Unit Heater_E6 | F5 | Commercial | Restaurant | New | Space Heating | Natural Gas | Unit Heater | E6 | Utility - Cost of Operation | 0 | 0 | 0 | 0 | 0 | 0 | 0 | 0 | 0 | 0 | 0 | 0 | 0 | 0 | 0 | 0 | 0 | 0 | 0 | 0 | 0 | 0 | 0 | 0 | 0 | 0 | 0 | 0 | 0 | 0 | 0
F5_Commercial_Restaurant_New_Space Heating_Natural Gas_Unit Heater_E7 | F5 | Commercial | Restaurant | New | Space Heating | Natural Gas | Unit Heater | E7 | Utility - Cost of Operation | 0 | 0 | 0 | 0 | 0 | 0 | 0 | 0 | 0 | 0 | 0 | 0 | 0 | 0 | 0 | 0 | 0 | 0 | 0 | 0 | 0 | 0 | 0 | 0 | 0 | 0 | 0 | 0 | 0 | 0 | 0
F5_Commercial_Restaurant_New_Space Heating_Natural Gas_Unit Heater_E8 | F5 | Commercial | Restaurant | New | Space Heating | Natural Gas | Unit Heater | E8 | Utility - Cost of Operation | 0 | 0 | 0 | 0 | 0 | 0 | 0 | 0 | 0 | 0 | 0 | 0 | 0 | 0 | 0 | 0 | 0 | 0 | 0 | 0 | 0 | 0 | 0 | 0 | 0 | 0 | 0 | 0 | 0 | 0 | 0
F5_Commercial_Restaurant_New_Space Heating_Natural Gas_Unit Heater_E9 | F5 | Commercial | Restaurant | New | Space Heating | Natural Gas | Unit Heater | E9 | Utility - Cost of Operation | 0 | 0 | 0 | 0 | 0 | 0 | 0 | 0 | 0 | 0 | 0 | 0 | 0 | 0 | 0 | 0 | 0 | 0 | 0 | 0 | 0 | 0 | 0 | 0 | 0 | 0 | 0 | 0 | 0 | 0 | 0
F5_Commercial_Restaurant_New_Space Heating_Natural Gas_Unit Heater_E10 | F5 | Commercial | Restaurant | New | Space Heating | Natural Gas | Unit Heater | E10 | Utility - Cost of Operation | 0 | 0 | 0 | 0 | 0 | 0 | 0 | 0 | 0 | 0 | 0 | 0 | 0 | 0 | 0 | 0 | 0 | 0 | 0 | 0 | 0 | 0 | 0 | 0 | 0 | 0 | 0 | 0 | 0 | 0 | 0
F6_Commercial_Restaurant_New_Space Heating_Natural Gas_Unit Heater_E1 | F6 | Commercial | Restaurant | New | Space Heating | Natural Gas | Unit Heater | E1 | Utility - Value of Sales | 1.109 | 1.1209 | 1.1282 | 1.1369 | 1.1373 | 0 | 0 | 0 | 0 | 0 | 0 | 0 | 0 | 0 | 0 | 0 | 0 | 0 | 0 | 0 | 0 | 0 | 0 | 0 | 0 | 0 | 0 | 0 | 0 | 0 | 0
F6_Commercial_Restaurant_New_Space Heating_Natural Gas_Unit Heater_E2 | F6 | Commercial | Restaurant | New | Space Heating | Natural Gas | Unit Heater | E2 | Utility - Value of Sales | 0.99798 | 1.0087 | 1.0152 | 1.0231 | 1.0234 | 0.96342 | 0.91454 | 0.88672 | 0.90982 | 0.93195 | 0.96018 | 0.98937 | 0.89047 | 0.92574 | 0.97385 | 0.96907 | 0.97004 | 0.9731 | 0.95453 | 0.96583 | 0.97345 | 0.98416 | 0.99791 | 0.49961 | 0.48985 | 0.48068 | 0.47202 | 0.46378 | 0.45588 | 0.44828 | 0.44092
F6_Commercial_Restaurant_New_Space Heating_Natural Gas_Unit Heater_E3 | F6 | Commercial | Restaurant | New | Space Heating | Natural Gas | Unit Heater | E3 | Utility - Value of Sales | 0.8619 | 0.87117 | 0.8768 | 0.88359 | 0.88387 | 0.83206 | 0.78984 | 0.76582 | 0.78576 | 0.80487 | 0.82925 | 0.85447 | 0.76905 | 0.79951 | 0.84107 | 0.83694 | 0.83777 | 0.84042 | 0.82438 | 0.83413 | 0.84072 | 0.84997 | 0.86185 | 0.43149 | 0.42306 | 0.41514 | 0.40766 | 0.40054 | 0.39372 | 0.38715 | 0.3808
F6_Commercial_Restaurant_New_Space Heating_Natural Gas_Unit Heater_E4 | F6 | Commercial | Restaurant | New | Space Heating | Natural Gas | Unit Heater | E4 | Utility - Value of Sales | 0 | 0 | 0 | 0 | 0 | 0 | 0 | 0 | 0 | 0 | 0 | 0 | 0 | 0 | 0 | 0 | 0 | 0 | 0 | 0 | 0 | 0 | 0 | 0 | 0 | 0 | 0 | 0 | 0 | 0 | 0
F6_Commercial_Restaurant_New_Space Heating_Natural Gas_Unit Heater_E5 | F6 | Commercial | Restaurant | New | Space Heating | Natural Gas | Unit Heater | E5 | Utility - Value of Sales | 0 | 0 | 0 | 0 | 0 | 0 | 0 | 0 | 0 | 0 | 0 | 0 | 0 | 0 | 0 | 0 | 0 | 0 | 0 | 0 | 0 | 0 | 0 | 0 | 0 | 0 | 0 | 0 | 0 | 0 | 0
F6_Commercial_Restaurant_New_Space Heating_Natural Gas_Unit Heater_E6 | F6 | Commercial | Restaurant | New | Space Heating | Natural Gas | Unit Heater | E6 | Utility - Value of Sales | 0 | 0 | 0 | 0 | 0 | 0 | 0 | 0 | 0 | 0 | 0 | 0 | 0 | 0 | 0 | 0 | 0 | 0 | 0 | 0 | 0 | 0 | 0 | 0 | 0 | 0 | 0 | 0 | 0 | 0 | 0
F6_Commercial_Restaurant_New_Space Heating_Natural Gas_Unit Heater_E7 | F6 | Commercial | Restaurant | New | Space Heating | Natural Gas | Unit Heater | E7 | Utility - Value of Sales | 0 | 0 | 0 | 0 | 0 | 0 | 0 | 0 | 0 | 0 | 0 | 0 | 0 | 0 | 0 | 0 | 0 | 0 | 0 | 0 | 0 | 0 | 0 | 0 | 0 | 0 | 0 | 0 | 0 | 0 | 0
F6_Commercial_Restaurant_New_Space Heating_Natural Gas_Unit Heater_E8 | F6 | Commercial | Restaurant | New | Space Heating | Natural Gas | Unit Heater | E8 | Utility - Value of Sales | 0 | 0 | 0 | 0 | 0 | 0 | 0 | 0 | 0 | 0 | 0 | 0 | 0 | 0 | 0 | 0 | 0 | 0 | 0 | 0 | 0 | 0 | 0 | 0 | 0 | 0 | 0 | 0 | 0 | 0 | 0
F6_Commercial_Restaurant_New_Space Heating_Natural Gas_Unit Heater_E9 | F6 | Commercial | Restaurant | New | Space Heating | Natural Gas | Unit Heater | E9 | Utility - Value of Sales | 0 | 0 | 0 | 0 | 0 | 0 | 0 | 0 | 0 | 0 | 0 | 0 | 0 | 0 | 0 | 0 | 0 | 0 | 0 | 0 | 0 | 0 | 0 | 0 | 0 | 0 | 0 | 0 | 0 | 0 | 0
F6_Commercial_Restaurant_New_Space Heating_Natural Gas_Unit Heater_E10 | F6 | Commercial | Restaurant | New | Space Heating | Natural Gas | Unit Heater | E10 | Utility - Value of Sales | 0 | 0 | 0 | 0 | 0 | 0 | 0 | 0 | 0 | 0 | 0 | 0 | 0 | 0 | 0 | 0 | 0 | 0 | 0 | 0 | 0 | 0 | 0 | 0 | 0 | 0 | 0 | 0 | 0 | 0 | 0
F1_Commercial_Restaurant_New_Water Heating_Natural Gas_Water Heater_E1 | F1 | Commercial | Restaurant | New | Water Heating | Natural Gas | Water Heater | E1 | Participant - Cost of Equipment | 0.055689 | 0.055689 | 0.055689 | 0.055689 | 0.055689 | 0.055689 | 0.055689 | 0.055689 | 0.055689 | 0.055689 | 0.055689 | 0.055689 | 0.055689 | 0.055689 | 0.055689 | 0.055689 | 0.055689 | 0.055689 | 0.055689 | 0.055689 | 0.055689 | 0.055689 | 0.055689 | 0.055689 | 0.055689 | 0.055689 | 0.055689 | 0.055689 | 0.055689 | 0.055689 | 0.055689
F1_Commercial_Restaurant_New_Water Heating_Natural Gas_Water Heater_E2 | F1 | Commercial | Restaurant | New | Water Heating | Natural Gas | Water Heater | E2 | Participant - Cost of Equipment | 0.062231 | 0.062231 | 0.062231 | 0.062231 | 0.062231 | 0.062231 | 0.062231 | 0.062231 | 0.062231 | 0.062231 | 0.062231 | 0.062231 | 0.062231 | 0.062231 | 0.062231 | 0.062231 | 0.062231 | 0.062231 | 0.062231 | 0.062231 | 0.062231 | 0.062231 | 0.062231 | 0.062231 | 0.062231 | 0.062231 | 0.062231 | 0.062231 | 0.062231 | 0.062231 | 0.062231
F1_Commercial_Restaurant_New_Water Heating_Natural Gas_Water Heater_E3 | F1 | Commercial | Restaurant | New | Water Heating | Natural Gas | Water Heater | E3 | Participant - Cost of Equipment | 0.065051 | 0.065051 | 0.065051 | 0.065051 | 0.065051 | 0.065051 | 0.065051 | 0.065051 | 0.065051 | 0.065051 | 0.065051 | 0.065051 | 0.065051 | 0.065051 | 0.065051 | 0.065051 | 0.065051 | 0.065051 | 0.065051 | 0.065051 | 0.065051 | 0.065051 | 0.065051 | 0.065051 | 0.065051 | 0.065051 | 0.065051 | 0.065051 | 0.065051 | 0.065051 | 0.065051
F1_Commercial_Restaurant_New_Water Heating_Natural Gas_Water Heater_E4 | F1 | Commercial | Restaurant | New | Water Heating | Natural Gas | Water Heater | E4 | Participant - Cost of Equipment | 0 | 0 | 0 | 0 | 0 | 0 | 0 | 0.089197 | 0.089197 | 0.089197 | 0.089197 | 0.089197 | 0.089197 | 0.089197 | 0.089197 | 0.089197 | 0.089197 | 0.089197 | 0.089197 | 0.089197 | 0.089197 | 0.089197 | 0.089197 | 0.089197 | 0.089197 | 0.089197 | 0.089197 | 0.089197 | 0.089197 | 0.089197 | 0.089197
F1_Commercial_Restaurant_New_Water Heating_Natural Gas_Water Heater_E5 | F1 | Commercial | Restaurant | New | Water Heating | Natural Gas | Water Heater | E5 | Participant - Cost of Equipment | 0 | 0 | 0 | 0 | 0 | 0 | 0 | 0 | 0 | 0 | 0 | 0 | 0 | 0 | 0 | 0 | 0 | 0 | 0 | 0 | 0 | 0 | 0 | 0 | 0 | 0 | 0 | 0 | 0 | 0 | 0
F1_Commercial_Restaurant_New_Water Heating_Natural Gas_Water Heater_E6 | F1 | Commercial | Restaurant | New | Water Heating | Natural Gas | Water Heater | E6 | Participant - Cost of Equipment | 0 | 0 | 0 | 0 | 0 | 0 | 0 | 0 | 0 | 0 | 0 | 0 | 0 | 0 | 0 | 0 | 0 | 0 | 0 | 0 | 0 | 0 | 0 | 0 | 0 | 0 | 0 | 0 | 0 | 0 | 0
F1_Commercial_Restaurant_New_Water Heating_Natural Gas_Water Heater_E7 | F1 | Commercial | Restaurant | New | Water Heating | Natural Gas | Water Heater | E7 | Participant - Cost of Equipment | 0 | 0 | 0 | 0 | 0 | 0 | 0 | 0 | 0 | 0 | 0 | 0 | 0 | 0 | 0 | 0 | 0 | 0 | 0 | 0 | 0 | 0 | 0 | 0 | 0 | 0 | 0 | 0 | 0 | 0 | 0
F1_Commercial_Restaurant_New_Water Heating_Natural Gas_Water Heater_E8 | F1 | Commercial | Restaurant | New | Water Heating | Natural Gas | Water Heater | E8 | Participant - Cost of Equipment | 0 | 0 | 0 | 0 | 0 | 0 | 0 | 0 | 0 | 0 | 0 | 0 | 0 | 0 | 0 | 0 | 0 | 0 | 0 | 0 | 0 | 0 | 0 | 0 | 0 | 0 | 0 | 0 | 0 | 0 | 0
F1_Commercial_Restaurant_New_Water Heating_Natural Gas_Water Heater_E9 | F1 | Commercial | Restaurant | New | Water Heating | Natural Gas | Water Heater | E9 | Participant - Cost of Equipment | 0 | 0 | 0 | 0 | 0 | 0 | 0 | 0 | 0 | 0 | 0 | 0 | 0 | 0 | 0 | 0 | 0 | 0 | 0 | 0 | 0 | 0 | 0 | 0 | 0 | 0 | 0 | 0 | 0 | 0 | 0
F1_Commercial_Restaurant_New_Water Heating_Natural Gas_Water Heater_E10 | F1 | Commercial | Restaurant | New | Water Heating | Natural Gas | Water Heater | E10 | Participant - Cost of Equipment | 0 | 0 | 0 | 0 | 0 | 0 | 0 | 0 | 0 | 0 | 0 | 0 | 0 | 0 | 0 | 0 | 0 | 0 | 0 | 0 | 0 | 0 | 0 | 0 | 0 | 0 | 0 | 0 | 0 | 0 | 0
F2_Commercial_Restaurant_New_Water Heating_Natural Gas_Water Heater_E1 | F2 | Commercial | Restaurant | New | Water Heating | Natural Gas | Water Heater | E1 | Participant - Cost of Operation | 1.0353 | 1.0559 | 1.0705 | 1.0864 | 1.1093 | 1.0393 | 0.98459 | 0.95583 | 0.94549 | 0.92964 | 0.91893 | 0.96762 | 0.86598 | 0.92561 | 1.0021 | 1.0765 | 1.0793 | 1.0845 | 1.0637 | 1.0785 | 1.0889 | 1.1028 | 1.1204 | 0.52776 | 0.51723 | 0.50738 | 0.4981 | 0.4893 | 0.4809 | 0.47282 | 0.46502
F2_Commercial_Restaurant_New_Water Heating_Natural Gas_Water Heater_E2 | F2 | Commercial | Restaurant | New | Water Heating | Natural Gas | Water Heater | E2 | Participant - Cost of Operation | 0.88113 | 0.8986 | 0.91109 | 0.92463 | 0.94408 | 0.88451 | 0.83795 | 0.81347 | 0.80467 | 0.79118 | 0.78207 | 0.82351 | 0.73701 | 0.78776 | 0.85289 | 0.9162 | 0.91856 | 0.92295 | 0.90531 | 0.9179 | 0.9267 | 0.93859 | 0.95352 | 0.44916 | 0.4402 | 0.43181 | 0.42391 | 0.41643 | 0.40928 | 0.4024 | 0.39576
F2_Commercial_Restaurant_New_Water Heating_Natural Gas_Water Heater_E3 | F2 | Commercial | Restaurant | New | Water Heating | Natural Gas | Water Heater | E3 | Participant - Cost of Operation | 0.73428 | 0.74883 | 0.75924 | 0.77053 | 0.78673 | 0.73709 | 0.69829 | 0.67789 | 0.67056 | 0.65932 | 0.65173 | 0.68626 | 0.61417 | 0.65646 | 0.71074 | 0.7635 | 0.76547 | 0.76913 | 0.75443 | 0.76491 | 0.77225 | 0.78215 | 0.7946 | 0.3743 | 0.36683 | 0.35984 | 0.35326 | 0.34702 | 0.34106 | 0.33533 | 0.3298
F2_Commercial_Restaurant_New_Water Heating_Natural Gas_Water Heater_E4 | F2 | Commercial | Restaurant | New | Water Heating | Natural Gas | Water Heater | E4 | Participant - Cost of Operation | 0 | 0 | 0 | 0 | 0 | 0 | 0 | 0.51981 | 0.52736 | 0.53439 | 0.54511 | 0.55589 | 0.50566 | 0.50237 | 0.50313 | 0.50007 | 0.49978 | 0.50053 | 0.49104 | 0.49577 | 0.49877 | 0.50326 | 0.50921 | 0.27194 | 0.26675 | 0.26186 | 0.25721 | 0.25277 | 0.24851 | 0.2444 | 0.23957
F2_Commercial_Restaurant_New_Water Heating_Natural Gas_Water Heater_E5 | F2 | Commercial | Restaurant | New | Water Heating | Natural Gas | Water Heater | E5 | Participant - Cost of Operation | 0 | 0 | 0 | 0 | 0 | 0 | 0 | 0 | 0 | 0 | 0 | 0 | 0 | 0 | 0 | 0 | 0 | 0 | 0 | 0 | 0 | 0 | 0 | 0 | 0 | 0 | 0 | 0 | 0 | 0 | 0
F2_Commercial_Restaurant_New_Water Heating_Natural Gas_Water Heater_E6 | F2 | Commercial | Restaurant | New | Water Heating | Natural Gas | Water Heater | E6 | Participant - Cost of Operation | 0 | 0 | 0 | 0 | 0 | 0 | 0 | 0 | 0 | 0 | 0 | 0 | 0 | 0 | 0 | 0 | 0 | 0 | 0 | 0 | 0 | 0 | 0 | 0 | 0 | 0 | 0 | 0 | 0 | 0 | 0
F2_Commercial_Restaurant_New_Water Heating_Natural Gas_Water Heater_E7 | F2 | Commercial | Restaurant | New | Water Heating | Natural Gas | Water Heater | E7 | Participant - Cost of Operation | 0 | 0 | 0 | 0 | 0 | 0 | 0 | 0 | 0 | 0 | 0 | 0 | 0 | 0 | 0 | 0 | 0 | 0 | 0 | 0 | 0 | 0 | 0 | 0 | 0 | 0 | 0 | 0 | 0 | 0 | 0
F2_Commercial_Restaurant_New_Water Heating_Natural Gas_Water Heater_E8 | F2 | Commercial | Restaurant | New | Water Heating | Natural Gas | Water Heater | E8 | Participant - Cost of Operation | 0 | 0 | 0 | 0 | 0 | 0 | 0 | 0 | 0 | 0 | 0 | 0 | 0 | 0 | 0 | 0 | 0 | 0 | 0 | 0 | 0 | 0 | 0 | 0 | 0 | 0 | 0 | 0 | 0 | 0 | 0
F2_Commercial_Restaurant_New_Water Heating_Natural Gas_Water Heater_E9 | F2 | Commercial | Restaurant | New | Water Heating | Natural Gas | Water Heater | E9 | Participant - Cost of Operation | 0 | 0 | 0 | 0 | 0 | 0 | 0 | 0 | 0 | 0 | 0 | 0 | 0 | 0 | 0 | 0 | 0 | 0 | 0 | 0 | 0 | 0 | 0 | 0 | 0 | 0 | 0 | 0 | 0 | 0 | 0
F2_Commercial_Restaurant_New_Water Heating_Natural Gas_Water Heater_E10 | F2 | Commercial | Restaurant | New | Water Heating | Natural Gas | Water Heater | E10 | Participant - Cost of Operation | 0 | 0 | 0 | 0 | 0 | 0 | 0 | 0 | 0 | 0 | 0 | 0 | 0 | 0 | 0 | 0 | 0 | 0 | 0 | 0 | 0 | 0 | 0 | 0 | 0 | 0 | 0 | 0 | 0 | 0 | 0
F3_Commercial_Restaurant_New_Water Heating_Natural Gas_Water Heater_E1 | F3 | Commercial | Restaurant | New | Water Heating | Natural Gas | Water Heater | E1 | System - kBTUs of Conusmption | 86.6366 | 86.8442 | 86.7119 | 86.6214 | 86.6214 | 86.6214 | 86.6214 | 86.6214 | 86.6214 | 86.6214 | 86.6214 | 86.6214 | 86.6214 | 86.6214 | 86.6214 | 86.6214 | 86.6214 | 86.6214 | 86.6214 | 86.6214 | 86.6214 | 86.6214 | 86.6214 | 86.6214 | 86.6214 | 86.6214 | 86.6214 | 86.6214 | 86.6214 | 86.6214 | 86.6214
F3_Commercial_Restaurant_New_Water Heating_Natural Gas_Water Heater_E2 | F3 | Commercial | Restaurant | New | Water Heating | Natural Gas | Water Heater | E2 | System - kBTUs of Conusmption | 73.7333 | 73.9099 | 73.7974 | 73.7203 | 73.7203 | 73.7203 | 73.7203 | 73.7203 | 73.7203 | 73.7203 | 73.7203 | 73.7203 | 73.7203 | 73.7203 | 73.7203 | 73.7203 | 73.7203 | 73.7203 | 73.7203 | 73.7203 | 73.7203 | 73.7203 | 73.7203 | 73.7203 | 73.7203 | 73.7203 | 73.7203 | 73.7203 | 73.7203 | 73.7203 | 73.7203
F3_Commercial_Restaurant_New_Water Heating_Natural Gas_Water Heater_E3 | F3 | Commercial | Restaurant | New | Water Heating | Natural Gas | Water Heater | E3 | System - kBTUs of Conusmption | 61.4444 | 61.5916 | 61.4978 | 61.4336 | 61.4336 | 61.4336 | 61.4336 | 61.4336 | 61.4336 | 61.4336 | 61.4336 | 61.4336 | 61.4336 | 61.4336 | 61.4336 | 61.4336 | 61.4336 | 61.4336 | 61.4336 | 61.4336 | 61.4336 | 61.4336 | 61.4336 | 61.4336 | 61.4336 | 61.4336 | 61.4336 | 61.4336 | 61.4336 | 61.4336 | 61.4336
F3_Commercial_Restaurant_New_Water Heating_Natural Gas_Water Heater_E4 | F3 | Commercial | Restaurant | New | Water Heating | Natural Gas | Water Heater | E4 | System - kBTUs of Conusmption | 0 | 0 | 0 | 0 | 0 | 0 | 0 | 46.365 | 46.365 | 46.365 | 46.365 | 46.365 | 46.365 | 46.365 | 46.365 | 46.365 | 46.365 | 46.365 | 46.365 | 46.365 | 46.365 | 46.365 | 46.365 | 46.365 | 46.365 | 46.365 | 46.365 | 46.365 | 46.365 | 46.365 | 46.365
F3_Commercial_Restaurant_New_Water Heating_Natural Gas_Water Heater_E5 | F3 | Commercial | Restaurant | New | Water Heating | Natural Gas | Water Heater | E5 | System - kBTUs of Conusmption | 0 | 0 | 0 | 0 | 0 | 0 | 0 | 0 | 0 | 0 | 0 | 0 | 0 | 0 | 0 | 0 | 0 | 0 | 0 | 0 | 0 | 0 | 0 | 0 | 0 | 0 | 0 | 0 | 0 | 0 | 0
F3_Commercial_Restaurant_New_Water Heating_Natural Gas_Water Heater_E6 | F3 | Commercial | Restaurant | New | Water Heating | Natural Gas | Water Heater | E6 | System - kBTUs of Conusmption | 0 | 0 | 0 | 0 | 0 | 0 | 0 | 0 | 0 | 0 | 0 | 0 | 0 | 0 | 0 | 0 | 0 | 0 | 0 | 0 | 0 | 0 | 0 | 0 | 0 | 0 | 0 | 0 | 0 | 0 | 0
F3_Commercial_Restaurant_New_Water Heating_Natural Gas_Water Heater_E7 | F3 | Commercial | Restaurant | New | Water Heating | Natural Gas | Water Heater | E7 | System - kBTUs of Conusmption | 0 | 0 | 0 | 0 | 0 | 0 | 0 | 0 | 0 | 0 | 0 | 0 | 0 | 0 | 0 | 0 | 0 | 0 | 0 | 0 | 0 | 0 | 0 | 0 | 0 | 0 | 0 | 0 | 0 | 0 | 0
F3_Commercial_Restaurant_New_Water Heating_Natural Gas_Water Heater_E8 | F3 | Commercial | Restaurant | New | Water Heating | Natural Gas | Water Heater | E8 | System - kBTUs of Conusmption | 0 | 0 | 0 | 0 | 0 | 0 | 0 | 0 | 0 | 0 | 0 | 0 | 0 | 0 | 0 | 0 | 0 | 0 | 0 | 0 | 0 | 0 | 0 | 0 | 0 | 0 | 0 | 0 | 0 | 0 | 0
F3_Commercial_Restaurant_New_Water Heating_Natural Gas_Water Heater_E9 | F3 | Commercial | Restaurant | New | Water Heating | Natural Gas | Water Heater | E9 | System - kBTUs of Conusmption | 0 | 0 | 0 | 0 | 0 | 0 | 0 | 0 | 0 | 0 | 0 | 0 | 0 | 0 | 0 | 0 | 0 | 0 | 0 | 0 | 0 | 0 | 0 | 0 | 0 | 0 | 0 | 0 | 0 | 0 | 0
F3_Commercial_Restaurant_New_Water Heating_Natural Gas_Water Heater_E10 | F3 | Commercial | Restaurant | New | Water Heating | Natural Gas | Water Heater | E10 | System - kBTUs of Conusmption | 0 | 0 | 0 | 0 | 0 | 0 | 0 | 0 | 0 | 0 | 0 | 0 | 0 | 0 | 0 | 0 | 0 | 0 | 0 | 0 | 0 | 0 | 0 | 0 | 0 | 0 | 0 | 0 | 0 | 0 | 0
F4_Commercial_Restaurant_New_Water Heating_Natural Gas_Water Heater_E1 | F4 | Commercial | Restaurant | New | Water Heating | Natural Gas | Water Heater | E1 | Utility - Cost of Equipment | 0.055689 | 0.055689 | 0.055689 | 0.055689 | 0.055689 | 0.055689 | 0.055689 | 0.055689 | 0.055689 | 0.055689 | 0.055689 | 0.055689 | 0.055689 | 0.055689 | 0.055689 | 0.055689 | 0.055689 | 0.055689 | 0.055689 | 0.055689 | 0.055689 | 0.055689 | 0.055689 | 0.055689 | 0.055689 | 0.055689 | 0.055689 | 0.055689 | 0.055689 | 0.055689 | 0.055689
F4_Commercial_Restaurant_New_Water Heating_Natural Gas_Water Heater_E2 | F4 | Commercial | Restaurant | New | Water Heating | Natural Gas | Water Heater | E2 | Utility - Cost of Equipment | 0.062231 | 0.062231 | 0.062231 | 0.062231 | 0.062231 | 0.062231 | 0.062231 | 0.062231 | 0.062231 | 0.062231 | 0.062231 | 0.062231 | 0.062231 | 0.062231 | 0.062231 | 0.062231 | 0.062231 | 0.062231 | 0.062231 | 0.062231 | 0.062231 | 0.062231 | 0.062231 | 0.062231 | 0.062231 | 0.062231 | 0.062231 | 0.062231 | 0.062231 | 0.062231 | 0.062231
F4_Commercial_Restaurant_New_Water Heating_Natural Gas_Water Heater_E3 | F4 | Commercial | Restaurant | New | Water Heating | Natural Gas | Water Heater | E3 | Utility - Cost of Equipment | 0.065051 | 0.065051 | 0.065051 | 0.065051 | 0.065051 | 0.065051 | 0.065051 | 0.065051 | 0.065051 | 0.065051 | 0.065051 | 0.065051 | 0.065051 | 0.065051 | 0.065051 | 0.065051 | 0.065051 | 0.065051 | 0.065051 | 0.065051 | 0.065051 | 0.065051 | 0.065051 | 0.065051 | 0.065051 | 0.065051 | 0.065051 | 0.065051 | 0.065051 | 0.065051 | 0.065051
F4_Commercial_Restaurant_New_Water Heating_Natural Gas_Water Heater_E4 | F4 | Commercial | Restaurant | New | Water Heating | Natural Gas | Water Heater | E4 | Utility - Cost of Equipment | 0 | 0 | 0 | 0 | 0 | 0 | 0 | 0.089197 | 0.089197 | 0.089197 | 0.089197 | 0.089197 | 0.089197 | 0.089197 | 0.089197 | 0.089197 | 0.089197 | 0.089197 | 0.089197 | 0.089197 | 0.089197 | 0.089197 | 0.089197 | 0.089197 | 0.089197 | 0.089197 | 0.089197 | 0.089197 | 0.089197 | 0.089197 | 0.089197
F4_Commercial_Restaurant_New_Water Heating_Natural Gas_Water Heater_E5 | F4 | Commercial | Restaurant | New | Water Heating | Natural Gas | Water Heater | E5 | Utility - Cost of Equipment | 0 | 0 | 0 | 0 | 0 | 0 | 0 | 0 | 0 | 0 | 0 | 0 | 0 | 0 | 0 | 0 | 0 | 0 | 0 | 0 | 0 | 0 | 0 | 0 | 0 | 0 | 0 | 0 | 0 | 0 | 0
F4_Commercial_Restaurant_New_Water Heating_Natural Gas_Water Heater_E6 | F4 | Commercial | Restaurant | New | Water Heating | Natural Gas | Water Heater | E6 | Utility - Cost of Equipment | 0 | 0 | 0 | 0 | 0 | 0 | 0 | 0 | 0 | 0 | 0 | 0 | 0 | 0 | 0 | 0 | 0 | 0 | 0 | 0 | 0 | 0 | 0 | 0 | 0 | 0 | 0 | 0 | 0 | 0 | 0
F4_Commercial_Restaurant_New_Water Heating_Natural Gas_Water Heater_E7 | F4 | Commercial | Restaurant | New | Water Heating | Natural Gas | Water Heater | E7 | Utility - Cost of Equipment | 0 | 0 | 0 | 0 | 0 | 0 | 0 | 0 | 0 | 0 | 0 | 0 | 0 | 0 | 0 | 0 | 0 | 0 | 0 | 0 | 0 | 0 | 0 | 0 | 0 | 0 | 0 | 0 | 0 | 0 | 0
F4_Commercial_Restaurant_New_Water Heating_Natural Gas_Water Heater_E8 | F4 | Commercial | Restaurant | New | Water Heating | Natural Gas | Water Heater | E8 | Utility - Cost of Equipment | 0 | 0 | 0 | 0 | 0 | 0 | 0 | 0 | 0 | 0 | 0 | 0 | 0 | 0 | 0 | 0 | 0 | 0 | 0 | 0 | 0 | 0 | 0 | 0 | 0 | 0 | 0 | 0 | 0 | 0 | 0
F4_Commercial_Restaurant_New_Water Heating_Natural Gas_Water Heater_E9 | F4 | Commercial | Restaurant | New | Water Heating | Natural Gas | Water Heater | E9 | Utility - Cost of Equipment | 0 | 0 | 0 | 0 | 0 | 0 | 0 | 0 | 0 | 0 | 0 | 0 | 0 | 0 | 0 | 0 | 0 | 0 | 0 | 0 | 0 | 0 | 0 | 0 | 0 | 0 | 0 | 0 | 0 | 0 | 0
F4_Commercial_Restaurant_New_Water Heating_Natural Gas_Water Heater_E10 | F4 | Commercial | Restaurant | New | Water Heating | Natural Gas | Water Heater | E10 | Utility - Cost of Equipment | 0 | 0 | 0 | 0 | 0 | 0 | 0 | 0 | 0 | 0 | 0 | 0 | 0 | 0 | 0 | 0 | 0 | 0 | 0 | 0 | 0 | 0 | 0 | 0 | 0 | 0 | 0 | 0 | 0 | 0 | 0
F5_Commercial_Restaurant_New_Water Heating_Natural Gas_Water Heater_E1 | F5 | Commercial | Restaurant | New | Water Heating | Natural Gas | Water Heater | E1 | Utility - Cost of Operation | 0.86417 | 0.8813 | 0.89355 | 0.90683 | 0.9259 | 0.86748 | 0.82182 | 0.79781 | 0.78918 | 0.77595 | 0.76701 | 0.80766 | 0.72282 | 0.77259 | 0.83647 | 0.89856 | 0.90088 | 0.90518 | 0.88788 | 0.90022 | 0.90886 | 0.92052 | 0.93517 | 0.44051 | 0.43172 | 0.4235 | 0.41575 | 0.40841 | 0.4014 | 0.39465 | 0.38814
F5_Commercial_Restaurant_New_Water Heating_Natural Gas_Water Heater_E2 | F5 | Commercial | Restaurant | New | Water Heating | Natural Gas | Water Heater | E2 | Utility - Cost of Operation | 0.73546 | 0.75004 | 0.76047 | 0.77177 | 0.788 | 0.73828 | 0.69942 | 0.67899 | 0.67165 | 0.66038 | 0.65278 | 0.68737 | 0.61516 | 0.65752 | 0.71189 | 0.76473 | 0.76671 | 0.77037 | 0.75565 | 0.76615 | 0.7735 | 0.78342 | 0.79589 | 0.3749 | 0.36742 | 0.36042 | 0.35383 | 0.34758 | 0.34161 | 0.33588 | 0.33033
F5_Commercial_Restaurant_New_Water Heating_Natural Gas_Water Heater_E3 | F5 | Commercial | Restaurant | New | Water Heating | Natural Gas | Water Heater | E3 | Utility - Cost of Operation | 0.61289 | 0.62503 | 0.63372 | 0.64314 | 0.65667 | 0.61523 | 0.58285 | 0.56582 | 0.5597 | 0.55032 | 0.54398 | 0.57281 | 0.51264 | 0.54794 | 0.59324 | 0.63728 | 0.63892 | 0.64197 | 0.62971 | 0.63846 | 0.64458 | 0.65285 | 0.66324 | 0.31242 | 0.30618 | 0.30035 | 0.29486 | 0.28965 | 0.28468 | 0.2799 | 0.27528
F5_Commercial_Restaurant_New_Water Heating_Natural Gas_Water Heater_E4 | F5 | Commercial | Restaurant | New | Water Heating | Natural Gas | Water Heater | E4 | Utility - Cost of Operation | 0 | 0 | 0 | 0 | 0 | 0 | 0 | 0.43387 | 0.44018 | 0.44604 | 0.45499 | 0.46399 | 0.42206 | 0.41932 | 0.41996 | 0.41739 | 0.41716 | 0.41778 | 0.40986 | 0.41381 | 0.41631 | 0.42006 | 0.42503 | 0.22699 | 0.22265 | 0.21857 | 0.21469 | 0.21098 | 0.20743 | 0.20399 | 0.19996
F5_Commercial_Restaurant_New_Water Heating_Natural Gas_Water Heater_E5 | F5 | Commercial | Restaurant | New | Water Heating | Natural Gas | Water Heater | E5 | Utility - Cost of Operation | 0 | 0 | 0 | 0 | 0 | 0 | 0 | 0 | 0 | 0 | 0 | 0 | 0 | 0 | 0 | 0 | 0 | 0 | 0 | 0 | 0 | 0 | 0 | 0 | 0 | 0 | 0 | 0 | 0 | 0 | 0
F5_Commercial_Restaurant_New_Water Heating_Natural Gas_Water Heater_E6 | F5 | Commercial | Restaurant | New | Water Heating | Natural Gas | Water Heater | E6 | Utility - Cost of Operation | 0 | 0 | 0 | 0 | 0 | 0 | 0 | 0 | 0 | 0 | 0 | 0 | 0 | 0 | 0 | 0 | 0 | 0 | 0 | 0 | 0 | 0 | 0 | 0 | 0 | 0 | 0 | 0 | 0 | 0 | 0
F5_Commercial_Restaurant_New_Water Heating_Natural Gas_Water Heater_E7 | F5 | Commercial | Restaurant | New | Water Heating | Natural Gas | Water Heater | E7 | Utility - Cost of Operation | 0 | 0 | 0 | 0 | 0 | 0 | 0 | 0 | 0 | 0 | 0 | 0 | 0 | 0 | 0 | 0 | 0 | 0 | 0 | 0 | 0 | 0 | 0 | 0 | 0 | 0 | 0 | 0 | 0 | 0 | 0
F5_Commercial_Restaurant_New_Water Heating_Natural Gas_Water Heater_E8 | F5 | Commercial | Restaurant | New | Water Heating | Natural Gas | Water Heater | E8 | Utility - Cost of Operation | 0 | 0 | 0 | 0 | 0 | 0 | 0 | 0 | 0 | 0 | 0 | 0 | 0 | 0 | 0 | 0 | 0 | 0 | 0 | 0 | 0 | 0 | 0 | 0 | 0 | 0 | 0 | 0 | 0 | 0 | 0
F5_Commercial_Restaurant_New_Water Heating_Natural Gas_Water Heater_E9 | F5 | Commercial | Restaurant | New | Water Heating | Natural Gas | Water Heater | E9 | Utility - Cost of Operation | 0 | 0 | 0 | 0 | 0 | 0 | 0 | 0 | 0 | 0 | 0 | 0 | 0 | 0 | 0 | 0 | 0 | 0 | 0 | 0 | 0 | 0 | 0 | 0 | 0 | 0 | 0 | 0 | 0 | 0 | 0
F5_Commercial_Restaurant_New_Water Heating_Natural Gas_Water Heater_E10 | F5 | Commercial | Restaurant | New | Water Heating | Natural Gas | Water Heater | E10 | Utility - Cost of Operation | 0 | 0 | 0 | 0 | 0 | 0 | 0 | 0 | 0 | 0 | 0 | 0 | 0 | 0 | 0 | 0 | 0 | 0 | 0 | 0 | 0 | 0 | 0 | 0 | 0 | 0 | 0 | 0 | 0 | 0 | 0
F6_Commercial_Restaurant_New_Water Heating_Natural Gas_Water Heater_E1 | F6 | Commercial | Restaurant | New | Water Heating | Natural Gas | Water Heater | E1 | Utility - Value of Sales | 1.0353 | 1.0559 | 1.0705 | 1.0864 | 1.1093 | 1.0393 | 0.98459 | 0.95583 | 0.94549 | 0.92964 | 0.91893 | 0.96762 | 0.86598 | 0.92561 | 1.0021 | 1.0765 | 1.0793 | 1.0845 | 1.0637 | 1.0785 | 1.0889 | 1.1028 | 1.1204 | 0.52776 | 0.51723 | 0.50738 | 0.4981 | 0.4893 | 0.4809 | 0.47282 | 0.46502
F6_Commercial_Restaurant_New_Water Heating_Natural Gas_Water Heater_E2 | F6 | Commercial | Restaurant | New | Water Heating | Natural Gas | Water Heater | E2 | Utility - Value of Sales | 0.88113 | 0.8986 | 0.91109 | 0.92463 | 0.94408 | 0.88451 | 0.83795 | 0.81347 | 0.80467 | 0.79118 | 0.78207 | 0.82351 | 0.73701 | 0.78776 | 0.85289 | 0.9162 | 0.91856 | 0.92295 | 0.90531 | 0.9179 | 0.9267 | 0.93859 | 0.95352 | 0.44916 | 0.4402 | 0.43181 | 0.42391 | 0.41643 | 0.40928 | 0.4024 | 0.39576
F6_Commercial_Restaurant_New_Water Heating_Natural Gas_Water Heater_E3 | F6 | Commercial | Restaurant | New | Water Heating | Natural Gas | Water Heater | E3 | Utility - Value of Sales | 0.73428 | 0.74883 | 0.75924 | 0.77053 | 0.78673 | 0.73709 | 0.69829 | 0.67789 | 0.67056 | 0.65932 | 0.65173 | 0.68626 | 0.61417 | 0.65646 | 0.71074 | 0.7635 | 0.76547 | 0.76913 | 0.75443 | 0.76491 | 0.77225 | 0.78215 | 0.7946 | 0.3743 | 0.36683 | 0.35984 | 0.35326 | 0.34702 | 0.34106 | 0.33533 | 0.3298
F6_Commercial_Restaurant_New_Water Heating_Natural Gas_Water Heater_E4 | F6 | Commercial | Restaurant | New | Water Heating | Natural Gas | Water Heater | E4 | Utility - Value of Sales | 0 | 0 | 0 | 0 | 0 | 0 | 0 | 0.51981 | 0.52736 | 0.53439 | 0.54511 | 0.55589 | 0.50566 | 0.50237 | 0.50313 | 0.50007 | 0.49978 | 0.50053 | 0.49104 | 0.49577 | 0.49877 | 0.50326 | 0.50921 | 0.27194 | 0.26675 | 0.26186 | 0.25721 | 0.25277 | 0.24851 | 0.2444 | 0.23957
F6_Commercial_Restaurant_New_Water Heating_Natural Gas_Water Heater_E5 | F6 | Commercial | Restaurant | New | Water Heating | Natural Gas | Water Heater | E5 | Utility - Value of Sales | 0 | 0 | 0 | 0 | 0 | 0 | 0 | 0 | 0 | 0 | 0 | 0 | 0 | 0 | 0 | 0 | 0 | 0 | 0 | 0 | 0 | 0 | 0 | 0 | 0 | 0 | 0 | 0 | 0 | 0 | 0
F6_Commercial_Restaurant_New_Water Heating_Natural Gas_Water Heater_E6 | F6 | Commercial | Restaurant | New | Water Heating | Natural Gas | Water Heater | E6 | Utility - Value of Sales | 0 | 0 | 0 | 0 | 0 | 0 | 0 | 0 | 0 | 0 | 0 | 0 | 0 | 0 | 0 | 0 | 0 | 0 | 0 | 0 | 0 | 0 | 0 | 0 | 0 | 0 | 0 | 0 | 0 | 0 | 0
F6_Commercial_Restaurant_New_Water Heating_Natural Gas_Water Heater_E7 | F6 | Commercial | Restaurant | New | Water Heating | Natural Gas | Water Heater | E7 | Utility - Value of Sales | 0 | 0 | 0 | 0 | 0 | 0 | 0 | 0 | 0 | 0 | 0 | 0 | 0 | 0 | 0 | 0 | 0 | 0 | 0 | 0 | 0 | 0 | 0 | 0 | 0 | 0 | 0 | 0 | 0 | 0 | 0
F6_Commercial_Restaurant_New_Water Heating_Natural Gas_Water Heater_E8 | F6 | Commercial | Restaurant | New | Water Heating | Natural Gas | Water Heater | E8 | Utility - Value of Sales | 0 | 0 | 0 | 0 | 0 | 0 | 0 | 0 | 0 | 0 | 0 | 0 | 0 | 0 | 0 | 0 | 0 | 0 | 0 | 0 | 0 | 0 | 0 | 0 | 0 | 0 | 0 | 0 | 0 | 0 | 0
F6_Commercial_Restaurant_New_Water Heating_Natural Gas_Water Heater_E9 | F6 | Commercial | Restaurant | New | Water Heating | Natural Gas | Water Heater | E9 | Utility - Value of Sales | 0 | 0 | 0 | 0 | 0 | 0 | 0 | 0 | 0 | 0 | 0 | 0 | 0 | 0 | 0 | 0 | 0 | 0 | 0 | 0 | 0 | 0 | 0 | 0 | 0 | 0 | 0 | 0 | 0 | 0 | 0
F6_Commercial_Restaurant_New_Water Heating_Natural Gas_Water Heater_E10 | F6 | Commercial | Restaurant | New | Water Heating | Natural Gas | Water Heater | E10 | Utility - Value of Sales | 0 | 0 | 0 | 0 | 0 | 0 | 0 | 0 | 0 | 0 | 0 | 0 | 0 | 0 | 0 | 0 | 0 | 0 | 0 | 0 | 0 | 0 | 0 | 0 | 0 | 0 | 0 | 0 | 0 | 0 | 0
F1_Commercial_Restaurant_New_Food Preparation_Natural Gas_Oven_E1 | F1 | Commercial | Restaurant | New | Food Preparation | Natural Gas | Oven | E1 | Participant - Cost of Equipment | 2.0687 | 2.0687 | 2.0687 | 2.0687 | 2.0687 | 2.0687 | 2.0687 | 2.0687 | 2.0687 | 2.0687 | 2.0687 | 2.0687 | 2.0687 | 2.0687 | 2.0687 | 2.0687 | 2.0687 | 2.0687 | 2.0687 | 2.0687 | 2.0687 | 2.0687 | 2.0687 | 2.0687 | 2.0687 | 2.0687 | 2.0687 | 2.0687 | 2.0687 | 2.0687 | 2.0687
F1_Commercial_Restaurant_New_Food Preparation_Natural Gas_Oven_E2 | F1 | Commercial | Restaurant | New | Food Preparation | Natural Gas | Oven | E2 | Participant - Cost of Equipment | 2.1556 | 2.1556 | 2.1556 | 2.1556 | 2.1556 | 2.1556 | 2.1556 | 2.1556 | 2.1556 | 2.1556 | 2.1556 | 2.1556 | 2.1556 | 2.1556 | 2.1556 | 2.1556 | 2.1556 | 2.1556 | 2.1556 | 2.1556 | 2.1556 | 2.1556 | 2.1556 | 2.1556 | 2.1556 | 2.1556 | 2.1556 | 2.1556 | 2.1556 | 2.1556 | 2.1556
F1_Commercial_Restaurant_New_Food Preparation_Natural Gas_Oven_E3 | F1 | Commercial | Restaurant | New | Food Preparation | Natural Gas | Oven | E3 | Participant - Cost of Equipment | 0 | 0 | 0 | 0 | 0 | 0 | 0 | 0 | 0 | 0 | 0 | 0 | 0 | 0 | 0 | 0 | 0 | 0 | 0 | 0 | 0 | 0 | 0 | 0 | 0 | 0 | 0 | 0 | 0 | 0 | 0
F1_Commercial_Restaurant_New_Food Preparation_Natural Gas_Oven_E4 | F1 | Commercial | Restaurant | New | Food Preparation | Natural Gas | Oven | E4 | Participant - Cost of Equipment | 0 | 0 | 0 | 0 | 0 | 0 | 0 | 0 | 0 | 0 | 0 | 0 | 0 | 0 | 0 | 0 | 0 | 0 | 0 | 0 | 0 | 0 | 0 | 0 | 0 | 0 | 0 | 0 | 0 | 0 | 0
F1_Commercial_Restaurant_New_Food Preparation_Natural Gas_Oven_E5 | F1 | Commercial | Restaurant | New | Food Preparation | Natural Gas | Oven | E5 | Participant - Cost of Equipment | 0 | 0 | 0 | 0 | 0 | 0 | 0 | 0 | 0 | 0 | 0 | 0 | 0 | 0 | 0 | 0 | 0 | 0 | 0 | 0 | 0 | 0 | 0 | 0 | 0 | 0 | 0 | 0 | 0 | 0 | 0
F1_Commercial_Restaurant_New_Food Preparation_Natural Gas_Oven_E6 | F1 | Commercial | Restaurant | New | Food Preparation | Natural Gas | Oven | E6 | Participant - Cost of Equipment | 0 | 0 | 0 | 0 | 0 | 0 | 0 | 0 | 0 | 0 | 0 | 0 | 0 | 0 | 0 | 0 | 0 | 0 | 0 | 0 | 0 | 0 | 0 | 0 | 0 | 0 | 0 | 0 | 0 | 0 | 0
F1_Commercial_Restaurant_New_Food Preparation_Natural Gas_Oven_E7 | F1 | Commercial | Restaurant | New | Food Preparation | Natural Gas | Oven | E7 | Participant - Cost of Equipment | 0 | 0 | 0 | 0 | 0 | 0 | 0 | 0 | 0 | 0 | 0 | 0 | 0 | 0 | 0 | 0 | 0 | 0 | 0 | 0 | 0 | 0 | 0 | 0 | 0 | 0 | 0 | 0 | 0 | 0 | 0
F1_Commercial_Restaurant_New_Food Preparation_Natural Gas_Oven_E8 | F1 | Commercial | Restaurant | New | Food Preparation | Natural Gas | Oven | E8 | Participant - Cost of Equipment | 0 | 0 | 0 | 0 | 0 | 0 | 0 | 0 | 0 | 0 | 0 | 0 | 0 | 0 | 0 | 0 | 0 | 0 | 0 | 0 | 0 | 0 | 0 | 0 | 0 | 0 | 0 | 0 | 0 | 0 | 0
F1_Commercial_Restaurant_New_Food Preparation_Natural Gas_Oven_E9 | F1 | Commercial | Restaurant | New | Food Preparation | Natural Gas | Oven | E9 | Participant - Cost of Equipment | 0 | 0 | 0 | 0 | 0 | 0 | 0 | 0 | 0 | 0 | 0 | 0 | 0 | 0 | 0 | 0 | 0 | 0 | 0 | 0 | 0 | 0 | 0 | 0 | 0 | 0 | 0 | 0 | 0 | 0 | 0
F1_Commercial_Restaurant_New_Food Preparation_Natural Gas_Oven_E10 | F1 | Commercial | Restaurant | New | Food Preparation | Natural Gas | Oven | E10 | Participant - Cost of Equipment | 0 | 0 | 0 | 0 | 0 | 0 | 0 | 0 | 0 | 0 | 0 | 0 | 0 | 0 | 0 | 0 | 0 | 0 | 0 | 0 | 0 | 0 | 0 | 0 | 0 | 0 | 0 | 0 | 0 | 0 | 0
F2_Commercial_Restaurant_New_Food Preparation_Natural Gas_Oven_E1 | F2 | Commercial | Restaurant | New | Food Preparation | Natural Gas | Oven | E1 | Participant - Cost of Operation | 0.84493 | 0.85777 | 0.86677 | 0.87607 | 0.8906 | 0.83704 | 0.79282 | 0.76934 | 0.76028 | 0.74683 | 0.77954 | 0.81063 | 0.72307 | 0.76108 | 0.81145 | 0.85916 | 0.86101 | 0.86474 | 0.84822 | 0.85954 | 0.8674 | 0.8781 | 0.89162 | 0.42702 | 0.41855 | 0.41062 | 0.40314 | 0.39604 | 0.38926 | 0.38273 | 0.37642
F2_Commercial_Restaurant_New_Food Preparation_Natural Gas_Oven_E2 | F2 | Commercial | Restaurant | New | Food Preparation | Natural Gas | Oven | E2 | Participant - Cost of Operation | 0.48383 | 0.49119 | 0.49634 | 0.50166 | 0.50998 | 0.47932 | 0.45399 | 0.44055 | 0.43536 | 0.42765 | 0.44639 | 0.46419 | 0.41405 | 0.43582 | 0.46466 | 0.49198 | 0.49304 | 0.49517 | 0.48572 | 0.4922 | 0.49669 | 0.50282 | 0.51057 | 0.24452 | 0.23968 | 0.23513 | 0.23085 | 0.22678 | 0.2229 | 0.21916 | 0.21555
F2_Commercial_Restaurant_New_Food Preparation_Natural Gas_Oven_E3 | F2 | Commercial | Restaurant | New | Food Preparation | Natural Gas | Oven | E3 | Participant - Cost of Operation | 0 | 0 | 0 | 0 | 0 | 0 | 0 | 0 | 0 | 0 | 0 | 0 | 0 | 0 | 0 | 0 | 0 | 0 | 0 | 0 | 0 | 0 | 0 | 0 | 0 | 0 | 0 | 0 | 0 | 0 | 0
F2_Commercial_Restaurant_New_Food Preparation_Natural Gas_Oven_E4 | F2 | Commercial | Restaurant | New | Food Preparation | Natural Gas | Oven | E4 | Participant - Cost of Operation | 0 | 0 | 0 | 0 | 0 | 0 | 0 | 0 | 0 | 0 | 0 | 0 | 0 | 0 | 0 | 0 | 0 | 0 | 0 | 0 | 0 | 0 | 0 | 0 | 0 | 0 | 0 | 0 | 0 | 0 | 0
F2_Commercial_Restaurant_New_Food Preparation_Natural Gas_Oven_E5 | F2 | Commercial | Restaurant | New | Food Preparation | Natural Gas | Oven | E5 | Participant - Cost of Operation | 0 | 0 | 0 | 0 | 0 | 0 | 0 | 0 | 0 | 0 | 0 | 0 | 0 | 0 | 0 | 0 | 0 | 0 | 0 | 0 | 0 | 0 | 0 | 0 | 0 | 0 | 0 | 0 | 0 | 0 | 0
F2_Commercial_Restaurant_New_Food Preparation_Natural Gas_Oven_E6 | F2 | Commercial | Restaurant | New | Food Preparation | Natural Gas | Oven | E6 | Participant - Cost of Operation | 0 | 0 | 0 | 0 | 0 | 0 | 0 | 0 | 0 | 0 | 0 | 0 | 0 | 0 | 0 | 0 | 0 | 0 | 0 | 0 | 0 | 0 | 0 | 0 | 0 | 0 | 0 | 0 | 0 | 0 | 0
F2_Commercial_Restaurant_New_Food Preparation_Natural Gas_Oven_E7 | F2 | Commercial | Restaurant | New | Food Preparation | Natural Gas | Oven | E7 | Participant - Cost of Operation | 0 | 0 | 0 | 0 | 0 | 0 | 0 | 0 | 0 | 0 | 0 | 0 | 0 | 0 | 0 | 0 | 0 | 0 | 0 | 0 | 0 | 0 | 0 | 0 | 0 | 0 | 0 | 0 | 0 | 0 | 0
F2_Commercial_Restaurant_New_Food Preparation_Natural Gas_Oven_E8 | F2 | Commercial | Restaurant | New | Food Preparation | Natural Gas | Oven | E8 | Participant - Cost of Operation | 0 | 0 | 0 | 0 | 0 | 0 | 0 | 0 | 0 | 0 | 0 | 0 | 0 | 0 | 0 | 0 | 0 | 0 | 0 | 0 | 0 | 0 | 0 | 0 | 0 | 0 | 0 | 0 | 0 | 0 | 0
F2_Commercial_Restaurant_New_Food Preparation_Natural Gas_Oven_E9 | F2 | Commercial | Restaurant | New | Food Preparation | Natural Gas | Oven | E9 | Participant - Cost of Operation | 0 | 0 | 0 | 0 | 0 | 0 | 0 | 0 | 0 | 0 | 0 | 0 | 0 | 0 | 0 | 0 | 0 | 0 | 0 | 0 | 0 | 0 | 0 | 0 | 0 | 0 | 0 | 0 | 0 | 0 | 0
F2_Commercial_Restaurant_New_Food Preparation_Natural Gas_Oven_E10 | F2 | Commercial | Restaurant | New | Food Preparation | Natural Gas | Oven | E10 | Participant - Cost of Operation | 0 | 0 | 0 | 0 | 0 | 0 | 0 | 0 | 0 | 0 | 0 | 0 | 0 | 0 | 0 | 0 | 0 | 0 | 0 | 0 | 0 | 0 | 0 | 0 | 0 | 0 | 0 | 0 | 0 | 0 | 0
F3_Commercial_Restaurant_New_Food Preparation_Natural Gas_Oven_E1 | F3 | Commercial | Restaurant | New | Food Preparation | Natural Gas | Oven | E1 | System - kBTUs of Conusmption | 70.4787 | 70.6395 | 70.537 | 70.4669 | 70.4669 | 70.4669 | 70.4669 | 70.4669 | 70.4669 | 70.4669 | 70.4669 | 70.4669 | 70.4669 | 70.4669 | 70.4669 | 70.4669 | 70.4669 | 70.4669 | 70.4669 | 70.4669 | 70.4669 | 70.4669 | 70.4669 | 70.4669 | 70.4669 | 70.4669 | 70.4669 | 70.4669 | 70.4669 | 70.4669 | 70.4669
F3_Commercial_Restaurant_New_Food Preparation_Natural Gas_Oven_E2 | F3 | Commercial | Restaurant | New | Food Preparation | Natural Gas | Oven | E2 | System - kBTUs of Conusmption | 40.3581 | 40.4502 | 40.3915 | 40.3513 | 40.3513 | 40.3513 | 40.3513 | 40.3513 | 40.3513 | 40.3513 | 40.3513 | 40.3513 | 40.3513 | 40.3513 | 40.3513 | 40.3513 | 40.3513 | 40.3513 | 40.3513 | 40.3513 | 40.3513 | 40.3513 | 40.3513 | 40.3513 | 40.3513 | 40.3513 | 40.3513 | 40.3513 | 40.3513 | 40.3513 | 40.3513
F3_Commercial_Restaurant_New_Food Preparation_Natural Gas_Oven_E3 | F3 | Commercial | Restaurant | New | Food Preparation | Natural Gas | Oven | E3 | System - kBTUs of Conusmption | 0 | 0 | 0 | 0 | 0 | 0 | 0 | 0 | 0 | 0 | 0 | 0 | 0 | 0 | 0 | 0 | 0 | 0 | 0 | 0 | 0 | 0 | 0 | 0 | 0 | 0 | 0 | 0 | 0 | 0 | 0
F3_Commercial_Restaurant_New_Food Preparation_Natural Gas_Oven_E4 | F3 | Commercial | Restaurant | New | Food Preparation | Natural Gas | Oven | E4 | System - kBTUs of Conusmption | 0 | 0 | 0 | 0 | 0 | 0 | 0 | 0 | 0 | 0 | 0 | 0 | 0 | 0 | 0 | 0 | 0 | 0 | 0 | 0 | 0 | 0 | 0 | 0 | 0 | 0 | 0 | 0 | 0 | 0 | 0
F3_Commercial_Restaurant_New_Food Preparation_Natural Gas_Oven_E5 | F3 | Commercial | Restaurant | New | Food Preparation | Natural Gas | Oven | E5 | System - kBTUs of Conusmption | 0 | 0 | 0 | 0 | 0 | 0 | 0 | 0 | 0 | 0 | 0 | 0 | 0 | 0 | 0 | 0 | 0 | 0 | 0 | 0 | 0 | 0 | 0 | 0 | 0 | 0 | 0 | 0 | 0 | 0 | 0
F3_Commercial_Restaurant_New_Food Preparation_Natural Gas_Oven_E6 | F3 | Commercial | Restaurant | New | Food Preparation | Natural Gas | Oven | E6 | System - kBTUs of Conusmption | 0 | 0 | 0 | 0 | 0 | 0 | 0 | 0 | 0 | 0 | 0 | 0 | 0 | 0 | 0 | 0 | 0 | 0 | 0 | 0 | 0 | 0 | 0 | 0 | 0 | 0 | 0 | 0 | 0 | 0 | 0
F3_Commercial_Restaurant_New_Food Preparation_Natural Gas_Oven_E7 | F3 | Commercial | Restaurant | New | Food Preparation | Natural Gas | Oven | E7 | System - kBTUs of Conusmption | 0 | 0 | 0 | 0 | 0 | 0 | 0 | 0 | 0 | 0 | 0 | 0 | 0 | 0 | 0 | 0 | 0 | 0 | 0 | 0 | 0 | 0 | 0 | 0 | 0 | 0 | 0 | 0 | 0 | 0 | 0
F3_Commercial_Restaurant_New_Food Preparation_Natural Gas_Oven_E8 | F3 | Commercial | Restaurant | New | Food Preparation | Natural Gas | Oven | E8 | System - kBTUs of Conusmption | 0 | 0 | 0 | 0 | 0 | 0 | 0 | 0 | 0 | 0 | 0 | 0 | 0 | 0 | 0 | 0 | 0 | 0 | 0 | 0 | 0 | 0 | 0 | 0 | 0 | 0 | 0 | 0 | 0 | 0 | 0
F3_Commercial_Restaurant_New_Food Preparation_Natural Gas_Oven_E9 | F3 | Commercial | Restaurant | New | Food Preparation | Natural Gas | Oven | E9 | System - kBTUs of Conusmption | 0 | 0 | 0 | 0 | 0 | 0 | 0 | 0 | 0 | 0 | 0 | 0 | 0 | 0 | 0 | 0 | 0 | 0 | 0 | 0 | 0 | 0 | 0 | 0 | 0 | 0 | 0 | 0 | 0 | 0 | 0
F3_Commercial_Restaurant_New_Food Preparation_Natural Gas_Oven_E10 | F3 | Commercial | Restaurant | New | Food Preparation | Natural Gas | Oven | E10 | System - kBTUs of Conusmption | 0 | 0 | 0 | 0 | 0 | 0 | 0 | 0 | 0 | 0 | 0 | 0 | 0 | 0 | 0 | 0 | 0 | 0 | 0 | 0 | 0 | 0 | 0 | 0 | 0 | 0 | 0 | 0 | 0 | 0 | 0
F4_Commercial_Restaurant_New_Food Preparation_Natural Gas_Oven_E1 | F4 | Commercial | Restaurant | New | Food Preparation | Natural Gas | Oven | E1 | Utility - Cost of Equipment | 2.0687 | 2.0687 | 2.0687 | 2.0687 | 2.0687 | 2.0687 | 2.0687 | 2.0687 | 2.0687 | 2.0687 | 2.0687 | 2.0687 | 2.0687 | 2.0687 | 2.0687 | 2.0687 | 2.0687 | 2.0687 | 2.0687 | 2.0687 | 2.0687 | 2.0687 | 2.0687 | 2.0687 | 2.0687 | 2.0687 | 2.0687 | 2.0687 | 2.0687 | 2.0687 | 2.0687
F4_Commercial_Restaurant_New_Food Preparation_Natural Gas_Oven_E2 | F4 | Commercial | Restaurant | New | Food Preparation | Natural Gas | Oven | E2 | Utility - Cost of Equipment | 2.1556 | 2.1556 | 2.1556 | 2.1556 | 2.1556 | 2.1556 | 2.1556 | 2.1556 | 2.1556 | 2.1556 | 2.1556 | 2.1556 | 2.1556 | 2.1556 | 2.1556 | 2.1556 | 2.1556 | 2.1556 | 2.1556 | 2.1556 | 2.1556 | 2.1556 | 2.1556 | 2.1556 | 2.1556 | 2.1556 | 2.1556 | 2.1556 | 2.1556 | 2.1556 | 2.1556
F4_Commercial_Restaurant_New_Food Preparation_Natural Gas_Oven_E3 | F4 | Commercial | Restaurant | New | Food Preparation | Natural Gas | Oven | E3 | Utility - Cost of Equipment | 0 | 0 | 0 | 0 | 0 | 0 | 0 | 0 | 0 | 0 | 0 | 0 | 0 | 0 | 0 | 0 | 0 | 0 | 0 | 0 | 0 | 0 | 0 | 0 | 0 | 0 | 0 | 0 | 0 | 0 | 0
F4_Commercial_Restaurant_New_Food Preparation_Natural Gas_Oven_E4 | F4 | Commercial | Restaurant | New | Food Preparation | Natural Gas | Oven | E4 | Utility - Cost of Equipment | 0 | 0 | 0 | 0 | 0 | 0 | 0 | 0 | 0 | 0 | 0 | 0 | 0 | 0 | 0 | 0 | 0 | 0 | 0 | 0 | 0 | 0 | 0 | 0 | 0 | 0 | 0 | 0 | 0 | 0 | 0
F4_Commercial_Restaurant_New_Food Preparation_Natural Gas_Oven_E5 | F4 | Commercial | Restaurant | New | Food Preparation | Natural Gas | Oven | E5 | Utility - Cost of Equipment | 0 | 0 | 0 | 0 | 0 | 0 | 0 | 0 | 0 | 0 | 0 | 0 | 0 | 0 | 0 | 0 | 0 | 0 | 0 | 0 | 0 | 0 | 0 | 0 | 0 | 0 | 0 | 0 | 0 | 0 | 0
F4_Commercial_Restaurant_New_Food Preparation_Natural Gas_Oven_E6 | F4 | Commercial | Restaurant | New | Food Preparation | Natural Gas | Oven | E6 | Utility - Cost of Equipment | 0 | 0 | 0 | 0 | 0 | 0 | 0 | 0 | 0 | 0 | 0 | 0 | 0 | 0 | 0 | 0 | 0 | 0 | 0 | 0 | 0 | 0 | 0 | 0 | 0 | 0 | 0 | 0 | 0 | 0 | 0
F4_Commercial_Restaurant_New_Food Preparation_Natural Gas_Oven_E7 | F4 | Commercial | Restaurant | New | Food Preparation | Natural Gas | Oven | E7 | Utility - Cost of Equipment | 0 | 0 | 0 | 0 | 0 | 0 | 0 | 0 | 0 | 0 | 0 | 0 | 0 | 0 | 0 | 0 | 0 | 0 | 0 | 0 | 0 | 0 | 0 | 0 | 0 | 0 | 0 | 0 | 0 | 0 | 0
F4_Commercial_Restaurant_New_Food Preparation_Natural Gas_Oven_E8 | F4 | Commercial | Restaurant | New | Food Preparation | Natural Gas | Oven | E8 | Utility - Cost of Equipment | 0 | 0 | 0 | 0 | 0 | 0 | 0 | 0 | 0 | 0 | 0 | 0 | 0 | 0 | 0 | 0 | 0 | 0 | 0 | 0 | 0 | 0 | 0 | 0 | 0 | 0 | 0 | 0 | 0 | 0 | 0
F4_Commercial_Restaurant_New_Food Preparation_Natural Gas_Oven_E9 | F4 | Commercial | Restaurant | New | Food Preparation | Natural Gas | Oven | E9 | Utility - Cost of Equipment | 0 | 0 | 0 | 0 | 0 | 0 | 0 | 0 | 0 | 0 | 0 | 0 | 0 | 0 | 0 | 0 | 0 | 0 | 0 | 0 | 0 | 0 | 0 | 0 | 0 | 0 | 0 | 0 | 0 | 0 | 0
F4_Commercial_Restaurant_New_Food Preparation_Natural Gas_Oven_E10 | F4 | Commercial | Restaurant | New | Food Preparation | Natural Gas | Oven | E10 | Utility - Cost of Equipment | 0 | 0 | 0 | 0 | 0 | 0 | 0 | 0 | 0 | 0 | 0 | 0 | 0 | 0 | 0 | 0 | 0 | 0 | 0 | 0 | 0 | 0 | 0 | 0 | 0 | 0 | 0 | 0 | 0 | 0 | 0
F5_Commercial_Restaurant_New_Food Preparation_Natural Gas_Oven_E1 | F5 | Commercial | Restaurant | New | Food Preparation | Natural Gas | Oven | E1 | Utility - Cost of Operation | 0.70525 | 0.71597 | 0.72347 | 0.73124 | 0.74337 | 0.69866 | 0.66175 | 0.64215 | 0.63459 | 0.62336 | 0.65066 | 0.67661 | 0.60353 | 0.63526 | 0.6773 | 0.71712 | 0.71866 | 0.72178 | 0.70799 | 0.71744 | 0.724 | 0.73293 | 0.74421 | 0.35643 | 0.34936 | 0.34273 | 0.33649 | 0.33057 | 0.32491 | 0.31946 | 0.31419
F5_Commercial_Restaurant_New_Food Preparation_Natural Gas_Oven_E2 | F5 | Commercial | Restaurant | New | Food Preparation | Natural Gas | Oven | E2 | Utility - Cost of Operation | 0.40384 | 0.40998 | 0.41428 | 0.41873 | 0.42567 | 0.40007 | 0.37894 | 0.36771 | 0.36339 | 0.35695 | 0.37259 | 0.38745 | 0.3456 | 0.36377 | 0.38784 | 0.41064 | 0.41153 | 0.41331 | 0.40542 | 0.41083 | 0.41458 | 0.4197 | 0.42616 | 0.2041 | 0.20005 | 0.19626 | 0.19268 | 0.18929 | 0.18605 | 0.18293 | 0.17992
F5_Commercial_Restaurant_New_Food Preparation_Natural Gas_Oven_E3 | F5 | Commercial | Restaurant | New | Food Preparation | Natural Gas | Oven | E3 | Utility - Cost of Operation | 0 | 0 | 0 | 0 | 0 | 0 | 0 | 0 | 0 | 0 | 0 | 0 | 0 | 0 | 0 | 0 | 0 | 0 | 0 | 0 | 0 | 0 | 0 | 0 | 0 | 0 | 0 | 0 | 0 | 0 | 0
F5_Commercial_Restaurant_New_Food Preparation_Natural Gas_Oven_E4 | F5 | Commercial | Restaurant | New | Food Preparation | Natural Gas | Oven | E4 | Utility - Cost of Operation | 0 | 0 | 0 | 0 | 0 | 0 | 0 | 0 | 0 | 0 | 0 | 0 | 0 | 0 | 0 | 0 | 0 | 0 | 0 | 0 | 0 | 0 | 0 | 0 | 0 | 0 | 0 | 0 | 0 | 0 | 0
F5_Commercial_Restaurant_New_Food Preparation_Natural Gas_Oven_E5 | F5 | Commercial | Restaurant | New | Food Preparation | Natural Gas | Oven | E5 | Utility - Cost of Operation | 0 | 0 | 0 | 0 | 0 | 0 | 0 | 0 | 0 | 0 | 0 | 0 | 0 | 0 | 0 | 0 | 0 | 0 | 0 | 0 | 0 | 0 | 0 | 0 | 0 | 0 | 0 | 0 | 0 | 0 | 0
F5_Commercial_Restaurant_New_Food Preparation_Natural Gas_Oven_E6 | F5 | Commercial | Restaurant | New | Food Preparation | Natural Gas | Oven | E6 | Utility - Cost of Operation | 0 | 0 | 0 | 0 | 0 | 0 | 0 | 0 | 0 | 0 | 0 | 0 | 0 | 0 | 0 | 0 | 0 | 0 | 0 | 0 | 0 | 0 | 0 | 0 | 0 | 0 | 0 | 0 | 0 | 0 | 0
F5_Commercial_Restaurant_New_Food Preparation_Natural Gas_Oven_E7 | F5 | Commercial | Restaurant | New | Food Preparation | Natural Gas | Oven | E7 | Utility - Cost of Operation | 0 | 0 | 0 | 0 | 0 | 0 | 0 | 0 | 0 | 0 | 0 | 0 | 0 | 0 | 0 | 0 | 0 | 0 | 0 | 0 | 0 | 0 | 0 | 0 | 0 | 0 | 0 | 0 | 0 | 0 | 0
F5_Commercial_Restaurant_New_Food Preparation_Natural Gas_Oven_E8 | F5 | Commercial | Restaurant | New | Food Preparation | Natural Gas | Oven | E8 | Utility - Cost of Operation | 0 | 0 | 0 | 0 | 0 | 0 | 0 | 0 | 0 | 0 | 0 | 0 | 0 | 0 | 0 | 0 | 0 | 0 | 0 | 0 | 0 | 0 | 0 | 0 | 0 | 0 | 0 | 0 | 0 | 0 | 0
F5_Commercial_Restaurant_New_Food Preparation_Natural Gas_Oven_E9 | F5 | Commercial | Restaurant | New | Food Preparation | Natural Gas | Oven | E9 | Utility - Cost of Operation | 0 | 0 | 0 | 0 | 0 | 0 | 0 | 0 | 0 | 0 | 0 | 0 | 0 | 0 | 0 | 0 | 0 | 0 | 0 | 0 | 0 | 0 | 0 | 0 | 0 | 0 | 0 | 0 | 0 | 0 | 0
F5_Commercial_Restaurant_New_Food Preparation_Natural Gas_Oven_E10 | F5 | Commercial | Restaurant | New | Food Preparation | Natural Gas | Oven | E10 | Utility - Cost of Operation | 0 | 0 | 0 | 0 | 0 | 0 | 0 | 0 | 0 | 0 | 0 | 0 | 0 | 0 | 0 | 0 | 0 | 0 | 0 | 0 | 0 | 0 | 0 | 0 | 0 | 0 | 0 | 0 | 0 | 0 | 0
F6_Commercial_Restaurant_New_Food Preparation_Natural Gas_Oven_E1 | F6 | Commercial | Restaurant | New | Food Preparation | Natural Gas | Oven | E1 | Utility - Value of Sales | 0.84493 | 0.85777 | 0.86677 | 0.87607 | 0.8906 | 0.83704 | 0.79282 | 0.76934 | 0.76028 | 0.74683 | 0.77954 | 0.81063 | 0.72307 | 0.76108 | 0.81145 | 0.85916 | 0.86101 | 0.86474 | 0.84822 | 0.85954 | 0.8674 | 0.8781 | 0.89162 | 0.42702 | 0.41855 | 0.41062 | 0.40314 | 0.39604 | 0.38926 | 0.38273 | 0.37642
F6_Commercial_Restaurant_New_Food Preparation_Natural Gas_Oven_E2 | F6 | Commercial | Restaurant | New | Food Preparation | Natural Gas | Oven | E2 | Utility - Value of Sales | 0.48383 | 0.49119 | 0.49634 | 0.50166 | 0.50998 | 0.47932 | 0.45399 | 0.44055 | 0.43536 | 0.42765 | 0.44639 | 0.46419 | 0.41405 | 0.43582 | 0.46466 | 0.49198 | 0.49304 | 0.49517 | 0.48572 | 0.4922 | 0.49669 | 0.50282 | 0.51057 | 0.24452 | 0.23968 | 0.23513 | 0.23085 | 0.22678 | 0.2229 | 0.21916 | 0.21555
F6_Commercial_Restaurant_New_Food Preparation_Natural Gas_Oven_E3 | F6 | Commercial | Restaurant | New | Food Preparation | Natural Gas | Oven | E3 | Utility - Value of Sales | 0 | 0 | 0 | 0 | 0 | 0 | 0 | 0 | 0 | 0 | 0 | 0 | 0 | 0 | 0 | 0 | 0 | 0 | 0 | 0 | 0 | 0 | 0 | 0 | 0 | 0 | 0 | 0 | 0 | 0 | 0
F6_Commercial_Restaurant_New_Food Preparation_Natural Gas_Oven_E4 | F6 | Commercial | Restaurant | New | Food Preparation | Natural Gas | Oven | E4 | Utility - Value of Sales | 0 | 0 | 0 | 0 | 0 | 0 | 0 | 0 | 0 | 0 | 0 | 0 | 0 | 0 | 0 | 0 | 0 | 0 | 0 | 0 | 0 | 0 | 0 | 0 | 0 | 0 | 0 | 0 | 0 | 0 | 0
F6_Commercial_Restaurant_New_Food Preparation_Natural Gas_Oven_E5 | F6 | Commercial | Restaurant | New | Food Preparation | Natural Gas | Oven | E5 | Utility - Value of Sales | 0 | 0 | 0 | 0 | 0 | 0 | 0 | 0 | 0 | 0 | 0 | 0 | 0 | 0 | 0 | 0 | 0 | 0 | 0 | 0 | 0 | 0 | 0 | 0 | 0 | 0 | 0 | 0 | 0 | 0 | 0
F6_Commercial_Restaurant_New_Food Preparation_Natural Gas_Oven_E6 | F6 | Commercial | Restaurant | New | Food Preparation | Natural Gas | Oven | E6 | Utility - Value of Sales | 0 | 0 | 0 | 0 | 0 | 0 | 0 | 0 | 0 | 0 | 0 | 0 | 0 | 0 | 0 | 0 | 0 | 0 | 0 | 0 | 0 | 0 | 0 | 0 | 0 | 0 | 0 | 0 | 0 | 0 | 0
F6_Commercial_Restaurant_New_Food Preparation_Natural Gas_Oven_E7 | F6 | Commercial | Restaurant | New | Food Preparation | Natural Gas | Oven | E7 | Utility - Value of Sales | 0 | 0 | 0 | 0 | 0 | 0 | 0 | 0 | 0 | 0 | 0 | 0 | 0 | 0 | 0 | 0 | 0 | 0 | 0 | 0 | 0 | 0 | 0 | 0 | 0 | 0 | 0 | 0 | 0 | 0 | 0
F6_Commercial_Restaurant_New_Food Preparation_Natural Gas_Oven_E8 | F6 | Commercial | Restaurant | New | Food Preparation | Natural Gas | Oven | E8 | Utility - Value of Sales | 0 | 0 | 0 | 0 | 0 | 0 | 0 | 0 | 0 | 0 | 0 | 0 | 0 | 0 | 0 | 0 | 0 | 0 | 0 | 0 | 0 | 0 | 0 | 0 | 0 | 0 | 0 | 0 | 0 | 0 | 0
F6_Commercial_Restaurant_New_Food Preparation_Natural Gas_Oven_E9 | F6 | Commercial | Restaurant | New | Food Preparation | Natural Gas | Oven | E9 | Utility - Value of Sales | 0 | 0 | 0 | 0 | 0 | 0 | 0 | 0 | 0 | 0 | 0 | 0 | 0 | 0 | 0 | 0 | 0 | 0 | 0 | 0 | 0 | 0 | 0 | 0 | 0 | 0 | 0 | 0 | 0 | 0 | 0
F6_Commercial_Restaurant_New_Food Preparation_Natural Gas_Oven_E10 | F6 | Commercial | Restaurant | New | Food Preparation | Natural Gas | Oven | E10 | Utility - Value of Sales | 0 | 0 | 0 | 0 | 0 | 0 | 0 | 0 | 0 | 0 | 0 | 0 | 0 | 0 | 0 | 0 | 0 | 0 | 0 | 0 | 0 | 0 | 0 | 0 | 0 | 0 | 0 | 0 | 0 | 0 | 0
F1_Commercial_Restaurant_New_Food Preparation_Natural Gas_Conveyor Oven_E1 | F1 | Commercial | Restaurant | New | Food Preparation | Natural Gas | Conveyor Oven | E1 | Participant - Cost of Equipment | 0.35029 | 0.35029 | 0.35029 | 0.35029 | 0.35029 | 0.35029 | 0.35029 | 0.35029 | 0.35029 | 0.35029 | 0.35029 | 0.35029 | 0.35029 | 0.35029 | 0.35029 | 0.35029 | 0.35029 | 0.35029 | 0.35029 | 0.35029 | 0.35029 | 0.35029 | 0.35029 | 0.35029 | 0.35029 | 0.35029 | 0.35029 | 0.35029 | 0.35029 | 0.35029 | 0.35029
F1_Commercial_Restaurant_New_Food Preparation_Natural Gas_Conveyor Oven_E2 | F1 | Commercial | Restaurant | New | Food Preparation | Natural Gas | Conveyor Oven | E2 | Participant - Cost of Equipment | 0.42705 | 0.42705 | 0.42705 | 0.42705 | 0.42705 | 0.42705 | 0.42705 | 0.42705 | 0.42705 | 0.42705 | 0.42705 | 0.42705 | 0.42705 | 0.42705 | 0.42705 | 0.42705 | 0.42705 | 0.42705 | 0.42705 | 0.42705 | 0.42705 | 0.42705 | 0.42705 | 0.42705 | 0.42705 | 0.42705 | 0.42705 | 0.42705 | 0.42705 | 0.42705 | 0.42705
F1_Commercial_Restaurant_New_Food Preparation_Natural Gas_Conveyor Oven_E3 | F1 | Commercial | Restaurant | New | Food Preparation | Natural Gas | Conveyor Oven | E3 | Participant - Cost of Equipment | 0 | 0 | 0 | 0 | 0 | 0 | 0 | 0 | 0 | 0 | 0 | 0 | 0 | 0 | 0 | 0 | 0 | 0 | 0 | 0 | 0 | 0 | 0 | 0 | 0 | 0 | 0 | 0 | 0 | 0 | 0
F1_Commercial_Restaurant_New_Food Preparation_Natural Gas_Conveyor Oven_E4 | F1 | Commercial | Restaurant | New | Food Preparation | Natural Gas | Conveyor Oven | E4 | Participant - Cost of Equipment | 0 | 0 | 0 | 0 | 0 | 0 | 0 | 0 | 0 | 0 | 0 | 0 | 0 | 0 | 0 | 0 | 0 | 0 | 0 | 0 | 0 | 0 | 0 | 0 | 0 | 0 | 0 | 0 | 0 | 0 | 0
F1_Commercial_Restaurant_New_Food Preparation_Natural Gas_Conveyor Oven_E5 | F1 | Commercial | Restaurant | New | Food Preparation | Natural Gas | Conveyor Oven | E5 | Participant - Cost of Equipment | 0 | 0 | 0 | 0 | 0 | 0 | 0 | 0 | 0 | 0 | 0 | 0 | 0 | 0 | 0 | 0 | 0 | 0 | 0 | 0 | 0 | 0 | 0 | 0 | 0 | 0 | 0 | 0 | 0 | 0 | 0
F1_Commercial_Restaurant_New_Food Preparation_Natural Gas_Conveyor Oven_E6 | F1 | Commercial | Restaurant | New | Food Preparation | Natural Gas | Conveyor Oven | E6 | Participant - Cost of Equipment | 0 | 0 | 0 | 0 | 0 | 0 | 0 | 0 | 0 | 0 | 0 | 0 | 0 | 0 | 0 | 0 | 0 | 0 | 0 | 0 | 0 | 0 | 0 | 0 | 0 | 0 | 0 | 0 | 0 | 0 | 0
F1_Commercial_Restaurant_New_Food Preparation_Natural Gas_Conveyor Oven_E7 | F1 | Commercial | Restaurant | New | Food Preparation | Natural Gas | Conveyor Oven | E7 | Participant - Cost of Equipment | 0 | 0 | 0 | 0 | 0 | 0 | 0 | 0 | 0 | 0 | 0 | 0 | 0 | 0 | 0 | 0 | 0 | 0 | 0 | 0 | 0 | 0 | 0 | 0 | 0 | 0 | 0 | 0 | 0 | 0 | 0
F1_Commercial_Restaurant_New_Food Preparation_Natural Gas_Conveyor Oven_E8 | F1 | Commercial | Restaurant | New | Food Preparation | Natural Gas | Conveyor Oven | E8 | Participant - Cost of Equipment | 0 | 0 | 0 | 0 | 0 | 0 | 0 | 0 | 0 | 0 | 0 | 0 | 0 | 0 | 0 | 0 | 0 | 0 | 0 | 0 | 0 | 0 | 0 | 0 | 0 | 0 | 0 | 0 | 0 | 0 | 0
F1_Commercial_Restaurant_New_Food Preparation_Natural Gas_Conveyor Oven_E9 | F1 | Commercial | Restaurant | New | Food Preparation | Natural Gas | Conveyor Oven | E9 | Participant - Cost of Equipment | 0 | 0 | 0 | 0 | 0 | 0 | 0 | 0 | 0 | 0 | 0 | 0 | 0 | 0 | 0 | 0 | 0 | 0 | 0 | 0 | 0 | 0 | 0 | 0 | 0 | 0 | 0 | 0 | 0 | 0 | 0
F1_Commercial_Restaurant_New_Food Preparation_Natural Gas_Conveyor Oven_E10 | F1 | Commercial | Restaurant | New | Food Preparation | Natural Gas | Conveyor Oven | E10 | Participant - Cost of Equipment | 0 | 0 | 0 | 0 | 0 | 0 | 0 | 0 | 0 | 0 | 0 | 0 | 0 | 0 | 0 | 0 | 0 | 0 | 0 | 0 | 0 | 0 | 0 | 0 | 0 | 0 | 0 | 0 | 0 | 0 | 0
F2_Commercial_Restaurant_New_Food Preparation_Natural Gas_Conveyor Oven_E1 | F2 | Commercial | Restaurant | New | Food Preparation | Natural Gas | Conveyor Oven | E1 | Participant - Cost of Operation | 1.2264 | 1.2231 | 1.2147 | 1.2053 | 1.2383 | 1.2162 | 1.2089 | 1.2279 | 1.2681 | 1.2584 | 1.2541 | 1.2471 | 1.1099 | 1.1019 | 1.1025 | 1.0951 | 1.0936 | 1.0943 | 1.0736 | 1.0827 | 1.0881 | 1.0967 | 1.1084 | 0.6126 | 0.60105 | 0.59013 | 0.57974 | 0.56981 | 0.56025 | 0.55102 | 0.53889
F2_Commercial_Restaurant_New_Food Preparation_Natural Gas_Conveyor Oven_E2 | F2 | Commercial | Restaurant | New | Food Preparation | Natural Gas | Conveyor Oven | E2 | Participant - Cost of Operation | 0.93222 | 0.92973 | 0.92334 | 0.91623 | 0.9413 | 0.92448 | 0.91898 | 0.9334 | 0.96392 | 0.95658 | 0.95327 | 0.94799 | 0.84368 | 0.83761 | 0.83803 | 0.83243 | 0.83128 | 0.8318 | 0.81611 | 0.82299 | 0.82715 | 0.83369 | 0.84256 | 0.46567 | 0.45689 | 0.44859 | 0.44069 | 0.43314 | 0.42588 | 0.41886 | 0.40964
F2_Commercial_Restaurant_New_Food Preparation_Natural Gas_Conveyor Oven_E3 | F2 | Commercial | Restaurant | New | Food Preparation | Natural Gas | Conveyor Oven | E3 | Participant - Cost of Operation | 0 | 0 | 0 | 0 | 0 | 0 | 0 | 0 | 0 | 0 | 0 | 0 | 0 | 0 | 0 | 0 | 0 | 0 | 0 | 0 | 0 | 0 | 0 | 0 | 0 | 0 | 0 | 0 | 0 | 0 | 0
F2_Commercial_Restaurant_New_Food Preparation_Natural Gas_Conveyor Oven_E4 | F2 | Commercial | Restaurant | New | Food Preparation | Natural Gas | Conveyor Oven | E4 | Participant - Cost of Operation | 0 | 0 | 0 | 0 | 0 | 0 | 0 | 0 | 0 | 0 | 0 | 0 | 0 | 0 | 0 | 0 | 0 | 0 | 0 | 0 | 0 | 0 | 0 | 0 | 0 | 0 | 0 | 0 | 0 | 0 | 0
F2_Commercial_Restaurant_New_Food Preparation_Natural Gas_Conveyor Oven_E5 | F2 | Commercial | Restaurant | New | Food Preparation | Natural Gas | Conveyor Oven | E5 | Participant - Cost of Operation | 0 | 0 | 0 | 0 | 0 | 0 | 0 | 0 | 0 | 0 | 0 | 0 | 0 | 0 | 0 | 0 | 0 | 0 | 0 | 0 | 0 | 0 | 0 | 0 | 0 | 0 | 0 | 0 | 0 | 0 | 0
F2_Commercial_Restaurant_New_Food Preparation_Natural Gas_Conveyor Oven_E6 | F2 | Commercial | Restaurant | New | Food Preparation | Natural Gas | Conveyor Oven | E6 | Participant - Cost of Operation | 0 | 0 | 0 | 0 | 0 | 0 | 0 | 0 | 0 | 0 | 0 | 0 | 0 | 0 | 0 | 0 | 0 | 0 | 0 | 0 | 0 | 0 | 0 | 0 | 0 | 0 | 0 | 0 | 0 | 0 | 0
F2_Commercial_Restaurant_New_Food Preparation_Natural Gas_Conveyor Oven_E7 | F2 | Commercial | Restaurant | New | Food Preparation | Natural Gas | Conveyor Oven | E7 | Participant - Cost of Operation | 0 | 0 | 0 | 0 | 0 | 0 | 0 | 0 | 0 | 0 | 0 | 0 | 0 | 0 | 0 | 0 | 0 | 0 | 0 | 0 | 0 | 0 | 0 | 0 | 0 | 0 | 0 | 0 | 0 | 0 | 0
F2_Commercial_Restaurant_New_Food Preparation_Natural Gas_Conveyor Oven_E8 | F2 | Commercial | Restaurant | New | Food Preparation | Natural Gas | Conveyor Oven | E8 | Participant - Cost of Operation | 0 | 0 | 0 | 0 | 0 | 0 | 0 | 0 | 0 | 0 | 0 | 0 | 0 | 0 | 0 | 0 | 0 | 0 | 0 | 0 | 0 | 0 | 0 | 0 | 0 | 0 | 0 | 0 | 0 | 0 | 0
F2_Commercial_Restaurant_New_Food Preparation_Natural Gas_Conveyor Oven_E9 | F2 | Commercial | Restaurant | New | Food Preparation | Natural Gas | Conveyor Oven | E9 | Participant - Cost of Operation | 0 | 0 | 0 | 0 | 0 | 0 | 0 | 0 | 0 | 0 | 0 | 0 | 0 | 0 | 0 | 0 | 0 | 0 | 0 | 0 | 0 | 0 | 0 | 0 | 0 | 0 | 0 | 0 | 0 | 0 | 0
F2_Commercial_Restaurant_New_Food Preparation_Natural Gas_Conveyor Oven_E10 | F2 | Commercial | Restaurant | New | Food Preparation | Natural Gas | Conveyor Oven | E10 | Participant - Cost of Operation | 0 | 0 | 0 | 0 | 0 | 0 | 0 | 0 | 0 | 0 | 0 | 0 | 0 | 0 | 0 | 0 | 0 | 0 | 0 | 0 | 0 | 0 | 0 | 0 | 0 | 0 | 0 | 0 | 0 | 0 | 0
F3_Commercial_Restaurant_New_Food Preparation_Natural Gas_Conveyor Oven_E1 | F3 | Commercial | Restaurant | New | Food Preparation | Natural Gas | Conveyor Oven | E1 | System - kBTUs of Conusmption | 105.0452 | 105.1932 | 105.0989 | 105.0343 | 105.0343 | 105.0343 | 105.0343 | 105.0343 | 105.0343 | 105.0343 | 105.0343 | 105.0343 | 105.0343 | 105.0343 | 105.0343 | 105.0343 | 105.0343 | 105.0343 | 105.0343 | 105.0343 | 105.0343 | 105.0343 | 105.0343 | 105.0343 | 105.0343 | 105.0343 | 105.0343 | 105.0343 | 105.0343 | 105.0343 | 105.0343
F3_Commercial_Restaurant_New_Food Preparation_Natural Gas_Conveyor Oven_E2 | F3 | Commercial | Restaurant | New | Food Preparation | Natural Gas | Conveyor Oven | E2 | System - kBTUs of Conusmption | 79.8507 | 79.9632 | 79.8915 | 79.8424 | 79.8424 | 79.8424 | 79.8424 | 79.8424 | 79.8424 | 79.8424 | 79.8424 | 79.8424 | 79.8424 | 79.8424 | 79.8424 | 79.8424 | 79.8424 | 79.8424 | 79.8424 | 79.8424 | 79.8424 | 79.8424 | 79.8424 | 79.8424 | 79.8424 | 79.8424 | 79.8424 | 79.8424 | 79.8424 | 79.8424 | 79.8424
F3_Commercial_Restaurant_New_Food Preparation_Natural Gas_Conveyor Oven_E3 | F3 | Commercial | Restaurant | New | Food Preparation | Natural Gas | Conveyor Oven | E3 | System - kBTUs of Conusmption | 0 | 0 | 0 | 0 | 0 | 0 | 0 | 0 | 0 | 0 | 0 | 0 | 0 | 0 | 0 | 0 | 0 | 0 | 0 | 0 | 0 | 0 | 0 | 0 | 0 | 0 | 0 | 0 | 0 | 0 | 0
F3_Commercial_Restaurant_New_Food Preparation_Natural Gas_Conveyor Oven_E4 | F3 | Commercial | Restaurant | New | Food Preparation | Natural Gas | Conveyor Oven | E4 | System - kBTUs of Conusmption | 0 | 0 | 0 | 0 | 0 | 0 | 0 | 0 | 0 | 0 | 0 | 0 | 0 | 0 | 0 | 0 | 0 | 0 | 0 | 0 | 0 | 0 | 0 | 0 | 0 | 0 | 0 | 0 | 0 | 0 | 0
F3_Commercial_Restaurant_New_Food Preparation_Natural Gas_Conveyor Oven_E5 | F3 | Commercial | Restaurant | New | Food Preparation | Natural Gas | Conveyor Oven | E5 | System - kBTUs of Conusmption | 0 | 0 | 0 | 0 | 0 | 0 | 0 | 0 | 0 | 0 | 0 | 0 | 0 | 0 | 0 | 0 | 0 | 0 | 0 | 0 | 0 | 0 | 0 | 0 | 0 | 0 | 0 | 0 | 0 | 0 | 0
F3_Commercial_Restaurant_New_Food Preparation_Natural Gas_Conveyor Oven_E6 | F3 | Commercial | Restaurant | New | Food Preparation | Natural Gas | Conveyor Oven | E6 | System - kBTUs of Conusmption | 0 | 0 | 0 | 0 | 0 | 0 | 0 | 0 | 0 | 0 | 0 | 0 | 0 | 0 | 0 | 0 | 0 | 0 | 0 | 0 | 0 | 0 | 0 | 0 | 0 | 0 | 0 | 0 | 0 | 0 | 0
F3_Commercial_Restaurant_New_Food Preparation_Natural Gas_Conveyor Oven_E7 | F3 | Commercial | Restaurant | New | Food Preparation | Natural Gas | Conveyor Oven | E7 | System - kBTUs of Conusmption | 0 | 0 | 0 | 0 | 0 | 0 | 0 | 0 | 0 | 0 | 0 | 0 | 0 | 0 | 0 | 0 | 0 | 0 | 0 | 0 | 0 | 0 | 0 | 0 | 0 | 0 | 0 | 0 | 0 | 0 | 0
F3_Commercial_Restaurant_New_Food Preparation_Natural Gas_Conveyor Oven_E8 | F3 | Commercial | Restaurant | New | Food Preparation | Natural Gas | Conveyor Oven | E8 | System - kBTUs of Conusmption | 0 | 0 | 0 | 0 | 0 | 0 | 0 | 0 | 0 | 0 | 0 | 0 | 0 | 0 | 0 | 0 | 0 | 0 | 0 | 0 | 0 | 0 | 0 | 0 | 0 | 0 | 0 | 0 | 0 | 0 | 0
F3_Commercial_Restaurant_New_Food Preparation_Natural Gas_Conveyor Oven_E9 | F3 | Commercial | Restaurant | New | Food Preparation | Natural Gas | Conveyor Oven | E9 | System - kBTUs of Conusmption | 0 | 0 | 0 | 0 | 0 | 0 | 0 | 0 | 0 | 0 | 0 | 0 | 0 | 0 | 0 | 0 | 0 | 0 | 0 | 0 | 0 | 0 | 0 | 0 | 0 | 0 | 0 | 0 | 0 | 0 | 0
F3_Commercial_Restaurant_New_Food Preparation_Natural Gas_Conveyor Oven_E10 | F3 | Commercial | Restaurant | New | Food Preparation | Natural Gas | Conveyor Oven | E10 | System - kBTUs of Conusmption | 0 | 0 | 0 | 0 | 0 | 0 | 0 | 0 | 0 | 0 | 0 | 0 | 0 | 0 | 0 | 0 | 0 | 0 | 0 | 0 | 0 | 0 | 0 | 0 | 0 | 0 | 0 | 0 | 0 | 0 | 0
F4_Commercial_Restaurant_New_Food Preparation_Natural Gas_Conveyor Oven_E1 | F4 | Commercial | Restaurant | New | Food Preparation | Natural Gas | Conveyor Oven | E1 | Utility - Cost of Equipment | 0.35029 | 0.35029 | 0.35029 | 0.35029 | 0.35029 | 0.35029 | 0.35029 | 0.35029 | 0.35029 | 0.35029 | 0.35029 | 0.35029 | 0.35029 | 0.35029 | 0.35029 | 0.35029 | 0.35029 | 0.35029 | 0.35029 | 0.35029 | 0.35029 | 0.35029 | 0.35029 | 0.35029 | 0.35029 | 0.35029 | 0.35029 | 0.35029 | 0.35029 | 0.35029 | 0.35029
F4_Commercial_Restaurant_New_Food Preparation_Natural Gas_Conveyor Oven_E2 | F4 | Commercial | Restaurant | New | Food Preparation | Natural Gas | Conveyor Oven | E2 | Utility - Cost of Equipment | 0.42705 | 0.42705 | 0.42705 | 0.42705 | 0.42705 | 0.42705 | 0.42705 | 0.42705 | 0.42705 | 0.42705 | 0.42705 | 0.42705 | 0.42705 | 0.42705 | 0.42705 | 0.42705 | 0.42705 | 0.42705 | 0.42705 | 0.42705 | 0.42705 | 0.42705 | 0.42705 | 0.42705 | 0.42705 | 0.42705 | 0.42705 | 0.42705 | 0.42705 | 0.42705 | 0.42705
F4_Commercial_Restaurant_New_Food Preparation_Natural Gas_Conveyor Oven_E3 | F4 | Commercial | Restaurant | New | Food Preparation | Natural Gas | Conveyor Oven | E3 | Utility - Cost of Equipment | 0 | 0 | 0 | 0 | 0 | 0 | 0 | 0 | 0 | 0 | 0 | 0 | 0 | 0 | 0 | 0 | 0 | 0 | 0 | 0 | 0 | 0 | 0 | 0 | 0 | 0 | 0 | 0 | 0 | 0 | 0
F4_Commercial_Restaurant_New_Food Preparation_Natural Gas_Conveyor Oven_E4 | F4 | Commercial | Restaurant | New | Food Preparation | Natural Gas | Conveyor Oven | E4 | Utility - Cost of Equipment | 0 | 0 | 0 | 0 | 0 | 0 | 0 | 0 | 0 | 0 | 0 | 0 | 0 | 0 | 0 | 0 | 0 | 0 | 0 | 0 | 0 | 0 | 0 | 0 | 0 | 0 | 0 | 0 | 0 | 0 | 0
F4_Commercial_Restaurant_New_Food Preparation_Natural Gas_Conveyor Oven_E5 | F4 | Commercial | Restaurant | New | Food Preparation | Natural Gas | Conveyor Oven | E5 | Utility - Cost of Equipment | 0 | 0 | 0 | 0 | 0 | 0 | 0 | 0 | 0 | 0 | 0 | 0 | 0 | 0 | 0 | 0 | 0 | 0 | 0 | 0 | 0 | 0 | 0 | 0 | 0 | 0 | 0 | 0 | 0 | 0 | 0
F4_Commercial_Restaurant_New_Food Preparation_Natural Gas_Conveyor Oven_E6 | F4 | Commercial | Restaurant | New | Food Preparation | Natural Gas | Conveyor Oven | E6 | Utility - Cost of Equipment | 0 | 0 | 0 | 0 | 0 | 0 | 0 | 0 | 0 | 0 | 0 | 0 | 0 | 0 | 0 | 0 | 0 | 0 | 0 | 0 | 0 | 0 | 0 | 0 | 0 | 0 | 0 | 0 | 0 | 0 | 0
F4_Commercial_Restaurant_New_Food Preparation_Natural Gas_Conveyor Oven_E7 | F4 | Commercial | Restaurant | New | Food Preparation | Natural Gas | Conveyor Oven | E7 | Utility - Cost of Equipment | 0 | 0 | 0 | 0 | 0 | 0 | 0 | 0 | 0 | 0 | 0 | 0 | 0 | 0 | 0 | 0 | 0 | 0 | 0 | 0 | 0 | 0 | 0 | 0 | 0 | 0 | 0 | 0 | 0 | 0 | 0
F4_Commercial_Restaurant_New_Food Preparation_Natural Gas_Conveyor Oven_E8 | F4 | Commercial | Restaurant | New | Food Preparation | Natural Gas | Conveyor Oven | E8 | Utility - Cost of Equipment | 0 | 0 | 0 | 0 | 0 | 0 | 0 | 0 | 0 | 0 | 0 | 0 | 0 | 0 | 0 | 0 | 0 | 0 | 0 | 0 | 0 | 0 | 0 | 0 | 0 | 0 | 0 | 0 | 0 | 0 | 0
F4_Commercial_Restaurant_New_Food Preparation_Natural Gas_Conveyor Oven_E9 | F4 | Commercial | Restaurant | New | Food Preparation | Natural Gas | Conveyor Oven | E9 | Utility - Cost of Equipment | 0 | 0 | 0 | 0 | 0 | 0 | 0 | 0 | 0 | 0 | 0 | 0 | 0 | 0 | 0 | 0 | 0 | 0 | 0 | 0 | 0 | 0 | 0 | 0 | 0 | 0 | 0 | 0 | 0 | 0 | 0
F4_Commercial_Restaurant_New_Food Preparation_Natural Gas_Conveyor Oven_E10 | F4 | Commercial | Restaurant | New | Food Preparation | Natural Gas | Conveyor Oven | E10 | Utility - Cost of Equipment | 0 | 0 | 0 | 0 | 0 | 0 | 0 | 0 | 0 | 0 | 0 | 0 | 0 | 0 | 0 | 0 | 0 | 0 | 0 | 0 | 0 | 0 | 0 | 0 | 0 | 0 | 0 | 0 | 0 | 0 | 0
F5_Commercial_Restaurant_New_Food Preparation_Natural Gas_Conveyor Oven_E1 | F5 | Commercial | Restaurant | New | Food Preparation | Natural Gas | Conveyor Oven | E1 | Utility - Cost of Operation | 1.0236 | 1.0209 | 1.0139 | 1.0061 | 1.0336 | 1.0151 | 1.0091 | 1.0249 | 1.0584 | 1.0504 | 1.0467 | 1.0409 | 0.92639 | 0.91972 | 0.92019 | 0.91404 | 0.91277 | 0.91335 | 0.89612 | 0.90367 | 0.90825 | 0.91542 | 0.92516 | 0.51132 | 0.50169 | 0.49257 | 0.4839 | 0.47561 | 0.46763 | 0.45992 | 0.4498
F5_Commercial_Restaurant_New_Food Preparation_Natural Gas_Conveyor Oven_E2 | F5 | Commercial | Restaurant | New | Food Preparation | Natural Gas | Conveyor Oven | E2 | Utility - Cost of Operation | 0.7781 | 0.77603 | 0.77069 | 0.76476 | 0.78568 | 0.77164 | 0.76705 | 0.77909 | 0.80456 | 0.79844 | 0.79568 | 0.79127 | 0.7042 | 0.69913 | 0.69949 | 0.69481 | 0.69385 | 0.69429 | 0.68119 | 0.68693 | 0.69041 | 0.69586 | 0.70327 | 0.38868 | 0.38136 | 0.37443 | 0.36784 | 0.36154 | 0.35547 | 0.34961 | 0.34192
F5_Commercial_Restaurant_New_Food Preparation_Natural Gas_Conveyor Oven_E3 | F5 | Commercial | Restaurant | New | Food Preparation | Natural Gas | Conveyor Oven | E3 | Utility - Cost of Operation | 0 | 0 | 0 | 0 | 0 | 0 | 0 | 0 | 0 | 0 | 0 | 0 | 0 | 0 | 0 | 0 | 0 | 0 | 0 | 0 | 0 | 0 | 0 | 0 | 0 | 0 | 0 | 0 | 0 | 0 | 0
F5_Commercial_Restaurant_New_Food Preparation_Natural Gas_Conveyor Oven_E4 | F5 | Commercial | Restaurant | New | Food Preparation | Natural Gas | Conveyor Oven | E4 | Utility - Cost of Operation | 0 | 0 | 0 | 0 | 0 | 0 | 0 | 0 | 0 | 0 | 0 | 0 | 0 | 0 | 0 | 0 | 0 | 0 | 0 | 0 | 0 | 0 | 0 | 0 | 0 | 0 | 0 | 0 | 0 | 0 | 0
F5_Commercial_Restaurant_New_Food Preparation_Natural Gas_Conveyor Oven_E5 | F5 | Commercial | Restaurant | New | Food Preparation | Natural Gas | Conveyor Oven | E5 | Utility - Cost of Operation | 0 | 0 | 0 | 0 | 0 | 0 | 0 | 0 | 0 | 0 | 0 | 0 | 0 | 0 | 0 | 0 | 0 | 0 | 0 | 0 | 0 | 0 | 0 | 0 | 0 | 0 | 0 | 0 | 0 | 0 | 0
F5_Commercial_Restaurant_New_Food Preparation_Natural Gas_Conveyor Oven_E6 | F5 | Commercial | Restaurant | New | Food Preparation | Natural Gas | Conveyor Oven | E6 | Utility - Cost of Operation | 0 | 0 | 0 | 0 | 0 | 0 | 0 | 0 | 0 | 0 | 0 | 0 | 0 | 0 | 0 | 0 | 0 | 0 | 0 | 0 | 0 | 0 | 0 | 0 | 0 | 0 | 0 | 0 | 0 | 0 | 0
F5_Commercial_Restaurant_New_Food Preparation_Natural Gas_Conveyor Oven_E7 | F5 | Commercial | Restaurant | New | Food Preparation | Natural Gas | Conveyor Oven | E7 | Utility - Cost of Operation | 0 | 0 | 0 | 0 | 0 | 0 | 0 | 0 | 0 | 0 | 0 | 0 | 0 | 0 | 0 | 0 | 0 | 0 | 0 | 0 | 0 | 0 | 0 | 0 | 0 | 0 | 0 | 0 | 0 | 0 | 0
F5_Commercial_Restaurant_New_Food Preparation_Natural Gas_Conveyor Oven_E8 | F5 | Commercial | Restaurant | New | Food Preparation | Natural Gas | Conveyor Oven | E8 | Utility - Cost of Operation | 0 | 0 | 0 | 0 | 0 | 0 | 0 | 0 | 0 | 0 | 0 | 0 | 0 | 0 | 0 | 0 | 0 | 0 | 0 | 0 | 0 | 0 | 0 | 0 | 0 | 0 | 0 | 0 | 0 | 0 | 0
F5_Commercial_Restaurant_New_Food Preparation_Natural Gas_Conveyor Oven_E9 | F5 | Commercial | Restaurant | New | Food Preparation | Natural Gas | Conveyor Oven | E9 | Utility - Cost of Operation | 0 | 0 | 0 | 0 | 0 | 0 | 0 | 0 | 0 | 0 | 0 | 0 | 0 | 0 | 0 | 0 | 0 | 0 | 0 | 0 | 0 | 0 | 0 | 0 | 0 | 0 | 0 | 0 | 0 | 0 | 0
F5_Commercial_Restaurant_New_Food Preparation_Natural Gas_Conveyor Oven_E10 | F5 | Commercial | Restaurant | New | Food Preparation | Natural Gas | Conveyor Oven | E10 | Utility - Cost of Operation | 0 | 0 | 0 | 0 | 0 | 0 | 0 | 0 | 0 | 0 | 0 | 0 | 0 | 0 | 0 | 0 | 0 | 0 | 0 | 0 | 0 | 0 | 0 | 0 | 0 | 0 | 0 | 0 | 0 | 0 | 0
F6_Commercial_Restaurant_New_Food Preparation_Natural Gas_Conveyor Oven_E1 | F6 | Commercial | Restaurant | New | Food Preparation | Natural Gas | Conveyor Oven | E1 | Utility - Value of Sales | 1.2264 | 1.2231 | 1.2147 | 1.2053 | 1.2383 | 1.2162 | 1.2089 | 1.2279 | 1.2681 | 1.2584 | 1.2541 | 1.2471 | 1.1099 | 1.1019 | 1.1025 | 1.0951 | 1.0936 | 1.0943 | 1.0736 | 1.0827 | 1.0881 | 1.0967 | 1.1084 | 0.6126 | 0.60105 | 0.59013 | 0.57974 | 0.56981 | 0.56025 | 0.55102 | 0.53889
F6_Commercial_Restaurant_New_Food Preparation_Natural Gas_Conveyor Oven_E2 | F6 | Commercial | Restaurant | New | Food Preparation | Natural Gas | Conveyor Oven | E2 | Utility - Value of Sales | 0.93222 | 0.92973 | 0.92334 | 0.91623 | 0.9413 | 0.92448 | 0.91898 | 0.9334 | 0.96392 | 0.95658 | 0.95327 | 0.94799 | 0.84368 | 0.83761 | 0.83803 | 0.83243 | 0.83128 | 0.8318 | 0.81611 | 0.82299 | 0.82715 | 0.83369 | 0.84256 | 0.46567 | 0.45689 | 0.44859 | 0.44069 | 0.43314 | 0.42588 | 0.41886 | 0.40964
F6_Commercial_Restaurant_New_Food Preparation_Natural Gas_Conveyor Oven_E3 | F6 | Commercial | Restaurant | New | Food Preparation | Natural Gas | Conveyor Oven | E3 | Utility - Value of Sales | 0 | 0 | 0 | 0 | 0 | 0 | 0 | 0 | 0 | 0 | 0 | 0 | 0 | 0 | 0 | 0 | 0 | 0 | 0 | 0 | 0 | 0 | 0 | 0 | 0 | 0 | 0 | 0 | 0 | 0 | 0
F6_Commercial_Restaurant_New_Food Preparation_Natural Gas_Conveyor Oven_E4 | F6 | Commercial | Restaurant | New | Food Preparation | Natural Gas | Conveyor Oven | E4 | Utility - Value of Sales | 0 | 0 | 0 | 0 | 0 | 0 | 0 | 0 | 0 | 0 | 0 | 0 | 0 | 0 | 0 | 0 | 0 | 0 | 0 | 0 | 0 | 0 | 0 | 0 | 0 | 0 | 0 | 0 | 0 | 0 | 0
F6_Commercial_Restaurant_New_Food Preparation_Natural Gas_Conveyor Oven_E5 | F6 | Commercial | Restaurant | New | Food Preparation | Natural Gas | Conveyor Oven | E5 | Utility - Value of Sales | 0 | 0 | 0 | 0 | 0 | 0 | 0 | 0 | 0 | 0 | 0 | 0 | 0 | 0 | 0 | 0 | 0 | 0 | 0 | 0 | 0 | 0 | 0 | 0 | 0 | 0 | 0 | 0 | 0 | 0 | 0
F6_Commercial_Restaurant_New_Food Preparation_Natural Gas_Conveyor Oven_E6 | F6 | Commercial | Restaurant | New | Food Preparation | Natural Gas | Conveyor Oven | E6 | Utility - Value of Sales | 0 | 0 | 0 | 0 | 0 | 0 | 0 | 0 | 0 | 0 | 0 | 0 | 0 | 0 | 0 | 0 | 0 | 0 | 0 | 0 | 0 | 0 | 0 | 0 | 0 | 0 | 0 | 0 | 0 | 0 | 0
F6_Commercial_Restaurant_New_Food Preparation_Natural Gas_Conveyor Oven_E7 | F6 | Commercial | Restaurant | New | Food Preparation | Natural Gas | Conveyor Oven | E7 | Utility - Value of Sales | 0 | 0 | 0 | 0 | 0 | 0 | 0 | 0 | 0 | 0 | 0 | 0 | 0 | 0 | 0 | 0 | 0 | 0 | 0 | 0 | 0 | 0 | 0 | 0 | 0 | 0 | 0 | 0 | 0 | 0 | 0
F6_Commercial_Restaurant_New_Food Preparation_Natural Gas_Conveyor Oven_E8 | F6 | Commercial | Restaurant | New | Food Preparation | Natural Gas | Conveyor Oven | E8 | Utility - Value of Sales | 0 | 0 | 0 | 0 | 0 | 0 | 0 | 0 | 0 | 0 | 0 | 0 | 0 | 0 | 0 | 0 | 0 | 0 | 0 | 0 | 0 | 0 | 0 | 0 | 0 | 0 | 0 | 0 | 0 | 0 | 0
F6_Commercial_Restaurant_New_Food Preparation_Natural Gas_Conveyor Oven_E9 | F6 | Commercial | Restaurant | New | Food Preparation | Natural Gas | Conveyor Oven | E9 | Utility - Value of Sales | 0 | 0 | 0 | 0 | 0 | 0 | 0 | 0 | 0 | 0 | 0 | 0 | 0 | 0 | 0 | 0 | 0 | 0 | 0 | 0 | 0 | 0 | 0 | 0 | 0 | 0 | 0 | 0 | 0 | 0 | 0
F6_Commercial_Restaurant_New_Food Preparation_Natural Gas_Conveyor Oven_E10 | F6 | Commercial | Restaurant | New | Food Preparation | Natural Gas | Conveyor Oven | E10 | Utility - Value of Sales | 0 | 0 | 0 | 0 | 0 | 0 | 0 | 0 | 0 | 0 | 0 | 0 | 0 | 0 | 0 | 0 | 0 | 0 | 0 | 0 | 0 | 0 | 0 | 0 | 0 | 0 | 0 | 0 | 0 | 0 | 0
F1_Commercial_Restaurant_New_Food Preparation_Natural Gas_Double Rack Oven_E1 | F1 | Commercial | Restaurant | New | Food Preparation | Natural Gas | Double Rack Oven | E1 | Participant - Cost of Equipment | 0.65464 | 0.65464 | 0.65464 | 0.65464 | 0.65464 | 0.65464 | 0.65464 | 0.65464 | 0.65464 | 0.65464 | 0.65464 | 0.65464 | 0.65464 | 0.65464 | 0.65464 | 0.65464 | 0.65464 | 0.65464 | 0.65464 | 0.65464 | 0.65464 | 0.65464 | 0.65464 | 0.65464 | 0.65464 | 0.65464 | 0.65464 | 0.65464 | 0.65464 | 0.65464 | 0.65464
F1_Commercial_Restaurant_New_Food Preparation_Natural Gas_Double Rack Oven_E2 | F1 | Commercial | Restaurant | New | Food Preparation | Natural Gas | Double Rack Oven | E2 | Participant - Cost of Equipment | 0.8706 | 0.8706 | 0.8706 | 0.8706 | 0.8706 | 0.8706 | 0.8706 | 0.8706 | 0.8706 | 0.8706 | 0.8706 | 0.8706 | 0.8706 | 0.8706 | 0.8706 | 0.8706 | 0.8706 | 0.8706 | 0.8706 | 0.8706 | 0.8706 | 0.8706 | 0.8706 | 0.8706 | 0.8706 | 0.8706 | 0.8706 | 0.8706 | 0.8706 | 0.8706 | 0.8706
F1_Commercial_Restaurant_New_Food Preparation_Natural Gas_Double Rack Oven_E3 | F1 | Commercial | Restaurant | New | Food Preparation | Natural Gas | Double Rack Oven | E3 | Participant - Cost of Equipment | 0 | 0 | 0 | 0 | 0 | 0 | 0 | 0 | 0 | 0 | 0 | 0 | 0 | 0 | 0 | 0 | 0 | 0 | 0 | 0 | 0 | 0 | 0 | 0 | 0 | 0 | 0 | 0 | 0 | 0 | 0
F1_Commercial_Restaurant_New_Food Preparation_Natural Gas_Double Rack Oven_E4 | F1 | Commercial | Restaurant | New | Food Preparation | Natural Gas | Double Rack Oven | E4 | Participant - Cost of Equipment | 0 | 0 | 0 | 0 | 0 | 0 | 0 | 0 | 0 | 0 | 0 | 0 | 0 | 0 | 0 | 0 | 0 | 0 | 0 | 0 | 0 | 0 | 0 | 0 | 0 | 0 | 0 | 0 | 0 | 0 | 0
F1_Commercial_Restaurant_New_Food Preparation_Natural Gas_Double Rack Oven_E5 | F1 | Commercial | Restaurant | New | Food Preparation | Natural Gas | Double Rack Oven | E5 | Participant - Cost of Equipment | 0 | 0 | 0 | 0 | 0 | 0 | 0 | 0 | 0 | 0 | 0 | 0 | 0 | 0 | 0 | 0 | 0 | 0 | 0 | 0 | 0 | 0 | 0 | 0 | 0 | 0 | 0 | 0 | 0 | 0 | 0
F1_Commercial_Restaurant_New_Food Preparation_Natural Gas_Double Rack Oven_E6 | F1 | Commercial | Restaurant | New | Food Preparation | Natural Gas | Double Rack Oven | E6 | Participant - Cost of Equipment | 0 | 0 | 0 | 0 | 0 | 0 | 0 | 0 | 0 | 0 | 0 | 0 | 0 | 0 | 0 | 0 | 0 | 0 | 0 | 0 | 0 | 0 | 0 | 0 | 0 | 0 | 0 | 0 | 0 | 0 | 0
F1_Commercial_Restaurant_New_Food Preparation_Natural Gas_Double Rack Oven_E7 | F1 | Commercial | Restaurant | New | Food Preparation | Natural Gas | Double Rack Oven | E7 | Participant - Cost of Equipment | 0 | 0 | 0 | 0 | 0 | 0 | 0 | 0 | 0 | 0 | 0 | 0 | 0 | 0 | 0 | 0 | 0 | 0 | 0 | 0 | 0 | 0 | 0 | 0 | 0 | 0 | 0 | 0 | 0 | 0 | 0
F1_Commercial_Restaurant_New_Food Preparation_Natural Gas_Double Rack Oven_E8 | F1 | Commercial | Restaurant | New | Food Preparation | Natural Gas | Double Rack Oven | E8 | Participant - Cost of Equipment | 0 | 0 | 0 | 0 | 0 | 0 | 0 | 0 | 0 | 0 | 0 | 0 | 0 | 0 | 0 | 0 | 0 | 0 | 0 | 0 | 0 | 0 | 0 | 0 | 0 | 0 | 0 | 0 | 0 | 0 | 0
F1_Commercial_Restaurant_New_Food Preparation_Natural Gas_Double Rack Oven_E9 | F1 | Commercial | Restaurant | New | Food Preparation | Natural Gas | Double Rack Oven | E9 | Participant - Cost of Equipment | 0 | 0 | 0 | 0 | 0 | 0 | 0 | 0 | 0 | 0 | 0 | 0 | 0 | 0 | 0 | 0 | 0 | 0 | 0 | 0 | 0 | 0 | 0 | 0 | 0 | 0 | 0 | 0 | 0 | 0 | 0
F1_Commercial_Restaurant_New_Food Preparation_Natural Gas_Double Rack Oven_E10 | F1 | Commercial | Restaurant | New | Food Preparation | Natural Gas | Double Rack Oven | E10 | Participant - Cost of Equipment | 0 | 0 | 0 | 0 | 0 | 0 | 0 | 0 | 0 | 0 | 0 | 0 | 0 | 0 | 0 | 0 | 0 | 0 | 0 | 0 | 0 | 0 | 0 | 0 | 0 | 0 | 0 | 0 | 0 | 0 | 0
F2_Commercial_Restaurant_New_Food Preparation_Natural Gas_Double Rack Oven_E1 | F2 | Commercial | Restaurant | New | Food Preparation | Natural Gas | Double Rack Oven | E1 | Participant - Cost of Operation | 2.2531 | 2.2878 | 2.3131 | 2.3002 | 2.3025 | 2.1703 | 2.0609 | 1.9999 | 1.9745 | 2.0477 | 2.1438 | 2.2443 | 2.0611 | 2.1834 | 2.1908 | 2.1799 | 2.1819 | 2.1886 | 2.1468 | 2.172 | 2.189 | 2.213 | 2.2438 | 1.1253 | 1.1034 | 1.0827 | 1.0632 | 1.0446 | 1.0269 | 1.0097 | 0.99315
F2_Commercial_Restaurant_New_Food Preparation_Natural Gas_Double Rack Oven_E2 | F2 | Commercial | Restaurant | New | Food Preparation | Natural Gas | Double Rack Oven | E2 | Participant - Cost of Operation | 1.229 | 1.2479 | 1.2617 | 1.2547 | 1.2559 | 1.1838 | 1.1241 | 1.0908 | 1.077 | 1.1169 | 1.1694 | 1.2242 | 1.1243 | 1.1909 | 1.195 | 1.189 | 1.1901 | 1.1938 | 1.171 | 1.1847 | 1.194 | 1.2071 | 1.2239 | 0.61382 | 0.60183 | 0.59057 | 0.57993 | 0.5698 | 0.56011 | 0.55076 | 0.54172
F2_Commercial_Restaurant_New_Food Preparation_Natural Gas_Double Rack Oven_E3 | F2 | Commercial | Restaurant | New | Food Preparation | Natural Gas | Double Rack Oven | E3 | Participant - Cost of Operation | 0 | 0 | 0 | 0 | 0 | 0 | 0 | 0 | 0 | 0 | 0 | 0 | 0 | 0 | 0 | 0 | 0 | 0 | 0 | 0 | 0 | 0 | 0 | 0 | 0 | 0 | 0 | 0 | 0 | 0 | 0
F2_Commercial_Restaurant_New_Food Preparation_Natural Gas_Double Rack Oven_E4 | F2 | Commercial | Restaurant | New | Food Preparation | Natural Gas | Double Rack Oven | E4 | Participant - Cost of Operation | 0 | 0 | 0 | 0 | 0 | 0 | 0 | 0 | 0 | 0 | 0 | 0 | 0 | 0 | 0 | 0 | 0 | 0 | 0 | 0 | 0 | 0 | 0 | 0 | 0 | 0 | 0 | 0 | 0 | 0 | 0
F2_Commercial_Restaurant_New_Food Preparation_Natural Gas_Double Rack Oven_E5 | F2 | Commercial | Restaurant | New | Food Preparation | Natural Gas | Double Rack Oven | E5 | Participant - Cost of Operation | 0 | 0 | 0 | 0 | 0 | 0 | 0 | 0 | 0 | 0 | 0 | 0 | 0 | 0 | 0 | 0 | 0 | 0 | 0 | 0 | 0 | 0 | 0 | 0 | 0 | 0 | 0 | 0 | 0 | 0 | 0
F2_Commercial_Restaurant_New_Food Preparation_Natural Gas_Double Rack Oven_E6 | F2 | Commercial | Restaurant | New | Food Preparation | Natural Gas | Double Rack Oven | E6 | Participant - Cost of Operation | 0 | 0 | 0 | 0 | 0 | 0 | 0 | 0 | 0 | 0 | 0 | 0 | 0 | 0 | 0 | 0 | 0 | 0 | 0 | 0 | 0 | 0 | 0 | 0 | 0 | 0 | 0 | 0 | 0 | 0 | 0
F2_Commercial_Restaurant_New_Food Preparation_Natural Gas_Double Rack Oven_E7 | F2 | Commercial | Restaurant | New | Food Preparation | Natural Gas | Double Rack Oven | E7 | Participant - Cost of Operation | 0 | 0 | 0 | 0 | 0 | 0 | 0 | 0 | 0 | 0 | 0 | 0 | 0 | 0 | 0 | 0 | 0 | 0 | 0 | 0 | 0 | 0 | 0 | 0 | 0 | 0 | 0 | 0 | 0 | 0 | 0
F2_Commercial_Restaurant_New_Food Preparation_Natural Gas_Double Rack Oven_E8 | F2 | Commercial | Restaurant | New | Food Preparation | Natural Gas | Double Rack Oven | E8 | Participant - Cost of Operation | 0 | 0 | 0 | 0 | 0 | 0 | 0 | 0 | 0 | 0 | 0 | 0 | 0 | 0 | 0 | 0 | 0 | 0 | 0 | 0 | 0 | 0 | 0 | 0 | 0 | 0 | 0 | 0 | 0 | 0 | 0
F2_Commercial_Restaurant_New_Food Preparation_Natural Gas_Double Rack Oven_E9 | F2 | Commercial | Restaurant | New | Food Preparation | Natural Gas | Double Rack Oven | E9 | Participant - Cost of Operation | 0 | 0 | 0 | 0 | 0 | 0 | 0 | 0 | 0 | 0 | 0 | 0 | 0 | 0 | 0 | 0 | 0 | 0 | 0 | 0 | 0 | 0 | 0 | 0 | 0 | 0 | 0 | 0 | 0 | 0 | 0
F2_Commercial_Restaurant_New_Food Preparation_Natural Gas_Double Rack Oven_E10 | F2 | Commercial | Restaurant | New | Food Preparation | Natural Gas | Double Rack Oven | E10 | Participant - Cost of Operation | 0 | 0 | 0 | 0 | 0 | 0 | 0 | 0 | 0 | 0 | 0 | 0 | 0 | 0 | 0 | 0 | 0 | 0 | 0 | 0 | 0 | 0 | 0 | 0 | 0 | 0 | 0 | 0 | 0 | 0 | 0
F3_Commercial_Restaurant_New_Food Preparation_Natural Gas_Double Rack Oven_E1 | F3 | Commercial | Restaurant | New | Food Preparation | Natural Gas | Double Rack Oven | E1 | System - kBTUs of Conusmption | 187.2137 | 187.5875 | 187.3493 | 187.1863 | 187.1863 | 187.1863 | 187.1863 | 187.1863 | 187.1863 | 187.1863 | 187.1863 | 187.1863 | 187.1863 | 187.1863 | 187.1863 | 187.1863 | 187.1863 | 187.1863 | 187.1863 | 187.1863 | 187.1863 | 187.1863 | 187.1863 | 187.1863 | 187.1863 | 187.1863 | 187.1863 | 187.1863 | 187.1863 | 187.1863 | 187.1863
F3_Commercial_Restaurant_New_Food Preparation_Natural Gas_Double Rack Oven_E2 | F3 | Commercial | Restaurant | New | Food Preparation | Natural Gas | Double Rack Oven | E2 | System - kBTUs of Conusmption | 102.1166 | 102.3205 | 102.1905 | 102.1016 | 102.1016 | 102.1016 | 102.1016 | 102.1016 | 102.1016 | 102.1016 | 102.1016 | 102.1016 | 102.1016 | 102.1016 | 102.1016 | 102.1016 | 102.1016 | 102.1016 | 102.1016 | 102.1016 | 102.1016 | 102.1016 | 102.1016 | 102.1016 | 102.1016 | 102.1016 | 102.1016 | 102.1016 | 102.1016 | 102.1016 | 102.1016
F3_Commercial_Restaurant_New_Food Preparation_Natural Gas_Double Rack Oven_E3 | F3 | Commercial | Restaurant | New | Food Preparation | Natural Gas | Double Rack Oven | E3 | System - kBTUs of Conusmption | 0 | 0 | 0 | 0 | 0 | 0 | 0 | 0 | 0 | 0 | 0 | 0 | 0 | 0 | 0 | 0 | 0 | 0 | 0 | 0 | 0 | 0 | 0 | 0 | 0 | 0 | 0 | 0 | 0 | 0 | 0
F3_Commercial_Restaurant_New_Food Preparation_Natural Gas_Double Rack Oven_E4 | F3 | Commercial | Restaurant | New | Food Preparation | Natural Gas | Double Rack Oven | E4 | System - kBTUs of Conusmption | 0 | 0 | 0 | 0 | 0 | 0 | 0 | 0 | 0 | 0 | 0 | 0 | 0 | 0 | 0 | 0 | 0 | 0 | 0 | 0 | 0 | 0 | 0 | 0 | 0 | 0 | 0 | 0 | 0 | 0 | 0
F3_Commercial_Restaurant_New_Food Preparation_Natural Gas_Double Rack Oven_E5 | F3 | Commercial | Restaurant | New | Food Preparation | Natural Gas | Double Rack Oven | E5 | System - kBTUs of Conusmption | 0 | 0 | 0 | 0 | 0 | 0 | 0 | 0 | 0 | 0 | 0 | 0 | 0 | 0 | 0 | 0 | 0 | 0 | 0 | 0 | 0 | 0 | 0 | 0 | 0 | 0 | 0 | 0 | 0 | 0 | 0
F3_Commercial_Restaurant_New_Food Preparation_Natural Gas_Double Rack Oven_E6 | F3 | Commercial | Restaurant | New | Food Preparation | Natural Gas | Double Rack Oven | E6 | System - kBTUs of Conusmption | 0 | 0 | 0 | 0 | 0 | 0 | 0 | 0 | 0 | 0 | 0 | 0 | 0 | 0 | 0 | 0 | 0 | 0 | 0 | 0 | 0 | 0 | 0 | 0 | 0 | 0 | 0 | 0 | 0 | 0 | 0
F3_Commercial_Restaurant_New_Food Preparation_Natural Gas_Double Rack Oven_E7 | F3 | Commercial | Restaurant | New | Food Preparation | Natural Gas | Double Rack Oven | E7 | System - kBTUs of Conusmption | 0 | 0 | 0 | 0 | 0 | 0 | 0 | 0 | 0 | 0 | 0 | 0 | 0 | 0 | 0 | 0 | 0 | 0 | 0 | 0 | 0 | 0 | 0 | 0 | 0 | 0 | 0 | 0 | 0 | 0 | 0
F3_Commercial_Restaurant_New_Food Preparation_Natural Gas_Double Rack Oven_E8 | F3 | Commercial | Restaurant | New | Food Preparation | Natural Gas | Double Rack Oven | E8 | System - kBTUs of Conusmption | 0 | 0 | 0 | 0 | 0 | 0 | 0 | 0 | 0 | 0 | 0 | 0 | 0 | 0 | 0 | 0 | 0 | 0 | 0 | 0 | 0 | 0 | 0 | 0 | 0 | 0 | 0 | 0 | 0 | 0 | 0
F3_Commercial_Restaurant_New_Food Preparation_Natural Gas_Double Rack Oven_E9 | F3 | Commercial | Restaurant | New | Food Preparation | Natural Gas | Double Rack Oven | E9 | System - kBTUs of Conusmption | 0 | 0 | 0 | 0 | 0 | 0 | 0 | 0 | 0 | 0 | 0 | 0 | 0 | 0 | 0 | 0 | 0 | 0 | 0 | 0 | 0 | 0 | 0 | 0 | 0 | 0 | 0 | 0 | 0 | 0 | 0
F3_Commercial_Restaurant_New_Food Preparation_Natural Gas_Double Rack Oven_E10 | F3 | Commercial | Restaurant | New | Food Preparation | Natural Gas | Double Rack Oven | E10 | System - kBTUs of Conusmption | 0 | 0 | 0 | 0 | 0 | 0 | 0 | 0 | 0 | 0 | 0 | 0 | 0 | 0 | 0 | 0 | 0 | 0 | 0 | 0 | 0 | 0 | 0 | 0 | 0 | 0 | 0 | 0 | 0 | 0 | 0
F4_Commercial_Restaurant_New_Food Preparation_Natural Gas_Double Rack Oven_E1 | F4 | Commercial | Restaurant | New | Food Preparation | Natural Gas | Double Rack Oven | E1 | Utility - Cost of Equipment | 0.65464 | 0.65464 | 0.65464 | 0.65464 | 0.65464 | 0.65464 | 0.65464 | 0.65464 | 0.65464 | 0.65464 | 0.65464 | 0.65464 | 0.65464 | 0.65464 | 0.65464 | 0.65464 | 0.65464 | 0.65464 | 0.65464 | 0.65464 | 0.65464 | 0.65464 | 0.65464 | 0.65464 | 0.65464 | 0.65464 | 0.65464 | 0.65464 | 0.65464 | 0.65464 | 0.65464
F4_Commercial_Restaurant_New_Food Preparation_Natural Gas_Double Rack Oven_E2 | F4 | Commercial | Restaurant | New | Food Preparation | Natural Gas | Double Rack Oven | E2 | Utility - Cost of Equipment | 0.8706 | 0.8706 | 0.8706 | 0.8706 | 0.8706 | 0.8706 | 0.8706 | 0.8706 | 0.8706 | 0.8706 | 0.8706 | 0.8706 | 0.8706 | 0.8706 | 0.8706 | 0.8706 | 0.8706 | 0.8706 | 0.8706 | 0.8706 | 0.8706 | 0.8706 | 0.8706 | 0.8706 | 0.8706 | 0.8706 | 0.8706 | 0.8706 | 0.8706 | 0.8706 | 0.8706
F4_Commercial_Restaurant_New_Food Preparation_Natural Gas_Double Rack Oven_E3 | F4 | Commercial | Restaurant | New | Food Preparation | Natural Gas | Double Rack Oven | E3 | Utility - Cost of Equipment | 0 | 0 | 0 | 0 | 0 | 0 | 0 | 0 | 0 | 0 | 0 | 0 | 0 | 0 | 0 | 0 | 0 | 0 | 0 | 0 | 0 | 0 | 0 | 0 | 0 | 0 | 0 | 0 | 0 | 0 | 0
F4_Commercial_Restaurant_New_Food Preparation_Natural Gas_Double Rack Oven_E4 | F4 | Commercial | Restaurant | New | Food Preparation | Natural Gas | Double Rack Oven | E4 | Utility - Cost of Equipment | 0 | 0 | 0 | 0 | 0 | 0 | 0 | 0 | 0 | 0 | 0 | 0 | 0 | 0 | 0 | 0 | 0 | 0 | 0 | 0 | 0 | 0 | 0 | 0 | 0 | 0 | 0 | 0 | 0 | 0 | 0
F4_Commercial_Restaurant_New_Food Preparation_Natural Gas_Double Rack Oven_E5 | F4 | Commercial | Restaurant | New | Food Preparation | Natural Gas | Double Rack Oven | E5 | Utility - Cost of Equipment | 0 | 0 | 0 | 0 | 0 | 0 | 0 | 0 | 0 | 0 | 0 | 0 | 0 | 0 | 0 | 0 | 0 | 0 | 0 | 0 | 0 | 0 | 0 | 0 | 0 | 0 | 0 | 0 | 0 | 0 | 0
F4_Commercial_Restaurant_New_Food Preparation_Natural Gas_Double Rack Oven_E6 | F4 | Commercial | Restaurant | New | Food Preparation | Natural Gas | Double Rack Oven | E6 | Utility - Cost of Equipment | 0 | 0 | 0 | 0 | 0 | 0 | 0 | 0 | 0 | 0 | 0 | 0 | 0 | 0 | 0 | 0 | 0 | 0 | 0 | 0 | 0 | 0 | 0 | 0 | 0 | 0 | 0 | 0 | 0 | 0 | 0
F4_Commercial_Restaurant_New_Food Preparation_Natural Gas_Double Rack Oven_E7 | F4 | Commercial | Restaurant | New | Food Preparation | Natural Gas | Double Rack Oven | E7 | Utility - Cost of Equipment | 0 | 0 | 0 | 0 | 0 | 0 | 0 | 0 | 0 | 0 | 0 | 0 | 0 | 0 | 0 | 0 | 0 | 0 | 0 | 0 | 0 | 0 | 0 | 0 | 0 | 0 | 0 | 0 | 0 | 0 | 0
F4_Commercial_Restaurant_New_Food Preparation_Natural Gas_Double Rack Oven_E8 | F4 | Commercial | Restaurant | New | Food Preparation | Natural Gas | Double Rack Oven | E8 | Utility - Cost of Equipment | 0 | 0 | 0 | 0 | 0 | 0 | 0 | 0 | 0 | 0 | 0 | 0 | 0 | 0 | 0 | 0 | 0 | 0 | 0 | 0 | 0 | 0 | 0 | 0 | 0 | 0 | 0 | 0 | 0 | 0 | 0
F4_Commercial_Restaurant_New_Food Preparation_Natural Gas_Double Rack Oven_E9 | F4 | Commercial | Restaurant | New | Food Preparation | Natural Gas | Double Rack Oven | E9 | Utility - Cost of Equipment | 0 | 0 | 0 | 0 | 0 | 0 | 0 | 0 | 0 | 0 | 0 | 0 | 0 | 0 | 0 | 0 | 0 | 0 | 0 | 0 | 0 | 0 | 0 | 0 | 0 | 0 | 0 | 0 | 0 | 0 | 0
F4_Commercial_Restaurant_New_Food Preparation_Natural Gas_Double Rack Oven_E10 | F4 | Commercial | Restaurant | New | Food Preparation | Natural Gas | Double Rack Oven | E10 | Utility - Cost of Equipment | 0 | 0 | 0 | 0 | 0 | 0 | 0 | 0 | 0 | 0 | 0 | 0 | 0 | 0 | 0 | 0 | 0 | 0 | 0 | 0 | 0 | 0 | 0 | 0 | 0 | 0 | 0 | 0 | 0 | 0 | 0
F5_Commercial_Restaurant_New_Food Preparation_Natural Gas_Double Rack Oven_E1 | F5 | Commercial | Restaurant | New | Food Preparation | Natural Gas | Double Rack Oven | E1 | Utility - Cost of Operation | 1.8806 | 1.9096 | 1.9307 | 1.9199 | 1.9219 | 1.8115 | 1.7202 | 1.6692 | 1.6481 | 1.7092 | 1.7894 | 1.8733 | 1.7204 | 1.8224 | 1.8286 | 1.8195 | 1.8212 | 1.8268 | 1.7919 | 1.813 | 1.8272 | 1.8471 | 1.8728 | 0.93929 | 0.92095 | 0.90372 | 0.88743 | 0.87194 | 0.8571 | 0.8428 | 0.82896
F5_Commercial_Restaurant_New_Food Preparation_Natural Gas_Double Rack Oven_E2 | F5 | Commercial | Restaurant | New | Food Preparation | Natural Gas | Double Rack Oven | E2 | Utility - Cost of Operation | 1.0258 | 1.0416 | 1.0531 | 1.0472 | 1.0483 | 0.98809 | 0.9383 | 0.9105 | 0.89896 | 0.93228 | 0.97605 | 1.0218 | 0.93839 | 0.99405 | 0.99744 | 0.99246 | 0.99337 | 0.99643 | 0.97739 | 0.98888 | 0.99663 | 1.0075 | 1.0215 | 0.51234 | 0.50234 | 0.49294 | 0.48406 | 0.4756 | 0.46751 | 0.45971 | 0.45216
F5_Commercial_Restaurant_New_Food Preparation_Natural Gas_Double Rack Oven_E3 | F5 | Commercial | Restaurant | New | Food Preparation | Natural Gas | Double Rack Oven | E3 | Utility - Cost of Operation | 0 | 0 | 0 | 0 | 0 | 0 | 0 | 0 | 0 | 0 | 0 | 0 | 0 | 0 | 0 | 0 | 0 | 0 | 0 | 0 | 0 | 0 | 0 | 0 | 0 | 0 | 0 | 0 | 0 | 0 | 0
F5_Commercial_Restaurant_New_Food Preparation_Natural Gas_Double Rack Oven_E4 | F5 | Commercial | Restaurant | New | Food Preparation | Natural Gas | Double Rack Oven | E4 | Utility - Cost of Operation | 0 | 0 | 0 | 0 | 0 | 0 | 0 | 0 | 0 | 0 | 0 | 0 | 0 | 0 | 0 | 0 | 0 | 0 | 0 | 0 | 0 | 0 | 0 | 0 | 0 | 0 | 0 | 0 | 0 | 0 | 0
F5_Commercial_Restaurant_New_Food Preparation_Natural Gas_Double Rack Oven_E5 | F5 | Commercial | Restaurant | New | Food Preparation | Natural Gas | Double Rack Oven | E5 | Utility - Cost of Operation | 0 | 0 | 0 | 0 | 0 | 0 | 0 | 0 | 0 | 0 | 0 | 0 | 0 | 0 | 0 | 0 | 0 | 0 | 0 | 0 | 0 | 0 | 0 | 0 | 0 | 0 | 0 | 0 | 0 | 0 | 0
F5_Commercial_Restaurant_New_Food Preparation_Natural Gas_Double Rack Oven_E6 | F5 | Commercial | Restaurant | New | Food Preparation | Natural Gas | Double Rack Oven | E6 | Utility - Cost of Operation | 0 | 0 | 0 | 0 | 0 | 0 | 0 | 0 | 0 | 0 | 0 | 0 | 0 | 0 | 0 | 0 | 0 | 0 | 0 | 0 | 0 | 0 | 0 | 0 | 0 | 0 | 0 | 0 | 0 | 0 | 0
F5_Commercial_Restaurant_New_Food Preparation_Natural Gas_Double Rack Oven_E7 | F5 | Commercial | Restaurant | New | Food Preparation | Natural Gas | Double Rack Oven | E7 | Utility - Cost of Operation | 0 | 0 | 0 | 0 | 0 | 0 | 0 | 0 | 0 | 0 | 0 | 0 | 0 | 0 | 0 | 0 | 0 | 0 | 0 | 0 | 0 | 0 | 0 | 0 | 0 | 0 | 0 | 0 | 0 | 0 | 0
F5_Commercial_Restaurant_New_Food Preparation_Natural Gas_Double Rack Oven_E8 | F5 | Commercial | Restaurant | New | Food Preparation | Natural Gas | Double Rack Oven | E8 | Utility - Cost of Operation | 0 | 0 | 0 | 0 | 0 | 0 | 0 | 0 | 0 | 0 | 0 | 0 | 0 | 0 | 0 | 0 | 0 | 0 | 0 | 0 | 0 | 0 | 0 | 0 | 0 | 0 | 0 | 0 | 0 | 0 | 0
F5_Commercial_Restaurant_New_Food Preparation_Natural Gas_Double Rack Oven_E9 | F5 | Commercial | Restaurant | New | Food Preparation | Natural Gas | Double Rack Oven | E9 | Utility - Cost of Operation | 0 | 0 | 0 | 0 | 0 | 0 | 0 | 0 | 0 | 0 | 0 | 0 | 0 | 0 | 0 | 0 | 0 | 0 | 0 | 0 | 0 | 0 | 0 | 0 | 0 | 0 | 0 | 0 | 0 | 0 | 0
F5_Commercial_Restaurant_New_Food Preparation_Natural Gas_Double Rack Oven_E10 | F5 | Commercial | Restaurant | New | Food Preparation | Natural Gas | Double Rack Oven | E10 | Utility - Cost of Operation | 0 | 0 | 0 | 0 | 0 | 0 | 0 | 0 | 0 | 0 | 0 | 0 | 0 | 0 | 0 | 0 | 0 | 0 | 0 | 0 | 0 | 0 | 0 | 0 | 0 | 0 | 0 | 0 | 0 | 0 | 0
F6_Commercial_Restaurant_New_Food Preparation_Natural Gas_Double Rack Oven_E1 | F6 | Commercial | Restaurant | New | Food Preparation | Natural Gas | Double Rack Oven | E1 | Utility - Value of Sales | 2.2531 | 2.2878 | 2.3131 | 2.3002 | 2.3025 | 2.1703 | 2.0609 | 1.9999 | 1.9745 | 2.0477 | 2.1438 | 2.2443 | 2.0611 | 2.1834 | 2.1908 | 2.1799 | 2.1819 | 2.1886 | 2.1468 | 2.172 | 2.189 | 2.213 | 2.2438 | 1.1253 | 1.1034 | 1.0827 | 1.0632 | 1.0446 | 1.0269 | 1.0097 | 0.99315
F6_Commercial_Restaurant_New_Food Preparation_Natural Gas_Double Rack Oven_E2 | F6 | Commercial | Restaurant | New | Food Preparation | Natural Gas | Double Rack Oven | E2 | Utility - Value of Sales | 1.229 | 1.2479 | 1.2617 | 1.2547 | 1.2559 | 1.1838 | 1.1241 | 1.0908 | 1.077 | 1.1169 | 1.1694 | 1.2242 | 1.1243 | 1.1909 | 1.195 | 1.189 | 1.1901 | 1.1938 | 1.171 | 1.1847 | 1.194 | 1.2071 | 1.2239 | 0.61382 | 0.60183 | 0.59057 | 0.57993 | 0.5698 | 0.56011 | 0.55076 | 0.54172
F6_Commercial_Restaurant_New_Food Preparation_Natural Gas_Double Rack Oven_E3 | F6 | Commercial | Restaurant | New | Food Preparation | Natural Gas | Double Rack Oven | E3 | Utility - Value of Sales | 0 | 0 | 0 | 0 | 0 | 0 | 0 | 0 | 0 | 0 | 0 | 0 | 0 | 0 | 0 | 0 | 0 | 0 | 0 | 0 | 0 | 0 | 0 | 0 | 0 | 0 | 0 | 0 | 0 | 0 | 0
F6_Commercial_Restaurant_New_Food Preparation_Natural Gas_Double Rack Oven_E4 | F6 | Commercial | Restaurant | New | Food Preparation | Natural Gas | Double Rack Oven | E4 | Utility - Value of Sales | 0 | 0 | 0 | 0 | 0 | 0 | 0 | 0 | 0 | 0 | 0 | 0 | 0 | 0 | 0 | 0 | 0 | 0 | 0 | 0 | 0 | 0 | 0 | 0 | 0 | 0 | 0 | 0 | 0 | 0 | 0
F6_Commercial_Restaurant_New_Food Preparation_Natural Gas_Double Rack Oven_E5 | F6 | Commercial | Restaurant | New | Food Preparation | Natural Gas | Double Rack Oven | E5 | Utility - Value of Sales | 0 | 0 | 0 | 0 | 0 | 0 | 0 | 0 | 0 | 0 | 0 | 0 | 0 | 0 | 0 | 0 | 0 | 0 | 0 | 0 | 0 | 0 | 0 | 0 | 0 | 0 | 0 | 0 | 0 | 0 | 0
F6_Commercial_Restaurant_New_Food Preparation_Natural Gas_Double Rack Oven_E6 | F6 | Commercial | Restaurant | New | Food Preparation | Natural Gas | Double Rack Oven | E6 | Utility - Value of Sales | 0 | 0 | 0 | 0 | 0 | 0 | 0 | 0 | 0 | 0 | 0 | 0 | 0 | 0 | 0 | 0 | 0 | 0 | 0 | 0 | 0 | 0 | 0 | 0 | 0 | 0 | 0 | 0 | 0 | 0 | 0
F6_Commercial_Restaurant_New_Food Preparation_Natural Gas_Double Rack Oven_E7 | F6 | Commercial | Restaurant | New | Food Preparation | Natural Gas | Double Rack Oven | E7 | Utility - Value of Sales | 0 | 0 | 0 | 0 | 0 | 0 | 0 | 0 | 0 | 0 | 0 | 0 | 0 | 0 | 0 | 0 | 0 | 0 | 0 | 0 | 0 | 0 | 0 | 0 | 0 | 0 | 0 | 0 | 0 | 0 | 0
F6_Commercial_Restaurant_New_Food Preparation_Natural Gas_Double Rack Oven_E8 | F6 | Commercial | Restaurant | New | Food Preparation | Natural Gas | Double Rack Oven | E8 | Utility - Value of Sales | 0 | 0 | 0 | 0 | 0 | 0 | 0 | 0 | 0 | 0 | 0 | 0 | 0 | 0 | 0 | 0 | 0 | 0 | 0 | 0 | 0 | 0 | 0 | 0 | 0 | 0 | 0 | 0 | 0 | 0 | 0
F6_Commercial_Restaurant_New_Food Preparation_Natural Gas_Double Rack Oven_E9 | F6 | Commercial | Restaurant | New | Food Preparation | Natural Gas | Double Rack Oven | E9 | Utility - Value of Sales | 0 | 0 | 0 | 0 | 0 | 0 | 0 | 0 | 0 | 0 | 0 | 0 | 0 | 0 | 0 | 0 | 0 | 0 | 0 | 0 | 0 | 0 | 0 | 0 | 0 | 0 | 0 | 0 | 0 | 0 | 0
F6_Commercial_Restaurant_New_Food Preparation_Natural Gas_Double Rack Oven_E10 | F6 | Commercial | Restaurant | New | Food Preparation | Natural Gas | Double Rack Oven | E10 | Utility - Value of Sales | 0 | 0 | 0 | 0 | 0 | 0 | 0 | 0 | 0 | 0 | 0 | 0 | 0 | 0 | 0 | 0 | 0 | 0 | 0 | 0 | 0 | 0 | 0 | 0 | 0 | 0 | 0 | 0 | 0 | 0 | 0
F1_Commercial_Restaurant_New_Food Preparation_Natural Gas_Fryer_E1 | F1 | Commercial | Restaurant | New | Food Preparation | Natural Gas | Fryer | E1 | Participant - Cost of Equipment | 0.51578 | 0.51578 | 0.51578 | 0 | 0 | 0 | 0 | 0 | 0 | 0 | 0 | 0 | 0 | 0 | 0 | 0 | 0 | 0 | 0 | 0 | 0 | 0 | 0 | 0 | 0 | 0 | 0 | 0 | 0 | 0 | 0
F1_Commercial_Restaurant_New_Food Preparation_Natural Gas_Fryer_E2 | F1 | Commercial | Restaurant | New | Food Preparation | Natural Gas | Fryer | E2 | Participant - Cost of Equipment | 0.61514 | 0.61514 | 0.61514 | 0.61514 | 0.61514 | 0.61514 | 0.61514 | 0.61514 | 0.61514 | 0.61514 | 0.61514 | 0.61514 | 0.61514 | 0.61514 | 0.61514 | 0.61514 | 0.61514 | 0.61514 | 0.61514 | 0.61514 | 0.61514 | 0.61514 | 0.61514 | 0.61514 | 0.61514 | 0.61514 | 0.61514 | 0.61514 | 0.61514 | 0.61514 | 0.61514
F1_Commercial_Restaurant_New_Food Preparation_Natural Gas_Fryer_E3 | F1 | Commercial | Restaurant | New | Food Preparation | Natural Gas | Fryer | E3 | Participant - Cost of Equipment | 0 | 0 | 0 | 0 | 0 | 0 | 0 | 0 | 0 | 0 | 0 | 0 | 0 | 0 | 0 | 0 | 0 | 0 | 0 | 0 | 0 | 0 | 0 | 0 | 0 | 0 | 0 | 0 | 0 | 0 | 0
F1_Commercial_Restaurant_New_Food Preparation_Natural Gas_Fryer_E4 | F1 | Commercial | Restaurant | New | Food Preparation | Natural Gas | Fryer | E4 | Participant - Cost of Equipment | 0 | 0 | 0 | 0 | 0 | 0 | 0 | 0 | 0 | 0 | 0 | 0 | 0 | 0 | 0 | 0 | 0 | 0 | 0 | 0 | 0 | 0 | 0 | 0 | 0 | 0 | 0 | 0 | 0 | 0 | 0
F1_Commercial_Restaurant_New_Food Preparation_Natural Gas_Fryer_E5 | F1 | Commercial | Restaurant | New | Food Preparation | Natural Gas | Fryer | E5 | Participant - Cost of Equipment | 0 | 0 | 0 | 0 | 0 | 0 | 0 | 0 | 0 | 0 | 0 | 0 | 0 | 0 | 0 | 0 | 0 | 0 | 0 | 0 | 0 | 0 | 0 | 0 | 0 | 0 | 0 | 0 | 0 | 0 | 0
F1_Commercial_Restaurant_New_Food Preparation_Natural Gas_Fryer_E6 | F1 | Commercial | Restaurant | New | Food Preparation | Natural Gas | Fryer | E6 | Participant - Cost of Equipment | 0 | 0 | 0 | 0 | 0 | 0 | 0 | 0 | 0 | 0 | 0 | 0 | 0 | 0 | 0 | 0 | 0 | 0 | 0 | 0 | 0 | 0 | 0 | 0 | 0 | 0 | 0 | 0 | 0 | 0 | 0
F1_Commercial_Restaurant_New_Food Preparation_Natural Gas_Fryer_E7 | F1 | Commercial | Restaurant | New | Food Preparation | Natural Gas | Fryer | E7 | Participant - Cost of Equipment | 0 | 0 | 0 | 0 | 0 | 0 | 0 | 0 | 0 | 0 | 0 | 0 | 0 | 0 | 0 | 0 | 0 | 0 | 0 | 0 | 0 | 0 | 0 | 0 | 0 | 0 | 0 | 0 | 0 | 0 | 0
F1_Commercial_Restaurant_New_Food Preparation_Natural Gas_Fryer_E8 | F1 | Commercial | Restaurant | New | Food Preparation | Natural Gas | Fryer | E8 | Participant - Cost of Equipment | 0 | 0 | 0 | 0 | 0 | 0 | 0 | 0 | 0 | 0 | 0 | 0 | 0 | 0 | 0 | 0 | 0 | 0 | 0 | 0 | 0 | 0 | 0 | 0 | 0 | 0 | 0 | 0 | 0 | 0 | 0
F1_Commercial_Restaurant_New_Food Preparation_Natural Gas_Fryer_E9 | F1 | Commercial | Restaurant | New | Food Preparation | Natural Gas | Fryer | E9 | Participant - Cost of Equipment | 0 | 0 | 0 | 0 | 0 | 0 | 0 | 0 | 0 | 0 | 0 | 0 | 0 | 0 | 0 | 0 | 0 | 0 | 0 | 0 | 0 | 0 | 0 | 0 | 0 | 0 | 0 | 0 | 0 | 0 | 0
F1_Commercial_Restaurant_New_Food Preparation_Natural Gas_Fryer_E10 | F1 | Commercial | Restaurant | New | Food Preparation | Natural Gas | Fryer | E10 | Participant - Cost of Equipment | 0 | 0 | 0 | 0 | 0 | 0 | 0 | 0 | 0 | 0 | 0 | 0 | 0 | 0 | 0 | 0 | 0 | 0 | 0 | 0 | 0 | 0 | 0 | 0 | 0 | 0 | 0 | 0 | 0 | 0 | 0
F2_Commercial_Restaurant_New_Food Preparation_Natural Gas_Fryer_E1 | F2 | Commercial | Restaurant | New | Food Preparation | Natural Gas | Fryer | E1 | Participant - Cost of Operation | 1.107 | 1.1314 | 1.151 | 0 | 0 | 0 | 0 | 0 | 0 | 0 | 0 | 0 | 0 | 0 | 0 | 0 | 0 | 0 | 0 | 0 | 0 | 0 | 0 | 0 | 0 | 0 | 0 | 0 | 0 | 0 | 0
F2_Commercial_Restaurant_New_Food Preparation_Natural Gas_Fryer_E2 | F2 | Commercial | Restaurant | New | Food Preparation | Natural Gas | Fryer | E2 | Participant - Cost of Operation | 0.74391 | 0.76029 | 0.77345 | 0.78602 | 0.80498 | 0.76867 | 0.72486 | 0.70336 | 0.69701 | 0.68587 | 0.67879 | 0.66821 | 0.58618 | 0.63132 | 0.68936 | 0.74536 | 0.81298 | 0.81778 | 0.8022 | 0.81446 | 0.82318 | 0.83472 | 0.84904 | 0.38421 | 0.37644 | 0.36919 | 0.36238 | 0.35594 | 0.34979 | 0.34389 | 0.3382
F2_Commercial_Restaurant_New_Food Preparation_Natural Gas_Fryer_E3 | F2 | Commercial | Restaurant | New | Food Preparation | Natural Gas | Fryer | E3 | Participant - Cost of Operation | 0 | 0 | 0 | 0 | 0 | 0 | 0 | 0 | 0 | 0 | 0 | 0 | 0 | 0 | 0 | 0 | 0 | 0 | 0 | 0 | 0 | 0 | 0 | 0 | 0 | 0 | 0 | 0 | 0 | 0 | 0
F2_Commercial_Restaurant_New_Food Preparation_Natural Gas_Fryer_E4 | F2 | Commercial | Restaurant | New | Food Preparation | Natural Gas | Fryer | E4 | Participant - Cost of Operation | 0 | 0 | 0 | 0 | 0 | 0 | 0 | 0 | 0 | 0 | 0 | 0 | 0 | 0 | 0 | 0 | 0 | 0 | 0 | 0 | 0 | 0 | 0 | 0 | 0 | 0 | 0 | 0 | 0 | 0 | 0
F2_Commercial_Restaurant_New_Food Preparation_Natural Gas_Fryer_E5 | F2 | Commercial | Restaurant | New | Food Preparation | Natural Gas | Fryer | E5 | Participant - Cost of Operation | 0 | 0 | 0 | 0 | 0 | 0 | 0 | 0 | 0 | 0 | 0 | 0 | 0 | 0 | 0 | 0 | 0 | 0 | 0 | 0 | 0 | 0 | 0 | 0 | 0 | 0 | 0 | 0 | 0 | 0 | 0
F2_Commercial_Restaurant_New_Food Preparation_Natural Gas_Fryer_E6 | F2 | Commercial | Restaurant | New | Food Preparation | Natural Gas | Fryer | E6 | Participant - Cost of Operation | 0 | 0 | 0 | 0 | 0 | 0 | 0 | 0 | 0 | 0 | 0 | 0 | 0 | 0 | 0 | 0 | 0 | 0 | 0 | 0 | 0 | 0 | 0 | 0 | 0 | 0 | 0 | 0 | 0 | 0 | 0
F2_Commercial_Restaurant_New_Food Preparation_Natural Gas_Fryer_E7 | F2 | Commercial | Restaurant | New | Food Preparation | Natural Gas | Fryer | E7 | Participant - Cost of Operation | 0 | 0 | 0 | 0 | 0 | 0 | 0 | 0 | 0 | 0 | 0 | 0 | 0 | 0 | 0 | 0 | 0 | 0 | 0 | 0 | 0 | 0 | 0 | 0 | 0 | 0 | 0 | 0 | 0 | 0 | 0
F2_Commercial_Restaurant_New_Food Preparation_Natural Gas_Fryer_E8 | F2 | Commercial | Restaurant | New | Food Preparation | Natural Gas | Fryer | E8 | Participant - Cost of Operation | 0 | 0 | 0 | 0 | 0 | 0 | 0 | 0 | 0 | 0 | 0 | 0 | 0 | 0 | 0 | 0 | 0 | 0 | 0 | 0 | 0 | 0 | 0 | 0 | 0 | 0 | 0 | 0 | 0 | 0 | 0
F2_Commercial_Restaurant_New_Food Preparation_Natural Gas_Fryer_E9 | F2 | Commercial | Restaurant | New | Food Preparation | Natural Gas | Fryer | E9 | Participant - Cost of Operation | 0 | 0 | 0 | 0 | 0 | 0 | 0 | 0 | 0 | 0 | 0 | 0 | 0 | 0 | 0 | 0 | 0 | 0 | 0 | 0 | 0 | 0 | 0 | 0 | 0 | 0 | 0 | 0 | 0 | 0 | 0
F2_Commercial_Restaurant_New_Food Preparation_Natural Gas_Fryer_E10 | F2 | Commercial | Restaurant | New | Food Preparation | Natural Gas | Fryer | E10 | Participant - Cost of Operation | 0 | 0 | 0 | 0 | 0 | 0 | 0 | 0 | 0 | 0 | 0 | 0 | 0 | 0 | 0 | 0 | 0 | 0 | 0 | 0 | 0 | 0 | 0 | 0 | 0 | 0 | 0 | 0 | 0 | 0 | 0
F3_Commercial_Restaurant_New_Food Preparation_Natural Gas_Fryer_E1 | F3 | Commercial | Restaurant | New | Food Preparation | Natural Gas | Fryer | E1 | System - kBTUs of Conusmption | 93.2106 | 93.4587 | 93.3006 | 0 | 0 | 0 | 0 | 0 | 0 | 0 | 0 | 0 | 0 | 0 | 0 | 0 | 0 | 0 | 0 | 0 | 0 | 0 | 0 | 0 | 0 | 0 | 0 | 0 | 0 | 0 | 0
F3_Commercial_Restaurant_New_Food Preparation_Natural Gas_Fryer_E2 | F3 | Commercial | Restaurant | New | Food Preparation | Natural Gas | Fryer | E2 | System - kBTUs of Conusmption | 62.6366 | 62.8034 | 62.6971 | 62.6244 | 62.6244 | 62.6244 | 62.6244 | 62.6244 | 62.6244 | 62.6244 | 62.6244 | 62.6244 | 62.6244 | 62.6244 | 62.6244 | 62.6244 | 62.6244 | 62.6244 | 62.6244 | 62.6244 | 62.6244 | 62.6244 | 62.6244 | 62.6244 | 62.6244 | 62.6244 | 62.6244 | 62.6244 | 62.6244 | 62.6244 | 62.6244
F3_Commercial_Restaurant_New_Food Preparation_Natural Gas_Fryer_E3 | F3 | Commercial | Restaurant | New | Food Preparation | Natural Gas | Fryer | E3 | System - kBTUs of Conusmption | 0 | 0 | 0 | 0 | 0 | 0 | 0 | 0 | 0 | 0 | 0 | 0 | 0 | 0 | 0 | 0 | 0 | 0 | 0 | 0 | 0 | 0 | 0 | 0 | 0 | 0 | 0 | 0 | 0 | 0 | 0
F3_Commercial_Restaurant_New_Food Preparation_Natural Gas_Fryer_E4 | F3 | Commercial | Restaurant | New | Food Preparation | Natural Gas | Fryer | E4 | System - kBTUs of Conusmption | 0 | 0 | 0 | 0 | 0 | 0 | 0 | 0 | 0 | 0 | 0 | 0 | 0 | 0 | 0 | 0 | 0 | 0 | 0 | 0 | 0 | 0 | 0 | 0 | 0 | 0 | 0 | 0 | 0 | 0 | 0
F3_Commercial_Restaurant_New_Food Preparation_Natural Gas_Fryer_E5 | F3 | Commercial | Restaurant | New | Food Preparation | Natural Gas | Fryer | E5 | System - kBTUs of Conusmption | 0 | 0 | 0 | 0 | 0 | 0 | 0 | 0 | 0 | 0 | 0 | 0 | 0 | 0 | 0 | 0 | 0 | 0 | 0 | 0 | 0 | 0 | 0 | 0 | 0 | 0 | 0 | 0 | 0 | 0 | 0
F3_Commercial_Restaurant_New_Food Preparation_Natural Gas_Fryer_E6 | F3 | Commercial | Restaurant | New | Food Preparation | Natural Gas | Fryer | E6 | System - kBTUs of Conusmption | 0 | 0 | 0 | 0 | 0 | 0 | 0 | 0 | 0 | 0 | 0 | 0 | 0 | 0 | 0 | 0 | 0 | 0 | 0 | 0 | 0 | 0 | 0 | 0 | 0 | 0 | 0 | 0 | 0 | 0 | 0
F3_Commercial_Restaurant_New_Food Preparation_Natural Gas_Fryer_E7 | F3 | Commercial | Restaurant | New | Food Preparation | Natural Gas | Fryer | E7 | System - kBTUs of Conusmption | 0 | 0 | 0 | 0 | 0 | 0 | 0 | 0 | 0 | 0 | 0 | 0 | 0 | 0 | 0 | 0 | 0 | 0 | 0 | 0 | 0 | 0 | 0 | 0 | 0 | 0 | 0 | 0 | 0 | 0 | 0
F3_Commercial_Restaurant_New_Food Preparation_Natural Gas_Fryer_E8 | F3 | Commercial | Restaurant | New | Food Preparation | Natural Gas | Fryer | E8 | System - kBTUs of Conusmption | 0 | 0 | 0 | 0 | 0 | 0 | 0 | 0 | 0 | 0 | 0 | 0 | 0 | 0 | 0 | 0 | 0 | 0 | 0 | 0 | 0 | 0 | 0 | 0 | 0 | 0 | 0 | 0 | 0 | 0 | 0
F3_Commercial_Restaurant_New_Food Preparation_Natural Gas_Fryer_E9 | F3 | Commercial | Restaurant | New | Food Preparation | Natural Gas | Fryer | E9 | System - kBTUs of Conusmption | 0 | 0 | 0 | 0 | 0 | 0 | 0 | 0 | 0 | 0 | 0 | 0 | 0 | 0 | 0 | 0 | 0 | 0 | 0 | 0 | 0 | 0 | 0 | 0 | 0 | 0 | 0 | 0 | 0 | 0 | 0
F3_Commercial_Restaurant_New_Food Preparation_Natural Gas_Fryer_E10 | F3 | Commercial | Restaurant | New | Food Preparation | Natural Gas | Fryer | E10 | System - kBTUs of Conusmption | 0 | 0 | 0 | 0 | 0 | 0 | 0 | 0 | 0 | 0 | 0 | 0 | 0 | 0 | 0 | 0 | 0 | 0 | 0 | 0 | 0 | 0 | 0 | 0 | 0 | 0 | 0 | 0 | 0 | 0 | 0
F4_Commercial_Restaurant_New_Food Preparation_Natural Gas_Fryer_E1 | F4 | Commercial | Restaurant | New | Food Preparation | Natural Gas | Fryer | E1 | Utility - Cost of Equipment | 0.51578 | 0.51578 | 0.51578 | 0 | 0 | 0 | 0 | 0 | 0 | 0 | 0 | 0 | 0 | 0 | 0 | 0 | 0 | 0 | 0 | 0 | 0 | 0 | 0 | 0 | 0 | 0 | 0 | 0 | 0 | 0 | 0
F4_Commercial_Restaurant_New_Food Preparation_Natural Gas_Fryer_E2 | F4 | Commercial | Restaurant | New | Food Preparation | Natural Gas | Fryer | E2 | Utility - Cost of Equipment | 0.61514 | 0.61514 | 0.61514 | 0.61514 | 0.61514 | 0.61514 | 0.61514 | 0.61514 | 0.61514 | 0.61514 | 0.61514 | 0.61514 | 0.61514 | 0.61514 | 0.61514 | 0.61514 | 0.61514 | 0.61514 | 0.61514 | 0.61514 | 0.61514 | 0.61514 | 0.61514 | 0.61514 | 0.61514 | 0.61514 | 0.61514 | 0.61514 | 0.61514 | 0.61514 | 0.61514
F4_Commercial_Restaurant_New_Food Preparation_Natural Gas_Fryer_E3 | F4 | Commercial | Restaurant | New | Food Preparation | Natural Gas | Fryer | E3 | Utility - Cost of Equipment | 0 | 0 | 0 | 0 | 0 | 0 | 0 | 0 | 0 | 0 | 0 | 0 | 0 | 0 | 0 | 0 | 0 | 0 | 0 | 0 | 0 | 0 | 0 | 0 | 0 | 0 | 0 | 0 | 0 | 0 | 0
F4_Commercial_Restaurant_New_Food Preparation_Natural Gas_Fryer_E4 | F4 | Commercial | Restaurant | New | Food Preparation | Natural Gas | Fryer | E4 | Utility - Cost of Equipment | 0 | 0 | 0 | 0 | 0 | 0 | 0 | 0 | 0 | 0 | 0 | 0 | 0 | 0 | 0 | 0 | 0 | 0 | 0 | 0 | 0 | 0 | 0 | 0 | 0 | 0 | 0 | 0 | 0 | 0 | 0
F4_Commercial_Restaurant_New_Food Preparation_Natural Gas_Fryer_E5 | F4 | Commercial | Restaurant | New | Food Preparation | Natural Gas | Fryer | E5 | Utility - Cost of Equipment | 0 | 0 | 0 | 0 | 0 | 0 | 0 | 0 | 0 | 0 | 0 | 0 | 0 | 0 | 0 | 0 | 0 | 0 | 0 | 0 | 0 | 0 | 0 | 0 | 0 | 0 | 0 | 0 | 0 | 0 | 0
F4_Commercial_Restaurant_New_Food Preparation_Natural Gas_Fryer_E6 | F4 | Commercial | Restaurant | New | Food Preparation | Natural Gas | Fryer | E6 | Utility - Cost of Equipment | 0 | 0 | 0 | 0 | 0 | 0 | 0 | 0 | 0 | 0 | 0 | 0 | 0 | 0 | 0 | 0 | 0 | 0 | 0 | 0 | 0 | 0 | 0 | 0 | 0 | 0 | 0 | 0 | 0 | 0 | 0
F4_Commercial_Restaurant_New_Food Preparation_Natural Gas_Fryer_E7 | F4 | Commercial | Restaurant | New | Food Preparation | Natural Gas | Fryer | E7 | Utility - Cost of Equipment | 0 | 0 | 0 | 0 | 0 | 0 | 0 | 0 | 0 | 0 | 0 | 0 | 0 | 0 | 0 | 0 | 0 | 0 | 0 | 0 | 0 | 0 | 0 | 0 | 0 | 0 | 0 | 0 | 0 | 0 | 0
F4_Commercial_Restaurant_New_Food Preparation_Natural Gas_Fryer_E8 | F4 | Commercial | Restaurant | New | Food Preparation | Natural Gas | Fryer | E8 | Utility - Cost of Equipment | 0 | 0 | 0 | 0 | 0 | 0 | 0 | 0 | 0 | 0 | 0 | 0 | 0 | 0 | 0 | 0 | 0 | 0 | 0 | 0 | 0 | 0 | 0 | 0 | 0 | 0 | 0 | 0 | 0 | 0 | 0
F4_Commercial_Restaurant_New_Food Preparation_Natural Gas_Fryer_E9 | F4 | Commercial | Restaurant | New | Food Preparation | Natural Gas | Fryer | E9 | Utility - Cost of Equipment | 0 | 0 | 0 | 0 | 0 | 0 | 0 | 0 | 0 | 0 | 0 | 0 | 0 | 0 | 0 | 0 | 0 | 0 | 0 | 0 | 0 | 0 | 0 | 0 | 0 | 0 | 0 | 0 | 0 | 0 | 0
F4_Commercial_Restaurant_New_Food Preparation_Natural Gas_Fryer_E10 | F4 | Commercial | Restaurant | New | Food Preparation | Natural Gas | Fryer | E10 | Utility - Cost of Equipment | 0 | 0 | 0 | 0 | 0 | 0 | 0 | 0 | 0 | 0 | 0 | 0 | 0 | 0 | 0 | 0 | 0 | 0 | 0 | 0 | 0 | 0 | 0 | 0 | 0 | 0 | 0 | 0 | 0 | 0 | 0
F5_Commercial_Restaurant_New_Food Preparation_Natural Gas_Fryer_E1 | F5 | Commercial | Restaurant | New | Food Preparation | Natural Gas | Fryer | E1 | Utility - Cost of Operation | 0.924 | 0.94436 | 0.9607 | 0 | 0 | 0 | 0 | 0 | 0 | 0 | 0 | 0 | 0 | 0 | 0 | 0 | 0 | 0 | 0 | 0 | 0 | 0 | 0 | 0 | 0 | 0 | 0 | 0 | 0 | 0 | 0
F5_Commercial_Restaurant_New_Food Preparation_Natural Gas_Fryer_E2 | F5 | Commercial | Restaurant | New | Food Preparation | Natural Gas | Fryer | E2 | Utility - Cost of Operation | 0.62092 | 0.6346 | 0.64558 | 0.65607 | 0.6719 | 0.64159 | 0.60502 | 0.58708 | 0.58178 | 0.57248 | 0.56657 | 0.55774 | 0.48927 | 0.52695 | 0.5754 | 0.62214 | 0.67858 | 0.68258 | 0.66958 | 0.67981 | 0.68709 | 0.69672 | 0.70867 | 0.32069 | 0.31421 | 0.30816 | 0.30247 | 0.29709 | 0.29196 | 0.28704 | 0.28229
F5_Commercial_Restaurant_New_Food Preparation_Natural Gas_Fryer_E3 | F5 | Commercial | Restaurant | New | Food Preparation | Natural Gas | Fryer | E3 | Utility - Cost of Operation | 0 | 0 | 0 | 0 | 0 | 0 | 0 | 0 | 0 | 0 | 0 | 0 | 0 | 0 | 0 | 0 | 0 | 0 | 0 | 0 | 0 | 0 | 0 | 0 | 0 | 0 | 0 | 0 | 0 | 0 | 0
F5_Commercial_Restaurant_New_Food Preparation_Natural Gas_Fryer_E4 | F5 | Commercial | Restaurant | New | Food Preparation | Natural Gas | Fryer | E4 | Utility - Cost of Operation | 0 | 0 | 0 | 0 | 0 | 0 | 0 | 0 | 0 | 0 | 0 | 0 | 0 | 0 | 0 | 0 | 0 | 0 | 0 | 0 | 0 | 0 | 0 | 0 | 0 | 0 | 0 | 0 | 0 | 0 | 0
F5_Commercial_Restaurant_New_Food Preparation_Natural Gas_Fryer_E5 | F5 | Commercial | Restaurant | New | Food Preparation | Natural Gas | Fryer | E5 | Utility - Cost of Operation | 0 | 0 | 0 | 0 | 0 | 0 | 0 | 0 | 0 | 0 | 0 | 0 | 0 | 0 | 0 | 0 | 0 | 0 | 0 | 0 | 0 | 0 | 0 | 0 | 0 | 0 | 0 | 0 | 0 | 0 | 0
F5_Commercial_Restaurant_New_Food Preparation_Natural Gas_Fryer_E6 | F5 | Commercial | Restaurant | New | Food Preparation | Natural Gas | Fryer | E6 | Utility - Cost of Operation | 0 | 0 | 0 | 0 | 0 | 0 | 0 | 0 | 0 | 0 | 0 | 0 | 0 | 0 | 0 | 0 | 0 | 0 | 0 | 0 | 0 | 0 | 0 | 0 | 0 | 0 | 0 | 0 | 0 | 0 | 0
F5_Commercial_Restaurant_New_Food Preparation_Natural Gas_Fryer_E7 | F5 | Commercial | Restaurant | New | Food Preparation | Natural Gas | Fryer | E7 | Utility - Cost of Operation | 0 | 0 | 0 | 0 | 0 | 0 | 0 | 0 | 0 | 0 | 0 | 0 | 0 | 0 | 0 | 0 | 0 | 0 | 0 | 0 | 0 | 0 | 0 | 0 | 0 | 0 | 0 | 0 | 0 | 0 | 0
F5_Commercial_Restaurant_New_Food Preparation_Natural Gas_Fryer_E8 | F5 | Commercial | Restaurant | New | Food Preparation | Natural Gas | Fryer | E8 | Utility - Cost of Operation | 0 | 0 | 0 | 0 | 0 | 0 | 0 | 0 | 0 | 0 | 0 | 0 | 0 | 0 | 0 | 0 | 0 | 0 | 0 | 0 | 0 | 0 | 0 | 0 | 0 | 0 | 0 | 0 | 0 | 0 | 0
F5_Commercial_Restaurant_New_Food Preparation_Natural Gas_Fryer_E9 | F5 | Commercial | Restaurant | New | Food Preparation | Natural Gas | Fryer | E9 | Utility - Cost of Operation | 0 | 0 | 0 | 0 | 0 | 0 | 0 | 0 | 0 | 0 | 0 | 0 | 0 | 0 | 0 | 0 | 0 | 0 | 0 | 0 | 0 | 0 | 0 | 0 | 0 | 0 | 0 | 0 | 0 | 0 | 0
F5_Commercial_Restaurant_New_Food Preparation_Natural Gas_Fryer_E10 | F5 | Commercial | Restaurant | New | Food Preparation | Natural Gas | Fryer | E10 | Utility - Cost of Operation | 0 | 0 | 0 | 0 | 0 | 0 | 0 | 0 | 0 | 0 | 0 | 0 | 0 | 0 | 0 | 0 | 0 | 0 | 0 | 0 | 0 | 0 | 0 | 0 | 0 | 0 | 0 | 0 | 0 | 0 | 0
F6_Commercial_Restaurant_New_Food Preparation_Natural Gas_Fryer_E1 | F6 | Commercial | Restaurant | New | Food Preparation | Natural Gas | Fryer | E1 | Utility - Value of Sales | 1.107 | 1.1314 | 1.151 | 0 | 0 | 0 | 0 | 0 | 0 | 0 | 0 | 0 | 0 | 0 | 0 | 0 | 0 | 0 | 0 | 0 | 0 | 0 | 0 | 0 | 0 | 0 | 0 | 0 | 0 | 0 | 0
F6_Commercial_Restaurant_New_Food Preparation_Natural Gas_Fryer_E2 | F6 | Commercial | Restaurant | New | Food Preparation | Natural Gas | Fryer | E2 | Utility - Value of Sales | 0.74391 | 0.76029 | 0.77345 | 0.78602 | 0.80498 | 0.76867 | 0.72486 | 0.70336 | 0.69701 | 0.68587 | 0.67879 | 0.66821 | 0.58618 | 0.63132 | 0.68936 | 0.74536 | 0.81298 | 0.81778 | 0.8022 | 0.81446 | 0.82318 | 0.83472 | 0.84904 | 0.38421 | 0.37644 | 0.36919 | 0.36238 | 0.35594 | 0.34979 | 0.34389 | 0.3382
F6_Commercial_Restaurant_New_Food Preparation_Natural Gas_Fryer_E3 | F6 | Commercial | Restaurant | New | Food Preparation | Natural Gas | Fryer | E3 | Utility - Value of Sales | 0 | 0 | 0 | 0 | 0 | 0 | 0 | 0 | 0 | 0 | 0 | 0 | 0 | 0 | 0 | 0 | 0 | 0 | 0 | 0 | 0 | 0 | 0 | 0 | 0 | 0 | 0 | 0 | 0 | 0 | 0
F6_Commercial_Restaurant_New_Food Preparation_Natural Gas_Fryer_E4 | F6 | Commercial | Restaurant | New | Food Preparation | Natural Gas | Fryer | E4 | Utility - Value of Sales | 0 | 0 | 0 | 0 | 0 | 0 | 0 | 0 | 0 | 0 | 0 | 0 | 0 | 0 | 0 | 0 | 0 | 0 | 0 | 0 | 0 | 0 | 0 | 0 | 0 | 0 | 0 | 0 | 0 | 0 | 0
F6_Commercial_Restaurant_New_Food Preparation_Natural Gas_Fryer_E5 | F6 | Commercial | Restaurant | New | Food Preparation | Natural Gas | Fryer | E5 | Utility - Value of Sales | 0 | 0 | 0 | 0 | 0 | 0 | 0 | 0 | 0 | 0 | 0 | 0 | 0 | 0 | 0 | 0 | 0 | 0 | 0 | 0 | 0 | 0 | 0 | 0 | 0 | 0 | 0 | 0 | 0 | 0 | 0
F6_Commercial_Restaurant_New_Food Preparation_Natural Gas_Fryer_E6 | F6 | Commercial | Restaurant | New | Food Preparation | Natural Gas | Fryer | E6 | Utility - Value of Sales | 0 | 0 | 0 | 0 | 0 | 0 | 0 | 0 | 0 | 0 | 0 | 0 | 0 | 0 | 0 | 0 | 0 | 0 | 0 | 0 | 0 | 0 | 0 | 0 | 0 | 0 | 0 | 0 | 0 | 0 | 0
F6_Commercial_Restaurant_New_Food Preparation_Natural Gas_Fryer_E7 | F6 | Commercial | Restaurant | New | Food Preparation | Natural Gas | Fryer | E7 | Utility - Value of Sales | 0 | 0 | 0 | 0 | 0 | 0 | 0 | 0 | 0 | 0 | 0 | 0 | 0 | 0 | 0 | 0 | 0 | 0 | 0 | 0 | 0 | 0 | 0 | 0 | 0 | 0 | 0 | 0 | 0 | 0 | 0
F6_Commercial_Restaurant_New_Food Preparation_Natural Gas_Fryer_E8 | F6 | Commercial | Restaurant | New | Food Preparation | Natural Gas | Fryer | E8 | Utility - Value of Sales | 0 | 0 | 0 | 0 | 0 | 0 | 0 | 0 | 0 | 0 | 0 | 0 | 0 | 0 | 0 | 0 | 0 | 0 | 0 | 0 | 0 | 0 | 0 | 0 | 0 | 0 | 0 | 0 | 0 | 0 | 0
F6_Commercial_Restaurant_New_Food Preparation_Natural Gas_Fryer_E9 | F6 | Commercial | Restaurant | New | Food Preparation | Natural Gas | Fryer | E9 | Utility - Value of Sales | 0 | 0 | 0 | 0 | 0 | 0 | 0 | 0 | 0 | 0 | 0 | 0 | 0 | 0 | 0 | 0 | 0 | 0 | 0 | 0 | 0 | 0 | 0 | 0 | 0 | 0 | 0 | 0 | 0 | 0 | 0
F6_Commercial_Restaurant_New_Food Preparation_Natural Gas_Fryer_E10 | F6 | Commercial | Restaurant | New | Food Preparation | Natural Gas | Fryer | E10 | Utility - Value of Sales | 0 | 0 | 0 | 0 | 0 | 0 | 0 | 0 | 0 | 0 | 0 | 0 | 0 | 0 | 0 | 0 | 0 | 0 | 0 | 0 | 0 | 0 | 0 | 0 | 0 | 0 | 0 | 0 | 0 | 0 | 0
F1_Commercial_Restaurant_New_Food Preparation_Natural Gas_Broiler_E1 | F1 | Commercial | Restaurant | New | Food Preparation | Natural Gas | Broiler | E1 | Participant - Cost of Equipment | 0.46247 | 0.46247 | 0.46247 | 0.46247 | 0.46247 | 0.46247 | 0.46247 | 0.46247 | 0.46247 | 0.46247 | 0.46247 | 0.46247 | 0.46247 | 0.46247 | 0.46247 | 0.46247 | 0.46247 | 0.46247 | 0.46247 | 0.46247 | 0.46247 | 0.46247 | 0.46247 | 0.46247 | 0.46247 | 0.46247 | 0.46247 | 0.46247 | 0.46247 | 0.46247 | 0.46247
F1_Commercial_Restaurant_New_Food Preparation_Natural Gas_Broiler_E2 | F1 | Commercial | Restaurant | New | Food Preparation | Natural Gas | Broiler | E2 | Participant - Cost of Equipment | 0.64746 | 0.64746 | 0.64746 | 0.64746 | 0.64746 | 0.64746 | 0.64746 | 0.64746 | 0.64746 | 0.64746 | 0.64746 | 0.64746 | 0.64746 | 0.64746 | 0.64746 | 0.64746 | 0.64746 | 0.64746 | 0.64746 | 0.64746 | 0.64746 | 0.64746 | 0.64746 | 0.64746 | 0.64746 | 0.64746 | 0.64746 | 0.64746 | 0.64746 | 0.64746 | 0.64746
F1_Commercial_Restaurant_New_Food Preparation_Natural Gas_Broiler_E3 | F1 | Commercial | Restaurant | New | Food Preparation | Natural Gas | Broiler | E3 | Participant - Cost of Equipment | 0 | 0 | 0 | 0 | 0 | 0 | 0 | 0 | 0 | 0 | 0 | 0 | 0 | 0 | 0 | 0 | 0 | 0 | 0 | 0 | 0 | 0 | 0 | 0 | 0 | 0 | 0 | 0 | 0 | 0 | 0
F1_Commercial_Restaurant_New_Food Preparation_Natural Gas_Broiler_E4 | F1 | Commercial | Restaurant | New | Food Preparation | Natural Gas | Broiler | E4 | Participant - Cost of Equipment | 0 | 0 | 0 | 0 | 0 | 0 | 0 | 0 | 0 | 0 | 0 | 0 | 0 | 0 | 0 | 0 | 0 | 0 | 0 | 0 | 0 | 0 | 0 | 0 | 0 | 0 | 0 | 0 | 0 | 0 | 0
F1_Commercial_Restaurant_New_Food Preparation_Natural Gas_Broiler_E5 | F1 | Commercial | Restaurant | New | Food Preparation | Natural Gas | Broiler | E5 | Participant - Cost of Equipment | 0 | 0 | 0 | 0 | 0 | 0 | 0 | 0 | 0 | 0 | 0 | 0 | 0 | 0 | 0 | 0 | 0 | 0 | 0 | 0 | 0 | 0 | 0 | 0 | 0 | 0 | 0 | 0 | 0 | 0 | 0
F1_Commercial_Restaurant_New_Food Preparation_Natural Gas_Broiler_E6 | F1 | Commercial | Restaurant | New | Food Preparation | Natural Gas | Broiler | E6 | Participant - Cost of Equipment | 0 | 0 | 0 | 0 | 0 | 0 | 0 | 0 | 0 | 0 | 0 | 0 | 0 | 0 | 0 | 0 | 0 | 0 | 0 | 0 | 0 | 0 | 0 | 0 | 0 | 0 | 0 | 0 | 0 | 0 | 0
F1_Commercial_Restaurant_New_Food Preparation_Natural Gas_Broiler_E7 | F1 | Commercial | Restaurant | New | Food Preparation | Natural Gas | Broiler | E7 | Participant - Cost of Equipment | 0 | 0 | 0 | 0 | 0 | 0 | 0 | 0 | 0 | 0 | 0 | 0 | 0 | 0 | 0 | 0 | 0 | 0 | 0 | 0 | 0 | 0 | 0 | 0 | 0 | 0 | 0 | 0 | 0 | 0 | 0
F1_Commercial_Restaurant_New_Food Preparation_Natural Gas_Broiler_E8 | F1 | Commercial | Restaurant | New | Food Preparation | Natural Gas | Broiler | E8 | Participant - Cost of Equipment | 0 | 0 | 0 | 0 | 0 | 0 | 0 | 0 | 0 | 0 | 0 | 0 | 0 | 0 | 0 | 0 | 0 | 0 | 0 | 0 | 0 | 0 | 0 | 0 | 0 | 0 | 0 | 0 | 0 | 0 | 0
F1_Commercial_Restaurant_New_Food Preparation_Natural Gas_Broiler_E9 | F1 | Commercial | Restaurant | New | Food Preparation | Natural Gas | Broiler | E9 | Participant - Cost of Equipment | 0 | 0 | 0 | 0 | 0 | 0 | 0 | 0 | 0 | 0 | 0 | 0 | 0 | 0 | 0 | 0 | 0 | 0 | 0 | 0 | 0 | 0 | 0 | 0 | 0 | 0 | 0 | 0 | 0 | 0 | 0
F1_Commercial_Restaurant_New_Food Preparation_Natural Gas_Broiler_E10 | F1 | Commercial | Restaurant | New | Food Preparation | Natural Gas | Broiler | E10 | Participant - Cost of Equipment | 0 | 0 | 0 | 0 | 0 | 0 | 0 | 0 | 0 | 0 | 0 | 0 | 0 | 0 | 0 | 0 | 0 | 0 | 0 | 0 | 0 | 0 | 0 | 0 | 0 | 0 | 0 | 0 | 0 | 0 | 0
F2_Commercial_Restaurant_New_Food Preparation_Natural Gas_Broiler_E1 | F2 | Commercial | Restaurant | New | Food Preparation | Natural Gas | Broiler | E1 | Participant - Cost of Operation | 1.1618 | 1.1798 | 1.1928 | 1.1861 | 1.1873 | 1.1191 | 1.0627 | 1.0313 | 1.0182 | 1.0559 | 1.1055 | 1.1573 | 1.0628 | 1.1259 | 1.1297 | 1.1241 | 1.1251 | 1.1286 | 1.107 | 1.12 | 1.1288 | 1.1412 | 1.157 | 0.58029 | 0.56896 | 0.55831 | 0.54825 | 0.53868 | 0.52951 | 0.52068 | 0.51213
F2_Commercial_Restaurant_New_Food Preparation_Natural Gas_Broiler_E2 | F2 | Commercial | Restaurant | New | Food Preparation | Natural Gas | Broiler | E2 | Participant - Cost of Operation | 0.74689 | 0.75841 | 0.76678 | 0.76251 | 0.76328 | 0.71945 | 0.68319 | 0.66295 | 0.65455 | 0.67881 | 0.71068 | 0.74397 | 0.68326 | 0.72378 | 0.72625 | 0.72263 | 0.72329 | 0.72552 | 0.71166 | 0.72002 | 0.72566 | 0.7336 | 0.74381 | 0.37304 | 0.36576 | 0.35892 | 0.35245 | 0.34629 | 0.3404 | 0.33472 | 0.32923
F2_Commercial_Restaurant_New_Food Preparation_Natural Gas_Broiler_E3 | F2 | Commercial | Restaurant | New | Food Preparation | Natural Gas | Broiler | E3 | Participant - Cost of Operation | 0 | 0 | 0 | 0 | 0 | 0 | 0 | 0 | 0 | 0 | 0 | 0 | 0 | 0 | 0 | 0 | 0 | 0 | 0 | 0 | 0 | 0 | 0 | 0 | 0 | 0 | 0 | 0 | 0 | 0 | 0
F2_Commercial_Restaurant_New_Food Preparation_Natural Gas_Broiler_E4 | F2 | Commercial | Restaurant | New | Food Preparation | Natural Gas | Broiler | E4 | Participant - Cost of Operation | 0 | 0 | 0 | 0 | 0 | 0 | 0 | 0 | 0 | 0 | 0 | 0 | 0 | 0 | 0 | 0 | 0 | 0 | 0 | 0 | 0 | 0 | 0 | 0 | 0 | 0 | 0 | 0 | 0 | 0 | 0
F2_Commercial_Restaurant_New_Food Preparation_Natural Gas_Broiler_E5 | F2 | Commercial | Restaurant | New | Food Preparation | Natural Gas | Broiler | E5 | Participant - Cost of Operation | 0 | 0 | 0 | 0 | 0 | 0 | 0 | 0 | 0 | 0 | 0 | 0 | 0 | 0 | 0 | 0 | 0 | 0 | 0 | 0 | 0 | 0 | 0 | 0 | 0 | 0 | 0 | 0 | 0 | 0 | 0
F2_Commercial_Restaurant_New_Food Preparation_Natural Gas_Broiler_E6 | F2 | Commercial | Restaurant | New | Food Preparation | Natural Gas | Broiler | E6 | Participant - Cost of Operation | 0 | 0 | 0 | 0 | 0 | 0 | 0 | 0 | 0 | 0 | 0 | 0 | 0 | 0 | 0 | 0 | 0 | 0 | 0 | 0 | 0 | 0 | 0 | 0 | 0 | 0 | 0 | 0 | 0 | 0 | 0
F2_Commercial_Restaurant_New_Food Preparation_Natural Gas_Broiler_E7 | F2 | Commercial | Restaurant | New | Food Preparation | Natural Gas | Broiler | E7 | Participant - Cost of Operation | 0 | 0 | 0 | 0 | 0 | 0 | 0 | 0 | 0 | 0 | 0 | 0 | 0 | 0 | 0 | 0 | 0 | 0 | 0 | 0 | 0 | 0 | 0 | 0 | 0 | 0 | 0 | 0 | 0 | 0 | 0
F2_Commercial_Restaurant_New_Food Preparation_Natural Gas_Broiler_E8 | F2 | Commercial | Restaurant | New | Food Preparation | Natural Gas | Broiler | E8 | Participant - Cost of Operation | 0 | 0 | 0 | 0 | 0 | 0 | 0 | 0 | 0 | 0 | 0 | 0 | 0 | 0 | 0 | 0 | 0 | 0 | 0 | 0 | 0 | 0 | 0 | 0 | 0 | 0 | 0 | 0 | 0 | 0 | 0
F2_Commercial_Restaurant_New_Food Preparation_Natural Gas_Broiler_E9 | F2 | Commercial | Restaurant | New | Food Preparation | Natural Gas | Broiler | E9 | Participant - Cost of Operation | 0 | 0 | 0 | 0 | 0 | 0 | 0 | 0 | 0 | 0 | 0 | 0 | 0 | 0 | 0 | 0 | 0 | 0 | 0 | 0 | 0 | 0 | 0 | 0 | 0 | 0 | 0 | 0 | 0 | 0 | 0
F2_Commercial_Restaurant_New_Food Preparation_Natural Gas_Broiler_E10 | F2 | Commercial | Restaurant | New | Food Preparation | Natural Gas | Broiler | E10 | Participant - Cost of Operation | 0 | 0 | 0 | 0 | 0 | 0 | 0 | 0 | 0 | 0 | 0 | 0 | 0 | 0 | 0 | 0 | 0 | 0 | 0 | 0 | 0 | 0 | 0 | 0 | 0 | 0 | 0 | 0 | 0 | 0 | 0
F3_Commercial_Restaurant_New_Food Preparation_Natural Gas_Broiler_E1 | F3 | Commercial | Restaurant | New | Food Preparation | Natural Gas | Broiler | E1 | System - kBTUs of Conusmption | 96.5389 | 96.7317 | 96.6088 | 96.5248 | 96.5248 | 96.5248 | 96.5248 | 96.5248 | 96.5248 | 96.5248 | 96.5248 | 96.5248 | 96.5248 | 96.5248 | 96.5248 | 96.5248 | 96.5248 | 96.5248 | 96.5248 | 96.5248 | 96.5248 | 96.5248 | 96.5248 | 96.5248 | 96.5248 | 96.5248 | 96.5248 | 96.5248 | 96.5248 | 96.5248 | 96.5248
F3_Commercial_Restaurant_New_Food Preparation_Natural Gas_Broiler_E2 | F3 | Commercial | Restaurant | New | Food Preparation | Natural Gas | Broiler | E2 | System - kBTUs of Conusmption | 62.0607 | 62.1846 | 62.1057 | 62.0516 | 62.0516 | 62.0516 | 62.0516 | 62.0516 | 62.0516 | 62.0516 | 62.0516 | 62.0516 | 62.0516 | 62.0516 | 62.0516 | 62.0516 | 62.0516 | 62.0516 | 62.0516 | 62.0516 | 62.0516 | 62.0516 | 62.0516 | 62.0516 | 62.0516 | 62.0516 | 62.0516 | 62.0516 | 62.0516 | 62.0516 | 62.0516
F3_Commercial_Restaurant_New_Food Preparation_Natural Gas_Broiler_E3 | F3 | Commercial | Restaurant | New | Food Preparation | Natural Gas | Broiler | E3 | System - kBTUs of Conusmption | 0 | 0 | 0 | 0 | 0 | 0 | 0 | 0 | 0 | 0 | 0 | 0 | 0 | 0 | 0 | 0 | 0 | 0 | 0 | 0 | 0 | 0 | 0 | 0 | 0 | 0 | 0 | 0 | 0 | 0 | 0
F3_Commercial_Restaurant_New_Food Preparation_Natural Gas_Broiler_E4 | F3 | Commercial | Restaurant | New | Food Preparation | Natural Gas | Broiler | E4 | System - kBTUs of Conusmption | 0 | 0 | 0 | 0 | 0 | 0 | 0 | 0 | 0 | 0 | 0 | 0 | 0 | 0 | 0 | 0 | 0 | 0 | 0 | 0 | 0 | 0 | 0 | 0 | 0 | 0 | 0 | 0 | 0 | 0 | 0
F3_Commercial_Restaurant_New_Food Preparation_Natural Gas_Broiler_E5 | F3 | Commercial | Restaurant | New | Food Preparation | Natural Gas | Broiler | E5 | System - kBTUs of Conusmption | 0 | 0 | 0 | 0 | 0 | 0 | 0 | 0 | 0 | 0 | 0 | 0 | 0 | 0 | 0 | 0 | 0 | 0 | 0 | 0 | 0 | 0 | 0 | 0 | 0 | 0 | 0 | 0 | 0 | 0 | 0
F3_Commercial_Restaurant_New_Food Preparation_Natural Gas_Broiler_E6 | F3 | Commercial | Restaurant | New | Food Preparation | Natural Gas | Broiler | E6 | System - kBTUs of Conusmption | 0 | 0 | 0 | 0 | 0 | 0 | 0 | 0 | 0 | 0 | 0 | 0 | 0 | 0 | 0 | 0 | 0 | 0 | 0 | 0 | 0 | 0 | 0 | 0 | 0 | 0 | 0 | 0 | 0 | 0 | 0
F3_Commercial_Restaurant_New_Food Preparation_Natural Gas_Broiler_E7 | F3 | Commercial | Restaurant | New | Food Preparation | Natural Gas | Broiler | E7 | System - kBTUs of Conusmption | 0 | 0 | 0 | 0 | 0 | 0 | 0 | 0 | 0 | 0 | 0 | 0 | 0 | 0 | 0 | 0 | 0 | 0 | 0 | 0 | 0 | 0 | 0 | 0 | 0 | 0 | 0 | 0 | 0 | 0 | 0
F3_Commercial_Restaurant_New_Food Preparation_Natural Gas_Broiler_E8 | F3 | Commercial | Restaurant | New | Food Preparation | Natural Gas | Broiler | E8 | System - kBTUs of Conusmption | 0 | 0 | 0 | 0 | 0 | 0 | 0 | 0 | 0 | 0 | 0 | 0 | 0 | 0 | 0 | 0 | 0 | 0 | 0 | 0 | 0 | 0 | 0 | 0 | 0 | 0 | 0 | 0 | 0 | 0 | 0
F3_Commercial_Restaurant_New_Food Preparation_Natural Gas_Broiler_E9 | F3 | Commercial | Restaurant | New | Food Preparation | Natural Gas | Broiler | E9 | System - kBTUs of Conusmption | 0 | 0 | 0 | 0 | 0 | 0 | 0 | 0 | 0 | 0 | 0 | 0 | 0 | 0 | 0 | 0 | 0 | 0 | 0 | 0 | 0 | 0 | 0 | 0 | 0 | 0 | 0 | 0 | 0 | 0 | 0
F3_Commercial_Restaurant_New_Food Preparation_Natural Gas_Broiler_E10 | F3 | Commercial | Restaurant | New | Food Preparation | Natural Gas | Broiler | E10 | System - kBTUs of Conusmption | 0 | 0 | 0 | 0 | 0 | 0 | 0 | 0 | 0 | 0 | 0 | 0 | 0 | 0 | 0 | 0 | 0 | 0 | 0 | 0 | 0 | 0 | 0 | 0 | 0 | 0 | 0 | 0 | 0 | 0 | 0
F4_Commercial_Restaurant_New_Food Preparation_Natural Gas_Broiler_E1 | F4 | Commercial | Restaurant | New | Food Preparation | Natural Gas | Broiler | E1 | Utility - Cost of Equipment | 0.46247 | 0.46247 | 0.46247 | 0.46247 | 0.46247 | 0.46247 | 0.46247 | 0.46247 | 0.46247 | 0.46247 | 0.46247 | 0.46247 | 0.46247 | 0.46247 | 0.46247 | 0.46247 | 0.46247 | 0.46247 | 0.46247 | 0.46247 | 0.46247 | 0.46247 | 0.46247 | 0.46247 | 0.46247 | 0.46247 | 0.46247 | 0.46247 | 0.46247 | 0.46247 | 0.46247
F4_Commercial_Restaurant_New_Food Preparation_Natural Gas_Broiler_E2 | F4 | Commercial | Restaurant | New | Food Preparation | Natural Gas | Broiler | E2 | Utility - Cost of Equipment | 0.64746 | 0.64746 | 0.64746 | 0.64746 | 0.64746 | 0.64746 | 0.64746 | 0.64746 | 0.64746 | 0.64746 | 0.64746 | 0.64746 | 0.64746 | 0.64746 | 0.64746 | 0.64746 | 0.64746 | 0.64746 | 0.64746 | 0.64746 | 0.64746 | 0.64746 | 0.64746 | 0.64746 | 0.64746 | 0.64746 | 0.64746 | 0.64746 | 0.64746 | 0.64746 | 0.64746
F4_Commercial_Restaurant_New_Food Preparation_Natural Gas_Broiler_E3 | F4 | Commercial | Restaurant | New | Food Preparation | Natural Gas | Broiler | E3 | Utility - Cost of Equipment | 0 | 0 | 0 | 0 | 0 | 0 | 0 | 0 | 0 | 0 | 0 | 0 | 0 | 0 | 0 | 0 | 0 | 0 | 0 | 0 | 0 | 0 | 0 | 0 | 0 | 0 | 0 | 0 | 0 | 0 | 0
F4_Commercial_Restaurant_New_Food Preparation_Natural Gas_Broiler_E4 | F4 | Commercial | Restaurant | New | Food Preparation | Natural Gas | Broiler | E4 | Utility - Cost of Equipment | 0 | 0 | 0 | 0 | 0 | 0 | 0 | 0 | 0 | 0 | 0 | 0 | 0 | 0 | 0 | 0 | 0 | 0 | 0 | 0 | 0 | 0 | 0 | 0 | 0 | 0 | 0 | 0 | 0 | 0 | 0
F4_Commercial_Restaurant_New_Food Preparation_Natural Gas_Broiler_E5 | F4 | Commercial | Restaurant | New | Food Preparation | Natural Gas | Broiler | E5 | Utility - Cost of Equipment | 0 | 0 | 0 | 0 | 0 | 0 | 0 | 0 | 0 | 0 | 0 | 0 | 0 | 0 | 0 | 0 | 0 | 0 | 0 | 0 | 0 | 0 | 0 | 0 | 0 | 0 | 0 | 0 | 0 | 0 | 0
F4_Commercial_Restaurant_New_Food Preparation_Natural Gas_Broiler_E6 | F4 | Commercial | Restaurant | New | Food Preparation | Natural Gas | Broiler | E6 | Utility - Cost of Equipment | 0 | 0 | 0 | 0 | 0 | 0 | 0 | 0 | 0 | 0 | 0 | 0 | 0 | 0 | 0 | 0 | 0 | 0 | 0 | 0 | 0 | 0 | 0 | 0 | 0 | 0 | 0 | 0 | 0 | 0 | 0
F4_Commercial_Restaurant_New_Food Preparation_Natural Gas_Broiler_E7 | F4 | Commercial | Restaurant | New | Food Preparation | Natural Gas | Broiler | E7 | Utility - Cost of Equipment | 0 | 0 | 0 | 0 | 0 | 0 | 0 | 0 | 0 | 0 | 0 | 0 | 0 | 0 | 0 | 0 | 0 | 0 | 0 | 0 | 0 | 0 | 0 | 0 | 0 | 0 | 0 | 0 | 0 | 0 | 0
F4_Commercial_Restaurant_New_Food Preparation_Natural Gas_Broiler_E8 | F4 | Commercial | Restaurant | New | Food Preparation | Natural Gas | Broiler | E8 | Utility - Cost of Equipment | 0 | 0 | 0 | 0 | 0 | 0 | 0 | 0 | 0 | 0 | 0 | 0 | 0 | 0 | 0 | 0 | 0 | 0 | 0 | 0 | 0 | 0 | 0 | 0 | 0 | 0 | 0 | 0 | 0 | 0 | 0
F4_Commercial_Restaurant_New_Food Preparation_Natural Gas_Broiler_E9 | F4 | Commercial | Restaurant | New | Food Preparation | Natural Gas | Broiler | E9 | Utility - Cost of Equipment | 0 | 0 | 0 | 0 | 0 | 0 | 0 | 0 | 0 | 0 | 0 | 0 | 0 | 0 | 0 | 0 | 0 | 0 | 0 | 0 | 0 | 0 | 0 | 0 | 0 | 0 | 0 | 0 | 0 | 0 | 0
F4_Commercial_Restaurant_New_Food Preparation_Natural Gas_Broiler_E10 | F4 | Commercial | Restaurant | New | Food Preparation | Natural Gas | Broiler | E10 | Utility - Cost of Equipment | 0 | 0 | 0 | 0 | 0 | 0 | 0 | 0 | 0 | 0 | 0 | 0 | 0 | 0 | 0 | 0 | 0 | 0 | 0 | 0 | 0 | 0 | 0 | 0 | 0 | 0 | 0 | 0 | 0 | 0 | 0
F5_Commercial_Restaurant_New_Food Preparation_Natural Gas_Broiler_E1 | F5 | Commercial | Restaurant | New | Food Preparation | Natural Gas | Broiler | E1 | Utility - Cost of Operation | 0.96975 | 0.98471 | 0.99558 | 0.99003 | 0.99104 | 0.93412 | 0.88705 | 0.86076 | 0.84986 | 0.88136 | 0.92273 | 0.96597 | 0.88714 | 0.93975 | 0.94296 | 0.93825 | 0.93911 | 0.94201 | 0.92401 | 0.93487 | 0.94219 | 0.9525 | 0.96575 | 0.48436 | 0.4749 | 0.46601 | 0.45762 | 0.44962 | 0.44197 | 0.4346 | 0.42746
F5_Commercial_Restaurant_New_Food Preparation_Natural Gas_Broiler_E2 | F5 | Commercial | Restaurant | New | Food Preparation | Natural Gas | Broiler | E2 | Utility - Cost of Operation | 0.62341 | 0.63303 | 0.64002 | 0.63645 | 0.6371 | 0.60051 | 0.57025 | 0.55335 | 0.54634 | 0.56659 | 0.59319 | 0.62098 | 0.5703 | 0.60413 | 0.60619 | 0.60316 | 0.60372 | 0.60557 | 0.59401 | 0.60099 | 0.6057 | 0.61232 | 0.62084 | 0.31137 | 0.30529 | 0.29958 | 0.29418 | 0.28904 | 0.28413 | 0.27939 | 0.2748
F5_Commercial_Restaurant_New_Food Preparation_Natural Gas_Broiler_E3 | F5 | Commercial | Restaurant | New | Food Preparation | Natural Gas | Broiler | E3 | Utility - Cost of Operation | 0 | 0 | 0 | 0 | 0 | 0 | 0 | 0 | 0 | 0 | 0 | 0 | 0 | 0 | 0 | 0 | 0 | 0 | 0 | 0 | 0 | 0 | 0 | 0 | 0 | 0 | 0 | 0 | 0 | 0 | 0
F5_Commercial_Restaurant_New_Food Preparation_Natural Gas_Broiler_E4 | F5 | Commercial | Restaurant | New | Food Preparation | Natural Gas | Broiler | E4 | Utility - Cost of Operation | 0 | 0 | 0 | 0 | 0 | 0 | 0 | 0 | 0 | 0 | 0 | 0 | 0 | 0 | 0 | 0 | 0 | 0 | 0 | 0 | 0 | 0 | 0 | 0 | 0 | 0 | 0 | 0 | 0 | 0 | 0
F5_Commercial_Restaurant_New_Food Preparation_Natural Gas_Broiler_E5 | F5 | Commercial | Restaurant | New | Food Preparation | Natural Gas | Broiler | E5 | Utility - Cost of Operation | 0 | 0 | 0 | 0 | 0 | 0 | 0 | 0 | 0 | 0 | 0 | 0 | 0 | 0 | 0 | 0 | 0 | 0 | 0 | 0 | 0 | 0 | 0 | 0 | 0 | 0 | 0 | 0 | 0 | 0 | 0
F5_Commercial_Restaurant_New_Food Preparation_Natural Gas_Broiler_E6 | F5 | Commercial | Restaurant | New | Food Preparation | Natural Gas | Broiler | E6 | Utility - Cost of Operation | 0 | 0 | 0 | 0 | 0 | 0 | 0 | 0 | 0 | 0 | 0 | 0 | 0 | 0 | 0 | 0 | 0 | 0 | 0 | 0 | 0 | 0 | 0 | 0 | 0 | 0 | 0 | 0 | 0 | 0 | 0
F5_Commercial_Restaurant_New_Food Preparation_Natural Gas_Broiler_E7 | F5 | Commercial | Restaurant | New | Food Preparation | Natural Gas | Broiler | E7 | Utility - Cost of Operation | 0 | 0 | 0 | 0 | 0 | 0 | 0 | 0 | 0 | 0 | 0 | 0 | 0 | 0 | 0 | 0 | 0 | 0 | 0 | 0 | 0 | 0 | 0 | 0 | 0 | 0 | 0 | 0 | 0 | 0 | 0
F5_Commercial_Restaurant_New_Food Preparation_Natural Gas_Broiler_E8 | F5 | Commercial | Restaurant | New | Food Preparation | Natural Gas | Broiler | E8 | Utility - Cost of Operation | 0 | 0 | 0 | 0 | 0 | 0 | 0 | 0 | 0 | 0 | 0 | 0 | 0 | 0 | 0 | 0 | 0 | 0 | 0 | 0 | 0 | 0 | 0 | 0 | 0 | 0 | 0 | 0 | 0 | 0 | 0
F5_Commercial_Restaurant_New_Food Preparation_Natural Gas_Broiler_E9 | F5 | Commercial | Restaurant | New | Food Preparation | Natural Gas | Broiler | E9 | Utility - Cost of Operation | 0 | 0 | 0 | 0 | 0 | 0 | 0 | 0 | 0 | 0 | 0 | 0 | 0 | 0 | 0 | 0 | 0 | 0 | 0 | 0 | 0 | 0 | 0 | 0 | 0 | 0 | 0 | 0 | 0 | 0 | 0
F5_Commercial_Restaurant_New_Food Preparation_Natural Gas_Broiler_E10 | F5 | Commercial | Restaurant | New | Food Preparation | Natural Gas | Broiler | E10 | Utility - Cost of Operation | 0 | 0 | 0 | 0 | 0 | 0 | 0 | 0 | 0 | 0 | 0 | 0 | 0 | 0 | 0 | 0 | 0 | 0 | 0 | 0 | 0 | 0 | 0 | 0 | 0 | 0 | 0 | 0 | 0 | 0 | 0
F6_Commercial_Restaurant_New_Food Preparation_Natural Gas_Broiler_E1 | F6 | Commercial | Restaurant | New | Food Preparation | Natural Gas | Broiler | E1 | Utility - Value of Sales | 1.1618 | 1.1798 | 1.1928 | 1.1861 | 1.1873 | 1.1191 | 1.0627 | 1.0313 | 1.0182 | 1.0559 | 1.1055 | 1.1573 | 1.0628 | 1.1259 | 1.1297 | 1.1241 | 1.1251 | 1.1286 | 1.107 | 1.12 | 1.1288 | 1.1412 | 1.157 | 0.58029 | 0.56896 | 0.55831 | 0.54825 | 0.53868 | 0.52951 | 0.52068 | 0.51213
F6_Commercial_Restaurant_New_Food Preparation_Natural Gas_Broiler_E2 | F6 | Commercial | Restaurant | New | Food Preparation | Natural Gas | Broiler | E2 | Utility - Value of Sales | 0.74689 | 0.75841 | 0.76678 | 0.76251 | 0.76328 | 0.71945 | 0.68319 | 0.66295 | 0.65455 | 0.67881 | 0.71068 | 0.74397 | 0.68326 | 0.72378 | 0.72625 | 0.72263 | 0.72329 | 0.72552 | 0.71166 | 0.72002 | 0.72566 | 0.7336 | 0.74381 | 0.37304 | 0.36576 | 0.35892 | 0.35245 | 0.34629 | 0.3404 | 0.33472 | 0.32923
F6_Commercial_Restaurant_New_Food Preparation_Natural Gas_Broiler_E3 | F6 | Commercial | Restaurant | New | Food Preparation | Natural Gas | Broiler | E3 | Utility - Value of Sales | 0 | 0 | 0 | 0 | 0 | 0 | 0 | 0 | 0 | 0 | 0 | 0 | 0 | 0 | 0 | 0 | 0 | 0 | 0 | 0 | 0 | 0 | 0 | 0 | 0 | 0 | 0 | 0 | 0 | 0 | 0
F6_Commercial_Restaurant_New_Food Preparation_Natural Gas_Broiler_E4 | F6 | Commercial | Restaurant | New | Food Preparation | Natural Gas | Broiler | E4 | Utility - Value of Sales | 0 | 0 | 0 | 0 | 0 | 0 | 0 | 0 | 0 | 0 | 0 | 0 | 0 | 0 | 0 | 0 | 0 | 0 | 0 | 0 | 0 | 0 | 0 | 0 | 0 | 0 | 0 | 0 | 0 | 0 | 0
F6_Commercial_Restaurant_New_Food Preparation_Natural Gas_Broiler_E5 | F6 | Commercial | Restaurant | New | Food Preparation | Natural Gas | Broiler | E5 | Utility - Value of Sales | 0 | 0 | 0 | 0 | 0 | 0 | 0 | 0 | 0 | 0 | 0 | 0 | 0 | 0 | 0 | 0 | 0 | 0 | 0 | 0 | 0 | 0 | 0 | 0 | 0 | 0 | 0 | 0 | 0 | 0 | 0
F6_Commercial_Restaurant_New_Food Preparation_Natural Gas_Broiler_E6 | F6 | Commercial | Restaurant | New | Food Preparation | Natural Gas | Broiler | E6 | Utility - Value of Sales | 0 | 0 | 0 | 0 | 0 | 0 | 0 | 0 | 0 | 0 | 0 | 0 | 0 | 0 | 0 | 0 | 0 | 0 | 0 | 0 | 0 | 0 | 0 | 0 | 0 | 0 | 0 | 0 | 0 | 0 | 0
F6_Commercial_Restaurant_New_Food Preparation_Natural Gas_Broiler_E7 | F6 | Commercial | Restaurant | New | Food Preparation | Natural Gas | Broiler | E7 | Utility - Value of Sales | 0 | 0 | 0 | 0 | 0 | 0 | 0 | 0 | 0 | 0 | 0 | 0 | 0 | 0 | 0 | 0 | 0 | 0 | 0 | 0 | 0 | 0 | 0 | 0 | 0 | 0 | 0 | 0 | 0 | 0 | 0
F6_Commercial_Restaurant_New_Food Preparation_Natural Gas_Broiler_E8 | F6 | Commercial | Restaurant | New | Food Preparation | Natural Gas | Broiler | E8 | Utility - Value of Sales | 0 | 0 | 0 | 0 | 0 | 0 | 0 | 0 | 0 | 0 | 0 | 0 | 0 | 0 | 0 | 0 | 0 | 0 | 0 | 0 | 0 | 0 | 0 | 0 | 0 | 0 | 0 | 0 | 0 | 0 | 0
F6_Commercial_Restaurant_New_Food Preparation_Natural Gas_Broiler_E9 | F6 | Commercial | Restaurant | New | Food Preparation | Natural Gas | Broiler | E9 | Utility - Value of Sales | 0 | 0 | 0 | 0 | 0 | 0 | 0 | 0 | 0 | 0 | 0 | 0 | 0 | 0 | 0 | 0 | 0 | 0 | 0 | 0 | 0 | 0 | 0 | 0 | 0 | 0 | 0 | 0 | 0 | 0 | 0
F6_Commercial_Restaurant_New_Food Preparation_Natural Gas_Broiler_E10 | F6 | Commercial | Restaurant | New | Food Preparation | Natural Gas | Broiler | E10 | Utility - Value of Sales | 0 | 0 | 0 | 0 | 0 | 0 | 0 | 0 | 0 | 0 | 0 | 0 | 0 | 0 | 0 | 0 | 0 | 0 | 0 | 0 | 0 | 0 | 0 | 0 | 0 | 0 | 0 | 0 | 0 | 0 | 0
F1_Commercial_Restaurant_New_Food Preparation_Natural Gas_Griddle_E1 | F1 | Commercial | Restaurant | New | Food Preparation | Natural Gas | Griddle | E1 | Participant - Cost of Equipment | 0.33664 | 0.33664 | 0.33664 | 0.33664 | 0.33664 | 0.33664 | 0.33664 | 0.33664 | 0.33664 | 0.33664 | 0.33664 | 0.33664 | 0.33664 | 0.33664 | 0.33664 | 0.33664 | 0.33664 | 0.33664 | 0.33664 | 0.33664 | 0.33664 | 0.33664 | 0.33664 | 0.33664 | 0.33664 | 0.33664 | 0.33664 | 0.33664 | 0.33664 | 0.33664 | 0.33664
F1_Commercial_Restaurant_New_Food Preparation_Natural Gas_Griddle_E2 | F1 | Commercial | Restaurant | New | Food Preparation | Natural Gas | Griddle | E2 | Participant - Cost of Equipment | 0.36017 | 0.36017 | 0.36017 | 0.36017 | 0.36017 | 0.36017 | 0.36017 | 0.36017 | 0.36017 | 0.36017 | 0.36017 | 0.36017 | 0.36017 | 0.36017 | 0.36017 | 0.36017 | 0.36017 | 0.36017 | 0.36017 | 0.36017 | 0.36017 | 0.36017 | 0.36017 | 0.36017 | 0.36017 | 0.36017 | 0.36017 | 0.36017 | 0.36017 | 0.36017 | 0.36017
F1_Commercial_Restaurant_New_Food Preparation_Natural Gas_Griddle_E3 | F1 | Commercial | Restaurant | New | Food Preparation | Natural Gas | Griddle | E3 | Participant - Cost of Equipment | 0 | 0 | 0 | 0 | 0 | 0 | 0 | 0 | 0 | 0 | 0 | 0 | 0 | 0 | 0 | 0 | 0 | 0 | 0 | 0 | 0 | 0 | 0 | 0 | 0 | 0 | 0 | 0 | 0 | 0 | 0
F1_Commercial_Restaurant_New_Food Preparation_Natural Gas_Griddle_E4 | F1 | Commercial | Restaurant | New | Food Preparation | Natural Gas | Griddle | E4 | Participant - Cost of Equipment | 0 | 0 | 0 | 0 | 0 | 0 | 0 | 0 | 0 | 0 | 0 | 0 | 0 | 0 | 0 | 0 | 0 | 0 | 0 | 0 | 0 | 0 | 0 | 0 | 0 | 0 | 0 | 0 | 0 | 0 | 0
F1_Commercial_Restaurant_New_Food Preparation_Natural Gas_Griddle_E5 | F1 | Commercial | Restaurant | New | Food Preparation | Natural Gas | Griddle | E5 | Participant - Cost of Equipment | 0 | 0 | 0 | 0 | 0 | 0 | 0 | 0 | 0 | 0 | 0 | 0 | 0 | 0 | 0 | 0 | 0 | 0 | 0 | 0 | 0 | 0 | 0 | 0 | 0 | 0 | 0 | 0 | 0 | 0 | 0
F1_Commercial_Restaurant_New_Food Preparation_Natural Gas_Griddle_E6 | F1 | Commercial | Restaurant | New | Food Preparation | Natural Gas | Griddle | E6 | Participant - Cost of Equipment | 0 | 0 | 0 | 0 | 0 | 0 | 0 | 0 | 0 | 0 | 0 | 0 | 0 | 0 | 0 | 0 | 0 | 0 | 0 | 0 | 0 | 0 | 0 | 0 | 0 | 0 | 0 | 0 | 0 | 0 | 0
F1_Commercial_Restaurant_New_Food Preparation_Natural Gas_Griddle_E7 | F1 | Commercial | Restaurant | New | Food Preparation | Natural Gas | Griddle | E7 | Participant - Cost of Equipment | 0 | 0 | 0 | 0 | 0 | 0 | 0 | 0 | 0 | 0 | 0 | 0 | 0 | 0 | 0 | 0 | 0 | 0 | 0 | 0 | 0 | 0 | 0 | 0 | 0 | 0 | 0 | 0 | 0 | 0 | 0
F1_Commercial_Restaurant_New_Food Preparation_Natural Gas_Griddle_E8 | F1 | Commercial | Restaurant | New | Food Preparation | Natural Gas | Griddle | E8 | Participant - Cost of Equipment | 0 | 0 | 0 | 0 | 0 | 0 | 0 | 0 | 0 | 0 | 0 | 0 | 0 | 0 | 0 | 0 | 0 | 0 | 0 | 0 | 0 | 0 | 0 | 0 | 0 | 0 | 0 | 0 | 0 | 0 | 0
F1_Commercial_Restaurant_New_Food Preparation_Natural Gas_Griddle_E9 | F1 | Commercial | Restaurant | New | Food Preparation | Natural Gas | Griddle | E9 | Participant - Cost of Equipment | 0 | 0 | 0 | 0 | 0 | 0 | 0 | 0 | 0 | 0 | 0 | 0 | 0 | 0 | 0 | 0 | 0 | 0 | 0 | 0 | 0 | 0 | 0 | 0 | 0 | 0 | 0 | 0 | 0 | 0 | 0
F1_Commercial_Restaurant_New_Food Preparation_Natural Gas_Griddle_E10 | F1 | Commercial | Restaurant | New | Food Preparation | Natural Gas | Griddle | E10 | Participant - Cost of Equipment | 0 | 0 | 0 | 0 | 0 | 0 | 0 | 0 | 0 | 0 | 0 | 0 | 0 | 0 | 0 | 0 | 0 | 0 | 0 | 0 | 0 | 0 | 0 | 0 | 0 | 0 | 0 | 0 | 0 | 0 | 0
F2_Commercial_Restaurant_New_Food Preparation_Natural Gas_Griddle_E1 | F2 | Commercial | Restaurant | New | Food Preparation | Natural Gas | Griddle | E1 | Participant - Cost of Operation | 0.77995 | 0.79198 | 0.80072 | 0.79626 | 0.79707 | 0.75129 | 0.71343 | 0.69229 | 0.68352 | 0.70886 | 0.74213 | 0.7769 | 0.7135 | 0.75582 | 0.7584 | 0.75461 | 0.7553 | 0.75763 | 0.74316 | 0.75189 | 0.75778 | 0.76607 | 0.77673 | 0.38956 | 0.38195 | 0.3748 | 0.36805 | 0.36162 | 0.35547 | 0.34954 | 0.3438
F2_Commercial_Restaurant_New_Food Preparation_Natural Gas_Griddle_E2 | F2 | Commercial | Restaurant | New | Food Preparation | Natural Gas | Griddle | E2 | Participant - Cost of Operation | 0.67362 | 0.68401 | 0.69156 | 0.6877 | 0.6884 | 0.64886 | 0.61617 | 0.59791 | 0.59034 | 0.61222 | 0.64095 | 0.67098 | 0.61623 | 0.65278 | 0.655 | 0.65173 | 0.65233 | 0.65434 | 0.64184 | 0.64938 | 0.65447 | 0.66163 | 0.67083 | 0.33645 | 0.32988 | 0.3237 | 0.31787 | 0.31232 | 0.30701 | 0.30188 | 0.29693
F2_Commercial_Restaurant_New_Food Preparation_Natural Gas_Griddle_E3 | F2 | Commercial | Restaurant | New | Food Preparation | Natural Gas | Griddle | E3 | Participant - Cost of Operation | 0 | 0 | 0 | 0 | 0 | 0 | 0 | 0 | 0 | 0 | 0 | 0 | 0 | 0 | 0 | 0 | 0 | 0 | 0 | 0 | 0 | 0 | 0 | 0 | 0 | 0 | 0 | 0 | 0 | 0 | 0
F2_Commercial_Restaurant_New_Food Preparation_Natural Gas_Griddle_E4 | F2 | Commercial | Restaurant | New | Food Preparation | Natural Gas | Griddle | E4 | Participant - Cost of Operation | 0 | 0 | 0 | 0 | 0 | 0 | 0 | 0 | 0 | 0 | 0 | 0 | 0 | 0 | 0 | 0 | 0 | 0 | 0 | 0 | 0 | 0 | 0 | 0 | 0 | 0 | 0 | 0 | 0 | 0 | 0
F2_Commercial_Restaurant_New_Food Preparation_Natural Gas_Griddle_E5 | F2 | Commercial | Restaurant | New | Food Preparation | Natural Gas | Griddle | E5 | Participant - Cost of Operation | 0 | 0 | 0 | 0 | 0 | 0 | 0 | 0 | 0 | 0 | 0 | 0 | 0 | 0 | 0 | 0 | 0 | 0 | 0 | 0 | 0 | 0 | 0 | 0 | 0 | 0 | 0 | 0 | 0 | 0 | 0
F2_Commercial_Restaurant_New_Food Preparation_Natural Gas_Griddle_E6 | F2 | Commercial | Restaurant | New | Food Preparation | Natural Gas | Griddle | E6 | Participant - Cost of Operation | 0 | 0 | 0 | 0 | 0 | 0 | 0 | 0 | 0 | 0 | 0 | 0 | 0 | 0 | 0 | 0 | 0 | 0 | 0 | 0 | 0 | 0 | 0 | 0 | 0 | 0 | 0 | 0 | 0 | 0 | 0
F2_Commercial_Restaurant_New_Food Preparation_Natural Gas_Griddle_E7 | F2 | Commercial | Restaurant | New | Food Preparation | Natural Gas | Griddle | E7 | Participant - Cost of Operation | 0 | 0 | 0 | 0 | 0 | 0 | 0 | 0 | 0 | 0 | 0 | 0 | 0 | 0 | 0 | 0 | 0 | 0 | 0 | 0 | 0 | 0 | 0 | 0 | 0 | 0 | 0 | 0 | 0 | 0 | 0
F2_Commercial_Restaurant_New_Food Preparation_Natural Gas_Griddle_E8 | F2 | Commercial | Restaurant | New | Food Preparation | Natural Gas | Griddle | E8 | Participant - Cost of Operation | 0 | 0 | 0 | 0 | 0 | 0 | 0 | 0 | 0 | 0 | 0 | 0 | 0 | 0 | 0 | 0 | 0 | 0 | 0 | 0 | 0 | 0 | 0 | 0 | 0 | 0 | 0 | 0 | 0 | 0 | 0
F2_Commercial_Restaurant_New_Food Preparation_Natural Gas_Griddle_E9 | F2 | Commercial | Restaurant | New | Food Preparation | Natural Gas | Griddle | E9 | Participant - Cost of Operation | 0 | 0 | 0 | 0 | 0 | 0 | 0 | 0 | 0 | 0 | 0 | 0 | 0 | 0 | 0 | 0 | 0 | 0 | 0 | 0 | 0 | 0 | 0 | 0 | 0 | 0 | 0 | 0 | 0 | 0 | 0
F2_Commercial_Restaurant_New_Food Preparation_Natural Gas_Griddle_E10 | F2 | Commercial | Restaurant | New | Food Preparation | Natural Gas | Griddle | E10 | Participant - Cost of Operation | 0 | 0 | 0 | 0 | 0 | 0 | 0 | 0 | 0 | 0 | 0 | 0 | 0 | 0 | 0 | 0 | 0 | 0 | 0 | 0 | 0 | 0 | 0 | 0 | 0 | 0 | 0 | 0 | 0 | 0 | 0
F3_Commercial_Restaurant_New_Food Preparation_Natural Gas_Griddle_E1 | F3 | Commercial | Restaurant | New | Food Preparation | Natural Gas | Griddle | E1 | System - kBTUs of Conusmption | 64.8076 | 64.937 | 64.8545 | 64.7981 | 64.7981 | 64.7981 | 64.7981 | 64.7981 | 64.7981 | 64.7981 | 64.7981 | 64.7981 | 64.7981 | 64.7981 | 64.7981 | 64.7981 | 64.7981 | 64.7981 | 64.7981 | 64.7981 | 64.7981 | 64.7981 | 64.7981 | 64.7981 | 64.7981 | 64.7981 | 64.7981 | 64.7981 | 64.7981 | 64.7981 | 64.7981
F3_Commercial_Restaurant_New_Food Preparation_Natural Gas_Griddle_E2 | F3 | Commercial | Restaurant | New | Food Preparation | Natural Gas | Griddle | E2 | System - kBTUs of Conusmption | 55.9722 | 56.084 | 56.0128 | 55.964 | 55.964 | 55.964 | 55.964 | 55.964 | 55.964 | 55.964 | 55.964 | 55.964 | 55.964 | 55.964 | 55.964 | 55.964 | 55.964 | 55.964 | 55.964 | 55.964 | 55.964 | 55.964 | 55.964 | 55.964 | 55.964 | 55.964 | 55.964 | 55.964 | 55.964 | 55.964 | 55.964
F3_Commercial_Restaurant_New_Food Preparation_Natural Gas_Griddle_E3 | F3 | Commercial | Restaurant | New | Food Preparation | Natural Gas | Griddle | E3 | System - kBTUs of Conusmption | 0 | 0 | 0 | 0 | 0 | 0 | 0 | 0 | 0 | 0 | 0 | 0 | 0 | 0 | 0 | 0 | 0 | 0 | 0 | 0 | 0 | 0 | 0 | 0 | 0 | 0 | 0 | 0 | 0 | 0 | 0
F3_Commercial_Restaurant_New_Food Preparation_Natural Gas_Griddle_E4 | F3 | Commercial | Restaurant | New | Food Preparation | Natural Gas | Griddle | E4 | System - kBTUs of Conusmption | 0 | 0 | 0 | 0 | 0 | 0 | 0 | 0 | 0 | 0 | 0 | 0 | 0 | 0 | 0 | 0 | 0 | 0 | 0 | 0 | 0 | 0 | 0 | 0 | 0 | 0 | 0 | 0 | 0 | 0 | 0
F3_Commercial_Restaurant_New_Food Preparation_Natural Gas_Griddle_E5 | F3 | Commercial | Restaurant | New | Food Preparation | Natural Gas | Griddle | E5 | System - kBTUs of Conusmption | 0 | 0 | 0 | 0 | 0 | 0 | 0 | 0 | 0 | 0 | 0 | 0 | 0 | 0 | 0 | 0 | 0 | 0 | 0 | 0 | 0 | 0 | 0 | 0 | 0 | 0 | 0 | 0 | 0 | 0 | 0
F3_Commercial_Restaurant_New_Food Preparation_Natural Gas_Griddle_E6 | F3 | Commercial | Restaurant | New | Food Preparation | Natural Gas | Griddle | E6 | System - kBTUs of Conusmption | 0 | 0 | 0 | 0 | 0 | 0 | 0 | 0 | 0 | 0 | 0 | 0 | 0 | 0 | 0 | 0 | 0 | 0 | 0 | 0 | 0 | 0 | 0 | 0 | 0 | 0 | 0 | 0 | 0 | 0 | 0
F3_Commercial_Restaurant_New_Food Preparation_Natural Gas_Griddle_E7 | F3 | Commercial | Restaurant | New | Food Preparation | Natural Gas | Griddle | E7 | System - kBTUs of Conusmption | 0 | 0 | 0 | 0 | 0 | 0 | 0 | 0 | 0 | 0 | 0 | 0 | 0 | 0 | 0 | 0 | 0 | 0 | 0 | 0 | 0 | 0 | 0 | 0 | 0 | 0 | 0 | 0 | 0 | 0 | 0
F3_Commercial_Restaurant_New_Food Preparation_Natural Gas_Griddle_E8 | F3 | Commercial | Restaurant | New | Food Preparation | Natural Gas | Griddle | E8 | System - kBTUs of Conusmption | 0 | 0 | 0 | 0 | 0 | 0 | 0 | 0 | 0 | 0 | 0 | 0 | 0 | 0 | 0 | 0 | 0 | 0 | 0 | 0 | 0 | 0 | 0 | 0 | 0 | 0 | 0 | 0 | 0 | 0 | 0
F3_Commercial_Restaurant_New_Food Preparation_Natural Gas_Griddle_E9 | F3 | Commercial | Restaurant | New | Food Preparation | Natural Gas | Griddle | E9 | System - kBTUs of Conusmption | 0 | 0 | 0 | 0 | 0 | 0 | 0 | 0 | 0 | 0 | 0 | 0 | 0 | 0 | 0 | 0 | 0 | 0 | 0 | 0 | 0 | 0 | 0 | 0 | 0 | 0 | 0 | 0 | 0 | 0 | 0
F3_Commercial_Restaurant_New_Food Preparation_Natural Gas_Griddle_E10 | F3 | Commercial | Restaurant | New | Food Preparation | Natural Gas | Griddle | E10 | System - kBTUs of Conusmption | 0 | 0 | 0 | 0 | 0 | 0 | 0 | 0 | 0 | 0 | 0 | 0 | 0 | 0 | 0 | 0 | 0 | 0 | 0 | 0 | 0 | 0 | 0 | 0 | 0 | 0 | 0 | 0 | 0 | 0 | 0
F4_Commercial_Restaurant_New_Food Preparation_Natural Gas_Griddle_E1 | F4 | Commercial | Restaurant | New | Food Preparation | Natural Gas | Griddle | E1 | Utility - Cost of Equipment | 0.33664 | 0.33664 | 0.33664 | 0.33664 | 0.33664 | 0.33664 | 0.33664 | 0.33664 | 0.33664 | 0.33664 | 0.33664 | 0.33664 | 0.33664 | 0.33664 | 0.33664 | 0.33664 | 0.33664 | 0.33664 | 0.33664 | 0.33664 | 0.33664 | 0.33664 | 0.33664 | 0.33664 | 0.33664 | 0.33664 | 0.33664 | 0.33664 | 0.33664 | 0.33664 | 0.33664
F4_Commercial_Restaurant_New_Food Preparation_Natural Gas_Griddle_E2 | F4 | Commercial | Restaurant | New | Food Preparation | Natural Gas | Griddle | E2 | Utility - Cost of Equipment | 0.36017 | 0.36017 | 0.36017 | 0.36017 | 0.36017 | 0.36017 | 0.36017 | 0.36017 | 0.36017 | 0.36017 | 0.36017 | 0.36017 | 0.36017 | 0.36017 | 0.36017 | 0.36017 | 0.36017 | 0.36017 | 0.36017 | 0.36017 | 0.36017 | 0.36017 | 0.36017 | 0.36017 | 0.36017 | 0.36017 | 0.36017 | 0.36017 | 0.36017 | 0.36017 | 0.36017
F4_Commercial_Restaurant_New_Food Preparation_Natural Gas_Griddle_E3 | F4 | Commercial | Restaurant | New | Food Preparation | Natural Gas | Griddle | E3 | Utility - Cost of Equipment | 0 | 0 | 0 | 0 | 0 | 0 | 0 | 0 | 0 | 0 | 0 | 0 | 0 | 0 | 0 | 0 | 0 | 0 | 0 | 0 | 0 | 0 | 0 | 0 | 0 | 0 | 0 | 0 | 0 | 0 | 0
F4_Commercial_Restaurant_New_Food Preparation_Natural Gas_Griddle_E4 | F4 | Commercial | Restaurant | New | Food Preparation | Natural Gas | Griddle | E4 | Utility - Cost of Equipment | 0 | 0 | 0 | 0 | 0 | 0 | 0 | 0 | 0 | 0 | 0 | 0 | 0 | 0 | 0 | 0 | 0 | 0 | 0 | 0 | 0 | 0 | 0 | 0 | 0 | 0 | 0 | 0 | 0 | 0 | 0
F4_Commercial_Restaurant_New_Food Preparation_Natural Gas_Griddle_E5 | F4 | Commercial | Restaurant | New | Food Preparation | Natural Gas | Griddle | E5 | Utility - Cost of Equipment | 0 | 0 | 0 | 0 | 0 | 0 | 0 | 0 | 0 | 0 | 0 | 0 | 0 | 0 | 0 | 0 | 0 | 0 | 0 | 0 | 0 | 0 | 0 | 0 | 0 | 0 | 0 | 0 | 0 | 0 | 0
F4_Commercial_Restaurant_New_Food Preparation_Natural Gas_Griddle_E6 | F4 | Commercial | Restaurant | New | Food Preparation | Natural Gas | Griddle | E6 | Utility - Cost of Equipment | 0 | 0 | 0 | 0 | 0 | 0 | 0 | 0 | 0 | 0 | 0 | 0 | 0 | 0 | 0 | 0 | 0 | 0 | 0 | 0 | 0 | 0 | 0 | 0 | 0 | 0 | 0 | 0 | 0 | 0 | 0
F4_Commercial_Restaurant_New_Food Preparation_Natural Gas_Griddle_E7 | F4 | Commercial | Restaurant | New | Food Preparation | Natural Gas | Griddle | E7 | Utility - Cost of Equipment | 0 | 0 | 0 | 0 | 0 | 0 | 0 | 0 | 0 | 0 | 0 | 0 | 0 | 0 | 0 | 0 | 0 | 0 | 0 | 0 | 0 | 0 | 0 | 0 | 0 | 0 | 0 | 0 | 0 | 0 | 0
F4_Commercial_Restaurant_New_Food Preparation_Natural Gas_Griddle_E8 | F4 | Commercial | Restaurant | New | Food Preparation | Natural Gas | Griddle | E8 | Utility - Cost of Equipment | 0 | 0 | 0 | 0 | 0 | 0 | 0 | 0 | 0 | 0 | 0 | 0 | 0 | 0 | 0 | 0 | 0 | 0 | 0 | 0 | 0 | 0 | 0 | 0 | 0 | 0 | 0 | 0 | 0 | 0 | 0
F4_Commercial_Restaurant_New_Food Preparation_Natural Gas_Griddle_E9 | F4 | Commercial | Restaurant | New | Food Preparation | Natural Gas | Griddle | E9 | Utility - Cost of Equipment | 0 | 0 | 0 | 0 | 0 | 0 | 0 | 0 | 0 | 0 | 0 | 0 | 0 | 0 | 0 | 0 | 0 | 0 | 0 | 0 | 0 | 0 | 0 | 0 | 0 | 0 | 0 | 0 | 0 | 0 | 0
F4_Commercial_Restaurant_New_Food Preparation_Natural Gas_Griddle_E10 | F4 | Commercial | Restaurant | New | Food Preparation | Natural Gas | Griddle | E10 | Utility - Cost of Equipment | 0 | 0 | 0 | 0 | 0 | 0 | 0 | 0 | 0 | 0 | 0 | 0 | 0 | 0 | 0 | 0 | 0 | 0 | 0 | 0 | 0 | 0 | 0 | 0 | 0 | 0 | 0 | 0 | 0 | 0 | 0
F5_Commercial_Restaurant_New_Food Preparation_Natural Gas_Griddle_E1 | F5 | Commercial | Restaurant | New | Food Preparation | Natural Gas | Griddle | E1 | Utility - Cost of Operation | 0.65101 | 0.66105 | 0.66834 | 0.66462 | 0.6653 | 0.62709 | 0.59548 | 0.57784 | 0.57052 | 0.59167 | 0.61944 | 0.64846 | 0.59554 | 0.63087 | 0.63302 | 0.62986 | 0.63044 | 0.63238 | 0.6203 | 0.62759 | 0.6325 | 0.63942 | 0.64832 | 0.32515 | 0.31881 | 0.31284 | 0.3072 | 0.30184 | 0.2967 | 0.29175 | 0.28696
F5_Commercial_Restaurant_New_Food Preparation_Natural Gas_Griddle_E2 | F5 | Commercial | Restaurant | New | Food Preparation | Natural Gas | Griddle | E2 | Utility - Cost of Operation | 0.56225 | 0.57093 | 0.57723 | 0.57401 | 0.57459 | 0.54159 | 0.5143 | 0.49906 | 0.49274 | 0.511 | 0.53499 | 0.56006 | 0.51435 | 0.54486 | 0.54672 | 0.54399 | 0.54449 | 0.54616 | 0.53573 | 0.54203 | 0.54627 | 0.55225 | 0.55993 | 0.28083 | 0.27534 | 0.27019 | 0.26532 | 0.26069 | 0.25625 | 0.25198 | 0.24784
F5_Commercial_Restaurant_New_Food Preparation_Natural Gas_Griddle_E3 | F5 | Commercial | Restaurant | New | Food Preparation | Natural Gas | Griddle | E3 | Utility - Cost of Operation | 0 | 0 | 0 | 0 | 0 | 0 | 0 | 0 | 0 | 0 | 0 | 0 | 0 | 0 | 0 | 0 | 0 | 0 | 0 | 0 | 0 | 0 | 0 | 0 | 0 | 0 | 0 | 0 | 0 | 0 | 0
F5_Commercial_Restaurant_New_Food Preparation_Natural Gas_Griddle_E4 | F5 | Commercial | Restaurant | New | Food Preparation | Natural Gas | Griddle | E4 | Utility - Cost of Operation | 0 | 0 | 0 | 0 | 0 | 0 | 0 | 0 | 0 | 0 | 0 | 0 | 0 | 0 | 0 | 0 | 0 | 0 | 0 | 0 | 0 | 0 | 0 | 0 | 0 | 0 | 0 | 0 | 0 | 0 | 0
F5_Commercial_Restaurant_New_Food Preparation_Natural Gas_Griddle_E5 | F5 | Commercial | Restaurant | New | Food Preparation | Natural Gas | Griddle | E5 | Utility - Cost of Operation | 0 | 0 | 0 | 0 | 0 | 0 | 0 | 0 | 0 | 0 | 0 | 0 | 0 | 0 | 0 | 0 | 0 | 0 | 0 | 0 | 0 | 0 | 0 | 0 | 0 | 0 | 0 | 0 | 0 | 0 | 0
F5_Commercial_Restaurant_New_Food Preparation_Natural Gas_Griddle_E6 | F5 | Commercial | Restaurant | New | Food Preparation | Natural Gas | Griddle | E6 | Utility - Cost of Operation | 0 | 0 | 0 | 0 | 0 | 0 | 0 | 0 | 0 | 0 | 0 | 0 | 0 | 0 | 0 | 0 | 0 | 0 | 0 | 0 | 0 | 0 | 0 | 0 | 0 | 0 | 0 | 0 | 0 | 0 | 0
F5_Commercial_Restaurant_New_Food Preparation_Natural Gas_Griddle_E7 | F5 | Commercial | Restaurant | New | Food Preparation | Natural Gas | Griddle | E7 | Utility - Cost of Operation | 0 | 0 | 0 | 0 | 0 | 0 | 0 | 0 | 0 | 0 | 0 | 0 | 0 | 0 | 0 | 0 | 0 | 0 | 0 | 0 | 0 | 0 | 0 | 0 | 0 | 0 | 0 | 0 | 0 | 0 | 0
F5_Commercial_Restaurant_New_Food Preparation_Natural Gas_Griddle_E8 | F5 | Commercial | Restaurant | New | Food Preparation | Natural Gas | Griddle | E8 | Utility - Cost of Operation | 0 | 0 | 0 | 0 | 0 | 0 | 0 | 0 | 0 | 0 | 0 | 0 | 0 | 0 | 0 | 0 | 0 | 0 | 0 | 0 | 0 | 0 | 0 | 0 | 0 | 0 | 0 | 0 | 0 | 0 | 0
F5_Commercial_Restaurant_New_Food Preparation_Natural Gas_Griddle_E9 | F5 | Commercial | Restaurant | New | Food Preparation | Natural Gas | Griddle | E9 | Utility - Cost of Operation | 0 | 0 | 0 | 0 | 0 | 0 | 0 | 0 | 0 | 0 | 0 | 0 | 0 | 0 | 0 | 0 | 0 | 0 | 0 | 0 | 0 | 0 | 0 | 0 | 0 | 0 | 0 | 0 | 0 | 0 | 0
F5_Commercial_Restaurant_New_Food Preparation_Natural Gas_Griddle_E10 | F5 | Commercial | Restaurant | New | Food Preparation | Natural Gas | Griddle | E10 | Utility - Cost of Operation | 0 | 0 | 0 | 0 | 0 | 0 | 0 | 0 | 0 | 0 | 0 | 0 | 0 | 0 | 0 | 0 | 0 | 0 | 0 | 0 | 0 | 0 | 0 | 0 | 0 | 0 | 0 | 0 | 0 | 0 | 0
F6_Commercial_Restaurant_New_Food Preparation_Natural Gas_Griddle_E1 | F6 | Commercial | Restaurant | New | Food Preparation | Natural Gas | Griddle | E1 | Utility - Value of Sales | 0.77995 | 0.79198 | 0.80072 | 0.79626 | 0.79707 | 0.75129 | 0.71343 | 0.69229 | 0.68352 | 0.70886 | 0.74213 | 0.7769 | 0.7135 | 0.75582 | 0.7584 | 0.75461 | 0.7553 | 0.75763 | 0.74316 | 0.75189 | 0.75778 | 0.76607 | 0.77673 | 0.38956 | 0.38195 | 0.3748 | 0.36805 | 0.36162 | 0.35547 | 0.34954 | 0.3438
F6_Commercial_Restaurant_New_Food Preparation_Natural Gas_Griddle_E2 | F6 | Commercial | Restaurant | New | Food Preparation | Natural Gas | Griddle | E2 | Utility - Value of Sales | 0.67362 | 0.68401 | 0.69156 | 0.6877 | 0.6884 | 0.64886 | 0.61617 | 0.59791 | 0.59034 | 0.61222 | 0.64095 | 0.67098 | 0.61623 | 0.65278 | 0.655 | 0.65173 | 0.65233 | 0.65434 | 0.64184 | 0.64938 | 0.65447 | 0.66163 | 0.67083 | 0.33645 | 0.32988 | 0.3237 | 0.31787 | 0.31232 | 0.30701 | 0.30188 | 0.29693
F6_Commercial_Restaurant_New_Food Preparation_Natural Gas_Griddle_E3 | F6 | Commercial | Restaurant | New | Food Preparation | Natural Gas | Griddle | E3 | Utility - Value of Sales | 0 | 0 | 0 | 0 | 0 | 0 | 0 | 0 | 0 | 0 | 0 | 0 | 0 | 0 | 0 | 0 | 0 | 0 | 0 | 0 | 0 | 0 | 0 | 0 | 0 | 0 | 0 | 0 | 0 | 0 | 0
F6_Commercial_Restaurant_New_Food Preparation_Natural Gas_Griddle_E4 | F6 | Commercial | Restaurant | New | Food Preparation | Natural Gas | Griddle | E4 | Utility - Value of Sales | 0 | 0 | 0 | 0 | 0 | 0 | 0 | 0 | 0 | 0 | 0 | 0 | 0 | 0 | 0 | 0 | 0 | 0 | 0 | 0 | 0 | 0 | 0 | 0 | 0 | 0 | 0 | 0 | 0 | 0 | 0
F6_Commercial_Restaurant_New_Food Preparation_Natural Gas_Griddle_E5 | F6 | Commercial | Restaurant | New | Food Preparation | Natural Gas | Griddle | E5 | Utility - Value of Sales | 0 | 0 | 0 | 0 | 0 | 0 | 0 | 0 | 0 | 0 | 0 | 0 | 0 | 0 | 0 | 0 | 0 | 0 | 0 | 0 | 0 | 0 | 0 | 0 | 0 | 0 | 0 | 0 | 0 | 0 | 0
F6_Commercial_Restaurant_New_Food Preparation_Natural Gas_Griddle_E6 | F6 | Commercial | Restaurant | New | Food Preparation | Natural Gas | Griddle | E6 | Utility - Value of Sales | 0 | 0 | 0 | 0 | 0 | 0 | 0 | 0 | 0 | 0 | 0 | 0 | 0 | 0 | 0 | 0 | 0 | 0 | 0 | 0 | 0 | 0 | 0 | 0 | 0 | 0 | 0 | 0 | 0 | 0 | 0
F6_Commercial_Restaurant_New_Food Preparation_Natural Gas_Griddle_E7 | F6 | Commercial | Restaurant | New | Food Preparation | Natural Gas | Griddle | E7 | Utility - Value of Sales | 0 | 0 | 0 | 0 | 0 | 0 | 0 | 0 | 0 | 0 | 0 | 0 | 0 | 0 | 0 | 0 | 0 | 0 | 0 | 0 | 0 | 0 | 0 | 0 | 0 | 0 | 0 | 0 | 0 | 0 | 0
F6_Commercial_Restaurant_New_Food Preparation_Natural Gas_Griddle_E8 | F6 | Commercial | Restaurant | New | Food Preparation | Natural Gas | Griddle | E8 | Utility - Value of Sales | 0 | 0 | 0 | 0 | 0 | 0 | 0 | 0 | 0 | 0 | 0 | 0 | 0 | 0 | 0 | 0 | 0 | 0 | 0 | 0 | 0 | 0 | 0 | 0 | 0 | 0 | 0 | 0 | 0 | 0 | 0
F6_Commercial_Restaurant_New_Food Preparation_Natural Gas_Griddle_E9 | F6 | Commercial | Restaurant | New | Food Preparation | Natural Gas | Griddle | E9 | Utility - Value of Sales | 0 | 0 | 0 | 0 | 0 | 0 | 0 | 0 | 0 | 0 | 0 | 0 | 0 | 0 | 0 | 0 | 0 | 0 | 0 | 0 | 0 | 0 | 0 | 0 | 0 | 0 | 0 | 0 | 0 | 0 | 0
F6_Commercial_Restaurant_New_Food Preparation_Natural Gas_Griddle_E10 | F6 | Commercial | Restaurant | New | Food Preparation | Natural Gas | Griddle | E10 | Utility - Value of Sales | 0 | 0 | 0 | 0 | 0 | 0 | 0 | 0 | 0 | 0 | 0 | 0 | 0 | 0 | 0 | 0 | 0 | 0 | 0 | 0 | 0 | 0 | 0 | 0 | 0 | 0 | 0 | 0 | 0 | 0 | 0
F1_Commercial_Restaurant_New_Food Preparation_Natural Gas_Range_E1 | F1 | Commercial | Restaurant | New | Food Preparation | Natural Gas | Range | E1 | Participant - Cost of Equipment | 0.6336 | 0.6336 | 0.6336 | 0.6336 | 0.6336 | 0.6336 | 0.6336 | 0.6336 | 0.6336 | 0.6336 | 0.6336 | 0.6336 | 0.6336 | 0.6336 | 0.6336 | 0.6336 | 0.6336 | 0.6336 | 0.6336 | 0.6336 | 0.6336 | 0.6336 | 0.6336 | 0.6336 | 0.6336 | 0.6336 | 0.6336 | 0.6336 | 0.6336 | 0.6336 | 0.6336
F1_Commercial_Restaurant_New_Food Preparation_Natural Gas_Range_E2 | F1 | Commercial | Restaurant | New | Food Preparation | Natural Gas | Range | E2 | Participant - Cost of Equipment | 0.63369 | 0.63369 | 0.63369 | 0.63369 | 0.63369 | 0.63369 | 0.63369 | 0.63369 | 0.63369 | 0.63369 | 0.63369 | 0.63369 | 0.63369 | 0.63369 | 0.63369 | 0.63369 | 0.63369 | 0.63369 | 0.63369 | 0.63369 | 0.63369 | 0.63369 | 0.63369 | 0.63369 | 0.63369 | 0.63369 | 0.63369 | 0.63369 | 0.63369 | 0.63369 | 0.63369
F1_Commercial_Restaurant_New_Food Preparation_Natural Gas_Range_E3 | F1 | Commercial | Restaurant | New | Food Preparation | Natural Gas | Range | E3 | Participant - Cost of Equipment | 0 | 0 | 0 | 0 | 0 | 0 | 0 | 0 | 0 | 0 | 0 | 0 | 0 | 0 | 0 | 0 | 0 | 0 | 0 | 0 | 0 | 0 | 0 | 0 | 0 | 0 | 0 | 0 | 0 | 0 | 0
F1_Commercial_Restaurant_New_Food Preparation_Natural Gas_Range_E4 | F1 | Commercial | Restaurant | New | Food Preparation | Natural Gas | Range | E4 | Participant - Cost of Equipment | 0 | 0 | 0 | 0 | 0 | 0 | 0 | 0 | 0 | 0 | 0 | 0 | 0 | 0 | 0 | 0 | 0 | 0 | 0 | 0 | 0 | 0 | 0 | 0 | 0 | 0 | 0 | 0 | 0 | 0 | 0
F1_Commercial_Restaurant_New_Food Preparation_Natural Gas_Range_E5 | F1 | Commercial | Restaurant | New | Food Preparation | Natural Gas | Range | E5 | Participant - Cost of Equipment | 0 | 0 | 0 | 0 | 0 | 0 | 0 | 0 | 0 | 0 | 0 | 0 | 0 | 0 | 0 | 0 | 0 | 0 | 0 | 0 | 0 | 0 | 0 | 0 | 0 | 0 | 0 | 0 | 0 | 0 | 0
F1_Commercial_Restaurant_New_Food Preparation_Natural Gas_Range_E6 | F1 | Commercial | Restaurant | New | Food Preparation | Natural Gas | Range | E6 | Participant - Cost of Equipment | 0 | 0 | 0 | 0 | 0 | 0 | 0 | 0 | 0 | 0 | 0 | 0 | 0 | 0 | 0 | 0 | 0 | 0 | 0 | 0 | 0 | 0 | 0 | 0 | 0 | 0 | 0 | 0 | 0 | 0 | 0
F1_Commercial_Restaurant_New_Food Preparation_Natural Gas_Range_E7 | F1 | Commercial | Restaurant | New | Food Preparation | Natural Gas | Range | E7 | Participant - Cost of Equipment | 0 | 0 | 0 | 0 | 0 | 0 | 0 | 0 | 0 | 0 | 0 | 0 | 0 | 0 | 0 | 0 | 0 | 0 | 0 | 0 | 0 | 0 | 0 | 0 | 0 | 0 | 0 | 0 | 0 | 0 | 0
F1_Commercial_Restaurant_New_Food Preparation_Natural Gas_Range_E8 | F1 | Commercial | Restaurant | New | Food Preparation | Natural Gas | Range | E8 | Participant - Cost of Equipment | 0 | 0 | 0 | 0 | 0 | 0 | 0 | 0 | 0 | 0 | 0 | 0 | 0 | 0 | 0 | 0 | 0 | 0 | 0 | 0 | 0 | 0 | 0 | 0 | 0 | 0 | 0 | 0 | 0 | 0 | 0
F1_Commercial_Restaurant_New_Food Preparation_Natural Gas_Range_E9 | F1 | Commercial | Restaurant | New | Food Preparation | Natural Gas | Range | E9 | Participant - Cost of Equipment | 0 | 0 | 0 | 0 | 0 | 0 | 0 | 0 | 0 | 0 | 0 | 0 | 0 | 0 | 0 | 0 | 0 | 0 | 0 | 0 | 0 | 0 | 0 | 0 | 0 | 0 | 0 | 0 | 0 | 0 | 0
F1_Commercial_Restaurant_New_Food Preparation_Natural Gas_Range_E10 | F1 | Commercial | Restaurant | New | Food Preparation | Natural Gas | Range | E10 | Participant - Cost of Equipment | 0 | 0 | 0 | 0 | 0 | 0 | 0 | 0 | 0 | 0 | 0 | 0 | 0 | 0 | 0 | 0 | 0 | 0 | 0 | 0 | 0 | 0 | 0 | 0 | 0 | 0 | 0 | 0 | 0 | 0 | 0
F2_Commercial_Restaurant_New_Food Preparation_Natural Gas_Range_E1 | F2 | Commercial | Restaurant | New | Food Preparation | Natural Gas | Range | E1 | Participant - Cost of Operation | 0.90512 | 0.92306 | 0.93589 | 0.9498 | 0.96978 | 0.90859 | 0.86076 | 0.83562 | 0.82658 | 0.81272 | 0.80336 | 0.84593 | 0.75707 | 0.8092 | 0.87611 | 0.94114 | 0.94357 | 0.94808 | 0.92996 | 0.94288 | 0.95193 | 0.96414 | 0.97948 | 0.46138 | 0.45218 | 0.44356 | 0.43545 | 0.42776 | 0.42042 | 0.41336 | 0.40653
F2_Commercial_Restaurant_New_Food Preparation_Natural Gas_Range_E2 | F2 | Commercial | Restaurant | New | Food Preparation | Natural Gas | Range | E2 | Participant - Cost of Operation | 0.67884 | 0.6923 | 0.70192 | 0.71235 | 0.72734 | 0.68144 | 0.64557 | 0.62671 | 0.61994 | 0.60954 | 0.60252 | 0.63445 | 0.5678 | 0.6069 | 0.65708 | 0.70586 | 0.70768 | 0.71106 | 0.69747 | 0.70716 | 0.71395 | 0.7231 | 0.73461 | 0.34604 | 0.33913 | 0.33267 | 0.32659 | 0.32082 | 0.31531 | 0.31002 | 0.3049
F2_Commercial_Restaurant_New_Food Preparation_Natural Gas_Range_E3 | F2 | Commercial | Restaurant | New | Food Preparation | Natural Gas | Range | E3 | Participant - Cost of Operation | 0 | 0 | 0 | 0 | 0 | 0 | 0 | 0 | 0 | 0 | 0 | 0 | 0 | 0 | 0 | 0 | 0 | 0 | 0 | 0 | 0 | 0 | 0 | 0 | 0 | 0 | 0 | 0 | 0 | 0 | 0
F2_Commercial_Restaurant_New_Food Preparation_Natural Gas_Range_E4 | F2 | Commercial | Restaurant | New | Food Preparation | Natural Gas | Range | E4 | Participant - Cost of Operation | 0 | 0 | 0 | 0 | 0 | 0 | 0 | 0 | 0 | 0 | 0 | 0 | 0 | 0 | 0 | 0 | 0 | 0 | 0 | 0 | 0 | 0 | 0 | 0 | 0 | 0 | 0 | 0 | 0 | 0 | 0
F2_Commercial_Restaurant_New_Food Preparation_Natural Gas_Range_E5 | F2 | Commercial | Restaurant | New | Food Preparation | Natural Gas | Range | E5 | Participant - Cost of Operation | 0 | 0 | 0 | 0 | 0 | 0 | 0 | 0 | 0 | 0 | 0 | 0 | 0 | 0 | 0 | 0 | 0 | 0 | 0 | 0 | 0 | 0 | 0 | 0 | 0 | 0 | 0 | 0 | 0 | 0 | 0
F2_Commercial_Restaurant_New_Food Preparation_Natural Gas_Range_E6 | F2 | Commercial | Restaurant | New | Food Preparation | Natural Gas | Range | E6 | Participant - Cost of Operation | 0 | 0 | 0 | 0 | 0 | 0 | 0 | 0 | 0 | 0 | 0 | 0 | 0 | 0 | 0 | 0 | 0 | 0 | 0 | 0 | 0 | 0 | 0 | 0 | 0 | 0 | 0 | 0 | 0 | 0 | 0
F2_Commercial_Restaurant_New_Food Preparation_Natural Gas_Range_E7 | F2 | Commercial | Restaurant | New | Food Preparation | Natural Gas | Range | E7 | Participant - Cost of Operation | 0 | 0 | 0 | 0 | 0 | 0 | 0 | 0 | 0 | 0 | 0 | 0 | 0 | 0 | 0 | 0 | 0 | 0 | 0 | 0 | 0 | 0 | 0 | 0 | 0 | 0 | 0 | 0 | 0 | 0 | 0
F2_Commercial_Restaurant_New_Food Preparation_Natural Gas_Range_E8 | F2 | Commercial | Restaurant | New | Food Preparation | Natural Gas | Range | E8 | Participant - Cost of Operation | 0 | 0 | 0 | 0 | 0 | 0 | 0 | 0 | 0 | 0 | 0 | 0 | 0 | 0 | 0 | 0 | 0 | 0 | 0 | 0 | 0 | 0 | 0 | 0 | 0 | 0 | 0 | 0 | 0 | 0 | 0
F2_Commercial_Restaurant_New_Food Preparation_Natural Gas_Range_E9 | F2 | Commercial | Restaurant | New | Food Preparation | Natural Gas | Range | E9 | Participant - Cost of Operation | 0 | 0 | 0 | 0 | 0 | 0 | 0 | 0 | 0 | 0 | 0 | 0 | 0 | 0 | 0 | 0 | 0 | 0 | 0 | 0 | 0 | 0 | 0 | 0 | 0 | 0 | 0 | 0 | 0 | 0 | 0
F2_Commercial_Restaurant_New_Food Preparation_Natural Gas_Range_E10 | F2 | Commercial | Restaurant | New | Food Preparation | Natural Gas | Range | E10 | Participant - Cost of Operation | 0 | 0 | 0 | 0 | 0 | 0 | 0 | 0 | 0 | 0 | 0 | 0 | 0 | 0 | 0 | 0 | 0 | 0 | 0 | 0 | 0 | 0 | 0 | 0 | 0 | 0 | 0 | 0 | 0 | 0 | 0
F3_Commercial_Restaurant_New_Food Preparation_Natural Gas_Range_E1 | F3 | Commercial | Restaurant | New | Food Preparation | Natural Gas | Range | E1 | System - kBTUs of Conusmption | 75.7406 | 75.9221 | 75.8065 | 75.7273 | 75.7273 | 75.7273 | 75.7273 | 75.7273 | 75.7273 | 75.7273 | 75.7273 | 75.7273 | 75.7273 | 75.7273 | 75.7273 | 75.7273 | 75.7273 | 75.7273 | 75.7273 | 75.7273 | 75.7273 | 75.7273 | 75.7273 | 75.7273 | 75.7273 | 75.7273 | 75.7273 | 75.7273 | 75.7273 | 75.7273 | 75.7273
F3_Commercial_Restaurant_New_Food Preparation_Natural Gas_Range_E2 | F3 | Commercial | Restaurant | New | Food Preparation | Natural Gas | Range | E2 | System - kBTUs of Conusmption | 56.8055 | 56.9416 | 56.8548 | 56.7955 | 56.7955 | 56.7955 | 56.7955 | 56.7955 | 56.7955 | 56.7955 | 56.7955 | 56.7955 | 56.7955 | 56.7955 | 56.7955 | 56.7955 | 56.7955 | 56.7955 | 56.7955 | 56.7955 | 56.7955 | 56.7955 | 56.7955 | 56.7955 | 56.7955 | 56.7955 | 56.7955 | 56.7955 | 56.7955 | 56.7955 | 56.7955
F3_Commercial_Restaurant_New_Food Preparation_Natural Gas_Range_E3 | F3 | Commercial | Restaurant | New | Food Preparation | Natural Gas | Range | E3 | System - kBTUs of Conusmption | 0 | 0 | 0 | 0 | 0 | 0 | 0 | 0 | 0 | 0 | 0 | 0 | 0 | 0 | 0 | 0 | 0 | 0 | 0 | 0 | 0 | 0 | 0 | 0 | 0 | 0 | 0 | 0 | 0 | 0 | 0
F3_Commercial_Restaurant_New_Food Preparation_Natural Gas_Range_E4 | F3 | Commercial | Restaurant | New | Food Preparation | Natural Gas | Range | E4 | System - kBTUs of Conusmption | 0 | 0 | 0 | 0 | 0 | 0 | 0 | 0 | 0 | 0 | 0 | 0 | 0 | 0 | 0 | 0 | 0 | 0 | 0 | 0 | 0 | 0 | 0 | 0 | 0 | 0 | 0 | 0 | 0 | 0 | 0
F3_Commercial_Restaurant_New_Food Preparation_Natural Gas_Range_E5 | F3 | Commercial | Restaurant | New | Food Preparation | Natural Gas | Range | E5 | System - kBTUs of Conusmption | 0 | 0 | 0 | 0 | 0 | 0 | 0 | 0 | 0 | 0 | 0 | 0 | 0 | 0 | 0 | 0 | 0 | 0 | 0 | 0 | 0 | 0 | 0 | 0 | 0 | 0 | 0 | 0 | 0 | 0 | 0
F3_Commercial_Restaurant_New_Food Preparation_Natural Gas_Range_E6 | F3 | Commercial | Restaurant | New | Food Preparation | Natural Gas | Range | E6 | System - kBTUs of Conusmption | 0 | 0 | 0 | 0 | 0 | 0 | 0 | 0 | 0 | 0 | 0 | 0 | 0 | 0 | 0 | 0 | 0 | 0 | 0 | 0 | 0 | 0 | 0 | 0 | 0 | 0 | 0 | 0 | 0 | 0 | 0
F3_Commercial_Restaurant_New_Food Preparation_Natural Gas_Range_E7 | F3 | Commercial | Restaurant | New | Food Preparation | Natural Gas | Range | E7 | System - kBTUs of Conusmption | 0 | 0 | 0 | 0 | 0 | 0 | 0 | 0 | 0 | 0 | 0 | 0 | 0 | 0 | 0 | 0 | 0 | 0 | 0 | 0 | 0 | 0 | 0 | 0 | 0 | 0 | 0 | 0 | 0 | 0 | 0
F3_Commercial_Restaurant_New_Food Preparation_Natural Gas_Range_E8 | F3 | Commercial | Restaurant | New | Food Preparation | Natural Gas | Range | E8 | System - kBTUs of Conusmption | 0 | 0 | 0 | 0 | 0 | 0 | 0 | 0 | 0 | 0 | 0 | 0 | 0 | 0 | 0 | 0 | 0 | 0 | 0 | 0 | 0 | 0 | 0 | 0 | 0 | 0 | 0 | 0 | 0 | 0 | 0
F3_Commercial_Restaurant_New_Food Preparation_Natural Gas_Range_E9 | F3 | Commercial | Restaurant | New | Food Preparation | Natural Gas | Range | E9 | System - kBTUs of Conusmption | 0 | 0 | 0 | 0 | 0 | 0 | 0 | 0 | 0 | 0 | 0 | 0 | 0 | 0 | 0 | 0 | 0 | 0 | 0 | 0 | 0 | 0 | 0 | 0 | 0 | 0 | 0 | 0 | 0 | 0 | 0
F3_Commercial_Restaurant_New_Food Preparation_Natural Gas_Range_E10 | F3 | Commercial | Restaurant | New | Food Preparation | Natural Gas | Range | E10 | System - kBTUs of Conusmption | 0 | 0 | 0 | 0 | 0 | 0 | 0 | 0 | 0 | 0 | 0 | 0 | 0 | 0 | 0 | 0 | 0 | 0 | 0 | 0 | 0 | 0 | 0 | 0 | 0 | 0 | 0 | 0 | 0 | 0 | 0
F4_Commercial_Restaurant_New_Food Preparation_Natural Gas_Range_E1 | F4 | Commercial | Restaurant | New | Food Preparation | Natural Gas | Range | E1 | Utility - Cost of Equipment | 0.6336 | 0.6336 | 0.6336 | 0.6336 | 0.6336 | 0.6336 | 0.6336 | 0.6336 | 0.6336 | 0.6336 | 0.6336 | 0.6336 | 0.6336 | 0.6336 | 0.6336 | 0.6336 | 0.6336 | 0.6336 | 0.6336 | 0.6336 | 0.6336 | 0.6336 | 0.6336 | 0.6336 | 0.6336 | 0.6336 | 0.6336 | 0.6336 | 0.6336 | 0.6336 | 0.6336
F4_Commercial_Restaurant_New_Food Preparation_Natural Gas_Range_E2 | F4 | Commercial | Restaurant | New | Food Preparation | Natural Gas | Range | E2 | Utility - Cost of Equipment | 0.63369 | 0.63369 | 0.63369 | 0.63369 | 0.63369 | 0.63369 | 0.63369 | 0.63369 | 0.63369 | 0.63369 | 0.63369 | 0.63369 | 0.63369 | 0.63369 | 0.63369 | 0.63369 | 0.63369 | 0.63369 | 0.63369 | 0.63369 | 0.63369 | 0.63369 | 0.63369 | 0.63369 | 0.63369 | 0.63369 | 0.63369 | 0.63369 | 0.63369 | 0.63369 | 0.63369
F4_Commercial_Restaurant_New_Food Preparation_Natural Gas_Range_E3 | F4 | Commercial | Restaurant | New | Food Preparation | Natural Gas | Range | E3 | Utility - Cost of Equipment | 0 | 0 | 0 | 0 | 0 | 0 | 0 | 0 | 0 | 0 | 0 | 0 | 0 | 0 | 0 | 0 | 0 | 0 | 0 | 0 | 0 | 0 | 0 | 0 | 0 | 0 | 0 | 0 | 0 | 0 | 0
F4_Commercial_Restaurant_New_Food Preparation_Natural Gas_Range_E4 | F4 | Commercial | Restaurant | New | Food Preparation | Natural Gas | Range | E4 | Utility - Cost of Equipment | 0 | 0 | 0 | 0 | 0 | 0 | 0 | 0 | 0 | 0 | 0 | 0 | 0 | 0 | 0 | 0 | 0 | 0 | 0 | 0 | 0 | 0 | 0 | 0 | 0 | 0 | 0 | 0 | 0 | 0 | 0
F4_Commercial_Restaurant_New_Food Preparation_Natural Gas_Range_E5 | F4 | Commercial | Restaurant | New | Food Preparation | Natural Gas | Range | E5 | Utility - Cost of Equipment | 0 | 0 | 0 | 0 | 0 | 0 | 0 | 0 | 0 | 0 | 0 | 0 | 0 | 0 | 0 | 0 | 0 | 0 | 0 | 0 | 0 | 0 | 0 | 0 | 0 | 0 | 0 | 0 | 0 | 0 | 0
F4_Commercial_Restaurant_New_Food Preparation_Natural Gas_Range_E6 | F4 | Commercial | Restaurant | New | Food Preparation | Natural Gas | Range | E6 | Utility - Cost of Equipment | 0 | 0 | 0 | 0 | 0 | 0 | 0 | 0 | 0 | 0 | 0 | 0 | 0 | 0 | 0 | 0 | 0 | 0 | 0 | 0 | 0 | 0 | 0 | 0 | 0 | 0 | 0 | 0 | 0 | 0 | 0
F4_Commercial_Restaurant_New_Food Preparation_Natural Gas_Range_E7 | F4 | Commercial | Restaurant | New | Food Preparation | Natural Gas | Range | E7 | Utility - Cost of Equipment | 0 | 0 | 0 | 0 | 0 | 0 | 0 | 0 | 0 | 0 | 0 | 0 | 0 | 0 | 0 | 0 | 0 | 0 | 0 | 0 | 0 | 0 | 0 | 0 | 0 | 0 | 0 | 0 | 0 | 0 | 0
F4_Commercial_Restaurant_New_Food Preparation_Natural Gas_Range_E8 | F4 | Commercial | Restaurant | New | Food Preparation | Natural Gas | Range | E8 | Utility - Cost of Equipment | 0 | 0 | 0 | 0 | 0 | 0 | 0 | 0 | 0 | 0 | 0 | 0 | 0 | 0 | 0 | 0 | 0 | 0 | 0 | 0 | 0 | 0 | 0 | 0 | 0 | 0 | 0 | 0 | 0 | 0 | 0
F4_Commercial_Restaurant_New_Food Preparation_Natural Gas_Range_E9 | F4 | Commercial | Restaurant | New | Food Preparation | Natural Gas | Range | E9 | Utility - Cost of Equipment | 0 | 0 | 0 | 0 | 0 | 0 | 0 | 0 | 0 | 0 | 0 | 0 | 0 | 0 | 0 | 0 | 0 | 0 | 0 | 0 | 0 | 0 | 0 | 0 | 0 | 0 | 0 | 0 | 0 | 0 | 0
F4_Commercial_Restaurant_New_Food Preparation_Natural Gas_Range_E10 | F4 | Commercial | Restaurant | New | Food Preparation | Natural Gas | Range | E10 | Utility - Cost of Equipment | 0 | 0 | 0 | 0 | 0 | 0 | 0 | 0 | 0 | 0 | 0 | 0 | 0 | 0 | 0 | 0 | 0 | 0 | 0 | 0 | 0 | 0 | 0 | 0 | 0 | 0 | 0 | 0 | 0 | 0 | 0
F5_Commercial_Restaurant_New_Food Preparation_Natural Gas_Range_E1 | F5 | Commercial | Restaurant | New | Food Preparation | Natural Gas | Range | E1 | Utility - Cost of Operation | 0.75549 | 0.77046 | 0.78117 | 0.79278 | 0.80946 | 0.75838 | 0.71846 | 0.69747 | 0.68993 | 0.67836 | 0.67055 | 0.70608 | 0.63191 | 0.67542 | 0.73127 | 0.78555 | 0.78758 | 0.79134 | 0.77622 | 0.78701 | 0.79456 | 0.80475 | 0.81755 | 0.38511 | 0.37742 | 0.37023 | 0.36347 | 0.35705 | 0.35091 | 0.34502 | 0.33932
F5_Commercial_Restaurant_New_Food Preparation_Natural Gas_Range_E2 | F5 | Commercial | Restaurant | New | Food Preparation | Natural Gas | Range | E2 | Utility - Cost of Operation | 0.56661 | 0.57784 | 0.58588 | 0.59459 | 0.60709 | 0.56879 | 0.53885 | 0.5231 | 0.51745 | 0.50877 | 0.50291 | 0.52956 | 0.47393 | 0.50657 | 0.54845 | 0.58917 | 0.59068 | 0.59351 | 0.58216 | 0.59025 | 0.59592 | 0.60356 | 0.61316 | 0.28883 | 0.28307 | 0.27768 | 0.2726 | 0.26778 | 0.26319 | 0.25877 | 0.25449
F5_Commercial_Restaurant_New_Food Preparation_Natural Gas_Range_E3 | F5 | Commercial | Restaurant | New | Food Preparation | Natural Gas | Range | E3 | Utility - Cost of Operation | 0 | 0 | 0 | 0 | 0 | 0 | 0 | 0 | 0 | 0 | 0 | 0 | 0 | 0 | 0 | 0 | 0 | 0 | 0 | 0 | 0 | 0 | 0 | 0 | 0 | 0 | 0 | 0 | 0 | 0 | 0
F5_Commercial_Restaurant_New_Food Preparation_Natural Gas_Range_E4 | F5 | Commercial | Restaurant | New | Food Preparation | Natural Gas | Range | E4 | Utility - Cost of Operation | 0 | 0 | 0 | 0 | 0 | 0 | 0 | 0 | 0 | 0 | 0 | 0 | 0 | 0 | 0 | 0 | 0 | 0 | 0 | 0 | 0 | 0 | 0 | 0 | 0 | 0 | 0 | 0 | 0 | 0 | 0
F5_Commercial_Restaurant_New_Food Preparation_Natural Gas_Range_E5 | F5 | Commercial | Restaurant | New | Food Preparation | Natural Gas | Range | E5 | Utility - Cost of Operation | 0 | 0 | 0 | 0 | 0 | 0 | 0 | 0 | 0 | 0 | 0 | 0 | 0 | 0 | 0 | 0 | 0 | 0 | 0 | 0 | 0 | 0 | 0 | 0 | 0 | 0 | 0 | 0 | 0 | 0 | 0
F5_Commercial_Restaurant_New_Food Preparation_Natural Gas_Range_E6 | F5 | Commercial | Restaurant | New | Food Preparation | Natural Gas | Range | E6 | Utility - Cost of Operation | 0 | 0 | 0 | 0 | 0 | 0 | 0 | 0 | 0 | 0 | 0 | 0 | 0 | 0 | 0 | 0 | 0 | 0 | 0 | 0 | 0 | 0 | 0 | 0 | 0 | 0 | 0 | 0 | 0 | 0 | 0
F5_Commercial_Restaurant_New_Food Preparation_Natural Gas_Range_E7 | F5 | Commercial | Restaurant | New | Food Preparation | Natural Gas | Range | E7 | Utility - Cost of Operation | 0 | 0 | 0 | 0 | 0 | 0 | 0 | 0 | 0 | 0 | 0 | 0 | 0 | 0 | 0 | 0 | 0 | 0 | 0 | 0 | 0 | 0 | 0 | 0 | 0 | 0 | 0 | 0 | 0 | 0 | 0
F5_Commercial_Restaurant_New_Food Preparation_Natural Gas_Range_E8 | F5 | Commercial | Restaurant | New | Food Preparation | Natural Gas | Range | E8 | Utility - Cost of Operation | 0 | 0 | 0 | 0 | 0 | 0 | 0 | 0 | 0 | 0 | 0 | 0 | 0 | 0 | 0 | 0 | 0 | 0 | 0 | 0 | 0 | 0 | 0 | 0 | 0 | 0 | 0 | 0 | 0 | 0 | 0
F5_Commercial_Restaurant_New_Food Preparation_Natural Gas_Range_E9 | F5 | Commercial | Restaurant | New | Food Preparation | Natural Gas | Range | E9 | Utility - Cost of Operation | 0 | 0 | 0 | 0 | 0 | 0 | 0 | 0 | 0 | 0 | 0 | 0 | 0 | 0 | 0 | 0 | 0 | 0 | 0 | 0 | 0 | 0 | 0 | 0 | 0 | 0 | 0 | 0 | 0 | 0 | 0
F5_Commercial_Restaurant_New_Food Preparation_Natural Gas_Range_E10 | F5 | Commercial | Restaurant | New | Food Preparation | Natural Gas | Range | E10 | Utility - Cost of Operation | 0 | 0 | 0 | 0 | 0 | 0 | 0 | 0 | 0 | 0 | 0 | 0 | 0 | 0 | 0 | 0 | 0 | 0 | 0 | 0 | 0 | 0 | 0 | 0 | 0 | 0 | 0 | 0 | 0 | 0 | 0
F6_Commercial_Restaurant_New_Food Preparation_Natural Gas_Range_E1 | F6 | Commercial | Restaurant | New | Food Preparation | Natural Gas | Range | E1 | Utility - Value of Sales | 0.90512 | 0.92306 | 0.93589 | 0.9498 | 0.96978 | 0.90859 | 0.86076 | 0.83562 | 0.82658 | 0.81272 | 0.80336 | 0.84593 | 0.75707 | 0.8092 | 0.87611 | 0.94114 | 0.94357 | 0.94808 | 0.92996 | 0.94288 | 0.95193 | 0.96414 | 0.97948 | 0.46138 | 0.45218 | 0.44356 | 0.43545 | 0.42776 | 0.42042 | 0.41336 | 0.40653
F6_Commercial_Restaurant_New_Food Preparation_Natural Gas_Range_E2 | F6 | Commercial | Restaurant | New | Food Preparation | Natural Gas | Range | E2 | Utility - Value of Sales | 0.67884 | 0.6923 | 0.70192 | 0.71235 | 0.72734 | 0.68144 | 0.64557 | 0.62671 | 0.61994 | 0.60954 | 0.60252 | 0.63445 | 0.5678 | 0.6069 | 0.65708 | 0.70586 | 0.70768 | 0.71106 | 0.69747 | 0.70716 | 0.71395 | 0.7231 | 0.73461 | 0.34604 | 0.33913 | 0.33267 | 0.32659 | 0.32082 | 0.31531 | 0.31002 | 0.3049
F6_Commercial_Restaurant_New_Food Preparation_Natural Gas_Range_E3 | F6 | Commercial | Restaurant | New | Food Preparation | Natural Gas | Range | E3 | Utility - Value of Sales | 0 | 0 | 0 | 0 | 0 | 0 | 0 | 0 | 0 | 0 | 0 | 0 | 0 | 0 | 0 | 0 | 0 | 0 | 0 | 0 | 0 | 0 | 0 | 0 | 0 | 0 | 0 | 0 | 0 | 0 | 0
F6_Commercial_Restaurant_New_Food Preparation_Natural Gas_Range_E4 | F6 | Commercial | Restaurant | New | Food Preparation | Natural Gas | Range | E4 | Utility - Value of Sales | 0 | 0 | 0 | 0 | 0 | 0 | 0 | 0 | 0 | 0 | 0 | 0 | 0 | 0 | 0 | 0 | 0 | 0 | 0 | 0 | 0 | 0 | 0 | 0 | 0 | 0 | 0 | 0 | 0 | 0 | 0
F6_Commercial_Restaurant_New_Food Preparation_Natural Gas_Range_E5 | F6 | Commercial | Restaurant | New | Food Preparation | Natural Gas | Range | E5 | Utility - Value of Sales | 0 | 0 | 0 | 0 | 0 | 0 | 0 | 0 | 0 | 0 | 0 | 0 | 0 | 0 | 0 | 0 | 0 | 0 | 0 | 0 | 0 | 0 | 0 | 0 | 0 | 0 | 0 | 0 | 0 | 0 | 0
F6_Commercial_Restaurant_New_Food Preparation_Natural Gas_Range_E6 | F6 | Commercial | Restaurant | New | Food Preparation | Natural Gas | Range | E6 | Utility - Value of Sales | 0 | 0 | 0 | 0 | 0 | 0 | 0 | 0 | 0 | 0 | 0 | 0 | 0 | 0 | 0 | 0 | 0 | 0 | 0 | 0 | 0 | 0 | 0 | 0 | 0 | 0 | 0 | 0 | 0 | 0 | 0
F6_Commercial_Restaurant_New_Food Preparation_Natural Gas_Range_E7 | F6 | Commercial | Restaurant | New | Food Preparation | Natural Gas | Range | E7 | Utility - Value of Sales | 0 | 0 | 0 | 0 | 0 | 0 | 0 | 0 | 0 | 0 | 0 | 0 | 0 | 0 | 0 | 0 | 0 | 0 | 0 | 0 | 0 | 0 | 0 | 0 | 0 | 0 | 0 | 0 | 0 | 0 | 0
F6_Commercial_Restaurant_New_Food Preparation_Natural Gas_Range_E8 | F6 | Commercial | Restaurant | New | Food Preparation | Natural Gas | Range | E8 | Utility - Value of Sales | 0 | 0 | 0 | 0 | 0 | 0 | 0 | 0 | 0 | 0 | 0 | 0 | 0 | 0 | 0 | 0 | 0 | 0 | 0 | 0 | 0 | 0 | 0 | 0 | 0 | 0 | 0 | 0 | 0 | 0 | 0
F6_Commercial_Restaurant_New_Food Preparation_Natural Gas_Range_E9 | F6 | Commercial | Restaurant | New | Food Preparation | Natural Gas | Range | E9 | Utility - Value of Sales | 0 | 0 | 0 | 0 | 0 | 0 | 0 | 0 | 0 | 0 | 0 | 0 | 0 | 0 | 0 | 0 | 0 | 0 | 0 | 0 | 0 | 0 | 0 | 0 | 0 | 0 | 0 | 0 | 0 | 0 | 0
F6_Commercial_Restaurant_New_Food Preparation_Natural Gas_Range_E10 | F6 | Commercial | Restaurant | New | Food Preparation | Natural Gas | Range | E10 | Utility - Value of Sales | 0 | 0 | 0 | 0 | 0 | 0 | 0 | 0 | 0 | 0 | 0 | 0 | 0 | 0 | 0 | 0 | 0 | 0 | 0 | 0 | 0 | 0 | 0 | 0 | 0 | 0 | 0 | 0 | 0 | 0 | 0
F1_Commercial_Restaurant_New_Food Preparation_Natural Gas_Steamer_E1 | F1 | Commercial | Restaurant | New | Food Preparation | Natural Gas | Steamer | E1 | Participant - Cost of Equipment | 1.9389 | 1.9389 | 1.9389 | 0 | 0 | 0 | 0 | 0 | 0 | 0 | 0 | 0 | 0 | 0 | 0 | 0 | 0 | 0 | 0 | 0 | 0 | 0 | 0 | 0 | 0 | 0 | 0 | 0 | 0 | 0 | 0
F1_Commercial_Restaurant_New_Food Preparation_Natural Gas_Steamer_E2 | F1 | Commercial | Restaurant | New | Food Preparation | Natural Gas | Steamer | E2 | Participant - Cost of Equipment | 2.083 | 2.083 | 2.083 | 2.083 | 2.083 | 2.083 | 2.083 | 2.083 | 2.083 | 2.083 | 2.083 | 2.083 | 2.083 | 2.083 | 2.083 | 2.083 | 2.083 | 2.083 | 2.083 | 2.083 | 2.083 | 2.083 | 2.083 | 2.083 | 2.083 | 2.083 | 2.083 | 2.083 | 2.083 | 2.083 | 2.083
F1_Commercial_Restaurant_New_Food Preparation_Natural Gas_Steamer_E3 | F1 | Commercial | Restaurant | New | Food Preparation | Natural Gas | Steamer | E3 | Participant - Cost of Equipment | 0 | 0 | 0 | 0 | 0 | 0 | 0 | 0 | 0 | 0 | 0 | 0 | 0 | 0 | 0 | 0 | 0 | 0 | 0 | 0 | 0 | 0 | 0 | 0 | 0 | 0 | 0 | 0 | 0 | 0 | 0
F1_Commercial_Restaurant_New_Food Preparation_Natural Gas_Steamer_E4 | F1 | Commercial | Restaurant | New | Food Preparation | Natural Gas | Steamer | E4 | Participant - Cost of Equipment | 0 | 0 | 0 | 0 | 0 | 0 | 0 | 0 | 0 | 0 | 0 | 0 | 0 | 0 | 0 | 0 | 0 | 0 | 0 | 0 | 0 | 0 | 0 | 0 | 0 | 0 | 0 | 0 | 0 | 0 | 0
F1_Commercial_Restaurant_New_Food Preparation_Natural Gas_Steamer_E5 | F1 | Commercial | Restaurant | New | Food Preparation | Natural Gas | Steamer | E5 | Participant - Cost of Equipment | 0 | 0 | 0 | 0 | 0 | 0 | 0 | 0 | 0 | 0 | 0 | 0 | 0 | 0 | 0 | 0 | 0 | 0 | 0 | 0 | 0 | 0 | 0 | 0 | 0 | 0 | 0 | 0 | 0 | 0 | 0
F1_Commercial_Restaurant_New_Food Preparation_Natural Gas_Steamer_E6 | F1 | Commercial | Restaurant | New | Food Preparation | Natural Gas | Steamer | E6 | Participant - Cost of Equipment | 0 | 0 | 0 | 0 | 0 | 0 | 0 | 0 | 0 | 0 | 0 | 0 | 0 | 0 | 0 | 0 | 0 | 0 | 0 | 0 | 0 | 0 | 0 | 0 | 0 | 0 | 0 | 0 | 0 | 0 | 0
F1_Commercial_Restaurant_New_Food Preparation_Natural Gas_Steamer_E7 | F1 | Commercial | Restaurant | New | Food Preparation | Natural Gas | Steamer | E7 | Participant - Cost of Equipment | 0 | 0 | 0 | 0 | 0 | 0 | 0 | 0 | 0 | 0 | 0 | 0 | 0 | 0 | 0 | 0 | 0 | 0 | 0 | 0 | 0 | 0 | 0 | 0 | 0 | 0 | 0 | 0 | 0 | 0 | 0
F1_Commercial_Restaurant_New_Food Preparation_Natural Gas_Steamer_E8 | F1 | Commercial | Restaurant | New | Food Preparation | Natural Gas | Steamer | E8 | Participant - Cost of Equipment | 0 | 0 | 0 | 0 | 0 | 0 | 0 | 0 | 0 | 0 | 0 | 0 | 0 | 0 | 0 | 0 | 0 | 0 | 0 | 0 | 0 | 0 | 0 | 0 | 0 | 0 | 0 | 0 | 0 | 0 | 0
F1_Commercial_Restaurant_New_Food Preparation_Natural Gas_Steamer_E9 | F1 | Commercial | Restaurant | New | Food Preparation | Natural Gas | Steamer | E9 | Participant - Cost of Equipment | 0 | 0 | 0 | 0 | 0 | 0 | 0 | 0 | 0 | 0 | 0 | 0 | 0 | 0 | 0 | 0 | 0 | 0 | 0 | 0 | 0 | 0 | 0 | 0 | 0 | 0 | 0 | 0 | 0 | 0 | 0
F1_Commercial_Restaurant_New_Food Preparation_Natural Gas_Steamer_E10 | F1 | Commercial | Restaurant | New | Food Preparation | Natural Gas | Steamer | E10 | Participant - Cost of Equipment | 0 | 0 | 0 | 0 | 0 | 0 | 0 | 0 | 0 | 0 | 0 | 0 | 0 | 0 | 0 | 0 | 0 | 0 | 0 | 0 | 0 | 0 | 0 | 0 | 0 | 0 | 0 | 0 | 0 | 0 | 0
F2_Commercial_Restaurant_New_Food Preparation_Natural Gas_Steamer_E1 | F2 | Commercial | Restaurant | New | Food Preparation | Natural Gas | Steamer | E1 | Participant - Cost of Operation | 2.1213 | 2.1393 | 2.1496 | 0 | 0 | 0 | 0 | 0 | 0 | 0 | 0 | 0 | 0 | 0 | 0 | 0 | 0 | 0 | 0 | 0 | 0 | 0 | 0 | 0 | 0 | 0 | 0 | 0 | 0 | 0 | 0
F2_Commercial_Restaurant_New_Food Preparation_Natural Gas_Steamer_E2 | F2 | Commercial | Restaurant | New | Food Preparation | Natural Gas | Steamer | E2 | Participant - Cost of Operation | 0.44249 | 0.44624 | 0.44839 | 0.45041 | 0.45484 | 0.42804 | 0.40588 | 0.40506 | 0.4124 | 0.41897 | 0.42891 | 0.43793 | 0.38959 | 0.40064 | 0.4169 | 0.43112 | 0.4316 | 0.433 | 0.42475 | 0.42982 | 0.43326 | 0.43806 | 0.44422 | 0.22187 | 0.21754 | 0.21347 | 0.20962 | 0.20596 | 0.20245 | 0.19907 | 0.19581
F2_Commercial_Restaurant_New_Food Preparation_Natural Gas_Steamer_E3 | F2 | Commercial | Restaurant | New | Food Preparation | Natural Gas | Steamer | E3 | Participant - Cost of Operation | 0 | 0 | 0 | 0 | 0 | 0 | 0 | 0 | 0 | 0 | 0 | 0 | 0 | 0 | 0 | 0 | 0 | 0 | 0 | 0 | 0 | 0 | 0 | 0 | 0 | 0 | 0 | 0 | 0 | 0 | 0
F2_Commercial_Restaurant_New_Food Preparation_Natural Gas_Steamer_E4 | F2 | Commercial | Restaurant | New | Food Preparation | Natural Gas | Steamer | E4 | Participant - Cost of Operation | 0 | 0 | 0 | 0 | 0 | 0 | 0 | 0 | 0 | 0 | 0 | 0 | 0 | 0 | 0 | 0 | 0 | 0 | 0 | 0 | 0 | 0 | 0 | 0 | 0 | 0 | 0 | 0 | 0 | 0 | 0
F2_Commercial_Restaurant_New_Food Preparation_Natural Gas_Steamer_E5 | F2 | Commercial | Restaurant | New | Food Preparation | Natural Gas | Steamer | E5 | Participant - Cost of Operation | 0 | 0 | 0 | 0 | 0 | 0 | 0 | 0 | 0 | 0 | 0 | 0 | 0 | 0 | 0 | 0 | 0 | 0 | 0 | 0 | 0 | 0 | 0 | 0 | 0 | 0 | 0 | 0 | 0 | 0 | 0
F2_Commercial_Restaurant_New_Food Preparation_Natural Gas_Steamer_E6 | F2 | Commercial | Restaurant | New | Food Preparation | Natural Gas | Steamer | E6 | Participant - Cost of Operation | 0 | 0 | 0 | 0 | 0 | 0 | 0 | 0 | 0 | 0 | 0 | 0 | 0 | 0 | 0 | 0 | 0 | 0 | 0 | 0 | 0 | 0 | 0 | 0 | 0 | 0 | 0 | 0 | 0 | 0 | 0
F2_Commercial_Restaurant_New_Food Preparation_Natural Gas_Steamer_E7 | F2 | Commercial | Restaurant | New | Food Preparation | Natural Gas | Steamer | E7 | Participant - Cost of Operation | 0 | 0 | 0 | 0 | 0 | 0 | 0 | 0 | 0 | 0 | 0 | 0 | 0 | 0 | 0 | 0 | 0 | 0 | 0 | 0 | 0 | 0 | 0 | 0 | 0 | 0 | 0 | 0 | 0 | 0 | 0
F2_Commercial_Restaurant_New_Food Preparation_Natural Gas_Steamer_E8 | F2 | Commercial | Restaurant | New | Food Preparation | Natural Gas | Steamer | E8 | Participant - Cost of Operation | 0 | 0 | 0 | 0 | 0 | 0 | 0 | 0 | 0 | 0 | 0 | 0 | 0 | 0 | 0 | 0 | 0 | 0 | 0 | 0 | 0 | 0 | 0 | 0 | 0 | 0 | 0 | 0 | 0 | 0 | 0
F2_Commercial_Restaurant_New_Food Preparation_Natural Gas_Steamer_E9 | F2 | Commercial | Restaurant | New | Food Preparation | Natural Gas | Steamer | E9 | Participant - Cost of Operation | 0 | 0 | 0 | 0 | 0 | 0 | 0 | 0 | 0 | 0 | 0 | 0 | 0 | 0 | 0 | 0 | 0 | 0 | 0 | 0 | 0 | 0 | 0 | 0 | 0 | 0 | 0 | 0 | 0 | 0 | 0
F2_Commercial_Restaurant_New_Food Preparation_Natural Gas_Steamer_E10 | F2 | Commercial | Restaurant | New | Food Preparation | Natural Gas | Steamer | E10 | Participant - Cost of Operation | 0 | 0 | 0 | 0 | 0 | 0 | 0 | 0 | 0 | 0 | 0 | 0 | 0 | 0 | 0 | 0 | 0 | 0 | 0 | 0 | 0 | 0 | 0 | 0 | 0 | 0 | 0 | 0 | 0 | 0 | 0
F3_Commercial_Restaurant_New_Food Preparation_Natural Gas_Steamer_E1 | F3 | Commercial | Restaurant | New | Food Preparation | Natural Gas | Steamer | E1 | System - kBTUs of Conusmption | 178.4524 | 178.8087 | 178.5817 | 0 | 0 | 0 | 0 | 0 | 0 | 0 | 0 | 0 | 0 | 0 | 0 | 0 | 0 | 0 | 0 | 0 | 0 | 0 | 0 | 0 | 0 | 0 | 0 | 0 | 0 | 0 | 0
F3_Commercial_Restaurant_New_Food Preparation_Natural Gas_Steamer_E2 | F3 | Commercial | Restaurant | New | Food Preparation | Natural Gas | Steamer | E2 | System - kBTUs of Conusmption | 37.2236 | 37.2979 | 37.2505 | 37.2181 | 37.2181 | 37.2181 | 37.2181 | 37.2181 | 37.2181 | 37.2181 | 37.2181 | 37.2181 | 37.2181 | 37.2181 | 37.2181 | 37.2181 | 37.2181 | 37.2181 | 37.2181 | 37.2181 | 37.2181 | 37.2181 | 37.2181 | 37.2181 | 37.2181 | 37.2181 | 37.2181 | 37.2181 | 37.2181 | 37.2181 | 37.2181
F3_Commercial_Restaurant_New_Food Preparation_Natural Gas_Steamer_E3 | F3 | Commercial | Restaurant | New | Food Preparation | Natural Gas | Steamer | E3 | System - kBTUs of Conusmption | 0 | 0 | 0 | 0 | 0 | 0 | 0 | 0 | 0 | 0 | 0 | 0 | 0 | 0 | 0 | 0 | 0 | 0 | 0 | 0 | 0 | 0 | 0 | 0 | 0 | 0 | 0 | 0 | 0 | 0 | 0
F3_Commercial_Restaurant_New_Food Preparation_Natural Gas_Steamer_E4 | F3 | Commercial | Restaurant | New | Food Preparation | Natural Gas | Steamer | E4 | System - kBTUs of Conusmption | 0 | 0 | 0 | 0 | 0 | 0 | 0 | 0 | 0 | 0 | 0 | 0 | 0 | 0 | 0 | 0 | 0 | 0 | 0 | 0 | 0 | 0 | 0 | 0 | 0 | 0 | 0 | 0 | 0 | 0 | 0
F3_Commercial_Restaurant_New_Food Preparation_Natural Gas_Steamer_E5 | F3 | Commercial | Restaurant | New | Food Preparation | Natural Gas | Steamer | E5 | System - kBTUs of Conusmption | 0 | 0 | 0 | 0 | 0 | 0 | 0 | 0 | 0 | 0 | 0 | 0 | 0 | 0 | 0 | 0 | 0 | 0 | 0 | 0 | 0 | 0 | 0 | 0 | 0 | 0 | 0 | 0 | 0 | 0 | 0
F3_Commercial_Restaurant_New_Food Preparation_Natural Gas_Steamer_E6 | F3 | Commercial | Restaurant | New | Food Preparation | Natural Gas | Steamer | E6 | System - kBTUs of Conusmption | 0 | 0 | 0 | 0 | 0 | 0 | 0 | 0 | 0 | 0 | 0 | 0 | 0 | 0 | 0 | 0 | 0 | 0 | 0 | 0 | 0 | 0 | 0 | 0 | 0 | 0 | 0 | 0 | 0 | 0 | 0
F3_Commercial_Restaurant_New_Food Preparation_Natural Gas_Steamer_E7 | F3 | Commercial | Restaurant | New | Food Preparation | Natural Gas | Steamer | E7 | System - kBTUs of Conusmption | 0 | 0 | 0 | 0 | 0 | 0 | 0 | 0 | 0 | 0 | 0 | 0 | 0 | 0 | 0 | 0 | 0 | 0 | 0 | 0 | 0 | 0 | 0 | 0 | 0 | 0 | 0 | 0 | 0 | 0 | 0
F3_Commercial_Restaurant_New_Food Preparation_Natural Gas_Steamer_E8 | F3 | Commercial | Restaurant | New | Food Preparation | Natural Gas | Steamer | E8 | System - kBTUs of Conusmption | 0 | 0 | 0 | 0 | 0 | 0 | 0 | 0 | 0 | 0 | 0 | 0 | 0 | 0 | 0 | 0 | 0 | 0 | 0 | 0 | 0 | 0 | 0 | 0 | 0 | 0 | 0 | 0 | 0 | 0 | 0
F3_Commercial_Restaurant_New_Food Preparation_Natural Gas_Steamer_E9 | F3 | Commercial | Restaurant | New | Food Preparation | Natural Gas | Steamer | E9 | System - kBTUs of Conusmption | 0 | 0 | 0 | 0 | 0 | 0 | 0 | 0 | 0 | 0 | 0 | 0 | 0 | 0 | 0 | 0 | 0 | 0 | 0 | 0 | 0 | 0 | 0 | 0 | 0 | 0 | 0 | 0 | 0 | 0 | 0
F3_Commercial_Restaurant_New_Food Preparation_Natural Gas_Steamer_E10 | F3 | Commercial | Restaurant | New | Food Preparation | Natural Gas | Steamer | E10 | System - kBTUs of Conusmption | 0 | 0 | 0 | 0 | 0 | 0 | 0 | 0 | 0 | 0 | 0 | 0 | 0 | 0 | 0 | 0 | 0 | 0 | 0 | 0 | 0 | 0 | 0 | 0 | 0 | 0 | 0 | 0 | 0 | 0 | 0
F4_Commercial_Restaurant_New_Food Preparation_Natural Gas_Steamer_E1 | F4 | Commercial | Restaurant | New | Food Preparation | Natural Gas | Steamer | E1 | Utility - Cost of Equipment | 1.9389 | 1.9389 | 1.9389 | 0 | 0 | 0 | 0 | 0 | 0 | 0 | 0 | 0 | 0 | 0 | 0 | 0 | 0 | 0 | 0 | 0 | 0 | 0 | 0 | 0 | 0 | 0 | 0 | 0 | 0 | 0 | 0
F4_Commercial_Restaurant_New_Food Preparation_Natural Gas_Steamer_E2 | F4 | Commercial | Restaurant | New | Food Preparation | Natural Gas | Steamer | E2 | Utility - Cost of Equipment | 2.083 | 2.083 | 2.083 | 2.083 | 2.083 | 2.083 | 2.083 | 2.083 | 2.083 | 2.083 | 2.083 | 2.083 | 2.083 | 2.083 | 2.083 | 2.083 | 2.083 | 2.083 | 2.083 | 2.083 | 2.083 | 2.083 | 2.083 | 2.083 | 2.083 | 2.083 | 2.083 | 2.083 | 2.083 | 2.083 | 2.083
F4_Commercial_Restaurant_New_Food Preparation_Natural Gas_Steamer_E3 | F4 | Commercial | Restaurant | New | Food Preparation | Natural Gas | Steamer | E3 | Utility - Cost of Equipment | 0 | 0 | 0 | 0 | 0 | 0 | 0 | 0 | 0 | 0 | 0 | 0 | 0 | 0 | 0 | 0 | 0 | 0 | 0 | 0 | 0 | 0 | 0 | 0 | 0 | 0 | 0 | 0 | 0 | 0 | 0
F4_Commercial_Restaurant_New_Food Preparation_Natural Gas_Steamer_E4 | F4 | Commercial | Restaurant | New | Food Preparation | Natural Gas | Steamer | E4 | Utility - Cost of Equipment | 0 | 0 | 0 | 0 | 0 | 0 | 0 | 0 | 0 | 0 | 0 | 0 | 0 | 0 | 0 | 0 | 0 | 0 | 0 | 0 | 0 | 0 | 0 | 0 | 0 | 0 | 0 | 0 | 0 | 0 | 0
F4_Commercial_Restaurant_New_Food Preparation_Natural Gas_Steamer_E5 | F4 | Commercial | Restaurant | New | Food Preparation | Natural Gas | Steamer | E5 | Utility - Cost of Equipment | 0 | 0 | 0 | 0 | 0 | 0 | 0 | 0 | 0 | 0 | 0 | 0 | 0 | 0 | 0 | 0 | 0 | 0 | 0 | 0 | 0 | 0 | 0 | 0 | 0 | 0 | 0 | 0 | 0 | 0 | 0
F4_Commercial_Restaurant_New_Food Preparation_Natural Gas_Steamer_E6 | F4 | Commercial | Restaurant | New | Food Preparation | Natural Gas | Steamer | E6 | Utility - Cost of Equipment | 0 | 0 | 0 | 0 | 0 | 0 | 0 | 0 | 0 | 0 | 0 | 0 | 0 | 0 | 0 | 0 | 0 | 0 | 0 | 0 | 0 | 0 | 0 | 0 | 0 | 0 | 0 | 0 | 0 | 0 | 0
F4_Commercial_Restaurant_New_Food Preparation_Natural Gas_Steamer_E7 | F4 | Commercial | Restaurant | New | Food Preparation | Natural Gas | Steamer | E7 | Utility - Cost of Equipment | 0 | 0 | 0 | 0 | 0 | 0 | 0 | 0 | 0 | 0 | 0 | 0 | 0 | 0 | 0 | 0 | 0 | 0 | 0 | 0 | 0 | 0 | 0 | 0 | 0 | 0 | 0 | 0 | 0 | 0 | 0
F4_Commercial_Restaurant_New_Food Preparation_Natural Gas_Steamer_E8 | F4 | Commercial | Restaurant | New | Food Preparation | Natural Gas | Steamer | E8 | Utility - Cost of Equipment | 0 | 0 | 0 | 0 | 0 | 0 | 0 | 0 | 0 | 0 | 0 | 0 | 0 | 0 | 0 | 0 | 0 | 0 | 0 | 0 | 0 | 0 | 0 | 0 | 0 | 0 | 0 | 0 | 0 | 0 | 0
F4_Commercial_Restaurant_New_Food Preparation_Natural Gas_Steamer_E9 | F4 | Commercial | Restaurant | New | Food Preparation | Natural Gas | Steamer | E9 | Utility - Cost of Equipment | 0 | 0 | 0 | 0 | 0 | 0 | 0 | 0 | 0 | 0 | 0 | 0 | 0 | 0 | 0 | 0 | 0 | 0 | 0 | 0 | 0 | 0 | 0 | 0 | 0 | 0 | 0 | 0 | 0 | 0 | 0
F4_Commercial_Restaurant_New_Food Preparation_Natural Gas_Steamer_E10 | F4 | Commercial | Restaurant | New | Food Preparation | Natural Gas | Steamer | E10 | Utility - Cost of Equipment | 0 | 0 | 0 | 0 | 0 | 0 | 0 | 0 | 0 | 0 | 0 | 0 | 0 | 0 | 0 | 0 | 0 | 0 | 0 | 0 | 0 | 0 | 0 | 0 | 0 | 0 | 0 | 0 | 0 | 0 | 0
F5_Commercial_Restaurant_New_Food Preparation_Natural Gas_Steamer_E1 | F5 | Commercial | Restaurant | New | Food Preparation | Natural Gas | Steamer | E1 | Utility - Cost of Operation | 1.7706 | 1.7856 | 1.7942 | 0 | 0 | 0 | 0 | 0 | 0 | 0 | 0 | 0 | 0 | 0 | 0 | 0 | 0 | 0 | 0 | 0 | 0 | 0 | 0 | 0 | 0 | 0 | 0 | 0 | 0 | 0 | 0
F5_Commercial_Restaurant_New_Food Preparation_Natural Gas_Steamer_E2 | F5 | Commercial | Restaurant | New | Food Preparation | Natural Gas | Steamer | E2 | Utility - Cost of Operation | 0.36933 | 0.37246 | 0.37426 | 0.37595 | 0.37965 | 0.35728 | 0.33878 | 0.33809 | 0.34422 | 0.3497 | 0.358 | 0.36553 | 0.32518 | 0.3344 | 0.34798 | 0.35984 | 0.36024 | 0.36142 | 0.35453 | 0.35877 | 0.36163 | 0.36564 | 0.37078 | 0.18519 | 0.18158 | 0.17818 | 0.17496 | 0.17191 | 0.16898 | 0.16616 | 0.16343
F5_Commercial_Restaurant_New_Food Preparation_Natural Gas_Steamer_E3 | F5 | Commercial | Restaurant | New | Food Preparation | Natural Gas | Steamer | E3 | Utility - Cost of Operation | 0 | 0 | 0 | 0 | 0 | 0 | 0 | 0 | 0 | 0 | 0 | 0 | 0 | 0 | 0 | 0 | 0 | 0 | 0 | 0 | 0 | 0 | 0 | 0 | 0 | 0 | 0 | 0 | 0 | 0 | 0
F5_Commercial_Restaurant_New_Food Preparation_Natural Gas_Steamer_E4 | F5 | Commercial | Restaurant | New | Food Preparation | Natural Gas | Steamer | E4 | Utility - Cost of Operation | 0 | 0 | 0 | 0 | 0 | 0 | 0 | 0 | 0 | 0 | 0 | 0 | 0 | 0 | 0 | 0 | 0 | 0 | 0 | 0 | 0 | 0 | 0 | 0 | 0 | 0 | 0 | 0 | 0 | 0 | 0
F5_Commercial_Restaurant_New_Food Preparation_Natural Gas_Steamer_E5 | F5 | Commercial | Restaurant | New | Food Preparation | Natural Gas | Steamer | E5 | Utility - Cost of Operation | 0 | 0 | 0 | 0 | 0 | 0 | 0 | 0 | 0 | 0 | 0 | 0 | 0 | 0 | 0 | 0 | 0 | 0 | 0 | 0 | 0 | 0 | 0 | 0 | 0 | 0 | 0 | 0 | 0 | 0 | 0
F5_Commercial_Restaurant_New_Food Preparation_Natural Gas_Steamer_E6 | F5 | Commercial | Restaurant | New | Food Preparation | Natural Gas | Steamer | E6 | Utility - Cost of Operation | 0 | 0 | 0 | 0 | 0 | 0 | 0 | 0 | 0 | 0 | 0 | 0 | 0 | 0 | 0 | 0 | 0 | 0 | 0 | 0 | 0 | 0 | 0 | 0 | 0 | 0 | 0 | 0 | 0 | 0 | 0
F5_Commercial_Restaurant_New_Food Preparation_Natural Gas_Steamer_E7 | F5 | Commercial | Restaurant | New | Food Preparation | Natural Gas | Steamer | E7 | Utility - Cost of Operation | 0 | 0 | 0 | 0 | 0 | 0 | 0 | 0 | 0 | 0 | 0 | 0 | 0 | 0 | 0 | 0 | 0 | 0 | 0 | 0 | 0 | 0 | 0 | 0 | 0 | 0 | 0 | 0 | 0 | 0 | 0
F5_Commercial_Restaurant_New_Food Preparation_Natural Gas_Steamer_E8 | F5 | Commercial | Restaurant | New | Food Preparation | Natural Gas | Steamer | E8 | Utility - Cost of Operation | 0 | 0 | 0 | 0 | 0 | 0 | 0 | 0 | 0 | 0 | 0 | 0 | 0 | 0 | 0 | 0 | 0 | 0 | 0 | 0 | 0 | 0 | 0 | 0 | 0 | 0 | 0 | 0 | 0 | 0 | 0
F5_Commercial_Restaurant_New_Food Preparation_Natural Gas_Steamer_E9 | F5 | Commercial | Restaurant | New | Food Preparation | Natural Gas | Steamer | E9 | Utility - Cost of Operation | 0 | 0 | 0 | 0 | 0 | 0 | 0 | 0 | 0 | 0 | 0 | 0 | 0 | 0 | 0 | 0 | 0 | 0 | 0 | 0 | 0 | 0 | 0 | 0 | 0 | 0 | 0 | 0 | 0 | 0 | 0
F5_Commercial_Restaurant_New_Food Preparation_Natural Gas_Steamer_E10 | F5 | Commercial | Restaurant | New | Food Preparation | Natural Gas | Steamer | E10 | Utility - Cost of Operation | 0 | 0 | 0 | 0 | 0 | 0 | 0 | 0 | 0 | 0 | 0 | 0 | 0 | 0 | 0 | 0 | 0 | 0 | 0 | 0 | 0 | 0 | 0 | 0 | 0 | 0 | 0 | 0 | 0 | 0 | 0
F6_Commercial_Restaurant_New_Food Preparation_Natural Gas_Steamer_E1 | F6 | Commercial | Restaurant | New | Food Preparation | Natural Gas | Steamer | E1 | Utility - Value of Sales | 2.1213 | 2.1393 | 2.1496 | 0 | 0 | 0 | 0 | 0 | 0 | 0 | 0 | 0 | 0 | 0 | 0 | 0 | 0 | 0 | 0 | 0 | 0 | 0 | 0 | 0 | 0 | 0 | 0 | 0 | 0 | 0 | 0
F6_Commercial_Restaurant_New_Food Preparation_Natural Gas_Steamer_E2 | F6 | Commercial | Restaurant | New | Food Preparation | Natural Gas | Steamer | E2 | Utility - Value of Sales | 0.44249 | 0.44624 | 0.44839 | 0.45041 | 0.45484 | 0.42804 | 0.40588 | 0.40506 | 0.4124 | 0.41897 | 0.42891 | 0.43793 | 0.38959 | 0.40064 | 0.4169 | 0.43112 | 0.4316 | 0.433 | 0.42475 | 0.42982 | 0.43326 | 0.43806 | 0.44422 | 0.22187 | 0.21754 | 0.21347 | 0.20962 | 0.20596 | 0.20245 | 0.19907 | 0.19581
F6_Commercial_Restaurant_New_Food Preparation_Natural Gas_Steamer_E3 | F6 | Commercial | Restaurant | New | Food Preparation | Natural Gas | Steamer | E3 | Utility - Value of Sales | 0 | 0 | 0 | 0 | 0 | 0 | 0 | 0 | 0 | 0 | 0 | 0 | 0 | 0 | 0 | 0 | 0 | 0 | 0 | 0 | 0 | 0 | 0 | 0 | 0 | 0 | 0 | 0 | 0 | 0 | 0
F6_Commercial_Restaurant_New_Food Preparation_Natural Gas_Steamer_E4 | F6 | Commercial | Restaurant | New | Food Preparation | Natural Gas | Steamer | E4 | Utility - Value of Sales | 0 | 0 | 0 | 0 | 0 | 0 | 0 | 0 | 0 | 0 | 0 | 0 | 0 | 0 | 0 | 0 | 0 | 0 | 0 | 0 | 0 | 0 | 0 | 0 | 0 | 0 | 0 | 0 | 0 | 0 | 0
F6_Commercial_Restaurant_New_Food Preparation_Natural Gas_Steamer_E5 | F6 | Commercial | Restaurant | New | Food Preparation | Natural Gas | Steamer | E5 | Utility - Value of Sales | 0 | 0 | 0 | 0 | 0 | 0 | 0 | 0 | 0 | 0 | 0 | 0 | 0 | 0 | 0 | 0 | 0 | 0 | 0 | 0 | 0 | 0 | 0 | 0 | 0 | 0 | 0 | 0 | 0 | 0 | 0
F6_Commercial_Restaurant_New_Food Preparation_Natural Gas_Steamer_E6 | F6 | Commercial | Restaurant | New | Food Preparation | Natural Gas | Steamer | E6 | Utility - Value of Sales | 0 | 0 | 0 | 0 | 0 | 0 | 0 | 0 | 0 | 0 | 0 | 0 | 0 | 0 | 0 | 0 | 0 | 0 | 0 | 0 | 0 | 0 | 0 | 0 | 0 | 0 | 0 | 0 | 0 | 0 | 0
F6_Commercial_Restaurant_New_Food Preparation_Natural Gas_Steamer_E7 | F6 | Commercial | Restaurant | New | Food Preparation | Natural Gas | Steamer | E7 | Utility - Value of Sales | 0 | 0 | 0 | 0 | 0 | 0 | 0 | 0 | 0 | 0 | 0 | 0 | 0 | 0 | 0 | 0 | 0 | 0 | 0 | 0 | 0 | 0 | 0 | 0 | 0 | 0 | 0 | 0 | 0 | 0 | 0
F6_Commercial_Restaurant_New_Food Preparation_Natural Gas_Steamer_E8 | F6 | Commercial | Restaurant | New | Food Preparation | Natural Gas | Steamer | E8 | Utility - Value of Sales | 0 | 0 | 0 | 0 | 0 | 0 | 0 | 0 | 0 | 0 | 0 | 0 | 0 | 0 | 0 | 0 | 0 | 0 | 0 | 0 | 0 | 0 | 0 | 0 | 0 | 0 | 0 | 0 | 0 | 0 | 0
F6_Commercial_Restaurant_New_Food Preparation_Natural Gas_Steamer_E9 | F6 | Commercial | Restaurant | New | Food Preparation | Natural Gas | Steamer | E9 | Utility - Value of Sales | 0 | 0 | 0 | 0 | 0 | 0 | 0 | 0 | 0 | 0 | 0 | 0 | 0 | 0 | 0 | 0 | 0 | 0 | 0 | 0 | 0 | 0 | 0 | 0 | 0 | 0 | 0 | 0 | 0 | 0 | 0
F6_Commercial_Restaurant_New_Food Preparation_Natural Gas_Steamer_E10 | F6 | Commercial | Restaurant | New | Food Preparation | Natural Gas | Steamer | E10 | Utility - Value of Sales | 0 | 0 | 0 | 0 | 0 | 0 | 0 | 0 | 0 | 0 | 0 | 0 | 0 | 0 | 0 | 0 | 0 | 0 | 0 | 0 | 0 | 0 | 0 | 0 | 0 | 0 | 0 | 0 | 0 | 0 | 0
F1_Commercial_Restaurant_New_Food Preparation_Natural Gas_Food Prep Other_E1 | F1 | Commercial | Restaurant | New | Food Preparation | Natural Gas | Food Prep Other | E1 | Participant - Cost of Equipment | 0.080994 | 0.080994 | 0.080994 | 0.080994 | 0.080994 | 0.080994 | 0.080994 | 0.080994 | 0.080994 | 0.080994 | 0.080994 | 0.080994 | 0.080994 | 0.080994 | 0.080994 | 0.080994 | 0.080994 | 0.080994 | 0.080994 | 0.080994 | 0.080994 | 0.080994 | 0.080994 | 0.080994 | 0.080994 | 0.080994 | 0.080994 | 0.080994 | 0.080994 | 0.080994 | 0.080994
F1_Commercial_Restaurant_New_Food Preparation_Natural Gas_Food Prep Other_E2 | F1 | Commercial | Restaurant | New | Food Preparation | Natural Gas | Food Prep Other | E2 | Participant - Cost of Equipment | 0.081075 | 0.081075 | 0.081075 | 0.081075 | 0.081075 | 0.081075 | 0.081075 | 0.081075 | 0.081075 | 0.081075 | 0.081075 | 0.081075 | 0.081075 | 0.081075 | 0.081075 | 0.081075 | 0.081075 | 0.081075 | 0.081075 | 0.081075 | 0.081075 | 0.081075 | 0.081075 | 0.081075 | 0.081075 | 0.081075 | 0.081075 | 0.081075 | 0.081075 | 0.081075 | 0.081075
F1_Commercial_Restaurant_New_Food Preparation_Natural Gas_Food Prep Other_E3 | F1 | Commercial | Restaurant | New | Food Preparation | Natural Gas | Food Prep Other | E3 | Participant - Cost of Equipment | 0 | 0 | 0 | 0 | 0 | 0 | 0 | 0 | 0 | 0 | 0 | 0 | 0 | 0 | 0 | 0 | 0 | 0 | 0 | 0 | 0 | 0 | 0 | 0 | 0 | 0 | 0 | 0 | 0 | 0 | 0
F1_Commercial_Restaurant_New_Food Preparation_Natural Gas_Food Prep Other_E4 | F1 | Commercial | Restaurant | New | Food Preparation | Natural Gas | Food Prep Other | E4 | Participant - Cost of Equipment | 0 | 0 | 0 | 0 | 0 | 0 | 0 | 0 | 0 | 0 | 0 | 0 | 0 | 0 | 0 | 0 | 0 | 0 | 0 | 0 | 0 | 0 | 0 | 0 | 0 | 0 | 0 | 0 | 0 | 0 | 0
F1_Commercial_Restaurant_New_Food Preparation_Natural Gas_Food Prep Other_E5 | F1 | Commercial | Restaurant | New | Food Preparation | Natural Gas | Food Prep Other | E5 | Participant - Cost of Equipment | 0 | 0 | 0 | 0 | 0 | 0 | 0 | 0 | 0 | 0 | 0 | 0 | 0 | 0 | 0 | 0 | 0 | 0 | 0 | 0 | 0 | 0 | 0 | 0 | 0 | 0 | 0 | 0 | 0 | 0 | 0
F1_Commercial_Restaurant_New_Food Preparation_Natural Gas_Food Prep Other_E6 | F1 | Commercial | Restaurant | New | Food Preparation | Natural Gas | Food Prep Other | E6 | Participant - Cost of Equipment | 0 | 0 | 0 | 0 | 0 | 0 | 0 | 0 | 0 | 0 | 0 | 0 | 0 | 0 | 0 | 0 | 0 | 0 | 0 | 0 | 0 | 0 | 0 | 0 | 0 | 0 | 0 | 0 | 0 | 0 | 0
F1_Commercial_Restaurant_New_Food Preparation_Natural Gas_Food Prep Other_E7 | F1 | Commercial | Restaurant | New | Food Preparation | Natural Gas | Food Prep Other | E7 | Participant - Cost of Equipment | 0 | 0 | 0 | 0 | 0 | 0 | 0 | 0 | 0 | 0 | 0 | 0 | 0 | 0 | 0 | 0 | 0 | 0 | 0 | 0 | 0 | 0 | 0 | 0 | 0 | 0 | 0 | 0 | 0 | 0 | 0
F1_Commercial_Restaurant_New_Food Preparation_Natural Gas_Food Prep Other_E8 | F1 | Commercial | Restaurant | New | Food Preparation | Natural Gas | Food Prep Other | E8 | Participant - Cost of Equipment | 0 | 0 | 0 | 0 | 0 | 0 | 0 | 0 | 0 | 0 | 0 | 0 | 0 | 0 | 0 | 0 | 0 | 0 | 0 | 0 | 0 | 0 | 0 | 0 | 0 | 0 | 0 | 0 | 0 | 0 | 0
F1_Commercial_Restaurant_New_Food Preparation_Natural Gas_Food Prep Other_E9 | F1 | Commercial | Restaurant | New | Food Preparation | Natural Gas | Food Prep Other | E9 | Participant - Cost of Equipment | 0 | 0 | 0 | 0 | 0 | 0 | 0 | 0 | 0 | 0 | 0 | 0 | 0 | 0 | 0 | 0 | 0 | 0 | 0 | 0 | 0 | 0 | 0 | 0 | 0 | 0 | 0 | 0 | 0 | 0 | 0
F1_Commercial_Restaurant_New_Food Preparation_Natural Gas_Food Prep Other_E10 | F1 | Commercial | Restaurant | New | Food Preparation | Natural Gas | Food Prep Other | E10 | Participant - Cost of Equipment | 0 | 0 | 0 | 0 | 0 | 0 | 0 | 0 | 0 | 0 | 0 | 0 | 0 | 0 | 0 | 0 | 0 | 0 | 0 | 0 | 0 | 0 | 0 | 0 | 0 | 0 | 0 | 0 | 0 | 0 | 0
F2_Commercial_Restaurant_New_Food Preparation_Natural Gas_Food Prep Other_E1 | F2 | Commercial | Restaurant | New | Food Preparation | Natural Gas | Food Prep Other | E1 | Participant - Cost of Operation | 0.91659 | 0.93476 | 0.94775 | 0.96184 | 0.98207 | 0.9201 | 0.87167 | 0.84621 | 0.83706 | 0.82302 | 0.81354 | 0.85665 | 0.76667 | 0.81946 | 0.88721 | 0.95307 | 0.95553 | 0.96009 | 0.94175 | 0.95483 | 0.96399 | 0.97636 | 0.99189 | 0.46723 | 0.45791 | 0.44919 | 0.44097 | 0.43318 | 0.42575 | 0.4186 | 0.41169
F2_Commercial_Restaurant_New_Food Preparation_Natural Gas_Food Prep Other_E2 | F2 | Commercial | Restaurant | New | Food Preparation | Natural Gas | Food Prep Other | E2 | Participant - Cost of Operation | 0.91658 | 0.93475 | 0.94775 | 0.96183 | 0.98207 | 0.9201 | 0.87167 | 0.8462 | 0.83705 | 0.82301 | 0.81354 | 0.85664 | 0.76666 | 0.81945 | 0.88721 | 0.95306 | 0.95552 | 0.96009 | 0.94174 | 0.95483 | 0.96399 | 0.97635 | 0.99189 | 0.46723 | 0.45791 | 0.44918 | 0.44097 | 0.43318 | 0.42574 | 0.41859 | 0.41168
F2_Commercial_Restaurant_New_Food Preparation_Natural Gas_Food Prep Other_E3 | F2 | Commercial | Restaurant | New | Food Preparation | Natural Gas | Food Prep Other | E3 | Participant - Cost of Operation | 0 | 0 | 0 | 0 | 0 | 0 | 0 | 0 | 0 | 0 | 0 | 0 | 0 | 0 | 0 | 0 | 0 | 0 | 0 | 0 | 0 | 0 | 0 | 0 | 0 | 0 | 0 | 0 | 0 | 0 | 0
F2_Commercial_Restaurant_New_Food Preparation_Natural Gas_Food Prep Other_E4 | F2 | Commercial | Restaurant | New | Food Preparation | Natural Gas | Food Prep Other | E4 | Participant - Cost of Operation | 0 | 0 | 0 | 0 | 0 | 0 | 0 | 0 | 0 | 0 | 0 | 0 | 0 | 0 | 0 | 0 | 0 | 0 | 0 | 0 | 0 | 0 | 0 | 0 | 0 | 0 | 0 | 0 | 0 | 0 | 0
F2_Commercial_Restaurant_New_Food Preparation_Natural Gas_Food Prep Other_E5 | F2 | Commercial | Restaurant | New | Food Preparation | Natural Gas | Food Prep Other | E5 | Participant - Cost of Operation | 0 | 0 | 0 | 0 | 0 | 0 | 0 | 0 | 0 | 0 | 0 | 0 | 0 | 0 | 0 | 0 | 0 | 0 | 0 | 0 | 0 | 0 | 0 | 0 | 0 | 0 | 0 | 0 | 0 | 0 | 0
F2_Commercial_Restaurant_New_Food Preparation_Natural Gas_Food Prep Other_E6 | F2 | Commercial | Restaurant | New | Food Preparation | Natural Gas | Food Prep Other | E6 | Participant - Cost of Operation | 0 | 0 | 0 | 0 | 0 | 0 | 0 | 0 | 0 | 0 | 0 | 0 | 0 | 0 | 0 | 0 | 0 | 0 | 0 | 0 | 0 | 0 | 0 | 0 | 0 | 0 | 0 | 0 | 0 | 0 | 0
F2_Commercial_Restaurant_New_Food Preparation_Natural Gas_Food Prep Other_E7 | F2 | Commercial | Restaurant | New | Food Preparation | Natural Gas | Food Prep Other | E7 | Participant - Cost of Operation | 0 | 0 | 0 | 0 | 0 | 0 | 0 | 0 | 0 | 0 | 0 | 0 | 0 | 0 | 0 | 0 | 0 | 0 | 0 | 0 | 0 | 0 | 0 | 0 | 0 | 0 | 0 | 0 | 0 | 0 | 0
F2_Commercial_Restaurant_New_Food Preparation_Natural Gas_Food Prep Other_E8 | F2 | Commercial | Restaurant | New | Food Preparation | Natural Gas | Food Prep Other | E8 | Participant - Cost of Operation | 0 | 0 | 0 | 0 | 0 | 0 | 0 | 0 | 0 | 0 | 0 | 0 | 0 | 0 | 0 | 0 | 0 | 0 | 0 | 0 | 0 | 0 | 0 | 0 | 0 | 0 | 0 | 0 | 0 | 0 | 0
F2_Commercial_Restaurant_New_Food Preparation_Natural Gas_Food Prep Other_E9 | F2 | Commercial | Restaurant | New | Food Preparation | Natural Gas | Food Prep Other | E9 | Participant - Cost of Operation | 0 | 0 | 0 | 0 | 0 | 0 | 0 | 0 | 0 | 0 | 0 | 0 | 0 | 0 | 0 | 0 | 0 | 0 | 0 | 0 | 0 | 0 | 0 | 0 | 0 | 0 | 0 | 0 | 0 | 0 | 0
F2_Commercial_Restaurant_New_Food Preparation_Natural Gas_Food Prep Other_E10 | F2 | Commercial | Restaurant | New | Food Preparation | Natural Gas | Food Prep Other | E10 | Participant - Cost of Operation | 0 | 0 | 0 | 0 | 0 | 0 | 0 | 0 | 0 | 0 | 0 | 0 | 0 | 0 | 0 | 0 | 0 | 0 | 0 | 0 | 0 | 0 | 0 | 0 | 0 | 0 | 0 | 0 | 0 | 0 | 0
F3_Commercial_Restaurant_New_Food Preparation_Natural Gas_Food Prep Other_E1 | F3 | Commercial | Restaurant | New | Food Preparation | Natural Gas | Food Prep Other | E1 | System - kBTUs of Conusmption | 76.7005 | 76.8842 | 76.7671 | 76.687 | 76.687 | 76.687 | 76.687 | 76.687 | 76.687 | 76.687 | 76.687 | 76.687 | 76.687 | 76.687 | 76.687 | 76.687 | 76.687 | 76.687 | 76.687 | 76.687 | 76.687 | 76.687 | 76.687 | 76.687 | 76.687 | 76.687 | 76.687 | 76.687 | 76.687 | 76.687 | 76.687
F3_Commercial_Restaurant_New_Food Preparation_Natural Gas_Food Prep Other_E2 | F3 | Commercial | Restaurant | New | Food Preparation | Natural Gas | Food Prep Other | E2 | System - kBTUs of Conusmption | 76.6999 | 76.8837 | 76.7666 | 76.6865 | 76.6865 | 76.6865 | 76.6865 | 76.6865 | 76.6865 | 76.6865 | 76.6865 | 76.6865 | 76.6865 | 76.6865 | 76.6865 | 76.6865 | 76.6865 | 76.6865 | 76.6865 | 76.6865 | 76.6865 | 76.6865 | 76.6865 | 76.6865 | 76.6865 | 76.6865 | 76.6865 | 76.6865 | 76.6865 | 76.6865 | 76.6865
F3_Commercial_Restaurant_New_Food Preparation_Natural Gas_Food Prep Other_E3 | F3 | Commercial | Restaurant | New | Food Preparation | Natural Gas | Food Prep Other | E3 | System - kBTUs of Conusmption | 0 | 0 | 0 | 0 | 0 | 0 | 0 | 0 | 0 | 0 | 0 | 0 | 0 | 0 | 0 | 0 | 0 | 0 | 0 | 0 | 0 | 0 | 0 | 0 | 0 | 0 | 0 | 0 | 0 | 0 | 0
F3_Commercial_Restaurant_New_Food Preparation_Natural Gas_Food Prep Other_E4 | F3 | Commercial | Restaurant | New | Food Preparation | Natural Gas | Food Prep Other | E4 | System - kBTUs of Conusmption | 0 | 0 | 0 | 0 | 0 | 0 | 0 | 0 | 0 | 0 | 0 | 0 | 0 | 0 | 0 | 0 | 0 | 0 | 0 | 0 | 0 | 0 | 0 | 0 | 0 | 0 | 0 | 0 | 0 | 0 | 0
F3_Commercial_Restaurant_New_Food Preparation_Natural Gas_Food Prep Other_E5 | F3 | Commercial | Restaurant | New | Food Preparation | Natural Gas | Food Prep Other | E5 | System - kBTUs of Conusmption | 0 | 0 | 0 | 0 | 0 | 0 | 0 | 0 | 0 | 0 | 0 | 0 | 0 | 0 | 0 | 0 | 0 | 0 | 0 | 0 | 0 | 0 | 0 | 0 | 0 | 0 | 0 | 0 | 0 | 0 | 0
F3_Commercial_Restaurant_New_Food Preparation_Natural Gas_Food Prep Other_E6 | F3 | Commercial | Restaurant | New | Food Preparation | Natural Gas | Food Prep Other | E6 | System - kBTUs of Conusmption | 0 | 0 | 0 | 0 | 0 | 0 | 0 | 0 | 0 | 0 | 0 | 0 | 0 | 0 | 0 | 0 | 0 | 0 | 0 | 0 | 0 | 0 | 0 | 0 | 0 | 0 | 0 | 0 | 0 | 0 | 0
F3_Commercial_Restaurant_New_Food Preparation_Natural Gas_Food Prep Other_E7 | F3 | Commercial | Restaurant | New | Food Preparation | Natural Gas | Food Prep Other | E7 | System - kBTUs of Conusmption | 0 | 0 | 0 | 0 | 0 | 0 | 0 | 0 | 0 | 0 | 0 | 0 | 0 | 0 | 0 | 0 | 0 | 0 | 0 | 0 | 0 | 0 | 0 | 0 | 0 | 0 | 0 | 0 | 0 | 0 | 0
F3_Commercial_Restaurant_New_Food Preparation_Natural Gas_Food Prep Other_E8 | F3 | Commercial | Restaurant | New | Food Preparation | Natural Gas | Food Prep Other | E8 | System - kBTUs of Conusmption | 0 | 0 | 0 | 0 | 0 | 0 | 0 | 0 | 0 | 0 | 0 | 0 | 0 | 0 | 0 | 0 | 0 | 0 | 0 | 0 | 0 | 0 | 0 | 0 | 0 | 0 | 0 | 0 | 0 | 0 | 0
F3_Commercial_Restaurant_New_Food Preparation_Natural Gas_Food Prep Other_E9 | F3 | Commercial | Restaurant | New | Food Preparation | Natural Gas | Food Prep Other | E9 | System - kBTUs of Conusmption | 0 | 0 | 0 | 0 | 0 | 0 | 0 | 0 | 0 | 0 | 0 | 0 | 0 | 0 | 0 | 0 | 0 | 0 | 0 | 0 | 0 | 0 | 0 | 0 | 0 | 0 | 0 | 0 | 0 | 0 | 0
F3_Commercial_Restaurant_New_Food Preparation_Natural Gas_Food Prep Other_E10 | F3 | Commercial | Restaurant | New | Food Preparation | Natural Gas | Food Prep Other | E10 | System - kBTUs of Conusmption | 0 | 0 | 0 | 0 | 0 | 0 | 0 | 0 | 0 | 0 | 0 | 0 | 0 | 0 | 0 | 0 | 0 | 0 | 0 | 0 | 0 | 0 | 0 | 0 | 0 | 0 | 0 | 0 | 0 | 0 | 0
F4_Commercial_Restaurant_New_Food Preparation_Natural Gas_Food Prep Other_E1 | F4 | Commercial | Restaurant | New | Food Preparation | Natural Gas | Food Prep Other | E1 | Utility - Cost of Equipment | 0.080994 | 0.080994 | 0.080994 | 0.080994 | 0.080994 | 0.080994 | 0.080994 | 0.080994 | 0.080994 | 0.080994 | 0.080994 | 0.080994 | 0.080994 | 0.080994 | 0.080994 | 0.080994 | 0.080994 | 0.080994 | 0.080994 | 0.080994 | 0.080994 | 0.080994 | 0.080994 | 0.080994 | 0.080994 | 0.080994 | 0.080994 | 0.080994 | 0.080994 | 0.080994 | 0.080994
F4_Commercial_Restaurant_New_Food Preparation_Natural Gas_Food Prep Other_E2 | F4 | Commercial | Restaurant | New | Food Preparation | Natural Gas | Food Prep Other | E2 | Utility - Cost of Equipment | 0.081075 | 0.081075 | 0.081075 | 0.081075 | 0.081075 | 0.081075 | 0.081075 | 0.081075 | 0.081075 | 0.081075 | 0.081075 | 0.081075 | 0.081075 | 0.081075 | 0.081075 | 0.081075 | 0.081075 | 0.081075 | 0.081075 | 0.081075 | 0.081075 | 0.081075 | 0.081075 | 0.081075 | 0.081075 | 0.081075 | 0.081075 | 0.081075 | 0.081075 | 0.081075 | 0.081075
F4_Commercial_Restaurant_New_Food Preparation_Natural Gas_Food Prep Other_E3 | F4 | Commercial | Restaurant | New | Food Preparation | Natural Gas | Food Prep Other | E3 | Utility - Cost of Equipment | 0 | 0 | 0 | 0 | 0 | 0 | 0 | 0 | 0 | 0 | 0 | 0 | 0 | 0 | 0 | 0 | 0 | 0 | 0 | 0 | 0 | 0 | 0 | 0 | 0 | 0 | 0 | 0 | 0 | 0 | 0
F4_Commercial_Restaurant_New_Food Preparation_Natural Gas_Food Prep Other_E4 | F4 | Commercial | Restaurant | New | Food Preparation | Natural Gas | Food Prep Other | E4 | Utility - Cost of Equipment | 0 | 0 | 0 | 0 | 0 | 0 | 0 | 0 | 0 | 0 | 0 | 0 | 0 | 0 | 0 | 0 | 0 | 0 | 0 | 0 | 0 | 0 | 0 | 0 | 0 | 0 | 0 | 0 | 0 | 0 | 0
F4_Commercial_Restaurant_New_Food Preparation_Natural Gas_Food Prep Other_E5 | F4 | Commercial | Restaurant | New | Food Preparation | Natural Gas | Food Prep Other | E5 | Utility - Cost of Equipment | 0 | 0 | 0 | 0 | 0 | 0 | 0 | 0 | 0 | 0 | 0 | 0 | 0 | 0 | 0 | 0 | 0 | 0 | 0 | 0 | 0 | 0 | 0 | 0 | 0 | 0 | 0 | 0 | 0 | 0 | 0
F4_Commercial_Restaurant_New_Food Preparation_Natural Gas_Food Prep Other_E6 | F4 | Commercial | Restaurant | New | Food Preparation | Natural Gas | Food Prep Other | E6 | Utility - Cost of Equipment | 0 | 0 | 0 | 0 | 0 | 0 | 0 | 0 | 0 | 0 | 0 | 0 | 0 | 0 | 0 | 0 | 0 | 0 | 0 | 0 | 0 | 0 | 0 | 0 | 0 | 0 | 0 | 0 | 0 | 0 | 0
F4_Commercial_Restaurant_New_Food Preparation_Natural Gas_Food Prep Other_E7 | F4 | Commercial | Restaurant | New | Food Preparation | Natural Gas | Food Prep Other | E7 | Utility - Cost of Equipment | 0 | 0 | 0 | 0 | 0 | 0 | 0 | 0 | 0 | 0 | 0 | 0 | 0 | 0 | 0 | 0 | 0 | 0 | 0 | 0 | 0 | 0 | 0 | 0 | 0 | 0 | 0 | 0 | 0 | 0 | 0
F4_Commercial_Restaurant_New_Food Preparation_Natural Gas_Food Prep Other_E8 | F4 | Commercial | Restaurant | New | Food Preparation | Natural Gas | Food Prep Other | E8 | Utility - Cost of Equipment | 0 | 0 | 0 | 0 | 0 | 0 | 0 | 0 | 0 | 0 | 0 | 0 | 0 | 0 | 0 | 0 | 0 | 0 | 0 | 0 | 0 | 0 | 0 | 0 | 0 | 0 | 0 | 0 | 0 | 0 | 0
F4_Commercial_Restaurant_New_Food Preparation_Natural Gas_Food Prep Other_E9 | F4 | Commercial | Restaurant | New | Food Preparation | Natural Gas | Food Prep Other | E9 | Utility - Cost of Equipment | 0 | 0 | 0 | 0 | 0 | 0 | 0 | 0 | 0 | 0 | 0 | 0 | 0 | 0 | 0 | 0 | 0 | 0 | 0 | 0 | 0 | 0 | 0 | 0 | 0 | 0 | 0 | 0 | 0 | 0 | 0
F4_Commercial_Restaurant_New_Food Preparation_Natural Gas_Food Prep Other_E10 | F4 | Commercial | Restaurant | New | Food Preparation | Natural Gas | Food Prep Other | E10 | Utility - Cost of Equipment | 0 | 0 | 0 | 0 | 0 | 0 | 0 | 0 | 0 | 0 | 0 | 0 | 0 | 0 | 0 | 0 | 0 | 0 | 0 | 0 | 0 | 0 | 0 | 0 | 0 | 0 | 0 | 0 | 0 | 0 | 0
F5_Commercial_Restaurant_New_Food Preparation_Natural Gas_Food Prep Other_E1 | F5 | Commercial | Restaurant | New | Food Preparation | Natural Gas | Food Prep Other | E1 | Utility - Cost of Operation | 0.76506 | 0.78022 | 0.79107 | 0.80283 | 0.81972 | 0.76799 | 0.72757 | 0.70631 | 0.69867 | 0.68696 | 0.67905 | 0.71503 | 0.63992 | 0.68398 | 0.74054 | 0.79551 | 0.79756 | 0.80137 | 0.78606 | 0.79698 | 0.80462 | 0.81494 | 0.82791 | 0.38999 | 0.38221 | 0.37493 | 0.36807 | 0.36157 | 0.35536 | 0.34939 | 0.34363
F5_Commercial_Restaurant_New_Food Preparation_Natural Gas_Food Prep Other_E2 | F5 | Commercial | Restaurant | New | Food Preparation | Natural Gas | Food Prep Other | E2 | Utility - Cost of Operation | 0.76505 | 0.78022 | 0.79106 | 0.80282 | 0.81971 | 0.76799 | 0.72756 | 0.7063 | 0.69867 | 0.68695 | 0.67904 | 0.71502 | 0.63992 | 0.68398 | 0.74053 | 0.7955 | 0.79756 | 0.80136 | 0.78605 | 0.79697 | 0.80462 | 0.81494 | 0.82791 | 0.38999 | 0.3822 | 0.37492 | 0.36807 | 0.36157 | 0.35536 | 0.34939 | 0.34362
F5_Commercial_Restaurant_New_Food Preparation_Natural Gas_Food Prep Other_E3 | F5 | Commercial | Restaurant | New | Food Preparation | Natural Gas | Food Prep Other | E3 | Utility - Cost of Operation | 0 | 0 | 0 | 0 | 0 | 0 | 0 | 0 | 0 | 0 | 0 | 0 | 0 | 0 | 0 | 0 | 0 | 0 | 0 | 0 | 0 | 0 | 0 | 0 | 0 | 0 | 0 | 0 | 0 | 0 | 0
F5_Commercial_Restaurant_New_Food Preparation_Natural Gas_Food Prep Other_E4 | F5 | Commercial | Restaurant | New | Food Preparation | Natural Gas | Food Prep Other | E4 | Utility - Cost of Operation | 0 | 0 | 0 | 0 | 0 | 0 | 0 | 0 | 0 | 0 | 0 | 0 | 0 | 0 | 0 | 0 | 0 | 0 | 0 | 0 | 0 | 0 | 0 | 0 | 0 | 0 | 0 | 0 | 0 | 0 | 0
F5_Commercial_Restaurant_New_Food Preparation_Natural Gas_Food Prep Other_E5 | F5 | Commercial | Restaurant | New | Food Preparation | Natural Gas | Food Prep Other | E5 | Utility - Cost of Operation | 0 | 0 | 0 | 0 | 0 | 0 | 0 | 0 | 0 | 0 | 0 | 0 | 0 | 0 | 0 | 0 | 0 | 0 | 0 | 0 | 0 | 0 | 0 | 0 | 0 | 0 | 0 | 0 | 0 | 0 | 0
F5_Commercial_Restaurant_New_Food Preparation_Natural Gas_Food Prep Other_E6 | F5 | Commercial | Restaurant | New | Food Preparation | Natural Gas | Food Prep Other | E6 | Utility - Cost of Operation | 0 | 0 | 0 | 0 | 0 | 0 | 0 | 0 | 0 | 0 | 0 | 0 | 0 | 0 | 0 | 0 | 0 | 0 | 0 | 0 | 0 | 0 | 0 | 0 | 0 | 0 | 0 | 0 | 0 | 0 | 0
F5_Commercial_Restaurant_New_Food Preparation_Natural Gas_Food Prep Other_E7 | F5 | Commercial | Restaurant | New | Food Preparation | Natural Gas | Food Prep Other | E7 | Utility - Cost of Operation | 0 | 0 | 0 | 0 | 0 | 0 | 0 | 0 | 0 | 0 | 0 | 0 | 0 | 0 | 0 | 0 | 0 | 0 | 0 | 0 | 0 | 0 | 0 | 0 | 0 | 0 | 0 | 0 | 0 | 0 | 0
F5_Commercial_Restaurant_New_Food Preparation_Natural Gas_Food Prep Other_E8 | F5 | Commercial | Restaurant | New | Food Preparation | Natural Gas | Food Prep Other | E8 | Utility - Cost of Operation | 0 | 0 | 0 | 0 | 0 | 0 | 0 | 0 | 0 | 0 | 0 | 0 | 0 | 0 | 0 | 0 | 0 | 0 | 0 | 0 | 0 | 0 | 0 | 0 | 0 | 0 | 0 | 0 | 0 | 0 | 0
F5_Commercial_Restaurant_New_Food Preparation_Natural Gas_Food Prep Other_E9 | F5 | Commercial | Restaurant | New | Food Preparation | Natural Gas | Food Prep Other | E9 | Utility - Cost of Operation | 0 | 0 | 0 | 0 | 0 | 0 | 0 | 0 | 0 | 0 | 0 | 0 | 0 | 0 | 0 | 0 | 0 | 0 | 0 | 0 | 0 | 0 | 0 | 0 | 0 | 0 | 0 | 0 | 0 | 0 | 0
F5_Commercial_Restaurant_New_Food Preparation_Natural Gas_Food Prep Other_E10 | F5 | Commercial | Restaurant | New | Food Preparation | Natural Gas | Food Prep Other | E10 | Utility - Cost of Operation | 0 | 0 | 0 | 0 | 0 | 0 | 0 | 0 | 0 | 0 | 0 | 0 | 0 | 0 | 0 | 0 | 0 | 0 | 0 | 0 | 0 | 0 | 0 | 0 | 0 | 0 | 0 | 0 | 0 | 0 | 0
F6_Commercial_Restaurant_New_Food Preparation_Natural Gas_Food Prep Other_E1 | F6 | Commercial | Restaurant | New | Food Preparation | Natural Gas | Food Prep Other | E1 | Utility - Value of Sales | 0.91659 | 0.93476 | 0.94775 | 0.96184 | 0.98207 | 0.9201 | 0.87167 | 0.84621 | 0.83706 | 0.82302 | 0.81354 | 0.85665 | 0.76667 | 0.81946 | 0.88721 | 0.95307 | 0.95553 | 0.96009 | 0.94175 | 0.95483 | 0.96399 | 0.97636 | 0.99189 | 0.46723 | 0.45791 | 0.44919 | 0.44097 | 0.43318 | 0.42575 | 0.4186 | 0.41169
F6_Commercial_Restaurant_New_Food Preparation_Natural Gas_Food Prep Other_E2 | F6 | Commercial | Restaurant | New | Food Preparation | Natural Gas | Food Prep Other | E2 | Utility - Value of Sales | 0.91658 | 0.93475 | 0.94775 | 0.96183 | 0.98207 | 0.9201 | 0.87167 | 0.8462 | 0.83705 | 0.82301 | 0.81354 | 0.85664 | 0.76666 | 0.81945 | 0.88721 | 0.95306 | 0.95552 | 0.96009 | 0.94174 | 0.95483 | 0.96399 | 0.97635 | 0.99189 | 0.46723 | 0.45791 | 0.44918 | 0.44097 | 0.43318 | 0.42574 | 0.41859 | 0.41168
F6_Commercial_Restaurant_New_Food Preparation_Natural Gas_Food Prep Other_E3 | F6 | Commercial | Restaurant | New | Food Preparation | Natural Gas | Food Prep Other | E3 | Utility - Value of Sales | 0 | 0 | 0 | 0 | 0 | 0 | 0 | 0 | 0 | 0 | 0 | 0 | 0 | 0 | 0 | 0 | 0 | 0 | 0 | 0 | 0 | 0 | 0 | 0 | 0 | 0 | 0 | 0 | 0 | 0 | 0
F6_Commercial_Restaurant_New_Food Preparation_Natural Gas_Food Prep Other_E4 | F6 | Commercial | Restaurant | New | Food Preparation | Natural Gas | Food Prep Other | E4 | Utility - Value of Sales | 0 | 0 | 0 | 0 | 0 | 0 | 0 | 0 | 0 | 0 | 0 | 0 | 0 | 0 | 0 | 0 | 0 | 0 | 0 | 0 | 0 | 0 | 0 | 0 | 0 | 0 | 0 | 0 | 0 | 0 | 0
F6_Commercial_Restaurant_New_Food Preparation_Natural Gas_Food Prep Other_E5 | F6 | Commercial | Restaurant | New | Food Preparation | Natural Gas | Food Prep Other | E5 | Utility - Value of Sales | 0 | 0 | 0 | 0 | 0 | 0 | 0 | 0 | 0 | 0 | 0 | 0 | 0 | 0 | 0 | 0 | 0 | 0 | 0 | 0 | 0 | 0 | 0 | 0 | 0 | 0 | 0 | 0 | 0 | 0 | 0
F6_Commercial_Restaurant_New_Food Preparation_Natural Gas_Food Prep Other_E6 | F6 | Commercial | Restaurant | New | Food Preparation | Natural Gas | Food Prep Other | E6 | Utility - Value of Sales | 0 | 0 | 0 | 0 | 0 | 0 | 0 | 0 | 0 | 0 | 0 | 0 | 0 | 0 | 0 | 0 | 0 | 0 | 0 | 0 | 0 | 0 | 0 | 0 | 0 | 0 | 0 | 0 | 0 | 0 | 0
F6_Commercial_Restaurant_New_Food Preparation_Natural Gas_Food Prep Other_E7 | F6 | Commercial | Restaurant | New | Food Preparation | Natural Gas | Food Prep Other | E7 | Utility - Value of Sales | 0 | 0 | 0 | 0 | 0 | 0 | 0 | 0 | 0 | 0 | 0 | 0 | 0 | 0 | 0 | 0 | 0 | 0 | 0 | 0 | 0 | 0 | 0 | 0 | 0 | 0 | 0 | 0 | 0 | 0 | 0
F6_Commercial_Restaurant_New_Food Preparation_Natural Gas_Food Prep Other_E8 | F6 | Commercial | Restaurant | New | Food Preparation | Natural Gas | Food Prep Other | E8 | Utility - Value of Sales | 0 | 0 | 0 | 0 | 0 | 0 | 0 | 0 | 0 | 0 | 0 | 0 | 0 | 0 | 0 | 0 | 0 | 0 | 0 | 0 | 0 | 0 | 0 | 0 | 0 | 0 | 0 | 0 | 0 | 0 | 0
F6_Commercial_Restaurant_New_Food Preparation_Natural Gas_Food Prep Other_E9 | F6 | Commercial | Restaurant | New | Food Preparation | Natural Gas | Food Prep Other | E9 | Utility - Value of Sales | 0 | 0 | 0 | 0 | 0 | 0 | 0 | 0 | 0 | 0 | 0 | 0 | 0 | 0 | 0 | 0 | 0 | 0 | 0 | 0 | 0 | 0 | 0 | 0 | 0 | 0 | 0 | 0 | 0 | 0 | 0
F6_Commercial_Restaurant_New_Food Preparation_Natural Gas_Food Prep Other_E10 | F6 | Commercial | Restaurant | New | Food Preparation | Natural Gas | Food Prep Other | E10 | Utility - Value of Sales | 0 | 0 | 0 | 0 | 0 | 0 | 0 | 0 | 0 | 0 | 0 | 0 | 0 | 0 | 0 | 0 | 0 | 0 | 0 | 0 | 0 | 0 | 0 | 0 | 0 | 0 | 0 | 0 | 0 | 0 | 0
F1_Commercial_Restaurant_New_Miscellaneous_Natural Gas_Pool Heater_E1 | F1 | Commercial | Restaurant | New | Miscellaneous | Natural Gas | Pool Heater | E1 | Participant - Cost of Equipment | 0.00014551 | 0.00014551 | 0.00014551 | 0.00014551 | 0.00014551 | 0.00014551 | 0.00014551 | 0.00014551 | 0.00014551 | 0.00014551 | 0.00014551 | 0.00014551 | 0.00014551 | 0.00014551 | 0.00014551 | 0.00014551 | 0.00014551 | 0.00014551 | 0.00014551 | 0.00014551 | 0.00014551 | 0.00014551 | 0.00014551 | 0.00014551 | 0.00014551 | 0.00014551 | 0.00014551 | 0.00014551 | 0.00014551 | 0.00014551 | 0.00014551
F1_Commercial_Restaurant_New_Miscellaneous_Natural Gas_Pool Heater_E2 | F1 | Commercial | Restaurant | New | Miscellaneous | Natural Gas | Pool Heater | E2 | Participant - Cost of Equipment | 0.00023825 | 0.00023825 | 0.00023825 | 0.00023825 | 0.00023825 | 0.00023825 | 0.00023825 | 0.00023825 | 0.00023825 | 0.00023825 | 0.00023825 | 0.00023825 | 0.00023825 | 0.00023825 | 0.00023825 | 0.00023825 | 0.00023825 | 0.00023825 | 0.00023825 | 0.00023825 | 0.00023825 | 0.00023825 | 0.00023825 | 0.00023825 | 0.00023825 | 0.00023825 | 0.00023825 | 0.00023825 | 0.00023825 | 0.00023825 | 0.00023825
F1_Commercial_Restaurant_New_Miscellaneous_Natural Gas_Pool Heater_E3 | F1 | Commercial | Restaurant | New | Miscellaneous | Natural Gas | Pool Heater | E3 | Participant - Cost of Equipment | 0 | 0 | 0 | 0 | 0 | 0 | 0 | 0 | 0 | 0 | 0 | 0 | 0 | 0 | 0 | 0 | 0 | 0 | 0 | 0 | 0 | 0 | 0 | 0 | 0 | 0 | 0 | 0 | 0 | 0 | 0
F1_Commercial_Restaurant_New_Miscellaneous_Natural Gas_Pool Heater_E4 | F1 | Commercial | Restaurant | New | Miscellaneous | Natural Gas | Pool Heater | E4 | Participant - Cost of Equipment | 0 | 0 | 0 | 0 | 0 | 0 | 0 | 0 | 0 | 0 | 0 | 0 | 0 | 0 | 0 | 0 | 0 | 0 | 0 | 0 | 0 | 0 | 0 | 0 | 0 | 0 | 0 | 0 | 0 | 0 | 0
F1_Commercial_Restaurant_New_Miscellaneous_Natural Gas_Pool Heater_E5 | F1 | Commercial | Restaurant | New | Miscellaneous | Natural Gas | Pool Heater | E5 | Participant - Cost of Equipment | 0 | 0 | 0 | 0 | 0 | 0 | 0 | 0 | 0 | 0 | 0 | 0 | 0 | 0 | 0 | 0 | 0 | 0 | 0 | 0 | 0 | 0 | 0 | 0 | 0 | 0 | 0 | 0 | 0 | 0 | 0
F1_Commercial_Restaurant_New_Miscellaneous_Natural Gas_Pool Heater_E6 | F1 | Commercial | Restaurant | New | Miscellaneous | Natural Gas | Pool Heater | E6 | Participant - Cost of Equipment | 0 | 0 | 0 | 0 | 0 | 0 | 0 | 0 | 0 | 0 | 0 | 0 | 0 | 0 | 0 | 0 | 0 | 0 | 0 | 0 | 0 | 0 | 0 | 0 | 0 | 0 | 0 | 0 | 0 | 0 | 0
F1_Commercial_Restaurant_New_Miscellaneous_Natural Gas_Pool Heater_E7 | F1 | Commercial | Restaurant | New | Miscellaneous | Natural Gas | Pool Heater | E7 | Participant - Cost of Equipment | 0 | 0 | 0 | 0 | 0 | 0 | 0 | 0 | 0 | 0 | 0 | 0 | 0 | 0 | 0 | 0 | 0 | 0 | 0 | 0 | 0 | 0 | 0 | 0 | 0 | 0 | 0 | 0 | 0 | 0 | 0
F1_Commercial_Restaurant_New_Miscellaneous_Natural Gas_Pool Heater_E8 | F1 | Commercial | Restaurant | New | Miscellaneous | Natural Gas | Pool Heater | E8 | Participant - Cost of Equipment | 0 | 0 | 0 | 0 | 0 | 0 | 0 | 0 | 0 | 0 | 0 | 0 | 0 | 0 | 0 | 0 | 0 | 0 | 0 | 0 | 0 | 0 | 0 | 0 | 0 | 0 | 0 | 0 | 0 | 0 | 0
F1_Commercial_Restaurant_New_Miscellaneous_Natural Gas_Pool Heater_E9 | F1 | Commercial | Restaurant | New | Miscellaneous | Natural Gas | Pool Heater | E9 | Participant - Cost of Equipment | 0 | 0 | 0 | 0 | 0 | 0 | 0 | 0 | 0 | 0 | 0 | 0 | 0 | 0 | 0 | 0 | 0 | 0 | 0 | 0 | 0 | 0 | 0 | 0 | 0 | 0 | 0 | 0 | 0 | 0 | 0
F1_Commercial_Restaurant_New_Miscellaneous_Natural Gas_Pool Heater_E10 | F1 | Commercial | Restaurant | New | Miscellaneous | Natural Gas | Pool Heater | E10 | Participant - Cost of Equipment | 0 | 0 | 0 | 0 | 0 | 0 | 0 | 0 | 0 | 0 | 0 | 0 | 0 | 0 | 0 | 0 | 0 | 0 | 0 | 0 | 0 | 0 | 0 | 0 | 0 | 0 | 0 | 0 | 0 | 0 | 0
F2_Commercial_Restaurant_New_Miscellaneous_Natural Gas_Pool Heater_E1 | F2 | Commercial | Restaurant | New | Miscellaneous | Natural Gas | Pool Heater | E1 | Participant - Cost of Operation | 0.00067184 | 0.00069668 | 0.00070658 | 0.00070893 | 0.00073575 | 0.0006936 | 0.00066444 | 0.00066364 | 0.00068325 | 0.00067174 | 0.00066859 | 0.00066138 | 0.00049622 | 0.00048414 | 0.00048061 | 0.00054322 | 0.00062035 | 0.00070716 | 0.00077641 | 0.00089007 | 0.00090407 | 0.00092141 | 0.0009421 | 0.00035549 | 0.00034793 | 0.00034093 | 0.00033441 | 0.00032829 | 0.00032249 | 0.00031696 | 0.00031165
F2_Commercial_Restaurant_New_Miscellaneous_Natural Gas_Pool Heater_E2 | F2 | Commercial | Restaurant | New | Miscellaneous | Natural Gas | Pool Heater | E2 | Participant - Cost of Operation | 0.00057107 | 0.00059217 | 0.00060059 | 0.00060259 | 0.00062538 | 0.00058956 | 0.00056478 | 0.00056409 | 0.00058076 | 0.00057098 | 0.0005683 | 0.00056217 | 0.00042179 | 0.00041152 | 0.00040852 | 0.00046174 | 0.0005273 | 0.00060109 | 0.00065995 | 0.00075656 | 0.00076846 | 0.0007832 | 0.00080079 | 0.00030217 | 0.00029574 | 0.00028979 | 0.00028425 | 0.00027904 | 0.00027412 | 0.00026942 | 0.0002649
F2_Commercial_Restaurant_New_Miscellaneous_Natural Gas_Pool Heater_E3 | F2 | Commercial | Restaurant | New | Miscellaneous | Natural Gas | Pool Heater | E3 | Participant - Cost of Operation | 0 | 0 | 0 | 0 | 0 | 0 | 0 | 0 | 0 | 0 | 0 | 0 | 0 | 0 | 0 | 0 | 0 | 0 | 0 | 0 | 0 | 0 | 0 | 0 | 0 | 0 | 0 | 0 | 0 | 0 | 0
F2_Commercial_Restaurant_New_Miscellaneous_Natural Gas_Pool Heater_E4 | F2 | Commercial | Restaurant | New | Miscellaneous | Natural Gas | Pool Heater | E4 | Participant - Cost of Operation | 0 | 0 | 0 | 0 | 0 | 0 | 0 | 0 | 0 | 0 | 0 | 0 | 0 | 0 | 0 | 0 | 0 | 0 | 0 | 0 | 0 | 0 | 0 | 0 | 0 | 0 | 0 | 0 | 0 | 0 | 0
F2_Commercial_Restaurant_New_Miscellaneous_Natural Gas_Pool Heater_E5 | F2 | Commercial | Restaurant | New | Miscellaneous | Natural Gas | Pool Heater | E5 | Participant - Cost of Operation | 0 | 0 | 0 | 0 | 0 | 0 | 0 | 0 | 0 | 0 | 0 | 0 | 0 | 0 | 0 | 0 | 0 | 0 | 0 | 0 | 0 | 0 | 0 | 0 | 0 | 0 | 0 | 0 | 0 | 0 | 0
F2_Commercial_Restaurant_New_Miscellaneous_Natural Gas_Pool Heater_E6 | F2 | Commercial | Restaurant | New | Miscellaneous | Natural Gas | Pool Heater | E6 | Participant - Cost of Operation | 0 | 0 | 0 | 0 | 0 | 0 | 0 | 0 | 0 | 0 | 0 | 0 | 0 | 0 | 0 | 0 | 0 | 0 | 0 | 0 | 0 | 0 | 0 | 0 | 0 | 0 | 0 | 0 | 0 | 0 | 0
F2_Commercial_Restaurant_New_Miscellaneous_Natural Gas_Pool Heater_E7 | F2 | Commercial | Restaurant | New | Miscellaneous | Natural Gas | Pool Heater | E7 | Participant - Cost of Operation | 0 | 0 | 0 | 0 | 0 | 0 | 0 | 0 | 0 | 0 | 0 | 0 | 0 | 0 | 0 | 0 | 0 | 0 | 0 | 0 | 0 | 0 | 0 | 0 | 0 | 0 | 0 | 0 | 0 | 0 | 0
F2_Commercial_Restaurant_New_Miscellaneous_Natural Gas_Pool Heater_E8 | F2 | Commercial | Restaurant | New | Miscellaneous | Natural Gas | Pool Heater | E8 | Participant - Cost of Operation | 0 | 0 | 0 | 0 | 0 | 0 | 0 | 0 | 0 | 0 | 0 | 0 | 0 | 0 | 0 | 0 | 0 | 0 | 0 | 0 | 0 | 0 | 0 | 0 | 0 | 0 | 0 | 0 | 0 | 0 | 0
F2_Commercial_Restaurant_New_Miscellaneous_Natural Gas_Pool Heater_E9 | F2 | Commercial | Restaurant | New | Miscellaneous | Natural Gas | Pool Heater | E9 | Participant - Cost of Operation | 0 | 0 | 0 | 0 | 0 | 0 | 0 | 0 | 0 | 0 | 0 | 0 | 0 | 0 | 0 | 0 | 0 | 0 | 0 | 0 | 0 | 0 | 0 | 0 | 0 | 0 | 0 | 0 | 0 | 0 | 0
F2_Commercial_Restaurant_New_Miscellaneous_Natural Gas_Pool Heater_E10 | F2 | Commercial | Restaurant | New | Miscellaneous | Natural Gas | Pool Heater | E10 | Participant - Cost of Operation | 0 | 0 | 0 | 0 | 0 | 0 | 0 | 0 | 0 | 0 | 0 | 0 | 0 | 0 | 0 | 0 | 0 | 0 | 0 | 0 | 0 | 0 | 0 | 0 | 0 | 0 | 0 | 0 | 0 | 0 | 0
F3_Commercial_Restaurant_New_Miscellaneous_Natural Gas_Pool Heater_E1 | F3 | Commercial | Restaurant | New | Miscellaneous | Natural Gas | Pool Heater | E1 | System - kBTUs of Conusmption | 0.056727 | 0.056953 | 0.056809 | 0.05671 | 0.05671 | 0.05671 | 0.05671 | 0.05671 | 0.05671 | 0.05671 | 0.05671 | 0.05671 | 0.05671 | 0.05671 | 0.05671 | 0.05671 | 0.05671 | 0.05671 | 0.05671 | 0.05671 | 0.05671 | 0.05671 | 0.05671 | 0.05671 | 0.05671 | 0.05671 | 0.05671 | 0.05671 | 0.05671 | 0.05671 | 0.05671
F3_Commercial_Restaurant_New_Miscellaneous_Natural Gas_Pool Heater_E2 | F3 | Commercial | Restaurant | New | Miscellaneous | Natural Gas | Pool Heater | E2 | System - kBTUs of Conusmption | 0.048218 | 0.04841 | 0.048288 | 0.048204 | 0.048204 | 0.048204 | 0.048204 | 0.048204 | 0.048204 | 0.048204 | 0.048204 | 0.048204 | 0.048204 | 0.048204 | 0.048204 | 0.048204 | 0.048204 | 0.048204 | 0.048204 | 0.048204 | 0.048204 | 0.048204 | 0.048204 | 0.048204 | 0.048204 | 0.048204 | 0.048204 | 0.048204 | 0.048204 | 0.048204 | 0.048204
F3_Commercial_Restaurant_New_Miscellaneous_Natural Gas_Pool Heater_E3 | F3 | Commercial | Restaurant | New | Miscellaneous | Natural Gas | Pool Heater | E3 | System - kBTUs of Conusmption | 0 | 0 | 0 | 0 | 0 | 0 | 0 | 0 | 0 | 0 | 0 | 0 | 0 | 0 | 0 | 0 | 0 | 0 | 0 | 0 | 0 | 0 | 0 | 0 | 0 | 0 | 0 | 0 | 0 | 0 | 0
F3_Commercial_Restaurant_New_Miscellaneous_Natural Gas_Pool Heater_E4 | F3 | Commercial | Restaurant | New | Miscellaneous | Natural Gas | Pool Heater | E4 | System - kBTUs of Conusmption | 0 | 0 | 0 | 0 | 0 | 0 | 0 | 0 | 0 | 0 | 0 | 0 | 0 | 0 | 0 | 0 | 0 | 0 | 0 | 0 | 0 | 0 | 0 | 0 | 0 | 0 | 0 | 0 | 0 | 0 | 0
F3_Commercial_Restaurant_New_Miscellaneous_Natural Gas_Pool Heater_E5 | F3 | Commercial | Restaurant | New | Miscellaneous | Natural Gas | Pool Heater | E5 | System - kBTUs of Conusmption | 0 | 0 | 0 | 0 | 0 | 0 | 0 | 0 | 0 | 0 | 0 | 0 | 0 | 0 | 0 | 0 | 0 | 0 | 0 | 0 | 0 | 0 | 0 | 0 | 0 | 0 | 0 | 0 | 0 | 0 | 0
F3_Commercial_Restaurant_New_Miscellaneous_Natural Gas_Pool Heater_E6 | F3 | Commercial | Restaurant | New | Miscellaneous | Natural Gas | Pool Heater | E6 | System - kBTUs of Conusmption | 0 | 0 | 0 | 0 | 0 | 0 | 0 | 0 | 0 | 0 | 0 | 0 | 0 | 0 | 0 | 0 | 0 | 0 | 0 | 0 | 0 | 0 | 0 | 0 | 0 | 0 | 0 | 0 | 0 | 0 | 0
F3_Commercial_Restaurant_New_Miscellaneous_Natural Gas_Pool Heater_E7 | F3 | Commercial | Restaurant | New | Miscellaneous | Natural Gas | Pool Heater | E7 | System - kBTUs of Conusmption | 0 | 0 | 0 | 0 | 0 | 0 | 0 | 0 | 0 | 0 | 0 | 0 | 0 | 0 | 0 | 0 | 0 | 0 | 0 | 0 | 0 | 0 | 0 | 0 | 0 | 0 | 0 | 0 | 0 | 0 | 0
F3_Commercial_Restaurant_New_Miscellaneous_Natural Gas_Pool Heater_E8 | F3 | Commercial | Restaurant | New | Miscellaneous | Natural Gas | Pool Heater | E8 | System - kBTUs of Conusmption | 0 | 0 | 0 | 0 | 0 | 0 | 0 | 0 | 0 | 0 | 0 | 0 | 0 | 0 | 0 | 0 | 0 | 0 | 0 | 0 | 0 | 0 | 0 | 0 | 0 | 0 | 0 | 0 | 0 | 0 | 0
F3_Commercial_Restaurant_New_Miscellaneous_Natural Gas_Pool Heater_E9 | F3 | Commercial | Restaurant | New | Miscellaneous | Natural Gas | Pool Heater | E9 | System - kBTUs of Conusmption | 0 | 0 | 0 | 0 | 0 | 0 | 0 | 0 | 0 | 0 | 0 | 0 | 0 | 0 | 0 | 0 | 0 | 0 | 0 | 0 | 0 | 0 | 0 | 0 | 0 | 0 | 0 | 0 | 0 | 0 | 0
F3_Commercial_Restaurant_New_Miscellaneous_Natural Gas_Pool Heater_E10 | F3 | Commercial | Restaurant | New | Miscellaneous | Natural Gas | Pool Heater | E10 | System - kBTUs of Conusmption | 0 | 0 | 0 | 0 | 0 | 0 | 0 | 0 | 0 | 0 | 0 | 0 | 0 | 0 | 0 | 0 | 0 | 0 | 0 | 0 | 0 | 0 | 0 | 0 | 0 | 0 | 0 | 0 | 0 | 0 | 0
F4_Commercial_Restaurant_New_Miscellaneous_Natural Gas_Pool Heater_E1 | F4 | Commercial | Restaurant | New | Miscellaneous | Natural Gas | Pool Heater | E1 | Utility - Cost of Equipment | 0.00014551 | 0.00014551 | 0.00014551 | 0.00014551 | 0.00014551 | 0.00014551 | 0.00014551 | 0.00014551 | 0.00014551 | 0.00014551 | 0.00014551 | 0.00014551 | 0.00014551 | 0.00014551 | 0.00014551 | 0.00014551 | 0.00014551 | 0.00014551 | 0.00014551 | 0.00014551 | 0.00014551 | 0.00014551 | 0.00014551 | 0.00014551 | 0.00014551 | 0.00014551 | 0.00014551 | 0.00014551 | 0.00014551 | 0.00014551 | 0.00014551
F4_Commercial_Restaurant_New_Miscellaneous_Natural Gas_Pool Heater_E2 | F4 | Commercial | Restaurant | New | Miscellaneous | Natural Gas | Pool Heater | E2 | Utility - Cost of Equipment | 0.00023825 | 0.00023825 | 0.00023825 | 0.00023825 | 0.00023825 | 0.00023825 | 0.00023825 | 0.00023825 | 0.00023825 | 0.00023825 | 0.00023825 | 0.00023825 | 0.00023825 | 0.00023825 | 0.00023825 | 0.00023825 | 0.00023825 | 0.00023825 | 0.00023825 | 0.00023825 | 0.00023825 | 0.00023825 | 0.00023825 | 0.00023825 | 0.00023825 | 0.00023825 | 0.00023825 | 0.00023825 | 0.00023825 | 0.00023825 | 0.00023825
F4_Commercial_Restaurant_New_Miscellaneous_Natural Gas_Pool Heater_E3 | F4 | Commercial | Restaurant | New | Miscellaneous | Natural Gas | Pool Heater | E3 | Utility - Cost of Equipment | 0 | 0 | 0 | 0 | 0 | 0 | 0 | 0 | 0 | 0 | 0 | 0 | 0 | 0 | 0 | 0 | 0 | 0 | 0 | 0 | 0 | 0 | 0 | 0 | 0 | 0 | 0 | 0 | 0 | 0 | 0
F4_Commercial_Restaurant_New_Miscellaneous_Natural Gas_Pool Heater_E4 | F4 | Commercial | Restaurant | New | Miscellaneous | Natural Gas | Pool Heater | E4 | Utility - Cost of Equipment | 0 | 0 | 0 | 0 | 0 | 0 | 0 | 0 | 0 | 0 | 0 | 0 | 0 | 0 | 0 | 0 | 0 | 0 | 0 | 0 | 0 | 0 | 0 | 0 | 0 | 0 | 0 | 0 | 0 | 0 | 0
F4_Commercial_Restaurant_New_Miscellaneous_Natural Gas_Pool Heater_E5 | F4 | Commercial | Restaurant | New | Miscellaneous | Natural Gas | Pool Heater | E5 | Utility - Cost of Equipment | 0 | 0 | 0 | 0 | 0 | 0 | 0 | 0 | 0 | 0 | 0 | 0 | 0 | 0 | 0 | 0 | 0 | 0 | 0 | 0 | 0 | 0 | 0 | 0 | 0 | 0 | 0 | 0 | 0 | 0 | 0
F4_Commercial_Restaurant_New_Miscellaneous_Natural Gas_Pool Heater_E6 | F4 | Commercial | Restaurant | New | Miscellaneous | Natural Gas | Pool Heater | E6 | Utility - Cost of Equipment | 0 | 0 | 0 | 0 | 0 | 0 | 0 | 0 | 0 | 0 | 0 | 0 | 0 | 0 | 0 | 0 | 0 | 0 | 0 | 0 | 0 | 0 | 0 | 0 | 0 | 0 | 0 | 0 | 0 | 0 | 0
F4_Commercial_Restaurant_New_Miscellaneous_Natural Gas_Pool Heater_E7 | F4 | Commercial | Restaurant | New | Miscellaneous | Natural Gas | Pool Heater | E7 | Utility - Cost of Equipment | 0 | 0 | 0 | 0 | 0 | 0 | 0 | 0 | 0 | 0 | 0 | 0 | 0 | 0 | 0 | 0 | 0 | 0 | 0 | 0 | 0 | 0 | 0 | 0 | 0 | 0 | 0 | 0 | 0 | 0 | 0
F4_Commercial_Restaurant_New_Miscellaneous_Natural Gas_Pool Heater_E8 | F4 | Commercial | Restaurant | New | Miscellaneous | Natural Gas | Pool Heater | E8 | Utility - Cost of Equipment | 0 | 0 | 0 | 0 | 0 | 0 | 0 | 0 | 0 | 0 | 0 | 0 | 0 | 0 | 0 | 0 | 0 | 0 | 0 | 0 | 0 | 0 | 0 | 0 | 0 | 0 | 0 | 0 | 0 | 0 | 0
F4_Commercial_Restaurant_New_Miscellaneous_Natural Gas_Pool Heater_E9 | F4 | Commercial | Restaurant | New | Miscellaneous | Natural Gas | Pool Heater | E9 | Utility - Cost of Equipment | 0 | 0 | 0 | 0 | 0 | 0 | 0 | 0 | 0 | 0 | 0 | 0 | 0 | 0 | 0 | 0 | 0 | 0 | 0 | 0 | 0 | 0 | 0 | 0 | 0 | 0 | 0 | 0 | 0 | 0 | 0
F4_Commercial_Restaurant_New_Miscellaneous_Natural Gas_Pool Heater_E10 | F4 | Commercial | Restaurant | New | Miscellaneous | Natural Gas | Pool Heater | E10 | Utility - Cost of Equipment | 0 | 0 | 0 | 0 | 0 | 0 | 0 | 0 | 0 | 0 | 0 | 0 | 0 | 0 | 0 | 0 | 0 | 0 | 0 | 0 | 0 | 0 | 0 | 0 | 0 | 0 | 0 | 0 | 0 | 0 | 0
F5_Commercial_Restaurant_New_Miscellaneous_Natural Gas_Pool Heater_E1 | F5 | Commercial | Restaurant | New | Miscellaneous | Natural Gas | Pool Heater | E1 | Utility - Cost of Operation | 0.00056077 | 0.0005815 | 0.00058977 | 0.00059173 | 0.00061411 | 0.00057893 | 0.0005546 | 0.00055392 | 0.00057029 | 0.00056069 | 0.00055806 | 0.00055204 | 0.00041418 | 0.0004041 | 0.00040116 | 0.00045342 | 0.00051779 | 0.00059026 | 0.00064805 | 0.00074293 | 0.00075461 | 0.00076908 | 0.00078635 | 0.00029672 | 0.00029041 | 0.00028456 | 0.00027912 | 0.00027401 | 0.00026918 | 0.00026456 | 0.00026012
F5_Commercial_Restaurant_New_Miscellaneous_Natural Gas_Pool Heater_E2 | F5 | Commercial | Restaurant | New | Miscellaneous | Natural Gas | Pool Heater | E2 | Utility - Cost of Operation | 0.00047666 | 0.00049428 | 0.0005013 | 0.00050297 | 0.000522 | 0.00049209 | 0.00047141 | 0.00047084 | 0.00048475 | 0.00047658 | 0.00047435 | 0.00046923 | 0.00035206 | 0.00034348 | 0.00034098 | 0.0003854 | 0.00044013 | 0.00050172 | 0.00055084 | 0.00063149 | 0.00064141 | 0.00065372 | 0.0006684 | 0.00025221 | 0.00024685 | 0.00024188 | 0.00023725 | 0.00023291 | 0.0002288 | 0.00022488 | 0.00022111
F5_Commercial_Restaurant_New_Miscellaneous_Natural Gas_Pool Heater_E3 | F5 | Commercial | Restaurant | New | Miscellaneous | Natural Gas | Pool Heater | E3 | Utility - Cost of Operation | 0 | 0 | 0 | 0 | 0 | 0 | 0 | 0 | 0 | 0 | 0 | 0 | 0 | 0 | 0 | 0 | 0 | 0 | 0 | 0 | 0 | 0 | 0 | 0 | 0 | 0 | 0 | 0 | 0 | 0 | 0
F5_Commercial_Restaurant_New_Miscellaneous_Natural Gas_Pool Heater_E4 | F5 | Commercial | Restaurant | New | Miscellaneous | Natural Gas | Pool Heater | E4 | Utility - Cost of Operation | 0 | 0 | 0 | 0 | 0 | 0 | 0 | 0 | 0 | 0 | 0 | 0 | 0 | 0 | 0 | 0 | 0 | 0 | 0 | 0 | 0 | 0 | 0 | 0 | 0 | 0 | 0 | 0 | 0 | 0 | 0
F5_Commercial_Restaurant_New_Miscellaneous_Natural Gas_Pool Heater_E5 | F5 | Commercial | Restaurant | New | Miscellaneous | Natural Gas | Pool Heater | E5 | Utility - Cost of Operation | 0 | 0 | 0 | 0 | 0 | 0 | 0 | 0 | 0 | 0 | 0 | 0 | 0 | 0 | 0 | 0 | 0 | 0 | 0 | 0 | 0 | 0 | 0 | 0 | 0 | 0 | 0 | 0 | 0 | 0 | 0
F5_Commercial_Restaurant_New_Miscellaneous_Natural Gas_Pool Heater_E6 | F5 | Commercial | Restaurant | New | Miscellaneous | Natural Gas | Pool Heater | E6 | Utility - Cost of Operation | 0 | 0 | 0 | 0 | 0 | 0 | 0 | 0 | 0 | 0 | 0 | 0 | 0 | 0 | 0 | 0 | 0 | 0 | 0 | 0 | 0 | 0 | 0 | 0 | 0 | 0 | 0 | 0 | 0 | 0 | 0
F5_Commercial_Restaurant_New_Miscellaneous_Natural Gas_Pool Heater_E7 | F5 | Commercial | Restaurant | New | Miscellaneous | Natural Gas | Pool Heater | E7 | Utility - Cost of Operation | 0 | 0 | 0 | 0 | 0 | 0 | 0 | 0 | 0 | 0 | 0 | 0 | 0 | 0 | 0 | 0 | 0 | 0 | 0 | 0 | 0 | 0 | 0 | 0 | 0 | 0 | 0 | 0 | 0 | 0 | 0
F5_Commercial_Restaurant_New_Miscellaneous_Natural Gas_Pool Heater_E8 | F5 | Commercial | Restaurant | New | Miscellaneous | Natural Gas | Pool Heater | E8 | Utility - Cost of Operation | 0 | 0 | 0 | 0 | 0 | 0 | 0 | 0 | 0 | 0 | 0 | 0 | 0 | 0 | 0 | 0 | 0 | 0 | 0 | 0 | 0 | 0 | 0 | 0 | 0 | 0 | 0 | 0 | 0 | 0 | 0
F5_Commercial_Restaurant_New_Miscellaneous_Natural Gas_Pool Heater_E9 | F5 | Commercial | Restaurant | New | Miscellaneous | Natural Gas | Pool Heater | E9 | Utility - Cost of Operation | 0 | 0 | 0 | 0 | 0 | 0 | 0 | 0 | 0 | 0 | 0 | 0 | 0 | 0 | 0 | 0 | 0 | 0 | 0 | 0 | 0 | 0 | 0 | 0 | 0 | 0 | 0 | 0 | 0 | 0 | 0
F5_Commercial_Restaurant_New_Miscellaneous_Natural Gas_Pool Heater_E10 | F5 | Commercial | Restaurant | New | Miscellaneous | Natural Gas | Pool Heater | E10 | Utility - Cost of Operation | 0 | 0 | 0 | 0 | 0 | 0 | 0 | 0 | 0 | 0 | 0 | 0 | 0 | 0 | 0 | 0 | 0 | 0 | 0 | 0 | 0 | 0 | 0 | 0 | 0 | 0 | 0 | 0 | 0 | 0 | 0
F6_Commercial_Restaurant_New_Miscellaneous_Natural Gas_Pool Heater_E1 | F6 | Commercial | Restaurant | New | Miscellaneous | Natural Gas | Pool Heater | E1 | Utility - Value of Sales | 0.00067184 | 0.00069668 | 0.00070658 | 0.00070893 | 0.00073575 | 0.0006936 | 0.00066444 | 0.00066364 | 0.00068325 | 0.00067174 | 0.00066859 | 0.00066138 | 0.00049622 | 0.00048414 | 0.00048061 | 0.00054322 | 0.00062035 | 0.00070716 | 0.00077641 | 0.00089007 | 0.00090407 | 0.00092141 | 0.0009421 | 0.00035549 | 0.00034793 | 0.00034093 | 0.00033441 | 0.00032829 | 0.00032249 | 0.00031696 | 0.00031165
F6_Commercial_Restaurant_New_Miscellaneous_Natural Gas_Pool Heater_E2 | F6 | Commercial | Restaurant | New | Miscellaneous | Natural Gas | Pool Heater | E2 | Utility - Value of Sales | 0.00057107 | 0.00059217 | 0.00060059 | 0.00060259 | 0.00062538 | 0.00058956 | 0.00056478 | 0.00056409 | 0.00058076 | 0.00057098 | 0.0005683 | 0.00056217 | 0.00042179 | 0.00041152 | 0.00040852 | 0.00046174 | 0.0005273 | 0.00060109 | 0.00065995 | 0.00075656 | 0.00076846 | 0.0007832 | 0.00080079 | 0.00030217 | 0.00029574 | 0.00028979 | 0.00028425 | 0.00027904 | 0.00027412 | 0.00026942 | 0.0002649
F6_Commercial_Restaurant_New_Miscellaneous_Natural Gas_Pool Heater_E3 | F6 | Commercial | Restaurant | New | Miscellaneous | Natural Gas | Pool Heater | E3 | Utility - Value of Sales | 0 | 0 | 0 | 0 | 0 | 0 | 0 | 0 | 0 | 0 | 0 | 0 | 0 | 0 | 0 | 0 | 0 | 0 | 0 | 0 | 0 | 0 | 0 | 0 | 0 | 0 | 0 | 0 | 0 | 0 | 0
F6_Commercial_Restaurant_New_Miscellaneous_Natural Gas_Pool Heater_E4 | F6 | Commercial | Restaurant | New | Miscellaneous | Natural Gas | Pool Heater | E4 | Utility - Value of Sales | 0 | 0 | 0 | 0 | 0 | 0 | 0 | 0 | 0 | 0 | 0 | 0 | 0 | 0 | 0 | 0 | 0 | 0 | 0 | 0 | 0 | 0 | 0 | 0 | 0 | 0 | 0 | 0 | 0 | 0 | 0
F6_Commercial_Restaurant_New_Miscellaneous_Natural Gas_Pool Heater_E5 | F6 | Commercial | Restaurant | New | Miscellaneous | Natural Gas | Pool Heater | E5 | Utility - Value of Sales | 0 | 0 | 0 | 0 | 0 | 0 | 0 | 0 | 0 | 0 | 0 | 0 | 0 | 0 | 0 | 0 | 0 | 0 | 0 | 0 | 0 | 0 | 0 | 0 | 0 | 0 | 0 | 0 | 0 | 0 | 0
F6_Commercial_Restaurant_New_Miscellaneous_Natural Gas_Pool Heater_E6 | F6 | Commercial | Restaurant | New | Miscellaneous | Natural Gas | Pool Heater | E6 | Utility - Value of Sales | 0 | 0 | 0 | 0 | 0 | 0 | 0 | 0 | 0 | 0 | 0 | 0 | 0 | 0 | 0 | 0 | 0 | 0 | 0 | 0 | 0 | 0 | 0 | 0 | 0 | 0 | 0 | 0 | 0 | 0 | 0
F6_Commercial_Restaurant_New_Miscellaneous_Natural Gas_Pool Heater_E7 | F6 | Commercial | Restaurant | New | Miscellaneous | Natural Gas | Pool Heater | E7 | Utility - Value of Sales | 0 | 0 | 0 | 0 | 0 | 0 | 0 | 0 | 0 | 0 | 0 | 0 | 0 | 0 | 0 | 0 | 0 | 0 | 0 | 0 | 0 | 0 | 0 | 0 | 0 | 0 | 0 | 0 | 0 | 0 | 0
F6_Commercial_Restaurant_New_Miscellaneous_Natural Gas_Pool Heater_E8 | F6 | Commercial | Restaurant | New | Miscellaneous | Natural Gas | Pool Heater | E8 | Utility - Value of Sales | 0 | 0 | 0 | 0 | 0 | 0 | 0 | 0 | 0 | 0 | 0 | 0 | 0 | 0 | 0 | 0 | 0 | 0 | 0 | 0 | 0 | 0 | 0 | 0 | 0 | 0 | 0 | 0 | 0 | 0 | 0
F6_Commercial_Restaurant_New_Miscellaneous_Natural Gas_Pool Heater_E9 | F6 | Commercial | Restaurant | New | Miscellaneous | Natural Gas | Pool Heater | E9 | Utility - Value of Sales | 0 | 0 | 0 | 0 | 0 | 0 | 0 | 0 | 0 | 0 | 0 | 0 | 0 | 0 | 0 | 0 | 0 | 0 | 0 | 0 | 0 | 0 | 0 | 0 | 0 | 0 | 0 | 0 | 0 | 0 | 0
F6_Commercial_Restaurant_New_Miscellaneous_Natural Gas_Pool Heater_E10 | F6 | Commercial | Restaurant | New | Miscellaneous | Natural Gas | Pool Heater | E10 | Utility - Value of Sales | 0 | 0 | 0 | 0 | 0 | 0 | 0 | 0 | 0 | 0 | 0 | 0 | 0 | 0 | 0 | 0 | 0 | 0 | 0 | 0 | 0 | 0 | 0 | 0 | 0 | 0 | 0 | 0 | 0 | 0 | 0
F1_Commercial_Restaurant_New_Miscellaneous_Natural Gas_Miscellaneous_E1 | F1 | Commercial | Restaurant | New | Miscellaneous | Natural Gas | Miscellaneous | E1 | Participant - Cost of Equipment | 0.24854 | 0.24854 | 0.24854 | 0.24854 | 0.24854 | 0.24854 | 0.24854 | 0.24854 | 0.24854 | 0.24854 | 0.24854 | 0.24854 | 0.24854 | 0.24854 | 0.24854 | 0.24854 | 0.24854 | 0.24854 | 0.24854 | 0.24854 | 0.24854 | 0.24854 | 0.24854 | 0.24854 | 0.24854 | 0.24854 | 0.24854 | 0.24854 | 0.24854 | 0.24854 | 0.24854
F1_Commercial_Restaurant_New_Miscellaneous_Natural Gas_Miscellaneous_E2 | F1 | Commercial | Restaurant | New | Miscellaneous | Natural Gas | Miscellaneous | E2 | Participant - Cost of Equipment | 0 | 0 | 0 | 0 | 0 | 0 | 0 | 0 | 0 | 0 | 0 | 0 | 0 | 0 | 0 | 0 | 0 | 0 | 0 | 0 | 0 | 0 | 0 | 0 | 0 | 0 | 0 | 0 | 0 | 0 | 0
F1_Commercial_Restaurant_New_Miscellaneous_Natural Gas_Miscellaneous_E3 | F1 | Commercial | Restaurant | New | Miscellaneous | Natural Gas | Miscellaneous | E3 | Participant - Cost of Equipment | 0 | 0 | 0 | 0 | 0 | 0 | 0 | 0 | 0 | 0 | 0 | 0 | 0 | 0 | 0 | 0 | 0 | 0 | 0 | 0 | 0 | 0 | 0 | 0 | 0 | 0 | 0 | 0 | 0 | 0 | 0
F1_Commercial_Restaurant_New_Miscellaneous_Natural Gas_Miscellaneous_E4 | F1 | Commercial | Restaurant | New | Miscellaneous | Natural Gas | Miscellaneous | E4 | Participant - Cost of Equipment | 0 | 0 | 0 | 0 | 0 | 0 | 0 | 0 | 0 | 0 | 0 | 0 | 0 | 0 | 0 | 0 | 0 | 0 | 0 | 0 | 0 | 0 | 0 | 0 | 0 | 0 | 0 | 0 | 0 | 0 | 0
F1_Commercial_Restaurant_New_Miscellaneous_Natural Gas_Miscellaneous_E5 | F1 | Commercial | Restaurant | New | Miscellaneous | Natural Gas | Miscellaneous | E5 | Participant - Cost of Equipment | 0 | 0 | 0 | 0 | 0 | 0 | 0 | 0 | 0 | 0 | 0 | 0 | 0 | 0 | 0 | 0 | 0 | 0 | 0 | 0 | 0 | 0 | 0 | 0 | 0 | 0 | 0 | 0 | 0 | 0 | 0
F1_Commercial_Restaurant_New_Miscellaneous_Natural Gas_Miscellaneous_E6 | F1 | Commercial | Restaurant | New | Miscellaneous | Natural Gas | Miscellaneous | E6 | Participant - Cost of Equipment | 0 | 0 | 0 | 0 | 0 | 0 | 0 | 0 | 0 | 0 | 0 | 0 | 0 | 0 | 0 | 0 | 0 | 0 | 0 | 0 | 0 | 0 | 0 | 0 | 0 | 0 | 0 | 0 | 0 | 0 | 0
F1_Commercial_Restaurant_New_Miscellaneous_Natural Gas_Miscellaneous_E7 | F1 | Commercial | Restaurant | New | Miscellaneous | Natural Gas | Miscellaneous | E7 | Participant - Cost of Equipment | 0 | 0 | 0 | 0 | 0 | 0 | 0 | 0 | 0 | 0 | 0 | 0 | 0 | 0 | 0 | 0 | 0 | 0 | 0 | 0 | 0 | 0 | 0 | 0 | 0 | 0 | 0 | 0 | 0 | 0 | 0
F1_Commercial_Restaurant_New_Miscellaneous_Natural Gas_Miscellaneous_E8 | F1 | Commercial | Restaurant | New | Miscellaneous | Natural Gas | Miscellaneous | E8 | Participant - Cost of Equipment | 0 | 0 | 0 | 0 | 0 | 0 | 0 | 0 | 0 | 0 | 0 | 0 | 0 | 0 | 0 | 0 | 0 | 0 | 0 | 0 | 0 | 0 | 0 | 0 | 0 | 0 | 0 | 0 | 0 | 0 | 0
F1_Commercial_Restaurant_New_Miscellaneous_Natural Gas_Miscellaneous_E9 | F1 | Commercial | Restaurant | New | Miscellaneous | Natural Gas | Miscellaneous | E9 | Participant - Cost of Equipment | 0 | 0 | 0 | 0 | 0 | 0 | 0 | 0 | 0 | 0 | 0 | 0 | 0 | 0 | 0 | 0 | 0 | 0 | 0 | 0 | 0 | 0 | 0 | 0 | 0 | 0 | 0 | 0 | 0 | 0 | 0
F1_Commercial_Restaurant_New_Miscellaneous_Natural Gas_Miscellaneous_E10 | F1 | Commercial | Restaurant | New | Miscellaneous | Natural Gas | Miscellaneous | E10 | Participant - Cost of Equipment | 0 | 0 | 0 | 0 | 0 | 0 | 0 | 0 | 0 | 0 | 0 | 0 | 0 | 0 | 0 | 0 | 0 | 0 | 0 | 0 | 0 | 0 | 0 | 0 | 0 | 0 | 0 | 0 | 0 | 0 | 0
F2_Commercial_Restaurant_New_Miscellaneous_Natural Gas_Miscellaneous_E1 | F2 | Commercial | Restaurant | New | Miscellaneous | Natural Gas | Miscellaneous | E1 | Participant - Cost of Operation | 0.0006078 | 0.00062733 | 0.00064212 | 0.00065905 | 0.00069155 | 0.00064225 | 0.00060503 | 0.00059781 | 0.00061216 | 0.00062233 | 0.00064222 | 0.0006349 | 0.00045648 | 0.00044527 | 0.00044256 | 0.00049128 | 0.00055229 | 0.00061722 | 0.0006607 | 0.00074867 | 0.00083871 | 0.00094033 | 0.00096415 | 0.00032799 | 0.00032091 | 0.00031436 | 0.00030827 | 0.00030258 | 0.00029719 | 0.00029207 | 0.00028715
F2_Commercial_Restaurant_New_Miscellaneous_Natural Gas_Miscellaneous_E2 | F2 | Commercial | Restaurant | New | Miscellaneous | Natural Gas | Miscellaneous | E2 | Participant - Cost of Operation | 0 | 0 | 0 | 0 | 0 | 0 | 0 | 0 | 0 | 0 | 0 | 0 | 0 | 0 | 0 | 0 | 0 | 0 | 0 | 0 | 0 | 0 | 0 | 0 | 0 | 0 | 0 | 0 | 0 | 0 | 0
F2_Commercial_Restaurant_New_Miscellaneous_Natural Gas_Miscellaneous_E3 | F2 | Commercial | Restaurant | New | Miscellaneous | Natural Gas | Miscellaneous | E3 | Participant - Cost of Operation | 0 | 0 | 0 | 0 | 0 | 0 | 0 | 0 | 0 | 0 | 0 | 0 | 0 | 0 | 0 | 0 | 0 | 0 | 0 | 0 | 0 | 0 | 0 | 0 | 0 | 0 | 0 | 0 | 0 | 0 | 0
F2_Commercial_Restaurant_New_Miscellaneous_Natural Gas_Miscellaneous_E4 | F2 | Commercial | Restaurant | New | Miscellaneous | Natural Gas | Miscellaneous | E4 | Participant - Cost of Operation | 0 | 0 | 0 | 0 | 0 | 0 | 0 | 0 | 0 | 0 | 0 | 0 | 0 | 0 | 0 | 0 | 0 | 0 | 0 | 0 | 0 | 0 | 0 | 0 | 0 | 0 | 0 | 0 | 0 | 0 | 0
F2_Commercial_Restaurant_New_Miscellaneous_Natural Gas_Miscellaneous_E5 | F2 | Commercial | Restaurant | New | Miscellaneous | Natural Gas | Miscellaneous | E5 | Participant - Cost of Operation | 0 | 0 | 0 | 0 | 0 | 0 | 0 | 0 | 0 | 0 | 0 | 0 | 0 | 0 | 0 | 0 | 0 | 0 | 0 | 0 | 0 | 0 | 0 | 0 | 0 | 0 | 0 | 0 | 0 | 0 | 0
F2_Commercial_Restaurant_New_Miscellaneous_Natural Gas_Miscellaneous_E6 | F2 | Commercial | Restaurant | New | Miscellaneous | Natural Gas | Miscellaneous | E6 | Participant - Cost of Operation | 0 | 0 | 0 | 0 | 0 | 0 | 0 | 0 | 0 | 0 | 0 | 0 | 0 | 0 | 0 | 0 | 0 | 0 | 0 | 0 | 0 | 0 | 0 | 0 | 0 | 0 | 0 | 0 | 0 | 0 | 0
F2_Commercial_Restaurant_New_Miscellaneous_Natural Gas_Miscellaneous_E7 | F2 | Commercial | Restaurant | New | Miscellaneous | Natural Gas | Miscellaneous | E7 | Participant - Cost of Operation | 0 | 0 | 0 | 0 | 0 | 0 | 0 | 0 | 0 | 0 | 0 | 0 | 0 | 0 | 0 | 0 | 0 | 0 | 0 | 0 | 0 | 0 | 0 | 0 | 0 | 0 | 0 | 0 | 0 | 0 | 0
F2_Commercial_Restaurant_New_Miscellaneous_Natural Gas_Miscellaneous_E8 | F2 | Commercial | Restaurant | New | Miscellaneous | Natural Gas | Miscellaneous | E8 | Participant - Cost of Operation | 0 | 0 | 0 | 0 | 0 | 0 | 0 | 0 | 0 | 0 | 0 | 0 | 0 | 0 | 0 | 0 | 0 | 0 | 0 | 0 | 0 | 0 | 0 | 0 | 0 | 0 | 0 | 0 | 0 | 0 | 0
F2_Commercial_Restaurant_New_Miscellaneous_Natural Gas_Miscellaneous_E9 | F2 | Commercial | Restaurant | New | Miscellaneous | Natural Gas | Miscellaneous | E9 | Participant - Cost of Operation | 0 | 0 | 0 | 0 | 0 | 0 | 0 | 0 | 0 | 0 | 0 | 0 | 0 | 0 | 0 | 0 | 0 | 0 | 0 | 0 | 0 | 0 | 0 | 0 | 0 | 0 | 0 | 0 | 0 | 0 | 0
F2_Commercial_Restaurant_New_Miscellaneous_Natural Gas_Miscellaneous_E10 | F2 | Commercial | Restaurant | New | Miscellaneous | Natural Gas | Miscellaneous | E10 | Participant - Cost of Operation | 0 | 0 | 0 | 0 | 0 | 0 | 0 | 0 | 0 | 0 | 0 | 0 | 0 | 0 | 0 | 0 | 0 | 0 | 0 | 0 | 0 | 0 | 0 | 0 | 0 | 0 | 0 | 0 | 0 | 0 | 0
F3_Commercial_Restaurant_New_Miscellaneous_Natural Gas_Miscellaneous_E1 | F3 | Commercial | Restaurant | New | Miscellaneous | Natural Gas | Miscellaneous | E1 | System - kBTUs of Conusmption | 0.052576 | 0.052844 | 0.052683 | 0.052573 | 0.052573 | 0.052573 | 0.052573 | 0.052573 | 0.052573 | 0.052573 | 0.052573 | 0.052573 | 0.052573 | 0.052573 | 0.052573 | 0.052573 | 0.052573 | 0.052573 | 0.052573 | 0.052573 | 0.052573 | 0.052573 | 0.052573 | 0.052573 | 0.052573 | 0.052573 | 0.052573 | 0.052573 | 0.052573 | 0.052573 | 0.052573
F3_Commercial_Restaurant_New_Miscellaneous_Natural Gas_Miscellaneous_E2 | F3 | Commercial | Restaurant | New | Miscellaneous | Natural Gas | Miscellaneous | E2 | System - kBTUs of Conusmption | 0 | 0 | 0 | 0 | 0 | 0 | 0 | 0 | 0 | 0 | 0 | 0 | 0 | 0 | 0 | 0 | 0 | 0 | 0 | 0 | 0 | 0 | 0 | 0 | 0 | 0 | 0 | 0 | 0 | 0 | 0
F3_Commercial_Restaurant_New_Miscellaneous_Natural Gas_Miscellaneous_E3 | F3 | Commercial | Restaurant | New | Miscellaneous | Natural Gas | Miscellaneous | E3 | System - kBTUs of Conusmption | 0 | 0 | 0 | 0 | 0 | 0 | 0 | 0 | 0 | 0 | 0 | 0 | 0 | 0 | 0 | 0 | 0 | 0 | 0 | 0 | 0 | 0 | 0 | 0 | 0 | 0 | 0 | 0 | 0 | 0 | 0
F3_Commercial_Restaurant_New_Miscellaneous_Natural Gas_Miscellaneous_E4 | F3 | Commercial | Restaurant | New | Miscellaneous | Natural Gas | Miscellaneous | E4 | System - kBTUs of Conusmption | 0 | 0 | 0 | 0 | 0 | 0 | 0 | 0 | 0 | 0 | 0 | 0 | 0 | 0 | 0 | 0 | 0 | 0 | 0 | 0 | 0 | 0 | 0 | 0 | 0 | 0 | 0 | 0 | 0 | 0 | 0
F3_Commercial_Restaurant_New_Miscellaneous_Natural Gas_Miscellaneous_E5 | F3 | Commercial | Restaurant | New | Miscellaneous | Natural Gas | Miscellaneous | E5 | System - kBTUs of Conusmption | 0 | 0 | 0 | 0 | 0 | 0 | 0 | 0 | 0 | 0 | 0 | 0 | 0 | 0 | 0 | 0 | 0 | 0 | 0 | 0 | 0 | 0 | 0 | 0 | 0 | 0 | 0 | 0 | 0 | 0 | 0
F3_Commercial_Restaurant_New_Miscellaneous_Natural Gas_Miscellaneous_E6 | F3 | Commercial | Restaurant | New | Miscellaneous | Natural Gas | Miscellaneous | E6 | System - kBTUs of Conusmption | 0 | 0 | 0 | 0 | 0 | 0 | 0 | 0 | 0 | 0 | 0 | 0 | 0 | 0 | 0 | 0 | 0 | 0 | 0 | 0 | 0 | 0 | 0 | 0 | 0 | 0 | 0 | 0 | 0 | 0 | 0
F3_Commercial_Restaurant_New_Miscellaneous_Natural Gas_Miscellaneous_E7 | F3 | Commercial | Restaurant | New | Miscellaneous | Natural Gas | Miscellaneous | E7 | System - kBTUs of Conusmption | 0 | 0 | 0 | 0 | 0 | 0 | 0 | 0 | 0 | 0 | 0 | 0 | 0 | 0 | 0 | 0 | 0 | 0 | 0 | 0 | 0 | 0 | 0 | 0 | 0 | 0 | 0 | 0 | 0 | 0 | 0
F3_Commercial_Restaurant_New_Miscellaneous_Natural Gas_Miscellaneous_E8 | F3 | Commercial | Restaurant | New | Miscellaneous | Natural Gas | Miscellaneous | E8 | System - kBTUs of Conusmption | 0 | 0 | 0 | 0 | 0 | 0 | 0 | 0 | 0 | 0 | 0 | 0 | 0 | 0 | 0 | 0 | 0 | 0 | 0 | 0 | 0 | 0 | 0 | 0 | 0 | 0 | 0 | 0 | 0 | 0 | 0
F3_Commercial_Restaurant_New_Miscellaneous_Natural Gas_Miscellaneous_E9 | F3 | Commercial | Restaurant | New | Miscellaneous | Natural Gas | Miscellaneous | E9 | System - kBTUs of Conusmption | 0 | 0 | 0 | 0 | 0 | 0 | 0 | 0 | 0 | 0 | 0 | 0 | 0 | 0 | 0 | 0 | 0 | 0 | 0 | 0 | 0 | 0 | 0 | 0 | 0 | 0 | 0 | 0 | 0 | 0 | 0
F3_Commercial_Restaurant_New_Miscellaneous_Natural Gas_Miscellaneous_E10 | F3 | Commercial | Restaurant | New | Miscellaneous | Natural Gas | Miscellaneous | E10 | System - kBTUs of Conusmption | 0 | 0 | 0 | 0 | 0 | 0 | 0 | 0 | 0 | 0 | 0 | 0 | 0 | 0 | 0 | 0 | 0 | 0 | 0 | 0 | 0 | 0 | 0 | 0 | 0 | 0 | 0 | 0 | 0 | 0 | 0
F4_Commercial_Restaurant_New_Miscellaneous_Natural Gas_Miscellaneous_E1 | F4 | Commercial | Restaurant | New | Miscellaneous | Natural Gas | Miscellaneous | E1 | Utility - Cost of Equipment | 0.24854 | 0.24854 | 0.24854 | 0.24854 | 0.24854 | 0.24854 | 0.24854 | 0.24854 | 0.24854 | 0.24854 | 0.24854 | 0.24854 | 0.24854 | 0.24854 | 0.24854 | 0.24854 | 0.24854 | 0.24854 | 0.24854 | 0.24854 | 0.24854 | 0.24854 | 0.24854 | 0.24854 | 0.24854 | 0.24854 | 0.24854 | 0.24854 | 0.24854 | 0.24854 | 0.24854
F4_Commercial_Restaurant_New_Miscellaneous_Natural Gas_Miscellaneous_E2 | F4 | Commercial | Restaurant | New | Miscellaneous | Natural Gas | Miscellaneous | E2 | Utility - Cost of Equipment | 0 | 0 | 0 | 0 | 0 | 0 | 0 | 0 | 0 | 0 | 0 | 0 | 0 | 0 | 0 | 0 | 0 | 0 | 0 | 0 | 0 | 0 | 0 | 0 | 0 | 0 | 0 | 0 | 0 | 0 | 0
F4_Commercial_Restaurant_New_Miscellaneous_Natural Gas_Miscellaneous_E3 | F4 | Commercial | Restaurant | New | Miscellaneous | Natural Gas | Miscellaneous | E3 | Utility - Cost of Equipment | 0 | 0 | 0 | 0 | 0 | 0 | 0 | 0 | 0 | 0 | 0 | 0 | 0 | 0 | 0 | 0 | 0 | 0 | 0 | 0 | 0 | 0 | 0 | 0 | 0 | 0 | 0 | 0 | 0 | 0 | 0
F4_Commercial_Restaurant_New_Miscellaneous_Natural Gas_Miscellaneous_E4 | F4 | Commercial | Restaurant | New | Miscellaneous | Natural Gas | Miscellaneous | E4 | Utility - Cost of Equipment | 0 | 0 | 0 | 0 | 0 | 0 | 0 | 0 | 0 | 0 | 0 | 0 | 0 | 0 | 0 | 0 | 0 | 0 | 0 | 0 | 0 | 0 | 0 | 0 | 0 | 0 | 0 | 0 | 0 | 0 | 0
F4_Commercial_Restaurant_New_Miscellaneous_Natural Gas_Miscellaneous_E5 | F4 | Commercial | Restaurant | New | Miscellaneous | Natural Gas | Miscellaneous | E5 | Utility - Cost of Equipment | 0 | 0 | 0 | 0 | 0 | 0 | 0 | 0 | 0 | 0 | 0 | 0 | 0 | 0 | 0 | 0 | 0 | 0 | 0 | 0 | 0 | 0 | 0 | 0 | 0 | 0 | 0 | 0 | 0 | 0 | 0
F4_Commercial_Restaurant_New_Miscellaneous_Natural Gas_Miscellaneous_E6 | F4 | Commercial | Restaurant | New | Miscellaneous | Natural Gas | Miscellaneous | E6 | Utility - Cost of Equipment | 0 | 0 | 0 | 0 | 0 | 0 | 0 | 0 | 0 | 0 | 0 | 0 | 0 | 0 | 0 | 0 | 0 | 0 | 0 | 0 | 0 | 0 | 0 | 0 | 0 | 0 | 0 | 0 | 0 | 0 | 0
F4_Commercial_Restaurant_New_Miscellaneous_Natural Gas_Miscellaneous_E7 | F4 | Commercial | Restaurant | New | Miscellaneous | Natural Gas | Miscellaneous | E7 | Utility - Cost of Equipment | 0 | 0 | 0 | 0 | 0 | 0 | 0 | 0 | 0 | 0 | 0 | 0 | 0 | 0 | 0 | 0 | 0 | 0 | 0 | 0 | 0 | 0 | 0 | 0 | 0 | 0 | 0 | 0 | 0 | 0 | 0
F4_Commercial_Restaurant_New_Miscellaneous_Natural Gas_Miscellaneous_E8 | F4 | Commercial | Restaurant | New | Miscellaneous | Natural Gas | Miscellaneous | E8 | Utility - Cost of Equipment | 0 | 0 | 0 | 0 | 0 | 0 | 0 | 0 | 0 | 0 | 0 | 0 | 0 | 0 | 0 | 0 | 0 | 0 | 0 | 0 | 0 | 0 | 0 | 0 | 0 | 0 | 0 | 0 | 0 | 0 | 0
F4_Commercial_Restaurant_New_Miscellaneous_Natural Gas_Miscellaneous_E9 | F4 | Commercial | Restaurant | New | Miscellaneous | Natural Gas | Miscellaneous | E9 | Utility - Cost of Equipment | 0 | 0 | 0 | 0 | 0 | 0 | 0 | 0 | 0 | 0 | 0 | 0 | 0 | 0 | 0 | 0 | 0 | 0 | 0 | 0 | 0 | 0 | 0 | 0 | 0 | 0 | 0 | 0 | 0 | 0 | 0
F4_Commercial_Restaurant_New_Miscellaneous_Natural Gas_Miscellaneous_E10 | F4 | Commercial | Restaurant | New | Miscellaneous | Natural Gas | Miscellaneous | E10 | Utility - Cost of Equipment | 0 | 0 | 0 | 0 | 0 | 0 | 0 | 0 | 0 | 0 | 0 | 0 | 0 | 0 | 0 | 0 | 0 | 0 | 0 | 0 | 0 | 0 | 0 | 0 | 0 | 0 | 0 | 0 | 0 | 0 | 0
F5_Commercial_Restaurant_New_Miscellaneous_Natural Gas_Miscellaneous_E1 | F5 | Commercial | Restaurant | New | Miscellaneous | Natural Gas | Miscellaneous | E1 | Utility - Cost of Operation | 0.00050732 | 0.00052362 | 0.00053596 | 0.0005501 | 0.00057722 | 0.00053608 | 0.000505 | 0.00049898 | 0.00051096 | 0.00051945 | 0.00053605 | 0.00052994 | 0.00038102 | 0.00037166 | 0.00036939 | 0.00041006 | 0.00046098 | 0.00051518 | 0.00055147 | 0.0006249 | 0.00070005 | 0.00078488 | 0.00080475 | 0.00027376 | 0.00026785 | 0.00026239 | 0.00025731 | 0.00025255 | 0.00024806 | 0.00024378 | 0.00023968
F5_Commercial_Restaurant_New_Miscellaneous_Natural Gas_Miscellaneous_E2 | F5 | Commercial | Restaurant | New | Miscellaneous | Natural Gas | Miscellaneous | E2 | Utility - Cost of Operation | 0 | 0 | 0 | 0 | 0 | 0 | 0 | 0 | 0 | 0 | 0 | 0 | 0 | 0 | 0 | 0 | 0 | 0 | 0 | 0 | 0 | 0 | 0 | 0 | 0 | 0 | 0 | 0 | 0 | 0 | 0
F5_Commercial_Restaurant_New_Miscellaneous_Natural Gas_Miscellaneous_E3 | F5 | Commercial | Restaurant | New | Miscellaneous | Natural Gas | Miscellaneous | E3 | Utility - Cost of Operation | 0 | 0 | 0 | 0 | 0 | 0 | 0 | 0 | 0 | 0 | 0 | 0 | 0 | 0 | 0 | 0 | 0 | 0 | 0 | 0 | 0 | 0 | 0 | 0 | 0 | 0 | 0 | 0 | 0 | 0 | 0
F5_Commercial_Restaurant_New_Miscellaneous_Natural Gas_Miscellaneous_E4 | F5 | Commercial | Restaurant | New | Miscellaneous | Natural Gas | Miscellaneous | E4 | Utility - Cost of Operation | 0 | 0 | 0 | 0 | 0 | 0 | 0 | 0 | 0 | 0 | 0 | 0 | 0 | 0 | 0 | 0 | 0 | 0 | 0 | 0 | 0 | 0 | 0 | 0 | 0 | 0 | 0 | 0 | 0 | 0 | 0
F5_Commercial_Restaurant_New_Miscellaneous_Natural Gas_Miscellaneous_E5 | F5 | Commercial | Restaurant | New | Miscellaneous | Natural Gas | Miscellaneous | E5 | Utility - Cost of Operation | 0 | 0 | 0 | 0 | 0 | 0 | 0 | 0 | 0 | 0 | 0 | 0 | 0 | 0 | 0 | 0 | 0 | 0 | 0 | 0 | 0 | 0 | 0 | 0 | 0 | 0 | 0 | 0 | 0 | 0 | 0
F5_Commercial_Restaurant_New_Miscellaneous_Natural Gas_Miscellaneous_E6 | F5 | Commercial | Restaurant | New | Miscellaneous | Natural Gas | Miscellaneous | E6 | Utility - Cost of Operation | 0 | 0 | 0 | 0 | 0 | 0 | 0 | 0 | 0 | 0 | 0 | 0 | 0 | 0 | 0 | 0 | 0 | 0 | 0 | 0 | 0 | 0 | 0 | 0 | 0 | 0 | 0 | 0 | 0 | 0 | 0
F5_Commercial_Restaurant_New_Miscellaneous_Natural Gas_Miscellaneous_E7 | F5 | Commercial | Restaurant | New | Miscellaneous | Natural Gas | Miscellaneous | E7 | Utility - Cost of Operation | 0 | 0 | 0 | 0 | 0 | 0 | 0 | 0 | 0 | 0 | 0 | 0 | 0 | 0 | 0 | 0 | 0 | 0 | 0 | 0 | 0 | 0 | 0 | 0 | 0 | 0 | 0 | 0 | 0 | 0 | 0
F5_Commercial_Restaurant_New_Miscellaneous_Natural Gas_Miscellaneous_E8 | F5 | Commercial | Restaurant | New | Miscellaneous | Natural Gas | Miscellaneous | E8 | Utility - Cost of Operation | 0 | 0 | 0 | 0 | 0 | 0 | 0 | 0 | 0 | 0 | 0 | 0 | 0 | 0 | 0 | 0 | 0 | 0 | 0 | 0 | 0 | 0 | 0 | 0 | 0 | 0 | 0 | 0 | 0 | 0 | 0
F5_Commercial_Restaurant_New_Miscellaneous_Natural Gas_Miscellaneous_E9 | F5 | Commercial | Restaurant | New | Miscellaneous | Natural Gas | Miscellaneous | E9 | Utility - Cost of Operation | 0 | 0 | 0 | 0 | 0 | 0 | 0 | 0 | 0 | 0 | 0 | 0 | 0 | 0 | 0 | 0 | 0 | 0 | 0 | 0 | 0 | 0 | 0 | 0 | 0 | 0 | 0 | 0 | 0 | 0 | 0
F5_Commercial_Restaurant_New_Miscellaneous_Natural Gas_Miscellaneous_E10 | F5 | Commercial | Restaurant | New | Miscellaneous | Natural Gas | Miscellaneous | E10 | Utility - Cost of Operation | 0 | 0 | 0 | 0 | 0 | 0 | 0 | 0 | 0 | 0 | 0 | 0 | 0 | 0 | 0 | 0 | 0 | 0 | 0 | 0 | 0 | 0 | 0 | 0 | 0 | 0 | 0 | 0 | 0 | 0 | 0
F6_Commercial_Restaurant_New_Miscellaneous_Natural Gas_Miscellaneous_E1 | F6 | Commercial | Restaurant | New | Miscellaneous | Natural Gas | Miscellaneous | E1 | Utility - Value of Sales | 0.0006078 | 0.00062733 | 0.00064212 | 0.00065905 | 0.00069155 | 0.00064225 | 0.00060503 | 0.00059781 | 0.00061216 | 0.00062233 | 0.00064222 | 0.0006349 | 0.00045648 | 0.00044527 | 0.00044256 | 0.00049128 | 0.00055229 | 0.00061722 | 0.0006607 | 0.00074867 | 0.00083871 | 0.00094033 | 0.00096415 | 0.00032799 | 0.00032091 | 0.00031436 | 0.00030827 | 0.00030258 | 0.00029719 | 0.00029207 | 0.00028715
F6_Commercial_Restaurant_New_Miscellaneous_Natural Gas_Miscellaneous_E2 | F6 | Commercial | Restaurant | New | Miscellaneous | Natural Gas | Miscellaneous | E2 | Utility - Value of Sales | 0 | 0 | 0 | 0 | 0 | 0 | 0 | 0 | 0 | 0 | 0 | 0 | 0 | 0 | 0 | 0 | 0 | 0 | 0 | 0 | 0 | 0 | 0 | 0 | 0 | 0 | 0 | 0 | 0 | 0 | 0
F6_Commercial_Restaurant_New_Miscellaneous_Natural Gas_Miscellaneous_E3 | F6 | Commercial | Restaurant | New | Miscellaneous | Natural Gas | Miscellaneous | E3 | Utility - Value of Sales | 0 | 0 | 0 | 0 | 0 | 0 | 0 | 0 | 0 | 0 | 0 | 0 | 0 | 0 | 0 | 0 | 0 | 0 | 0 | 0 | 0 | 0 | 0 | 0 | 0 | 0 | 0 | 0 | 0 | 0 | 0
F6_Commercial_Restaurant_New_Miscellaneous_Natural Gas_Miscellaneous_E4 | F6 | Commercial | Restaurant | New | Miscellaneous | Natural Gas | Miscellaneous | E4 | Utility - Value of Sales | 0 | 0 | 0 | 0 | 0 | 0 | 0 | 0 | 0 | 0 | 0 | 0 | 0 | 0 | 0 | 0 | 0 | 0 | 0 | 0 | 0 | 0 | 0 | 0 | 0 | 0 | 0 | 0 | 0 | 0 | 0
F6_Commercial_Restaurant_New_Miscellaneous_Natural Gas_Miscellaneous_E5 | F6 | Commercial | Restaurant | New | Miscellaneous | Natural Gas | Miscellaneous | E5 | Utility - Value of Sales | 0 | 0 | 0 | 0 | 0 | 0 | 0 | 0 | 0 | 0 | 0 | 0 | 0 | 0 | 0 | 0 | 0 | 0 | 0 | 0 | 0 | 0 | 0 | 0 | 0 | 0 | 0 | 0 | 0 | 0 | 0
F6_Commercial_Restaurant_New_Miscellaneous_Natural Gas_Miscellaneous_E6 | F6 | Commercial | Restaurant | New | Miscellaneous | Natural Gas | Miscellaneous | E6 | Utility - Value of Sales | 0 | 0 | 0 | 0 | 0 | 0 | 0 | 0 | 0 | 0 | 0 | 0 | 0 | 0 | 0 | 0 | 0 | 0 | 0 | 0 | 0 | 0 | 0 | 0 | 0 | 0 | 0 | 0 | 0 | 0 | 0
F6_Commercial_Restaurant_New_Miscellaneous_Natural Gas_Miscellaneous_E7 | F6 | Commercial | Restaurant | New | Miscellaneous | Natural Gas | Miscellaneous | E7 | Utility - Value of Sales | 0 | 0 | 0 | 0 | 0 | 0 | 0 | 0 | 0 | 0 | 0 | 0 | 0 | 0 | 0 | 0 | 0 | 0 | 0 | 0 | 0 | 0 | 0 | 0 | 0 | 0 | 0 | 0 | 0 | 0 | 0
F6_Commercial_Restaurant_New_Miscellaneous_Natural Gas_Miscellaneous_E8 | F6 | Commercial | Restaurant | New | Miscellaneous | Natural Gas | Miscellaneous | E8 | Utility - Value of Sales | 0 | 0 | 0 | 0 | 0 | 0 | 0 | 0 | 0 | 0 | 0 | 0 | 0 | 0 | 0 | 0 | 0 | 0 | 0 | 0 | 0 | 0 | 0 | 0 | 0 | 0 | 0 | 0 | 0 | 0 | 0
F6_Commercial_Restaurant_New_Miscellaneous_Natural Gas_Miscellaneous_E9 | F6 | Commercial | Restaurant | New | Miscellaneous | Natural Gas | Miscellaneous | E9 | Utility - Value of Sales | 0 | 0 | 0 | 0 | 0 | 0 | 0 | 0 | 0 | 0 | 0 | 0 | 0 | 0 | 0 | 0 | 0 | 0 | 0 | 0 | 0 | 0 | 0 | 0 | 0 | 0 | 0 | 0 | 0 | 0 | 0
F6_Commercial_Restaurant_New_Miscellaneous_Natural Gas_Miscellaneous_E10 | F6 | Commercial | Restaurant | New | Miscellaneous | Natural Gas | Miscellaneous | E10 | Utility - Value of Sales | 0 | 0 | 0 | 0 | 0 | 0 | 0 | 0 | 0 | 0 | 0 | 0 | 0 | 0 | 0 | 0 | 0 | 0 | 0 | 0 | 0 | 0 | 0 | 0 | 0 | 0 | 0 | 0 | 0 | 0 | 0
F1_Commercial_Grocery_Existing_Space Heating_Natural Gas_Furnace_E1 | F1 | Commercial | Grocery | Existing | Space Heating | Natural Gas | Furnace | E1 | Participant - Cost of Equipment | 0.070845 | 0.070845 | 0.070845 | 0.070845 | 0.070845 | 0 | 0 | 0 | 0 | 0 | 0 | 0 | 0 | 0 | 0 | 0 | 0 | 0 | 0 | 0 | 0 | 0 | 0 | 0 | 0 | 0 | 0 | 0 | 0 | 0 | 0
F1_Commercial_Grocery_Existing_Space Heating_Natural Gas_Furnace_E2 | F1 | Commercial | Grocery | Existing | Space Heating | Natural Gas | Furnace | E2 | Participant - Cost of Equipment | 0.087502 | 0.087502 | 0.087502 | 0.087502 | 0.087502 | 0 | 0 | 0 | 0 | 0 | 0 | 0 | 0 | 0 | 0 | 0 | 0 | 0 | 0 | 0 | 0 | 0 | 0 | 0 | 0 | 0 | 0 | 0 | 0 | 0 | 0
F1_Commercial_Grocery_Existing_Space Heating_Natural Gas_Furnace_E3 | F1 | Commercial | Grocery | Existing | Space Heating | Natural Gas | Furnace | E3 | Participant - Cost of Equipment | 0.10558 | 0.10558 | 0.10558 | 0.10558 | 0.10558 | 0.10558 | 0.10558 | 0.10558 | 0.10558 | 0.10558 | 0.10558 | 0.10558 | 0.10558 | 0.10558 | 0.10558 | 0.10558 | 0.10558 | 0.10558 | 0.10558 | 0.10558 | 0.10558 | 0.10558 | 0.10558 | 0.10558 | 0.10558 | 0.10558 | 0.10558 | 0.10558 | 0.10558 | 0.10558 | 0.10558
F1_Commercial_Grocery_Existing_Space Heating_Natural Gas_Furnace_E4 | F1 | Commercial | Grocery | Existing | Space Heating | Natural Gas | Furnace | E4 | Participant - Cost of Equipment | 0.087331 | 0.087331 | 0.087331 | 0.087331 | 0.087331 | 0.087331 | 0.087331 | 0.087331 | 0.087331 | 0.087331 | 0.087331 | 0.087331 | 0.087331 | 0.087331 | 0.087331 | 0.087331 | 0.087331 | 0.087331 | 0.087331 | 0.087331 | 0.087331 | 0.087331 | 0.087331 | 0.087331 | 0.087331 | 0.087331 | 0.087331 | 0.087331 | 0.087331 | 0.087331 | 0.087331
F1_Commercial_Grocery_Existing_Space Heating_Natural Gas_Furnace_E5 | F1 | Commercial | Grocery | Existing | Space Heating | Natural Gas | Furnace | E5 | Participant - Cost of Equipment | 0 | 0 | 0 | 0 | 0 | 0 | 0 | 0.72715 | 0.72715 | 0.72715 | 0.72715 | 0.72715 | 0.72715 | 0.72715 | 0.72715 | 0.72715 | 0.72715 | 0.72715 | 0.72715 | 0.72715 | 0.72715 | 0.72715 | 0.72715 | 0.72715 | 0.72715 | 0.72715 | 0.72715 | 0.72715 | 0.72715 | 0.72715 | 0.72715
F1_Commercial_Grocery_Existing_Space Heating_Natural Gas_Furnace_E6 | F1 | Commercial | Grocery | Existing | Space Heating | Natural Gas | Furnace | E6 | Participant - Cost of Equipment | 0 | 0 | 0 | 0 | 0 | 0 | 0 | 0 | 0 | 0 | 0 | 0 | 0 | 0 | 0 | 0 | 0 | 0 | 0 | 0 | 0 | 0 | 0 | 0 | 0 | 0 | 0 | 0 | 0 | 0 | 0
F1_Commercial_Grocery_Existing_Space Heating_Natural Gas_Furnace_E7 | F1 | Commercial | Grocery | Existing | Space Heating | Natural Gas | Furnace | E7 | Participant - Cost of Equipment | 0 | 0 | 0 | 0 | 0 | 0 | 0 | 0 | 0 | 0 | 0 | 0 | 0 | 0 | 0 | 0 | 0 | 0 | 0 | 0 | 0 | 0 | 0 | 0 | 0 | 0 | 0 | 0 | 0 | 0 | 0
F1_Commercial_Grocery_Existing_Space Heating_Natural Gas_Furnace_E8 | F1 | Commercial | Grocery | Existing | Space Heating | Natural Gas | Furnace | E8 | Participant - Cost of Equipment | 0 | 0 | 0 | 0 | 0 | 0 | 0 | 0 | 0 | 0 | 0 | 0 | 0 | 0 | 0 | 0 | 0 | 0 | 0 | 0 | 0 | 0 | 0 | 0 | 0 | 0 | 0 | 0 | 0 | 0 | 0
F1_Commercial_Grocery_Existing_Space Heating_Natural Gas_Furnace_E9 | F1 | Commercial | Grocery | Existing | Space Heating | Natural Gas | Furnace | E9 | Participant - Cost of Equipment | 0 | 0 | 0 | 0 | 0 | 0 | 0 | 0 | 0 | 0 | 0 | 0 | 0 | 0 | 0 | 0 | 0 | 0 | 0 | 0 | 0 | 0 | 0 | 0 | 0 | 0 | 0 | 0 | 0 | 0 | 0
F1_Commercial_Grocery_Existing_Space Heating_Natural Gas_Furnace_E10 | F1 | Commercial | Grocery | Existing | Space Heating | Natural Gas | Furnace | E10 | Participant - Cost of Equipment | 0 | 0 | 0 | 0 | 0 | 0 | 0 | 0 | 0 | 0 | 0 | 0 | 0 | 0 | 0 | 0 | 0 | 0 | 0 | 0 | 0 | 0 | 0 | 0 | 0 | 0 | 0 | 0 | 0 | 0 | 0
F2_Commercial_Grocery_Existing_Space Heating_Natural Gas_Furnace_E1 | F2 | Commercial | Grocery | Existing | Space Heating | Natural Gas | Furnace | E1 | Participant - Cost of Operation | 0.50184 | 0.50507 | 0.50686 | 0.50904 | 0.51353 | 0 | 0 | 0 | 0 | 0 | 0 | 0 | 0 | 0 | 0 | 0 | 0 | 0 | 0 | 0 | 0 | 0 | 0 | 0 | 0 | 0 | 0 | 0 | 0 | 0 | 0
F2_Commercial_Grocery_Existing_Space Heating_Natural Gas_Furnace_E2 | F2 | Commercial | Grocery | Existing | Space Heating | Natural Gas | Furnace | E2 | Participant - Cost of Operation | 0.49564 | 0.49883 | 0.5006 | 0.50275 | 0.50719 | 0 | 0 | 0 | 0 | 0 | 0 | 0 | 0 | 0 | 0 | 0 | 0 | 0 | 0 | 0 | 0 | 0 | 0 | 0 | 0 | 0 | 0 | 0 | 0 | 0 | 0
F2_Commercial_Grocery_Existing_Space Heating_Natural Gas_Furnace_E3 | F2 | Commercial | Grocery | Existing | Space Heating | Natural Gas | Furnace | E3 | Participant - Cost of Operation | 0.44117 | 0.44401 | 0.44559 | 0.4475 | 0.45146 | 0.43808 | 0.42861 | 0.42101 | 0.41848 | 0.41488 | 0.41292 | 0.41022 | 0.36821 | 0.36524 | 0.36487 | 0.36212 | 0.36115 | 0.36086 | 0.35414 | 0.3564 | 0.35736 | 0.35903 | 0.36137 | 0.21023 | 0.20499 | 0.1996 | 0.19402 | 0.18819 | 0.18206 | 0.17557 | 0.16868
F2_Commercial_Grocery_Existing_Space Heating_Natural Gas_Furnace_E4 | F2 | Commercial | Grocery | Existing | Space Heating | Natural Gas | Furnace | E4 | Participant - Cost of Operation | 0.4182 | 0.42089 | 0.42238 | 0.4242 | 0.42794 | 0.41526 | 0.40629 | 0.39908 | 0.39668 | 0.39327 | 0.39141 | 0.38885 | 0.34903 | 0.34621 | 0.34586 | 0.34326 | 0.34234 | 0.34207 | 0.3357 | 0.33783 | 0.33875 | 0.34033 | 0.34255 | 0.19928 | 0.19431 | 0.1892 | 0.18391 | 0.17839 | 0.17258 | 0.16643 | 0.1599
F2_Commercial_Grocery_Existing_Space Heating_Natural Gas_Furnace_E5 | F2 | Commercial | Grocery | Existing | Space Heating | Natural Gas | Furnace | E5 | Participant - Cost of Operation | 0 | 0 | 0 | 0 | 0 | 0 | 0 | 0.29471 | 0.29293 | 0.29041 | 0.28904 | 0.28715 | 0.25774 | 0.25567 | 0.25541 | 0.25348 | 0.2528 | 0.2526 | 0.2479 | 0.24948 | 0.25015 | 0.25132 | 0.25296 | 0.14716 | 0.14349 | 0.13972 | 0.13581 | 0.13173 | 0.12744 | 0.1229 | 0.11808
F2_Commercial_Grocery_Existing_Space Heating_Natural Gas_Furnace_E6 | F2 | Commercial | Grocery | Existing | Space Heating | Natural Gas | Furnace | E6 | Participant - Cost of Operation | 0 | 0 | 0 | 0 | 0 | 0 | 0 | 0 | 0 | 0 | 0 | 0 | 0 | 0 | 0 | 0 | 0 | 0 | 0 | 0 | 0 | 0 | 0 | 0 | 0 | 0 | 0 | 0 | 0 | 0 | 0
F2_Commercial_Grocery_Existing_Space Heating_Natural Gas_Furnace_E7 | F2 | Commercial | Grocery | Existing | Space Heating | Natural Gas | Furnace | E7 | Participant - Cost of Operation | 0 | 0 | 0 | 0 | 0 | 0 | 0 | 0 | 0 | 0 | 0 | 0 | 0 | 0 | 0 | 0 | 0 | 0 | 0 | 0 | 0 | 0 | 0 | 0 | 0 | 0 | 0 | 0 | 0 | 0 | 0
F2_Commercial_Grocery_Existing_Space Heating_Natural Gas_Furnace_E8 | F2 | Commercial | Grocery | Existing | Space Heating | Natural Gas | Furnace | E8 | Participant - Cost of Operation | 0 | 0 | 0 | 0 | 0 | 0 | 0 | 0 | 0 | 0 | 0 | 0 | 0 | 0 | 0 | 0 | 0 | 0 | 0 | 0 | 0 | 0 | 0 | 0 | 0 | 0 | 0 | 0 | 0 | 0 | 0
F2_Commercial_Grocery_Existing_Space Heating_Natural Gas_Furnace_E9 | F2 | Commercial | Grocery | Existing | Space Heating | Natural Gas | Furnace | E9 | Participant - Cost of Operation | 0 | 0 | 0 | 0 | 0 | 0 | 0 | 0 | 0 | 0 | 0 | 0 | 0 | 0 | 0 | 0 | 0 | 0 | 0 | 0 | 0 | 0 | 0 | 0 | 0 | 0 | 0 | 0 | 0 | 0 | 0
F2_Commercial_Grocery_Existing_Space Heating_Natural Gas_Furnace_E10 | F2 | Commercial | Grocery | Existing | Space Heating | Natural Gas | Furnace | E10 | Participant - Cost of Operation | 0 | 0 | 0 | 0 | 0 | 0 | 0 | 0 | 0 | 0 | 0 | 0 | 0 | 0 | 0 | 0 | 0 | 0 | 0 | 0 | 0 | 0 | 0 | 0 | 0 | 0 | 0 | 0 | 0 | 0 | 0
F3_Commercial_Grocery_Existing_Space Heating_Natural Gas_Furnace_E1 | F3 | Commercial | Grocery | Existing | Space Heating | Natural Gas | Furnace | E1 | System - kBTUs of Conusmption | 43.1055 | 43.1504 | 43.1218 | 43.1022 | 43.1022 | 0 | 0 | 0 | 0 | 0 | 0 | 0 | 0 | 0 | 0 | 0 | 0 | 0 | 0 | 0 | 0 | 0 | 0 | 0 | 0 | 0 | 0 | 0 | 0 | 0 | 0
F3_Commercial_Grocery_Existing_Space Heating_Natural Gas_Furnace_E2 | F3 | Commercial | Grocery | Existing | Space Heating | Natural Gas | Furnace | E2 | System - kBTUs of Conusmption | 42.5733 | 42.6177 | 42.5894 | 42.5701 | 42.5701 | 0 | 0 | 0 | 0 | 0 | 0 | 0 | 0 | 0 | 0 | 0 | 0 | 0 | 0 | 0 | 0 | 0 | 0 | 0 | 0 | 0 | 0 | 0 | 0 | 0 | 0
F3_Commercial_Grocery_Existing_Space Heating_Natural Gas_Furnace_E3 | F3 | Commercial | Grocery | Existing | Space Heating | Natural Gas | Furnace | E3 | System - kBTUs of Conusmption | 37.8949 | 37.9344 | 37.9092 | 37.892 | 37.892 | 37.892 | 37.892 | 37.892 | 37.892 | 37.892 | 37.892 | 37.892 | 37.892 | 37.892 | 37.892 | 37.892 | 37.892 | 37.892 | 37.892 | 37.892 | 37.892 | 37.892 | 37.892 | 37.892 | 37.892 | 37.892 | 37.892 | 37.892 | 37.892 | 37.892 | 37.892
F3_Commercial_Grocery_Existing_Space Heating_Natural Gas_Furnace_E4 | F3 | Commercial | Grocery | Existing | Space Heating | Natural Gas | Furnace | E4 | System - kBTUs of Conusmption | 35.9212 | 35.9587 | 35.9348 | 35.9185 | 35.9185 | 35.9185 | 35.9185 | 35.9185 | 35.9185 | 35.9185 | 35.9185 | 35.9185 | 35.9185 | 35.9185 | 35.9185 | 35.9185 | 35.9185 | 35.9185 | 35.9185 | 35.9185 | 35.9185 | 35.9185 | 35.9185 | 35.9185 | 35.9185 | 35.9185 | 35.9185 | 35.9185 | 35.9185 | 35.9185 | 35.9185
F3_Commercial_Grocery_Existing_Space Heating_Natural Gas_Furnace_E5 | F3 | Commercial | Grocery | Existing | Space Heating | Natural Gas | Furnace | E5 | System - kBTUs of Conusmption | 0 | 0 | 0 | 0 | 0 | 0 | 0 | 26.5244 | 26.5244 | 26.5244 | 26.5244 | 26.5244 | 26.5244 | 26.5244 | 26.5244 | 26.5244 | 26.5244 | 26.5244 | 26.5244 | 26.5244 | 26.5244 | 26.5244 | 26.5244 | 26.5244 | 26.5244 | 26.5244 | 26.5244 | 26.5244 | 26.5244 | 26.5244 | 26.5244
F3_Commercial_Grocery_Existing_Space Heating_Natural Gas_Furnace_E6 | F3 | Commercial | Grocery | Existing | Space Heating | Natural Gas | Furnace | E6 | System - kBTUs of Conusmption | 0 | 0 | 0 | 0 | 0 | 0 | 0 | 0 | 0 | 0 | 0 | 0 | 0 | 0 | 0 | 0 | 0 | 0 | 0 | 0 | 0 | 0 | 0 | 0 | 0 | 0 | 0 | 0 | 0 | 0 | 0
F3_Commercial_Grocery_Existing_Space Heating_Natural Gas_Furnace_E7 | F3 | Commercial | Grocery | Existing | Space Heating | Natural Gas | Furnace | E7 | System - kBTUs of Conusmption | 0 | 0 | 0 | 0 | 0 | 0 | 0 | 0 | 0 | 0 | 0 | 0 | 0 | 0 | 0 | 0 | 0 | 0 | 0 | 0 | 0 | 0 | 0 | 0 | 0 | 0 | 0 | 0 | 0 | 0 | 0
F3_Commercial_Grocery_Existing_Space Heating_Natural Gas_Furnace_E8 | F3 | Commercial | Grocery | Existing | Space Heating | Natural Gas | Furnace | E8 | System - kBTUs of Conusmption | 0 | 0 | 0 | 0 | 0 | 0 | 0 | 0 | 0 | 0 | 0 | 0 | 0 | 0 | 0 | 0 | 0 | 0 | 0 | 0 | 0 | 0 | 0 | 0 | 0 | 0 | 0 | 0 | 0 | 0 | 0
F3_Commercial_Grocery_Existing_Space Heating_Natural Gas_Furnace_E9 | F3 | Commercial | Grocery | Existing | Space Heating | Natural Gas | Furnace | E9 | System - kBTUs of Conusmption | 0 | 0 | 0 | 0 | 0 | 0 | 0 | 0 | 0 | 0 | 0 | 0 | 0 | 0 | 0 | 0 | 0 | 0 | 0 | 0 | 0 | 0 | 0 | 0 | 0 | 0 | 0 | 0 | 0 | 0 | 0
F3_Commercial_Grocery_Existing_Space Heating_Natural Gas_Furnace_E10 | F3 | Commercial | Grocery | Existing | Space Heating | Natural Gas | Furnace | E10 | System - kBTUs of Conusmption | 0 | 0 | 0 | 0 | 0 | 0 | 0 | 0 | 0 | 0 | 0 | 0 | 0 | 0 | 0 | 0 | 0 | 0 | 0 | 0 | 0 | 0 | 0 | 0 | 0 | 0 | 0 | 0 | 0 | 0 | 0
F4_Commercial_Grocery_Existing_Space Heating_Natural Gas_Furnace_E1 | F4 | Commercial | Grocery | Existing | Space Heating | Natural Gas | Furnace | E1 | Utility - Cost of Equipment | 0.070845 | 0.070845 | 0.070845 | 0.070845 | 0.070845 | 0 | 0 | 0 | 0 | 0 | 0 | 0 | 0 | 0 | 0 | 0 | 0 | 0 | 0 | 0 | 0 | 0 | 0 | 0 | 0 | 0 | 0 | 0 | 0 | 0 | 0
F4_Commercial_Grocery_Existing_Space Heating_Natural Gas_Furnace_E2 | F4 | Commercial | Grocery | Existing | Space Heating | Natural Gas | Furnace | E2 | Utility - Cost of Equipment | 0.087502 | 0.087502 | 0.087502 | 0.087502 | 0.087502 | 0 | 0 | 0 | 0 | 0 | 0 | 0 | 0 | 0 | 0 | 0 | 0 | 0 | 0 | 0 | 0 | 0 | 0 | 0 | 0 | 0 | 0 | 0 | 0 | 0 | 0
F4_Commercial_Grocery_Existing_Space Heating_Natural Gas_Furnace_E3 | F4 | Commercial | Grocery | Existing | Space Heating | Natural Gas | Furnace | E3 | Utility - Cost of Equipment | 0.10558 | 0.10558 | 0.10558 | 0.10558 | 0.10558 | 0.10558 | 0.10558 | 0.10558 | 0.10558 | 0.10558 | 0.10558 | 0.10558 | 0.10558 | 0.10558 | 0.10558 | 0.10558 | 0.10558 | 0.10558 | 0.10558 | 0.10558 | 0.10558 | 0.10558 | 0.10558 | 0.10558 | 0.10558 | 0.10558 | 0.10558 | 0.10558 | 0.10558 | 0.10558 | 0.10558
F4_Commercial_Grocery_Existing_Space Heating_Natural Gas_Furnace_E4 | F4 | Commercial | Grocery | Existing | Space Heating | Natural Gas | Furnace | E4 | Utility - Cost of Equipment | 0.087331 | 0.087331 | 0.087331 | 0.087331 | 0.087331 | 0.087331 | 0.087331 | 0.087331 | 0.087331 | 0.087331 | 0.087331 | 0.087331 | 0.087331 | 0.087331 | 0.087331 | 0.087331 | 0.087331 | 0.087331 | 0.087331 | 0.087331 | 0.087331 | 0.087331 | 0.087331 | 0.087331 | 0.087331 | 0.087331 | 0.087331 | 0.087331 | 0.087331 | 0.087331 | 0.087331
F4_Commercial_Grocery_Existing_Space Heating_Natural Gas_Furnace_E5 | F4 | Commercial | Grocery | Existing | Space Heating | Natural Gas | Furnace | E5 | Utility - Cost of Equipment | 0 | 0 | 0 | 0 | 0 | 0 | 0 | 0.72715 | 0.72715 | 0.72715 | 0.72715 | 0.72715 | 0.72715 | 0.72715 | 0.72715 | 0.72715 | 0.72715 | 0.72715 | 0.72715 | 0.72715 | 0.72715 | 0.72715 | 0.72715 | 0.72715 | 0.72715 | 0.72715 | 0.72715 | 0.72715 | 0.72715 | 0.72715 | 0.72715
F4_Commercial_Grocery_Existing_Space Heating_Natural Gas_Furnace_E6 | F4 | Commercial | Grocery | Existing | Space Heating | Natural Gas | Furnace | E6 | Utility - Cost of Equipment | 0 | 0 | 0 | 0 | 0 | 0 | 0 | 0 | 0 | 0 | 0 | 0 | 0 | 0 | 0 | 0 | 0 | 0 | 0 | 0 | 0 | 0 | 0 | 0 | 0 | 0 | 0 | 0 | 0 | 0 | 0
F4_Commercial_Grocery_Existing_Space Heating_Natural Gas_Furnace_E7 | F4 | Commercial | Grocery | Existing | Space Heating | Natural Gas | Furnace | E7 | Utility - Cost of Equipment | 0 | 0 | 0 | 0 | 0 | 0 | 0 | 0 | 0 | 0 | 0 | 0 | 0 | 0 | 0 | 0 | 0 | 0 | 0 | 0 | 0 | 0 | 0 | 0 | 0 | 0 | 0 | 0 | 0 | 0 | 0
F4_Commercial_Grocery_Existing_Space Heating_Natural Gas_Furnace_E8 | F4 | Commercial | Grocery | Existing | Space Heating | Natural Gas | Furnace | E8 | Utility - Cost of Equipment | 0 | 0 | 0 | 0 | 0 | 0 | 0 | 0 | 0 | 0 | 0 | 0 | 0 | 0 | 0 | 0 | 0 | 0 | 0 | 0 | 0 | 0 | 0 | 0 | 0 | 0 | 0 | 0 | 0 | 0 | 0
F4_Commercial_Grocery_Existing_Space Heating_Natural Gas_Furnace_E9 | F4 | Commercial | Grocery | Existing | Space Heating | Natural Gas | Furnace | E9 | Utility - Cost of Equipment | 0 | 0 | 0 | 0 | 0 | 0 | 0 | 0 | 0 | 0 | 0 | 0 | 0 | 0 | 0 | 0 | 0 | 0 | 0 | 0 | 0 | 0 | 0 | 0 | 0 | 0 | 0 | 0 | 0 | 0 | 0
F4_Commercial_Grocery_Existing_Space Heating_Natural Gas_Furnace_E10 | F4 | Commercial | Grocery | Existing | Space Heating | Natural Gas | Furnace | E10 | Utility - Cost of Equipment | 0 | 0 | 0 | 0 | 0 | 0 | 0 | 0 | 0 | 0 | 0 | 0 | 0 | 0 | 0 | 0 | 0 | 0 | 0 | 0 | 0 | 0 | 0 | 0 | 0 | 0 | 0 | 0 | 0 | 0 | 0
F5_Commercial_Grocery_Existing_Space Heating_Natural Gas_Furnace_E1 | F5 | Commercial | Grocery | Existing | Space Heating | Natural Gas | Furnace | E1 | Utility - Cost of Operation | 0.41887 | 0.42157 | 0.42306 | 0.42488 | 0.42864 | 0 | 0 | 0 | 0 | 0 | 0 | 0 | 0 | 0 | 0 | 0 | 0 | 0 | 0 | 0 | 0 | 0 | 0 | 0 | 0 | 0 | 0 | 0 | 0 | 0 | 0
F5_Commercial_Grocery_Existing_Space Heating_Natural Gas_Furnace_E2 | F5 | Commercial | Grocery | Existing | Space Heating | Natural Gas | Furnace | E2 | Utility - Cost of Operation | 0.4137 | 0.41636 | 0.41784 | 0.41964 | 0.42334 | 0 | 0 | 0 | 0 | 0 | 0 | 0 | 0 | 0 | 0 | 0 | 0 | 0 | 0 | 0 | 0 | 0 | 0 | 0 | 0 | 0 | 0 | 0 | 0 | 0 | 0
F5_Commercial_Grocery_Existing_Space Heating_Natural Gas_Furnace_E3 | F5 | Commercial | Grocery | Existing | Space Heating | Natural Gas | Furnace | E3 | Utility - Cost of Operation | 0.36824 | 0.37061 | 0.37192 | 0.37352 | 0.37682 | 0.36565 | 0.35775 | 0.35141 | 0.34929 | 0.34629 | 0.34466 | 0.3424 | 0.30733 | 0.30486 | 0.30455 | 0.30225 | 0.30144 | 0.3012 | 0.29559 | 0.29748 | 0.29828 | 0.29967 | 0.30163 | 0.17548 | 0.1711 | 0.1666 | 0.16194 | 0.15708 | 0.15196 | 0.14655 | 0.1408
F5_Commercial_Grocery_Existing_Space Heating_Natural Gas_Furnace_E4 | F5 | Commercial | Grocery | Existing | Space Heating | Natural Gas | Furnace | E4 | Utility - Cost of Operation | 0.34906 | 0.35131 | 0.35255 | 0.35407 | 0.3572 | 0.34661 | 0.33912 | 0.3331 | 0.3311 | 0.32825 | 0.32671 | 0.32456 | 0.29133 | 0.28898 | 0.28868 | 0.28651 | 0.28574 | 0.28551 | 0.2802 | 0.28198 | 0.28274 | 0.28407 | 0.28592 | 0.16634 | 0.16219 | 0.15792 | 0.15351 | 0.1489 | 0.14405 | 0.13891 | 0.13346
F5_Commercial_Grocery_Existing_Space Heating_Natural Gas_Furnace_E5 | F5 | Commercial | Grocery | Existing | Space Heating | Natural Gas | Furnace | E5 | Utility - Cost of Operation | 0 | 0 | 0 | 0 | 0 | 0 | 0 | 0.24599 | 0.24451 | 0.2424 | 0.24126 | 0.23968 | 0.21513 | 0.2134 | 0.21318 | 0.21158 | 0.21101 | 0.21084 | 0.20692 | 0.20823 | 0.2088 | 0.20977 | 0.21114 | 0.12283 | 0.11977 | 0.11662 | 0.11336 | 0.10995 | 0.10637 | 0.10258 | 0.098557
F5_Commercial_Grocery_Existing_Space Heating_Natural Gas_Furnace_E6 | F5 | Commercial | Grocery | Existing | Space Heating | Natural Gas | Furnace | E6 | Utility - Cost of Operation | 0 | 0 | 0 | 0 | 0 | 0 | 0 | 0 | 0 | 0 | 0 | 0 | 0 | 0 | 0 | 0 | 0 | 0 | 0 | 0 | 0 | 0 | 0 | 0 | 0 | 0 | 0 | 0 | 0 | 0 | 0
F5_Commercial_Grocery_Existing_Space Heating_Natural Gas_Furnace_E7 | F5 | Commercial | Grocery | Existing | Space Heating | Natural Gas | Furnace | E7 | Utility - Cost of Operation | 0 | 0 | 0 | 0 | 0 | 0 | 0 | 0 | 0 | 0 | 0 | 0 | 0 | 0 | 0 | 0 | 0 | 0 | 0 | 0 | 0 | 0 | 0 | 0 | 0 | 0 | 0 | 0 | 0 | 0 | 0
F5_Commercial_Grocery_Existing_Space Heating_Natural Gas_Furnace_E8 | F5 | Commercial | Grocery | Existing | Space Heating | Natural Gas | Furnace | E8 | Utility - Cost of Operation | 0 | 0 | 0 | 0 | 0 | 0 | 0 | 0 | 0 | 0 | 0 | 0 | 0 | 0 | 0 | 0 | 0 | 0 | 0 | 0 | 0 | 0 | 0 | 0 | 0 | 0 | 0 | 0 | 0 | 0 | 0
F5_Commercial_Grocery_Existing_Space Heating_Natural Gas_Furnace_E9 | F5 | Commercial | Grocery | Existing | Space Heating | Natural Gas | Furnace | E9 | Utility - Cost of Operation | 0 | 0 | 0 | 0 | 0 | 0 | 0 | 0 | 0 | 0 | 0 | 0 | 0 | 0 | 0 | 0 | 0 | 0 | 0 | 0 | 0 | 0 | 0 | 0 | 0 | 0 | 0 | 0 | 0 | 0 | 0
F5_Commercial_Grocery_Existing_Space Heating_Natural Gas_Furnace_E10 | F5 | Commercial | Grocery | Existing | Space Heating | Natural Gas | Furnace | E10 | Utility - Cost of Operation | 0 | 0 | 0 | 0 | 0 | 0 | 0 | 0 | 0 | 0 | 0 | 0 | 0 | 0 | 0 | 0 | 0 | 0 | 0 | 0 | 0 | 0 | 0 | 0 | 0 | 0 | 0 | 0 | 0 | 0 | 0
F6_Commercial_Grocery_Existing_Space Heating_Natural Gas_Furnace_E1 | F6 | Commercial | Grocery | Existing | Space Heating | Natural Gas | Furnace | E1 | Utility - Value of Sales | 0.50184 | 0.50507 | 0.50686 | 0.50904 | 0.51353 | 0 | 0 | 0 | 0 | 0 | 0 | 0 | 0 | 0 | 0 | 0 | 0 | 0 | 0 | 0 | 0 | 0 | 0 | 0 | 0 | 0 | 0 | 0 | 0 | 0 | 0
F6_Commercial_Grocery_Existing_Space Heating_Natural Gas_Furnace_E2 | F6 | Commercial | Grocery | Existing | Space Heating | Natural Gas | Furnace | E2 | Utility - Value of Sales | 0.49564 | 0.49883 | 0.5006 | 0.50275 | 0.50719 | 0 | 0 | 0 | 0 | 0 | 0 | 0 | 0 | 0 | 0 | 0 | 0 | 0 | 0 | 0 | 0 | 0 | 0 | 0 | 0 | 0 | 0 | 0 | 0 | 0 | 0
F6_Commercial_Grocery_Existing_Space Heating_Natural Gas_Furnace_E3 | F6 | Commercial | Grocery | Existing | Space Heating | Natural Gas | Furnace | E3 | Utility - Value of Sales | 0.44117 | 0.44401 | 0.44559 | 0.4475 | 0.45146 | 0.43808 | 0.42861 | 0.42101 | 0.41848 | 0.41488 | 0.41292 | 0.41022 | 0.36821 | 0.36524 | 0.36487 | 0.36212 | 0.36115 | 0.36086 | 0.35414 | 0.3564 | 0.35736 | 0.35903 | 0.36137 | 0.21023 | 0.20499 | 0.1996 | 0.19402 | 0.18819 | 0.18206 | 0.17557 | 0.16868
F6_Commercial_Grocery_Existing_Space Heating_Natural Gas_Furnace_E4 | F6 | Commercial | Grocery | Existing | Space Heating | Natural Gas | Furnace | E4 | Utility - Value of Sales | 0.4182 | 0.42089 | 0.42238 | 0.4242 | 0.42794 | 0.41526 | 0.40629 | 0.39908 | 0.39668 | 0.39327 | 0.39141 | 0.38885 | 0.34903 | 0.34621 | 0.34586 | 0.34326 | 0.34234 | 0.34207 | 0.3357 | 0.33783 | 0.33875 | 0.34033 | 0.34255 | 0.19928 | 0.19431 | 0.1892 | 0.18391 | 0.17839 | 0.17258 | 0.16643 | 0.1599
F6_Commercial_Grocery_Existing_Space Heating_Natural Gas_Furnace_E5 | F6 | Commercial | Grocery | Existing | Space Heating | Natural Gas | Furnace | E5 | Utility - Value of Sales | 0 | 0 | 0 | 0 | 0 | 0 | 0 | 0.29471 | 0.29293 | 0.29041 | 0.28904 | 0.28715 | 0.25774 | 0.25567 | 0.25541 | 0.25348 | 0.2528 | 0.2526 | 0.2479 | 0.24948 | 0.25015 | 0.25132 | 0.25296 | 0.14716 | 0.14349 | 0.13972 | 0.13581 | 0.13173 | 0.12744 | 0.1229 | 0.11808
F6_Commercial_Grocery_Existing_Space Heating_Natural Gas_Furnace_E6 | F6 | Commercial | Grocery | Existing | Space Heating | Natural Gas | Furnace | E6 | Utility - Value of Sales | 0 | 0 | 0 | 0 | 0 | 0 | 0 | 0 | 0 | 0 | 0 | 0 | 0 | 0 | 0 | 0 | 0 | 0 | 0 | 0 | 0 | 0 | 0 | 0 | 0 | 0 | 0 | 0 | 0 | 0 | 0
F6_Commercial_Grocery_Existing_Space Heating_Natural Gas_Furnace_E7 | F6 | Commercial | Grocery | Existing | Space Heating | Natural Gas | Furnace | E7 | Utility - Value of Sales | 0 | 0 | 0 | 0 | 0 | 0 | 0 | 0 | 0 | 0 | 0 | 0 | 0 | 0 | 0 | 0 | 0 | 0 | 0 | 0 | 0 | 0 | 0 | 0 | 0 | 0 | 0 | 0 | 0 | 0 | 0
F6_Commercial_Grocery_Existing_Space Heating_Natural Gas_Furnace_E8 | F6 | Commercial | Grocery | Existing | Space Heating | Natural Gas | Furnace | E8 | Utility - Value of Sales | 0 | 0 | 0 | 0 | 0 | 0 | 0 | 0 | 0 | 0 | 0 | 0 | 0 | 0 | 0 | 0 | 0 | 0 | 0 | 0 | 0 | 0 | 0 | 0 | 0 | 0 | 0 | 0 | 0 | 0 | 0
F6_Commercial_Grocery_Existing_Space Heating_Natural Gas_Furnace_E9 | F6 | Commercial | Grocery | Existing | Space Heating | Natural Gas | Furnace | E9 | Utility - Value of Sales | 0 | 0 | 0 | 0 | 0 | 0 | 0 | 0 | 0 | 0 | 0 | 0 | 0 | 0 | 0 | 0 | 0 | 0 | 0 | 0 | 0 | 0 | 0 | 0 | 0 | 0 | 0 | 0 | 0 | 0 | 0
F6_Commercial_Grocery_Existing_Space Heating_Natural Gas_Furnace_E10 | F6 | Commercial | Grocery | Existing | Space Heating | Natural Gas | Furnace | E10 | Utility - Value of Sales | 0 | 0 | 0 | 0 | 0 | 0 | 0 | 0 | 0 | 0 | 0 | 0 | 0 | 0 | 0 | 0 | 0 | 0 | 0 | 0 | 0 | 0 | 0 | 0 | 0 | 0 | 0 | 0 | 0 | 0 | 0
F1_Commercial_Grocery_Existing_Space Heating_Natural Gas_Boiler_E1 | F1 | Commercial | Grocery | Existing | Space Heating | Natural Gas | Boiler | E1 | Participant - Cost of Equipment | 0.13678 | 0.13678 | 0.13678 | 0.13678 | 0.13678 | 0 | 0 | 0 | 0 | 0 | 0 | 0 | 0 | 0 | 0 | 0 | 0 | 0 | 0 | 0 | 0 | 0 | 0 | 0 | 0 | 0 | 0 | 0 | 0 | 0 | 0
F1_Commercial_Grocery_Existing_Space Heating_Natural Gas_Boiler_E2 | F1 | Commercial | Grocery | Existing | Space Heating | Natural Gas | Boiler | E2 | Participant - Cost of Equipment | 0.14139 | 0.14139 | 0.14139 | 0.14139 | 0.14139 | 0 | 0 | 0 | 0 | 0 | 0 | 0 | 0 | 0 | 0 | 0 | 0 | 0 | 0 | 0 | 0 | 0 | 0 | 0 | 0 | 0 | 0 | 0 | 0 | 0 | 0
F1_Commercial_Grocery_Existing_Space Heating_Natural Gas_Boiler_E3 | F1 | Commercial | Grocery | Existing | Space Heating | Natural Gas | Boiler | E3 | Participant - Cost of Equipment | 0.22225 | 0.22225 | 0.22225 | 0.22225 | 0.22225 | 0.22225 | 0.22225 | 0.22225 | 0.22225 | 0.22225 | 0.22225 | 0.22225 | 0.22225 | 0.22225 | 0.22225 | 0.22225 | 0.22225 | 0.22225 | 0.22225 | 0.22225 | 0.22225 | 0.22225 | 0.22225 | 0.22225 | 0.22225 | 0.22225 | 0.22225 | 0.22225 | 0.22225 | 0.22225 | 0.22225
F1_Commercial_Grocery_Existing_Space Heating_Natural Gas_Boiler_E4 | F1 | Commercial | Grocery | Existing | Space Heating | Natural Gas | Boiler | E4 | Participant - Cost of Equipment | 0.24306 | 0.24306 | 0.24306 | 0.24306 | 0.24306 | 0.24306 | 0.24306 | 0.24306 | 0.24306 | 0.24306 | 0.24306 | 0.24306 | 0.24306 | 0.24306 | 0.24306 | 0.24306 | 0.24306 | 0.24306 | 0.24306 | 0.24306 | 0.24306 | 0.24306 | 0.24306 | 0.24306 | 0.24306 | 0.24306 | 0.24306 | 0.24306 | 0.24306 | 0.24306 | 0.24306
F1_Commercial_Grocery_Existing_Space Heating_Natural Gas_Boiler_E5 | F1 | Commercial | Grocery | Existing | Space Heating | Natural Gas | Boiler | E5 | Participant - Cost of Equipment | 0.8001 | 0.8001 | 0.8001 | 0.8001 | 0.8001 | 0.8001 | 0.8001 | 0.8001 | 0.8001 | 0.8001 | 0.8001 | 0.8001 | 0.8001 | 0.8001 | 0.8001 | 0.8001 | 0.8001 | 0.8001 | 0.8001 | 0.8001 | 0.8001 | 0.8001 | 0.8001 | 0.8001 | 0.8001 | 0.8001 | 0.8001 | 0.8001 | 0.8001 | 0.8001 | 0.8001
F1_Commercial_Grocery_Existing_Space Heating_Natural Gas_Boiler_E6 | F1 | Commercial | Grocery | Existing | Space Heating | Natural Gas | Boiler | E6 | Participant - Cost of Equipment | 0 | 0 | 0 | 0 | 0 | 0 | 0 | 0 | 0 | 0 | 0 | 0 | 0 | 0 | 0 | 0 | 0 | 0 | 0 | 0 | 0 | 0 | 0 | 0 | 0 | 0 | 0 | 0 | 0 | 0 | 0
F1_Commercial_Grocery_Existing_Space Heating_Natural Gas_Boiler_E7 | F1 | Commercial | Grocery | Existing | Space Heating | Natural Gas | Boiler | E7 | Participant - Cost of Equipment | 0 | 0 | 0 | 0 | 0 | 0 | 0 | 0 | 0 | 0 | 0 | 0 | 0 | 0 | 0 | 0 | 0 | 0 | 0 | 0 | 0 | 0 | 0 | 0 | 0 | 0 | 0 | 0 | 0 | 0 | 0
F1_Commercial_Grocery_Existing_Space Heating_Natural Gas_Boiler_E8 | F1 | Commercial | Grocery | Existing | Space Heating | Natural Gas | Boiler | E8 | Participant - Cost of Equipment | 0 | 0 | 0 | 0 | 0 | 0 | 0 | 0 | 0 | 0 | 0 | 0 | 0 | 0 | 0 | 0 | 0 | 0 | 0 | 0 | 0 | 0 | 0 | 0 | 0 | 0 | 0 | 0 | 0 | 0 | 0
F1_Commercial_Grocery_Existing_Space Heating_Natural Gas_Boiler_E9 | F1 | Commercial | Grocery | Existing | Space Heating | Natural Gas | Boiler | E9 | Participant - Cost of Equipment | 0 | 0 | 0 | 0 | 0 | 0 | 0 | 0 | 0 | 0 | 0 | 0 | 0 | 0 | 0 | 0 | 0 | 0 | 0 | 0 | 0 | 0 | 0 | 0 | 0 | 0 | 0 | 0 | 0 | 0 | 0
F1_Commercial_Grocery_Existing_Space Heating_Natural Gas_Boiler_E10 | F1 | Commercial | Grocery | Existing | Space Heating | Natural Gas | Boiler | E10 | Participant - Cost of Equipment | 0 | 0 | 0 | 0 | 0 | 0 | 0 | 0 | 0 | 0 | 0 | 0 | 0 | 0 | 0 | 0 | 0 | 0 | 0 | 0 | 0 | 0 | 0 | 0 | 0 | 0 | 0 | 0 | 0 | 0 | 0
F2_Commercial_Grocery_Existing_Space Heating_Natural Gas_Boiler_E1 | F2 | Commercial | Grocery | Existing | Space Heating | Natural Gas | Boiler | E1 | Participant - Cost of Operation | 2.1134 | 2.1261 | 2.1341 | 2.1436 | 2.1628 | 0 | 0 | 0 | 0 | 0 | 0 | 0 | 0 | 0 | 0 | 0 | 0 | 0 | 0 | 0 | 0 | 0 | 0 | 0 | 0 | 0 | 0 | 0 | 0 | 0 | 0
F2_Commercial_Grocery_Existing_Space Heating_Natural Gas_Boiler_E2 | F2 | Commercial | Grocery | Existing | Space Heating | Natural Gas | Boiler | E2 | Participant - Cost of Operation | 2.0128 | 2.0248 | 2.0325 | 2.0416 | 2.0598 | 0 | 0 | 0 | 0 | 0 | 0 | 0 | 0 | 0 | 0 | 0 | 0 | 0 | 0 | 0 | 0 | 0 | 0 | 0 | 0 | 0 | 0 | 0 | 0 | 0 | 0
F2_Commercial_Grocery_Existing_Space Heating_Natural Gas_Boiler_E3 | F2 | Commercial | Grocery | Existing | Space Heating | Natural Gas | Boiler | E3 | Participant - Cost of Operation | 1.7987 | 1.8094 | 1.8162 | 1.8244 | 1.8407 | 1.7705 | 1.7138 | 1.6833 | 1.6727 | 1.658 | 1.6497 | 1.6385 | 1.4739 | 1.4617 | 1.4597 | 1.4484 | 1.444 | 1.4424 | 1.4148 | 1.4215 | 1.423 | 1.4273 | 1.4341 | 0.84141 | 0.81847 | 0.79491 | 0.77052 | 0.74508 | 0.71838 | 0.6902 | 0.66035
F2_Commercial_Grocery_Existing_Space Heating_Natural Gas_Boiler_E4 | F2 | Commercial | Grocery | Existing | Space Heating | Natural Gas | Boiler | E4 | Participant - Cost of Operation | 1.7253 | 1.7356 | 1.7421 | 1.7499 | 1.7656 | 1.6982 | 1.6438 | 1.6146 | 1.6045 | 1.5903 | 1.5824 | 1.5717 | 1.4137 | 1.402 | 1.4001 | 1.3892 | 1.3851 | 1.3835 | 1.3571 | 1.3634 | 1.3649 | 1.369 | 1.3756 | 0.80707 | 0.78506 | 0.76246 | 0.73907 | 0.71467 | 0.68905 | 0.66203 | 0.6334
F2_Commercial_Grocery_Existing_Space Heating_Natural Gas_Boiler_E5 | F2 | Commercial | Grocery | Existing | Space Heating | Natural Gas | Boiler | E5 | Participant - Cost of Operation | 1.3006 | 1.3083 | 1.3133 | 1.3192 | 1.331 | 1.2802 | 1.2392 | 1.2172 | 1.2095 | 1.1989 | 1.1929 | 1.1848 | 1.0657 | 1.0569 | 1.0554 | 1.0473 | 1.0442 | 1.043 | 1.023 | 1.0278 | 1.0289 | 1.032 | 1.037 | 0.60841 | 0.59181 | 0.57478 | 0.55714 | 0.53875 | 0.51944 | 0.49907 | 0.47749
F2_Commercial_Grocery_Existing_Space Heating_Natural Gas_Boiler_E6 | F2 | Commercial | Grocery | Existing | Space Heating | Natural Gas | Boiler | E6 | Participant - Cost of Operation | 0 | 0 | 0 | 0 | 0 | 0 | 0 | 0 | 0 | 0 | 0 | 0 | 0 | 0 | 0 | 0 | 0 | 0 | 0 | 0 | 0 | 0 | 0 | 0 | 0 | 0 | 0 | 0 | 0 | 0 | 0
F2_Commercial_Grocery_Existing_Space Heating_Natural Gas_Boiler_E7 | F2 | Commercial | Grocery | Existing | Space Heating | Natural Gas | Boiler | E7 | Participant - Cost of Operation | 0 | 0 | 0 | 0 | 0 | 0 | 0 | 0 | 0 | 0 | 0 | 0 | 0 | 0 | 0 | 0 | 0 | 0 | 0 | 0 | 0 | 0 | 0 | 0 | 0 | 0 | 0 | 0 | 0 | 0 | 0
F2_Commercial_Grocery_Existing_Space Heating_Natural Gas_Boiler_E8 | F2 | Commercial | Grocery | Existing | Space Heating | Natural Gas | Boiler | E8 | Participant - Cost of Operation | 0 | 0 | 0 | 0 | 0 | 0 | 0 | 0 | 0 | 0 | 0 | 0 | 0 | 0 | 0 | 0 | 0 | 0 | 0 | 0 | 0 | 0 | 0 | 0 | 0 | 0 | 0 | 0 | 0 | 0 | 0
F2_Commercial_Grocery_Existing_Space Heating_Natural Gas_Boiler_E9 | F2 | Commercial | Grocery | Existing | Space Heating | Natural Gas | Boiler | E9 | Participant - Cost of Operation | 0 | 0 | 0 | 0 | 0 | 0 | 0 | 0 | 0 | 0 | 0 | 0 | 0 | 0 | 0 | 0 | 0 | 0 | 0 | 0 | 0 | 0 | 0 | 0 | 0 | 0 | 0 | 0 | 0 | 0 | 0
F2_Commercial_Grocery_Existing_Space Heating_Natural Gas_Boiler_E10 | F2 | Commercial | Grocery | Existing | Space Heating | Natural Gas | Boiler | E10 | Participant - Cost of Operation | 0 | 0 | 0 | 0 | 0 | 0 | 0 | 0 | 0 | 0 | 0 | 0 | 0 | 0 | 0 | 0 | 0 | 0 | 0 | 0 | 0 | 0 | 0 | 0 | 0 | 0 | 0 | 0 | 0 | 0 | 0
F3_Commercial_Grocery_Existing_Space Heating_Natural Gas_Boiler_E1 | F3 | Commercial | Grocery | Existing | Space Heating | Natural Gas | Boiler | E1 | System - kBTUs of Conusmption | 181.6456 | 181.8197 | 181.7087 | 181.6328 | 181.6328 | 0 | 0 | 0 | 0 | 0 | 0 | 0 | 0 | 0 | 0 | 0 | 0 | 0 | 0 | 0 | 0 | 0 | 0 | 0 | 0 | 0 | 0 | 0 | 0 | 0 | 0
F3_Commercial_Grocery_Existing_Space Heating_Natural Gas_Boiler_E2 | F3 | Commercial | Grocery | Existing | Space Heating | Natural Gas | Boiler | E2 | System - kBTUs of Conusmption | 172.9958 | 173.1616 | 173.0559 | 172.9836 | 172.9836 | 0 | 0 | 0 | 0 | 0 | 0 | 0 | 0 | 0 | 0 | 0 | 0 | 0 | 0 | 0 | 0 | 0 | 0 | 0 | 0 | 0 | 0 | 0 | 0 | 0 | 0
F3_Commercial_Grocery_Existing_Space Heating_Natural Gas_Boiler_E3 | F3 | Commercial | Grocery | Existing | Space Heating | Natural Gas | Boiler | E3 | System - kBTUs of Conusmption | 154.592 | 154.7401 | 154.6457 | 154.5811 | 154.5811 | 154.5811 | 154.5811 | 154.5811 | 154.5811 | 154.5811 | 154.5811 | 154.5811 | 154.5811 | 154.5811 | 154.5811 | 154.5811 | 154.5811 | 154.5811 | 154.5811 | 154.5811 | 154.5811 | 154.5811 | 154.5811 | 154.5811 | 154.5811 | 154.5811 | 154.5811 | 154.5811 | 154.5811 | 154.5811 | 154.1055
F3_Commercial_Grocery_Existing_Space Heating_Natural Gas_Boiler_E4 | F3 | Commercial | Grocery | Existing | Space Heating | Natural Gas | Boiler | E4 | System - kBTUs of Conusmption | 148.2821 | 148.4242 | 148.3337 | 148.2717 | 148.2717 | 148.2717 | 148.2717 | 148.2717 | 148.2717 | 148.2717 | 148.2717 | 148.2717 | 148.2717 | 148.2717 | 148.2717 | 148.2717 | 148.2717 | 148.2717 | 148.2717 | 148.2717 | 148.2717 | 148.2717 | 148.2717 | 148.2717 | 148.2717 | 148.2717 | 148.2717 | 148.2717 | 148.2717 | 148.2717 | 147.8155
F3_Commercial_Grocery_Existing_Space Heating_Natural Gas_Boiler_E5 | F3 | Commercial | Grocery | Existing | Space Heating | Natural Gas | Boiler | E5 | System - kBTUs of Conusmption | 111.7819 | 111.889 | 111.8208 | 111.774 | 111.774 | 111.774 | 111.774 | 111.774 | 111.774 | 111.774 | 111.774 | 111.774 | 111.774 | 111.774 | 111.774 | 111.774 | 111.774 | 111.774 | 111.774 | 111.774 | 111.774 | 111.774 | 111.774 | 111.774 | 111.774 | 111.774 | 111.774 | 111.774 | 111.774 | 111.774 | 111.4301
F3_Commercial_Grocery_Existing_Space Heating_Natural Gas_Boiler_E6 | F3 | Commercial | Grocery | Existing | Space Heating | Natural Gas | Boiler | E6 | System - kBTUs of Conusmption | 0 | 0 | 0 | 0 | 0 | 0 | 0 | 0 | 0 | 0 | 0 | 0 | 0 | 0 | 0 | 0 | 0 | 0 | 0 | 0 | 0 | 0 | 0 | 0 | 0 | 0 | 0 | 0 | 0 | 0 | 0
F3_Commercial_Grocery_Existing_Space Heating_Natural Gas_Boiler_E7 | F3 | Commercial | Grocery | Existing | Space Heating | Natural Gas | Boiler | E7 | System - kBTUs of Conusmption | 0 | 0 | 0 | 0 | 0 | 0 | 0 | 0 | 0 | 0 | 0 | 0 | 0 | 0 | 0 | 0 | 0 | 0 | 0 | 0 | 0 | 0 | 0 | 0 | 0 | 0 | 0 | 0 | 0 | 0 | 0
F3_Commercial_Grocery_Existing_Space Heating_Natural Gas_Boiler_E8 | F3 | Commercial | Grocery | Existing | Space Heating | Natural Gas | Boiler | E8 | System - kBTUs of Conusmption | 0 | 0 | 0 | 0 | 0 | 0 | 0 | 0 | 0 | 0 | 0 | 0 | 0 | 0 | 0 | 0 | 0 | 0 | 0 | 0 | 0 | 0 | 0 | 0 | 0 | 0 | 0 | 0 | 0 | 0 | 0
F3_Commercial_Grocery_Existing_Space Heating_Natural Gas_Boiler_E9 | F3 | Commercial | Grocery | Existing | Space Heating | Natural Gas | Boiler | E9 | System - kBTUs of Conusmption | 0 | 0 | 0 | 0 | 0 | 0 | 0 | 0 | 0 | 0 | 0 | 0 | 0 | 0 | 0 | 0 | 0 | 0 | 0 | 0 | 0 | 0 | 0 | 0 | 0 | 0 | 0 | 0 | 0 | 0 | 0
F3_Commercial_Grocery_Existing_Space Heating_Natural Gas_Boiler_E10 | F3 | Commercial | Grocery | Existing | Space Heating | Natural Gas | Boiler | E10 | System - kBTUs of Conusmption | 0 | 0 | 0 | 0 | 0 | 0 | 0 | 0 | 0 | 0 | 0 | 0 | 0 | 0 | 0 | 0 | 0 | 0 | 0 | 0 | 0 | 0 | 0 | 0 | 0 | 0 | 0 | 0 | 0 | 0 | 0
F4_Commercial_Grocery_Existing_Space Heating_Natural Gas_Boiler_E1 | F4 | Commercial | Grocery | Existing | Space Heating | Natural Gas | Boiler | E1 | Utility - Cost of Equipment | 0.13678 | 0.13678 | 0.13678 | 0.13678 | 0.13678 | 0 | 0 | 0 | 0 | 0 | 0 | 0 | 0 | 0 | 0 | 0 | 0 | 0 | 0 | 0 | 0 | 0 | 0 | 0 | 0 | 0 | 0 | 0 | 0 | 0 | 0
F4_Commercial_Grocery_Existing_Space Heating_Natural Gas_Boiler_E2 | F4 | Commercial | Grocery | Existing | Space Heating | Natural Gas | Boiler | E2 | Utility - Cost of Equipment | 0.14139 | 0.14139 | 0.14139 | 0.14139 | 0.14139 | 0 | 0 | 0 | 0 | 0 | 0 | 0 | 0 | 0 | 0 | 0 | 0 | 0 | 0 | 0 | 0 | 0 | 0 | 0 | 0 | 0 | 0 | 0 | 0 | 0 | 0
F4_Commercial_Grocery_Existing_Space Heating_Natural Gas_Boiler_E3 | F4 | Commercial | Grocery | Existing | Space Heating | Natural Gas | Boiler | E3 | Utility - Cost of Equipment | 0.22225 | 0.22225 | 0.22225 | 0.22225 | 0.22225 | 0.22225 | 0.22225 | 0.22225 | 0.22225 | 0.22225 | 0.22225 | 0.22225 | 0.22225 | 0.22225 | 0.22225 | 0.22225 | 0.22225 | 0.22225 | 0.22225 | 0.22225 | 0.22225 | 0.22225 | 0.22225 | 0.22225 | 0.22225 | 0.22225 | 0.22225 | 0.22225 | 0.22225 | 0.22225 | 0.22225
F4_Commercial_Grocery_Existing_Space Heating_Natural Gas_Boiler_E4 | F4 | Commercial | Grocery | Existing | Space Heating | Natural Gas | Boiler | E4 | Utility - Cost of Equipment | 0.24306 | 0.24306 | 0.24306 | 0.24306 | 0.24306 | 0.24306 | 0.24306 | 0.24306 | 0.24306 | 0.24306 | 0.24306 | 0.24306 | 0.24306 | 0.24306 | 0.24306 | 0.24306 | 0.24306 | 0.24306 | 0.24306 | 0.24306 | 0.24306 | 0.24306 | 0.24306 | 0.24306 | 0.24306 | 0.24306 | 0.24306 | 0.24306 | 0.24306 | 0.24306 | 0.24306
F4_Commercial_Grocery_Existing_Space Heating_Natural Gas_Boiler_E5 | F4 | Commercial | Grocery | Existing | Space Heating | Natural Gas | Boiler | E5 | Utility - Cost of Equipment | 0.8001 | 0.8001 | 0.8001 | 0.8001 | 0.8001 | 0.8001 | 0.8001 | 0.8001 | 0.8001 | 0.8001 | 0.8001 | 0.8001 | 0.8001 | 0.8001 | 0.8001 | 0.8001 | 0.8001 | 0.8001 | 0.8001 | 0.8001 | 0.8001 | 0.8001 | 0.8001 | 0.8001 | 0.8001 | 0.8001 | 0.8001 | 0.8001 | 0.8001 | 0.8001 | 0.8001
F4_Commercial_Grocery_Existing_Space Heating_Natural Gas_Boiler_E6 | F4 | Commercial | Grocery | Existing | Space Heating | Natural Gas | Boiler | E6 | Utility - Cost of Equipment | 0 | 0 | 0 | 0 | 0 | 0 | 0 | 0 | 0 | 0 | 0 | 0 | 0 | 0 | 0 | 0 | 0 | 0 | 0 | 0 | 0 | 0 | 0 | 0 | 0 | 0 | 0 | 0 | 0 | 0 | 0
F4_Commercial_Grocery_Existing_Space Heating_Natural Gas_Boiler_E7 | F4 | Commercial | Grocery | Existing | Space Heating | Natural Gas | Boiler | E7 | Utility - Cost of Equipment | 0 | 0 | 0 | 0 | 0 | 0 | 0 | 0 | 0 | 0 | 0 | 0 | 0 | 0 | 0 | 0 | 0 | 0 | 0 | 0 | 0 | 0 | 0 | 0 | 0 | 0 | 0 | 0 | 0 | 0 | 0
F4_Commercial_Grocery_Existing_Space Heating_Natural Gas_Boiler_E8 | F4 | Commercial | Grocery | Existing | Space Heating | Natural Gas | Boiler | E8 | Utility - Cost of Equipment | 0 | 0 | 0 | 0 | 0 | 0 | 0 | 0 | 0 | 0 | 0 | 0 | 0 | 0 | 0 | 0 | 0 | 0 | 0 | 0 | 0 | 0 | 0 | 0 | 0 | 0 | 0 | 0 | 0 | 0 | 0
F4_Commercial_Grocery_Existing_Space Heating_Natural Gas_Boiler_E9 | F4 | Commercial | Grocery | Existing | Space Heating | Natural Gas | Boiler | E9 | Utility - Cost of Equipment | 0 | 0 | 0 | 0 | 0 | 0 | 0 | 0 | 0 | 0 | 0 | 0 | 0 | 0 | 0 | 0 | 0 | 0 | 0 | 0 | 0 | 0 | 0 | 0 | 0 | 0 | 0 | 0 | 0 | 0 | 0
F4_Commercial_Grocery_Existing_Space Heating_Natural Gas_Boiler_E10 | F4 | Commercial | Grocery | Existing | Space Heating | Natural Gas | Boiler | E10 | Utility - Cost of Equipment | 0 | 0 | 0 | 0 | 0 | 0 | 0 | 0 | 0 | 0 | 0 | 0 | 0 | 0 | 0 | 0 | 0 | 0 | 0 | 0 | 0 | 0 | 0 | 0 | 0 | 0 | 0 | 0 | 0 | 0 | 0
F5_Commercial_Grocery_Existing_Space Heating_Natural Gas_Boiler_E1 | F5 | Commercial | Grocery | Existing | Space Heating | Natural Gas | Boiler | E1 | Utility - Cost of Operation | 1.764 | 1.7746 | 1.7813 | 1.7893 | 1.8053 | 0 | 0 | 0 | 0 | 0 | 0 | 0 | 0 | 0 | 0 | 0 | 0 | 0 | 0 | 0 | 0 | 0 | 0 | 0 | 0 | 0 | 0 | 0 | 0 | 0 | 0
F5_Commercial_Grocery_Existing_Space Heating_Natural Gas_Boiler_E2 | F5 | Commercial | Grocery | Existing | Space Heating | Natural Gas | Boiler | E2 | Utility - Cost of Operation | 1.68 | 1.6901 | 1.6965 | 1.7041 | 1.7193 | 0 | 0 | 0 | 0 | 0 | 0 | 0 | 0 | 0 | 0 | 0 | 0 | 0 | 0 | 0 | 0 | 0 | 0 | 0 | 0 | 0 | 0 | 0 | 0 | 0 | 0
F5_Commercial_Grocery_Existing_Space Heating_Natural Gas_Boiler_E3 | F5 | Commercial | Grocery | Existing | Space Heating | Natural Gas | Boiler | E3 | Utility - Cost of Operation | 1.5013 | 1.5103 | 1.516 | 1.5228 | 1.5364 | 1.4778 | 1.4305 | 1.405 | 1.3962 | 1.3839 | 1.377 | 1.3676 | 1.2302 | 1.22 | 1.2183 | 1.2089 | 1.2053 | 1.2039 | 1.1809 | 1.1865 | 1.1878 | 1.1913 | 1.197 | 0.70231 | 0.68316 | 0.66349 | 0.64314 | 0.6219 | 0.59961 | 0.5761 | 0.55118
F5_Commercial_Grocery_Existing_Space Heating_Natural Gas_Boiler_E4 | F5 | Commercial | Grocery | Existing | Space Heating | Natural Gas | Boiler | E4 | Utility - Cost of Operation | 1.44 | 1.4486 | 1.4541 | 1.4606 | 1.4737 | 1.4175 | 1.3721 | 1.3477 | 1.3392 | 1.3274 | 1.3208 | 1.3118 | 1.18 | 1.1702 | 1.1686 | 1.1596 | 1.1561 | 1.1548 | 1.1327 | 1.138 | 1.1393 | 1.1427 | 1.1481 | 0.67364 | 0.65527 | 0.63641 | 0.61688 | 0.59652 | 0.57514 | 0.55258 | 0.52868
F5_Commercial_Grocery_Existing_Space Heating_Natural Gas_Boiler_E5 | F5 | Commercial | Grocery | Existing | Space Heating | Natural Gas | Boiler | E5 | Utility - Cost of Operation | 1.0856 | 1.092 | 1.0962 | 1.1011 | 1.1109 | 1.0686 | 1.0343 | 1.016 | 1.0096 | 1.0007 | 0.99567 | 0.98891 | 0.88953 | 0.88217 | 0.88096 | 0.87414 | 0.87154 | 0.87053 | 0.8539 | 0.85791 | 0.85884 | 0.86141 | 0.86552 | 0.50782 | 0.49398 | 0.47976 | 0.46504 | 0.44968 | 0.43357 | 0.41656 | 0.39855
F5_Commercial_Grocery_Existing_Space Heating_Natural Gas_Boiler_E6 | F5 | Commercial | Grocery | Existing | Space Heating | Natural Gas | Boiler | E6 | Utility - Cost of Operation | 0 | 0 | 0 | 0 | 0 | 0 | 0 | 0 | 0 | 0 | 0 | 0 | 0 | 0 | 0 | 0 | 0 | 0 | 0 | 0 | 0 | 0 | 0 | 0 | 0 | 0 | 0 | 0 | 0 | 0 | 0
F5_Commercial_Grocery_Existing_Space Heating_Natural Gas_Boiler_E7 | F5 | Commercial | Grocery | Existing | Space Heating | Natural Gas | Boiler | E7 | Utility - Cost of Operation | 0 | 0 | 0 | 0 | 0 | 0 | 0 | 0 | 0 | 0 | 0 | 0 | 0 | 0 | 0 | 0 | 0 | 0 | 0 | 0 | 0 | 0 | 0 | 0 | 0 | 0 | 0 | 0 | 0 | 0 | 0
F5_Commercial_Grocery_Existing_Space Heating_Natural Gas_Boiler_E8 | F5 | Commercial | Grocery | Existing | Space Heating | Natural Gas | Boiler | E8 | Utility - Cost of Operation | 0 | 0 | 0 | 0 | 0 | 0 | 0 | 0 | 0 | 0 | 0 | 0 | 0 | 0 | 0 | 0 | 0 | 0 | 0 | 0 | 0 | 0 | 0 | 0 | 0 | 0 | 0 | 0 | 0 | 0 | 0
F5_Commercial_Grocery_Existing_Space Heating_Natural Gas_Boiler_E9 | F5 | Commercial | Grocery | Existing | Space Heating | Natural Gas | Boiler | E9 | Utility - Cost of Operation | 0 | 0 | 0 | 0 | 0 | 0 | 0 | 0 | 0 | 0 | 0 | 0 | 0 | 0 | 0 | 0 | 0 | 0 | 0 | 0 | 0 | 0 | 0 | 0 | 0 | 0 | 0 | 0 | 0 | 0 | 0
F5_Commercial_Grocery_Existing_Space Heating_Natural Gas_Boiler_E10 | F5 | Commercial | Grocery | Existing | Space Heating | Natural Gas | Boiler | E10 | Utility - Cost of Operation | 0 | 0 | 0 | 0 | 0 | 0 | 0 | 0 | 0 | 0 | 0 | 0 | 0 | 0 | 0 | 0 | 0 | 0 | 0 | 0 | 0 | 0 | 0 | 0 | 0 | 0 | 0 | 0 | 0 | 0 | 0
F6_Commercial_Grocery_Existing_Space Heating_Natural Gas_Boiler_E1 | F6 | Commercial | Grocery | Existing | Space Heating | Natural Gas | Boiler | E1 | Utility - Value of Sales | 2.1134 | 2.1261 | 2.1341 | 2.1436 | 2.1628 | 0 | 0 | 0 | 0 | 0 | 0 | 0 | 0 | 0 | 0 | 0 | 0 | 0 | 0 | 0 | 0 | 0 | 0 | 0 | 0 | 0 | 0 | 0 | 0 | 0 | 0
F6_Commercial_Grocery_Existing_Space Heating_Natural Gas_Boiler_E2 | F6 | Commercial | Grocery | Existing | Space Heating | Natural Gas | Boiler | E2 | Utility - Value of Sales | 2.0128 | 2.0248 | 2.0325 | 2.0416 | 2.0598 | 0 | 0 | 0 | 0 | 0 | 0 | 0 | 0 | 0 | 0 | 0 | 0 | 0 | 0 | 0 | 0 | 0 | 0 | 0 | 0 | 0 | 0 | 0 | 0 | 0 | 0
F6_Commercial_Grocery_Existing_Space Heating_Natural Gas_Boiler_E3 | F6 | Commercial | Grocery | Existing | Space Heating | Natural Gas | Boiler | E3 | Utility - Value of Sales | 1.7987 | 1.8094 | 1.8162 | 1.8244 | 1.8407 | 1.7705 | 1.7138 | 1.6833 | 1.6727 | 1.658 | 1.6497 | 1.6385 | 1.4739 | 1.4617 | 1.4597 | 1.4484 | 1.444 | 1.4424 | 1.4148 | 1.4215 | 1.423 | 1.4273 | 1.4341 | 0.84141 | 0.81847 | 0.79491 | 0.77052 | 0.74508 | 0.71838 | 0.6902 | 0.66035
F6_Commercial_Grocery_Existing_Space Heating_Natural Gas_Boiler_E4 | F6 | Commercial | Grocery | Existing | Space Heating | Natural Gas | Boiler | E4 | Utility - Value of Sales | 1.7253 | 1.7356 | 1.7421 | 1.7499 | 1.7656 | 1.6982 | 1.6438 | 1.6146 | 1.6045 | 1.5903 | 1.5824 | 1.5717 | 1.4137 | 1.402 | 1.4001 | 1.3892 | 1.3851 | 1.3835 | 1.3571 | 1.3634 | 1.3649 | 1.369 | 1.3756 | 0.80707 | 0.78506 | 0.76246 | 0.73907 | 0.71467 | 0.68905 | 0.66203 | 0.6334
F6_Commercial_Grocery_Existing_Space Heating_Natural Gas_Boiler_E5 | F6 | Commercial | Grocery | Existing | Space Heating | Natural Gas | Boiler | E5 | Utility - Value of Sales | 1.3006 | 1.3083 | 1.3133 | 1.3192 | 1.331 | 1.2802 | 1.2392 | 1.2172 | 1.2095 | 1.1989 | 1.1929 | 1.1848 | 1.0657 | 1.0569 | 1.0554 | 1.0473 | 1.0442 | 1.043 | 1.023 | 1.0278 | 1.0289 | 1.032 | 1.037 | 0.60841 | 0.59181 | 0.57478 | 0.55714 | 0.53875 | 0.51944 | 0.49907 | 0.47749
F6_Commercial_Grocery_Existing_Space Heating_Natural Gas_Boiler_E6 | F6 | Commercial | Grocery | Existing | Space Heating | Natural Gas | Boiler | E6 | Utility - Value of Sales | 0 | 0 | 0 | 0 | 0 | 0 | 0 | 0 | 0 | 0 | 0 | 0 | 0 | 0 | 0 | 0 | 0 | 0 | 0 | 0 | 0 | 0 | 0 | 0 | 0 | 0 | 0 | 0 | 0 | 0 | 0
F6_Commercial_Grocery_Existing_Space Heating_Natural Gas_Boiler_E7 | F6 | Commercial | Grocery | Existing | Space Heating | Natural Gas | Boiler | E7 | Utility - Value of Sales | 0 | 0 | 0 | 0 | 0 | 0 | 0 | 0 | 0 | 0 | 0 | 0 | 0 | 0 | 0 | 0 | 0 | 0 | 0 | 0 | 0 | 0 | 0 | 0 | 0 | 0 | 0 | 0 | 0 | 0 | 0
F6_Commercial_Grocery_Existing_Space Heating_Natural Gas_Boiler_E8 | F6 | Commercial | Grocery | Existing | Space Heating | Natural Gas | Boiler | E8 | Utility - Value of Sales | 0 | 0 | 0 | 0 | 0 | 0 | 0 | 0 | 0 | 0 | 0 | 0 | 0 | 0 | 0 | 0 | 0 | 0 | 0 | 0 | 0 | 0 | 0 | 0 | 0 | 0 | 0 | 0 | 0 | 0 | 0
F6_Commercial_Grocery_Existing_Space Heating_Natural Gas_Boiler_E9 | F6 | Commercial | Grocery | Existing | Space Heating | Natural Gas | Boiler | E9 | Utility - Value of Sales | 0 | 0 | 0 | 0 | 0 | 0 | 0 | 0 | 0 | 0 | 0 | 0 | 0 | 0 | 0 | 0 | 0 | 0 | 0 | 0 | 0 | 0 | 0 | 0 | 0 | 0 | 0 | 0 | 0 | 0 | 0
F6_Commercial_Grocery_Existing_Space Heating_Natural Gas_Boiler_E10 | F6 | Commercial | Grocery | Existing | Space Heating | Natural Gas | Boiler | E10 | Utility - Value of Sales | 0 | 0 | 0 | 0 | 0 | 0 | 0 | 0 | 0 | 0 | 0 | 0 | 0 | 0 | 0 | 0 | 0 | 0 | 0 | 0 | 0 | 0 | 0 | 0 | 0 | 0 | 0 | 0 | 0 | 0 | 0
F1_Commercial_Grocery_Existing_Space Heating_Natural Gas_Unit Heater_E1 | F1 | Commercial | Grocery | Existing | Space Heating | Natural Gas | Unit Heater | E1 | Participant - Cost of Equipment | 0.13013 | 0.13013 | 0.13013 | 0.13013 | 0.13013 | 0 | 0 | 0 | 0 | 0 | 0 | 0 | 0 | 0 | 0 | 0 | 0 | 0 | 0 | 0 | 0 | 0 | 0 | 0 | 0 | 0 | 0 | 0 | 0 | 0 | 0
F1_Commercial_Grocery_Existing_Space Heating_Natural Gas_Unit Heater_E2 | F1 | Commercial | Grocery | Existing | Space Heating | Natural Gas | Unit Heater | E2 | Participant - Cost of Equipment | 0.41611 | 0.41611 | 0.41611 | 0.41611 | 0.41611 | 0.41611 | 0.41611 | 0.41611 | 0.41611 | 0.41611 | 0.41611 | 0.41611 | 0.41611 | 0.41611 | 0.41611 | 0.41611 | 0.41611 | 0.41611 | 0.41611 | 0.41611 | 0.41611 | 0.41611 | 0.41611 | 0.41611 | 0.41611 | 0.41611 | 0.41611 | 0.41611 | 0.41611 | 0.41611 | 0.41611
F1_Commercial_Grocery_Existing_Space Heating_Natural Gas_Unit Heater_E3 | F1 | Commercial | Grocery | Existing | Space Heating | Natural Gas | Unit Heater | E3 | Participant - Cost of Equipment | 0.17975 | 0.17975 | 0.17975 | 0.17975 | 0.17975 | 0.17975 | 0.17975 | 0.17975 | 0.17975 | 0.17975 | 0.17975 | 0.17975 | 0.17975 | 0.17975 | 0.17975 | 0.17975 | 0.17975 | 0.17975 | 0.17975 | 0.17975 | 0.17975 | 0.17975 | 0.17975 | 0.17975 | 0.17975 | 0.17975 | 0.17975 | 0.17975 | 0.17975 | 0.17975 | 0.17975
F1_Commercial_Grocery_Existing_Space Heating_Natural Gas_Unit Heater_E4 | F1 | Commercial | Grocery | Existing | Space Heating | Natural Gas | Unit Heater | E4 | Participant - Cost of Equipment | 0 | 0 | 0 | 0 | 0 | 0 | 0 | 0 | 0 | 0 | 0 | 0 | 0 | 0 | 0 | 0 | 0 | 0 | 0 | 0 | 0 | 0 | 0 | 0 | 0 | 0 | 0 | 0 | 0 | 0 | 0
F1_Commercial_Grocery_Existing_Space Heating_Natural Gas_Unit Heater_E5 | F1 | Commercial | Grocery | Existing | Space Heating | Natural Gas | Unit Heater | E5 | Participant - Cost of Equipment | 0 | 0 | 0 | 0 | 0 | 0 | 0 | 0 | 0 | 0 | 0 | 0 | 0 | 0 | 0 | 0 | 0 | 0 | 0 | 0 | 0 | 0 | 0 | 0 | 0 | 0 | 0 | 0 | 0 | 0 | 0
F1_Commercial_Grocery_Existing_Space Heating_Natural Gas_Unit Heater_E6 | F1 | Commercial | Grocery | Existing | Space Heating | Natural Gas | Unit Heater | E6 | Participant - Cost of Equipment | 0 | 0 | 0 | 0 | 0 | 0 | 0 | 0 | 0 | 0 | 0 | 0 | 0 | 0 | 0 | 0 | 0 | 0 | 0 | 0 | 0 | 0 | 0 | 0 | 0 | 0 | 0 | 0 | 0 | 0 | 0
F1_Commercial_Grocery_Existing_Space Heating_Natural Gas_Unit Heater_E7 | F1 | Commercial | Grocery | Existing | Space Heating | Natural Gas | Unit Heater | E7 | Participant - Cost of Equipment | 0 | 0 | 0 | 0 | 0 | 0 | 0 | 0 | 0 | 0 | 0 | 0 | 0 | 0 | 0 | 0 | 0 | 0 | 0 | 0 | 0 | 0 | 0 | 0 | 0 | 0 | 0 | 0 | 0 | 0 | 0
F1_Commercial_Grocery_Existing_Space Heating_Natural Gas_Unit Heater_E8 | F1 | Commercial | Grocery | Existing | Space Heating | Natural Gas | Unit Heater | E8 | Participant - Cost of Equipment | 0 | 0 | 0 | 0 | 0 | 0 | 0 | 0 | 0 | 0 | 0 | 0 | 0 | 0 | 0 | 0 | 0 | 0 | 0 | 0 | 0 | 0 | 0 | 0 | 0 | 0 | 0 | 0 | 0 | 0 | 0
F1_Commercial_Grocery_Existing_Space Heating_Natural Gas_Unit Heater_E9 | F1 | Commercial | Grocery | Existing | Space Heating | Natural Gas | Unit Heater | E9 | Participant - Cost of Equipment | 0 | 0 | 0 | 0 | 0 | 0 | 0 | 0 | 0 | 0 | 0 | 0 | 0 | 0 | 0 | 0 | 0 | 0 | 0 | 0 | 0 | 0 | 0 | 0 | 0 | 0 | 0 | 0 | 0 | 0 | 0
F1_Commercial_Grocery_Existing_Space Heating_Natural Gas_Unit Heater_E10 | F1 | Commercial | Grocery | Existing | Space Heating | Natural Gas | Unit Heater | E10 | Participant - Cost of Equipment | 0 | 0 | 0 | 0 | 0 | 0 | 0 | 0 | 0 | 0 | 0 | 0 | 0 | 0 | 0 | 0 | 0 | 0 | 0 | 0 | 0 | 0 | 0 | 0 | 0 | 0 | 0 | 0 | 0 | 0 | 0
F2_Commercial_Grocery_Existing_Space Heating_Natural Gas_Unit Heater_E1 | F2 | Commercial | Grocery | Existing | Space Heating | Natural Gas | Unit Heater | E1 | Participant - Cost of Operation | 1.5704 | 1.5873 | 1.5975 | 1.6099 | 1.6104 | 0 | 0 | 0 | 0 | 0 | 0 | 0 | 0 | 0 | 0 | 0 | 0 | 0 | 0 | 0 | 0 | 0 | 0 | 0 | 0 | 0 | 0 | 0 | 0 | 0 | 0
F2_Commercial_Grocery_Existing_Space Heating_Natural Gas_Unit Heater_E2 | F2 | Commercial | Grocery | Existing | Space Heating | Natural Gas | Unit Heater | E2 | Participant - Cost of Operation | 1.4132 | 1.4284 | 1.4376 | 1.4487 | 1.4492 | 1.3643 | 1.295 | 1.2556 | 1.2883 | 1.3197 | 1.3597 | 1.401 | 1.2609 | 1.3109 | 1.379 | 1.3722 | 1.3736 | 1.378 | 1.3517 | 1.3677 | 1.3785 | 1.3936 | 1.4131 | 0.70747 | 0.69365 | 0.68067 | 0.6684 | 0.65673 | 0.64555 | 0.63478 | 0.62436
F2_Commercial_Grocery_Existing_Space Heating_Natural Gas_Unit Heater_E3 | F2 | Commercial | Grocery | Existing | Space Heating | Natural Gas | Unit Heater | E3 | Participant - Cost of Operation | 1.2205 | 1.2336 | 1.2416 | 1.2512 | 1.2516 | 1.1782 | 1.1185 | 1.0844 | 1.1127 | 1.1397 | 1.1743 | 1.21 | 1.089 | 1.1321 | 1.191 | 1.1851 | 1.1863 | 1.1901 | 1.1674 | 1.1812 | 1.1905 | 1.2036 | 1.2204 | 0.611 | 0.59907 | 0.58786 | 0.57726 | 0.56718 | 0.55753 | 0.54823 | 0.53923
F2_Commercial_Grocery_Existing_Space Heating_Natural Gas_Unit Heater_E4 | F2 | Commercial | Grocery | Existing | Space Heating | Natural Gas | Unit Heater | E4 | Participant - Cost of Operation | 0 | 0 | 0 | 0 | 0 | 0 | 0 | 0 | 0 | 0 | 0 | 0 | 0 | 0 | 0 | 0 | 0 | 0 | 0 | 0 | 0 | 0 | 0 | 0 | 0 | 0 | 0 | 0 | 0 | 0 | 0
F2_Commercial_Grocery_Existing_Space Heating_Natural Gas_Unit Heater_E5 | F2 | Commercial | Grocery | Existing | Space Heating | Natural Gas | Unit Heater | E5 | Participant - Cost of Operation | 0 | 0 | 0 | 0 | 0 | 0 | 0 | 0 | 0 | 0 | 0 | 0 | 0 | 0 | 0 | 0 | 0 | 0 | 0 | 0 | 0 | 0 | 0 | 0 | 0 | 0 | 0 | 0 | 0 | 0 | 0
F2_Commercial_Grocery_Existing_Space Heating_Natural Gas_Unit Heater_E6 | F2 | Commercial | Grocery | Existing | Space Heating | Natural Gas | Unit Heater | E6 | Participant - Cost of Operation | 0 | 0 | 0 | 0 | 0 | 0 | 0 | 0 | 0 | 0 | 0 | 0 | 0 | 0 | 0 | 0 | 0 | 0 | 0 | 0 | 0 | 0 | 0 | 0 | 0 | 0 | 0 | 0 | 0 | 0 | 0
F2_Commercial_Grocery_Existing_Space Heating_Natural Gas_Unit Heater_E7 | F2 | Commercial | Grocery | Existing | Space Heating | Natural Gas | Unit Heater | E7 | Participant - Cost of Operation | 0 | 0 | 0 | 0 | 0 | 0 | 0 | 0 | 0 | 0 | 0 | 0 | 0 | 0 | 0 | 0 | 0 | 0 | 0 | 0 | 0 | 0 | 0 | 0 | 0 | 0 | 0 | 0 | 0 | 0 | 0
F2_Commercial_Grocery_Existing_Space Heating_Natural Gas_Unit Heater_E8 | F2 | Commercial | Grocery | Existing | Space Heating | Natural Gas | Unit Heater | E8 | Participant - Cost of Operation | 0 | 0 | 0 | 0 | 0 | 0 | 0 | 0 | 0 | 0 | 0 | 0 | 0 | 0 | 0 | 0 | 0 | 0 | 0 | 0 | 0 | 0 | 0 | 0 | 0 | 0 | 0 | 0 | 0 | 0 | 0
F2_Commercial_Grocery_Existing_Space Heating_Natural Gas_Unit Heater_E9 | F2 | Commercial | Grocery | Existing | Space Heating | Natural Gas | Unit Heater | E9 | Participant - Cost of Operation | 0 | 0 | 0 | 0 | 0 | 0 | 0 | 0 | 0 | 0 | 0 | 0 | 0 | 0 | 0 | 0 | 0 | 0 | 0 | 0 | 0 | 0 | 0 | 0 | 0 | 0 | 0 | 0 | 0 | 0 | 0
F2_Commercial_Grocery_Existing_Space Heating_Natural Gas_Unit Heater_E10 | F2 | Commercial | Grocery | Existing | Space Heating | Natural Gas | Unit Heater | E10 | Participant - Cost of Operation | 0 | 0 | 0 | 0 | 0 | 0 | 0 | 0 | 0 | 0 | 0 | 0 | 0 | 0 | 0 | 0 | 0 | 0 | 0 | 0 | 0 | 0 | 0 | 0 | 0 | 0 | 0 | 0 | 0 | 0 | 0
F3_Commercial_Grocery_Existing_Space Heating_Natural Gas_Unit Heater_E1 | F3 | Commercial | Grocery | Existing | Space Heating | Natural Gas | Unit Heater | E1 | System - kBTUs of Conusmption | 131.2609 | 131.523 | 131.356 | 131.2417 | 131.2417 | 0 | 0 | 0 | 0 | 0 | 0 | 0 | 0 | 0 | 0 | 0 | 0 | 0 | 0 | 0 | 0 | 0 | 0 | 0 | 0 | 0 | 0 | 0 | 0 | 0 | 0
F3_Commercial_Grocery_Existing_Space Heating_Natural Gas_Unit Heater_E2 | F3 | Commercial | Grocery | Existing | Space Heating | Natural Gas | Unit Heater | E2 | System - kBTUs of Conusmption | 118.12 | 118.3559 | 118.2056 | 118.1027 | 118.1027 | 118.1027 | 118.1027 | 118.1027 | 118.1027 | 118.1027 | 118.1027 | 118.1027 | 118.1027 | 118.1027 | 118.1027 | 118.1027 | 118.1027 | 118.1027 | 118.1027 | 118.1027 | 118.1027 | 118.1027 | 118.1027 | 118.1027 | 118.1027 | 118.1027 | 118.1027 | 118.1027 | 118.1027 | 118.1027 | 118.1027
F3_Commercial_Grocery_Existing_Space Heating_Natural Gas_Unit Heater_E3 | F3 | Commercial | Grocery | Existing | Space Heating | Natural Gas | Unit Heater | E3 | System - kBTUs of Conusmption | 102.0141 | 102.2178 | 102.088 | 101.9991 | 101.9991 | 101.9991 | 101.9991 | 101.9991 | 101.9991 | 101.9991 | 101.9991 | 101.9991 | 101.9991 | 101.9991 | 101.9991 | 101.9991 | 101.9991 | 101.9991 | 101.9991 | 101.9991 | 101.9991 | 101.9991 | 101.9991 | 101.9991 | 101.9991 | 101.9991 | 101.9991 | 101.9991 | 101.9991 | 101.9991 | 101.9991
F3_Commercial_Grocery_Existing_Space Heating_Natural Gas_Unit Heater_E4 | F3 | Commercial | Grocery | Existing | Space Heating | Natural Gas | Unit Heater | E4 | System - kBTUs of Conusmption | 0 | 0 | 0 | 0 | 0 | 0 | 0 | 0 | 0 | 0 | 0 | 0 | 0 | 0 | 0 | 0 | 0 | 0 | 0 | 0 | 0 | 0 | 0 | 0 | 0 | 0 | 0 | 0 | 0 | 0 | 0
F3_Commercial_Grocery_Existing_Space Heating_Natural Gas_Unit Heater_E5 | F3 | Commercial | Grocery | Existing | Space Heating | Natural Gas | Unit Heater | E5 | System - kBTUs of Conusmption | 0 | 0 | 0 | 0 | 0 | 0 | 0 | 0 | 0 | 0 | 0 | 0 | 0 | 0 | 0 | 0 | 0 | 0 | 0 | 0 | 0 | 0 | 0 | 0 | 0 | 0 | 0 | 0 | 0 | 0 | 0
F3_Commercial_Grocery_Existing_Space Heating_Natural Gas_Unit Heater_E6 | F3 | Commercial | Grocery | Existing | Space Heating | Natural Gas | Unit Heater | E6 | System - kBTUs of Conusmption | 0 | 0 | 0 | 0 | 0 | 0 | 0 | 0 | 0 | 0 | 0 | 0 | 0 | 0 | 0 | 0 | 0 | 0 | 0 | 0 | 0 | 0 | 0 | 0 | 0 | 0 | 0 | 0 | 0 | 0 | 0
F3_Commercial_Grocery_Existing_Space Heating_Natural Gas_Unit Heater_E7 | F3 | Commercial | Grocery | Existing | Space Heating | Natural Gas | Unit Heater | E7 | System - kBTUs of Conusmption | 0 | 0 | 0 | 0 | 0 | 0 | 0 | 0 | 0 | 0 | 0 | 0 | 0 | 0 | 0 | 0 | 0 | 0 | 0 | 0 | 0 | 0 | 0 | 0 | 0 | 0 | 0 | 0 | 0 | 0 | 0
F3_Commercial_Grocery_Existing_Space Heating_Natural Gas_Unit Heater_E8 | F3 | Commercial | Grocery | Existing | Space Heating | Natural Gas | Unit Heater | E8 | System - kBTUs of Conusmption | 0 | 0 | 0 | 0 | 0 | 0 | 0 | 0 | 0 | 0 | 0 | 0 | 0 | 0 | 0 | 0 | 0 | 0 | 0 | 0 | 0 | 0 | 0 | 0 | 0 | 0 | 0 | 0 | 0 | 0 | 0
F3_Commercial_Grocery_Existing_Space Heating_Natural Gas_Unit Heater_E9 | F3 | Commercial | Grocery | Existing | Space Heating | Natural Gas | Unit Heater | E9 | System - kBTUs of Conusmption | 0 | 0 | 0 | 0 | 0 | 0 | 0 | 0 | 0 | 0 | 0 | 0 | 0 | 0 | 0 | 0 | 0 | 0 | 0 | 0 | 0 | 0 | 0 | 0 | 0 | 0 | 0 | 0 | 0 | 0 | 0
F3_Commercial_Grocery_Existing_Space Heating_Natural Gas_Unit Heater_E10 | F3 | Commercial | Grocery | Existing | Space Heating | Natural Gas | Unit Heater | E10 | System - kBTUs of Conusmption | 0 | 0 | 0 | 0 | 0 | 0 | 0 | 0 | 0 | 0 | 0 | 0 | 0 | 0 | 0 | 0 | 0 | 0 | 0 | 0 | 0 | 0 | 0 | 0 | 0 | 0 | 0 | 0 | 0 | 0 | 0
F4_Commercial_Grocery_Existing_Space Heating_Natural Gas_Unit Heater_E1 | F4 | Commercial | Grocery | Existing | Space Heating | Natural Gas | Unit Heater | E1 | Utility - Cost of Equipment | 0.13013 | 0.13013 | 0.13013 | 0.13013 | 0.13013 | 0 | 0 | 0 | 0 | 0 | 0 | 0 | 0 | 0 | 0 | 0 | 0 | 0 | 0 | 0 | 0 | 0 | 0 | 0 | 0 | 0 | 0 | 0 | 0 | 0 | 0
F4_Commercial_Grocery_Existing_Space Heating_Natural Gas_Unit Heater_E2 | F4 | Commercial | Grocery | Existing | Space Heating | Natural Gas | Unit Heater | E2 | Utility - Cost of Equipment | 0.41611 | 0.41611 | 0.41611 | 0.41611 | 0.41611 | 0.41611 | 0.41611 | 0.41611 | 0.41611 | 0.41611 | 0.41611 | 0.41611 | 0.41611 | 0.41611 | 0.41611 | 0.41611 | 0.41611 | 0.41611 | 0.41611 | 0.41611 | 0.41611 | 0.41611 | 0.41611 | 0.41611 | 0.41611 | 0.41611 | 0.41611 | 0.41611 | 0.41611 | 0.41611 | 0.41611
F4_Commercial_Grocery_Existing_Space Heating_Natural Gas_Unit Heater_E3 | F4 | Commercial | Grocery | Existing | Space Heating | Natural Gas | Unit Heater | E3 | Utility - Cost of Equipment | 0.17975 | 0.17975 | 0.17975 | 0.17975 | 0.17975 | 0.17975 | 0.17975 | 0.17975 | 0.17975 | 0.17975 | 0.17975 | 0.17975 | 0.17975 | 0.17975 | 0.17975 | 0.17975 | 0.17975 | 0.17975 | 0.17975 | 0.17975 | 0.17975 | 0.17975 | 0.17975 | 0.17975 | 0.17975 | 0.17975 | 0.17975 | 0.17975 | 0.17975 | 0.17975 | 0.17975
F4_Commercial_Grocery_Existing_Space Heating_Natural Gas_Unit Heater_E4 | F4 | Commercial | Grocery | Existing | Space Heating | Natural Gas | Unit Heater | E4 | Utility - Cost of Equipment | 0 | 0 | 0 | 0 | 0 | 0 | 0 | 0 | 0 | 0 | 0 | 0 | 0 | 0 | 0 | 0 | 0 | 0 | 0 | 0 | 0 | 0 | 0 | 0 | 0 | 0 | 0 | 0 | 0 | 0 | 0
F4_Commercial_Grocery_Existing_Space Heating_Natural Gas_Unit Heater_E5 | F4 | Commercial | Grocery | Existing | Space Heating | Natural Gas | Unit Heater | E5 | Utility - Cost of Equipment | 0 | 0 | 0 | 0 | 0 | 0 | 0 | 0 | 0 | 0 | 0 | 0 | 0 | 0 | 0 | 0 | 0 | 0 | 0 | 0 | 0 | 0 | 0 | 0 | 0 | 0 | 0 | 0 | 0 | 0 | 0
F4_Commercial_Grocery_Existing_Space Heating_Natural Gas_Unit Heater_E6 | F4 | Commercial | Grocery | Existing | Space Heating | Natural Gas | Unit Heater | E6 | Utility - Cost of Equipment | 0 | 0 | 0 | 0 | 0 | 0 | 0 | 0 | 0 | 0 | 0 | 0 | 0 | 0 | 0 | 0 | 0 | 0 | 0 | 0 | 0 | 0 | 0 | 0 | 0 | 0 | 0 | 0 | 0 | 0 | 0
F4_Commercial_Grocery_Existing_Space Heating_Natural Gas_Unit Heater_E7 | F4 | Commercial | Grocery | Existing | Space Heating | Natural Gas | Unit Heater | E7 | Utility - Cost of Equipment | 0 | 0 | 0 | 0 | 0 | 0 | 0 | 0 | 0 | 0 | 0 | 0 | 0 | 0 | 0 | 0 | 0 | 0 | 0 | 0 | 0 | 0 | 0 | 0 | 0 | 0 | 0 | 0 | 0 | 0 | 0
F4_Commercial_Grocery_Existing_Space Heating_Natural Gas_Unit Heater_E8 | F4 | Commercial | Grocery | Existing | Space Heating | Natural Gas | Unit Heater | E8 | Utility - Cost of Equipment | 0 | 0 | 0 | 0 | 0 | 0 | 0 | 0 | 0 | 0 | 0 | 0 | 0 | 0 | 0 | 0 | 0 | 0 | 0 | 0 | 0 | 0 | 0 | 0 | 0 | 0 | 0 | 0 | 0 | 0 | 0
F4_Commercial_Grocery_Existing_Space Heating_Natural Gas_Unit Heater_E9 | F4 | Commercial | Grocery | Existing | Space Heating | Natural Gas | Unit Heater | E9 | Utility - Cost of Equipment | 0 | 0 | 0 | 0 | 0 | 0 | 0 | 0 | 0 | 0 | 0 | 0 | 0 | 0 | 0 | 0 | 0 | 0 | 0 | 0 | 0 | 0 | 0 | 0 | 0 | 0 | 0 | 0 | 0 | 0 | 0
F4_Commercial_Grocery_Existing_Space Heating_Natural Gas_Unit Heater_E10 | F4 | Commercial | Grocery | Existing | Space Heating | Natural Gas | Unit Heater | E10 | Utility - Cost of Equipment | 0 | 0 | 0 | 0 | 0 | 0 | 0 | 0 | 0 | 0 | 0 | 0 | 0 | 0 | 0 | 0 | 0 | 0 | 0 | 0 | 0 | 0 | 0 | 0 | 0 | 0 | 0 | 0 | 0 | 0 | 0
F5_Commercial_Grocery_Existing_Space Heating_Natural Gas_Unit Heater_E1 | F5 | Commercial | Grocery | Existing | Space Heating | Natural Gas | Unit Heater | E1 | Utility - Cost of Operation | 1.3108 | 1.3249 | 1.3334 | 1.3438 | 1.3442 | 0 | 0 | 0 | 0 | 0 | 0 | 0 | 0 | 0 | 0 | 0 | 0 | 0 | 0 | 0 | 0 | 0 | 0 | 0 | 0 | 0 | 0 | 0 | 0 | 0 | 0
F5_Commercial_Grocery_Existing_Space Heating_Natural Gas_Unit Heater_E2 | F5 | Commercial | Grocery | Existing | Space Heating | Natural Gas | Unit Heater | E2 | Utility - Cost of Operation | 1.1796 | 1.1922 | 1.1999 | 1.2092 | 1.2096 | 1.1387 | 1.0809 | 1.0481 | 1.0754 | 1.1015 | 1.1349 | 1.1694 | 1.0525 | 1.0942 | 1.151 | 1.1454 | 1.1465 | 1.1502 | 1.1282 | 1.1416 | 1.1506 | 1.1632 | 1.1795 | 0.59051 | 0.57898 | 0.56814 | 0.5579 | 0.54816 | 0.53883 | 0.52984 | 0.52114
F5_Commercial_Grocery_Existing_Space Heating_Natural Gas_Unit Heater_E3 | F5 | Commercial | Grocery | Existing | Space Heating | Natural Gas | Unit Heater | E3 | Utility - Cost of Operation | 1.0187 | 1.0297 | 1.0363 | 1.0443 | 1.0447 | 0.98345 | 0.93355 | 0.90515 | 0.92872 | 0.95132 | 0.98013 | 1.0099 | 0.90897 | 0.94498 | 0.99409 | 0.98921 | 0.9902 | 0.99332 | 0.97437 | 0.9859 | 0.99368 | 1.0046 | 1.0187 | 0.50999 | 0.50003 | 0.49067 | 0.48183 | 0.47342 | 0.46536 | 0.45759 | 0.45008
F5_Commercial_Grocery_Existing_Space Heating_Natural Gas_Unit Heater_E4 | F5 | Commercial | Grocery | Existing | Space Heating | Natural Gas | Unit Heater | E4 | Utility - Cost of Operation | 0 | 0 | 0 | 0 | 0 | 0 | 0 | 0 | 0 | 0 | 0 | 0 | 0 | 0 | 0 | 0 | 0 | 0 | 0 | 0 | 0 | 0 | 0 | 0 | 0 | 0 | 0 | 0 | 0 | 0 | 0
F5_Commercial_Grocery_Existing_Space Heating_Natural Gas_Unit Heater_E5 | F5 | Commercial | Grocery | Existing | Space Heating | Natural Gas | Unit Heater | E5 | Utility - Cost of Operation | 0 | 0 | 0 | 0 | 0 | 0 | 0 | 0 | 0 | 0 | 0 | 0 | 0 | 0 | 0 | 0 | 0 | 0 | 0 | 0 | 0 | 0 | 0 | 0 | 0 | 0 | 0 | 0 | 0 | 0 | 0
F5_Commercial_Grocery_Existing_Space Heating_Natural Gas_Unit Heater_E6 | F5 | Commercial | Grocery | Existing | Space Heating | Natural Gas | Unit Heater | E6 | Utility - Cost of Operation | 0 | 0 | 0 | 0 | 0 | 0 | 0 | 0 | 0 | 0 | 0 | 0 | 0 | 0 | 0 | 0 | 0 | 0 | 0 | 0 | 0 | 0 | 0 | 0 | 0 | 0 | 0 | 0 | 0 | 0 | 0
F5_Commercial_Grocery_Existing_Space Heating_Natural Gas_Unit Heater_E7 | F5 | Commercial | Grocery | Existing | Space Heating | Natural Gas | Unit Heater | E7 | Utility - Cost of Operation | 0 | 0 | 0 | 0 | 0 | 0 | 0 | 0 | 0 | 0 | 0 | 0 | 0 | 0 | 0 | 0 | 0 | 0 | 0 | 0 | 0 | 0 | 0 | 0 | 0 | 0 | 0 | 0 | 0 | 0 | 0
F5_Commercial_Grocery_Existing_Space Heating_Natural Gas_Unit Heater_E8 | F5 | Commercial | Grocery | Existing | Space Heating | Natural Gas | Unit Heater | E8 | Utility - Cost of Operation | 0 | 0 | 0 | 0 | 0 | 0 | 0 | 0 | 0 | 0 | 0 | 0 | 0 | 0 | 0 | 0 | 0 | 0 | 0 | 0 | 0 | 0 | 0 | 0 | 0 | 0 | 0 | 0 | 0 | 0 | 0
F5_Commercial_Grocery_Existing_Space Heating_Natural Gas_Unit Heater_E9 | F5 | Commercial | Grocery | Existing | Space Heating | Natural Gas | Unit Heater | E9 | Utility - Cost of Operation | 0 | 0 | 0 | 0 | 0 | 0 | 0 | 0 | 0 | 0 | 0 | 0 | 0 | 0 | 0 | 0 | 0 | 0 | 0 | 0 | 0 | 0 | 0 | 0 | 0 | 0 | 0 | 0 | 0 | 0 | 0
F5_Commercial_Grocery_Existing_Space Heating_Natural Gas_Unit Heater_E10 | F5 | Commercial | Grocery | Existing | Space Heating | Natural Gas | Unit Heater | E10 | Utility - Cost of Operation | 0 | 0 | 0 | 0 | 0 | 0 | 0 | 0 | 0 | 0 | 0 | 0 | 0 | 0 | 0 | 0 | 0 | 0 | 0 | 0 | 0 | 0 | 0 | 0 | 0 | 0 | 0 | 0 | 0 | 0 | 0
F6_Commercial_Grocery_Existing_Space Heating_Natural Gas_Unit Heater_E1 | F6 | Commercial | Grocery | Existing | Space Heating | Natural Gas | Unit Heater | E1 | Utility - Value of Sales | 1.5704 | 1.5873 | 1.5975 | 1.6099 | 1.6104 | 0 | 0 | 0 | 0 | 0 | 0 | 0 | 0 | 0 | 0 | 0 | 0 | 0 | 0 | 0 | 0 | 0 | 0 | 0 | 0 | 0 | 0 | 0 | 0 | 0 | 0
F6_Commercial_Grocery_Existing_Space Heating_Natural Gas_Unit Heater_E2 | F6 | Commercial | Grocery | Existing | Space Heating | Natural Gas | Unit Heater | E2 | Utility - Value of Sales | 1.4132 | 1.4284 | 1.4376 | 1.4487 | 1.4492 | 1.3643 | 1.295 | 1.2556 | 1.2883 | 1.3197 | 1.3597 | 1.401 | 1.2609 | 1.3109 | 1.379 | 1.3722 | 1.3736 | 1.378 | 1.3517 | 1.3677 | 1.3785 | 1.3936 | 1.4131 | 0.70747 | 0.69365 | 0.68067 | 0.6684 | 0.65673 | 0.64555 | 0.63478 | 0.62436
F6_Commercial_Grocery_Existing_Space Heating_Natural Gas_Unit Heater_E3 | F6 | Commercial | Grocery | Existing | Space Heating | Natural Gas | Unit Heater | E3 | Utility - Value of Sales | 1.2205 | 1.2336 | 1.2416 | 1.2512 | 1.2516 | 1.1782 | 1.1185 | 1.0844 | 1.1127 | 1.1397 | 1.1743 | 1.21 | 1.089 | 1.1321 | 1.191 | 1.1851 | 1.1863 | 1.1901 | 1.1674 | 1.1812 | 1.1905 | 1.2036 | 1.2204 | 0.611 | 0.59907 | 0.58786 | 0.57726 | 0.56718 | 0.55753 | 0.54823 | 0.53923
F6_Commercial_Grocery_Existing_Space Heating_Natural Gas_Unit Heater_E4 | F6 | Commercial | Grocery | Existing | Space Heating | Natural Gas | Unit Heater | E4 | Utility - Value of Sales | 0 | 0 | 0 | 0 | 0 | 0 | 0 | 0 | 0 | 0 | 0 | 0 | 0 | 0 | 0 | 0 | 0 | 0 | 0 | 0 | 0 | 0 | 0 | 0 | 0 | 0 | 0 | 0 | 0 | 0 | 0
F6_Commercial_Grocery_Existing_Space Heating_Natural Gas_Unit Heater_E5 | F6 | Commercial | Grocery | Existing | Space Heating | Natural Gas | Unit Heater | E5 | Utility - Value of Sales | 0 | 0 | 0 | 0 | 0 | 0 | 0 | 0 | 0 | 0 | 0 | 0 | 0 | 0 | 0 | 0 | 0 | 0 | 0 | 0 | 0 | 0 | 0 | 0 | 0 | 0 | 0 | 0 | 0 | 0 | 0
F6_Commercial_Grocery_Existing_Space Heating_Natural Gas_Unit Heater_E6 | F6 | Commercial | Grocery | Existing | Space Heating | Natural Gas | Unit Heater | E6 | Utility - Value of Sales | 0 | 0 | 0 | 0 | 0 | 0 | 0 | 0 | 0 | 0 | 0 | 0 | 0 | 0 | 0 | 0 | 0 | 0 | 0 | 0 | 0 | 0 | 0 | 0 | 0 | 0 | 0 | 0 | 0 | 0 | 0
F6_Commercial_Grocery_Existing_Space Heating_Natural Gas_Unit Heater_E7 | F6 | Commercial | Grocery | Existing | Space Heating | Natural Gas | Unit Heater | E7 | Utility - Value of Sales | 0 | 0 | 0 | 0 | 0 | 0 | 0 | 0 | 0 | 0 | 0 | 0 | 0 | 0 | 0 | 0 | 0 | 0 | 0 | 0 | 0 | 0 | 0 | 0 | 0 | 0 | 0 | 0 | 0 | 0 | 0
F6_Commercial_Grocery_Existing_Space Heating_Natural Gas_Unit Heater_E8 | F6 | Commercial | Grocery | Existing | Space Heating | Natural Gas | Unit Heater | E8 | Utility - Value of Sales | 0 | 0 | 0 | 0 | 0 | 0 | 0 | 0 | 0 | 0 | 0 | 0 | 0 | 0 | 0 | 0 | 0 | 0 | 0 | 0 | 0 | 0 | 0 | 0 | 0 | 0 | 0 | 0 | 0 | 0 | 0
F6_Commercial_Grocery_Existing_Space Heating_Natural Gas_Unit Heater_E9 | F6 | Commercial | Grocery | Existing | Space Heating | Natural Gas | Unit Heater | E9 | Utility - Value of Sales | 0 | 0 | 0 | 0 | 0 | 0 | 0 | 0 | 0 | 0 | 0 | 0 | 0 | 0 | 0 | 0 | 0 | 0 | 0 | 0 | 0 | 0 | 0 | 0 | 0 | 0 | 0 | 0 | 0 | 0 | 0
F6_Commercial_Grocery_Existing_Space Heating_Natural Gas_Unit Heater_E10 | F6 | Commercial | Grocery | Existing | Space Heating | Natural Gas | Unit Heater | E10 | Utility - Value of Sales | 0 | 0 | 0 | 0 | 0 | 0 | 0 | 0 | 0 | 0 | 0 | 0 | 0 | 0 | 0 | 0 | 0 | 0 | 0 | 0 | 0 | 0 | 0 | 0 | 0 | 0 | 0 | 0 | 0 | 0 | 0
F1_Commercial_Grocery_Existing_Water Heating_Natural Gas_Water Heater_E1 | F1 | Commercial | Grocery | Existing | Water Heating | Natural Gas | Water Heater | E1 | Participant - Cost of Equipment | 0.016001 | 0.016001 | 0.016001 | 0.016001 | 0.016001 | 0.016001 | 0.016001 | 0.016001 | 0.016001 | 0.016001 | 0.016001 | 0.016001 | 0.016001 | 0.016001 | 0.016001 | 0.016001 | 0.016001 | 0.016001 | 0.016001 | 0.016001 | 0.016001 | 0.016001 | 0.016001 | 0.016001 | 0.016001 | 0.016001 | 0.016001 | 0.016001 | 0.016001 | 0.016001 | 0.016001
F1_Commercial_Grocery_Existing_Water Heating_Natural Gas_Water Heater_E2 | F1 | Commercial | Grocery | Existing | Water Heating | Natural Gas | Water Heater | E2 | Participant - Cost of Equipment | 0.017881 | 0.017881 | 0.017881 | 0.017881 | 0.017881 | 0.017881 | 0.017881 | 0.017881 | 0.017881 | 0.017881 | 0.017881 | 0.017881 | 0.017881 | 0.017881 | 0.017881 | 0.017881 | 0.017881 | 0.017881 | 0.017881 | 0.017881 | 0.017881 | 0.017881 | 0.017881 | 0.017881 | 0.017881 | 0.017881 | 0.017881 | 0.017881 | 0.017881 | 0.017881 | 0.017881
F1_Commercial_Grocery_Existing_Water Heating_Natural Gas_Water Heater_E3 | F1 | Commercial | Grocery | Existing | Water Heating | Natural Gas | Water Heater | E3 | Participant - Cost of Equipment | 0.018691 | 0.018691 | 0.018691 | 0.018691 | 0.018691 | 0.018691 | 0.018691 | 0.018691 | 0.018691 | 0.018691 | 0.018691 | 0.018691 | 0.018691 | 0.018691 | 0.018691 | 0.018691 | 0.018691 | 0.018691 | 0.018691 | 0.018691 | 0.018691 | 0.018691 | 0.018691 | 0.018691 | 0.018691 | 0.018691 | 0.018691 | 0.018691 | 0.018691 | 0.018691 | 0.018691
F1_Commercial_Grocery_Existing_Water Heating_Natural Gas_Water Heater_E4 | F1 | Commercial | Grocery | Existing | Water Heating | Natural Gas | Water Heater | E4 | Participant - Cost of Equipment | 0 | 0 | 0 | 0 | 0 | 0 | 0 | 0.025629 | 0.025629 | 0.025629 | 0.025629 | 0.025629 | 0.025629 | 0.025629 | 0.025629 | 0.025629 | 0.025629 | 0.025629 | 0.025629 | 0.025629 | 0.025629 | 0.025629 | 0.025629 | 0.025629 | 0.025629 | 0.025629 | 0.025629 | 0.025629 | 0.025629 | 0.025629 | 0.025629
F1_Commercial_Grocery_Existing_Water Heating_Natural Gas_Water Heater_E5 | F1 | Commercial | Grocery | Existing | Water Heating | Natural Gas | Water Heater | E5 | Participant - Cost of Equipment | 0 | 0 | 0 | 0 | 0 | 0 | 0 | 0 | 0 | 0 | 0 | 0 | 0 | 0 | 0 | 0 | 0 | 0 | 0 | 0 | 0 | 0 | 0 | 0 | 0 | 0 | 0 | 0 | 0 | 0 | 0
F1_Commercial_Grocery_Existing_Water Heating_Natural Gas_Water Heater_E6 | F1 | Commercial | Grocery | Existing | Water Heating | Natural Gas | Water Heater | E6 | Participant - Cost of Equipment | 0 | 0 | 0 | 0 | 0 | 0 | 0 | 0 | 0 | 0 | 0 | 0 | 0 | 0 | 0 | 0 | 0 | 0 | 0 | 0 | 0 | 0 | 0 | 0 | 0 | 0 | 0 | 0 | 0 | 0 | 0
F1_Commercial_Grocery_Existing_Water Heating_Natural Gas_Water Heater_E7 | F1 | Commercial | Grocery | Existing | Water Heating | Natural Gas | Water Heater | E7 | Participant - Cost of Equipment | 0 | 0 | 0 | 0 | 0 | 0 | 0 | 0 | 0 | 0 | 0 | 0 | 0 | 0 | 0 | 0 | 0 | 0 | 0 | 0 | 0 | 0 | 0 | 0 | 0 | 0 | 0 | 0 | 0 | 0 | 0
F1_Commercial_Grocery_Existing_Water Heating_Natural Gas_Water Heater_E8 | F1 | Commercial | Grocery | Existing | Water Heating | Natural Gas | Water Heater | E8 | Participant - Cost of Equipment | 0 | 0 | 0 | 0 | 0 | 0 | 0 | 0 | 0 | 0 | 0 | 0 | 0 | 0 | 0 | 0 | 0 | 0 | 0 | 0 | 0 | 0 | 0 | 0 | 0 | 0 | 0 | 0 | 0 | 0 | 0
F1_Commercial_Grocery_Existing_Water Heating_Natural Gas_Water Heater_E9 | F1 | Commercial | Grocery | Existing | Water Heating | Natural Gas | Water Heater | E9 | Participant - Cost of Equipment | 0 | 0 | 0 | 0 | 0 | 0 | 0 | 0 | 0 | 0 | 0 | 0 | 0 | 0 | 0 | 0 | 0 | 0 | 0 | 0 | 0 | 0 | 0 | 0 | 0 | 0 | 0 | 0 | 0 | 0 | 0
F1_Commercial_Grocery_Existing_Water Heating_Natural Gas_Water Heater_E10 | F1 | Commercial | Grocery | Existing | Water Heating | Natural Gas | Water Heater | E10 | Participant - Cost of Equipment | 0 | 0 | 0 | 0 | 0 | 0 | 0 | 0 | 0 | 0 | 0 | 0 | 0 | 0 | 0 | 0 | 0 | 0 | 0 | 0 | 0 | 0 | 0 | 0 | 0 | 0 | 0 | 0 | 0 | 0 | 0
F2_Commercial_Grocery_Existing_Water Heating_Natural Gas_Water Heater_E1 | F2 | Commercial | Grocery | Existing | Water Heating | Natural Gas | Water Heater | E1 | Participant - Cost of Operation | 0.22668 | 0.23118 | 0.23439 | 0.23788 | 0.24288 | 0.22755 | 0.21558 | 0.20928 | 0.20701 | 0.20354 | 0.2012 | 0.21186 | 0.18961 | 0.20266 | 0.21942 | 0.23571 | 0.23631 | 0.23744 | 0.23291 | 0.23614 | 0.23841 | 0.24147 | 0.24531 | 0.11555 | 0.11325 | 0.11109 | 0.10906 | 0.10713 | 0.10529 | 0.10352 | 0.10182
F2_Commercial_Grocery_Existing_Water Heating_Natural Gas_Water Heater_E2 | F2 | Commercial | Grocery | Existing | Water Heating | Natural Gas | Water Heater | E2 | Participant - Cost of Operation | 0.19292 | 0.19675 | 0.19948 | 0.20245 | 0.20671 | 0.19366 | 0.18347 | 0.17811 | 0.17618 | 0.17323 | 0.17123 | 0.18031 | 0.16137 | 0.17248 | 0.18674 | 0.2006 | 0.20112 | 0.20208 | 0.19822 | 0.20097 | 0.2029 | 0.2055 | 0.20877 | 0.098342 | 0.09638 | 0.094544 | 0.092816 | 0.091176 | 0.089611 | 0.088105 | 0.086651
F2_Commercial_Grocery_Existing_Water Heating_Natural Gas_Water Heater_E3 | F2 | Commercial | Grocery | Existing | Water Heating | Natural Gas | Water Heater | E3 | Participant - Cost of Operation | 0.16077 | 0.16396 | 0.16624 | 0.16871 | 0.17225 | 0.16139 | 0.15289 | 0.14842 | 0.14682 | 0.14436 | 0.14269 | 0.15026 | 0.13447 | 0.14373 | 0.15562 | 0.16717 | 0.1676 | 0.1684 | 0.16518 | 0.16748 | 0.16908 | 0.17125 | 0.17398 | 0.081952 | 0.080317 | 0.078787 | 0.077346 | 0.07598 | 0.074676 | 0.073421 | 0.072209
F2_Commercial_Grocery_Existing_Water Heating_Natural Gas_Water Heater_E4 | F2 | Commercial | Grocery | Existing | Water Heating | Natural Gas | Water Heater | E4 | Participant - Cost of Operation | 0 | 0 | 0 | 0 | 0 | 0 | 0 | 0.11381 | 0.11547 | 0.117 | 0.11935 | 0.12171 | 0.11071 | 0.10999 | 0.11016 | 0.10949 | 0.10943 | 0.10959 | 0.10751 | 0.10855 | 0.10921 | 0.11019 | 0.11149 | 0.059542 | 0.058405 | 0.057333 | 0.056316 | 0.055344 | 0.054412 | 0.053511 | 0.052453
F2_Commercial_Grocery_Existing_Water Heating_Natural Gas_Water Heater_E5 | F2 | Commercial | Grocery | Existing | Water Heating | Natural Gas | Water Heater | E5 | Participant - Cost of Operation | 0 | 0 | 0 | 0 | 0 | 0 | 0 | 0 | 0 | 0 | 0 | 0 | 0 | 0 | 0 | 0 | 0 | 0 | 0 | 0 | 0 | 0 | 0 | 0 | 0 | 0 | 0 | 0 | 0 | 0 | 0
F2_Commercial_Grocery_Existing_Water Heating_Natural Gas_Water Heater_E6 | F2 | Commercial | Grocery | Existing | Water Heating | Natural Gas | Water Heater | E6 | Participant - Cost of Operation | 0 | 0 | 0 | 0 | 0 | 0 | 0 | 0 | 0 | 0 | 0 | 0 | 0 | 0 | 0 | 0 | 0 | 0 | 0 | 0 | 0 | 0 | 0 | 0 | 0 | 0 | 0 | 0 | 0 | 0 | 0
F2_Commercial_Grocery_Existing_Water Heating_Natural Gas_Water Heater_E7 | F2 | Commercial | Grocery | Existing | Water Heating | Natural Gas | Water Heater | E7 | Participant - Cost of Operation | 0 | 0 | 0 | 0 | 0 | 0 | 0 | 0 | 0 | 0 | 0 | 0 | 0 | 0 | 0 | 0 | 0 | 0 | 0 | 0 | 0 | 0 | 0 | 0 | 0 | 0 | 0 | 0 | 0 | 0 | 0
F2_Commercial_Grocery_Existing_Water Heating_Natural Gas_Water Heater_E8 | F2 | Commercial | Grocery | Existing | Water Heating | Natural Gas | Water Heater | E8 | Participant - Cost of Operation | 0 | 0 | 0 | 0 | 0 | 0 | 0 | 0 | 0 | 0 | 0 | 0 | 0 | 0 | 0 | 0 | 0 | 0 | 0 | 0 | 0 | 0 | 0 | 0 | 0 | 0 | 0 | 0 | 0 | 0 | 0
F2_Commercial_Grocery_Existing_Water Heating_Natural Gas_Water Heater_E9 | F2 | Commercial | Grocery | Existing | Water Heating | Natural Gas | Water Heater | E9 | Participant - Cost of Operation | 0 | 0 | 0 | 0 | 0 | 0 | 0 | 0 | 0 | 0 | 0 | 0 | 0 | 0 | 0 | 0 | 0 | 0 | 0 | 0 | 0 | 0 | 0 | 0 | 0 | 0 | 0 | 0 | 0 | 0 | 0
F2_Commercial_Grocery_Existing_Water Heating_Natural Gas_Water Heater_E10 | F2 | Commercial | Grocery | Existing | Water Heating | Natural Gas | Water Heater | E10 | Participant - Cost of Operation | 0 | 0 | 0 | 0 | 0 | 0 | 0 | 0 | 0 | 0 | 0 | 0 | 0 | 0 | 0 | 0 | 0 | 0 | 0 | 0 | 0 | 0 | 0 | 0 | 0 | 0 | 0 | 0 | 0 | 0 | 0
F3_Commercial_Grocery_Existing_Water Heating_Natural Gas_Water Heater_E1 | F3 | Commercial | Grocery | Existing | Water Heating | Natural Gas | Water Heater | E1 | System - kBTUs of Conusmption | 18.969 | 19.0145 | 18.9855 | 18.9657 | 18.9657 | 18.9657 | 18.9657 | 18.9657 | 18.9657 | 18.9657 | 18.9657 | 18.9657 | 18.9657 | 18.9657 | 18.9657 | 18.9657 | 18.9657 | 18.9657 | 18.9657 | 18.9657 | 18.9657 | 18.9657 | 18.9657 | 18.9657 | 18.9657 | 18.9657 | 18.9657 | 18.9657 | 18.9657 | 18.9657 | 18.9657
F3_Commercial_Grocery_Existing_Water Heating_Natural Gas_Water Heater_E2 | F3 | Commercial | Grocery | Existing | Water Heating | Natural Gas | Water Heater | E2 | System - kBTUs of Conusmption | 16.1438 | 16.1825 | 16.1579 | 16.141 | 16.141 | 16.141 | 16.141 | 16.141 | 16.141 | 16.141 | 16.141 | 16.141 | 16.141 | 16.141 | 16.141 | 16.141 | 16.141 | 16.141 | 16.141 | 16.141 | 16.141 | 16.141 | 16.141 | 16.141 | 16.141 | 16.141 | 16.141 | 16.141 | 16.141 | 16.141 | 16.141
F3_Commercial_Grocery_Existing_Water Heating_Natural Gas_Water Heater_E3 | F3 | Commercial | Grocery | Existing | Water Heating | Natural Gas | Water Heater | E3 | System - kBTUs of Conusmption | 13.4532 | 13.4854 | 13.4649 | 13.4508 | 13.4508 | 13.4508 | 13.4508 | 13.4508 | 13.4508 | 13.4508 | 13.4508 | 13.4508 | 13.4508 | 13.4508 | 13.4508 | 13.4508 | 13.4508 | 13.4508 | 13.4508 | 13.4508 | 13.4508 | 13.4508 | 13.4508 | 13.4508 | 13.4508 | 13.4508 | 13.4508 | 13.4508 | 13.4508 | 13.4508 | 13.4508
F3_Commercial_Grocery_Existing_Water Heating_Natural Gas_Water Heater_E4 | F3 | Commercial | Grocery | Existing | Water Heating | Natural Gas | Water Heater | E4 | System - kBTUs of Conusmption | 0 | 0 | 0 | 0 | 0 | 0 | 0 | 10.1516 | 10.1516 | 10.1516 | 10.1516 | 10.1516 | 10.1516 | 10.1516 | 10.1516 | 10.1516 | 10.1516 | 10.1516 | 10.1516 | 10.1516 | 10.1516 | 10.1516 | 10.1516 | 10.1516 | 10.1516 | 10.1516 | 10.1516 | 10.1516 | 10.1516 | 10.1516 | 10.1516
F3_Commercial_Grocery_Existing_Water Heating_Natural Gas_Water Heater_E5 | F3 | Commercial | Grocery | Existing | Water Heating | Natural Gas | Water Heater | E5 | System - kBTUs of Conusmption | 0 | 0 | 0 | 0 | 0 | 0 | 0 | 0 | 0 | 0 | 0 | 0 | 0 | 0 | 0 | 0 | 0 | 0 | 0 | 0 | 0 | 0 | 0 | 0 | 0 | 0 | 0 | 0 | 0 | 0 | 0
F3_Commercial_Grocery_Existing_Water Heating_Natural Gas_Water Heater_E6 | F3 | Commercial | Grocery | Existing | Water Heating | Natural Gas | Water Heater | E6 | System - kBTUs of Conusmption | 0 | 0 | 0 | 0 | 0 | 0 | 0 | 0 | 0 | 0 | 0 | 0 | 0 | 0 | 0 | 0 | 0 | 0 | 0 | 0 | 0 | 0 | 0 | 0 | 0 | 0 | 0 | 0 | 0 | 0 | 0
F3_Commercial_Grocery_Existing_Water Heating_Natural Gas_Water Heater_E7 | F3 | Commercial | Grocery | Existing | Water Heating | Natural Gas | Water Heater | E7 | System - kBTUs of Conusmption | 0 | 0 | 0 | 0 | 0 | 0 | 0 | 0 | 0 | 0 | 0 | 0 | 0 | 0 | 0 | 0 | 0 | 0 | 0 | 0 | 0 | 0 | 0 | 0 | 0 | 0 | 0 | 0 | 0 | 0 | 0
F3_Commercial_Grocery_Existing_Water Heating_Natural Gas_Water Heater_E8 | F3 | Commercial | Grocery | Existing | Water Heating | Natural Gas | Water Heater | E8 | System - kBTUs of Conusmption | 0 | 0 | 0 | 0 | 0 | 0 | 0 | 0 | 0 | 0 | 0 | 0 | 0 | 0 | 0 | 0 | 0 | 0 | 0 | 0 | 0 | 0 | 0 | 0 | 0 | 0 | 0 | 0 | 0 | 0 | 0
F3_Commercial_Grocery_Existing_Water Heating_Natural Gas_Water Heater_E9 | F3 | Commercial | Grocery | Existing | Water Heating | Natural Gas | Water Heater | E9 | System - kBTUs of Conusmption | 0 | 0 | 0 | 0 | 0 | 0 | 0 | 0 | 0 | 0 | 0 | 0 | 0 | 0 | 0 | 0 | 0 | 0 | 0 | 0 | 0 | 0 | 0 | 0 | 0 | 0 | 0 | 0 | 0 | 0 | 0
F3_Commercial_Grocery_Existing_Water Heating_Natural Gas_Water Heater_E10 | F3 | Commercial | Grocery | Existing | Water Heating | Natural Gas | Water Heater | E10 | System - kBTUs of Conusmption | 0 | 0 | 0 | 0 | 0 | 0 | 0 | 0 | 0 | 0 | 0 | 0 | 0 | 0 | 0 | 0 | 0 | 0 | 0 | 0 | 0 | 0 | 0 | 0 | 0 | 0 | 0 | 0 | 0 | 0 | 0
F4_Commercial_Grocery_Existing_Water Heating_Natural Gas_Water Heater_E1 | F4 | Commercial | Grocery | Existing | Water Heating | Natural Gas | Water Heater | E1 | Utility - Cost of Equipment | 0.016001 | 0.016001 | 0.016001 | 0.016001 | 0.016001 | 0.016001 | 0.016001 | 0.016001 | 0.016001 | 0.016001 | 0.016001 | 0.016001 | 0.016001 | 0.016001 | 0.016001 | 0.016001 | 0.016001 | 0.016001 | 0.016001 | 0.016001 | 0.016001 | 0.016001 | 0.016001 | 0.016001 | 0.016001 | 0.016001 | 0.016001 | 0.016001 | 0.016001 | 0.016001 | 0.016001
F4_Commercial_Grocery_Existing_Water Heating_Natural Gas_Water Heater_E2 | F4 | Commercial | Grocery | Existing | Water Heating | Natural Gas | Water Heater | E2 | Utility - Cost of Equipment | 0.017881 | 0.017881 | 0.017881 | 0.017881 | 0.017881 | 0.017881 | 0.017881 | 0.017881 | 0.017881 | 0.017881 | 0.017881 | 0.017881 | 0.017881 | 0.017881 | 0.017881 | 0.017881 | 0.017881 | 0.017881 | 0.017881 | 0.017881 | 0.017881 | 0.017881 | 0.017881 | 0.017881 | 0.017881 | 0.017881 | 0.017881 | 0.017881 | 0.017881 | 0.017881 | 0.017881
F4_Commercial_Grocery_Existing_Water Heating_Natural Gas_Water Heater_E3 | F4 | Commercial | Grocery | Existing | Water Heating | Natural Gas | Water Heater | E3 | Utility - Cost of Equipment | 0.018691 | 0.018691 | 0.018691 | 0.018691 | 0.018691 | 0.018691 | 0.018691 | 0.018691 | 0.018691 | 0.018691 | 0.018691 | 0.018691 | 0.018691 | 0.018691 | 0.018691 | 0.018691 | 0.018691 | 0.018691 | 0.018691 | 0.018691 | 0.018691 | 0.018691 | 0.018691 | 0.018691 | 0.018691 | 0.018691 | 0.018691 | 0.018691 | 0.018691 | 0.018691 | 0.018691
F4_Commercial_Grocery_Existing_Water Heating_Natural Gas_Water Heater_E4 | F4 | Commercial | Grocery | Existing | Water Heating | Natural Gas | Water Heater | E4 | Utility - Cost of Equipment | 0 | 0 | 0 | 0 | 0 | 0 | 0 | 0.025629 | 0.025629 | 0.025629 | 0.025629 | 0.025629 | 0.025629 | 0.025629 | 0.025629 | 0.025629 | 0.025629 | 0.025629 | 0.025629 | 0.025629 | 0.025629 | 0.025629 | 0.025629 | 0.025629 | 0.025629 | 0.025629 | 0.025629 | 0.025629 | 0.025629 | 0.025629 | 0.025629
F4_Commercial_Grocery_Existing_Water Heating_Natural Gas_Water Heater_E5 | F4 | Commercial | Grocery | Existing | Water Heating | Natural Gas | Water Heater | E5 | Utility - Cost of Equipment | 0 | 0 | 0 | 0 | 0 | 0 | 0 | 0 | 0 | 0 | 0 | 0 | 0 | 0 | 0 | 0 | 0 | 0 | 0 | 0 | 0 | 0 | 0 | 0 | 0 | 0 | 0 | 0 | 0 | 0 | 0
F4_Commercial_Grocery_Existing_Water Heating_Natural Gas_Water Heater_E6 | F4 | Commercial | Grocery | Existing | Water Heating | Natural Gas | Water Heater | E6 | Utility - Cost of Equipment | 0 | 0 | 0 | 0 | 0 | 0 | 0 | 0 | 0 | 0 | 0 | 0 | 0 | 0 | 0 | 0 | 0 | 0 | 0 | 0 | 0 | 0 | 0 | 0 | 0 | 0 | 0 | 0 | 0 | 0 | 0
F4_Commercial_Grocery_Existing_Water Heating_Natural Gas_Water Heater_E7 | F4 | Commercial | Grocery | Existing | Water Heating | Natural Gas | Water Heater | E7 | Utility - Cost of Equipment | 0 | 0 | 0 | 0 | 0 | 0 | 0 | 0 | 0 | 0 | 0 | 0 | 0 | 0 | 0 | 0 | 0 | 0 | 0 | 0 | 0 | 0 | 0 | 0 | 0 | 0 | 0 | 0 | 0 | 0 | 0
F4_Commercial_Grocery_Existing_Water Heating_Natural Gas_Water Heater_E8 | F4 | Commercial | Grocery | Existing | Water Heating | Natural Gas | Water Heater | E8 | Utility - Cost of Equipment | 0 | 0 | 0 | 0 | 0 | 0 | 0 | 0 | 0 | 0 | 0 | 0 | 0 | 0 | 0 | 0 | 0 | 0 | 0 | 0 | 0 | 0 | 0 | 0 | 0 | 0 | 0 | 0 | 0 | 0 | 0
F4_Commercial_Grocery_Existing_Water Heating_Natural Gas_Water Heater_E9 | F4 | Commercial | Grocery | Existing | Water Heating | Natural Gas | Water Heater | E9 | Utility - Cost of Equipment | 0 | 0 | 0 | 0 | 0 | 0 | 0 | 0 | 0 | 0 | 0 | 0 | 0 | 0 | 0 | 0 | 0 | 0 | 0 | 0 | 0 | 0 | 0 | 0 | 0 | 0 | 0 | 0 | 0 | 0 | 0
F4_Commercial_Grocery_Existing_Water Heating_Natural Gas_Water Heater_E10 | F4 | Commercial | Grocery | Existing | Water Heating | Natural Gas | Water Heater | E10 | Utility - Cost of Equipment | 0 | 0 | 0 | 0 | 0 | 0 | 0 | 0 | 0 | 0 | 0 | 0 | 0 | 0 | 0 | 0 | 0 | 0 | 0 | 0 | 0 | 0 | 0 | 0 | 0 | 0 | 0 | 0 | 0 | 0 | 0
F5_Commercial_Grocery_Existing_Water Heating_Natural Gas_Water Heater_E1 | F5 | Commercial | Grocery | Existing | Water Heating | Natural Gas | Water Heater | E1 | Utility - Cost of Operation | 0.18921 | 0.19296 | 0.19564 | 0.19855 | 0.20273 | 0.18993 | 0.17994 | 0.17468 | 0.17279 | 0.16989 | 0.16794 | 0.17684 | 0.15826 | 0.16916 | 0.18314 | 0.19674 | 0.19725 | 0.19819 | 0.1944 | 0.1971 | 0.19899 | 0.20155 | 0.20475 | 0.096449 | 0.094525 | 0.092724 | 0.091029 | 0.089421 | 0.087886 | 0.086409 | 0.084983
F5_Commercial_Grocery_Existing_Water Heating_Natural Gas_Water Heater_E2 | F5 | Commercial | Grocery | Existing | Water Heating | Natural Gas | Water Heater | E2 | Utility - Cost of Operation | 0.16103 | 0.16422 | 0.1665 | 0.16898 | 0.17253 | 0.16165 | 0.15314 | 0.14866 | 0.14706 | 0.14459 | 0.14293 | 0.1505 | 0.13469 | 0.14396 | 0.15587 | 0.16744 | 0.16787 | 0.16867 | 0.16545 | 0.16775 | 0.16936 | 0.17153 | 0.17426 | 0.082084 | 0.080447 | 0.078914 | 0.077471 | 0.076103 | 0.074796 | 0.07354 | 0.072326
F5_Commercial_Grocery_Existing_Water Heating_Natural Gas_Water Heater_E3 | F5 | Commercial | Grocery | Existing | Water Heating | Natural Gas | Water Heater | E3 | Utility - Cost of Operation | 0.13419 | 0.13685 | 0.13875 | 0.14082 | 0.14378 | 0.13471 | 0.12761 | 0.12389 | 0.12255 | 0.12049 | 0.1191 | 0.12542 | 0.11224 | 0.11997 | 0.12989 | 0.13953 | 0.13989 | 0.14056 | 0.13787 | 0.13979 | 0.14113 | 0.14294 | 0.14522 | 0.068404 | 0.067039 | 0.065762 | 0.064559 | 0.063419 | 0.06233 | 0.061283 | 0.060272
F5_Commercial_Grocery_Existing_Water Heating_Natural Gas_Water Heater_E4 | F5 | Commercial | Grocery | Existing | Water Heating | Natural Gas | Water Heater | E4 | Utility - Cost of Operation | 0 | 0 | 0 | 0 | 0 | 0 | 0 | 0.094996 | 0.096377 | 0.09766 | 0.099621 | 0.10159 | 0.09241 | 0.091809 | 0.091949 | 0.091388 | 0.091336 | 0.091473 | 0.089739 | 0.090602 | 0.091152 | 0.091972 | 0.09306 | 0.049698 | 0.04875 | 0.047855 | 0.047006 | 0.046195 | 0.045416 | 0.044664 | 0.043781
F5_Commercial_Grocery_Existing_Water Heating_Natural Gas_Water Heater_E5 | F5 | Commercial | Grocery | Existing | Water Heating | Natural Gas | Water Heater | E5 | Utility - Cost of Operation | 0 | 0 | 0 | 0 | 0 | 0 | 0 | 0 | 0 | 0 | 0 | 0 | 0 | 0 | 0 | 0 | 0 | 0 | 0 | 0 | 0 | 0 | 0 | 0 | 0 | 0 | 0 | 0 | 0 | 0 | 0
F5_Commercial_Grocery_Existing_Water Heating_Natural Gas_Water Heater_E6 | F5 | Commercial | Grocery | Existing | Water Heating | Natural Gas | Water Heater | E6 | Utility - Cost of Operation | 0 | 0 | 0 | 0 | 0 | 0 | 0 | 0 | 0 | 0 | 0 | 0 | 0 | 0 | 0 | 0 | 0 | 0 | 0 | 0 | 0 | 0 | 0 | 0 | 0 | 0 | 0 | 0 | 0 | 0 | 0
F5_Commercial_Grocery_Existing_Water Heating_Natural Gas_Water Heater_E7 | F5 | Commercial | Grocery | Existing | Water Heating | Natural Gas | Water Heater | E7 | Utility - Cost of Operation | 0 | 0 | 0 | 0 | 0 | 0 | 0 | 0 | 0 | 0 | 0 | 0 | 0 | 0 | 0 | 0 | 0 | 0 | 0 | 0 | 0 | 0 | 0 | 0 | 0 | 0 | 0 | 0 | 0 | 0 | 0
F5_Commercial_Grocery_Existing_Water Heating_Natural Gas_Water Heater_E8 | F5 | Commercial | Grocery | Existing | Water Heating | Natural Gas | Water Heater | E8 | Utility - Cost of Operation | 0 | 0 | 0 | 0 | 0 | 0 | 0 | 0 | 0 | 0 | 0 | 0 | 0 | 0 | 0 | 0 | 0 | 0 | 0 | 0 | 0 | 0 | 0 | 0 | 0 | 0 | 0 | 0 | 0 | 0 | 0
F5_Commercial_Grocery_Existing_Water Heating_Natural Gas_Water Heater_E9 | F5 | Commercial | Grocery | Existing | Water Heating | Natural Gas | Water Heater | E9 | Utility - Cost of Operation | 0 | 0 | 0 | 0 | 0 | 0 | 0 | 0 | 0 | 0 | 0 | 0 | 0 | 0 | 0 | 0 | 0 | 0 | 0 | 0 | 0 | 0 | 0 | 0 | 0 | 0 | 0 | 0 | 0 | 0 | 0
F5_Commercial_Grocery_Existing_Water Heating_Natural Gas_Water Heater_E10 | F5 | Commercial | Grocery | Existing | Water Heating | Natural Gas | Water Heater | E10 | Utility - Cost of Operation | 0 | 0 | 0 | 0 | 0 | 0 | 0 | 0 | 0 | 0 | 0 | 0 | 0 | 0 | 0 | 0 | 0 | 0 | 0 | 0 | 0 | 0 | 0 | 0 | 0 | 0 | 0 | 0 | 0 | 0 | 0
F6_Commercial_Grocery_Existing_Water Heating_Natural Gas_Water Heater_E1 | F6 | Commercial | Grocery | Existing | Water Heating | Natural Gas | Water Heater | E1 | Utility - Value of Sales | 0.22668 | 0.23118 | 0.23439 | 0.23788 | 0.24288 | 0.22755 | 0.21558 | 0.20928 | 0.20701 | 0.20354 | 0.2012 | 0.21186 | 0.18961 | 0.20266 | 0.21942 | 0.23571 | 0.23631 | 0.23744 | 0.23291 | 0.23614 | 0.23841 | 0.24147 | 0.24531 | 0.11555 | 0.11325 | 0.11109 | 0.10906 | 0.10713 | 0.10529 | 0.10352 | 0.10182
F6_Commercial_Grocery_Existing_Water Heating_Natural Gas_Water Heater_E2 | F6 | Commercial | Grocery | Existing | Water Heating | Natural Gas | Water Heater | E2 | Utility - Value of Sales | 0.19292 | 0.19675 | 0.19948 | 0.20245 | 0.20671 | 0.19366 | 0.18347 | 0.17811 | 0.17618 | 0.17323 | 0.17123 | 0.18031 | 0.16137 | 0.17248 | 0.18674 | 0.2006 | 0.20112 | 0.20208 | 0.19822 | 0.20097 | 0.2029 | 0.2055 | 0.20877 | 0.098342 | 0.09638 | 0.094544 | 0.092816 | 0.091176 | 0.089611 | 0.088105 | 0.086651
F6_Commercial_Grocery_Existing_Water Heating_Natural Gas_Water Heater_E3 | F6 | Commercial | Grocery | Existing | Water Heating | Natural Gas | Water Heater | E3 | Utility - Value of Sales | 0.16077 | 0.16396 | 0.16624 | 0.16871 | 0.17225 | 0.16139 | 0.15289 | 0.14842 | 0.14682 | 0.14436 | 0.14269 | 0.15026 | 0.13447 | 0.14373 | 0.15562 | 0.16717 | 0.1676 | 0.1684 | 0.16518 | 0.16748 | 0.16908 | 0.17125 | 0.17398 | 0.081952 | 0.080317 | 0.078787 | 0.077346 | 0.07598 | 0.074676 | 0.073421 | 0.072209
F6_Commercial_Grocery_Existing_Water Heating_Natural Gas_Water Heater_E4 | F6 | Commercial | Grocery | Existing | Water Heating | Natural Gas | Water Heater | E4 | Utility - Value of Sales | 0 | 0 | 0 | 0 | 0 | 0 | 0 | 0.11381 | 0.11547 | 0.117 | 0.11935 | 0.12171 | 0.11071 | 0.10999 | 0.11016 | 0.10949 | 0.10943 | 0.10959 | 0.10751 | 0.10855 | 0.10921 | 0.11019 | 0.11149 | 0.059542 | 0.058405 | 0.057333 | 0.056316 | 0.055344 | 0.054412 | 0.053511 | 0.052453
F6_Commercial_Grocery_Existing_Water Heating_Natural Gas_Water Heater_E5 | F6 | Commercial | Grocery | Existing | Water Heating | Natural Gas | Water Heater | E5 | Utility - Value of Sales | 0 | 0 | 0 | 0 | 0 | 0 | 0 | 0 | 0 | 0 | 0 | 0 | 0 | 0 | 0 | 0 | 0 | 0 | 0 | 0 | 0 | 0 | 0 | 0 | 0 | 0 | 0 | 0 | 0 | 0 | 0
F6_Commercial_Grocery_Existing_Water Heating_Natural Gas_Water Heater_E6 | F6 | Commercial | Grocery | Existing | Water Heating | Natural Gas | Water Heater | E6 | Utility - Value of Sales | 0 | 0 | 0 | 0 | 0 | 0 | 0 | 0 | 0 | 0 | 0 | 0 | 0 | 0 | 0 | 0 | 0 | 0 | 0 | 0 | 0 | 0 | 0 | 0 | 0 | 0 | 0 | 0 | 0 | 0 | 0
F6_Commercial_Grocery_Existing_Water Heating_Natural Gas_Water Heater_E7 | F6 | Commercial | Grocery | Existing | Water Heating | Natural Gas | Water Heater | E7 | Utility - Value of Sales | 0 | 0 | 0 | 0 | 0 | 0 | 0 | 0 | 0 | 0 | 0 | 0 | 0 | 0 | 0 | 0 | 0 | 0 | 0 | 0 | 0 | 0 | 0 | 0 | 0 | 0 | 0 | 0 | 0 | 0 | 0
F6_Commercial_Grocery_Existing_Water Heating_Natural Gas_Water Heater_E8 | F6 | Commercial | Grocery | Existing | Water Heating | Natural Gas | Water Heater | E8 | Utility - Value of Sales | 0 | 0 | 0 | 0 | 0 | 0 | 0 | 0 | 0 | 0 | 0 | 0 | 0 | 0 | 0 | 0 | 0 | 0 | 0 | 0 | 0 | 0 | 0 | 0 | 0 | 0 | 0 | 0 | 0 | 0 | 0
F6_Commercial_Grocery_Existing_Water Heating_Natural Gas_Water Heater_E9 | F6 | Commercial | Grocery | Existing | Water Heating | Natural Gas | Water Heater | E9 | Utility - Value of Sales | 0 | 0 | 0 | 0 | 0 | 0 | 0 | 0 | 0 | 0 | 0 | 0 | 0 | 0 | 0 | 0 | 0 | 0 | 0 | 0 | 0 | 0 | 0 | 0 | 0 | 0 | 0 | 0 | 0 | 0 | 0
F6_Commercial_Grocery_Existing_Water Heating_Natural Gas_Water Heater_E10 | F6 | Commercial | Grocery | Existing | Water Heating | Natural Gas | Water Heater | E10 | Utility - Value of Sales | 0 | 0 | 0 | 0 | 0 | 0 | 0 | 0 | 0 | 0 | 0 | 0 | 0 | 0 | 0 | 0 | 0 | 0 | 0 | 0 | 0 | 0 | 0 | 0 | 0 | 0 | 0 | 0 | 0 | 0 | 0
F1_Commercial_Grocery_Existing_Food Preparation_Natural Gas_Oven_E1 | F1 | Commercial | Grocery | Existing | Food Preparation | Natural Gas | Oven | E1 | Participant - Cost of Equipment | 1.0561 | 1.0561 | 1.0561 | 1.0561 | 1.0561 | 1.0561 | 1.0561 | 1.0561 | 1.0561 | 1.0561 | 1.0561 | 1.0561 | 1.0561 | 1.0561 | 1.0561 | 1.0561 | 1.0561 | 1.0561 | 1.0561 | 1.0561 | 1.0561 | 1.0561 | 1.0561 | 1.0561 | 1.0561 | 1.0561 | 1.0561 | 1.0561 | 1.0561 | 1.0561 | 1.0561
F1_Commercial_Grocery_Existing_Food Preparation_Natural Gas_Oven_E2 | F1 | Commercial | Grocery | Existing | Food Preparation | Natural Gas | Oven | E2 | Participant - Cost of Equipment | 1.1005 | 1.1005 | 1.1005 | 1.1005 | 1.1005 | 1.1005 | 1.1005 | 1.1005 | 1.1005 | 1.1005 | 1.1005 | 1.1005 | 1.1005 | 1.1005 | 1.1005 | 1.1005 | 1.1005 | 1.1005 | 1.1005 | 1.1005 | 1.1005 | 1.1005 | 1.1005 | 1.1005 | 1.1005 | 1.1005 | 1.1005 | 1.1005 | 1.1005 | 1.1005 | 1.1005
F1_Commercial_Grocery_Existing_Food Preparation_Natural Gas_Oven_E3 | F1 | Commercial | Grocery | Existing | Food Preparation | Natural Gas | Oven | E3 | Participant - Cost of Equipment | 0 | 0 | 0 | 0 | 0 | 0 | 0 | 0 | 0 | 0 | 0 | 0 | 0 | 0 | 0 | 0 | 0 | 0 | 0 | 0 | 0 | 0 | 0 | 0 | 0 | 0 | 0 | 0 | 0 | 0 | 0
F1_Commercial_Grocery_Existing_Food Preparation_Natural Gas_Oven_E4 | F1 | Commercial | Grocery | Existing | Food Preparation | Natural Gas | Oven | E4 | Participant - Cost of Equipment | 0 | 0 | 0 | 0 | 0 | 0 | 0 | 0 | 0 | 0 | 0 | 0 | 0 | 0 | 0 | 0 | 0 | 0 | 0 | 0 | 0 | 0 | 0 | 0 | 0 | 0 | 0 | 0 | 0 | 0 | 0
F1_Commercial_Grocery_Existing_Food Preparation_Natural Gas_Oven_E5 | F1 | Commercial | Grocery | Existing | Food Preparation | Natural Gas | Oven | E5 | Participant - Cost of Equipment | 0 | 0 | 0 | 0 | 0 | 0 | 0 | 0 | 0 | 0 | 0 | 0 | 0 | 0 | 0 | 0 | 0 | 0 | 0 | 0 | 0 | 0 | 0 | 0 | 0 | 0 | 0 | 0 | 0 | 0 | 0
F1_Commercial_Grocery_Existing_Food Preparation_Natural Gas_Oven_E6 | F1 | Commercial | Grocery | Existing | Food Preparation | Natural Gas | Oven | E6 | Participant - Cost of Equipment | 0 | 0 | 0 | 0 | 0 | 0 | 0 | 0 | 0 | 0 | 0 | 0 | 0 | 0 | 0 | 0 | 0 | 0 | 0 | 0 | 0 | 0 | 0 | 0 | 0 | 0 | 0 | 0 | 0 | 0 | 0
F1_Commercial_Grocery_Existing_Food Preparation_Natural Gas_Oven_E7 | F1 | Commercial | Grocery | Existing | Food Preparation | Natural Gas | Oven | E7 | Participant - Cost of Equipment | 0 | 0 | 0 | 0 | 0 | 0 | 0 | 0 | 0 | 0 | 0 | 0 | 0 | 0 | 0 | 0 | 0 | 0 | 0 | 0 | 0 | 0 | 0 | 0 | 0 | 0 | 0 | 0 | 0 | 0 | 0
F1_Commercial_Grocery_Existing_Food Preparation_Natural Gas_Oven_E8 | F1 | Commercial | Grocery | Existing | Food Preparation | Natural Gas | Oven | E8 | Participant - Cost of Equipment | 0 | 0 | 0 | 0 | 0 | 0 | 0 | 0 | 0 | 0 | 0 | 0 | 0 | 0 | 0 | 0 | 0 | 0 | 0 | 0 | 0 | 0 | 0 | 0 | 0 | 0 | 0 | 0 | 0 | 0 | 0
F1_Commercial_Grocery_Existing_Food Preparation_Natural Gas_Oven_E9 | F1 | Commercial | Grocery | Existing | Food Preparation | Natural Gas | Oven | E9 | Participant - Cost of Equipment | 0 | 0 | 0 | 0 | 0 | 0 | 0 | 0 | 0 | 0 | 0 | 0 | 0 | 0 | 0 | 0 | 0 | 0 | 0 | 0 | 0 | 0 | 0 | 0 | 0 | 0 | 0 | 0 | 0 | 0 | 0
F1_Commercial_Grocery_Existing_Food Preparation_Natural Gas_Oven_E10 | F1 | Commercial | Grocery | Existing | Food Preparation | Natural Gas | Oven | E10 | Participant - Cost of Equipment | 0 | 0 | 0 | 0 | 0 | 0 | 0 | 0 | 0 | 0 | 0 | 0 | 0 | 0 | 0 | 0 | 0 | 0 | 0 | 0 | 0 | 0 | 0 | 0 | 0 | 0 | 0 | 0 | 0 | 0 | 0
F2_Commercial_Grocery_Existing_Food Preparation_Natural Gas_Oven_E1 | F2 | Commercial | Grocery | Existing | Food Preparation | Natural Gas | Oven | E1 | Participant - Cost of Operation | 0.43136 | 0.43792 | 0.44251 | 0.44726 | 0.45468 | 0.42733 | 0.40476 | 0.39277 | 0.38815 | 0.38127 | 0.39797 | 0.41385 | 0.36915 | 0.38855 | 0.41427 | 0.43862 | 0.43957 | 0.44147 | 0.43304 | 0.43882 | 0.44283 | 0.44829 | 0.45519 | 0.21801 | 0.21368 | 0.20963 | 0.20581 | 0.20219 | 0.19873 | 0.19539 | 0.19217
F2_Commercial_Grocery_Existing_Food Preparation_Natural Gas_Oven_E2 | F2 | Commercial | Grocery | Existing | Food Preparation | Natural Gas | Oven | E2 | Participant - Cost of Operation | 0.24701 | 0.25076 | 0.25339 | 0.25611 | 0.26036 | 0.2447 | 0.23178 | 0.22491 | 0.22226 | 0.21833 | 0.22789 | 0.23698 | 0.21138 | 0.2225 | 0.23722 | 0.25117 | 0.25171 | 0.2528 | 0.24797 | 0.25128 | 0.25358 | 0.2567 | 0.26066 | 0.12484 | 0.12236 | 0.12004 | 0.11785 | 0.11578 | 0.1138 | 0.11189 | 0.11004
F2_Commercial_Grocery_Existing_Food Preparation_Natural Gas_Oven_E3 | F2 | Commercial | Grocery | Existing | Food Preparation | Natural Gas | Oven | E3 | Participant - Cost of Operation | 0 | 0 | 0 | 0 | 0 | 0 | 0 | 0 | 0 | 0 | 0 | 0 | 0 | 0 | 0 | 0 | 0 | 0 | 0 | 0 | 0 | 0 | 0 | 0 | 0 | 0 | 0 | 0 | 0 | 0 | 0
F2_Commercial_Grocery_Existing_Food Preparation_Natural Gas_Oven_E4 | F2 | Commercial | Grocery | Existing | Food Preparation | Natural Gas | Oven | E4 | Participant - Cost of Operation | 0 | 0 | 0 | 0 | 0 | 0 | 0 | 0 | 0 | 0 | 0 | 0 | 0 | 0 | 0 | 0 | 0 | 0 | 0 | 0 | 0 | 0 | 0 | 0 | 0 | 0 | 0 | 0 | 0 | 0 | 0
F2_Commercial_Grocery_Existing_Food Preparation_Natural Gas_Oven_E5 | F2 | Commercial | Grocery | Existing | Food Preparation | Natural Gas | Oven | E5 | Participant - Cost of Operation | 0 | 0 | 0 | 0 | 0 | 0 | 0 | 0 | 0 | 0 | 0 | 0 | 0 | 0 | 0 | 0 | 0 | 0 | 0 | 0 | 0 | 0 | 0 | 0 | 0 | 0 | 0 | 0 | 0 | 0 | 0
F2_Commercial_Grocery_Existing_Food Preparation_Natural Gas_Oven_E6 | F2 | Commercial | Grocery | Existing | Food Preparation | Natural Gas | Oven | E6 | Participant - Cost of Operation | 0 | 0 | 0 | 0 | 0 | 0 | 0 | 0 | 0 | 0 | 0 | 0 | 0 | 0 | 0 | 0 | 0 | 0 | 0 | 0 | 0 | 0 | 0 | 0 | 0 | 0 | 0 | 0 | 0 | 0 | 0
F2_Commercial_Grocery_Existing_Food Preparation_Natural Gas_Oven_E7 | F2 | Commercial | Grocery | Existing | Food Preparation | Natural Gas | Oven | E7 | Participant - Cost of Operation | 0 | 0 | 0 | 0 | 0 | 0 | 0 | 0 | 0 | 0 | 0 | 0 | 0 | 0 | 0 | 0 | 0 | 0 | 0 | 0 | 0 | 0 | 0 | 0 | 0 | 0 | 0 | 0 | 0 | 0 | 0
F2_Commercial_Grocery_Existing_Food Preparation_Natural Gas_Oven_E8 | F2 | Commercial | Grocery | Existing | Food Preparation | Natural Gas | Oven | E8 | Participant - Cost of Operation | 0 | 0 | 0 | 0 | 0 | 0 | 0 | 0 | 0 | 0 | 0 | 0 | 0 | 0 | 0 | 0 | 0 | 0 | 0 | 0 | 0 | 0 | 0 | 0 | 0 | 0 | 0 | 0 | 0 | 0 | 0
F2_Commercial_Grocery_Existing_Food Preparation_Natural Gas_Oven_E9 | F2 | Commercial | Grocery | Existing | Food Preparation | Natural Gas | Oven | E9 | Participant - Cost of Operation | 0 | 0 | 0 | 0 | 0 | 0 | 0 | 0 | 0 | 0 | 0 | 0 | 0 | 0 | 0 | 0 | 0 | 0 | 0 | 0 | 0 | 0 | 0 | 0 | 0 | 0 | 0 | 0 | 0 | 0 | 0
F2_Commercial_Grocery_Existing_Food Preparation_Natural Gas_Oven_E10 | F2 | Commercial | Grocery | Existing | Food Preparation | Natural Gas | Oven | E10 | Participant - Cost of Operation | 0 | 0 | 0 | 0 | 0 | 0 | 0 | 0 | 0 | 0 | 0 | 0 | 0 | 0 | 0 | 0 | 0 | 0 | 0 | 0 | 0 | 0 | 0 | 0 | 0 | 0 | 0 | 0 | 0 | 0 | 0
F3_Commercial_Grocery_Existing_Food Preparation_Natural Gas_Oven_E1 | F3 | Commercial | Grocery | Existing | Food Preparation | Natural Gas | Oven | E1 | System - kBTUs of Conusmption | 35.9813 | 36.0634 | 36.0111 | 35.9752 | 35.9752 | 35.9752 | 35.9752 | 35.9752 | 35.9752 | 35.9752 | 35.9752 | 35.9752 | 35.9752 | 35.9752 | 35.9752 | 35.9752 | 35.9752 | 35.9752 | 35.9752 | 35.9752 | 35.9752 | 35.9752 | 35.9752 | 35.9752 | 35.9752 | 35.9752 | 35.9752 | 35.9752 | 35.9752 | 35.9752 | 35.9752
F3_Commercial_Grocery_Existing_Food Preparation_Natural Gas_Oven_E2 | F3 | Commercial | Grocery | Existing | Food Preparation | Natural Gas | Oven | E2 | System - kBTUs of Conusmption | 20.6039 | 20.6509 | 20.6209 | 20.6004 | 20.6004 | 20.6004 | 20.6004 | 20.6004 | 20.6004 | 20.6004 | 20.6004 | 20.6004 | 20.6004 | 20.6004 | 20.6004 | 20.6004 | 20.6004 | 20.6004 | 20.6004 | 20.6004 | 20.6004 | 20.6004 | 20.6004 | 20.6004 | 20.6004 | 20.6004 | 20.6004 | 20.6004 | 20.6004 | 20.6004 | 20.6004
F3_Commercial_Grocery_Existing_Food Preparation_Natural Gas_Oven_E3 | F3 | Commercial | Grocery | Existing | Food Preparation | Natural Gas | Oven | E3 | System - kBTUs of Conusmption | 0 | 0 | 0 | 0 | 0 | 0 | 0 | 0 | 0 | 0 | 0 | 0 | 0 | 0 | 0 | 0 | 0 | 0 | 0 | 0 | 0 | 0 | 0 | 0 | 0 | 0 | 0 | 0 | 0 | 0 | 0
F3_Commercial_Grocery_Existing_Food Preparation_Natural Gas_Oven_E4 | F3 | Commercial | Grocery | Existing | Food Preparation | Natural Gas | Oven | E4 | System - kBTUs of Conusmption | 0 | 0 | 0 | 0 | 0 | 0 | 0 | 0 | 0 | 0 | 0 | 0 | 0 | 0 | 0 | 0 | 0 | 0 | 0 | 0 | 0 | 0 | 0 | 0 | 0 | 0 | 0 | 0 | 0 | 0 | 0
F3_Commercial_Grocery_Existing_Food Preparation_Natural Gas_Oven_E5 | F3 | Commercial | Grocery | Existing | Food Preparation | Natural Gas | Oven | E5 | System - kBTUs of Conusmption | 0 | 0 | 0 | 0 | 0 | 0 | 0 | 0 | 0 | 0 | 0 | 0 | 0 | 0 | 0 | 0 | 0 | 0 | 0 | 0 | 0 | 0 | 0 | 0 | 0 | 0 | 0 | 0 | 0 | 0 | 0
F3_Commercial_Grocery_Existing_Food Preparation_Natural Gas_Oven_E6 | F3 | Commercial | Grocery | Existing | Food Preparation | Natural Gas | Oven | E6 | System - kBTUs of Conusmption | 0 | 0 | 0 | 0 | 0 | 0 | 0 | 0 | 0 | 0 | 0 | 0 | 0 | 0 | 0 | 0 | 0 | 0 | 0 | 0 | 0 | 0 | 0 | 0 | 0 | 0 | 0 | 0 | 0 | 0 | 0
F3_Commercial_Grocery_Existing_Food Preparation_Natural Gas_Oven_E7 | F3 | Commercial | Grocery | Existing | Food Preparation | Natural Gas | Oven | E7 | System - kBTUs of Conusmption | 0 | 0 | 0 | 0 | 0 | 0 | 0 | 0 | 0 | 0 | 0 | 0 | 0 | 0 | 0 | 0 | 0 | 0 | 0 | 0 | 0 | 0 | 0 | 0 | 0 | 0 | 0 | 0 | 0 | 0 | 0
F3_Commercial_Grocery_Existing_Food Preparation_Natural Gas_Oven_E8 | F3 | Commercial | Grocery | Existing | Food Preparation | Natural Gas | Oven | E8 | System - kBTUs of Conusmption | 0 | 0 | 0 | 0 | 0 | 0 | 0 | 0 | 0 | 0 | 0 | 0 | 0 | 0 | 0 | 0 | 0 | 0 | 0 | 0 | 0 | 0 | 0 | 0 | 0 | 0 | 0 | 0 | 0 | 0 | 0
F3_Commercial_Grocery_Existing_Food Preparation_Natural Gas_Oven_E9 | F3 | Commercial | Grocery | Existing | Food Preparation | Natural Gas | Oven | E9 | System - kBTUs of Conusmption | 0 | 0 | 0 | 0 | 0 | 0 | 0 | 0 | 0 | 0 | 0 | 0 | 0 | 0 | 0 | 0 | 0 | 0 | 0 | 0 | 0 | 0 | 0 | 0 | 0 | 0 | 0 | 0 | 0 | 0 | 0
F3_Commercial_Grocery_Existing_Food Preparation_Natural Gas_Oven_E10 | F3 | Commercial | Grocery | Existing | Food Preparation | Natural Gas | Oven | E10 | System - kBTUs of Conusmption | 0 | 0 | 0 | 0 | 0 | 0 | 0 | 0 | 0 | 0 | 0 | 0 | 0 | 0 | 0 | 0 | 0 | 0 | 0 | 0 | 0 | 0 | 0 | 0 | 0 | 0 | 0 | 0 | 0 | 0 | 0
F4_Commercial_Grocery_Existing_Food Preparation_Natural Gas_Oven_E1 | F4 | Commercial | Grocery | Existing | Food Preparation | Natural Gas | Oven | E1 | Utility - Cost of Equipment | 1.0561 | 1.0561 | 1.0561 | 1.0561 | 1.0561 | 1.0561 | 1.0561 | 1.0561 | 1.0561 | 1.0561 | 1.0561 | 1.0561 | 1.0561 | 1.0561 | 1.0561 | 1.0561 | 1.0561 | 1.0561 | 1.0561 | 1.0561 | 1.0561 | 1.0561 | 1.0561 | 1.0561 | 1.0561 | 1.0561 | 1.0561 | 1.0561 | 1.0561 | 1.0561 | 1.0561
F4_Commercial_Grocery_Existing_Food Preparation_Natural Gas_Oven_E2 | F4 | Commercial | Grocery | Existing | Food Preparation | Natural Gas | Oven | E2 | Utility - Cost of Equipment | 1.1005 | 1.1005 | 1.1005 | 1.1005 | 1.1005 | 1.1005 | 1.1005 | 1.1005 | 1.1005 | 1.1005 | 1.1005 | 1.1005 | 1.1005 | 1.1005 | 1.1005 | 1.1005 | 1.1005 | 1.1005 | 1.1005 | 1.1005 | 1.1005 | 1.1005 | 1.1005 | 1.1005 | 1.1005 | 1.1005 | 1.1005 | 1.1005 | 1.1005 | 1.1005 | 1.1005
F4_Commercial_Grocery_Existing_Food Preparation_Natural Gas_Oven_E3 | F4 | Commercial | Grocery | Existing | Food Preparation | Natural Gas | Oven | E3 | Utility - Cost of Equipment | 0 | 0 | 0 | 0 | 0 | 0 | 0 | 0 | 0 | 0 | 0 | 0 | 0 | 0 | 0 | 0 | 0 | 0 | 0 | 0 | 0 | 0 | 0 | 0 | 0 | 0 | 0 | 0 | 0 | 0 | 0
F4_Commercial_Grocery_Existing_Food Preparation_Natural Gas_Oven_E4 | F4 | Commercial | Grocery | Existing | Food Preparation | Natural Gas | Oven | E4 | Utility - Cost of Equipment | 0 | 0 | 0 | 0 | 0 | 0 | 0 | 0 | 0 | 0 | 0 | 0 | 0 | 0 | 0 | 0 | 0 | 0 | 0 | 0 | 0 | 0 | 0 | 0 | 0 | 0 | 0 | 0 | 0 | 0 | 0
F4_Commercial_Grocery_Existing_Food Preparation_Natural Gas_Oven_E5 | F4 | Commercial | Grocery | Existing | Food Preparation | Natural Gas | Oven | E5 | Utility - Cost of Equipment | 0 | 0 | 0 | 0 | 0 | 0 | 0 | 0 | 0 | 0 | 0 | 0 | 0 | 0 | 0 | 0 | 0 | 0 | 0 | 0 | 0 | 0 | 0 | 0 | 0 | 0 | 0 | 0 | 0 | 0 | 0
F4_Commercial_Grocery_Existing_Food Preparation_Natural Gas_Oven_E6 | F4 | Commercial | Grocery | Existing | Food Preparation | Natural Gas | Oven | E6 | Utility - Cost of Equipment | 0 | 0 | 0 | 0 | 0 | 0 | 0 | 0 | 0 | 0 | 0 | 0 | 0 | 0 | 0 | 0 | 0 | 0 | 0 | 0 | 0 | 0 | 0 | 0 | 0 | 0 | 0 | 0 | 0 | 0 | 0
F4_Commercial_Grocery_Existing_Food Preparation_Natural Gas_Oven_E7 | F4 | Commercial | Grocery | Existing | Food Preparation | Natural Gas | Oven | E7 | Utility - Cost of Equipment | 0 | 0 | 0 | 0 | 0 | 0 | 0 | 0 | 0 | 0 | 0 | 0 | 0 | 0 | 0 | 0 | 0 | 0 | 0 | 0 | 0 | 0 | 0 | 0 | 0 | 0 | 0 | 0 | 0 | 0 | 0
F4_Commercial_Grocery_Existing_Food Preparation_Natural Gas_Oven_E8 | F4 | Commercial | Grocery | Existing | Food Preparation | Natural Gas | Oven | E8 | Utility - Cost of Equipment | 0 | 0 | 0 | 0 | 0 | 0 | 0 | 0 | 0 | 0 | 0 | 0 | 0 | 0 | 0 | 0 | 0 | 0 | 0 | 0 | 0 | 0 | 0 | 0 | 0 | 0 | 0 | 0 | 0 | 0 | 0
F4_Commercial_Grocery_Existing_Food Preparation_Natural Gas_Oven_E9 | F4 | Commercial | Grocery | Existing | Food Preparation | Natural Gas | Oven | E9 | Utility - Cost of Equipment | 0 | 0 | 0 | 0 | 0 | 0 | 0 | 0 | 0 | 0 | 0 | 0 | 0 | 0 | 0 | 0 | 0 | 0 | 0 | 0 | 0 | 0 | 0 | 0 | 0 | 0 | 0 | 0 | 0 | 0 | 0
F4_Commercial_Grocery_Existing_Food Preparation_Natural Gas_Oven_E10 | F4 | Commercial | Grocery | Existing | Food Preparation | Natural Gas | Oven | E10 | Utility - Cost of Equipment | 0 | 0 | 0 | 0 | 0 | 0 | 0 | 0 | 0 | 0 | 0 | 0 | 0 | 0 | 0 | 0 | 0 | 0 | 0 | 0 | 0 | 0 | 0 | 0 | 0 | 0 | 0 | 0 | 0 | 0 | 0
F5_Commercial_Grocery_Existing_Food Preparation_Natural Gas_Oven_E1 | F5 | Commercial | Grocery | Existing | Food Preparation | Natural Gas | Oven | E1 | Utility - Cost of Operation | 0.36005 | 0.36552 | 0.36935 | 0.37332 | 0.37951 | 0.35669 | 0.33784 | 0.32784 | 0.32398 | 0.31824 | 0.33218 | 0.34543 | 0.30812 | 0.32432 | 0.34578 | 0.36611 | 0.3669 | 0.36849 | 0.36145 | 0.36627 | 0.36962 | 0.37418 | 0.37994 | 0.18197 | 0.17836 | 0.17497 | 0.17179 | 0.16876 | 0.16587 | 0.16309 | 0.1604
F5_Commercial_Grocery_Existing_Food Preparation_Natural Gas_Oven_E2 | F5 | Commercial | Grocery | Existing | Food Preparation | Natural Gas | Oven | E2 | Utility - Cost of Operation | 0.20617 | 0.20931 | 0.2115 | 0.21377 | 0.21732 | 0.20425 | 0.19346 | 0.18773 | 0.18552 | 0.18223 | 0.19022 | 0.1978 | 0.17644 | 0.18571 | 0.198 | 0.20964 | 0.2101 | 0.21101 | 0.20698 | 0.20974 | 0.21165 | 0.21427 | 0.21757 | 0.1042 | 0.10213 | 0.1002 | 0.098371 | 0.096639 | 0.094983 | 0.093391 | 0.091852
F5_Commercial_Grocery_Existing_Food Preparation_Natural Gas_Oven_E3 | F5 | Commercial | Grocery | Existing | Food Preparation | Natural Gas | Oven | E3 | Utility - Cost of Operation | 0 | 0 | 0 | 0 | 0 | 0 | 0 | 0 | 0 | 0 | 0 | 0 | 0 | 0 | 0 | 0 | 0 | 0 | 0 | 0 | 0 | 0 | 0 | 0 | 0 | 0 | 0 | 0 | 0 | 0 | 0
F5_Commercial_Grocery_Existing_Food Preparation_Natural Gas_Oven_E4 | F5 | Commercial | Grocery | Existing | Food Preparation | Natural Gas | Oven | E4 | Utility - Cost of Operation | 0 | 0 | 0 | 0 | 0 | 0 | 0 | 0 | 0 | 0 | 0 | 0 | 0 | 0 | 0 | 0 | 0 | 0 | 0 | 0 | 0 | 0 | 0 | 0 | 0 | 0 | 0 | 0 | 0 | 0 | 0
F5_Commercial_Grocery_Existing_Food Preparation_Natural Gas_Oven_E5 | F5 | Commercial | Grocery | Existing | Food Preparation | Natural Gas | Oven | E5 | Utility - Cost of Operation | 0 | 0 | 0 | 0 | 0 | 0 | 0 | 0 | 0 | 0 | 0 | 0 | 0 | 0 | 0 | 0 | 0 | 0 | 0 | 0 | 0 | 0 | 0 | 0 | 0 | 0 | 0 | 0 | 0 | 0 | 0
F5_Commercial_Grocery_Existing_Food Preparation_Natural Gas_Oven_E6 | F5 | Commercial | Grocery | Existing | Food Preparation | Natural Gas | Oven | E6 | Utility - Cost of Operation | 0 | 0 | 0 | 0 | 0 | 0 | 0 | 0 | 0 | 0 | 0 | 0 | 0 | 0 | 0 | 0 | 0 | 0 | 0 | 0 | 0 | 0 | 0 | 0 | 0 | 0 | 0 | 0 | 0 | 0 | 0
F5_Commercial_Grocery_Existing_Food Preparation_Natural Gas_Oven_E7 | F5 | Commercial | Grocery | Existing | Food Preparation | Natural Gas | Oven | E7 | Utility - Cost of Operation | 0 | 0 | 0 | 0 | 0 | 0 | 0 | 0 | 0 | 0 | 0 | 0 | 0 | 0 | 0 | 0 | 0 | 0 | 0 | 0 | 0 | 0 | 0 | 0 | 0 | 0 | 0 | 0 | 0 | 0 | 0
F5_Commercial_Grocery_Existing_Food Preparation_Natural Gas_Oven_E8 | F5 | Commercial | Grocery | Existing | Food Preparation | Natural Gas | Oven | E8 | Utility - Cost of Operation | 0 | 0 | 0 | 0 | 0 | 0 | 0 | 0 | 0 | 0 | 0 | 0 | 0 | 0 | 0 | 0 | 0 | 0 | 0 | 0 | 0 | 0 | 0 | 0 | 0 | 0 | 0 | 0 | 0 | 0 | 0
F5_Commercial_Grocery_Existing_Food Preparation_Natural Gas_Oven_E9 | F5 | Commercial | Grocery | Existing | Food Preparation | Natural Gas | Oven | E9 | Utility - Cost of Operation | 0 | 0 | 0 | 0 | 0 | 0 | 0 | 0 | 0 | 0 | 0 | 0 | 0 | 0 | 0 | 0 | 0 | 0 | 0 | 0 | 0 | 0 | 0 | 0 | 0 | 0 | 0 | 0 | 0 | 0 | 0
F5_Commercial_Grocery_Existing_Food Preparation_Natural Gas_Oven_E10 | F5 | Commercial | Grocery | Existing | Food Preparation | Natural Gas | Oven | E10 | Utility - Cost of Operation | 0 | 0 | 0 | 0 | 0 | 0 | 0 | 0 | 0 | 0 | 0 | 0 | 0 | 0 | 0 | 0 | 0 | 0 | 0 | 0 | 0 | 0 | 0 | 0 | 0 | 0 | 0 | 0 | 0 | 0 | 0
F6_Commercial_Grocery_Existing_Food Preparation_Natural Gas_Oven_E1 | F6 | Commercial | Grocery | Existing | Food Preparation | Natural Gas | Oven | E1 | Utility - Value of Sales | 0.43136 | 0.43792 | 0.44251 | 0.44726 | 0.45468 | 0.42733 | 0.40476 | 0.39277 | 0.38815 | 0.38127 | 0.39797 | 0.41385 | 0.36915 | 0.38855 | 0.41427 | 0.43862 | 0.43957 | 0.44147 | 0.43304 | 0.43882 | 0.44283 | 0.44829 | 0.45519 | 0.21801 | 0.21368 | 0.20963 | 0.20581 | 0.20219 | 0.19873 | 0.19539 | 0.19217
F6_Commercial_Grocery_Existing_Food Preparation_Natural Gas_Oven_E2 | F6 | Commercial | Grocery | Existing | Food Preparation | Natural Gas | Oven | E2 | Utility - Value of Sales | 0.24701 | 0.25076 | 0.25339 | 0.25611 | 0.26036 | 0.2447 | 0.23178 | 0.22491 | 0.22226 | 0.21833 | 0.22789 | 0.23698 | 0.21138 | 0.2225 | 0.23722 | 0.25117 | 0.25171 | 0.2528 | 0.24797 | 0.25128 | 0.25358 | 0.2567 | 0.26066 | 0.12484 | 0.12236 | 0.12004 | 0.11785 | 0.11578 | 0.1138 | 0.11189 | 0.11004
F6_Commercial_Grocery_Existing_Food Preparation_Natural Gas_Oven_E3 | F6 | Commercial | Grocery | Existing | Food Preparation | Natural Gas | Oven | E3 | Utility - Value of Sales | 0 | 0 | 0 | 0 | 0 | 0 | 0 | 0 | 0 | 0 | 0 | 0 | 0 | 0 | 0 | 0 | 0 | 0 | 0 | 0 | 0 | 0 | 0 | 0 | 0 | 0 | 0 | 0 | 0 | 0 | 0
F6_Commercial_Grocery_Existing_Food Preparation_Natural Gas_Oven_E4 | F6 | Commercial | Grocery | Existing | Food Preparation | Natural Gas | Oven | E4 | Utility - Value of Sales | 0 | 0 | 0 | 0 | 0 | 0 | 0 | 0 | 0 | 0 | 0 | 0 | 0 | 0 | 0 | 0 | 0 | 0 | 0 | 0 | 0 | 0 | 0 | 0 | 0 | 0 | 0 | 0 | 0 | 0 | 0
F6_Commercial_Grocery_Existing_Food Preparation_Natural Gas_Oven_E5 | F6 | Commercial | Grocery | Existing | Food Preparation | Natural Gas | Oven | E5 | Utility - Value of Sales | 0 | 0 | 0 | 0 | 0 | 0 | 0 | 0 | 0 | 0 | 0 | 0 | 0 | 0 | 0 | 0 | 0 | 0 | 0 | 0 | 0 | 0 | 0 | 0 | 0 | 0 | 0 | 0 | 0 | 0 | 0
F6_Commercial_Grocery_Existing_Food Preparation_Natural Gas_Oven_E6 | F6 | Commercial | Grocery | Existing | Food Preparation | Natural Gas | Oven | E6 | Utility - Value of Sales | 0 | 0 | 0 | 0 | 0 | 0 | 0 | 0 | 0 | 0 | 0 | 0 | 0 | 0 | 0 | 0 | 0 | 0 | 0 | 0 | 0 | 0 | 0 | 0 | 0 | 0 | 0 | 0 | 0 | 0 | 0
F6_Commercial_Grocery_Existing_Food Preparation_Natural Gas_Oven_E7 | F6 | Commercial | Grocery | Existing | Food Preparation | Natural Gas | Oven | E7 | Utility - Value of Sales | 0 | 0 | 0 | 0 | 0 | 0 | 0 | 0 | 0 | 0 | 0 | 0 | 0 | 0 | 0 | 0 | 0 | 0 | 0 | 0 | 0 | 0 | 0 | 0 | 0 | 0 | 0 | 0 | 0 | 0 | 0
F6_Commercial_Grocery_Existing_Food Preparation_Natural Gas_Oven_E8 | F6 | Commercial | Grocery | Existing | Food Preparation | Natural Gas | Oven | E8 | Utility - Value of Sales | 0 | 0 | 0 | 0 | 0 | 0 | 0 | 0 | 0 | 0 | 0 | 0 | 0 | 0 | 0 | 0 | 0 | 0 | 0 | 0 | 0 | 0 | 0 | 0 | 0 | 0 | 0 | 0 | 0 | 0 | 0
F6_Commercial_Grocery_Existing_Food Preparation_Natural Gas_Oven_E9 | F6 | Commercial | Grocery | Existing | Food Preparation | Natural Gas | Oven | E9 | Utility - Value of Sales | 0 | 0 | 0 | 0 | 0 | 0 | 0 | 0 | 0 | 0 | 0 | 0 | 0 | 0 | 0 | 0 | 0 | 0 | 0 | 0 | 0 | 0 | 0 | 0 | 0 | 0 | 0 | 0 | 0 | 0 | 0
F6_Commercial_Grocery_Existing_Food Preparation_Natural Gas_Oven_E10 | F6 | Commercial | Grocery | Existing | Food Preparation | Natural Gas | Oven | E10 | Utility - Value of Sales | 0 | 0 | 0 | 0 | 0 | 0 | 0 | 0 | 0 | 0 | 0 | 0 | 0 | 0 | 0 | 0 | 0 | 0 | 0 | 0 | 0 | 0 | 0 | 0 | 0 | 0 | 0 | 0 | 0 | 0 | 0
F1_Commercial_Grocery_Existing_Food Preparation_Natural Gas_Conveyor Oven_E1 | F1 | Commercial | Grocery | Existing | Food Preparation | Natural Gas | Conveyor Oven | E1 | Participant - Cost of Equipment | 0.17883 | 0.17883 | 0.17883 | 0.17883 | 0.17883 | 0.17883 | 0.17883 | 0.17883 | 0.17883 | 0.17883 | 0.17883 | 0.17883 | 0.17883 | 0.17883 | 0.17883 | 0.17883 | 0.17883 | 0.17883 | 0.17883 | 0.17883 | 0.17883 | 0.17883 | 0.17883 | 0.17883 | 0.17883 | 0.17883 | 0.17883 | 0.17883 | 0.17883 | 0.17883 | 0.17883
F1_Commercial_Grocery_Existing_Food Preparation_Natural Gas_Conveyor Oven_E2 | F1 | Commercial | Grocery | Existing | Food Preparation | Natural Gas | Conveyor Oven | E2 | Participant - Cost of Equipment | 0.21802 | 0.21802 | 0.21802 | 0.21802 | 0.21802 | 0.21802 | 0.21802 | 0.21802 | 0.21802 | 0.21802 | 0.21802 | 0.21802 | 0.21802 | 0.21802 | 0.21802 | 0.21802 | 0.21802 | 0.21802 | 0.21802 | 0.21802 | 0.21802 | 0.21802 | 0.21802 | 0.21802 | 0.21802 | 0.21802 | 0.21802 | 0.21802 | 0.21802 | 0.21802 | 0.21802
F1_Commercial_Grocery_Existing_Food Preparation_Natural Gas_Conveyor Oven_E3 | F1 | Commercial | Grocery | Existing | Food Preparation | Natural Gas | Conveyor Oven | E3 | Participant - Cost of Equipment | 0 | 0 | 0 | 0 | 0 | 0 | 0 | 0 | 0 | 0 | 0 | 0 | 0 | 0 | 0 | 0 | 0 | 0 | 0 | 0 | 0 | 0 | 0 | 0 | 0 | 0 | 0 | 0 | 0 | 0 | 0
F1_Commercial_Grocery_Existing_Food Preparation_Natural Gas_Conveyor Oven_E4 | F1 | Commercial | Grocery | Existing | Food Preparation | Natural Gas | Conveyor Oven | E4 | Participant - Cost of Equipment | 0 | 0 | 0 | 0 | 0 | 0 | 0 | 0 | 0 | 0 | 0 | 0 | 0 | 0 | 0 | 0 | 0 | 0 | 0 | 0 | 0 | 0 | 0 | 0 | 0 | 0 | 0 | 0 | 0 | 0 | 0
F1_Commercial_Grocery_Existing_Food Preparation_Natural Gas_Conveyor Oven_E5 | F1 | Commercial | Grocery | Existing | Food Preparation | Natural Gas | Conveyor Oven | E5 | Participant - Cost of Equipment | 0 | 0 | 0 | 0 | 0 | 0 | 0 | 0 | 0 | 0 | 0 | 0 | 0 | 0 | 0 | 0 | 0 | 0 | 0 | 0 | 0 | 0 | 0 | 0 | 0 | 0 | 0 | 0 | 0 | 0 | 0
F1_Commercial_Grocery_Existing_Food Preparation_Natural Gas_Conveyor Oven_E6 | F1 | Commercial | Grocery | Existing | Food Preparation | Natural Gas | Conveyor Oven | E6 | Participant - Cost of Equipment | 0 | 0 | 0 | 0 | 0 | 0 | 0 | 0 | 0 | 0 | 0 | 0 | 0 | 0 | 0 | 0 | 0 | 0 | 0 | 0 | 0 | 0 | 0 | 0 | 0 | 0 | 0 | 0 | 0 | 0 | 0
F1_Commercial_Grocery_Existing_Food Preparation_Natural Gas_Conveyor Oven_E7 | F1 | Commercial | Grocery | Existing | Food Preparation | Natural Gas | Conveyor Oven | E7 | Participant - Cost of Equipment | 0 | 0 | 0 | 0 | 0 | 0 | 0 | 0 | 0 | 0 | 0 | 0 | 0 | 0 | 0 | 0 | 0 | 0 | 0 | 0 | 0 | 0 | 0 | 0 | 0 | 0 | 0 | 0 | 0 | 0 | 0
F1_Commercial_Grocery_Existing_Food Preparation_Natural Gas_Conveyor Oven_E8 | F1 | Commercial | Grocery | Existing | Food Preparation | Natural Gas | Conveyor Oven | E8 | Participant - Cost of Equipment | 0 | 0 | 0 | 0 | 0 | 0 | 0 | 0 | 0 | 0 | 0 | 0 | 0 | 0 | 0 | 0 | 0 | 0 | 0 | 0 | 0 | 0 | 0 | 0 | 0 | 0 | 0 | 0 | 0 | 0 | 0
F1_Commercial_Grocery_Existing_Food Preparation_Natural Gas_Conveyor Oven_E9 | F1 | Commercial | Grocery | Existing | Food Preparation | Natural Gas | Conveyor Oven | E9 | Participant - Cost of Equipment | 0 | 0 | 0 | 0 | 0 | 0 | 0 | 0 | 0 | 0 | 0 | 0 | 0 | 0 | 0 | 0 | 0 | 0 | 0 | 0 | 0 | 0 | 0 | 0 | 0 | 0 | 0 | 0 | 0 | 0 | 0
F1_Commercial_Grocery_Existing_Food Preparation_Natural Gas_Conveyor Oven_E10 | F1 | Commercial | Grocery | Existing | Food Preparation | Natural Gas | Conveyor Oven | E10 | Participant - Cost of Equipment | 0 | 0 | 0 | 0 | 0 | 0 | 0 | 0 | 0 | 0 | 0 | 0 | 0 | 0 | 0 | 0 | 0 | 0 | 0 | 0 | 0 | 0 | 0 | 0 | 0 | 0 | 0 | 0 | 0 | 0 | 0
F2_Commercial_Grocery_Existing_Food Preparation_Natural Gas_Conveyor Oven_E1 | F2 | Commercial | Grocery | Existing | Food Preparation | Natural Gas | Conveyor Oven | E1 | Participant - Cost of Operation | 0.62608 | 0.62441 | 0.62012 | 0.61535 | 0.63218 | 0.62089 | 0.61719 | 0.62688 | 0.64738 | 0.64245 | 0.64023 | 0.63668 | 0.56662 | 0.56254 | 0.56283 | 0.55907 | 0.55829 | 0.55865 | 0.54811 | 0.55273 | 0.55552 | 0.55991 | 0.56587 | 0.31275 | 0.30685 | 0.30128 | 0.29597 | 0.2909 | 0.28602 | 0.28131 | 0.27512
F2_Commercial_Grocery_Existing_Food Preparation_Natural Gas_Conveyor Oven_E2 | F2 | Commercial | Grocery | Existing | Food Preparation | Natural Gas | Conveyor Oven | E2 | Participant - Cost of Operation | 0.47592 | 0.47465 | 0.47139 | 0.46776 | 0.48056 | 0.47197 | 0.46916 | 0.47652 | 0.49211 | 0.48836 | 0.48667 | 0.48398 | 0.43072 | 0.42762 | 0.42784 | 0.42498 | 0.42439 | 0.42466 | 0.41665 | 0.42016 | 0.42228 | 0.42562 | 0.43015 | 0.23774 | 0.23326 | 0.22902 | 0.22499 | 0.22113 | 0.21742 | 0.21384 | 0.20913
F2_Commercial_Grocery_Existing_Food Preparation_Natural Gas_Conveyor Oven_E3 | F2 | Commercial | Grocery | Existing | Food Preparation | Natural Gas | Conveyor Oven | E3 | Participant - Cost of Operation | 0 | 0 | 0 | 0 | 0 | 0 | 0 | 0 | 0 | 0 | 0 | 0 | 0 | 0 | 0 | 0 | 0 | 0 | 0 | 0 | 0 | 0 | 0 | 0 | 0 | 0 | 0 | 0 | 0 | 0 | 0
F2_Commercial_Grocery_Existing_Food Preparation_Natural Gas_Conveyor Oven_E4 | F2 | Commercial | Grocery | Existing | Food Preparation | Natural Gas | Conveyor Oven | E4 | Participant - Cost of Operation | 0 | 0 | 0 | 0 | 0 | 0 | 0 | 0 | 0 | 0 | 0 | 0 | 0 | 0 | 0 | 0 | 0 | 0 | 0 | 0 | 0 | 0 | 0 | 0 | 0 | 0 | 0 | 0 | 0 | 0 | 0
F2_Commercial_Grocery_Existing_Food Preparation_Natural Gas_Conveyor Oven_E5 | F2 | Commercial | Grocery | Existing | Food Preparation | Natural Gas | Conveyor Oven | E5 | Participant - Cost of Operation | 0 | 0 | 0 | 0 | 0 | 0 | 0 | 0 | 0 | 0 | 0 | 0 | 0 | 0 | 0 | 0 | 0 | 0 | 0 | 0 | 0 | 0 | 0 | 0 | 0 | 0 | 0 | 0 | 0 | 0 | 0
F2_Commercial_Grocery_Existing_Food Preparation_Natural Gas_Conveyor Oven_E6 | F2 | Commercial | Grocery | Existing | Food Preparation | Natural Gas | Conveyor Oven | E6 | Participant - Cost of Operation | 0 | 0 | 0 | 0 | 0 | 0 | 0 | 0 | 0 | 0 | 0 | 0 | 0 | 0 | 0 | 0 | 0 | 0 | 0 | 0 | 0 | 0 | 0 | 0 | 0 | 0 | 0 | 0 | 0 | 0 | 0
F2_Commercial_Grocery_Existing_Food Preparation_Natural Gas_Conveyor Oven_E7 | F2 | Commercial | Grocery | Existing | Food Preparation | Natural Gas | Conveyor Oven | E7 | Participant - Cost of Operation | 0 | 0 | 0 | 0 | 0 | 0 | 0 | 0 | 0 | 0 | 0 | 0 | 0 | 0 | 0 | 0 | 0 | 0 | 0 | 0 | 0 | 0 | 0 | 0 | 0 | 0 | 0 | 0 | 0 | 0 | 0
F2_Commercial_Grocery_Existing_Food Preparation_Natural Gas_Conveyor Oven_E8 | F2 | Commercial | Grocery | Existing | Food Preparation | Natural Gas | Conveyor Oven | E8 | Participant - Cost of Operation | 0 | 0 | 0 | 0 | 0 | 0 | 0 | 0 | 0 | 0 | 0 | 0 | 0 | 0 | 0 | 0 | 0 | 0 | 0 | 0 | 0 | 0 | 0 | 0 | 0 | 0 | 0 | 0 | 0 | 0 | 0
F2_Commercial_Grocery_Existing_Food Preparation_Natural Gas_Conveyor Oven_E9 | F2 | Commercial | Grocery | Existing | Food Preparation | Natural Gas | Conveyor Oven | E9 | Participant - Cost of Operation | 0 | 0 | 0 | 0 | 0 | 0 | 0 | 0 | 0 | 0 | 0 | 0 | 0 | 0 | 0 | 0 | 0 | 0 | 0 | 0 | 0 | 0 | 0 | 0 | 0 | 0 | 0 | 0 | 0 | 0 | 0
F2_Commercial_Grocery_Existing_Food Preparation_Natural Gas_Conveyor Oven_E10 | F2 | Commercial | Grocery | Existing | Food Preparation | Natural Gas | Conveyor Oven | E10 | Participant - Cost of Operation | 0 | 0 | 0 | 0 | 0 | 0 | 0 | 0 | 0 | 0 | 0 | 0 | 0 | 0 | 0 | 0 | 0 | 0 | 0 | 0 | 0 | 0 | 0 | 0 | 0 | 0 | 0 | 0 | 0 | 0 | 0
F3_Commercial_Grocery_Existing_Food Preparation_Natural Gas_Conveyor Oven_E1 | F3 | Commercial | Grocery | Existing | Food Preparation | Natural Gas | Conveyor Oven | E1 | System - kBTUs of Conusmption | 53.6284 | 53.704 | 53.6558 | 53.6228 | 53.6228 | 53.6228 | 53.6228 | 53.6228 | 53.6228 | 53.6228 | 53.6228 | 53.6228 | 53.6228 | 53.6228 | 53.6228 | 53.6228 | 53.6228 | 53.6228 | 53.6228 | 53.6228 | 53.6228 | 53.6228 | 53.6228 | 53.6228 | 53.6228 | 53.6228 | 53.6228 | 53.6228 | 53.6228 | 53.6228 | 53.6228
F3_Commercial_Grocery_Existing_Food Preparation_Natural Gas_Conveyor Oven_E2 | F3 | Commercial | Grocery | Existing | Food Preparation | Natural Gas | Conveyor Oven | E2 | System - kBTUs of Conusmption | 40.7659 | 40.8234 | 40.7868 | 40.7617 | 40.7617 | 40.7617 | 40.7617 | 40.7617 | 40.7617 | 40.7617 | 40.7617 | 40.7617 | 40.7617 | 40.7617 | 40.7617 | 40.7617 | 40.7617 | 40.7617 | 40.7617 | 40.7617 | 40.7617 | 40.7617 | 40.7617 | 40.7617 | 40.7617 | 40.7617 | 40.7617 | 40.7617 | 40.7617 | 40.7617 | 40.7617
F3_Commercial_Grocery_Existing_Food Preparation_Natural Gas_Conveyor Oven_E3 | F3 | Commercial | Grocery | Existing | Food Preparation | Natural Gas | Conveyor Oven | E3 | System - kBTUs of Conusmption | 0 | 0 | 0 | 0 | 0 | 0 | 0 | 0 | 0 | 0 | 0 | 0 | 0 | 0 | 0 | 0 | 0 | 0 | 0 | 0 | 0 | 0 | 0 | 0 | 0 | 0 | 0 | 0 | 0 | 0 | 0
F3_Commercial_Grocery_Existing_Food Preparation_Natural Gas_Conveyor Oven_E4 | F3 | Commercial | Grocery | Existing | Food Preparation | Natural Gas | Conveyor Oven | E4 | System - kBTUs of Conusmption | 0 | 0 | 0 | 0 | 0 | 0 | 0 | 0 | 0 | 0 | 0 | 0 | 0 | 0 | 0 | 0 | 0 | 0 | 0 | 0 | 0 | 0 | 0 | 0 | 0 | 0 | 0 | 0 | 0 | 0 | 0
F3_Commercial_Grocery_Existing_Food Preparation_Natural Gas_Conveyor Oven_E5 | F3 | Commercial | Grocery | Existing | Food Preparation | Natural Gas | Conveyor Oven | E5 | System - kBTUs of Conusmption | 0 | 0 | 0 | 0 | 0 | 0 | 0 | 0 | 0 | 0 | 0 | 0 | 0 | 0 | 0 | 0 | 0 | 0 | 0 | 0 | 0 | 0 | 0 | 0 | 0 | 0 | 0 | 0 | 0 | 0 | 0
F3_Commercial_Grocery_Existing_Food Preparation_Natural Gas_Conveyor Oven_E6 | F3 | Commercial | Grocery | Existing | Food Preparation | Natural Gas | Conveyor Oven | E6 | System - kBTUs of Conusmption | 0 | 0 | 0 | 0 | 0 | 0 | 0 | 0 | 0 | 0 | 0 | 0 | 0 | 0 | 0 | 0 | 0 | 0 | 0 | 0 | 0 | 0 | 0 | 0 | 0 | 0 | 0 | 0 | 0 | 0 | 0
F3_Commercial_Grocery_Existing_Food Preparation_Natural Gas_Conveyor Oven_E7 | F3 | Commercial | Grocery | Existing | Food Preparation | Natural Gas | Conveyor Oven | E7 | System - kBTUs of Conusmption | 0 | 0 | 0 | 0 | 0 | 0 | 0 | 0 | 0 | 0 | 0 | 0 | 0 | 0 | 0 | 0 | 0 | 0 | 0 | 0 | 0 | 0 | 0 | 0 | 0 | 0 | 0 | 0 | 0 | 0 | 0
F3_Commercial_Grocery_Existing_Food Preparation_Natural Gas_Conveyor Oven_E8 | F3 | Commercial | Grocery | Existing | Food Preparation | Natural Gas | Conveyor Oven | E8 | System - kBTUs of Conusmption | 0 | 0 | 0 | 0 | 0 | 0 | 0 | 0 | 0 | 0 | 0 | 0 | 0 | 0 | 0 | 0 | 0 | 0 | 0 | 0 | 0 | 0 | 0 | 0 | 0 | 0 | 0 | 0 | 0 | 0 | 0
F3_Commercial_Grocery_Existing_Food Preparation_Natural Gas_Conveyor Oven_E9 | F3 | Commercial | Grocery | Existing | Food Preparation | Natural Gas | Conveyor Oven | E9 | System - kBTUs of Conusmption | 0 | 0 | 0 | 0 | 0 | 0 | 0 | 0 | 0 | 0 | 0 | 0 | 0 | 0 | 0 | 0 | 0 | 0 | 0 | 0 | 0 | 0 | 0 | 0 | 0 | 0 | 0 | 0 | 0 | 0 | 0
F3_Commercial_Grocery_Existing_Food Preparation_Natural Gas_Conveyor Oven_E10 | F3 | Commercial | Grocery | Existing | Food Preparation | Natural Gas | Conveyor Oven | E10 | System - kBTUs of Conusmption | 0 | 0 | 0 | 0 | 0 | 0 | 0 | 0 | 0 | 0 | 0 | 0 | 0 | 0 | 0 | 0 | 0 | 0 | 0 | 0 | 0 | 0 | 0 | 0 | 0 | 0 | 0 | 0 | 0 | 0 | 0
F4_Commercial_Grocery_Existing_Food Preparation_Natural Gas_Conveyor Oven_E1 | F4 | Commercial | Grocery | Existing | Food Preparation | Natural Gas | Conveyor Oven | E1 | Utility - Cost of Equipment | 0.17883 | 0.17883 | 0.17883 | 0.17883 | 0.17883 | 0.17883 | 0.17883 | 0.17883 | 0.17883 | 0.17883 | 0.17883 | 0.17883 | 0.17883 | 0.17883 | 0.17883 | 0.17883 | 0.17883 | 0.17883 | 0.17883 | 0.17883 | 0.17883 | 0.17883 | 0.17883 | 0.17883 | 0.17883 | 0.17883 | 0.17883 | 0.17883 | 0.17883 | 0.17883 | 0.17883
F4_Commercial_Grocery_Existing_Food Preparation_Natural Gas_Conveyor Oven_E2 | F4 | Commercial | Grocery | Existing | Food Preparation | Natural Gas | Conveyor Oven | E2 | Utility - Cost of Equipment | 0.21802 | 0.21802 | 0.21802 | 0.21802 | 0.21802 | 0.21802 | 0.21802 | 0.21802 | 0.21802 | 0.21802 | 0.21802 | 0.21802 | 0.21802 | 0.21802 | 0.21802 | 0.21802 | 0.21802 | 0.21802 | 0.21802 | 0.21802 | 0.21802 | 0.21802 | 0.21802 | 0.21802 | 0.21802 | 0.21802 | 0.21802 | 0.21802 | 0.21802 | 0.21802 | 0.21802
F4_Commercial_Grocery_Existing_Food Preparation_Natural Gas_Conveyor Oven_E3 | F4 | Commercial | Grocery | Existing | Food Preparation | Natural Gas | Conveyor Oven | E3 | Utility - Cost of Equipment | 0 | 0 | 0 | 0 | 0 | 0 | 0 | 0 | 0 | 0 | 0 | 0 | 0 | 0 | 0 | 0 | 0 | 0 | 0 | 0 | 0 | 0 | 0 | 0 | 0 | 0 | 0 | 0 | 0 | 0 | 0
F4_Commercial_Grocery_Existing_Food Preparation_Natural Gas_Conveyor Oven_E4 | F4 | Commercial | Grocery | Existing | Food Preparation | Natural Gas | Conveyor Oven | E4 | Utility - Cost of Equipment | 0 | 0 | 0 | 0 | 0 | 0 | 0 | 0 | 0 | 0 | 0 | 0 | 0 | 0 | 0 | 0 | 0 | 0 | 0 | 0 | 0 | 0 | 0 | 0 | 0 | 0 | 0 | 0 | 0 | 0 | 0
F4_Commercial_Grocery_Existing_Food Preparation_Natural Gas_Conveyor Oven_E5 | F4 | Commercial | Grocery | Existing | Food Preparation | Natural Gas | Conveyor Oven | E5 | Utility - Cost of Equipment | 0 | 0 | 0 | 0 | 0 | 0 | 0 | 0 | 0 | 0 | 0 | 0 | 0 | 0 | 0 | 0 | 0 | 0 | 0 | 0 | 0 | 0 | 0 | 0 | 0 | 0 | 0 | 0 | 0 | 0 | 0
F4_Commercial_Grocery_Existing_Food Preparation_Natural Gas_Conveyor Oven_E6 | F4 | Commercial | Grocery | Existing | Food Preparation | Natural Gas | Conveyor Oven | E6 | Utility - Cost of Equipment | 0 | 0 | 0 | 0 | 0 | 0 | 0 | 0 | 0 | 0 | 0 | 0 | 0 | 0 | 0 | 0 | 0 | 0 | 0 | 0 | 0 | 0 | 0 | 0 | 0 | 0 | 0 | 0 | 0 | 0 | 0
F4_Commercial_Grocery_Existing_Food Preparation_Natural Gas_Conveyor Oven_E7 | F4 | Commercial | Grocery | Existing | Food Preparation | Natural Gas | Conveyor Oven | E7 | Utility - Cost of Equipment | 0 | 0 | 0 | 0 | 0 | 0 | 0 | 0 | 0 | 0 | 0 | 0 | 0 | 0 | 0 | 0 | 0 | 0 | 0 | 0 | 0 | 0 | 0 | 0 | 0 | 0 | 0 | 0 | 0 | 0 | 0
F4_Commercial_Grocery_Existing_Food Preparation_Natural Gas_Conveyor Oven_E8 | F4 | Commercial | Grocery | Existing | Food Preparation | Natural Gas | Conveyor Oven | E8 | Utility - Cost of Equipment | 0 | 0 | 0 | 0 | 0 | 0 | 0 | 0 | 0 | 0 | 0 | 0 | 0 | 0 | 0 | 0 | 0 | 0 | 0 | 0 | 0 | 0 | 0 | 0 | 0 | 0 | 0 | 0 | 0 | 0 | 0
F4_Commercial_Grocery_Existing_Food Preparation_Natural Gas_Conveyor Oven_E9 | F4 | Commercial | Grocery | Existing | Food Preparation | Natural Gas | Conveyor Oven | E9 | Utility - Cost of Equipment | 0 | 0 | 0 | 0 | 0 | 0 | 0 | 0 | 0 | 0 | 0 | 0 | 0 | 0 | 0 | 0 | 0 | 0 | 0 | 0 | 0 | 0 | 0 | 0 | 0 | 0 | 0 | 0 | 0 | 0 | 0
F4_Commercial_Grocery_Existing_Food Preparation_Natural Gas_Conveyor Oven_E10 | F4 | Commercial | Grocery | Existing | Food Preparation | Natural Gas | Conveyor Oven | E10 | Utility - Cost of Equipment | 0 | 0 | 0 | 0 | 0 | 0 | 0 | 0 | 0 | 0 | 0 | 0 | 0 | 0 | 0 | 0 | 0 | 0 | 0 | 0 | 0 | 0 | 0 | 0 | 0 | 0 | 0 | 0 | 0 | 0 | 0
F5_Commercial_Grocery_Existing_Food Preparation_Natural Gas_Conveyor Oven_E1 | F5 | Commercial | Grocery | Existing | Food Preparation | Natural Gas | Conveyor Oven | E1 | Utility - Cost of Operation | 0.52258 | 0.52119 | 0.5176 | 0.51362 | 0.52767 | 0.51824 | 0.51516 | 0.52324 | 0.54035 | 0.53624 | 0.53438 | 0.53142 | 0.47295 | 0.46954 | 0.46978 | 0.46664 | 0.466 | 0.46629 | 0.45749 | 0.46135 | 0.46368 | 0.46735 | 0.47232 | 0.26104 | 0.25612 | 0.25147 | 0.24704 | 0.24281 | 0.23874 | 0.2348 | 0.22963
F5_Commercial_Grocery_Existing_Food Preparation_Natural Gas_Conveyor Oven_E2 | F5 | Commercial | Grocery | Existing | Food Preparation | Natural Gas | Conveyor Oven | E2 | Utility - Cost of Operation | 0.39724 | 0.39618 | 0.39346 | 0.39043 | 0.40111 | 0.39394 | 0.3916 | 0.39774 | 0.41075 | 0.40762 | 0.40621 | 0.40397 | 0.35951 | 0.35693 | 0.35711 | 0.35472 | 0.35423 | 0.35445 | 0.34777 | 0.3507 | 0.35247 | 0.35526 | 0.35904 | 0.19843 | 0.19469 | 0.19116 | 0.18779 | 0.18457 | 0.18148 | 0.17849 | 0.17456
F5_Commercial_Grocery_Existing_Food Preparation_Natural Gas_Conveyor Oven_E3 | F5 | Commercial | Grocery | Existing | Food Preparation | Natural Gas | Conveyor Oven | E3 | Utility - Cost of Operation | 0 | 0 | 0 | 0 | 0 | 0 | 0 | 0 | 0 | 0 | 0 | 0 | 0 | 0 | 0 | 0 | 0 | 0 | 0 | 0 | 0 | 0 | 0 | 0 | 0 | 0 | 0 | 0 | 0 | 0 | 0
F5_Commercial_Grocery_Existing_Food Preparation_Natural Gas_Conveyor Oven_E4 | F5 | Commercial | Grocery | Existing | Food Preparation | Natural Gas | Conveyor Oven | E4 | Utility - Cost of Operation | 0 | 0 | 0 | 0 | 0 | 0 | 0 | 0 | 0 | 0 | 0 | 0 | 0 | 0 | 0 | 0 | 0 | 0 | 0 | 0 | 0 | 0 | 0 | 0 | 0 | 0 | 0 | 0 | 0 | 0 | 0
F5_Commercial_Grocery_Existing_Food Preparation_Natural Gas_Conveyor Oven_E5 | F5 | Commercial | Grocery | Existing | Food Preparation | Natural Gas | Conveyor Oven | E5 | Utility - Cost of Operation | 0 | 0 | 0 | 0 | 0 | 0 | 0 | 0 | 0 | 0 | 0 | 0 | 0 | 0 | 0 | 0 | 0 | 0 | 0 | 0 | 0 | 0 | 0 | 0 | 0 | 0 | 0 | 0 | 0 | 0 | 0
F5_Commercial_Grocery_Existing_Food Preparation_Natural Gas_Conveyor Oven_E6 | F5 | Commercial | Grocery | Existing | Food Preparation | Natural Gas | Conveyor Oven | E6 | Utility - Cost of Operation | 0 | 0 | 0 | 0 | 0 | 0 | 0 | 0 | 0 | 0 | 0 | 0 | 0 | 0 | 0 | 0 | 0 | 0 | 0 | 0 | 0 | 0 | 0 | 0 | 0 | 0 | 0 | 0 | 0 | 0 | 0
F5_Commercial_Grocery_Existing_Food Preparation_Natural Gas_Conveyor Oven_E7 | F5 | Commercial | Grocery | Existing | Food Preparation | Natural Gas | Conveyor Oven | E7 | Utility - Cost of Operation | 0 | 0 | 0 | 0 | 0 | 0 | 0 | 0 | 0 | 0 | 0 | 0 | 0 | 0 | 0 | 0 | 0 | 0 | 0 | 0 | 0 | 0 | 0 | 0 | 0 | 0 | 0 | 0 | 0 | 0 | 0
F5_Commercial_Grocery_Existing_Food Preparation_Natural Gas_Conveyor Oven_E8 | F5 | Commercial | Grocery | Existing | Food Preparation | Natural Gas | Conveyor Oven | E8 | Utility - Cost of Operation | 0 | 0 | 0 | 0 | 0 | 0 | 0 | 0 | 0 | 0 | 0 | 0 | 0 | 0 | 0 | 0 | 0 | 0 | 0 | 0 | 0 | 0 | 0 | 0 | 0 | 0 | 0 | 0 | 0 | 0 | 0
F5_Commercial_Grocery_Existing_Food Preparation_Natural Gas_Conveyor Oven_E9 | F5 | Commercial | Grocery | Existing | Food Preparation | Natural Gas | Conveyor Oven | E9 | Utility - Cost of Operation | 0 | 0 | 0 | 0 | 0 | 0 | 0 | 0 | 0 | 0 | 0 | 0 | 0 | 0 | 0 | 0 | 0 | 0 | 0 | 0 | 0 | 0 | 0 | 0 | 0 | 0 | 0 | 0 | 0 | 0 | 0
F5_Commercial_Grocery_Existing_Food Preparation_Natural Gas_Conveyor Oven_E10 | F5 | Commercial | Grocery | Existing | Food Preparation | Natural Gas | Conveyor Oven | E10 | Utility - Cost of Operation | 0 | 0 | 0 | 0 | 0 | 0 | 0 | 0 | 0 | 0 | 0 | 0 | 0 | 0 | 0 | 0 | 0 | 0 | 0 | 0 | 0 | 0 | 0 | 0 | 0 | 0 | 0 | 0 | 0 | 0 | 0
F6_Commercial_Grocery_Existing_Food Preparation_Natural Gas_Conveyor Oven_E1 | F6 | Commercial | Grocery | Existing | Food Preparation | Natural Gas | Conveyor Oven | E1 | Utility - Value of Sales | 0.62608 | 0.62441 | 0.62012 | 0.61535 | 0.63218 | 0.62089 | 0.61719 | 0.62688 | 0.64738 | 0.64245 | 0.64023 | 0.63668 | 0.56662 | 0.56254 | 0.56283 | 0.55907 | 0.55829 | 0.55865 | 0.54811 | 0.55273 | 0.55552 | 0.55991 | 0.56587 | 0.31275 | 0.30685 | 0.30128 | 0.29597 | 0.2909 | 0.28602 | 0.28131 | 0.27512
F6_Commercial_Grocery_Existing_Food Preparation_Natural Gas_Conveyor Oven_E2 | F6 | Commercial | Grocery | Existing | Food Preparation | Natural Gas | Conveyor Oven | E2 | Utility - Value of Sales | 0.47592 | 0.47465 | 0.47139 | 0.46776 | 0.48056 | 0.47197 | 0.46916 | 0.47652 | 0.49211 | 0.48836 | 0.48667 | 0.48398 | 0.43072 | 0.42762 | 0.42784 | 0.42498 | 0.42439 | 0.42466 | 0.41665 | 0.42016 | 0.42228 | 0.42562 | 0.43015 | 0.23774 | 0.23326 | 0.22902 | 0.22499 | 0.22113 | 0.21742 | 0.21384 | 0.20913
F6_Commercial_Grocery_Existing_Food Preparation_Natural Gas_Conveyor Oven_E3 | F6 | Commercial | Grocery | Existing | Food Preparation | Natural Gas | Conveyor Oven | E3 | Utility - Value of Sales | 0 | 0 | 0 | 0 | 0 | 0 | 0 | 0 | 0 | 0 | 0 | 0 | 0 | 0 | 0 | 0 | 0 | 0 | 0 | 0 | 0 | 0 | 0 | 0 | 0 | 0 | 0 | 0 | 0 | 0 | 0
F6_Commercial_Grocery_Existing_Food Preparation_Natural Gas_Conveyor Oven_E4 | F6 | Commercial | Grocery | Existing | Food Preparation | Natural Gas | Conveyor Oven | E4 | Utility - Value of Sales | 0 | 0 | 0 | 0 | 0 | 0 | 0 | 0 | 0 | 0 | 0 | 0 | 0 | 0 | 0 | 0 | 0 | 0 | 0 | 0 | 0 | 0 | 0 | 0 | 0 | 0 | 0 | 0 | 0 | 0 | 0
F6_Commercial_Grocery_Existing_Food Preparation_Natural Gas_Conveyor Oven_E5 | F6 | Commercial | Grocery | Existing | Food Preparation | Natural Gas | Conveyor Oven | E5 | Utility - Value of Sales | 0 | 0 | 0 | 0 | 0 | 0 | 0 | 0 | 0 | 0 | 0 | 0 | 0 | 0 | 0 | 0 | 0 | 0 | 0 | 0 | 0 | 0 | 0 | 0 | 0 | 0 | 0 | 0 | 0 | 0 | 0
F6_Commercial_Grocery_Existing_Food Preparation_Natural Gas_Conveyor Oven_E6 | F6 | Commercial | Grocery | Existing | Food Preparation | Natural Gas | Conveyor Oven | E6 | Utility - Value of Sales | 0 | 0 | 0 | 0 | 0 | 0 | 0 | 0 | 0 | 0 | 0 | 0 | 0 | 0 | 0 | 0 | 0 | 0 | 0 | 0 | 0 | 0 | 0 | 0 | 0 | 0 | 0 | 0 | 0 | 0 | 0
F6_Commercial_Grocery_Existing_Food Preparation_Natural Gas_Conveyor Oven_E7 | F6 | Commercial | Grocery | Existing | Food Preparation | Natural Gas | Conveyor Oven | E7 | Utility - Value of Sales | 0 | 0 | 0 | 0 | 0 | 0 | 0 | 0 | 0 | 0 | 0 | 0 | 0 | 0 | 0 | 0 | 0 | 0 | 0 | 0 | 0 | 0 | 0 | 0 | 0 | 0 | 0 | 0 | 0 | 0 | 0
F6_Commercial_Grocery_Existing_Food Preparation_Natural Gas_Conveyor Oven_E8 | F6 | Commercial | Grocery | Existing | Food Preparation | Natural Gas | Conveyor Oven | E8 | Utility - Value of Sales | 0 | 0 | 0 | 0 | 0 | 0 | 0 | 0 | 0 | 0 | 0 | 0 | 0 | 0 | 0 | 0 | 0 | 0 | 0 | 0 | 0 | 0 | 0 | 0 | 0 | 0 | 0 | 0 | 0 | 0 | 0
F6_Commercial_Grocery_Existing_Food Preparation_Natural Gas_Conveyor Oven_E9 | F6 | Commercial | Grocery | Existing | Food Preparation | Natural Gas | Conveyor Oven | E9 | Utility - Value of Sales | 0 | 0 | 0 | 0 | 0 | 0 | 0 | 0 | 0 | 0 | 0 | 0 | 0 | 0 | 0 | 0 | 0 | 0 | 0 | 0 | 0 | 0 | 0 | 0 | 0 | 0 | 0 | 0 | 0 | 0 | 0
F6_Commercial_Grocery_Existing_Food Preparation_Natural Gas_Conveyor Oven_E10 | F6 | Commercial | Grocery | Existing | Food Preparation | Natural Gas | Conveyor Oven | E10 | Utility - Value of Sales | 0 | 0 | 0 | 0 | 0 | 0 | 0 | 0 | 0 | 0 | 0 | 0 | 0 | 0 | 0 | 0 | 0 | 0 | 0 | 0 | 0 | 0 | 0 | 0 | 0 | 0 | 0 | 0 | 0 | 0 | 0
F1_Commercial_Grocery_Existing_Food Preparation_Natural Gas_Double Rack Oven_E1 | F1 | Commercial | Grocery | Existing | Food Preparation | Natural Gas | Double Rack Oven | E1 | Participant - Cost of Equipment | 0.33421 | 0.33421 | 0.33421 | 0.33421 | 0.33421 | 0.33421 | 0.33421 | 0.33421 | 0.33421 | 0.33421 | 0.33421 | 0.33421 | 0.33421 | 0.33421 | 0.33421 | 0.33421 | 0.33421 | 0.33421 | 0.33421 | 0.33421 | 0.33421 | 0.33421 | 0.33421 | 0.33421 | 0.33421 | 0.33421 | 0.33421 | 0.33421 | 0.33421 | 0.33421 | 0.33421
F1_Commercial_Grocery_Existing_Food Preparation_Natural Gas_Double Rack Oven_E2 | F1 | Commercial | Grocery | Existing | Food Preparation | Natural Gas | Double Rack Oven | E2 | Participant - Cost of Equipment | 0.44447 | 0.44447 | 0.44447 | 0.44447 | 0.44447 | 0.44447 | 0.44447 | 0.44447 | 0.44447 | 0.44447 | 0.44447 | 0.44447 | 0.44447 | 0.44447 | 0.44447 | 0.44447 | 0.44447 | 0.44447 | 0.44447 | 0.44447 | 0.44447 | 0.44447 | 0.44447 | 0.44447 | 0.44447 | 0.44447 | 0.44447 | 0.44447 | 0.44447 | 0.44447 | 0.44447
F1_Commercial_Grocery_Existing_Food Preparation_Natural Gas_Double Rack Oven_E3 | F1 | Commercial | Grocery | Existing | Food Preparation | Natural Gas | Double Rack Oven | E3 | Participant - Cost of Equipment | 0 | 0 | 0 | 0 | 0 | 0 | 0 | 0 | 0 | 0 | 0 | 0 | 0 | 0 | 0 | 0 | 0 | 0 | 0 | 0 | 0 | 0 | 0 | 0 | 0 | 0 | 0 | 0 | 0 | 0 | 0
F1_Commercial_Grocery_Existing_Food Preparation_Natural Gas_Double Rack Oven_E4 | F1 | Commercial | Grocery | Existing | Food Preparation | Natural Gas | Double Rack Oven | E4 | Participant - Cost of Equipment | 0 | 0 | 0 | 0 | 0 | 0 | 0 | 0 | 0 | 0 | 0 | 0 | 0 | 0 | 0 | 0 | 0 | 0 | 0 | 0 | 0 | 0 | 0 | 0 | 0 | 0 | 0 | 0 | 0 | 0 | 0
F1_Commercial_Grocery_Existing_Food Preparation_Natural Gas_Double Rack Oven_E5 | F1 | Commercial | Grocery | Existing | Food Preparation | Natural Gas | Double Rack Oven | E5 | Participant - Cost of Equipment | 0 | 0 | 0 | 0 | 0 | 0 | 0 | 0 | 0 | 0 | 0 | 0 | 0 | 0 | 0 | 0 | 0 | 0 | 0 | 0 | 0 | 0 | 0 | 0 | 0 | 0 | 0 | 0 | 0 | 0 | 0
F1_Commercial_Grocery_Existing_Food Preparation_Natural Gas_Double Rack Oven_E6 | F1 | Commercial | Grocery | Existing | Food Preparation | Natural Gas | Double Rack Oven | E6 | Participant - Cost of Equipment | 0 | 0 | 0 | 0 | 0 | 0 | 0 | 0 | 0 | 0 | 0 | 0 | 0 | 0 | 0 | 0 | 0 | 0 | 0 | 0 | 0 | 0 | 0 | 0 | 0 | 0 | 0 | 0 | 0 | 0 | 0
F1_Commercial_Grocery_Existing_Food Preparation_Natural Gas_Double Rack Oven_E7 | F1 | Commercial | Grocery | Existing | Food Preparation | Natural Gas | Double Rack Oven | E7 | Participant - Cost of Equipment | 0 | 0 | 0 | 0 | 0 | 0 | 0 | 0 | 0 | 0 | 0 | 0 | 0 | 0 | 0 | 0 | 0 | 0 | 0 | 0 | 0 | 0 | 0 | 0 | 0 | 0 | 0 | 0 | 0 | 0 | 0
F1_Commercial_Grocery_Existing_Food Preparation_Natural Gas_Double Rack Oven_E8 | F1 | Commercial | Grocery | Existing | Food Preparation | Natural Gas | Double Rack Oven | E8 | Participant - Cost of Equipment | 0 | 0 | 0 | 0 | 0 | 0 | 0 | 0 | 0 | 0 | 0 | 0 | 0 | 0 | 0 | 0 | 0 | 0 | 0 | 0 | 0 | 0 | 0 | 0 | 0 | 0 | 0 | 0 | 0 | 0 | 0
F1_Commercial_Grocery_Existing_Food Preparation_Natural Gas_Double Rack Oven_E9 | F1 | Commercial | Grocery | Existing | Food Preparation | Natural Gas | Double Rack Oven | E9 | Participant - Cost of Equipment | 0 | 0 | 0 | 0 | 0 | 0 | 0 | 0 | 0 | 0 | 0 | 0 | 0 | 0 | 0 | 0 | 0 | 0 | 0 | 0 | 0 | 0 | 0 | 0 | 0 | 0 | 0 | 0 | 0 | 0 | 0
F1_Commercial_Grocery_Existing_Food Preparation_Natural Gas_Double Rack Oven_E10 | F1 | Commercial | Grocery | Existing | Food Preparation | Natural Gas | Double Rack Oven | E10 | Participant - Cost of Equipment | 0 | 0 | 0 | 0 | 0 | 0 | 0 | 0 | 0 | 0 | 0 | 0 | 0 | 0 | 0 | 0 | 0 | 0 | 0 | 0 | 0 | 0 | 0 | 0 | 0 | 0 | 0 | 0 | 0 | 0 | 0
F2_Commercial_Grocery_Existing_Food Preparation_Natural Gas_Double Rack Oven_E1 | F2 | Commercial | Grocery | Existing | Food Preparation | Natural Gas | Double Rack Oven | E1 | Participant - Cost of Operation | 1.1503 | 1.168 | 1.1809 | 1.1743 | 1.1755 | 1.108 | 1.0522 | 1.021 | 1.0081 | 1.0454 | 1.0945 | 1.1458 | 1.0523 | 1.1147 | 1.1185 | 1.1129 | 1.1139 | 1.1173 | 1.096 | 1.1089 | 1.1176 | 1.1298 | 1.1455 | 0.57451 | 0.5633 | 0.55276 | 0.54279 | 0.53332 | 0.52424 | 0.51549 | 0.50703
F2_Commercial_Grocery_Existing_Food Preparation_Natural Gas_Double Rack Oven_E2 | F2 | Commercial | Grocery | Existing | Food Preparation | Natural Gas | Double Rack Oven | E2 | Participant - Cost of Operation | 0.62741 | 0.63709 | 0.64412 | 0.64054 | 0.64119 | 0.60436 | 0.5739 | 0.5569 | 0.54985 | 0.57023 | 0.59699 | 0.62496 | 0.57396 | 0.608 | 0.61008 | 0.60703 | 0.60759 | 0.60946 | 0.59782 | 0.60485 | 0.60958 | 0.61625 | 0.62482 | 0.31337 | 0.30725 | 0.3015 | 0.29607 | 0.2909 | 0.28595 | 0.28118 | 0.27656
F2_Commercial_Grocery_Existing_Food Preparation_Natural Gas_Double Rack Oven_E3 | F2 | Commercial | Grocery | Existing | Food Preparation | Natural Gas | Double Rack Oven | E3 | Participant - Cost of Operation | 0 | 0 | 0 | 0 | 0 | 0 | 0 | 0 | 0 | 0 | 0 | 0 | 0 | 0 | 0 | 0 | 0 | 0 | 0 | 0 | 0 | 0 | 0 | 0 | 0 | 0 | 0 | 0 | 0 | 0 | 0
F2_Commercial_Grocery_Existing_Food Preparation_Natural Gas_Double Rack Oven_E4 | F2 | Commercial | Grocery | Existing | Food Preparation | Natural Gas | Double Rack Oven | E4 | Participant - Cost of Operation | 0 | 0 | 0 | 0 | 0 | 0 | 0 | 0 | 0 | 0 | 0 | 0 | 0 | 0 | 0 | 0 | 0 | 0 | 0 | 0 | 0 | 0 | 0 | 0 | 0 | 0 | 0 | 0 | 0 | 0 | 0
F2_Commercial_Grocery_Existing_Food Preparation_Natural Gas_Double Rack Oven_E5 | F2 | Commercial | Grocery | Existing | Food Preparation | Natural Gas | Double Rack Oven | E5 | Participant - Cost of Operation | 0 | 0 | 0 | 0 | 0 | 0 | 0 | 0 | 0 | 0 | 0 | 0 | 0 | 0 | 0 | 0 | 0 | 0 | 0 | 0 | 0 | 0 | 0 | 0 | 0 | 0 | 0 | 0 | 0 | 0 | 0
F2_Commercial_Grocery_Existing_Food Preparation_Natural Gas_Double Rack Oven_E6 | F2 | Commercial | Grocery | Existing | Food Preparation | Natural Gas | Double Rack Oven | E6 | Participant - Cost of Operation | 0 | 0 | 0 | 0 | 0 | 0 | 0 | 0 | 0 | 0 | 0 | 0 | 0 | 0 | 0 | 0 | 0 | 0 | 0 | 0 | 0 | 0 | 0 | 0 | 0 | 0 | 0 | 0 | 0 | 0 | 0
F2_Commercial_Grocery_Existing_Food Preparation_Natural Gas_Double Rack Oven_E7 | F2 | Commercial | Grocery | Existing | Food Preparation | Natural Gas | Double Rack Oven | E7 | Participant - Cost of Operation | 0 | 0 | 0 | 0 | 0 | 0 | 0 | 0 | 0 | 0 | 0 | 0 | 0 | 0 | 0 | 0 | 0 | 0 | 0 | 0 | 0 | 0 | 0 | 0 | 0 | 0 | 0 | 0 | 0 | 0 | 0
F2_Commercial_Grocery_Existing_Food Preparation_Natural Gas_Double Rack Oven_E8 | F2 | Commercial | Grocery | Existing | Food Preparation | Natural Gas | Double Rack Oven | E8 | Participant - Cost of Operation | 0 | 0 | 0 | 0 | 0 | 0 | 0 | 0 | 0 | 0 | 0 | 0 | 0 | 0 | 0 | 0 | 0 | 0 | 0 | 0 | 0 | 0 | 0 | 0 | 0 | 0 | 0 | 0 | 0 | 0 | 0
F2_Commercial_Grocery_Existing_Food Preparation_Natural Gas_Double Rack Oven_E9 | F2 | Commercial | Grocery | Existing | Food Preparation | Natural Gas | Double Rack Oven | E9 | Participant - Cost of Operation | 0 | 0 | 0 | 0 | 0 | 0 | 0 | 0 | 0 | 0 | 0 | 0 | 0 | 0 | 0 | 0 | 0 | 0 | 0 | 0 | 0 | 0 | 0 | 0 | 0 | 0 | 0 | 0 | 0 | 0 | 0
F2_Commercial_Grocery_Existing_Food Preparation_Natural Gas_Double Rack Oven_E10 | F2 | Commercial | Grocery | Existing | Food Preparation | Natural Gas | Double Rack Oven | E10 | Participant - Cost of Operation | 0 | 0 | 0 | 0 | 0 | 0 | 0 | 0 | 0 | 0 | 0 | 0 | 0 | 0 | 0 | 0 | 0 | 0 | 0 | 0 | 0 | 0 | 0 | 0 | 0 | 0 | 0 | 0 | 0 | 0 | 0
F3_Commercial_Grocery_Existing_Food Preparation_Natural Gas_Double Rack Oven_E1 | F3 | Commercial | Grocery | Existing | Food Preparation | Natural Gas | Double Rack Oven | E1 | System - kBTUs of Conusmption | 95.5776 | 95.7684 | 95.6469 | 95.5636 | 95.5636 | 95.5636 | 95.5636 | 95.5636 | 95.5636 | 95.5636 | 95.5636 | 95.5636 | 95.5636 | 95.5636 | 95.5636 | 95.5636 | 95.5636 | 95.5636 | 95.5636 | 95.5636 | 95.5636 | 95.5636 | 95.5636 | 95.5636 | 95.5636 | 95.5636 | 95.5636 | 95.5636 | 95.5636 | 95.5636 | 95.5636
F3_Commercial_Grocery_Existing_Food Preparation_Natural Gas_Double Rack Oven_E2 | F3 | Commercial | Grocery | Existing | Food Preparation | Natural Gas | Double Rack Oven | E2 | System - kBTUs of Conusmption | 52.1332 | 52.2373 | 52.171 | 52.1256 | 52.1256 | 52.1256 | 52.1256 | 52.1256 | 52.1256 | 52.1256 | 52.1256 | 52.1256 | 52.1256 | 52.1256 | 52.1256 | 52.1256 | 52.1256 | 52.1256 | 52.1256 | 52.1256 | 52.1256 | 52.1256 | 52.1256 | 52.1256 | 52.1256 | 52.1256 | 52.1256 | 52.1256 | 52.1256 | 52.1256 | 52.1256
F3_Commercial_Grocery_Existing_Food Preparation_Natural Gas_Double Rack Oven_E3 | F3 | Commercial | Grocery | Existing | Food Preparation | Natural Gas | Double Rack Oven | E3 | System - kBTUs of Conusmption | 0 | 0 | 0 | 0 | 0 | 0 | 0 | 0 | 0 | 0 | 0 | 0 | 0 | 0 | 0 | 0 | 0 | 0 | 0 | 0 | 0 | 0 | 0 | 0 | 0 | 0 | 0 | 0 | 0 | 0 | 0
F3_Commercial_Grocery_Existing_Food Preparation_Natural Gas_Double Rack Oven_E4 | F3 | Commercial | Grocery | Existing | Food Preparation | Natural Gas | Double Rack Oven | E4 | System - kBTUs of Conusmption | 0 | 0 | 0 | 0 | 0 | 0 | 0 | 0 | 0 | 0 | 0 | 0 | 0 | 0 | 0 | 0 | 0 | 0 | 0 | 0 | 0 | 0 | 0 | 0 | 0 | 0 | 0 | 0 | 0 | 0 | 0
F3_Commercial_Grocery_Existing_Food Preparation_Natural Gas_Double Rack Oven_E5 | F3 | Commercial | Grocery | Existing | Food Preparation | Natural Gas | Double Rack Oven | E5 | System - kBTUs of Conusmption | 0 | 0 | 0 | 0 | 0 | 0 | 0 | 0 | 0 | 0 | 0 | 0 | 0 | 0 | 0 | 0 | 0 | 0 | 0 | 0 | 0 | 0 | 0 | 0 | 0 | 0 | 0 | 0 | 0 | 0 | 0
F3_Commercial_Grocery_Existing_Food Preparation_Natural Gas_Double Rack Oven_E6 | F3 | Commercial | Grocery | Existing | Food Preparation | Natural Gas | Double Rack Oven | E6 | System - kBTUs of Conusmption | 0 | 0 | 0 | 0 | 0 | 0 | 0 | 0 | 0 | 0 | 0 | 0 | 0 | 0 | 0 | 0 | 0 | 0 | 0 | 0 | 0 | 0 | 0 | 0 | 0 | 0 | 0 | 0 | 0 | 0 | 0
F3_Commercial_Grocery_Existing_Food Preparation_Natural Gas_Double Rack Oven_E7 | F3 | Commercial | Grocery | Existing | Food Preparation | Natural Gas | Double Rack Oven | E7 | System - kBTUs of Conusmption | 0 | 0 | 0 | 0 | 0 | 0 | 0 | 0 | 0 | 0 | 0 | 0 | 0 | 0 | 0 | 0 | 0 | 0 | 0 | 0 | 0 | 0 | 0 | 0 | 0 | 0 | 0 | 0 | 0 | 0 | 0
F3_Commercial_Grocery_Existing_Food Preparation_Natural Gas_Double Rack Oven_E8 | F3 | Commercial | Grocery | Existing | Food Preparation | Natural Gas | Double Rack Oven | E8 | System - kBTUs of Conusmption | 0 | 0 | 0 | 0 | 0 | 0 | 0 | 0 | 0 | 0 | 0 | 0 | 0 | 0 | 0 | 0 | 0 | 0 | 0 | 0 | 0 | 0 | 0 | 0 | 0 | 0 | 0 | 0 | 0 | 0 | 0
F3_Commercial_Grocery_Existing_Food Preparation_Natural Gas_Double Rack Oven_E9 | F3 | Commercial | Grocery | Existing | Food Preparation | Natural Gas | Double Rack Oven | E9 | System - kBTUs of Conusmption | 0 | 0 | 0 | 0 | 0 | 0 | 0 | 0 | 0 | 0 | 0 | 0 | 0 | 0 | 0 | 0 | 0 | 0 | 0 | 0 | 0 | 0 | 0 | 0 | 0 | 0 | 0 | 0 | 0 | 0 | 0
F3_Commercial_Grocery_Existing_Food Preparation_Natural Gas_Double Rack Oven_E10 | F3 | Commercial | Grocery | Existing | Food Preparation | Natural Gas | Double Rack Oven | E10 | System - kBTUs of Conusmption | 0 | 0 | 0 | 0 | 0 | 0 | 0 | 0 | 0 | 0 | 0 | 0 | 0 | 0 | 0 | 0 | 0 | 0 | 0 | 0 | 0 | 0 | 0 | 0 | 0 | 0 | 0 | 0 | 0 | 0 | 0
F4_Commercial_Grocery_Existing_Food Preparation_Natural Gas_Double Rack Oven_E1 | F4 | Commercial | Grocery | Existing | Food Preparation | Natural Gas | Double Rack Oven | E1 | Utility - Cost of Equipment | 0.33421 | 0.33421 | 0.33421 | 0.33421 | 0.33421 | 0.33421 | 0.33421 | 0.33421 | 0.33421 | 0.33421 | 0.33421 | 0.33421 | 0.33421 | 0.33421 | 0.33421 | 0.33421 | 0.33421 | 0.33421 | 0.33421 | 0.33421 | 0.33421 | 0.33421 | 0.33421 | 0.33421 | 0.33421 | 0.33421 | 0.33421 | 0.33421 | 0.33421 | 0.33421 | 0.33421
F4_Commercial_Grocery_Existing_Food Preparation_Natural Gas_Double Rack Oven_E2 | F4 | Commercial | Grocery | Existing | Food Preparation | Natural Gas | Double Rack Oven | E2 | Utility - Cost of Equipment | 0.44447 | 0.44447 | 0.44447 | 0.44447 | 0.44447 | 0.44447 | 0.44447 | 0.44447 | 0.44447 | 0.44447 | 0.44447 | 0.44447 | 0.44447 | 0.44447 | 0.44447 | 0.44447 | 0.44447 | 0.44447 | 0.44447 | 0.44447 | 0.44447 | 0.44447 | 0.44447 | 0.44447 | 0.44447 | 0.44447 | 0.44447 | 0.44447 | 0.44447 | 0.44447 | 0.44447
F4_Commercial_Grocery_Existing_Food Preparation_Natural Gas_Double Rack Oven_E3 | F4 | Commercial | Grocery | Existing | Food Preparation | Natural Gas | Double Rack Oven | E3 | Utility - Cost of Equipment | 0 | 0 | 0 | 0 | 0 | 0 | 0 | 0 | 0 | 0 | 0 | 0 | 0 | 0 | 0 | 0 | 0 | 0 | 0 | 0 | 0 | 0 | 0 | 0 | 0 | 0 | 0 | 0 | 0 | 0 | 0
F4_Commercial_Grocery_Existing_Food Preparation_Natural Gas_Double Rack Oven_E4 | F4 | Commercial | Grocery | Existing | Food Preparation | Natural Gas | Double Rack Oven | E4 | Utility - Cost of Equipment | 0 | 0 | 0 | 0 | 0 | 0 | 0 | 0 | 0 | 0 | 0 | 0 | 0 | 0 | 0 | 0 | 0 | 0 | 0 | 0 | 0 | 0 | 0 | 0 | 0 | 0 | 0 | 0 | 0 | 0 | 0
F4_Commercial_Grocery_Existing_Food Preparation_Natural Gas_Double Rack Oven_E5 | F4 | Commercial | Grocery | Existing | Food Preparation | Natural Gas | Double Rack Oven | E5 | Utility - Cost of Equipment | 0 | 0 | 0 | 0 | 0 | 0 | 0 | 0 | 0 | 0 | 0 | 0 | 0 | 0 | 0 | 0 | 0 | 0 | 0 | 0 | 0 | 0 | 0 | 0 | 0 | 0 | 0 | 0 | 0 | 0 | 0
F4_Commercial_Grocery_Existing_Food Preparation_Natural Gas_Double Rack Oven_E6 | F4 | Commercial | Grocery | Existing | Food Preparation | Natural Gas | Double Rack Oven | E6 | Utility - Cost of Equipment | 0 | 0 | 0 | 0 | 0 | 0 | 0 | 0 | 0 | 0 | 0 | 0 | 0 | 0 | 0 | 0 | 0 | 0 | 0 | 0 | 0 | 0 | 0 | 0 | 0 | 0 | 0 | 0 | 0 | 0 | 0
F4_Commercial_Grocery_Existing_Food Preparation_Natural Gas_Double Rack Oven_E7 | F4 | Commercial | Grocery | Existing | Food Preparation | Natural Gas | Double Rack Oven | E7 | Utility - Cost of Equipment | 0 | 0 | 0 | 0 | 0 | 0 | 0 | 0 | 0 | 0 | 0 | 0 | 0 | 0 | 0 | 0 | 0 | 0 | 0 | 0 | 0 | 0 | 0 | 0 | 0 | 0 | 0 | 0 | 0 | 0 | 0
F4_Commercial_Grocery_Existing_Food Preparation_Natural Gas_Double Rack Oven_E8 | F4 | Commercial | Grocery | Existing | Food Preparation | Natural Gas | Double Rack Oven | E8 | Utility - Cost of Equipment | 0 | 0 | 0 | 0 | 0 | 0 | 0 | 0 | 0 | 0 | 0 | 0 | 0 | 0 | 0 | 0 | 0 | 0 | 0 | 0 | 0 | 0 | 0 | 0 | 0 | 0 | 0 | 0 | 0 | 0 | 0
F4_Commercial_Grocery_Existing_Food Preparation_Natural Gas_Double Rack Oven_E9 | F4 | Commercial | Grocery | Existing | Food Preparation | Natural Gas | Double Rack Oven | E9 | Utility - Cost of Equipment | 0 | 0 | 0 | 0 | 0 | 0 | 0 | 0 | 0 | 0 | 0 | 0 | 0 | 0 | 0 | 0 | 0 | 0 | 0 | 0 | 0 | 0 | 0 | 0 | 0 | 0 | 0 | 0 | 0 | 0 | 0
F4_Commercial_Grocery_Existing_Food Preparation_Natural Gas_Double Rack Oven_E10 | F4 | Commercial | Grocery | Existing | Food Preparation | Natural Gas | Double Rack Oven | E10 | Utility - Cost of Equipment | 0 | 0 | 0 | 0 | 0 | 0 | 0 | 0 | 0 | 0 | 0 | 0 | 0 | 0 | 0 | 0 | 0 | 0 | 0 | 0 | 0 | 0 | 0 | 0 | 0 | 0 | 0 | 0 | 0 | 0 | 0
F5_Commercial_Grocery_Existing_Food Preparation_Natural Gas_Double Rack Oven_E1 | F5 | Commercial | Grocery | Existing | Food Preparation | Natural Gas | Double Rack Oven | E1 | Utility - Cost of Operation | 0.9601 | 0.97491 | 0.98567 | 0.98018 | 0.98117 | 0.92482 | 0.87822 | 0.85219 | 0.8414 | 0.87259 | 0.91355 | 0.95635 | 0.8783 | 0.9304 | 0.93357 | 0.92891 | 0.92976 | 0.93263 | 0.91481 | 0.92556 | 0.93281 | 0.94301 | 0.95613 | 0.47953 | 0.47017 | 0.46137 | 0.45306 | 0.44515 | 0.43757 | 0.43027 | 0.42321
F5_Commercial_Grocery_Existing_Food Preparation_Natural Gas_Double Rack Oven_E2 | F5 | Commercial | Grocery | Existing | Food Preparation | Natural Gas | Double Rack Oven | E2 | Utility - Cost of Operation | 0.52369 | 0.53177 | 0.53764 | 0.53464 | 0.53518 | 0.50445 | 0.47903 | 0.46483 | 0.45895 | 0.47596 | 0.4983 | 0.52164 | 0.47907 | 0.50749 | 0.50922 | 0.50668 | 0.50714 | 0.5087 | 0.49899 | 0.50485 | 0.50881 | 0.51437 | 0.52153 | 0.26156 | 0.25646 | 0.25166 | 0.24712 | 0.24281 | 0.23868 | 0.23469 | 0.23084
F5_Commercial_Grocery_Existing_Food Preparation_Natural Gas_Double Rack Oven_E3 | F5 | Commercial | Grocery | Existing | Food Preparation | Natural Gas | Double Rack Oven | E3 | Utility - Cost of Operation | 0 | 0 | 0 | 0 | 0 | 0 | 0 | 0 | 0 | 0 | 0 | 0 | 0 | 0 | 0 | 0 | 0 | 0 | 0 | 0 | 0 | 0 | 0 | 0 | 0 | 0 | 0 | 0 | 0 | 0 | 0
F5_Commercial_Grocery_Existing_Food Preparation_Natural Gas_Double Rack Oven_E4 | F5 | Commercial | Grocery | Existing | Food Preparation | Natural Gas | Double Rack Oven | E4 | Utility - Cost of Operation | 0 | 0 | 0 | 0 | 0 | 0 | 0 | 0 | 0 | 0 | 0 | 0 | 0 | 0 | 0 | 0 | 0 | 0 | 0 | 0 | 0 | 0 | 0 | 0 | 0 | 0 | 0 | 0 | 0 | 0 | 0
F5_Commercial_Grocery_Existing_Food Preparation_Natural Gas_Double Rack Oven_E5 | F5 | Commercial | Grocery | Existing | Food Preparation | Natural Gas | Double Rack Oven | E5 | Utility - Cost of Operation | 0 | 0 | 0 | 0 | 0 | 0 | 0 | 0 | 0 | 0 | 0 | 0 | 0 | 0 | 0 | 0 | 0 | 0 | 0 | 0 | 0 | 0 | 0 | 0 | 0 | 0 | 0 | 0 | 0 | 0 | 0
F5_Commercial_Grocery_Existing_Food Preparation_Natural Gas_Double Rack Oven_E6 | F5 | Commercial | Grocery | Existing | Food Preparation | Natural Gas | Double Rack Oven | E6 | Utility - Cost of Operation | 0 | 0 | 0 | 0 | 0 | 0 | 0 | 0 | 0 | 0 | 0 | 0 | 0 | 0 | 0 | 0 | 0 | 0 | 0 | 0 | 0 | 0 | 0 | 0 | 0 | 0 | 0 | 0 | 0 | 0 | 0
F5_Commercial_Grocery_Existing_Food Preparation_Natural Gas_Double Rack Oven_E7 | F5 | Commercial | Grocery | Existing | Food Preparation | Natural Gas | Double Rack Oven | E7 | Utility - Cost of Operation | 0 | 0 | 0 | 0 | 0 | 0 | 0 | 0 | 0 | 0 | 0 | 0 | 0 | 0 | 0 | 0 | 0 | 0 | 0 | 0 | 0 | 0 | 0 | 0 | 0 | 0 | 0 | 0 | 0 | 0 | 0
F5_Commercial_Grocery_Existing_Food Preparation_Natural Gas_Double Rack Oven_E8 | F5 | Commercial | Grocery | Existing | Food Preparation | Natural Gas | Double Rack Oven | E8 | Utility - Cost of Operation | 0 | 0 | 0 | 0 | 0 | 0 | 0 | 0 | 0 | 0 | 0 | 0 | 0 | 0 | 0 | 0 | 0 | 0 | 0 | 0 | 0 | 0 | 0 | 0 | 0 | 0 | 0 | 0 | 0 | 0 | 0
F5_Commercial_Grocery_Existing_Food Preparation_Natural Gas_Double Rack Oven_E9 | F5 | Commercial | Grocery | Existing | Food Preparation | Natural Gas | Double Rack Oven | E9 | Utility - Cost of Operation | 0 | 0 | 0 | 0 | 0 | 0 | 0 | 0 | 0 | 0 | 0 | 0 | 0 | 0 | 0 | 0 | 0 | 0 | 0 | 0 | 0 | 0 | 0 | 0 | 0 | 0 | 0 | 0 | 0 | 0 | 0
F5_Commercial_Grocery_Existing_Food Preparation_Natural Gas_Double Rack Oven_E10 | F5 | Commercial | Grocery | Existing | Food Preparation | Natural Gas | Double Rack Oven | E10 | Utility - Cost of Operation | 0 | 0 | 0 | 0 | 0 | 0 | 0 | 0 | 0 | 0 | 0 | 0 | 0 | 0 | 0 | 0 | 0 | 0 | 0 | 0 | 0 | 0 | 0 | 0 | 0 | 0 | 0 | 0 | 0 | 0 | 0
F6_Commercial_Grocery_Existing_Food Preparation_Natural Gas_Double Rack Oven_E1 | F6 | Commercial | Grocery | Existing | Food Preparation | Natural Gas | Double Rack Oven | E1 | Utility - Value of Sales | 1.1503 | 1.168 | 1.1809 | 1.1743 | 1.1755 | 1.108 | 1.0522 | 1.021 | 1.0081 | 1.0454 | 1.0945 | 1.1458 | 1.0523 | 1.1147 | 1.1185 | 1.1129 | 1.1139 | 1.1173 | 1.096 | 1.1089 | 1.1176 | 1.1298 | 1.1455 | 0.57451 | 0.5633 | 0.55276 | 0.54279 | 0.53332 | 0.52424 | 0.51549 | 0.50703
F6_Commercial_Grocery_Existing_Food Preparation_Natural Gas_Double Rack Oven_E2 | F6 | Commercial | Grocery | Existing | Food Preparation | Natural Gas | Double Rack Oven | E2 | Utility - Value of Sales | 0.62741 | 0.63709 | 0.64412 | 0.64054 | 0.64119 | 0.60436 | 0.5739 | 0.5569 | 0.54985 | 0.57023 | 0.59699 | 0.62496 | 0.57396 | 0.608 | 0.61008 | 0.60703 | 0.60759 | 0.60946 | 0.59782 | 0.60485 | 0.60958 | 0.61625 | 0.62482 | 0.31337 | 0.30725 | 0.3015 | 0.29607 | 0.2909 | 0.28595 | 0.28118 | 0.27656
F6_Commercial_Grocery_Existing_Food Preparation_Natural Gas_Double Rack Oven_E3 | F6 | Commercial | Grocery | Existing | Food Preparation | Natural Gas | Double Rack Oven | E3 | Utility - Value of Sales | 0 | 0 | 0 | 0 | 0 | 0 | 0 | 0 | 0 | 0 | 0 | 0 | 0 | 0 | 0 | 0 | 0 | 0 | 0 | 0 | 0 | 0 | 0 | 0 | 0 | 0 | 0 | 0 | 0 | 0 | 0
F6_Commercial_Grocery_Existing_Food Preparation_Natural Gas_Double Rack Oven_E4 | F6 | Commercial | Grocery | Existing | Food Preparation | Natural Gas | Double Rack Oven | E4 | Utility - Value of Sales | 0 | 0 | 0 | 0 | 0 | 0 | 0 | 0 | 0 | 0 | 0 | 0 | 0 | 0 | 0 | 0 | 0 | 0 | 0 | 0 | 0 | 0 | 0 | 0 | 0 | 0 | 0 | 0 | 0 | 0 | 0
F6_Commercial_Grocery_Existing_Food Preparation_Natural Gas_Double Rack Oven_E5 | F6 | Commercial | Grocery | Existing | Food Preparation | Natural Gas | Double Rack Oven | E5 | Utility - Value of Sales | 0 | 0 | 0 | 0 | 0 | 0 | 0 | 0 | 0 | 0 | 0 | 0 | 0 | 0 | 0 | 0 | 0 | 0 | 0 | 0 | 0 | 0 | 0 | 0 | 0 | 0 | 0 | 0 | 0 | 0 | 0
F6_Commercial_Grocery_Existing_Food Preparation_Natural Gas_Double Rack Oven_E6 | F6 | Commercial | Grocery | Existing | Food Preparation | Natural Gas | Double Rack Oven | E6 | Utility - Value of Sales | 0 | 0 | 0 | 0 | 0 | 0 | 0 | 0 | 0 | 0 | 0 | 0 | 0 | 0 | 0 | 0 | 0 | 0 | 0 | 0 | 0 | 0 | 0 | 0 | 0 | 0 | 0 | 0 | 0 | 0 | 0
F6_Commercial_Grocery_Existing_Food Preparation_Natural Gas_Double Rack Oven_E7 | F6 | Commercial | Grocery | Existing | Food Preparation | Natural Gas | Double Rack Oven | E7 | Utility - Value of Sales | 0 | 0 | 0 | 0 | 0 | 0 | 0 | 0 | 0 | 0 | 0 | 0 | 0 | 0 | 0 | 0 | 0 | 0 | 0 | 0 | 0 | 0 | 0 | 0 | 0 | 0 | 0 | 0 | 0 | 0 | 0
F6_Commercial_Grocery_Existing_Food Preparation_Natural Gas_Double Rack Oven_E8 | F6 | Commercial | Grocery | Existing | Food Preparation | Natural Gas | Double Rack Oven | E8 | Utility - Value of Sales | 0 | 0 | 0 | 0 | 0 | 0 | 0 | 0 | 0 | 0 | 0 | 0 | 0 | 0 | 0 | 0 | 0 | 0 | 0 | 0 | 0 | 0 | 0 | 0 | 0 | 0 | 0 | 0 | 0 | 0 | 0
F6_Commercial_Grocery_Existing_Food Preparation_Natural Gas_Double Rack Oven_E9 | F6 | Commercial | Grocery | Existing | Food Preparation | Natural Gas | Double Rack Oven | E9 | Utility - Value of Sales | 0 | 0 | 0 | 0 | 0 | 0 | 0 | 0 | 0 | 0 | 0 | 0 | 0 | 0 | 0 | 0 | 0 | 0 | 0 | 0 | 0 | 0 | 0 | 0 | 0 | 0 | 0 | 0 | 0 | 0 | 0
F6_Commercial_Grocery_Existing_Food Preparation_Natural Gas_Double Rack Oven_E10 | F6 | Commercial | Grocery | Existing | Food Preparation | Natural Gas | Double Rack Oven | E10 | Utility - Value of Sales | 0 | 0 | 0 | 0 | 0 | 0 | 0 | 0 | 0 | 0 | 0 | 0 | 0 | 0 | 0 | 0 | 0 | 0 | 0 | 0 | 0 | 0 | 0 | 0 | 0 | 0 | 0 | 0 | 0 | 0 | 0
F1_Commercial_Grocery_Existing_Food Preparation_Natural Gas_Fryer_E1 | F1 | Commercial | Grocery | Existing | Food Preparation | Natural Gas | Fryer | E1 | Participant - Cost of Equipment | 0.26332 | 0.26332 | 0.26332 | 0 | 0 | 0 | 0 | 0 | 0 | 0 | 0 | 0 | 0 | 0 | 0 | 0 | 0 | 0 | 0 | 0 | 0 | 0 | 0 | 0 | 0 | 0 | 0 | 0 | 0 | 0 | 0
F1_Commercial_Grocery_Existing_Food Preparation_Natural Gas_Fryer_E2 | F1 | Commercial | Grocery | Existing | Food Preparation | Natural Gas | Fryer | E2 | Participant - Cost of Equipment | 0.31404 | 0.31404 | 0.31404 | 0.31404 | 0.31404 | 0.31404 | 0.31404 | 0.31404 | 0.31404 | 0.31404 | 0.31404 | 0.31404 | 0.31404 | 0.31404 | 0.31404 | 0.31404 | 0.31404 | 0.31404 | 0.31404 | 0.31404 | 0.31404 | 0.31404 | 0.31404 | 0.31404 | 0.31404 | 0.31404 | 0.31404 | 0.31404 | 0.31404 | 0.31404 | 0.31404
F1_Commercial_Grocery_Existing_Food Preparation_Natural Gas_Fryer_E3 | F1 | Commercial | Grocery | Existing | Food Preparation | Natural Gas | Fryer | E3 | Participant - Cost of Equipment | 0 | 0 | 0 | 0 | 0 | 0 | 0 | 0 | 0 | 0 | 0 | 0 | 0 | 0 | 0 | 0 | 0 | 0 | 0 | 0 | 0 | 0 | 0 | 0 | 0 | 0 | 0 | 0 | 0 | 0 | 0
F1_Commercial_Grocery_Existing_Food Preparation_Natural Gas_Fryer_E4 | F1 | Commercial | Grocery | Existing | Food Preparation | Natural Gas | Fryer | E4 | Participant - Cost of Equipment | 0 | 0 | 0 | 0 | 0 | 0 | 0 | 0 | 0 | 0 | 0 | 0 | 0 | 0 | 0 | 0 | 0 | 0 | 0 | 0 | 0 | 0 | 0 | 0 | 0 | 0 | 0 | 0 | 0 | 0 | 0
F1_Commercial_Grocery_Existing_Food Preparation_Natural Gas_Fryer_E5 | F1 | Commercial | Grocery | Existing | Food Preparation | Natural Gas | Fryer | E5 | Participant - Cost of Equipment | 0 | 0 | 0 | 0 | 0 | 0 | 0 | 0 | 0 | 0 | 0 | 0 | 0 | 0 | 0 | 0 | 0 | 0 | 0 | 0 | 0 | 0 | 0 | 0 | 0 | 0 | 0 | 0 | 0 | 0 | 0
F1_Commercial_Grocery_Existing_Food Preparation_Natural Gas_Fryer_E6 | F1 | Commercial | Grocery | Existing | Food Preparation | Natural Gas | Fryer | E6 | Participant - Cost of Equipment | 0 | 0 | 0 | 0 | 0 | 0 | 0 | 0 | 0 | 0 | 0 | 0 | 0 | 0 | 0 | 0 | 0 | 0 | 0 | 0 | 0 | 0 | 0 | 0 | 0 | 0 | 0 | 0 | 0 | 0 | 0
F1_Commercial_Grocery_Existing_Food Preparation_Natural Gas_Fryer_E7 | F1 | Commercial | Grocery | Existing | Food Preparation | Natural Gas | Fryer | E7 | Participant - Cost of Equipment | 0 | 0 | 0 | 0 | 0 | 0 | 0 | 0 | 0 | 0 | 0 | 0 | 0 | 0 | 0 | 0 | 0 | 0 | 0 | 0 | 0 | 0 | 0 | 0 | 0 | 0 | 0 | 0 | 0 | 0 | 0
F1_Commercial_Grocery_Existing_Food Preparation_Natural Gas_Fryer_E8 | F1 | Commercial | Grocery | Existing | Food Preparation | Natural Gas | Fryer | E8 | Participant - Cost of Equipment | 0 | 0 | 0 | 0 | 0 | 0 | 0 | 0 | 0 | 0 | 0 | 0 | 0 | 0 | 0 | 0 | 0 | 0 | 0 | 0 | 0 | 0 | 0 | 0 | 0 | 0 | 0 | 0 | 0 | 0 | 0
F1_Commercial_Grocery_Existing_Food Preparation_Natural Gas_Fryer_E9 | F1 | Commercial | Grocery | Existing | Food Preparation | Natural Gas | Fryer | E9 | Participant - Cost of Equipment | 0 | 0 | 0 | 0 | 0 | 0 | 0 | 0 | 0 | 0 | 0 | 0 | 0 | 0 | 0 | 0 | 0 | 0 | 0 | 0 | 0 | 0 | 0 | 0 | 0 | 0 | 0 | 0 | 0 | 0 | 0
F1_Commercial_Grocery_Existing_Food Preparation_Natural Gas_Fryer_E10 | F1 | Commercial | Grocery | Existing | Food Preparation | Natural Gas | Fryer | E10 | Participant - Cost of Equipment | 0 | 0 | 0 | 0 | 0 | 0 | 0 | 0 | 0 | 0 | 0 | 0 | 0 | 0 | 0 | 0 | 0 | 0 | 0 | 0 | 0 | 0 | 0 | 0 | 0 | 0 | 0 | 0 | 0 | 0 | 0
F2_Commercial_Grocery_Existing_Food Preparation_Natural Gas_Fryer_E1 | F2 | Commercial | Grocery | Existing | Food Preparation | Natural Gas | Fryer | E1 | Participant - Cost of Operation | 0.56516 | 0.57761 | 0.58761 | 0 | 0 | 0 | 0 | 0 | 0 | 0 | 0 | 0 | 0 | 0 | 0 | 0 | 0 | 0 | 0 | 0 | 0 | 0 | 0 | 0 | 0 | 0 | 0 | 0 | 0 | 0 | 0
F2_Commercial_Grocery_Existing_Food Preparation_Natural Gas_Fryer_E2 | F2 | Commercial | Grocery | Existing | Food Preparation | Natural Gas | Fryer | E2 | Participant - Cost of Operation | 0.37978 | 0.38815 | 0.39487 | 0.40128 | 0.41097 | 0.39243 | 0.37006 | 0.35908 | 0.35584 | 0.35015 | 0.34654 | 0.34114 | 0.29926 | 0.3223 | 0.35194 | 0.38053 | 0.41505 | 0.4175 | 0.40955 | 0.4158 | 0.42026 | 0.42614 | 0.43346 | 0.19615 | 0.19218 | 0.18848 | 0.18501 | 0.18172 | 0.17858 | 0.17557 | 0.17266
F2_Commercial_Grocery_Existing_Food Preparation_Natural Gas_Fryer_E3 | F2 | Commercial | Grocery | Existing | Food Preparation | Natural Gas | Fryer | E3 | Participant - Cost of Operation | 0 | 0 | 0 | 0 | 0 | 0 | 0 | 0 | 0 | 0 | 0 | 0 | 0 | 0 | 0 | 0 | 0 | 0 | 0 | 0 | 0 | 0 | 0 | 0 | 0 | 0 | 0 | 0 | 0 | 0 | 0
F2_Commercial_Grocery_Existing_Food Preparation_Natural Gas_Fryer_E4 | F2 | Commercial | Grocery | Existing | Food Preparation | Natural Gas | Fryer | E4 | Participant - Cost of Operation | 0 | 0 | 0 | 0 | 0 | 0 | 0 | 0 | 0 | 0 | 0 | 0 | 0 | 0 | 0 | 0 | 0 | 0 | 0 | 0 | 0 | 0 | 0 | 0 | 0 | 0 | 0 | 0 | 0 | 0 | 0
F2_Commercial_Grocery_Existing_Food Preparation_Natural Gas_Fryer_E5 | F2 | Commercial | Grocery | Existing | Food Preparation | Natural Gas | Fryer | E5 | Participant - Cost of Operation | 0 | 0 | 0 | 0 | 0 | 0 | 0 | 0 | 0 | 0 | 0 | 0 | 0 | 0 | 0 | 0 | 0 | 0 | 0 | 0 | 0 | 0 | 0 | 0 | 0 | 0 | 0 | 0 | 0 | 0 | 0
F2_Commercial_Grocery_Existing_Food Preparation_Natural Gas_Fryer_E6 | F2 | Commercial | Grocery | Existing | Food Preparation | Natural Gas | Fryer | E6 | Participant - Cost of Operation | 0 | 0 | 0 | 0 | 0 | 0 | 0 | 0 | 0 | 0 | 0 | 0 | 0 | 0 | 0 | 0 | 0 | 0 | 0 | 0 | 0 | 0 | 0 | 0 | 0 | 0 | 0 | 0 | 0 | 0 | 0
F2_Commercial_Grocery_Existing_Food Preparation_Natural Gas_Fryer_E7 | F2 | Commercial | Grocery | Existing | Food Preparation | Natural Gas | Fryer | E7 | Participant - Cost of Operation | 0 | 0 | 0 | 0 | 0 | 0 | 0 | 0 | 0 | 0 | 0 | 0 | 0 | 0 | 0 | 0 | 0 | 0 | 0 | 0 | 0 | 0 | 0 | 0 | 0 | 0 | 0 | 0 | 0 | 0 | 0
F2_Commercial_Grocery_Existing_Food Preparation_Natural Gas_Fryer_E8 | F2 | Commercial | Grocery | Existing | Food Preparation | Natural Gas | Fryer | E8 | Participant - Cost of Operation | 0 | 0 | 0 | 0 | 0 | 0 | 0 | 0 | 0 | 0 | 0 | 0 | 0 | 0 | 0 | 0 | 0 | 0 | 0 | 0 | 0 | 0 | 0 | 0 | 0 | 0 | 0 | 0 | 0 | 0 | 0
F2_Commercial_Grocery_Existing_Food Preparation_Natural Gas_Fryer_E9 | F2 | Commercial | Grocery | Existing | Food Preparation | Natural Gas | Fryer | E9 | Participant - Cost of Operation | 0 | 0 | 0 | 0 | 0 | 0 | 0 | 0 | 0 | 0 | 0 | 0 | 0 | 0 | 0 | 0 | 0 | 0 | 0 | 0 | 0 | 0 | 0 | 0 | 0 | 0 | 0 | 0 | 0 | 0 | 0
F2_Commercial_Grocery_Existing_Food Preparation_Natural Gas_Fryer_E10 | F2 | Commercial | Grocery | Existing | Food Preparation | Natural Gas | Fryer | E10 | Participant - Cost of Operation | 0 | 0 | 0 | 0 | 0 | 0 | 0 | 0 | 0 | 0 | 0 | 0 | 0 | 0 | 0 | 0 | 0 | 0 | 0 | 0 | 0 | 0 | 0 | 0 | 0 | 0 | 0 | 0 | 0 | 0 | 0
F3_Commercial_Grocery_Existing_Food Preparation_Natural Gas_Fryer_E1 | F3 | Commercial | Grocery | Existing | Food Preparation | Natural Gas | Fryer | E1 | System - kBTUs of Conusmption | 47.5865 | 47.7132 | 47.6325 | 0 | 0 | 0 | 0 | 0 | 0 | 0 | 0 | 0 | 0 | 0 | 0 | 0 | 0 | 0 | 0 | 0 | 0 | 0 | 0 | 0 | 0 | 0 | 0 | 0 | 0 | 0 | 0
F3_Commercial_Grocery_Existing_Food Preparation_Natural Gas_Fryer_E2 | F3 | Commercial | Grocery | Existing | Food Preparation | Natural Gas | Fryer | E2 | System - kBTUs of Conusmption | 31.9777 | 32.0628 | 32.0086 | 31.9714 | 31.9714 | 31.9714 | 31.9714 | 31.9714 | 31.9714 | 31.9714 | 31.9714 | 31.9714 | 31.9714 | 31.9714 | 31.9714 | 31.9714 | 31.9714 | 31.9714 | 31.9714 | 31.9714 | 31.9714 | 31.9714 | 31.9714 | 31.9714 | 31.9714 | 31.9714 | 31.9714 | 31.9714 | 31.9714 | 31.9714 | 31.9714
F3_Commercial_Grocery_Existing_Food Preparation_Natural Gas_Fryer_E3 | F3 | Commercial | Grocery | Existing | Food Preparation | Natural Gas | Fryer | E3 | System - kBTUs of Conusmption | 0 | 0 | 0 | 0 | 0 | 0 | 0 | 0 | 0 | 0 | 0 | 0 | 0 | 0 | 0 | 0 | 0 | 0 | 0 | 0 | 0 | 0 | 0 | 0 | 0 | 0 | 0 | 0 | 0 | 0 | 0
F3_Commercial_Grocery_Existing_Food Preparation_Natural Gas_Fryer_E4 | F3 | Commercial | Grocery | Existing | Food Preparation | Natural Gas | Fryer | E4 | System - kBTUs of Conusmption | 0 | 0 | 0 | 0 | 0 | 0 | 0 | 0 | 0 | 0 | 0 | 0 | 0 | 0 | 0 | 0 | 0 | 0 | 0 | 0 | 0 | 0 | 0 | 0 | 0 | 0 | 0 | 0 | 0 | 0 | 0
F3_Commercial_Grocery_Existing_Food Preparation_Natural Gas_Fryer_E5 | F3 | Commercial | Grocery | Existing | Food Preparation | Natural Gas | Fryer | E5 | System - kBTUs of Conusmption | 0 | 0 | 0 | 0 | 0 | 0 | 0 | 0 | 0 | 0 | 0 | 0 | 0 | 0 | 0 | 0 | 0 | 0 | 0 | 0 | 0 | 0 | 0 | 0 | 0 | 0 | 0 | 0 | 0 | 0 | 0
F3_Commercial_Grocery_Existing_Food Preparation_Natural Gas_Fryer_E6 | F3 | Commercial | Grocery | Existing | Food Preparation | Natural Gas | Fryer | E6 | System - kBTUs of Conusmption | 0 | 0 | 0 | 0 | 0 | 0 | 0 | 0 | 0 | 0 | 0 | 0 | 0 | 0 | 0 | 0 | 0 | 0 | 0 | 0 | 0 | 0 | 0 | 0 | 0 | 0 | 0 | 0 | 0 | 0 | 0
F3_Commercial_Grocery_Existing_Food Preparation_Natural Gas_Fryer_E7 | F3 | Commercial | Grocery | Existing | Food Preparation | Natural Gas | Fryer | E7 | System - kBTUs of Conusmption | 0 | 0 | 0 | 0 | 0 | 0 | 0 | 0 | 0 | 0 | 0 | 0 | 0 | 0 | 0 | 0 | 0 | 0 | 0 | 0 | 0 | 0 | 0 | 0 | 0 | 0 | 0 | 0 | 0 | 0 | 0
F3_Commercial_Grocery_Existing_Food Preparation_Natural Gas_Fryer_E8 | F3 | Commercial | Grocery | Existing | Food Preparation | Natural Gas | Fryer | E8 | System - kBTUs of Conusmption | 0 | 0 | 0 | 0 | 0 | 0 | 0 | 0 | 0 | 0 | 0 | 0 | 0 | 0 | 0 | 0 | 0 | 0 | 0 | 0 | 0 | 0 | 0 | 0 | 0 | 0 | 0 | 0 | 0 | 0 | 0
F3_Commercial_Grocery_Existing_Food Preparation_Natural Gas_Fryer_E9 | F3 | Commercial | Grocery | Existing | Food Preparation | Natural Gas | Fryer | E9 | System - kBTUs of Conusmption | 0 | 0 | 0 | 0 | 0 | 0 | 0 | 0 | 0 | 0 | 0 | 0 | 0 | 0 | 0 | 0 | 0 | 0 | 0 | 0 | 0 | 0 | 0 | 0 | 0 | 0 | 0 | 0 | 0 | 0 | 0
F3_Commercial_Grocery_Existing_Food Preparation_Natural Gas_Fryer_E10 | F3 | Commercial | Grocery | Existing | Food Preparation | Natural Gas | Fryer | E10 | System - kBTUs of Conusmption | 0 | 0 | 0 | 0 | 0 | 0 | 0 | 0 | 0 | 0 | 0 | 0 | 0 | 0 | 0 | 0 | 0 | 0 | 0 | 0 | 0 | 0 | 0 | 0 | 0 | 0 | 0 | 0 | 0 | 0 | 0
F4_Commercial_Grocery_Existing_Food Preparation_Natural Gas_Fryer_E1 | F4 | Commercial | Grocery | Existing | Food Preparation | Natural Gas | Fryer | E1 | Utility - Cost of Equipment | 0.26332 | 0.26332 | 0.26332 | 0 | 0 | 0 | 0 | 0 | 0 | 0 | 0 | 0 | 0 | 0 | 0 | 0 | 0 | 0 | 0 | 0 | 0 | 0 | 0 | 0 | 0 | 0 | 0 | 0 | 0 | 0 | 0
F4_Commercial_Grocery_Existing_Food Preparation_Natural Gas_Fryer_E2 | F4 | Commercial | Grocery | Existing | Food Preparation | Natural Gas | Fryer | E2 | Utility - Cost of Equipment | 0.31404 | 0.31404 | 0.31404 | 0.31404 | 0.31404 | 0.31404 | 0.31404 | 0.31404 | 0.31404 | 0.31404 | 0.31404 | 0.31404 | 0.31404 | 0.31404 | 0.31404 | 0.31404 | 0.31404 | 0.31404 | 0.31404 | 0.31404 | 0.31404 | 0.31404 | 0.31404 | 0.31404 | 0.31404 | 0.31404 | 0.31404 | 0.31404 | 0.31404 | 0.31404 | 0.31404
F4_Commercial_Grocery_Existing_Food Preparation_Natural Gas_Fryer_E3 | F4 | Commercial | Grocery | Existing | Food Preparation | Natural Gas | Fryer | E3 | Utility - Cost of Equipment | 0 | 0 | 0 | 0 | 0 | 0 | 0 | 0 | 0 | 0 | 0 | 0 | 0 | 0 | 0 | 0 | 0 | 0 | 0 | 0 | 0 | 0 | 0 | 0 | 0 | 0 | 0 | 0 | 0 | 0 | 0
F4_Commercial_Grocery_Existing_Food Preparation_Natural Gas_Fryer_E4 | F4 | Commercial | Grocery | Existing | Food Preparation | Natural Gas | Fryer | E4 | Utility - Cost of Equipment | 0 | 0 | 0 | 0 | 0 | 0 | 0 | 0 | 0 | 0 | 0 | 0 | 0 | 0 | 0 | 0 | 0 | 0 | 0 | 0 | 0 | 0 | 0 | 0 | 0 | 0 | 0 | 0 | 0 | 0 | 0
F4_Commercial_Grocery_Existing_Food Preparation_Natural Gas_Fryer_E5 | F4 | Commercial | Grocery | Existing | Food Preparation | Natural Gas | Fryer | E5 | Utility - Cost of Equipment | 0 | 0 | 0 | 0 | 0 | 0 | 0 | 0 | 0 | 0 | 0 | 0 | 0 | 0 | 0 | 0 | 0 | 0 | 0 | 0 | 0 | 0 | 0 | 0 | 0 | 0 | 0 | 0 | 0 | 0 | 0
F4_Commercial_Grocery_Existing_Food Preparation_Natural Gas_Fryer_E6 | F4 | Commercial | Grocery | Existing | Food Preparation | Natural Gas | Fryer | E6 | Utility - Cost of Equipment | 0 | 0 | 0 | 0 | 0 | 0 | 0 | 0 | 0 | 0 | 0 | 0 | 0 | 0 | 0 | 0 | 0 | 0 | 0 | 0 | 0 | 0 | 0 | 0 | 0 | 0 | 0 | 0 | 0 | 0 | 0
F4_Commercial_Grocery_Existing_Food Preparation_Natural Gas_Fryer_E7 | F4 | Commercial | Grocery | Existing | Food Preparation | Natural Gas | Fryer | E7 | Utility - Cost of Equipment | 0 | 0 | 0 | 0 | 0 | 0 | 0 | 0 | 0 | 0 | 0 | 0 | 0 | 0 | 0 | 0 | 0 | 0 | 0 | 0 | 0 | 0 | 0 | 0 | 0 | 0 | 0 | 0 | 0 | 0 | 0
F4_Commercial_Grocery_Existing_Food Preparation_Natural Gas_Fryer_E8 | F4 | Commercial | Grocery | Existing | Food Preparation | Natural Gas | Fryer | E8 | Utility - Cost of Equipment | 0 | 0 | 0 | 0 | 0 | 0 | 0 | 0 | 0 | 0 | 0 | 0 | 0 | 0 | 0 | 0 | 0 | 0 | 0 | 0 | 0 | 0 | 0 | 0 | 0 | 0 | 0 | 0 | 0 | 0 | 0
F4_Commercial_Grocery_Existing_Food Preparation_Natural Gas_Fryer_E9 | F4 | Commercial | Grocery | Existing | Food Preparation | Natural Gas | Fryer | E9 | Utility - Cost of Equipment | 0 | 0 | 0 | 0 | 0 | 0 | 0 | 0 | 0 | 0 | 0 | 0 | 0 | 0 | 0 | 0 | 0 | 0 | 0 | 0 | 0 | 0 | 0 | 0 | 0 | 0 | 0 | 0 | 0 | 0 | 0
F4_Commercial_Grocery_Existing_Food Preparation_Natural Gas_Fryer_E10 | F4 | Commercial | Grocery | Existing | Food Preparation | Natural Gas | Fryer | E10 | Utility - Cost of Equipment | 0 | 0 | 0 | 0 | 0 | 0 | 0 | 0 | 0 | 0 | 0 | 0 | 0 | 0 | 0 | 0 | 0 | 0 | 0 | 0 | 0 | 0 | 0 | 0 | 0 | 0 | 0 | 0 | 0 | 0 | 0
F5_Commercial_Grocery_Existing_Food Preparation_Natural Gas_Fryer_E1 | F5 | Commercial | Grocery | Existing | Food Preparation | Natural Gas | Fryer | E1 | Utility - Cost of Operation | 0.47173 | 0.48212 | 0.49046 | 0 | 0 | 0 | 0 | 0 | 0 | 0 | 0 | 0 | 0 | 0 | 0 | 0 | 0 | 0 | 0 | 0 | 0 | 0 | 0 | 0 | 0 | 0 | 0 | 0 | 0 | 0 | 0
F5_Commercial_Grocery_Existing_Food Preparation_Natural Gas_Fryer_E2 | F5 | Commercial | Grocery | Existing | Food Preparation | Natural Gas | Fryer | E2 | Utility - Cost of Operation | 0.317 | 0.32398 | 0.32959 | 0.33494 | 0.34303 | 0.32755 | 0.30888 | 0.29972 | 0.29701 | 0.29227 | 0.28925 | 0.28474 | 0.24979 | 0.26902 | 0.29375 | 0.31762 | 0.34643 | 0.34848 | 0.34184 | 0.34706 | 0.35078 | 0.35569 | 0.3618 | 0.16372 | 0.16041 | 0.15732 | 0.15442 | 0.15167 | 0.14906 | 0.14654 | 0.14411
F5_Commercial_Grocery_Existing_Food Preparation_Natural Gas_Fryer_E3 | F5 | Commercial | Grocery | Existing | Food Preparation | Natural Gas | Fryer | E3 | Utility - Cost of Operation | 0 | 0 | 0 | 0 | 0 | 0 | 0 | 0 | 0 | 0 | 0 | 0 | 0 | 0 | 0 | 0 | 0 | 0 | 0 | 0 | 0 | 0 | 0 | 0 | 0 | 0 | 0 | 0 | 0 | 0 | 0
F5_Commercial_Grocery_Existing_Food Preparation_Natural Gas_Fryer_E4 | F5 | Commercial | Grocery | Existing | Food Preparation | Natural Gas | Fryer | E4 | Utility - Cost of Operation | 0 | 0 | 0 | 0 | 0 | 0 | 0 | 0 | 0 | 0 | 0 | 0 | 0 | 0 | 0 | 0 | 0 | 0 | 0 | 0 | 0 | 0 | 0 | 0 | 0 | 0 | 0 | 0 | 0 | 0 | 0
F5_Commercial_Grocery_Existing_Food Preparation_Natural Gas_Fryer_E5 | F5 | Commercial | Grocery | Existing | Food Preparation | Natural Gas | Fryer | E5 | Utility - Cost of Operation | 0 | 0 | 0 | 0 | 0 | 0 | 0 | 0 | 0 | 0 | 0 | 0 | 0 | 0 | 0 | 0 | 0 | 0 | 0 | 0 | 0 | 0 | 0 | 0 | 0 | 0 | 0 | 0 | 0 | 0 | 0
F5_Commercial_Grocery_Existing_Food Preparation_Natural Gas_Fryer_E6 | F5 | Commercial | Grocery | Existing | Food Preparation | Natural Gas | Fryer | E6 | Utility - Cost of Operation | 0 | 0 | 0 | 0 | 0 | 0 | 0 | 0 | 0 | 0 | 0 | 0 | 0 | 0 | 0 | 0 | 0 | 0 | 0 | 0 | 0 | 0 | 0 | 0 | 0 | 0 | 0 | 0 | 0 | 0 | 0
F5_Commercial_Grocery_Existing_Food Preparation_Natural Gas_Fryer_E7 | F5 | Commercial | Grocery | Existing | Food Preparation | Natural Gas | Fryer | E7 | Utility - Cost of Operation | 0 | 0 | 0 | 0 | 0 | 0 | 0 | 0 | 0 | 0 | 0 | 0 | 0 | 0 | 0 | 0 | 0 | 0 | 0 | 0 | 0 | 0 | 0 | 0 | 0 | 0 | 0 | 0 | 0 | 0 | 0
F5_Commercial_Grocery_Existing_Food Preparation_Natural Gas_Fryer_E8 | F5 | Commercial | Grocery | Existing | Food Preparation | Natural Gas | Fryer | E8 | Utility - Cost of Operation | 0 | 0 | 0 | 0 | 0 | 0 | 0 | 0 | 0 | 0 | 0 | 0 | 0 | 0 | 0 | 0 | 0 | 0 | 0 | 0 | 0 | 0 | 0 | 0 | 0 | 0 | 0 | 0 | 0 | 0 | 0
F5_Commercial_Grocery_Existing_Food Preparation_Natural Gas_Fryer_E9 | F5 | Commercial | Grocery | Existing | Food Preparation | Natural Gas | Fryer | E9 | Utility - Cost of Operation | 0 | 0 | 0 | 0 | 0 | 0 | 0 | 0 | 0 | 0 | 0 | 0 | 0 | 0 | 0 | 0 | 0 | 0 | 0 | 0 | 0 | 0 | 0 | 0 | 0 | 0 | 0 | 0 | 0 | 0 | 0
F5_Commercial_Grocery_Existing_Food Preparation_Natural Gas_Fryer_E10 | F5 | Commercial | Grocery | Existing | Food Preparation | Natural Gas | Fryer | E10 | Utility - Cost of Operation | 0 | 0 | 0 | 0 | 0 | 0 | 0 | 0 | 0 | 0 | 0 | 0 | 0 | 0 | 0 | 0 | 0 | 0 | 0 | 0 | 0 | 0 | 0 | 0 | 0 | 0 | 0 | 0 | 0 | 0 | 0
F6_Commercial_Grocery_Existing_Food Preparation_Natural Gas_Fryer_E1 | F6 | Commercial | Grocery | Existing | Food Preparation | Natural Gas | Fryer | E1 | Utility - Value of Sales | 0.56516 | 0.57761 | 0.58761 | 0 | 0 | 0 | 0 | 0 | 0 | 0 | 0 | 0 | 0 | 0 | 0 | 0 | 0 | 0 | 0 | 0 | 0 | 0 | 0 | 0 | 0 | 0 | 0 | 0 | 0 | 0 | 0
F6_Commercial_Grocery_Existing_Food Preparation_Natural Gas_Fryer_E2 | F6 | Commercial | Grocery | Existing | Food Preparation | Natural Gas | Fryer | E2 | Utility - Value of Sales | 0.37978 | 0.38815 | 0.39487 | 0.40128 | 0.41097 | 0.39243 | 0.37006 | 0.35908 | 0.35584 | 0.35015 | 0.34654 | 0.34114 | 0.29926 | 0.3223 | 0.35194 | 0.38053 | 0.41505 | 0.4175 | 0.40955 | 0.4158 | 0.42026 | 0.42614 | 0.43346 | 0.19615 | 0.19218 | 0.18848 | 0.18501 | 0.18172 | 0.17858 | 0.17557 | 0.17266
F6_Commercial_Grocery_Existing_Food Preparation_Natural Gas_Fryer_E3 | F6 | Commercial | Grocery | Existing | Food Preparation | Natural Gas | Fryer | E3 | Utility - Value of Sales | 0 | 0 | 0 | 0 | 0 | 0 | 0 | 0 | 0 | 0 | 0 | 0 | 0 | 0 | 0 | 0 | 0 | 0 | 0 | 0 | 0 | 0 | 0 | 0 | 0 | 0 | 0 | 0 | 0 | 0 | 0
F6_Commercial_Grocery_Existing_Food Preparation_Natural Gas_Fryer_E4 | F6 | Commercial | Grocery | Existing | Food Preparation | Natural Gas | Fryer | E4 | Utility - Value of Sales | 0 | 0 | 0 | 0 | 0 | 0 | 0 | 0 | 0 | 0 | 0 | 0 | 0 | 0 | 0 | 0 | 0 | 0 | 0 | 0 | 0 | 0 | 0 | 0 | 0 | 0 | 0 | 0 | 0 | 0 | 0
F6_Commercial_Grocery_Existing_Food Preparation_Natural Gas_Fryer_E5 | F6 | Commercial | Grocery | Existing | Food Preparation | Natural Gas | Fryer | E5 | Utility - Value of Sales | 0 | 0 | 0 | 0 | 0 | 0 | 0 | 0 | 0 | 0 | 0 | 0 | 0 | 0 | 0 | 0 | 0 | 0 | 0 | 0 | 0 | 0 | 0 | 0 | 0 | 0 | 0 | 0 | 0 | 0 | 0
F6_Commercial_Grocery_Existing_Food Preparation_Natural Gas_Fryer_E6 | F6 | Commercial | Grocery | Existing | Food Preparation | Natural Gas | Fryer | E6 | Utility - Value of Sales | 0 | 0 | 0 | 0 | 0 | 0 | 0 | 0 | 0 | 0 | 0 | 0 | 0 | 0 | 0 | 0 | 0 | 0 | 0 | 0 | 0 | 0 | 0 | 0 | 0 | 0 | 0 | 0 | 0 | 0 | 0
F6_Commercial_Grocery_Existing_Food Preparation_Natural Gas_Fryer_E7 | F6 | Commercial | Grocery | Existing | Food Preparation | Natural Gas | Fryer | E7 | Utility - Value of Sales | 0 | 0 | 0 | 0 | 0 | 0 | 0 | 0 | 0 | 0 | 0 | 0 | 0 | 0 | 0 | 0 | 0 | 0 | 0 | 0 | 0 | 0 | 0 | 0 | 0 | 0 | 0 | 0 | 0 | 0 | 0
F6_Commercial_Grocery_Existing_Food Preparation_Natural Gas_Fryer_E8 | F6 | Commercial | Grocery | Existing | Food Preparation | Natural Gas | Fryer | E8 | Utility - Value of Sales | 0 | 0 | 0 | 0 | 0 | 0 | 0 | 0 | 0 | 0 | 0 | 0 | 0 | 0 | 0 | 0 | 0 | 0 | 0 | 0 | 0 | 0 | 0 | 0 | 0 | 0 | 0 | 0 | 0 | 0 | 0
F6_Commercial_Grocery_Existing_Food Preparation_Natural Gas_Fryer_E9 | F6 | Commercial | Grocery | Existing | Food Preparation | Natural Gas | Fryer | E9 | Utility - Value of Sales | 0 | 0 | 0 | 0 | 0 | 0 | 0 | 0 | 0 | 0 | 0 | 0 | 0 | 0 | 0 | 0 | 0 | 0 | 0 | 0 | 0 | 0 | 0 | 0 | 0 | 0 | 0 | 0 | 0 | 0 | 0
F6_Commercial_Grocery_Existing_Food Preparation_Natural Gas_Fryer_E10 | F6 | Commercial | Grocery | Existing | Food Preparation | Natural Gas | Fryer | E10 | Utility - Value of Sales | 0 | 0 | 0 | 0 | 0 | 0 | 0 | 0 | 0 | 0 | 0 | 0 | 0 | 0 | 0 | 0 | 0 | 0 | 0 | 0 | 0 | 0 | 0 | 0 | 0 | 0 | 0 | 0 | 0 | 0 | 0
F1_Commercial_Grocery_Existing_Food Preparation_Natural Gas_Broiler_E1 | F1 | Commercial | Grocery | Existing | Food Preparation | Natural Gas | Broiler | E1 | Participant - Cost of Equipment | 0.2361 | 0.2361 | 0.2361 | 0.2361 | 0.2361 | 0.2361 | 0.2361 | 0.2361 | 0.2361 | 0.2361 | 0.2361 | 0.2361 | 0.2361 | 0.2361 | 0.2361 | 0.2361 | 0.2361 | 0.2361 | 0.2361 | 0.2361 | 0.2361 | 0.2361 | 0.2361 | 0.2361 | 0.2361 | 0.2361 | 0.2361 | 0.2361 | 0.2361 | 0.2361 | 0.2361
F1_Commercial_Grocery_Existing_Food Preparation_Natural Gas_Broiler_E2 | F1 | Commercial | Grocery | Existing | Food Preparation | Natural Gas | Broiler | E2 | Participant - Cost of Equipment | 0.33054 | 0.33054 | 0.33054 | 0.33054 | 0.33054 | 0.33054 | 0.33054 | 0.33054 | 0.33054 | 0.33054 | 0.33054 | 0.33054 | 0.33054 | 0.33054 | 0.33054 | 0.33054 | 0.33054 | 0.33054 | 0.33054 | 0.33054 | 0.33054 | 0.33054 | 0.33054 | 0.33054 | 0.33054 | 0.33054 | 0.33054 | 0.33054 | 0.33054 | 0.33054 | 0.33054
F1_Commercial_Grocery_Existing_Food Preparation_Natural Gas_Broiler_E3 | F1 | Commercial | Grocery | Existing | Food Preparation | Natural Gas | Broiler | E3 | Participant - Cost of Equipment | 0 | 0 | 0 | 0 | 0 | 0 | 0 | 0 | 0 | 0 | 0 | 0 | 0 | 0 | 0 | 0 | 0 | 0 | 0 | 0 | 0 | 0 | 0 | 0 | 0 | 0 | 0 | 0 | 0 | 0 | 0
F1_Commercial_Grocery_Existing_Food Preparation_Natural Gas_Broiler_E4 | F1 | Commercial | Grocery | Existing | Food Preparation | Natural Gas | Broiler | E4 | Participant - Cost of Equipment | 0 | 0 | 0 | 0 | 0 | 0 | 0 | 0 | 0 | 0 | 0 | 0 | 0 | 0 | 0 | 0 | 0 | 0 | 0 | 0 | 0 | 0 | 0 | 0 | 0 | 0 | 0 | 0 | 0 | 0 | 0
F1_Commercial_Grocery_Existing_Food Preparation_Natural Gas_Broiler_E5 | F1 | Commercial | Grocery | Existing | Food Preparation | Natural Gas | Broiler | E5 | Participant - Cost of Equipment | 0 | 0 | 0 | 0 | 0 | 0 | 0 | 0 | 0 | 0 | 0 | 0 | 0 | 0 | 0 | 0 | 0 | 0 | 0 | 0 | 0 | 0 | 0 | 0 | 0 | 0 | 0 | 0 | 0 | 0 | 0
F1_Commercial_Grocery_Existing_Food Preparation_Natural Gas_Broiler_E6 | F1 | Commercial | Grocery | Existing | Food Preparation | Natural Gas | Broiler | E6 | Participant - Cost of Equipment | 0 | 0 | 0 | 0 | 0 | 0 | 0 | 0 | 0 | 0 | 0 | 0 | 0 | 0 | 0 | 0 | 0 | 0 | 0 | 0 | 0 | 0 | 0 | 0 | 0 | 0 | 0 | 0 | 0 | 0 | 0
F1_Commercial_Grocery_Existing_Food Preparation_Natural Gas_Broiler_E7 | F1 | Commercial | Grocery | Existing | Food Preparation | Natural Gas | Broiler | E7 | Participant - Cost of Equipment | 0 | 0 | 0 | 0 | 0 | 0 | 0 | 0 | 0 | 0 | 0 | 0 | 0 | 0 | 0 | 0 | 0 | 0 | 0 | 0 | 0 | 0 | 0 | 0 | 0 | 0 | 0 | 0 | 0 | 0 | 0
F1_Commercial_Grocery_Existing_Food Preparation_Natural Gas_Broiler_E8 | F1 | Commercial | Grocery | Existing | Food Preparation | Natural Gas | Broiler | E8 | Participant - Cost of Equipment | 0 | 0 | 0 | 0 | 0 | 0 | 0 | 0 | 0 | 0 | 0 | 0 | 0 | 0 | 0 | 0 | 0 | 0 | 0 | 0 | 0 | 0 | 0 | 0 | 0 | 0 | 0 | 0 | 0 | 0 | 0
F1_Commercial_Grocery_Existing_Food Preparation_Natural Gas_Broiler_E9 | F1 | Commercial | Grocery | Existing | Food Preparation | Natural Gas | Broiler | E9 | Participant - Cost of Equipment | 0 | 0 | 0 | 0 | 0 | 0 | 0 | 0 | 0 | 0 | 0 | 0 | 0 | 0 | 0 | 0 | 0 | 0 | 0 | 0 | 0 | 0 | 0 | 0 | 0 | 0 | 0 | 0 | 0 | 0 | 0
F1_Commercial_Grocery_Existing_Food Preparation_Natural Gas_Broiler_E10 | F1 | Commercial | Grocery | Existing | Food Preparation | Natural Gas | Broiler | E10 | Participant - Cost of Equipment | 0 | 0 | 0 | 0 | 0 | 0 | 0 | 0 | 0 | 0 | 0 | 0 | 0 | 0 | 0 | 0 | 0 | 0 | 0 | 0 | 0 | 0 | 0 | 0 | 0 | 0 | 0 | 0 | 0 | 0 | 0
F2_Commercial_Grocery_Existing_Food Preparation_Natural Gas_Broiler_E1 | F2 | Commercial | Grocery | Existing | Food Preparation | Natural Gas | Broiler | E1 | Participant - Cost of Operation | 0.59314 | 0.60229 | 0.60894 | 0.60555 | 0.60616 | 0.57135 | 0.54256 | 0.52648 | 0.51981 | 0.53908 | 0.56438 | 0.59083 | 0.54261 | 0.57479 | 0.57676 | 0.57388 | 0.5744 | 0.57617 | 0.56516 | 0.57181 | 0.57629 | 0.58259 | 0.5907 | 0.29625 | 0.29047 | 0.28503 | 0.2799 | 0.27501 | 0.27033 | 0.26582 | 0.26146
F2_Commercial_Grocery_Existing_Food Preparation_Natural Gas_Broiler_E2 | F2 | Commercial | Grocery | Existing | Food Preparation | Natural Gas | Broiler | E2 | Participant - Cost of Operation | 0.38131 | 0.38719 | 0.39146 | 0.38928 | 0.38968 | 0.3673 | 0.34879 | 0.33845 | 0.33417 | 0.34655 | 0.36282 | 0.37982 | 0.34882 | 0.36951 | 0.37077 | 0.36892 | 0.36926 | 0.3704 | 0.36332 | 0.36759 | 0.37047 | 0.37452 | 0.37973 | 0.19045 | 0.18673 | 0.18324 | 0.17993 | 0.17679 | 0.17378 | 0.17088 | 0.16808
F2_Commercial_Grocery_Existing_Food Preparation_Natural Gas_Broiler_E3 | F2 | Commercial | Grocery | Existing | Food Preparation | Natural Gas | Broiler | E3 | Participant - Cost of Operation | 0 | 0 | 0 | 0 | 0 | 0 | 0 | 0 | 0 | 0 | 0 | 0 | 0 | 0 | 0 | 0 | 0 | 0 | 0 | 0 | 0 | 0 | 0 | 0 | 0 | 0 | 0 | 0 | 0 | 0 | 0
F2_Commercial_Grocery_Existing_Food Preparation_Natural Gas_Broiler_E4 | F2 | Commercial | Grocery | Existing | Food Preparation | Natural Gas | Broiler | E4 | Participant - Cost of Operation | 0 | 0 | 0 | 0 | 0 | 0 | 0 | 0 | 0 | 0 | 0 | 0 | 0 | 0 | 0 | 0 | 0 | 0 | 0 | 0 | 0 | 0 | 0 | 0 | 0 | 0 | 0 | 0 | 0 | 0 | 0
F2_Commercial_Grocery_Existing_Food Preparation_Natural Gas_Broiler_E5 | F2 | Commercial | Grocery | Existing | Food Preparation | Natural Gas | Broiler | E5 | Participant - Cost of Operation | 0 | 0 | 0 | 0 | 0 | 0 | 0 | 0 | 0 | 0 | 0 | 0 | 0 | 0 | 0 | 0 | 0 | 0 | 0 | 0 | 0 | 0 | 0 | 0 | 0 | 0 | 0 | 0 | 0 | 0 | 0
F2_Commercial_Grocery_Existing_Food Preparation_Natural Gas_Broiler_E6 | F2 | Commercial | Grocery | Existing | Food Preparation | Natural Gas | Broiler | E6 | Participant - Cost of Operation | 0 | 0 | 0 | 0 | 0 | 0 | 0 | 0 | 0 | 0 | 0 | 0 | 0 | 0 | 0 | 0 | 0 | 0 | 0 | 0 | 0 | 0 | 0 | 0 | 0 | 0 | 0 | 0 | 0 | 0 | 0
F2_Commercial_Grocery_Existing_Food Preparation_Natural Gas_Broiler_E7 | F2 | Commercial | Grocery | Existing | Food Preparation | Natural Gas | Broiler | E7 | Participant - Cost of Operation | 0 | 0 | 0 | 0 | 0 | 0 | 0 | 0 | 0 | 0 | 0 | 0 | 0 | 0 | 0 | 0 | 0 | 0 | 0 | 0 | 0 | 0 | 0 | 0 | 0 | 0 | 0 | 0 | 0 | 0 | 0
F2_Commercial_Grocery_Existing_Food Preparation_Natural Gas_Broiler_E8 | F2 | Commercial | Grocery | Existing | Food Preparation | Natural Gas | Broiler | E8 | Participant - Cost of Operation | 0 | 0 | 0 | 0 | 0 | 0 | 0 | 0 | 0 | 0 | 0 | 0 | 0 | 0 | 0 | 0 | 0 | 0 | 0 | 0 | 0 | 0 | 0 | 0 | 0 | 0 | 0 | 0 | 0 | 0 | 0
F2_Commercial_Grocery_Existing_Food Preparation_Natural Gas_Broiler_E9 | F2 | Commercial | Grocery | Existing | Food Preparation | Natural Gas | Broiler | E9 | Participant - Cost of Operation | 0 | 0 | 0 | 0 | 0 | 0 | 0 | 0 | 0 | 0 | 0 | 0 | 0 | 0 | 0 | 0 | 0 | 0 | 0 | 0 | 0 | 0 | 0 | 0 | 0 | 0 | 0 | 0 | 0 | 0 | 0
F2_Commercial_Grocery_Existing_Food Preparation_Natural Gas_Broiler_E10 | F2 | Commercial | Grocery | Existing | Food Preparation | Natural Gas | Broiler | E10 | Participant - Cost of Operation | 0 | 0 | 0 | 0 | 0 | 0 | 0 | 0 | 0 | 0 | 0 | 0 | 0 | 0 | 0 | 0 | 0 | 0 | 0 | 0 | 0 | 0 | 0 | 0 | 0 | 0 | 0 | 0 | 0 | 0 | 0
F3_Commercial_Grocery_Existing_Food Preparation_Natural Gas_Broiler_E1 | F3 | Commercial | Grocery | Existing | Food Preparation | Natural Gas | Broiler | E1 | System - kBTUs of Conusmption | 49.2857 | 49.3841 | 49.3214 | 49.2785 | 49.2785 | 49.2785 | 49.2785 | 49.2785 | 49.2785 | 49.2785 | 49.2785 | 49.2785 | 49.2785 | 49.2785 | 49.2785 | 49.2785 | 49.2785 | 49.2785 | 49.2785 | 49.2785 | 49.2785 | 49.2785 | 49.2785 | 49.2785 | 49.2785 | 49.2785 | 49.2785 | 49.2785 | 49.2785 | 49.2785 | 49.2785
F3_Commercial_Grocery_Existing_Food Preparation_Natural Gas_Broiler_E2 | F3 | Commercial | Grocery | Existing | Food Preparation | Natural Gas | Broiler | E2 | System - kBTUs of Conusmption | 31.6837 | 31.7469 | 31.7066 | 31.679 | 31.679 | 31.679 | 31.679 | 31.679 | 31.679 | 31.679 | 31.679 | 31.679 | 31.679 | 31.679 | 31.679 | 31.679 | 31.679 | 31.679 | 31.679 | 31.679 | 31.679 | 31.679 | 31.679 | 31.679 | 31.679 | 31.679 | 31.679 | 31.679 | 31.679 | 31.679 | 31.679
F3_Commercial_Grocery_Existing_Food Preparation_Natural Gas_Broiler_E3 | F3 | Commercial | Grocery | Existing | Food Preparation | Natural Gas | Broiler | E3 | System - kBTUs of Conusmption | 0 | 0 | 0 | 0 | 0 | 0 | 0 | 0 | 0 | 0 | 0 | 0 | 0 | 0 | 0 | 0 | 0 | 0 | 0 | 0 | 0 | 0 | 0 | 0 | 0 | 0 | 0 | 0 | 0 | 0 | 0
F3_Commercial_Grocery_Existing_Food Preparation_Natural Gas_Broiler_E4 | F3 | Commercial | Grocery | Existing | Food Preparation | Natural Gas | Broiler | E4 | System - kBTUs of Conusmption | 0 | 0 | 0 | 0 | 0 | 0 | 0 | 0 | 0 | 0 | 0 | 0 | 0 | 0 | 0 | 0 | 0 | 0 | 0 | 0 | 0 | 0 | 0 | 0 | 0 | 0 | 0 | 0 | 0 | 0 | 0
F3_Commercial_Grocery_Existing_Food Preparation_Natural Gas_Broiler_E5 | F3 | Commercial | Grocery | Existing | Food Preparation | Natural Gas | Broiler | E5 | System - kBTUs of Conusmption | 0 | 0 | 0 | 0 | 0 | 0 | 0 | 0 | 0 | 0 | 0 | 0 | 0 | 0 | 0 | 0 | 0 | 0 | 0 | 0 | 0 | 0 | 0 | 0 | 0 | 0 | 0 | 0 | 0 | 0 | 0
F3_Commercial_Grocery_Existing_Food Preparation_Natural Gas_Broiler_E6 | F3 | Commercial | Grocery | Existing | Food Preparation | Natural Gas | Broiler | E6 | System - kBTUs of Conusmption | 0 | 0 | 0 | 0 | 0 | 0 | 0 | 0 | 0 | 0 | 0 | 0 | 0 | 0 | 0 | 0 | 0 | 0 | 0 | 0 | 0 | 0 | 0 | 0 | 0 | 0 | 0 | 0 | 0 | 0 | 0
F3_Commercial_Grocery_Existing_Food Preparation_Natural Gas_Broiler_E7 | F3 | Commercial | Grocery | Existing | Food Preparation | Natural Gas | Broiler | E7 | System - kBTUs of Conusmption | 0 | 0 | 0 | 0 | 0 | 0 | 0 | 0 | 0 | 0 | 0 | 0 | 0 | 0 | 0 | 0 | 0 | 0 | 0 | 0 | 0 | 0 | 0 | 0 | 0 | 0 | 0 | 0 | 0 | 0 | 0
F3_Commercial_Grocery_Existing_Food Preparation_Natural Gas_Broiler_E8 | F3 | Commercial | Grocery | Existing | Food Preparation | Natural Gas | Broiler | E8 | System - kBTUs of Conusmption | 0 | 0 | 0 | 0 | 0 | 0 | 0 | 0 | 0 | 0 | 0 | 0 | 0 | 0 | 0 | 0 | 0 | 0 | 0 | 0 | 0 | 0 | 0 | 0 | 0 | 0 | 0 | 0 | 0 | 0 | 0
F3_Commercial_Grocery_Existing_Food Preparation_Natural Gas_Broiler_E9 | F3 | Commercial | Grocery | Existing | Food Preparation | Natural Gas | Broiler | E9 | System - kBTUs of Conusmption | 0 | 0 | 0 | 0 | 0 | 0 | 0 | 0 | 0 | 0 | 0 | 0 | 0 | 0 | 0 | 0 | 0 | 0 | 0 | 0 | 0 | 0 | 0 | 0 | 0 | 0 | 0 | 0 | 0 | 0 | 0
F3_Commercial_Grocery_Existing_Food Preparation_Natural Gas_Broiler_E10 | F3 | Commercial | Grocery | Existing | Food Preparation | Natural Gas | Broiler | E10 | System - kBTUs of Conusmption | 0 | 0 | 0 | 0 | 0 | 0 | 0 | 0 | 0 | 0 | 0 | 0 | 0 | 0 | 0 | 0 | 0 | 0 | 0 | 0 | 0 | 0 | 0 | 0 | 0 | 0 | 0 | 0 | 0 | 0 | 0
F4_Commercial_Grocery_Existing_Food Preparation_Natural Gas_Broiler_E1 | F4 | Commercial | Grocery | Existing | Food Preparation | Natural Gas | Broiler | E1 | Utility - Cost of Equipment | 0.2361 | 0.2361 | 0.2361 | 0.2361 | 0.2361 | 0.2361 | 0.2361 | 0.2361 | 0.2361 | 0.2361 | 0.2361 | 0.2361 | 0.2361 | 0.2361 | 0.2361 | 0.2361 | 0.2361 | 0.2361 | 0.2361 | 0.2361 | 0.2361 | 0.2361 | 0.2361 | 0.2361 | 0.2361 | 0.2361 | 0.2361 | 0.2361 | 0.2361 | 0.2361 | 0.2361
F4_Commercial_Grocery_Existing_Food Preparation_Natural Gas_Broiler_E2 | F4 | Commercial | Grocery | Existing | Food Preparation | Natural Gas | Broiler | E2 | Utility - Cost of Equipment | 0.33054 | 0.33054 | 0.33054 | 0.33054 | 0.33054 | 0.33054 | 0.33054 | 0.33054 | 0.33054 | 0.33054 | 0.33054 | 0.33054 | 0.33054 | 0.33054 | 0.33054 | 0.33054 | 0.33054 | 0.33054 | 0.33054 | 0.33054 | 0.33054 | 0.33054 | 0.33054 | 0.33054 | 0.33054 | 0.33054 | 0.33054 | 0.33054 | 0.33054 | 0.33054 | 0.33054
F4_Commercial_Grocery_Existing_Food Preparation_Natural Gas_Broiler_E3 | F4 | Commercial | Grocery | Existing | Food Preparation | Natural Gas | Broiler | E3 | Utility - Cost of Equipment | 0 | 0 | 0 | 0 | 0 | 0 | 0 | 0 | 0 | 0 | 0 | 0 | 0 | 0 | 0 | 0 | 0 | 0 | 0 | 0 | 0 | 0 | 0 | 0 | 0 | 0 | 0 | 0 | 0 | 0 | 0
F4_Commercial_Grocery_Existing_Food Preparation_Natural Gas_Broiler_E4 | F4 | Commercial | Grocery | Existing | Food Preparation | Natural Gas | Broiler | E4 | Utility - Cost of Equipment | 0 | 0 | 0 | 0 | 0 | 0 | 0 | 0 | 0 | 0 | 0 | 0 | 0 | 0 | 0 | 0 | 0 | 0 | 0 | 0 | 0 | 0 | 0 | 0 | 0 | 0 | 0 | 0 | 0 | 0 | 0
F4_Commercial_Grocery_Existing_Food Preparation_Natural Gas_Broiler_E5 | F4 | Commercial | Grocery | Existing | Food Preparation | Natural Gas | Broiler | E5 | Utility - Cost of Equipment | 0 | 0 | 0 | 0 | 0 | 0 | 0 | 0 | 0 | 0 | 0 | 0 | 0 | 0 | 0 | 0 | 0 | 0 | 0 | 0 | 0 | 0 | 0 | 0 | 0 | 0 | 0 | 0 | 0 | 0 | 0
F4_Commercial_Grocery_Existing_Food Preparation_Natural Gas_Broiler_E6 | F4 | Commercial | Grocery | Existing | Food Preparation | Natural Gas | Broiler | E6 | Utility - Cost of Equipment | 0 | 0 | 0 | 0 | 0 | 0 | 0 | 0 | 0 | 0 | 0 | 0 | 0 | 0 | 0 | 0 | 0 | 0 | 0 | 0 | 0 | 0 | 0 | 0 | 0 | 0 | 0 | 0 | 0 | 0 | 0
F4_Commercial_Grocery_Existing_Food Preparation_Natural Gas_Broiler_E7 | F4 | Commercial | Grocery | Existing | Food Preparation | Natural Gas | Broiler | E7 | Utility - Cost of Equipment | 0 | 0 | 0 | 0 | 0 | 0 | 0 | 0 | 0 | 0 | 0 | 0 | 0 | 0 | 0 | 0 | 0 | 0 | 0 | 0 | 0 | 0 | 0 | 0 | 0 | 0 | 0 | 0 | 0 | 0 | 0
F4_Commercial_Grocery_Existing_Food Preparation_Natural Gas_Broiler_E8 | F4 | Commercial | Grocery | Existing | Food Preparation | Natural Gas | Broiler | E8 | Utility - Cost of Equipment | 0 | 0 | 0 | 0 | 0 | 0 | 0 | 0 | 0 | 0 | 0 | 0 | 0 | 0 | 0 | 0 | 0 | 0 | 0 | 0 | 0 | 0 | 0 | 0 | 0 | 0 | 0 | 0 | 0 | 0 | 0
F4_Commercial_Grocery_Existing_Food Preparation_Natural Gas_Broiler_E9 | F4 | Commercial | Grocery | Existing | Food Preparation | Natural Gas | Broiler | E9 | Utility - Cost of Equipment | 0 | 0 | 0 | 0 | 0 | 0 | 0 | 0 | 0 | 0 | 0 | 0 | 0 | 0 | 0 | 0 | 0 | 0 | 0 | 0 | 0 | 0 | 0 | 0 | 0 | 0 | 0 | 0 | 0 | 0 | 0
F4_Commercial_Grocery_Existing_Food Preparation_Natural Gas_Broiler_E10 | F4 | Commercial | Grocery | Existing | Food Preparation | Natural Gas | Broiler | E10 | Utility - Cost of Equipment | 0 | 0 | 0 | 0 | 0 | 0 | 0 | 0 | 0 | 0 | 0 | 0 | 0 | 0 | 0 | 0 | 0 | 0 | 0 | 0 | 0 | 0 | 0 | 0 | 0 | 0 | 0 | 0 | 0 | 0 | 0
F5_Commercial_Grocery_Existing_Food Preparation_Natural Gas_Broiler_E1 | F5 | Commercial | Grocery | Existing | Food Preparation | Natural Gas | Broiler | E1 | Utility - Cost of Operation | 0.49509 | 0.50272 | 0.50827 | 0.50544 | 0.50595 | 0.47689 | 0.45286 | 0.43944 | 0.43388 | 0.44996 | 0.47108 | 0.49315 | 0.45291 | 0.47977 | 0.48141 | 0.479 | 0.47944 | 0.48092 | 0.47173 | 0.47728 | 0.48101 | 0.48628 | 0.49304 | 0.24728 | 0.24245 | 0.23791 | 0.23363 | 0.22955 | 0.22564 | 0.22187 | 0.21823
F5_Commercial_Grocery_Existing_Food Preparation_Natural Gas_Broiler_E2 | F5 | Commercial | Grocery | Existing | Food Preparation | Natural Gas | Broiler | E2 | Utility - Cost of Operation | 0.31827 | 0.32318 | 0.32675 | 0.32493 | 0.32526 | 0.30657 | 0.29113 | 0.2825 | 0.27892 | 0.28926 | 0.30284 | 0.31703 | 0.29115 | 0.30842 | 0.30948 | 0.30793 | 0.30821 | 0.30916 | 0.30326 | 0.30682 | 0.30922 | 0.31261 | 0.31695 | 0.15896 | 0.15586 | 0.15294 | 0.15019 | 0.14756 | 0.14505 | 0.14263 | 0.14029
F5_Commercial_Grocery_Existing_Food Preparation_Natural Gas_Broiler_E3 | F5 | Commercial | Grocery | Existing | Food Preparation | Natural Gas | Broiler | E3 | Utility - Cost of Operation | 0 | 0 | 0 | 0 | 0 | 0 | 0 | 0 | 0 | 0 | 0 | 0 | 0 | 0 | 0 | 0 | 0 | 0 | 0 | 0 | 0 | 0 | 0 | 0 | 0 | 0 | 0 | 0 | 0 | 0 | 0
F5_Commercial_Grocery_Existing_Food Preparation_Natural Gas_Broiler_E4 | F5 | Commercial | Grocery | Existing | Food Preparation | Natural Gas | Broiler | E4 | Utility - Cost of Operation | 0 | 0 | 0 | 0 | 0 | 0 | 0 | 0 | 0 | 0 | 0 | 0 | 0 | 0 | 0 | 0 | 0 | 0 | 0 | 0 | 0 | 0 | 0 | 0 | 0 | 0 | 0 | 0 | 0 | 0 | 0
F5_Commercial_Grocery_Existing_Food Preparation_Natural Gas_Broiler_E5 | F5 | Commercial | Grocery | Existing | Food Preparation | Natural Gas | Broiler | E5 | Utility - Cost of Operation | 0 | 0 | 0 | 0 | 0 | 0 | 0 | 0 | 0 | 0 | 0 | 0 | 0 | 0 | 0 | 0 | 0 | 0 | 0 | 0 | 0 | 0 | 0 | 0 | 0 | 0 | 0 | 0 | 0 | 0 | 0
F5_Commercial_Grocery_Existing_Food Preparation_Natural Gas_Broiler_E6 | F5 | Commercial | Grocery | Existing | Food Preparation | Natural Gas | Broiler | E6 | Utility - Cost of Operation | 0 | 0 | 0 | 0 | 0 | 0 | 0 | 0 | 0 | 0 | 0 | 0 | 0 | 0 | 0 | 0 | 0 | 0 | 0 | 0 | 0 | 0 | 0 | 0 | 0 | 0 | 0 | 0 | 0 | 0 | 0
F5_Commercial_Grocery_Existing_Food Preparation_Natural Gas_Broiler_E7 | F5 | Commercial | Grocery | Existing | Food Preparation | Natural Gas | Broiler | E7 | Utility - Cost of Operation | 0 | 0 | 0 | 0 | 0 | 0 | 0 | 0 | 0 | 0 | 0 | 0 | 0 | 0 | 0 | 0 | 0 | 0 | 0 | 0 | 0 | 0 | 0 | 0 | 0 | 0 | 0 | 0 | 0 | 0 | 0
F5_Commercial_Grocery_Existing_Food Preparation_Natural Gas_Broiler_E8 | F5 | Commercial | Grocery | Existing | Food Preparation | Natural Gas | Broiler | E8 | Utility - Cost of Operation | 0 | 0 | 0 | 0 | 0 | 0 | 0 | 0 | 0 | 0 | 0 | 0 | 0 | 0 | 0 | 0 | 0 | 0 | 0 | 0 | 0 | 0 | 0 | 0 | 0 | 0 | 0 | 0 | 0 | 0 | 0
F5_Commercial_Grocery_Existing_Food Preparation_Natural Gas_Broiler_E9 | F5 | Commercial | Grocery | Existing | Food Preparation | Natural Gas | Broiler | E9 | Utility - Cost of Operation | 0 | 0 | 0 | 0 | 0 | 0 | 0 | 0 | 0 | 0 | 0 | 0 | 0 | 0 | 0 | 0 | 0 | 0 | 0 | 0 | 0 | 0 | 0 | 0 | 0 | 0 | 0 | 0 | 0 | 0 | 0
F5_Commercial_Grocery_Existing_Food Preparation_Natural Gas_Broiler_E10 | F5 | Commercial | Grocery | Existing | Food Preparation | Natural Gas | Broiler | E10 | Utility - Cost of Operation | 0 | 0 | 0 | 0 | 0 | 0 | 0 | 0 | 0 | 0 | 0 | 0 | 0 | 0 | 0 | 0 | 0 | 0 | 0 | 0 | 0 | 0 | 0 | 0 | 0 | 0 | 0 | 0 | 0 | 0 | 0
F6_Commercial_Grocery_Existing_Food Preparation_Natural Gas_Broiler_E1 | F6 | Commercial | Grocery | Existing | Food Preparation | Natural Gas | Broiler | E1 | Utility - Value of Sales | 0.59314 | 0.60229 | 0.60894 | 0.60555 | 0.60616 | 0.57135 | 0.54256 | 0.52648 | 0.51981 | 0.53908 | 0.56438 | 0.59083 | 0.54261 | 0.57479 | 0.57676 | 0.57388 | 0.5744 | 0.57617 | 0.56516 | 0.57181 | 0.57629 | 0.58259 | 0.5907 | 0.29625 | 0.29047 | 0.28503 | 0.2799 | 0.27501 | 0.27033 | 0.26582 | 0.26146
F6_Commercial_Grocery_Existing_Food Preparation_Natural Gas_Broiler_E2 | F6 | Commercial | Grocery | Existing | Food Preparation | Natural Gas | Broiler | E2 | Utility - Value of Sales | 0.38131 | 0.38719 | 0.39146 | 0.38928 | 0.38968 | 0.3673 | 0.34879 | 0.33845 | 0.33417 | 0.34655 | 0.36282 | 0.37982 | 0.34882 | 0.36951 | 0.37077 | 0.36892 | 0.36926 | 0.3704 | 0.36332 | 0.36759 | 0.37047 | 0.37452 | 0.37973 | 0.19045 | 0.18673 | 0.18324 | 0.17993 | 0.17679 | 0.17378 | 0.17088 | 0.16808
F6_Commercial_Grocery_Existing_Food Preparation_Natural Gas_Broiler_E3 | F6 | Commercial | Grocery | Existing | Food Preparation | Natural Gas | Broiler | E3 | Utility - Value of Sales | 0 | 0 | 0 | 0 | 0 | 0 | 0 | 0 | 0 | 0 | 0 | 0 | 0 | 0 | 0 | 0 | 0 | 0 | 0 | 0 | 0 | 0 | 0 | 0 | 0 | 0 | 0 | 0 | 0 | 0 | 0
F6_Commercial_Grocery_Existing_Food Preparation_Natural Gas_Broiler_E4 | F6 | Commercial | Grocery | Existing | Food Preparation | Natural Gas | Broiler | E4 | Utility - Value of Sales | 0 | 0 | 0 | 0 | 0 | 0 | 0 | 0 | 0 | 0 | 0 | 0 | 0 | 0 | 0 | 0 | 0 | 0 | 0 | 0 | 0 | 0 | 0 | 0 | 0 | 0 | 0 | 0 | 0 | 0 | 0
F6_Commercial_Grocery_Existing_Food Preparation_Natural Gas_Broiler_E5 | F6 | Commercial | Grocery | Existing | Food Preparation | Natural Gas | Broiler | E5 | Utility - Value of Sales | 0 | 0 | 0 | 0 | 0 | 0 | 0 | 0 | 0 | 0 | 0 | 0 | 0 | 0 | 0 | 0 | 0 | 0 | 0 | 0 | 0 | 0 | 0 | 0 | 0 | 0 | 0 | 0 | 0 | 0 | 0
F6_Commercial_Grocery_Existing_Food Preparation_Natural Gas_Broiler_E6 | F6 | Commercial | Grocery | Existing | Food Preparation | Natural Gas | Broiler | E6 | Utility - Value of Sales | 0 | 0 | 0 | 0 | 0 | 0 | 0 | 0 | 0 | 0 | 0 | 0 | 0 | 0 | 0 | 0 | 0 | 0 | 0 | 0 | 0 | 0 | 0 | 0 | 0 | 0 | 0 | 0 | 0 | 0 | 0
F6_Commercial_Grocery_Existing_Food Preparation_Natural Gas_Broiler_E7 | F6 | Commercial | Grocery | Existing | Food Preparation | Natural Gas | Broiler | E7 | Utility - Value of Sales | 0 | 0 | 0 | 0 | 0 | 0 | 0 | 0 | 0 | 0 | 0 | 0 | 0 | 0 | 0 | 0 | 0 | 0 | 0 | 0 | 0 | 0 | 0 | 0 | 0 | 0 | 0 | 0 | 0 | 0 | 0
F6_Commercial_Grocery_Existing_Food Preparation_Natural Gas_Broiler_E8 | F6 | Commercial | Grocery | Existing | Food Preparation | Natural Gas | Broiler | E8 | Utility - Value of Sales | 0 | 0 | 0 | 0 | 0 | 0 | 0 | 0 | 0 | 0 | 0 | 0 | 0 | 0 | 0 | 0 | 0 | 0 | 0 | 0 | 0 | 0 | 0 | 0 | 0 | 0 | 0 | 0 | 0 | 0 | 0
F6_Commercial_Grocery_Existing_Food Preparation_Natural Gas_Broiler_E9 | F6 | Commercial | Grocery | Existing | Food Preparation | Natural Gas | Broiler | E9 | Utility - Value of Sales | 0 | 0 | 0 | 0 | 0 | 0 | 0 | 0 | 0 | 0 | 0 | 0 | 0 | 0 | 0 | 0 | 0 | 0 | 0 | 0 | 0 | 0 | 0 | 0 | 0 | 0 | 0 | 0 | 0 | 0 | 0
F6_Commercial_Grocery_Existing_Food Preparation_Natural Gas_Broiler_E10 | F6 | Commercial | Grocery | Existing | Food Preparation | Natural Gas | Broiler | E10 | Utility - Value of Sales | 0 | 0 | 0 | 0 | 0 | 0 | 0 | 0 | 0 | 0 | 0 | 0 | 0 | 0 | 0 | 0 | 0 | 0 | 0 | 0 | 0 | 0 | 0 | 0 | 0 | 0 | 0 | 0 | 0 | 0 | 0
F1_Commercial_Grocery_Existing_Food Preparation_Natural Gas_Griddle_E1 | F1 | Commercial | Grocery | Existing | Food Preparation | Natural Gas | Griddle | E1 | Participant - Cost of Equipment | 0.17186 | 0.17186 | 0.17186 | 0.17186 | 0.17186 | 0.17186 | 0.17186 | 0.17186 | 0.17186 | 0.17186 | 0.17186 | 0.17186 | 0.17186 | 0.17186 | 0.17186 | 0.17186 | 0.17186 | 0.17186 | 0.17186 | 0.17186 | 0.17186 | 0.17186 | 0.17186 | 0.17186 | 0.17186 | 0.17186 | 0.17186 | 0.17186 | 0.17186 | 0.17186 | 0.17186
F1_Commercial_Grocery_Existing_Food Preparation_Natural Gas_Griddle_E2 | F1 | Commercial | Grocery | Existing | Food Preparation | Natural Gas | Griddle | E2 | Participant - Cost of Equipment | 0.18388 | 0.18388 | 0.18388 | 0.18388 | 0.18388 | 0.18388 | 0.18388 | 0.18388 | 0.18388 | 0.18388 | 0.18388 | 0.18388 | 0.18388 | 0.18388 | 0.18388 | 0.18388 | 0.18388 | 0.18388 | 0.18388 | 0.18388 | 0.18388 | 0.18388 | 0.18388 | 0.18388 | 0.18388 | 0.18388 | 0.18388 | 0.18388 | 0.18388 | 0.18388 | 0.18388
F1_Commercial_Grocery_Existing_Food Preparation_Natural Gas_Griddle_E3 | F1 | Commercial | Grocery | Existing | Food Preparation | Natural Gas | Griddle | E3 | Participant - Cost of Equipment | 0 | 0 | 0 | 0 | 0 | 0 | 0 | 0 | 0 | 0 | 0 | 0 | 0 | 0 | 0 | 0 | 0 | 0 | 0 | 0 | 0 | 0 | 0 | 0 | 0 | 0 | 0 | 0 | 0 | 0 | 0
F1_Commercial_Grocery_Existing_Food Preparation_Natural Gas_Griddle_E4 | F1 | Commercial | Grocery | Existing | Food Preparation | Natural Gas | Griddle | E4 | Participant - Cost of Equipment | 0 | 0 | 0 | 0 | 0 | 0 | 0 | 0 | 0 | 0 | 0 | 0 | 0 | 0 | 0 | 0 | 0 | 0 | 0 | 0 | 0 | 0 | 0 | 0 | 0 | 0 | 0 | 0 | 0 | 0 | 0
F1_Commercial_Grocery_Existing_Food Preparation_Natural Gas_Griddle_E5 | F1 | Commercial | Grocery | Existing | Food Preparation | Natural Gas | Griddle | E5 | Participant - Cost of Equipment | 0 | 0 | 0 | 0 | 0 | 0 | 0 | 0 | 0 | 0 | 0 | 0 | 0 | 0 | 0 | 0 | 0 | 0 | 0 | 0 | 0 | 0 | 0 | 0 | 0 | 0 | 0 | 0 | 0 | 0 | 0
F1_Commercial_Grocery_Existing_Food Preparation_Natural Gas_Griddle_E6 | F1 | Commercial | Grocery | Existing | Food Preparation | Natural Gas | Griddle | E6 | Participant - Cost of Equipment | 0 | 0 | 0 | 0 | 0 | 0 | 0 | 0 | 0 | 0 | 0 | 0 | 0 | 0 | 0 | 0 | 0 | 0 | 0 | 0 | 0 | 0 | 0 | 0 | 0 | 0 | 0 | 0 | 0 | 0 | 0
F1_Commercial_Grocery_Existing_Food Preparation_Natural Gas_Griddle_E7 | F1 | Commercial | Grocery | Existing | Food Preparation | Natural Gas | Griddle | E7 | Participant - Cost of Equipment | 0 | 0 | 0 | 0 | 0 | 0 | 0 | 0 | 0 | 0 | 0 | 0 | 0 | 0 | 0 | 0 | 0 | 0 | 0 | 0 | 0 | 0 | 0 | 0 | 0 | 0 | 0 | 0 | 0 | 0 | 0
F1_Commercial_Grocery_Existing_Food Preparation_Natural Gas_Griddle_E8 | F1 | Commercial | Grocery | Existing | Food Preparation | Natural Gas | Griddle | E8 | Participant - Cost of Equipment | 0 | 0 | 0 | 0 | 0 | 0 | 0 | 0 | 0 | 0 | 0 | 0 | 0 | 0 | 0 | 0 | 0 | 0 | 0 | 0 | 0 | 0 | 0 | 0 | 0 | 0 | 0 | 0 | 0 | 0 | 0
F1_Commercial_Grocery_Existing_Food Preparation_Natural Gas_Griddle_E9 | F1 | Commercial | Grocery | Existing | Food Preparation | Natural Gas | Griddle | E9 | Participant - Cost of Equipment | 0 | 0 | 0 | 0 | 0 | 0 | 0 | 0 | 0 | 0 | 0 | 0 | 0 | 0 | 0 | 0 | 0 | 0 | 0 | 0 | 0 | 0 | 0 | 0 | 0 | 0 | 0 | 0 | 0 | 0 | 0
F1_Commercial_Grocery_Existing_Food Preparation_Natural Gas_Griddle_E10 | F1 | Commercial | Grocery | Existing | Food Preparation | Natural Gas | Griddle | E10 | Participant - Cost of Equipment | 0 | 0 | 0 | 0 | 0 | 0 | 0 | 0 | 0 | 0 | 0 | 0 | 0 | 0 | 0 | 0 | 0 | 0 | 0 | 0 | 0 | 0 | 0 | 0 | 0 | 0 | 0 | 0 | 0 | 0 | 0
F2_Commercial_Grocery_Existing_Food Preparation_Natural Gas_Griddle_E1 | F2 | Commercial | Grocery | Existing | Food Preparation | Natural Gas | Griddle | E1 | Participant - Cost of Operation | 0.39818 | 0.40433 | 0.40879 | 0.40651 | 0.40692 | 0.38355 | 0.36422 | 0.35343 | 0.34896 | 0.36189 | 0.37888 | 0.39663 | 0.36426 | 0.38587 | 0.38718 | 0.38525 | 0.3856 | 0.38679 | 0.3794 | 0.38386 | 0.38687 | 0.3911 | 0.39654 | 0.19888 | 0.195 | 0.19135 | 0.1879 | 0.18462 | 0.18148 | 0.17845 | 0.17552
F2_Commercial_Grocery_Existing_Food Preparation_Natural Gas_Griddle_E2 | F2 | Commercial | Grocery | Existing | Food Preparation | Natural Gas | Griddle | E2 | Participant - Cost of Operation | 0.3439 | 0.3492 | 0.35306 | 0.35109 | 0.35145 | 0.33126 | 0.31457 | 0.30525 | 0.30138 | 0.31255 | 0.32722 | 0.34256 | 0.3146 | 0.33326 | 0.3344 | 0.33273 | 0.33303 | 0.33406 | 0.32768 | 0.33153 | 0.33412 | 0.33778 | 0.34248 | 0.17177 | 0.16841 | 0.16526 | 0.16228 | 0.15945 | 0.15673 | 0.15412 | 0.15159
F2_Commercial_Grocery_Existing_Food Preparation_Natural Gas_Griddle_E3 | F2 | Commercial | Grocery | Existing | Food Preparation | Natural Gas | Griddle | E3 | Participant - Cost of Operation | 0 | 0 | 0 | 0 | 0 | 0 | 0 | 0 | 0 | 0 | 0 | 0 | 0 | 0 | 0 | 0 | 0 | 0 | 0 | 0 | 0 | 0 | 0 | 0 | 0 | 0 | 0 | 0 | 0 | 0 | 0
F2_Commercial_Grocery_Existing_Food Preparation_Natural Gas_Griddle_E4 | F2 | Commercial | Grocery | Existing | Food Preparation | Natural Gas | Griddle | E4 | Participant - Cost of Operation | 0 | 0 | 0 | 0 | 0 | 0 | 0 | 0 | 0 | 0 | 0 | 0 | 0 | 0 | 0 | 0 | 0 | 0 | 0 | 0 | 0 | 0 | 0 | 0 | 0 | 0 | 0 | 0 | 0 | 0 | 0
F2_Commercial_Grocery_Existing_Food Preparation_Natural Gas_Griddle_E5 | F2 | Commercial | Grocery | Existing | Food Preparation | Natural Gas | Griddle | E5 | Participant - Cost of Operation | 0 | 0 | 0 | 0 | 0 | 0 | 0 | 0 | 0 | 0 | 0 | 0 | 0 | 0 | 0 | 0 | 0 | 0 | 0 | 0 | 0 | 0 | 0 | 0 | 0 | 0 | 0 | 0 | 0 | 0 | 0
F2_Commercial_Grocery_Existing_Food Preparation_Natural Gas_Griddle_E6 | F2 | Commercial | Grocery | Existing | Food Preparation | Natural Gas | Griddle | E6 | Participant - Cost of Operation | 0 | 0 | 0 | 0 | 0 | 0 | 0 | 0 | 0 | 0 | 0 | 0 | 0 | 0 | 0 | 0 | 0 | 0 | 0 | 0 | 0 | 0 | 0 | 0 | 0 | 0 | 0 | 0 | 0 | 0 | 0
F2_Commercial_Grocery_Existing_Food Preparation_Natural Gas_Griddle_E7 | F2 | Commercial | Grocery | Existing | Food Preparation | Natural Gas | Griddle | E7 | Participant - Cost of Operation | 0 | 0 | 0 | 0 | 0 | 0 | 0 | 0 | 0 | 0 | 0 | 0 | 0 | 0 | 0 | 0 | 0 | 0 | 0 | 0 | 0 | 0 | 0 | 0 | 0 | 0 | 0 | 0 | 0 | 0 | 0
F2_Commercial_Grocery_Existing_Food Preparation_Natural Gas_Griddle_E8 | F2 | Commercial | Grocery | Existing | Food Preparation | Natural Gas | Griddle | E8 | Participant - Cost of Operation | 0 | 0 | 0 | 0 | 0 | 0 | 0 | 0 | 0 | 0 | 0 | 0 | 0 | 0 | 0 | 0 | 0 | 0 | 0 | 0 | 0 | 0 | 0 | 0 | 0 | 0 | 0 | 0 | 0 | 0 | 0
F2_Commercial_Grocery_Existing_Food Preparation_Natural Gas_Griddle_E9 | F2 | Commercial | Grocery | Existing | Food Preparation | Natural Gas | Griddle | E9 | Participant - Cost of Operation | 0 | 0 | 0 | 0 | 0 | 0 | 0 | 0 | 0 | 0 | 0 | 0 | 0 | 0 | 0 | 0 | 0 | 0 | 0 | 0 | 0 | 0 | 0 | 0 | 0 | 0 | 0 | 0 | 0 | 0 | 0
F2_Commercial_Grocery_Existing_Food Preparation_Natural Gas_Griddle_E10 | F2 | Commercial | Grocery | Existing | Food Preparation | Natural Gas | Griddle | E10 | Participant - Cost of Operation | 0 | 0 | 0 | 0 | 0 | 0 | 0 | 0 | 0 | 0 | 0 | 0 | 0 | 0 | 0 | 0 | 0 | 0 | 0 | 0 | 0 | 0 | 0 | 0 | 0 | 0 | 0 | 0 | 0 | 0 | 0
F3_Commercial_Grocery_Existing_Food Preparation_Natural Gas_Griddle_E1 | F3 | Commercial | Grocery | Existing | Food Preparation | Natural Gas | Griddle | E1 | System - kBTUs of Conusmption | 33.086 | 33.1521 | 33.11 | 33.0812 | 33.0812 | 33.0812 | 33.0812 | 33.0812 | 33.0812 | 33.0812 | 33.0812 | 33.0812 | 33.0812 | 33.0812 | 33.0812 | 33.0812 | 33.0812 | 33.0812 | 33.0812 | 33.0812 | 33.0812 | 33.0812 | 33.0812 | 33.0812 | 33.0812 | 33.0812 | 33.0812 | 33.0812 | 33.0812 | 33.0812 | 33.0812
F3_Commercial_Grocery_Existing_Food Preparation_Natural Gas_Griddle_E2 | F3 | Commercial | Grocery | Existing | Food Preparation | Natural Gas | Griddle | E2 | System - kBTUs of Conusmption | 28.5753 | 28.6324 | 28.596 | 28.5711 | 28.5711 | 28.5711 | 28.5711 | 28.5711 | 28.5711 | 28.5711 | 28.5711 | 28.5711 | 28.5711 | 28.5711 | 28.5711 | 28.5711 | 28.5711 | 28.5711 | 28.5711 | 28.5711 | 28.5711 | 28.5711 | 28.5711 | 28.5711 | 28.5711 | 28.5711 | 28.5711 | 28.5711 | 28.5711 | 28.5711 | 28.5711
F3_Commercial_Grocery_Existing_Food Preparation_Natural Gas_Griddle_E3 | F3 | Commercial | Grocery | Existing | Food Preparation | Natural Gas | Griddle | E3 | System - kBTUs of Conusmption | 0 | 0 | 0 | 0 | 0 | 0 | 0 | 0 | 0 | 0 | 0 | 0 | 0 | 0 | 0 | 0 | 0 | 0 | 0 | 0 | 0 | 0 | 0 | 0 | 0 | 0 | 0 | 0 | 0 | 0 | 0
F3_Commercial_Grocery_Existing_Food Preparation_Natural Gas_Griddle_E4 | F3 | Commercial | Grocery | Existing | Food Preparation | Natural Gas | Griddle | E4 | System - kBTUs of Conusmption | 0 | 0 | 0 | 0 | 0 | 0 | 0 | 0 | 0 | 0 | 0 | 0 | 0 | 0 | 0 | 0 | 0 | 0 | 0 | 0 | 0 | 0 | 0 | 0 | 0 | 0 | 0 | 0 | 0 | 0 | 0
F3_Commercial_Grocery_Existing_Food Preparation_Natural Gas_Griddle_E5 | F3 | Commercial | Grocery | Existing | Food Preparation | Natural Gas | Griddle | E5 | System - kBTUs of Conusmption | 0 | 0 | 0 | 0 | 0 | 0 | 0 | 0 | 0 | 0 | 0 | 0 | 0 | 0 | 0 | 0 | 0 | 0 | 0 | 0 | 0 | 0 | 0 | 0 | 0 | 0 | 0 | 0 | 0 | 0 | 0
F3_Commercial_Grocery_Existing_Food Preparation_Natural Gas_Griddle_E6 | F3 | Commercial | Grocery | Existing | Food Preparation | Natural Gas | Griddle | E6 | System - kBTUs of Conusmption | 0 | 0 | 0 | 0 | 0 | 0 | 0 | 0 | 0 | 0 | 0 | 0 | 0 | 0 | 0 | 0 | 0 | 0 | 0 | 0 | 0 | 0 | 0 | 0 | 0 | 0 | 0 | 0 | 0 | 0 | 0
F3_Commercial_Grocery_Existing_Food Preparation_Natural Gas_Griddle_E7 | F3 | Commercial | Grocery | Existing | Food Preparation | Natural Gas | Griddle | E7 | System - kBTUs of Conusmption | 0 | 0 | 0 | 0 | 0 | 0 | 0 | 0 | 0 | 0 | 0 | 0 | 0 | 0 | 0 | 0 | 0 | 0 | 0 | 0 | 0 | 0 | 0 | 0 | 0 | 0 | 0 | 0 | 0 | 0 | 0
F3_Commercial_Grocery_Existing_Food Preparation_Natural Gas_Griddle_E8 | F3 | Commercial | Grocery | Existing | Food Preparation | Natural Gas | Griddle | E8 | System - kBTUs of Conusmption | 0 | 0 | 0 | 0 | 0 | 0 | 0 | 0 | 0 | 0 | 0 | 0 | 0 | 0 | 0 | 0 | 0 | 0 | 0 | 0 | 0 | 0 | 0 | 0 | 0 | 0 | 0 | 0 | 0 | 0 | 0
F3_Commercial_Grocery_Existing_Food Preparation_Natural Gas_Griddle_E9 | F3 | Commercial | Grocery | Existing | Food Preparation | Natural Gas | Griddle | E9 | System - kBTUs of Conusmption | 0 | 0 | 0 | 0 | 0 | 0 | 0 | 0 | 0 | 0 | 0 | 0 | 0 | 0 | 0 | 0 | 0 | 0 | 0 | 0 | 0 | 0 | 0 | 0 | 0 | 0 | 0 | 0 | 0 | 0 | 0
F3_Commercial_Grocery_Existing_Food Preparation_Natural Gas_Griddle_E10 | F3 | Commercial | Grocery | Existing | Food Preparation | Natural Gas | Griddle | E10 | System - kBTUs of Conusmption | 0 | 0 | 0 | 0 | 0 | 0 | 0 | 0 | 0 | 0 | 0 | 0 | 0 | 0 | 0 | 0 | 0 | 0 | 0 | 0 | 0 | 0 | 0 | 0 | 0 | 0 | 0 | 0 | 0 | 0 | 0
F4_Commercial_Grocery_Existing_Food Preparation_Natural Gas_Griddle_E1 | F4 | Commercial | Grocery | Existing | Food Preparation | Natural Gas | Griddle | E1 | Utility - Cost of Equipment | 0.17186 | 0.17186 | 0.17186 | 0.17186 | 0.17186 | 0.17186 | 0.17186 | 0.17186 | 0.17186 | 0.17186 | 0.17186 | 0.17186 | 0.17186 | 0.17186 | 0.17186 | 0.17186 | 0.17186 | 0.17186 | 0.17186 | 0.17186 | 0.17186 | 0.17186 | 0.17186 | 0.17186 | 0.17186 | 0.17186 | 0.17186 | 0.17186 | 0.17186 | 0.17186 | 0.17186
F4_Commercial_Grocery_Existing_Food Preparation_Natural Gas_Griddle_E2 | F4 | Commercial | Grocery | Existing | Food Preparation | Natural Gas | Griddle | E2 | Utility - Cost of Equipment | 0.18388 | 0.18388 | 0.18388 | 0.18388 | 0.18388 | 0.18388 | 0.18388 | 0.18388 | 0.18388 | 0.18388 | 0.18388 | 0.18388 | 0.18388 | 0.18388 | 0.18388 | 0.18388 | 0.18388 | 0.18388 | 0.18388 | 0.18388 | 0.18388 | 0.18388 | 0.18388 | 0.18388 | 0.18388 | 0.18388 | 0.18388 | 0.18388 | 0.18388 | 0.18388 | 0.18388
F4_Commercial_Grocery_Existing_Food Preparation_Natural Gas_Griddle_E3 | F4 | Commercial | Grocery | Existing | Food Preparation | Natural Gas | Griddle | E3 | Utility - Cost of Equipment | 0 | 0 | 0 | 0 | 0 | 0 | 0 | 0 | 0 | 0 | 0 | 0 | 0 | 0 | 0 | 0 | 0 | 0 | 0 | 0 | 0 | 0 | 0 | 0 | 0 | 0 | 0 | 0 | 0 | 0 | 0
F4_Commercial_Grocery_Existing_Food Preparation_Natural Gas_Griddle_E4 | F4 | Commercial | Grocery | Existing | Food Preparation | Natural Gas | Griddle | E4 | Utility - Cost of Equipment | 0 | 0 | 0 | 0 | 0 | 0 | 0 | 0 | 0 | 0 | 0 | 0 | 0 | 0 | 0 | 0 | 0 | 0 | 0 | 0 | 0 | 0 | 0 | 0 | 0 | 0 | 0 | 0 | 0 | 0 | 0
F4_Commercial_Grocery_Existing_Food Preparation_Natural Gas_Griddle_E5 | F4 | Commercial | Grocery | Existing | Food Preparation | Natural Gas | Griddle | E5 | Utility - Cost of Equipment | 0 | 0 | 0 | 0 | 0 | 0 | 0 | 0 | 0 | 0 | 0 | 0 | 0 | 0 | 0 | 0 | 0 | 0 | 0 | 0 | 0 | 0 | 0 | 0 | 0 | 0 | 0 | 0 | 0 | 0 | 0
F4_Commercial_Grocery_Existing_Food Preparation_Natural Gas_Griddle_E6 | F4 | Commercial | Grocery | Existing | Food Preparation | Natural Gas | Griddle | E6 | Utility - Cost of Equipment | 0 | 0 | 0 | 0 | 0 | 0 | 0 | 0 | 0 | 0 | 0 | 0 | 0 | 0 | 0 | 0 | 0 | 0 | 0 | 0 | 0 | 0 | 0 | 0 | 0 | 0 | 0 | 0 | 0 | 0 | 0
F4_Commercial_Grocery_Existing_Food Preparation_Natural Gas_Griddle_E7 | F4 | Commercial | Grocery | Existing | Food Preparation | Natural Gas | Griddle | E7 | Utility - Cost of Equipment | 0 | 0 | 0 | 0 | 0 | 0 | 0 | 0 | 0 | 0 | 0 | 0 | 0 | 0 | 0 | 0 | 0 | 0 | 0 | 0 | 0 | 0 | 0 | 0 | 0 | 0 | 0 | 0 | 0 | 0 | 0
F4_Commercial_Grocery_Existing_Food Preparation_Natural Gas_Griddle_E8 | F4 | Commercial | Grocery | Existing | Food Preparation | Natural Gas | Griddle | E8 | Utility - Cost of Equipment | 0 | 0 | 0 | 0 | 0 | 0 | 0 | 0 | 0 | 0 | 0 | 0 | 0 | 0 | 0 | 0 | 0 | 0 | 0 | 0 | 0 | 0 | 0 | 0 | 0 | 0 | 0 | 0 | 0 | 0 | 0
F4_Commercial_Grocery_Existing_Food Preparation_Natural Gas_Griddle_E9 | F4 | Commercial | Grocery | Existing | Food Preparation | Natural Gas | Griddle | E9 | Utility - Cost of Equipment | 0 | 0 | 0 | 0 | 0 | 0 | 0 | 0 | 0 | 0 | 0 | 0 | 0 | 0 | 0 | 0 | 0 | 0 | 0 | 0 | 0 | 0 | 0 | 0 | 0 | 0 | 0 | 0 | 0 | 0 | 0
F4_Commercial_Grocery_Existing_Food Preparation_Natural Gas_Griddle_E10 | F4 | Commercial | Grocery | Existing | Food Preparation | Natural Gas | Griddle | E10 | Utility - Cost of Equipment | 0 | 0 | 0 | 0 | 0 | 0 | 0 | 0 | 0 | 0 | 0 | 0 | 0 | 0 | 0 | 0 | 0 | 0 | 0 | 0 | 0 | 0 | 0 | 0 | 0 | 0 | 0 | 0 | 0 | 0 | 0
F5_Commercial_Grocery_Existing_Food Preparation_Natural Gas_Griddle_E1 | F5 | Commercial | Grocery | Existing | Food Preparation | Natural Gas | Griddle | E1 | Utility - Cost of Operation | 0.33236 | 0.33748 | 0.34121 | 0.33931 | 0.33965 | 0.32014 | 0.30401 | 0.295 | 0.29127 | 0.30206 | 0.31624 | 0.33106 | 0.30404 | 0.32207 | 0.32317 | 0.32156 | 0.32185 | 0.32285 | 0.31668 | 0.3204 | 0.32291 | 0.32644 | 0.33098 | 0.166 | 0.16276 | 0.15971 | 0.15683 | 0.1541 | 0.15147 | 0.14895 | 0.1465
F5_Commercial_Grocery_Existing_Food Preparation_Natural Gas_Griddle_E2 | F5 | Commercial | Grocery | Existing | Food Preparation | Natural Gas | Griddle | E2 | Utility - Cost of Operation | 0.28705 | 0.29147 | 0.29469 | 0.29305 | 0.29335 | 0.2765 | 0.26256 | 0.25478 | 0.25156 | 0.26088 | 0.27313 | 0.28592 | 0.26259 | 0.27816 | 0.27911 | 0.27772 | 0.27798 | 0.27883 | 0.2735 | 0.27672 | 0.27889 | 0.28194 | 0.28586 | 0.14337 | 0.14057 | 0.13794 | 0.13545 | 0.13309 | 0.13082 | 0.12864 | 0.12653
F5_Commercial_Grocery_Existing_Food Preparation_Natural Gas_Griddle_E3 | F5 | Commercial | Grocery | Existing | Food Preparation | Natural Gas | Griddle | E3 | Utility - Cost of Operation | 0 | 0 | 0 | 0 | 0 | 0 | 0 | 0 | 0 | 0 | 0 | 0 | 0 | 0 | 0 | 0 | 0 | 0 | 0 | 0 | 0 | 0 | 0 | 0 | 0 | 0 | 0 | 0 | 0 | 0 | 0
F5_Commercial_Grocery_Existing_Food Preparation_Natural Gas_Griddle_E4 | F5 | Commercial | Grocery | Existing | Food Preparation | Natural Gas | Griddle | E4 | Utility - Cost of Operation | 0 | 0 | 0 | 0 | 0 | 0 | 0 | 0 | 0 | 0 | 0 | 0 | 0 | 0 | 0 | 0 | 0 | 0 | 0 | 0 | 0 | 0 | 0 | 0 | 0 | 0 | 0 | 0 | 0 | 0 | 0
F5_Commercial_Grocery_Existing_Food Preparation_Natural Gas_Griddle_E5 | F5 | Commercial | Grocery | Existing | Food Preparation | Natural Gas | Griddle | E5 | Utility - Cost of Operation | 0 | 0 | 0 | 0 | 0 | 0 | 0 | 0 | 0 | 0 | 0 | 0 | 0 | 0 | 0 | 0 | 0 | 0 | 0 | 0 | 0 | 0 | 0 | 0 | 0 | 0 | 0 | 0 | 0 | 0 | 0
F5_Commercial_Grocery_Existing_Food Preparation_Natural Gas_Griddle_E6 | F5 | Commercial | Grocery | Existing | Food Preparation | Natural Gas | Griddle | E6 | Utility - Cost of Operation | 0 | 0 | 0 | 0 | 0 | 0 | 0 | 0 | 0 | 0 | 0 | 0 | 0 | 0 | 0 | 0 | 0 | 0 | 0 | 0 | 0 | 0 | 0 | 0 | 0 | 0 | 0 | 0 | 0 | 0 | 0
F5_Commercial_Grocery_Existing_Food Preparation_Natural Gas_Griddle_E7 | F5 | Commercial | Grocery | Existing | Food Preparation | Natural Gas | Griddle | E7 | Utility - Cost of Operation | 0 | 0 | 0 | 0 | 0 | 0 | 0 | 0 | 0 | 0 | 0 | 0 | 0 | 0 | 0 | 0 | 0 | 0 | 0 | 0 | 0 | 0 | 0 | 0 | 0 | 0 | 0 | 0 | 0 | 0 | 0
F5_Commercial_Grocery_Existing_Food Preparation_Natural Gas_Griddle_E8 | F5 | Commercial | Grocery | Existing | Food Preparation | Natural Gas | Griddle | E8 | Utility - Cost of Operation | 0 | 0 | 0 | 0 | 0 | 0 | 0 | 0 | 0 | 0 | 0 | 0 | 0 | 0 | 0 | 0 | 0 | 0 | 0 | 0 | 0 | 0 | 0 | 0 | 0 | 0 | 0 | 0 | 0 | 0 | 0
F5_Commercial_Grocery_Existing_Food Preparation_Natural Gas_Griddle_E9 | F5 | Commercial | Grocery | Existing | Food Preparation | Natural Gas | Griddle | E9 | Utility - Cost of Operation | 0 | 0 | 0 | 0 | 0 | 0 | 0 | 0 | 0 | 0 | 0 | 0 | 0 | 0 | 0 | 0 | 0 | 0 | 0 | 0 | 0 | 0 | 0 | 0 | 0 | 0 | 0 | 0 | 0 | 0 | 0
F5_Commercial_Grocery_Existing_Food Preparation_Natural Gas_Griddle_E10 | F5 | Commercial | Grocery | Existing | Food Preparation | Natural Gas | Griddle | E10 | Utility - Cost of Operation | 0 | 0 | 0 | 0 | 0 | 0 | 0 | 0 | 0 | 0 | 0 | 0 | 0 | 0 | 0 | 0 | 0 | 0 | 0 | 0 | 0 | 0 | 0 | 0 | 0 | 0 | 0 | 0 | 0 | 0 | 0
F6_Commercial_Grocery_Existing_Food Preparation_Natural Gas_Griddle_E1 | F6 | Commercial | Grocery | Existing | Food Preparation | Natural Gas | Griddle | E1 | Utility - Value of Sales | 0.39818 | 0.40433 | 0.40879 | 0.40651 | 0.40692 | 0.38355 | 0.36422 | 0.35343 | 0.34896 | 0.36189 | 0.37888 | 0.39663 | 0.36426 | 0.38587 | 0.38718 | 0.38525 | 0.3856 | 0.38679 | 0.3794 | 0.38386 | 0.38687 | 0.3911 | 0.39654 | 0.19888 | 0.195 | 0.19135 | 0.1879 | 0.18462 | 0.18148 | 0.17845 | 0.17552
F6_Commercial_Grocery_Existing_Food Preparation_Natural Gas_Griddle_E2 | F6 | Commercial | Grocery | Existing | Food Preparation | Natural Gas | Griddle | E2 | Utility - Value of Sales | 0.3439 | 0.3492 | 0.35306 | 0.35109 | 0.35145 | 0.33126 | 0.31457 | 0.30525 | 0.30138 | 0.31255 | 0.32722 | 0.34256 | 0.3146 | 0.33326 | 0.3344 | 0.33273 | 0.33303 | 0.33406 | 0.32768 | 0.33153 | 0.33412 | 0.33778 | 0.34248 | 0.17177 | 0.16841 | 0.16526 | 0.16228 | 0.15945 | 0.15673 | 0.15412 | 0.15159
F6_Commercial_Grocery_Existing_Food Preparation_Natural Gas_Griddle_E3 | F6 | Commercial | Grocery | Existing | Food Preparation | Natural Gas | Griddle | E3 | Utility - Value of Sales | 0 | 0 | 0 | 0 | 0 | 0 | 0 | 0 | 0 | 0 | 0 | 0 | 0 | 0 | 0 | 0 | 0 | 0 | 0 | 0 | 0 | 0 | 0 | 0 | 0 | 0 | 0 | 0 | 0 | 0 | 0
F6_Commercial_Grocery_Existing_Food Preparation_Natural Gas_Griddle_E4 | F6 | Commercial | Grocery | Existing | Food Preparation | Natural Gas | Griddle | E4 | Utility - Value of Sales | 0 | 0 | 0 | 0 | 0 | 0 | 0 | 0 | 0 | 0 | 0 | 0 | 0 | 0 | 0 | 0 | 0 | 0 | 0 | 0 | 0 | 0 | 0 | 0 | 0 | 0 | 0 | 0 | 0 | 0 | 0
F6_Commercial_Grocery_Existing_Food Preparation_Natural Gas_Griddle_E5 | F6 | Commercial | Grocery | Existing | Food Preparation | Natural Gas | Griddle | E5 | Utility - Value of Sales | 0 | 0 | 0 | 0 | 0 | 0 | 0 | 0 | 0 | 0 | 0 | 0 | 0 | 0 | 0 | 0 | 0 | 0 | 0 | 0 | 0 | 0 | 0 | 0 | 0 | 0 | 0 | 0 | 0 | 0 | 0
F6_Commercial_Grocery_Existing_Food Preparation_Natural Gas_Griddle_E6 | F6 | Commercial | Grocery | Existing | Food Preparation | Natural Gas | Griddle | E6 | Utility - Value of Sales | 0 | 0 | 0 | 0 | 0 | 0 | 0 | 0 | 0 | 0 | 0 | 0 | 0 | 0 | 0 | 0 | 0 | 0 | 0 | 0 | 0 | 0 | 0 | 0 | 0 | 0 | 0 | 0 | 0 | 0 | 0
F6_Commercial_Grocery_Existing_Food Preparation_Natural Gas_Griddle_E7 | F6 | Commercial | Grocery | Existing | Food Preparation | Natural Gas | Griddle | E7 | Utility - Value of Sales | 0 | 0 | 0 | 0 | 0 | 0 | 0 | 0 | 0 | 0 | 0 | 0 | 0 | 0 | 0 | 0 | 0 | 0 | 0 | 0 | 0 | 0 | 0 | 0 | 0 | 0 | 0 | 0 | 0 | 0 | 0
F6_Commercial_Grocery_Existing_Food Preparation_Natural Gas_Griddle_E8 | F6 | Commercial | Grocery | Existing | Food Preparation | Natural Gas | Griddle | E8 | Utility - Value of Sales | 0 | 0 | 0 | 0 | 0 | 0 | 0 | 0 | 0 | 0 | 0 | 0 | 0 | 0 | 0 | 0 | 0 | 0 | 0 | 0 | 0 | 0 | 0 | 0 | 0 | 0 | 0 | 0 | 0 | 0 | 0
F6_Commercial_Grocery_Existing_Food Preparation_Natural Gas_Griddle_E9 | F6 | Commercial | Grocery | Existing | Food Preparation | Natural Gas | Griddle | E9 | Utility - Value of Sales | 0 | 0 | 0 | 0 | 0 | 0 | 0 | 0 | 0 | 0 | 0 | 0 | 0 | 0 | 0 | 0 | 0 | 0 | 0 | 0 | 0 | 0 | 0 | 0 | 0 | 0 | 0 | 0 | 0 | 0 | 0
F6_Commercial_Grocery_Existing_Food Preparation_Natural Gas_Griddle_E10 | F6 | Commercial | Grocery | Existing | Food Preparation | Natural Gas | Griddle | E10 | Utility - Value of Sales | 0 | 0 | 0 | 0 | 0 | 0 | 0 | 0 | 0 | 0 | 0 | 0 | 0 | 0 | 0 | 0 | 0 | 0 | 0 | 0 | 0 | 0 | 0 | 0 | 0 | 0 | 0 | 0 | 0 | 0 | 0
F1_Commercial_Grocery_Existing_Food Preparation_Natural Gas_Range_E1 | F1 | Commercial | Grocery | Existing | Food Preparation | Natural Gas | Range | E1 | Participant - Cost of Equipment | 0.32347 | 0.32347 | 0.32347 | 0.32347 | 0.32347 | 0.32347 | 0.32347 | 0.32347 | 0.32347 | 0.32347 | 0.32347 | 0.32347 | 0.32347 | 0.32347 | 0.32347 | 0.32347 | 0.32347 | 0.32347 | 0.32347 | 0.32347 | 0.32347 | 0.32347 | 0.32347 | 0.32347 | 0.32347 | 0.32347 | 0.32347 | 0.32347 | 0.32347 | 0.32347 | 0.32347
F1_Commercial_Grocery_Existing_Food Preparation_Natural Gas_Range_E2 | F1 | Commercial | Grocery | Existing | Food Preparation | Natural Gas | Range | E2 | Participant - Cost of Equipment | 0.32351 | 0.32351 | 0.32351 | 0.32351 | 0.32351 | 0.32351 | 0.32351 | 0.32351 | 0.32351 | 0.32351 | 0.32351 | 0.32351 | 0.32351 | 0.32351 | 0.32351 | 0.32351 | 0.32351 | 0.32351 | 0.32351 | 0.32351 | 0.32351 | 0.32351 | 0.32351 | 0.32351 | 0.32351 | 0.32351 | 0.32351 | 0.32351 | 0.32351 | 0.32351 | 0.32351
F1_Commercial_Grocery_Existing_Food Preparation_Natural Gas_Range_E3 | F1 | Commercial | Grocery | Existing | Food Preparation | Natural Gas | Range | E3 | Participant - Cost of Equipment | 0 | 0 | 0 | 0 | 0 | 0 | 0 | 0 | 0 | 0 | 0 | 0 | 0 | 0 | 0 | 0 | 0 | 0 | 0 | 0 | 0 | 0 | 0 | 0 | 0 | 0 | 0 | 0 | 0 | 0 | 0
F1_Commercial_Grocery_Existing_Food Preparation_Natural Gas_Range_E4 | F1 | Commercial | Grocery | Existing | Food Preparation | Natural Gas | Range | E4 | Participant - Cost of Equipment | 0 | 0 | 0 | 0 | 0 | 0 | 0 | 0 | 0 | 0 | 0 | 0 | 0 | 0 | 0 | 0 | 0 | 0 | 0 | 0 | 0 | 0 | 0 | 0 | 0 | 0 | 0 | 0 | 0 | 0 | 0
F1_Commercial_Grocery_Existing_Food Preparation_Natural Gas_Range_E5 | F1 | Commercial | Grocery | Existing | Food Preparation | Natural Gas | Range | E5 | Participant - Cost of Equipment | 0 | 0 | 0 | 0 | 0 | 0 | 0 | 0 | 0 | 0 | 0 | 0 | 0 | 0 | 0 | 0 | 0 | 0 | 0 | 0 | 0 | 0 | 0 | 0 | 0 | 0 | 0 | 0 | 0 | 0 | 0
F1_Commercial_Grocery_Existing_Food Preparation_Natural Gas_Range_E6 | F1 | Commercial | Grocery | Existing | Food Preparation | Natural Gas | Range | E6 | Participant - Cost of Equipment | 0 | 0 | 0 | 0 | 0 | 0 | 0 | 0 | 0 | 0 | 0 | 0 | 0 | 0 | 0 | 0 | 0 | 0 | 0 | 0 | 0 | 0 | 0 | 0 | 0 | 0 | 0 | 0 | 0 | 0 | 0
F1_Commercial_Grocery_Existing_Food Preparation_Natural Gas_Range_E7 | F1 | Commercial | Grocery | Existing | Food Preparation | Natural Gas | Range | E7 | Participant - Cost of Equipment | 0 | 0 | 0 | 0 | 0 | 0 | 0 | 0 | 0 | 0 | 0 | 0 | 0 | 0 | 0 | 0 | 0 | 0 | 0 | 0 | 0 | 0 | 0 | 0 | 0 | 0 | 0 | 0 | 0 | 0 | 0
F1_Commercial_Grocery_Existing_Food Preparation_Natural Gas_Range_E8 | F1 | Commercial | Grocery | Existing | Food Preparation | Natural Gas | Range | E8 | Participant - Cost of Equipment | 0 | 0 | 0 | 0 | 0 | 0 | 0 | 0 | 0 | 0 | 0 | 0 | 0 | 0 | 0 | 0 | 0 | 0 | 0 | 0 | 0 | 0 | 0 | 0 | 0 | 0 | 0 | 0 | 0 | 0 | 0
F1_Commercial_Grocery_Existing_Food Preparation_Natural Gas_Range_E9 | F1 | Commercial | Grocery | Existing | Food Preparation | Natural Gas | Range | E9 | Participant - Cost of Equipment | 0 | 0 | 0 | 0 | 0 | 0 | 0 | 0 | 0 | 0 | 0 | 0 | 0 | 0 | 0 | 0 | 0 | 0 | 0 | 0 | 0 | 0 | 0 | 0 | 0 | 0 | 0 | 0 | 0 | 0 | 0
F1_Commercial_Grocery_Existing_Food Preparation_Natural Gas_Range_E10 | F1 | Commercial | Grocery | Existing | Food Preparation | Natural Gas | Range | E10 | Participant - Cost of Equipment | 0 | 0 | 0 | 0 | 0 | 0 | 0 | 0 | 0 | 0 | 0 | 0 | 0 | 0 | 0 | 0 | 0 | 0 | 0 | 0 | 0 | 0 | 0 | 0 | 0 | 0 | 0 | 0 | 0 | 0 | 0
F2_Commercial_Grocery_Existing_Food Preparation_Natural Gas_Range_E1 | F2 | Commercial | Grocery | Existing | Food Preparation | Natural Gas | Range | E1 | Participant - Cost of Operation | 0.46209 | 0.47125 | 0.4778 | 0.4849 | 0.4951 | 0.46386 | 0.43944 | 0.4266 | 0.42199 | 0.41491 | 0.41014 | 0.43187 | 0.38651 | 0.41312 | 0.44728 | 0.48048 | 0.48172 | 0.48402 | 0.47477 | 0.48137 | 0.48599 | 0.49222 | 0.50005 | 0.23555 | 0.23085 | 0.22645 | 0.22231 | 0.21838 | 0.21464 | 0.21103 | 0.20755
F2_Commercial_Grocery_Existing_Food Preparation_Natural Gas_Range_E2 | F2 | Commercial | Grocery | Existing | Food Preparation | Natural Gas | Range | E2 | Participant - Cost of Operation | 0.34657 | 0.35344 | 0.35835 | 0.36367 | 0.37132 | 0.34789 | 0.32958 | 0.31995 | 0.31649 | 0.31119 | 0.3076 | 0.3239 | 0.28988 | 0.30984 | 0.33546 | 0.36036 | 0.36129 | 0.36301 | 0.35608 | 0.36103 | 0.36449 | 0.36916 | 0.37504 | 0.17666 | 0.17314 | 0.16984 | 0.16673 | 0.16379 | 0.16098 | 0.15827 | 0.15566
F2_Commercial_Grocery_Existing_Food Preparation_Natural Gas_Range_E3 | F2 | Commercial | Grocery | Existing | Food Preparation | Natural Gas | Range | E3 | Participant - Cost of Operation | 0 | 0 | 0 | 0 | 0 | 0 | 0 | 0 | 0 | 0 | 0 | 0 | 0 | 0 | 0 | 0 | 0 | 0 | 0 | 0 | 0 | 0 | 0 | 0 | 0 | 0 | 0 | 0 | 0 | 0 | 0
F2_Commercial_Grocery_Existing_Food Preparation_Natural Gas_Range_E4 | F2 | Commercial | Grocery | Existing | Food Preparation | Natural Gas | Range | E4 | Participant - Cost of Operation | 0 | 0 | 0 | 0 | 0 | 0 | 0 | 0 | 0 | 0 | 0 | 0 | 0 | 0 | 0 | 0 | 0 | 0 | 0 | 0 | 0 | 0 | 0 | 0 | 0 | 0 | 0 | 0 | 0 | 0 | 0
F2_Commercial_Grocery_Existing_Food Preparation_Natural Gas_Range_E5 | F2 | Commercial | Grocery | Existing | Food Preparation | Natural Gas | Range | E5 | Participant - Cost of Operation | 0 | 0 | 0 | 0 | 0 | 0 | 0 | 0 | 0 | 0 | 0 | 0 | 0 | 0 | 0 | 0 | 0 | 0 | 0 | 0 | 0 | 0 | 0 | 0 | 0 | 0 | 0 | 0 | 0 | 0 | 0
F2_Commercial_Grocery_Existing_Food Preparation_Natural Gas_Range_E6 | F2 | Commercial | Grocery | Existing | Food Preparation | Natural Gas | Range | E6 | Participant - Cost of Operation | 0 | 0 | 0 | 0 | 0 | 0 | 0 | 0 | 0 | 0 | 0 | 0 | 0 | 0 | 0 | 0 | 0 | 0 | 0 | 0 | 0 | 0 | 0 | 0 | 0 | 0 | 0 | 0 | 0 | 0 | 0
F2_Commercial_Grocery_Existing_Food Preparation_Natural Gas_Range_E7 | F2 | Commercial | Grocery | Existing | Food Preparation | Natural Gas | Range | E7 | Participant - Cost of Operation | 0 | 0 | 0 | 0 | 0 | 0 | 0 | 0 | 0 | 0 | 0 | 0 | 0 | 0 | 0 | 0 | 0 | 0 | 0 | 0 | 0 | 0 | 0 | 0 | 0 | 0 | 0 | 0 | 0 | 0 | 0
F2_Commercial_Grocery_Existing_Food Preparation_Natural Gas_Range_E8 | F2 | Commercial | Grocery | Existing | Food Preparation | Natural Gas | Range | E8 | Participant - Cost of Operation | 0 | 0 | 0 | 0 | 0 | 0 | 0 | 0 | 0 | 0 | 0 | 0 | 0 | 0 | 0 | 0 | 0 | 0 | 0 | 0 | 0 | 0 | 0 | 0 | 0 | 0 | 0 | 0 | 0 | 0 | 0
F2_Commercial_Grocery_Existing_Food Preparation_Natural Gas_Range_E9 | F2 | Commercial | Grocery | Existing | Food Preparation | Natural Gas | Range | E9 | Participant - Cost of Operation | 0 | 0 | 0 | 0 | 0 | 0 | 0 | 0 | 0 | 0 | 0 | 0 | 0 | 0 | 0 | 0 | 0 | 0 | 0 | 0 | 0 | 0 | 0 | 0 | 0 | 0 | 0 | 0 | 0 | 0 | 0
F2_Commercial_Grocery_Existing_Food Preparation_Natural Gas_Range_E10 | F2 | Commercial | Grocery | Existing | Food Preparation | Natural Gas | Range | E10 | Participant - Cost of Operation | 0 | 0 | 0 | 0 | 0 | 0 | 0 | 0 | 0 | 0 | 0 | 0 | 0 | 0 | 0 | 0 | 0 | 0 | 0 | 0 | 0 | 0 | 0 | 0 | 0 | 0 | 0 | 0 | 0 | 0 | 0
F3_Commercial_Grocery_Existing_Food Preparation_Natural Gas_Range_E1 | F3 | Commercial | Grocery | Existing | Food Preparation | Natural Gas | Range | E1 | System - kBTUs of Conusmption | 38.6676 | 38.7603 | 38.7012 | 38.6608 | 38.6608 | 38.6608 | 38.6608 | 38.6608 | 38.6608 | 38.6608 | 38.6608 | 38.6608 | 38.6608 | 38.6608 | 38.6608 | 38.6608 | 38.6608 | 38.6608 | 38.6608 | 38.6608 | 38.6608 | 38.6608 | 38.6608 | 38.6608 | 38.6608 | 38.6608 | 38.6608 | 38.6608 | 38.6608 | 38.6608 | 38.6608
F3_Commercial_Grocery_Existing_Food Preparation_Natural Gas_Range_E2 | F3 | Commercial | Grocery | Existing | Food Preparation | Natural Gas | Range | E2 | System - kBTUs of Conusmption | 29.0007 | 29.0702 | 29.0259 | 28.9956 | 28.9956 | 28.9956 | 28.9956 | 28.9956 | 28.9956 | 28.9956 | 28.9956 | 28.9956 | 28.9956 | 28.9956 | 28.9956 | 28.9956 | 28.9956 | 28.9956 | 28.9956 | 28.9956 | 28.9956 | 28.9956 | 28.9956 | 28.9956 | 28.9956 | 28.9956 | 28.9956 | 28.9956 | 28.9956 | 28.9956 | 28.9956
F3_Commercial_Grocery_Existing_Food Preparation_Natural Gas_Range_E3 | F3 | Commercial | Grocery | Existing | Food Preparation | Natural Gas | Range | E3 | System - kBTUs of Conusmption | 0 | 0 | 0 | 0 | 0 | 0 | 0 | 0 | 0 | 0 | 0 | 0 | 0 | 0 | 0 | 0 | 0 | 0 | 0 | 0 | 0 | 0 | 0 | 0 | 0 | 0 | 0 | 0 | 0 | 0 | 0
F3_Commercial_Grocery_Existing_Food Preparation_Natural Gas_Range_E4 | F3 | Commercial | Grocery | Existing | Food Preparation | Natural Gas | Range | E4 | System - kBTUs of Conusmption | 0 | 0 | 0 | 0 | 0 | 0 | 0 | 0 | 0 | 0 | 0 | 0 | 0 | 0 | 0 | 0 | 0 | 0 | 0 | 0 | 0 | 0 | 0 | 0 | 0 | 0 | 0 | 0 | 0 | 0 | 0
F3_Commercial_Grocery_Existing_Food Preparation_Natural Gas_Range_E5 | F3 | Commercial | Grocery | Existing | Food Preparation | Natural Gas | Range | E5 | System - kBTUs of Conusmption | 0 | 0 | 0 | 0 | 0 | 0 | 0 | 0 | 0 | 0 | 0 | 0 | 0 | 0 | 0 | 0 | 0 | 0 | 0 | 0 | 0 | 0 | 0 | 0 | 0 | 0 | 0 | 0 | 0 | 0 | 0
F3_Commercial_Grocery_Existing_Food Preparation_Natural Gas_Range_E6 | F3 | Commercial | Grocery | Existing | Food Preparation | Natural Gas | Range | E6 | System - kBTUs of Conusmption | 0 | 0 | 0 | 0 | 0 | 0 | 0 | 0 | 0 | 0 | 0 | 0 | 0 | 0 | 0 | 0 | 0 | 0 | 0 | 0 | 0 | 0 | 0 | 0 | 0 | 0 | 0 | 0 | 0 | 0 | 0
F3_Commercial_Grocery_Existing_Food Preparation_Natural Gas_Range_E7 | F3 | Commercial | Grocery | Existing | Food Preparation | Natural Gas | Range | E7 | System - kBTUs of Conusmption | 0 | 0 | 0 | 0 | 0 | 0 | 0 | 0 | 0 | 0 | 0 | 0 | 0 | 0 | 0 | 0 | 0 | 0 | 0 | 0 | 0 | 0 | 0 | 0 | 0 | 0 | 0 | 0 | 0 | 0 | 0
F3_Commercial_Grocery_Existing_Food Preparation_Natural Gas_Range_E8 | F3 | Commercial | Grocery | Existing | Food Preparation | Natural Gas | Range | E8 | System - kBTUs of Conusmption | 0 | 0 | 0 | 0 | 0 | 0 | 0 | 0 | 0 | 0 | 0 | 0 | 0 | 0 | 0 | 0 | 0 | 0 | 0 | 0 | 0 | 0 | 0 | 0 | 0 | 0 | 0 | 0 | 0 | 0 | 0
F3_Commercial_Grocery_Existing_Food Preparation_Natural Gas_Range_E9 | F3 | Commercial | Grocery | Existing | Food Preparation | Natural Gas | Range | E9 | System - kBTUs of Conusmption | 0 | 0 | 0 | 0 | 0 | 0 | 0 | 0 | 0 | 0 | 0 | 0 | 0 | 0 | 0 | 0 | 0 | 0 | 0 | 0 | 0 | 0 | 0 | 0 | 0 | 0 | 0 | 0 | 0 | 0 | 0
F3_Commercial_Grocery_Existing_Food Preparation_Natural Gas_Range_E10 | F3 | Commercial | Grocery | Existing | Food Preparation | Natural Gas | Range | E10 | System - kBTUs of Conusmption | 0 | 0 | 0 | 0 | 0 | 0 | 0 | 0 | 0 | 0 | 0 | 0 | 0 | 0 | 0 | 0 | 0 | 0 | 0 | 0 | 0 | 0 | 0 | 0 | 0 | 0 | 0 | 0 | 0 | 0 | 0
F4_Commercial_Grocery_Existing_Food Preparation_Natural Gas_Range_E1 | F4 | Commercial | Grocery | Existing | Food Preparation | Natural Gas | Range | E1 | Utility - Cost of Equipment | 0.32347 | 0.32347 | 0.32347 | 0.32347 | 0.32347 | 0.32347 | 0.32347 | 0.32347 | 0.32347 | 0.32347 | 0.32347 | 0.32347 | 0.32347 | 0.32347 | 0.32347 | 0.32347 | 0.32347 | 0.32347 | 0.32347 | 0.32347 | 0.32347 | 0.32347 | 0.32347 | 0.32347 | 0.32347 | 0.32347 | 0.32347 | 0.32347 | 0.32347 | 0.32347 | 0.32347
F4_Commercial_Grocery_Existing_Food Preparation_Natural Gas_Range_E2 | F4 | Commercial | Grocery | Existing | Food Preparation | Natural Gas | Range | E2 | Utility - Cost of Equipment | 0.32351 | 0.32351 | 0.32351 | 0.32351 | 0.32351 | 0.32351 | 0.32351 | 0.32351 | 0.32351 | 0.32351 | 0.32351 | 0.32351 | 0.32351 | 0.32351 | 0.32351 | 0.32351 | 0.32351 | 0.32351 | 0.32351 | 0.32351 | 0.32351 | 0.32351 | 0.32351 | 0.32351 | 0.32351 | 0.32351 | 0.32351 | 0.32351 | 0.32351 | 0.32351 | 0.32351
F4_Commercial_Grocery_Existing_Food Preparation_Natural Gas_Range_E3 | F4 | Commercial | Grocery | Existing | Food Preparation | Natural Gas | Range | E3 | Utility - Cost of Equipment | 0 | 0 | 0 | 0 | 0 | 0 | 0 | 0 | 0 | 0 | 0 | 0 | 0 | 0 | 0 | 0 | 0 | 0 | 0 | 0 | 0 | 0 | 0 | 0 | 0 | 0 | 0 | 0 | 0 | 0 | 0
F4_Commercial_Grocery_Existing_Food Preparation_Natural Gas_Range_E4 | F4 | Commercial | Grocery | Existing | Food Preparation | Natural Gas | Range | E4 | Utility - Cost of Equipment | 0 | 0 | 0 | 0 | 0 | 0 | 0 | 0 | 0 | 0 | 0 | 0 | 0 | 0 | 0 | 0 | 0 | 0 | 0 | 0 | 0 | 0 | 0 | 0 | 0 | 0 | 0 | 0 | 0 | 0 | 0
F4_Commercial_Grocery_Existing_Food Preparation_Natural Gas_Range_E5 | F4 | Commercial | Grocery | Existing | Food Preparation | Natural Gas | Range | E5 | Utility - Cost of Equipment | 0 | 0 | 0 | 0 | 0 | 0 | 0 | 0 | 0 | 0 | 0 | 0 | 0 | 0 | 0 | 0 | 0 | 0 | 0 | 0 | 0 | 0 | 0 | 0 | 0 | 0 | 0 | 0 | 0 | 0 | 0
F4_Commercial_Grocery_Existing_Food Preparation_Natural Gas_Range_E6 | F4 | Commercial | Grocery | Existing | Food Preparation | Natural Gas | Range | E6 | Utility - Cost of Equipment | 0 | 0 | 0 | 0 | 0 | 0 | 0 | 0 | 0 | 0 | 0 | 0 | 0 | 0 | 0 | 0 | 0 | 0 | 0 | 0 | 0 | 0 | 0 | 0 | 0 | 0 | 0 | 0 | 0 | 0 | 0
F4_Commercial_Grocery_Existing_Food Preparation_Natural Gas_Range_E7 | F4 | Commercial | Grocery | Existing | Food Preparation | Natural Gas | Range | E7 | Utility - Cost of Equipment | 0 | 0 | 0 | 0 | 0 | 0 | 0 | 0 | 0 | 0 | 0 | 0 | 0 | 0 | 0 | 0 | 0 | 0 | 0 | 0 | 0 | 0 | 0 | 0 | 0 | 0 | 0 | 0 | 0 | 0 | 0
F4_Commercial_Grocery_Existing_Food Preparation_Natural Gas_Range_E8 | F4 | Commercial | Grocery | Existing | Food Preparation | Natural Gas | Range | E8 | Utility - Cost of Equipment | 0 | 0 | 0 | 0 | 0 | 0 | 0 | 0 | 0 | 0 | 0 | 0 | 0 | 0 | 0 | 0 | 0 | 0 | 0 | 0 | 0 | 0 | 0 | 0 | 0 | 0 | 0 | 0 | 0 | 0 | 0
F4_Commercial_Grocery_Existing_Food Preparation_Natural Gas_Range_E9 | F4 | Commercial | Grocery | Existing | Food Preparation | Natural Gas | Range | E9 | Utility - Cost of Equipment | 0 | 0 | 0 | 0 | 0 | 0 | 0 | 0 | 0 | 0 | 0 | 0 | 0 | 0 | 0 | 0 | 0 | 0 | 0 | 0 | 0 | 0 | 0 | 0 | 0 | 0 | 0 | 0 | 0 | 0 | 0
F4_Commercial_Grocery_Existing_Food Preparation_Natural Gas_Range_E10 | F4 | Commercial | Grocery | Existing | Food Preparation | Natural Gas | Range | E10 | Utility - Cost of Equipment | 0 | 0 | 0 | 0 | 0 | 0 | 0 | 0 | 0 | 0 | 0 | 0 | 0 | 0 | 0 | 0 | 0 | 0 | 0 | 0 | 0 | 0 | 0 | 0 | 0 | 0 | 0 | 0 | 0 | 0 | 0
F5_Commercial_Grocery_Existing_Food Preparation_Natural Gas_Range_E1 | F5 | Commercial | Grocery | Existing | Food Preparation | Natural Gas | Range | E1 | Utility - Cost of Operation | 0.3857 | 0.39334 | 0.39881 | 0.40474 | 0.41325 | 0.38717 | 0.36679 | 0.35608 | 0.35223 | 0.34632 | 0.34233 | 0.36047 | 0.32261 | 0.34482 | 0.37333 | 0.40105 | 0.40208 | 0.404 | 0.39628 | 0.40179 | 0.40564 | 0.41084 | 0.41738 | 0.19661 | 0.19269 | 0.18901 | 0.18556 | 0.18228 | 0.17915 | 0.17614 | 0.17323
F5_Commercial_Grocery_Existing_Food Preparation_Natural Gas_Range_E2 | F5 | Commercial | Grocery | Existing | Food Preparation | Natural Gas | Range | E2 | Utility - Cost of Operation | 0.28927 | 0.29501 | 0.29911 | 0.30355 | 0.30994 | 0.29038 | 0.2751 | 0.26706 | 0.26417 | 0.25974 | 0.25675 | 0.27035 | 0.24196 | 0.25862 | 0.28 | 0.30078 | 0.30156 | 0.303 | 0.29721 | 0.30134 | 0.30423 | 0.30813 | 0.31304 | 0.14746 | 0.14451 | 0.14176 | 0.13917 | 0.13671 | 0.13436 | 0.13211 | 0.12993
F5_Commercial_Grocery_Existing_Food Preparation_Natural Gas_Range_E3 | F5 | Commercial | Grocery | Existing | Food Preparation | Natural Gas | Range | E3 | Utility - Cost of Operation | 0 | 0 | 0 | 0 | 0 | 0 | 0 | 0 | 0 | 0 | 0 | 0 | 0 | 0 | 0 | 0 | 0 | 0 | 0 | 0 | 0 | 0 | 0 | 0 | 0 | 0 | 0 | 0 | 0 | 0 | 0
F5_Commercial_Grocery_Existing_Food Preparation_Natural Gas_Range_E4 | F5 | Commercial | Grocery | Existing | Food Preparation | Natural Gas | Range | E4 | Utility - Cost of Operation | 0 | 0 | 0 | 0 | 0 | 0 | 0 | 0 | 0 | 0 | 0 | 0 | 0 | 0 | 0 | 0 | 0 | 0 | 0 | 0 | 0 | 0 | 0 | 0 | 0 | 0 | 0 | 0 | 0 | 0 | 0
F5_Commercial_Grocery_Existing_Food Preparation_Natural Gas_Range_E5 | F5 | Commercial | Grocery | Existing | Food Preparation | Natural Gas | Range | E5 | Utility - Cost of Operation | 0 | 0 | 0 | 0 | 0 | 0 | 0 | 0 | 0 | 0 | 0 | 0 | 0 | 0 | 0 | 0 | 0 | 0 | 0 | 0 | 0 | 0 | 0 | 0 | 0 | 0 | 0 | 0 | 0 | 0 | 0
F5_Commercial_Grocery_Existing_Food Preparation_Natural Gas_Range_E6 | F5 | Commercial | Grocery | Existing | Food Preparation | Natural Gas | Range | E6 | Utility - Cost of Operation | 0 | 0 | 0 | 0 | 0 | 0 | 0 | 0 | 0 | 0 | 0 | 0 | 0 | 0 | 0 | 0 | 0 | 0 | 0 | 0 | 0 | 0 | 0 | 0 | 0 | 0 | 0 | 0 | 0 | 0 | 0
F5_Commercial_Grocery_Existing_Food Preparation_Natural Gas_Range_E7 | F5 | Commercial | Grocery | Existing | Food Preparation | Natural Gas | Range | E7 | Utility - Cost of Operation | 0 | 0 | 0 | 0 | 0 | 0 | 0 | 0 | 0 | 0 | 0 | 0 | 0 | 0 | 0 | 0 | 0 | 0 | 0 | 0 | 0 | 0 | 0 | 0 | 0 | 0 | 0 | 0 | 0 | 0 | 0
F5_Commercial_Grocery_Existing_Food Preparation_Natural Gas_Range_E8 | F5 | Commercial | Grocery | Existing | Food Preparation | Natural Gas | Range | E8 | Utility - Cost of Operation | 0 | 0 | 0 | 0 | 0 | 0 | 0 | 0 | 0 | 0 | 0 | 0 | 0 | 0 | 0 | 0 | 0 | 0 | 0 | 0 | 0 | 0 | 0 | 0 | 0 | 0 | 0 | 0 | 0 | 0 | 0
F5_Commercial_Grocery_Existing_Food Preparation_Natural Gas_Range_E9 | F5 | Commercial | Grocery | Existing | Food Preparation | Natural Gas | Range | E9 | Utility - Cost of Operation | 0 | 0 | 0 | 0 | 0 | 0 | 0 | 0 | 0 | 0 | 0 | 0 | 0 | 0 | 0 | 0 | 0 | 0 | 0 | 0 | 0 | 0 | 0 | 0 | 0 | 0 | 0 | 0 | 0 | 0 | 0
F5_Commercial_Grocery_Existing_Food Preparation_Natural Gas_Range_E10 | F5 | Commercial | Grocery | Existing | Food Preparation | Natural Gas | Range | E10 | Utility - Cost of Operation | 0 | 0 | 0 | 0 | 0 | 0 | 0 | 0 | 0 | 0 | 0 | 0 | 0 | 0 | 0 | 0 | 0 | 0 | 0 | 0 | 0 | 0 | 0 | 0 | 0 | 0 | 0 | 0 | 0 | 0 | 0
F6_Commercial_Grocery_Existing_Food Preparation_Natural Gas_Range_E1 | F6 | Commercial | Grocery | Existing | Food Preparation | Natural Gas | Range | E1 | Utility - Value of Sales | 0.46209 | 0.47125 | 0.4778 | 0.4849 | 0.4951 | 0.46386 | 0.43944 | 0.4266 | 0.42199 | 0.41491 | 0.41014 | 0.43187 | 0.38651 | 0.41312 | 0.44728 | 0.48048 | 0.48172 | 0.48402 | 0.47477 | 0.48137 | 0.48599 | 0.49222 | 0.50005 | 0.23555 | 0.23085 | 0.22645 | 0.22231 | 0.21838 | 0.21464 | 0.21103 | 0.20755
F6_Commercial_Grocery_Existing_Food Preparation_Natural Gas_Range_E2 | F6 | Commercial | Grocery | Existing | Food Preparation | Natural Gas | Range | E2 | Utility - Value of Sales | 0.34657 | 0.35344 | 0.35835 | 0.36367 | 0.37132 | 0.34789 | 0.32958 | 0.31995 | 0.31649 | 0.31119 | 0.3076 | 0.3239 | 0.28988 | 0.30984 | 0.33546 | 0.36036 | 0.36129 | 0.36301 | 0.35608 | 0.36103 | 0.36449 | 0.36916 | 0.37504 | 0.17666 | 0.17314 | 0.16984 | 0.16673 | 0.16379 | 0.16098 | 0.15827 | 0.15566
F6_Commercial_Grocery_Existing_Food Preparation_Natural Gas_Range_E3 | F6 | Commercial | Grocery | Existing | Food Preparation | Natural Gas | Range | E3 | Utility - Value of Sales | 0 | 0 | 0 | 0 | 0 | 0 | 0 | 0 | 0 | 0 | 0 | 0 | 0 | 0 | 0 | 0 | 0 | 0 | 0 | 0 | 0 | 0 | 0 | 0 | 0 | 0 | 0 | 0 | 0 | 0 | 0
F6_Commercial_Grocery_Existing_Food Preparation_Natural Gas_Range_E4 | F6 | Commercial | Grocery | Existing | Food Preparation | Natural Gas | Range | E4 | Utility - Value of Sales | 0 | 0 | 0 | 0 | 0 | 0 | 0 | 0 | 0 | 0 | 0 | 0 | 0 | 0 | 0 | 0 | 0 | 0 | 0 | 0 | 0 | 0 | 0 | 0 | 0 | 0 | 0 | 0 | 0 | 0 | 0
F6_Commercial_Grocery_Existing_Food Preparation_Natural Gas_Range_E5 | F6 | Commercial | Grocery | Existing | Food Preparation | Natural Gas | Range | E5 | Utility - Value of Sales | 0 | 0 | 0 | 0 | 0 | 0 | 0 | 0 | 0 | 0 | 0 | 0 | 0 | 0 | 0 | 0 | 0 | 0 | 0 | 0 | 0 | 0 | 0 | 0 | 0 | 0 | 0 | 0 | 0 | 0 | 0
F6_Commercial_Grocery_Existing_Food Preparation_Natural Gas_Range_E6 | F6 | Commercial | Grocery | Existing | Food Preparation | Natural Gas | Range | E6 | Utility - Value of Sales | 0 | 0 | 0 | 0 | 0 | 0 | 0 | 0 | 0 | 0 | 0 | 0 | 0 | 0 | 0 | 0 | 0 | 0 | 0 | 0 | 0 | 0 | 0 | 0 | 0 | 0 | 0 | 0 | 0 | 0 | 0
F6_Commercial_Grocery_Existing_Food Preparation_Natural Gas_Range_E7 | F6 | Commercial | Grocery | Existing | Food Preparation | Natural Gas | Range | E7 | Utility - Value of Sales | 0 | 0 | 0 | 0 | 0 | 0 | 0 | 0 | 0 | 0 | 0 | 0 | 0 | 0 | 0 | 0 | 0 | 0 | 0 | 0 | 0 | 0 | 0 | 0 | 0 | 0 | 0 | 0 | 0 | 0 | 0
F6_Commercial_Grocery_Existing_Food Preparation_Natural Gas_Range_E8 | F6 | Commercial | Grocery | Existing | Food Preparation | Natural Gas | Range | E8 | Utility - Value of Sales | 0 | 0 | 0 | 0 | 0 | 0 | 0 | 0 | 0 | 0 | 0 | 0 | 0 | 0 | 0 | 0 | 0 | 0 | 0 | 0 | 0 | 0 | 0 | 0 | 0 | 0 | 0 | 0 | 0 | 0 | 0
F6_Commercial_Grocery_Existing_Food Preparation_Natural Gas_Range_E9 | F6 | Commercial | Grocery | Existing | Food Preparation | Natural Gas | Range | E9 | Utility - Value of Sales | 0 | 0 | 0 | 0 | 0 | 0 | 0 | 0 | 0 | 0 | 0 | 0 | 0 | 0 | 0 | 0 | 0 | 0 | 0 | 0 | 0 | 0 | 0 | 0 | 0 | 0 | 0 | 0 | 0 | 0 | 0
F6_Commercial_Grocery_Existing_Food Preparation_Natural Gas_Range_E10 | F6 | Commercial | Grocery | Existing | Food Preparation | Natural Gas | Range | E10 | Utility - Value of Sales | 0 | 0 | 0 | 0 | 0 | 0 | 0 | 0 | 0 | 0 | 0 | 0 | 0 | 0 | 0 | 0 | 0 | 0 | 0 | 0 | 0 | 0 | 0 | 0 | 0 | 0 | 0 | 0 | 0 | 0 | 0
F1_Commercial_Grocery_Existing_Food Preparation_Natural Gas_Steamer_E1 | F1 | Commercial | Grocery | Existing | Food Preparation | Natural Gas | Steamer | E1 | Participant - Cost of Equipment | 0.98985 | 0.98985 | 0.98985 | 0 | 0 | 0 | 0 | 0 | 0 | 0 | 0 | 0 | 0 | 0 | 0 | 0 | 0 | 0 | 0 | 0 | 0 | 0 | 0 | 0 | 0 | 0 | 0 | 0 | 0 | 0 | 0
F1_Commercial_Grocery_Existing_Food Preparation_Natural Gas_Steamer_E2 | F1 | Commercial | Grocery | Existing | Food Preparation | Natural Gas | Steamer | E2 | Participant - Cost of Equipment | 1.0634 | 1.0634 | 1.0634 | 1.0634 | 1.0634 | 1.0634 | 1.0634 | 1.0634 | 1.0634 | 1.0634 | 1.0634 | 1.0634 | 1.0634 | 1.0634 | 1.0634 | 1.0634 | 1.0634 | 1.0634 | 1.0634 | 1.0634 | 1.0634 | 1.0634 | 1.0634 | 1.0634 | 1.0634 | 1.0634 | 1.0634 | 1.0634 | 1.0634 | 1.0634 | 1.0634
F1_Commercial_Grocery_Existing_Food Preparation_Natural Gas_Steamer_E3 | F1 | Commercial | Grocery | Existing | Food Preparation | Natural Gas | Steamer | E3 | Participant - Cost of Equipment | 0 | 0 | 0 | 0 | 0 | 0 | 0 | 0 | 0 | 0 | 0 | 0 | 0 | 0 | 0 | 0 | 0 | 0 | 0 | 0 | 0 | 0 | 0 | 0 | 0 | 0 | 0 | 0 | 0 | 0 | 0
F1_Commercial_Grocery_Existing_Food Preparation_Natural Gas_Steamer_E4 | F1 | Commercial | Grocery | Existing | Food Preparation | Natural Gas | Steamer | E4 | Participant - Cost of Equipment | 0 | 0 | 0 | 0 | 0 | 0 | 0 | 0 | 0 | 0 | 0 | 0 | 0 | 0 | 0 | 0 | 0 | 0 | 0 | 0 | 0 | 0 | 0 | 0 | 0 | 0 | 0 | 0 | 0 | 0 | 0
F1_Commercial_Grocery_Existing_Food Preparation_Natural Gas_Steamer_E5 | F1 | Commercial | Grocery | Existing | Food Preparation | Natural Gas | Steamer | E5 | Participant - Cost of Equipment | 0 | 0 | 0 | 0 | 0 | 0 | 0 | 0 | 0 | 0 | 0 | 0 | 0 | 0 | 0 | 0 | 0 | 0 | 0 | 0 | 0 | 0 | 0 | 0 | 0 | 0 | 0 | 0 | 0 | 0 | 0
F1_Commercial_Grocery_Existing_Food Preparation_Natural Gas_Steamer_E6 | F1 | Commercial | Grocery | Existing | Food Preparation | Natural Gas | Steamer | E6 | Participant - Cost of Equipment | 0 | 0 | 0 | 0 | 0 | 0 | 0 | 0 | 0 | 0 | 0 | 0 | 0 | 0 | 0 | 0 | 0 | 0 | 0 | 0 | 0 | 0 | 0 | 0 | 0 | 0 | 0 | 0 | 0 | 0 | 0
F1_Commercial_Grocery_Existing_Food Preparation_Natural Gas_Steamer_E7 | F1 | Commercial | Grocery | Existing | Food Preparation | Natural Gas | Steamer | E7 | Participant - Cost of Equipment | 0 | 0 | 0 | 0 | 0 | 0 | 0 | 0 | 0 | 0 | 0 | 0 | 0 | 0 | 0 | 0 | 0 | 0 | 0 | 0 | 0 | 0 | 0 | 0 | 0 | 0 | 0 | 0 | 0 | 0 | 0
F1_Commercial_Grocery_Existing_Food Preparation_Natural Gas_Steamer_E8 | F1 | Commercial | Grocery | Existing | Food Preparation | Natural Gas | Steamer | E8 | Participant - Cost of Equipment | 0 | 0 | 0 | 0 | 0 | 0 | 0 | 0 | 0 | 0 | 0 | 0 | 0 | 0 | 0 | 0 | 0 | 0 | 0 | 0 | 0 | 0 | 0 | 0 | 0 | 0 | 0 | 0 | 0 | 0 | 0
F1_Commercial_Grocery_Existing_Food Preparation_Natural Gas_Steamer_E9 | F1 | Commercial | Grocery | Existing | Food Preparation | Natural Gas | Steamer | E9 | Participant - Cost of Equipment | 0 | 0 | 0 | 0 | 0 | 0 | 0 | 0 | 0 | 0 | 0 | 0 | 0 | 0 | 0 | 0 | 0 | 0 | 0 | 0 | 0 | 0 | 0 | 0 | 0 | 0 | 0 | 0 | 0 | 0 | 0
F1_Commercial_Grocery_Existing_Food Preparation_Natural Gas_Steamer_E10 | F1 | Commercial | Grocery | Existing | Food Preparation | Natural Gas | Steamer | E10 | Participant - Cost of Equipment | 0 | 0 | 0 | 0 | 0 | 0 | 0 | 0 | 0 | 0 | 0 | 0 | 0 | 0 | 0 | 0 | 0 | 0 | 0 | 0 | 0 | 0 | 0 | 0 | 0 | 0 | 0 | 0 | 0 | 0 | 0
F2_Commercial_Grocery_Existing_Food Preparation_Natural Gas_Steamer_E1 | F2 | Commercial | Grocery | Existing | Food Preparation | Natural Gas | Steamer | E1 | Participant - Cost of Operation | 1.083 | 1.0922 | 1.0974 | 0 | 0 | 0 | 0 | 0 | 0 | 0 | 0 | 0 | 0 | 0 | 0 | 0 | 0 | 0 | 0 | 0 | 0 | 0 | 0 | 0 | 0 | 0 | 0 | 0 | 0 | 0 | 0
F2_Commercial_Grocery_Existing_Food Preparation_Natural Gas_Steamer_E2 | F2 | Commercial | Grocery | Existing | Food Preparation | Natural Gas | Steamer | E2 | Participant - Cost of Operation | 0.2259 | 0.22782 | 0.22892 | 0.22995 | 0.23221 | 0.21853 | 0.20721 | 0.20679 | 0.21054 | 0.21389 | 0.21897 | 0.22358 | 0.19889 | 0.20454 | 0.21284 | 0.2201 | 0.22034 | 0.22106 | 0.21685 | 0.21944 | 0.22119 | 0.22364 | 0.22679 | 0.11327 | 0.11106 | 0.10898 | 0.10702 | 0.10515 | 0.10336 | 0.10163 | 0.099964
F2_Commercial_Grocery_Existing_Food Preparation_Natural Gas_Steamer_E3 | F2 | Commercial | Grocery | Existing | Food Preparation | Natural Gas | Steamer | E3 | Participant - Cost of Operation | 0 | 0 | 0 | 0 | 0 | 0 | 0 | 0 | 0 | 0 | 0 | 0 | 0 | 0 | 0 | 0 | 0 | 0 | 0 | 0 | 0 | 0 | 0 | 0 | 0 | 0 | 0 | 0 | 0 | 0 | 0
F2_Commercial_Grocery_Existing_Food Preparation_Natural Gas_Steamer_E4 | F2 | Commercial | Grocery | Existing | Food Preparation | Natural Gas | Steamer | E4 | Participant - Cost of Operation | 0 | 0 | 0 | 0 | 0 | 0 | 0 | 0 | 0 | 0 | 0 | 0 | 0 | 0 | 0 | 0 | 0 | 0 | 0 | 0 | 0 | 0 | 0 | 0 | 0 | 0 | 0 | 0 | 0 | 0 | 0
F2_Commercial_Grocery_Existing_Food Preparation_Natural Gas_Steamer_E5 | F2 | Commercial | Grocery | Existing | Food Preparation | Natural Gas | Steamer | E5 | Participant - Cost of Operation | 0 | 0 | 0 | 0 | 0 | 0 | 0 | 0 | 0 | 0 | 0 | 0 | 0 | 0 | 0 | 0 | 0 | 0 | 0 | 0 | 0 | 0 | 0 | 0 | 0 | 0 | 0 | 0 | 0 | 0 | 0
F2_Commercial_Grocery_Existing_Food Preparation_Natural Gas_Steamer_E6 | F2 | Commercial | Grocery | Existing | Food Preparation | Natural Gas | Steamer | E6 | Participant - Cost of Operation | 0 | 0 | 0 | 0 | 0 | 0 | 0 | 0 | 0 | 0 | 0 | 0 | 0 | 0 | 0 | 0 | 0 | 0 | 0 | 0 | 0 | 0 | 0 | 0 | 0 | 0 | 0 | 0 | 0 | 0 | 0
F2_Commercial_Grocery_Existing_Food Preparation_Natural Gas_Steamer_E7 | F2 | Commercial | Grocery | Existing | Food Preparation | Natural Gas | Steamer | E7 | Participant - Cost of Operation | 0 | 0 | 0 | 0 | 0 | 0 | 0 | 0 | 0 | 0 | 0 | 0 | 0 | 0 | 0 | 0 | 0 | 0 | 0 | 0 | 0 | 0 | 0 | 0 | 0 | 0 | 0 | 0 | 0 | 0 | 0
F2_Commercial_Grocery_Existing_Food Preparation_Natural Gas_Steamer_E8 | F2 | Commercial | Grocery | Existing | Food Preparation | Natural Gas | Steamer | E8 | Participant - Cost of Operation | 0 | 0 | 0 | 0 | 0 | 0 | 0 | 0 | 0 | 0 | 0 | 0 | 0 | 0 | 0 | 0 | 0 | 0 | 0 | 0 | 0 | 0 | 0 | 0 | 0 | 0 | 0 | 0 | 0 | 0 | 0
F2_Commercial_Grocery_Existing_Food Preparation_Natural Gas_Steamer_E9 | F2 | Commercial | Grocery | Existing | Food Preparation | Natural Gas | Steamer | E9 | Participant - Cost of Operation | 0 | 0 | 0 | 0 | 0 | 0 | 0 | 0 | 0 | 0 | 0 | 0 | 0 | 0 | 0 | 0 | 0 | 0 | 0 | 0 | 0 | 0 | 0 | 0 | 0 | 0 | 0 | 0 | 0 | 0 | 0
F2_Commercial_Grocery_Existing_Food Preparation_Natural Gas_Steamer_E10 | F2 | Commercial | Grocery | Existing | Food Preparation | Natural Gas | Steamer | E10 | Participant - Cost of Operation | 0 | 0 | 0 | 0 | 0 | 0 | 0 | 0 | 0 | 0 | 0 | 0 | 0 | 0 | 0 | 0 | 0 | 0 | 0 | 0 | 0 | 0 | 0 | 0 | 0 | 0 | 0 | 0 | 0 | 0 | 0
F3_Commercial_Grocery_Existing_Food Preparation_Natural Gas_Steamer_E1 | F3 | Commercial | Grocery | Existing | Food Preparation | Natural Gas | Steamer | E1 | System - kBTUs of Conusmption | 91.1047 | 91.2866 | 91.1707 | 0 | 0 | 0 | 0 | 0 | 0 | 0 | 0 | 0 | 0 | 0 | 0 | 0 | 0 | 0 | 0 | 0 | 0 | 0 | 0 | 0 | 0 | 0 | 0 | 0 | 0 | 0 | 0
F3_Commercial_Grocery_Existing_Food Preparation_Natural Gas_Steamer_E2 | F3 | Commercial | Grocery | Existing | Food Preparation | Natural Gas | Steamer | E2 | System - kBTUs of Conusmption | 19.0036 | 19.0416 | 19.0174 | 19.0009 | 19.0009 | 19.0009 | 19.0009 | 19.0009 | 19.0009 | 19.0009 | 19.0009 | 19.0009 | 19.0009 | 19.0009 | 19.0009 | 19.0009 | 19.0009 | 19.0009 | 19.0009 | 19.0009 | 19.0009 | 19.0009 | 19.0009 | 19.0009 | 19.0009 | 19.0009 | 19.0009 | 19.0009 | 19.0009 | 19.0009 | 19.0009
F3_Commercial_Grocery_Existing_Food Preparation_Natural Gas_Steamer_E3 | F3 | Commercial | Grocery | Existing | Food Preparation | Natural Gas | Steamer | E3 | System - kBTUs of Conusmption | 0 | 0 | 0 | 0 | 0 | 0 | 0 | 0 | 0 | 0 | 0 | 0 | 0 | 0 | 0 | 0 | 0 | 0 | 0 | 0 | 0 | 0 | 0 | 0 | 0 | 0 | 0 | 0 | 0 | 0 | 0
F3_Commercial_Grocery_Existing_Food Preparation_Natural Gas_Steamer_E4 | F3 | Commercial | Grocery | Existing | Food Preparation | Natural Gas | Steamer | E4 | System - kBTUs of Conusmption | 0 | 0 | 0 | 0 | 0 | 0 | 0 | 0 | 0 | 0 | 0 | 0 | 0 | 0 | 0 | 0 | 0 | 0 | 0 | 0 | 0 | 0 | 0 | 0 | 0 | 0 | 0 | 0 | 0 | 0 | 0
F3_Commercial_Grocery_Existing_Food Preparation_Natural Gas_Steamer_E5 | F3 | Commercial | Grocery | Existing | Food Preparation | Natural Gas | Steamer | E5 | System - kBTUs of Conusmption | 0 | 0 | 0 | 0 | 0 | 0 | 0 | 0 | 0 | 0 | 0 | 0 | 0 | 0 | 0 | 0 | 0 | 0 | 0 | 0 | 0 | 0 | 0 | 0 | 0 | 0 | 0 | 0 | 0 | 0 | 0
F3_Commercial_Grocery_Existing_Food Preparation_Natural Gas_Steamer_E6 | F3 | Commercial | Grocery | Existing | Food Preparation | Natural Gas | Steamer | E6 | System - kBTUs of Conusmption | 0 | 0 | 0 | 0 | 0 | 0 | 0 | 0 | 0 | 0 | 0 | 0 | 0 | 0 | 0 | 0 | 0 | 0 | 0 | 0 | 0 | 0 | 0 | 0 | 0 | 0 | 0 | 0 | 0 | 0 | 0
F3_Commercial_Grocery_Existing_Food Preparation_Natural Gas_Steamer_E7 | F3 | Commercial | Grocery | Existing | Food Preparation | Natural Gas | Steamer | E7 | System - kBTUs of Conusmption | 0 | 0 | 0 | 0 | 0 | 0 | 0 | 0 | 0 | 0 | 0 | 0 | 0 | 0 | 0 | 0 | 0 | 0 | 0 | 0 | 0 | 0 | 0 | 0 | 0 | 0 | 0 | 0 | 0 | 0 | 0
F3_Commercial_Grocery_Existing_Food Preparation_Natural Gas_Steamer_E8 | F3 | Commercial | Grocery | Existing | Food Preparation | Natural Gas | Steamer | E8 | System - kBTUs of Conusmption | 0 | 0 | 0 | 0 | 0 | 0 | 0 | 0 | 0 | 0 | 0 | 0 | 0 | 0 | 0 | 0 | 0 | 0 | 0 | 0 | 0 | 0 | 0 | 0 | 0 | 0 | 0 | 0 | 0 | 0 | 0
F3_Commercial_Grocery_Existing_Food Preparation_Natural Gas_Steamer_E9 | F3 | Commercial | Grocery | Existing | Food Preparation | Natural Gas | Steamer | E9 | System - kBTUs of Conusmption | 0 | 0 | 0 | 0 | 0 | 0 | 0 | 0 | 0 | 0 | 0 | 0 | 0 | 0 | 0 | 0 | 0 | 0 | 0 | 0 | 0 | 0 | 0 | 0 | 0 | 0 | 0 | 0 | 0 | 0 | 0
F3_Commercial_Grocery_Existing_Food Preparation_Natural Gas_Steamer_E10 | F3 | Commercial | Grocery | Existing | Food Preparation | Natural Gas | Steamer | E10 | System - kBTUs of Conusmption | 0 | 0 | 0 | 0 | 0 | 0 | 0 | 0 | 0 | 0 | 0 | 0 | 0 | 0 | 0 | 0 | 0 | 0 | 0 | 0 | 0 | 0 | 0 | 0 | 0 | 0 | 0 | 0 | 0 | 0 | 0
F4_Commercial_Grocery_Existing_Food Preparation_Natural Gas_Steamer_E1 | F4 | Commercial | Grocery | Existing | Food Preparation | Natural Gas | Steamer | E1 | Utility - Cost of Equipment | 0.98985 | 0.98985 | 0.98985 | 0 | 0 | 0 | 0 | 0 | 0 | 0 | 0 | 0 | 0 | 0 | 0 | 0 | 0 | 0 | 0 | 0 | 0 | 0 | 0 | 0 | 0 | 0 | 0 | 0 | 0 | 0 | 0
F4_Commercial_Grocery_Existing_Food Preparation_Natural Gas_Steamer_E2 | F4 | Commercial | Grocery | Existing | Food Preparation | Natural Gas | Steamer | E2 | Utility - Cost of Equipment | 1.0634 | 1.0634 | 1.0634 | 1.0634 | 1.0634 | 1.0634 | 1.0634 | 1.0634 | 1.0634 | 1.0634 | 1.0634 | 1.0634 | 1.0634 | 1.0634 | 1.0634 | 1.0634 | 1.0634 | 1.0634 | 1.0634 | 1.0634 | 1.0634 | 1.0634 | 1.0634 | 1.0634 | 1.0634 | 1.0634 | 1.0634 | 1.0634 | 1.0634 | 1.0634 | 1.0634
F4_Commercial_Grocery_Existing_Food Preparation_Natural Gas_Steamer_E3 | F4 | Commercial | Grocery | Existing | Food Preparation | Natural Gas | Steamer | E3 | Utility - Cost of Equipment | 0 | 0 | 0 | 0 | 0 | 0 | 0 | 0 | 0 | 0 | 0 | 0 | 0 | 0 | 0 | 0 | 0 | 0 | 0 | 0 | 0 | 0 | 0 | 0 | 0 | 0 | 0 | 0 | 0 | 0 | 0
F4_Commercial_Grocery_Existing_Food Preparation_Natural Gas_Steamer_E4 | F4 | Commercial | Grocery | Existing | Food Preparation | Natural Gas | Steamer | E4 | Utility - Cost of Equipment | 0 | 0 | 0 | 0 | 0 | 0 | 0 | 0 | 0 | 0 | 0 | 0 | 0 | 0 | 0 | 0 | 0 | 0 | 0 | 0 | 0 | 0 | 0 | 0 | 0 | 0 | 0 | 0 | 0 | 0 | 0
F4_Commercial_Grocery_Existing_Food Preparation_Natural Gas_Steamer_E5 | F4 | Commercial | Grocery | Existing | Food Preparation | Natural Gas | Steamer | E5 | Utility - Cost of Equipment | 0 | 0 | 0 | 0 | 0 | 0 | 0 | 0 | 0 | 0 | 0 | 0 | 0 | 0 | 0 | 0 | 0 | 0 | 0 | 0 | 0 | 0 | 0 | 0 | 0 | 0 | 0 | 0 | 0 | 0 | 0
F4_Commercial_Grocery_Existing_Food Preparation_Natural Gas_Steamer_E6 | F4 | Commercial | Grocery | Existing | Food Preparation | Natural Gas | Steamer | E6 | Utility - Cost of Equipment | 0 | 0 | 0 | 0 | 0 | 0 | 0 | 0 | 0 | 0 | 0 | 0 | 0 | 0 | 0 | 0 | 0 | 0 | 0 | 0 | 0 | 0 | 0 | 0 | 0 | 0 | 0 | 0 | 0 | 0 | 0
F4_Commercial_Grocery_Existing_Food Preparation_Natural Gas_Steamer_E7 | F4 | Commercial | Grocery | Existing | Food Preparation | Natural Gas | Steamer | E7 | Utility - Cost of Equipment | 0 | 0 | 0 | 0 | 0 | 0 | 0 | 0 | 0 | 0 | 0 | 0 | 0 | 0 | 0 | 0 | 0 | 0 | 0 | 0 | 0 | 0 | 0 | 0 | 0 | 0 | 0 | 0 | 0 | 0 | 0
F4_Commercial_Grocery_Existing_Food Preparation_Natural Gas_Steamer_E8 | F4 | Commercial | Grocery | Existing | Food Preparation | Natural Gas | Steamer | E8 | Utility - Cost of Equipment | 0 | 0 | 0 | 0 | 0 | 0 | 0 | 0 | 0 | 0 | 0 | 0 | 0 | 0 | 0 | 0 | 0 | 0 | 0 | 0 | 0 | 0 | 0 | 0 | 0 | 0 | 0 | 0 | 0 | 0 | 0
F4_Commercial_Grocery_Existing_Food Preparation_Natural Gas_Steamer_E9 | F4 | Commercial | Grocery | Existing | Food Preparation | Natural Gas | Steamer | E9 | Utility - Cost of Equipment | 0 | 0 | 0 | 0 | 0 | 0 | 0 | 0 | 0 | 0 | 0 | 0 | 0 | 0 | 0 | 0 | 0 | 0 | 0 | 0 | 0 | 0 | 0 | 0 | 0 | 0 | 0 | 0 | 0 | 0 | 0
F4_Commercial_Grocery_Existing_Food Preparation_Natural Gas_Steamer_E10 | F4 | Commercial | Grocery | Existing | Food Preparation | Natural Gas | Steamer | E10 | Utility - Cost of Equipment | 0 | 0 | 0 | 0 | 0 | 0 | 0 | 0 | 0 | 0 | 0 | 0 | 0 | 0 | 0 | 0 | 0 | 0 | 0 | 0 | 0 | 0 | 0 | 0 | 0 | 0 | 0 | 0 | 0 | 0 | 0
F5_Commercial_Grocery_Existing_Food Preparation_Natural Gas_Steamer_E1 | F5 | Commercial | Grocery | Existing | Food Preparation | Natural Gas | Steamer | E1 | Utility - Cost of Operation | 0.90394 | 0.9116 | 0.91601 | 0 | 0 | 0 | 0 | 0 | 0 | 0 | 0 | 0 | 0 | 0 | 0 | 0 | 0 | 0 | 0 | 0 | 0 | 0 | 0 | 0 | 0 | 0 | 0 | 0 | 0 | 0 | 0
F5_Commercial_Grocery_Existing_Food Preparation_Natural Gas_Steamer_E2 | F5 | Commercial | Grocery | Existing | Food Preparation | Natural Gas | Steamer | E2 | Utility - Cost of Operation | 0.18855 | 0.19015 | 0.19107 | 0.19193 | 0.19382 | 0.1824 | 0.17296 | 0.17261 | 0.17573 | 0.17853 | 0.18277 | 0.18661 | 0.16601 | 0.17072 | 0.17765 | 0.18371 | 0.18391 | 0.18451 | 0.181 | 0.18316 | 0.18462 | 0.18667 | 0.18929 | 0.094546 | 0.092699 | 0.090964 | 0.089324 | 0.087764 | 0.08627 | 0.084831 | 0.083438
F5_Commercial_Grocery_Existing_Food Preparation_Natural Gas_Steamer_E3 | F5 | Commercial | Grocery | Existing | Food Preparation | Natural Gas | Steamer | E3 | Utility - Cost of Operation | 0 | 0 | 0 | 0 | 0 | 0 | 0 | 0 | 0 | 0 | 0 | 0 | 0 | 0 | 0 | 0 | 0 | 0 | 0 | 0 | 0 | 0 | 0 | 0 | 0 | 0 | 0 | 0 | 0 | 0 | 0
F5_Commercial_Grocery_Existing_Food Preparation_Natural Gas_Steamer_E4 | F5 | Commercial | Grocery | Existing | Food Preparation | Natural Gas | Steamer | E4 | Utility - Cost of Operation | 0 | 0 | 0 | 0 | 0 | 0 | 0 | 0 | 0 | 0 | 0 | 0 | 0 | 0 | 0 | 0 | 0 | 0 | 0 | 0 | 0 | 0 | 0 | 0 | 0 | 0 | 0 | 0 | 0 | 0 | 0
F5_Commercial_Grocery_Existing_Food Preparation_Natural Gas_Steamer_E5 | F5 | Commercial | Grocery | Existing | Food Preparation | Natural Gas | Steamer | E5 | Utility - Cost of Operation | 0 | 0 | 0 | 0 | 0 | 0 | 0 | 0 | 0 | 0 | 0 | 0 | 0 | 0 | 0 | 0 | 0 | 0 | 0 | 0 | 0 | 0 | 0 | 0 | 0 | 0 | 0 | 0 | 0 | 0 | 0
F5_Commercial_Grocery_Existing_Food Preparation_Natural Gas_Steamer_E6 | F5 | Commercial | Grocery | Existing | Food Preparation | Natural Gas | Steamer | E6 | Utility - Cost of Operation | 0 | 0 | 0 | 0 | 0 | 0 | 0 | 0 | 0 | 0 | 0 | 0 | 0 | 0 | 0 | 0 | 0 | 0 | 0 | 0 | 0 | 0 | 0 | 0 | 0 | 0 | 0 | 0 | 0 | 0 | 0
F5_Commercial_Grocery_Existing_Food Preparation_Natural Gas_Steamer_E7 | F5 | Commercial | Grocery | Existing | Food Preparation | Natural Gas | Steamer | E7 | Utility - Cost of Operation | 0 | 0 | 0 | 0 | 0 | 0 | 0 | 0 | 0 | 0 | 0 | 0 | 0 | 0 | 0 | 0 | 0 | 0 | 0 | 0 | 0 | 0 | 0 | 0 | 0 | 0 | 0 | 0 | 0 | 0 | 0
F5_Commercial_Grocery_Existing_Food Preparation_Natural Gas_Steamer_E8 | F5 | Commercial | Grocery | Existing | Food Preparation | Natural Gas | Steamer | E8 | Utility - Cost of Operation | 0 | 0 | 0 | 0 | 0 | 0 | 0 | 0 | 0 | 0 | 0 | 0 | 0 | 0 | 0 | 0 | 0 | 0 | 0 | 0 | 0 | 0 | 0 | 0 | 0 | 0 | 0 | 0 | 0 | 0 | 0
F5_Commercial_Grocery_Existing_Food Preparation_Natural Gas_Steamer_E9 | F5 | Commercial | Grocery | Existing | Food Preparation | Natural Gas | Steamer | E9 | Utility - Cost of Operation | 0 | 0 | 0 | 0 | 0 | 0 | 0 | 0 | 0 | 0 | 0 | 0 | 0 | 0 | 0 | 0 | 0 | 0 | 0 | 0 | 0 | 0 | 0 | 0 | 0 | 0 | 0 | 0 | 0 | 0 | 0
F5_Commercial_Grocery_Existing_Food Preparation_Natural Gas_Steamer_E10 | F5 | Commercial | Grocery | Existing | Food Preparation | Natural Gas | Steamer | E10 | Utility - Cost of Operation | 0 | 0 | 0 | 0 | 0 | 0 | 0 | 0 | 0 | 0 | 0 | 0 | 0 | 0 | 0 | 0 | 0 | 0 | 0 | 0 | 0 | 0 | 0 | 0 | 0 | 0 | 0 | 0 | 0 | 0 | 0
F6_Commercial_Grocery_Existing_Food Preparation_Natural Gas_Steamer_E1 | F6 | Commercial | Grocery | Existing | Food Preparation | Natural Gas | Steamer | E1 | Utility - Value of Sales | 1.083 | 1.0922 | 1.0974 | 0 | 0 | 0 | 0 | 0 | 0 | 0 | 0 | 0 | 0 | 0 | 0 | 0 | 0 | 0 | 0 | 0 | 0 | 0 | 0 | 0 | 0 | 0 | 0 | 0 | 0 | 0 | 0
F6_Commercial_Grocery_Existing_Food Preparation_Natural Gas_Steamer_E2 | F6 | Commercial | Grocery | Existing | Food Preparation | Natural Gas | Steamer | E2 | Utility - Value of Sales | 0.2259 | 0.22782 | 0.22892 | 0.22995 | 0.23221 | 0.21853 | 0.20721 | 0.20679 | 0.21054 | 0.21389 | 0.21897 | 0.22358 | 0.19889 | 0.20454 | 0.21284 | 0.2201 | 0.22034 | 0.22106 | 0.21685 | 0.21944 | 0.22119 | 0.22364 | 0.22679 | 0.11327 | 0.11106 | 0.10898 | 0.10702 | 0.10515 | 0.10336 | 0.10163 | 0.099964
F6_Commercial_Grocery_Existing_Food Preparation_Natural Gas_Steamer_E3 | F6 | Commercial | Grocery | Existing | Food Preparation | Natural Gas | Steamer | E3 | Utility - Value of Sales | 0 | 0 | 0 | 0 | 0 | 0 | 0 | 0 | 0 | 0 | 0 | 0 | 0 | 0 | 0 | 0 | 0 | 0 | 0 | 0 | 0 | 0 | 0 | 0 | 0 | 0 | 0 | 0 | 0 | 0 | 0
F6_Commercial_Grocery_Existing_Food Preparation_Natural Gas_Steamer_E4 | F6 | Commercial | Grocery | Existing | Food Preparation | Natural Gas | Steamer | E4 | Utility - Value of Sales | 0 | 0 | 0 | 0 | 0 | 0 | 0 | 0 | 0 | 0 | 0 | 0 | 0 | 0 | 0 | 0 | 0 | 0 | 0 | 0 | 0 | 0 | 0 | 0 | 0 | 0 | 0 | 0 | 0 | 0 | 0
F6_Commercial_Grocery_Existing_Food Preparation_Natural Gas_Steamer_E5 | F6 | Commercial | Grocery | Existing | Food Preparation | Natural Gas | Steamer | E5 | Utility - Value of Sales | 0 | 0 | 0 | 0 | 0 | 0 | 0 | 0 | 0 | 0 | 0 | 0 | 0 | 0 | 0 | 0 | 0 | 0 | 0 | 0 | 0 | 0 | 0 | 0 | 0 | 0 | 0 | 0 | 0 | 0 | 0
F6_Commercial_Grocery_Existing_Food Preparation_Natural Gas_Steamer_E6 | F6 | Commercial | Grocery | Existing | Food Preparation | Natural Gas | Steamer | E6 | Utility - Value of Sales | 0 | 0 | 0 | 0 | 0 | 0 | 0 | 0 | 0 | 0 | 0 | 0 | 0 | 0 | 0 | 0 | 0 | 0 | 0 | 0 | 0 | 0 | 0 | 0 | 0 | 0 | 0 | 0 | 0 | 0 | 0
F6_Commercial_Grocery_Existing_Food Preparation_Natural Gas_Steamer_E7 | F6 | Commercial | Grocery | Existing | Food Preparation | Natural Gas | Steamer | E7 | Utility - Value of Sales | 0 | 0 | 0 | 0 | 0 | 0 | 0 | 0 | 0 | 0 | 0 | 0 | 0 | 0 | 0 | 0 | 0 | 0 | 0 | 0 | 0 | 0 | 0 | 0 | 0 | 0 | 0 | 0 | 0 | 0 | 0
F6_Commercial_Grocery_Existing_Food Preparation_Natural Gas_Steamer_E8 | F6 | Commercial | Grocery | Existing | Food Preparation | Natural Gas | Steamer | E8 | Utility - Value of Sales | 0 | 0 | 0 | 0 | 0 | 0 | 0 | 0 | 0 | 0 | 0 | 0 | 0 | 0 | 0 | 0 | 0 | 0 | 0 | 0 | 0 | 0 | 0 | 0 | 0 | 0 | 0 | 0 | 0 | 0 | 0
F6_Commercial_Grocery_Existing_Food Preparation_Natural Gas_Steamer_E9 | F6 | Commercial | Grocery | Existing | Food Preparation | Natural Gas | Steamer | E9 | Utility - Value of Sales | 0 | 0 | 0 | 0 | 0 | 0 | 0 | 0 | 0 | 0 | 0 | 0 | 0 | 0 | 0 | 0 | 0 | 0 | 0 | 0 | 0 | 0 | 0 | 0 | 0 | 0 | 0 | 0 | 0 | 0 | 0
F6_Commercial_Grocery_Existing_Food Preparation_Natural Gas_Steamer_E10 | F6 | Commercial | Grocery | Existing | Food Preparation | Natural Gas | Steamer | E10 | Utility - Value of Sales | 0 | 0 | 0 | 0 | 0 | 0 | 0 | 0 | 0 | 0 | 0 | 0 | 0 | 0 | 0 | 0 | 0 | 0 | 0 | 0 | 0 | 0 | 0 | 0 | 0 | 0 | 0 | 0 | 0 | 0 | 0
F1_Commercial_Grocery_Existing_Food Preparation_Natural Gas_Food Prep Other_E1 | F1 | Commercial | Grocery | Existing | Food Preparation | Natural Gas | Food Prep Other | E1 | Participant - Cost of Equipment | 0.04135 | 0.04135 | 0.04135 | 0.04135 | 0.04135 | 0.04135 | 0.04135 | 0.04135 | 0.04135 | 0.04135 | 0.04135 | 0.04135 | 0.04135 | 0.04135 | 0.04135 | 0.04135 | 0.04135 | 0.04135 | 0.04135 | 0.04135 | 0.04135 | 0.04135 | 0.04135 | 0.04135 | 0.04135 | 0.04135 | 0.04135 | 0.04135 | 0.04135 | 0.04135 | 0.04135
F1_Commercial_Grocery_Existing_Food Preparation_Natural Gas_Food Prep Other_E2 | F1 | Commercial | Grocery | Existing | Food Preparation | Natural Gas | Food Prep Other | E2 | Participant - Cost of Equipment | 0.041391 | 0.041391 | 0.041391 | 0.041391 | 0.041391 | 0.041391 | 0.041391 | 0.041391 | 0.041391 | 0.041391 | 0.041391 | 0.041391 | 0.041391 | 0.041391 | 0.041391 | 0.041391 | 0.041391 | 0.041391 | 0.041391 | 0.041391 | 0.041391 | 0.041391 | 0.041391 | 0.041391 | 0.041391 | 0.041391 | 0.041391 | 0.041391 | 0.041391 | 0.041391 | 0.041391
F1_Commercial_Grocery_Existing_Food Preparation_Natural Gas_Food Prep Other_E3 | F1 | Commercial | Grocery | Existing | Food Preparation | Natural Gas | Food Prep Other | E3 | Participant - Cost of Equipment | 0 | 0 | 0 | 0 | 0 | 0 | 0 | 0 | 0 | 0 | 0 | 0 | 0 | 0 | 0 | 0 | 0 | 0 | 0 | 0 | 0 | 0 | 0 | 0 | 0 | 0 | 0 | 0 | 0 | 0 | 0
F1_Commercial_Grocery_Existing_Food Preparation_Natural Gas_Food Prep Other_E4 | F1 | Commercial | Grocery | Existing | Food Preparation | Natural Gas | Food Prep Other | E4 | Participant - Cost of Equipment | 0 | 0 | 0 | 0 | 0 | 0 | 0 | 0 | 0 | 0 | 0 | 0 | 0 | 0 | 0 | 0 | 0 | 0 | 0 | 0 | 0 | 0 | 0 | 0 | 0 | 0 | 0 | 0 | 0 | 0 | 0
F1_Commercial_Grocery_Existing_Food Preparation_Natural Gas_Food Prep Other_E5 | F1 | Commercial | Grocery | Existing | Food Preparation | Natural Gas | Food Prep Other | E5 | Participant - Cost of Equipment | 0 | 0 | 0 | 0 | 0 | 0 | 0 | 0 | 0 | 0 | 0 | 0 | 0 | 0 | 0 | 0 | 0 | 0 | 0 | 0 | 0 | 0 | 0 | 0 | 0 | 0 | 0 | 0 | 0 | 0 | 0
F1_Commercial_Grocery_Existing_Food Preparation_Natural Gas_Food Prep Other_E6 | F1 | Commercial | Grocery | Existing | Food Preparation | Natural Gas | Food Prep Other | E6 | Participant - Cost of Equipment | 0 | 0 | 0 | 0 | 0 | 0 | 0 | 0 | 0 | 0 | 0 | 0 | 0 | 0 | 0 | 0 | 0 | 0 | 0 | 0 | 0 | 0 | 0 | 0 | 0 | 0 | 0 | 0 | 0 | 0 | 0
F1_Commercial_Grocery_Existing_Food Preparation_Natural Gas_Food Prep Other_E7 | F1 | Commercial | Grocery | Existing | Food Preparation | Natural Gas | Food Prep Other | E7 | Participant - Cost of Equipment | 0 | 0 | 0 | 0 | 0 | 0 | 0 | 0 | 0 | 0 | 0 | 0 | 0 | 0 | 0 | 0 | 0 | 0 | 0 | 0 | 0 | 0 | 0 | 0 | 0 | 0 | 0 | 0 | 0 | 0 | 0
F1_Commercial_Grocery_Existing_Food Preparation_Natural Gas_Food Prep Other_E8 | F1 | Commercial | Grocery | Existing | Food Preparation | Natural Gas | Food Prep Other | E8 | Participant - Cost of Equipment | 0 | 0 | 0 | 0 | 0 | 0 | 0 | 0 | 0 | 0 | 0 | 0 | 0 | 0 | 0 | 0 | 0 | 0 | 0 | 0 | 0 | 0 | 0 | 0 | 0 | 0 | 0 | 0 | 0 | 0 | 0
F1_Commercial_Grocery_Existing_Food Preparation_Natural Gas_Food Prep Other_E9 | F1 | Commercial | Grocery | Existing | Food Preparation | Natural Gas | Food Prep Other | E9 | Participant - Cost of Equipment | 0 | 0 | 0 | 0 | 0 | 0 | 0 | 0 | 0 | 0 | 0 | 0 | 0 | 0 | 0 | 0 | 0 | 0 | 0 | 0 | 0 | 0 | 0 | 0 | 0 | 0 | 0 | 0 | 0 | 0 | 0
F1_Commercial_Grocery_Existing_Food Preparation_Natural Gas_Food Prep Other_E10 | F1 | Commercial | Grocery | Existing | Food Preparation | Natural Gas | Food Prep Other | E10 | Participant - Cost of Equipment | 0 | 0 | 0 | 0 | 0 | 0 | 0 | 0 | 0 | 0 | 0 | 0 | 0 | 0 | 0 | 0 | 0 | 0 | 0 | 0 | 0 | 0 | 0 | 0 | 0 | 0 | 0 | 0 | 0 | 0 | 0
F2_Commercial_Grocery_Existing_Food Preparation_Natural Gas_Food Prep Other_E1 | F2 | Commercial | Grocery | Existing | Food Preparation | Natural Gas | Food Prep Other | E1 | Participant - Cost of Operation | 0.46794 | 0.47722 | 0.48385 | 0.49104 | 0.50137 | 0.46974 | 0.44501 | 0.43201 | 0.42734 | 0.42017 | 0.41534 | 0.43734 | 0.3914 | 0.41836 | 0.45295 | 0.48657 | 0.48782 | 0.49015 | 0.48079 | 0.48747 | 0.49214 | 0.49846 | 0.50639 | 0.23853 | 0.23378 | 0.22932 | 0.22513 | 0.22115 | 0.21736 | 0.2137 | 0.21018
F2_Commercial_Grocery_Existing_Food Preparation_Natural Gas_Food Prep Other_E2 | F2 | Commercial | Grocery | Existing | Food Preparation | Natural Gas | Food Prep Other | E2 | Participant - Cost of Operation | 0.46794 | 0.47722 | 0.48385 | 0.49104 | 0.50137 | 0.46973 | 0.44501 | 0.43201 | 0.42734 | 0.42017 | 0.41533 | 0.43734 | 0.3914 | 0.41835 | 0.45294 | 0.48657 | 0.48782 | 0.49015 | 0.48078 | 0.48746 | 0.49214 | 0.49845 | 0.50639 | 0.23853 | 0.23377 | 0.22932 | 0.22513 | 0.22115 | 0.21735 | 0.2137 | 0.21017
F2_Commercial_Grocery_Existing_Food Preparation_Natural Gas_Food Prep Other_E3 | F2 | Commercial | Grocery | Existing | Food Preparation | Natural Gas | Food Prep Other | E3 | Participant - Cost of Operation | 0 | 0 | 0 | 0 | 0 | 0 | 0 | 0 | 0 | 0 | 0 | 0 | 0 | 0 | 0 | 0 | 0 | 0 | 0 | 0 | 0 | 0 | 0 | 0 | 0 | 0 | 0 | 0 | 0 | 0 | 0
F2_Commercial_Grocery_Existing_Food Preparation_Natural Gas_Food Prep Other_E4 | F2 | Commercial | Grocery | Existing | Food Preparation | Natural Gas | Food Prep Other | E4 | Participant - Cost of Operation | 0 | 0 | 0 | 0 | 0 | 0 | 0 | 0 | 0 | 0 | 0 | 0 | 0 | 0 | 0 | 0 | 0 | 0 | 0 | 0 | 0 | 0 | 0 | 0 | 0 | 0 | 0 | 0 | 0 | 0 | 0
F2_Commercial_Grocery_Existing_Food Preparation_Natural Gas_Food Prep Other_E5 | F2 | Commercial | Grocery | Existing | Food Preparation | Natural Gas | Food Prep Other | E5 | Participant - Cost of Operation | 0 | 0 | 0 | 0 | 0 | 0 | 0 | 0 | 0 | 0 | 0 | 0 | 0 | 0 | 0 | 0 | 0 | 0 | 0 | 0 | 0 | 0 | 0 | 0 | 0 | 0 | 0 | 0 | 0 | 0 | 0
F2_Commercial_Grocery_Existing_Food Preparation_Natural Gas_Food Prep Other_E6 | F2 | Commercial | Grocery | Existing | Food Preparation | Natural Gas | Food Prep Other | E6 | Participant - Cost of Operation | 0 | 0 | 0 | 0 | 0 | 0 | 0 | 0 | 0 | 0 | 0 | 0 | 0 | 0 | 0 | 0 | 0 | 0 | 0 | 0 | 0 | 0 | 0 | 0 | 0 | 0 | 0 | 0 | 0 | 0 | 0
F2_Commercial_Grocery_Existing_Food Preparation_Natural Gas_Food Prep Other_E7 | F2 | Commercial | Grocery | Existing | Food Preparation | Natural Gas | Food Prep Other | E7 | Participant - Cost of Operation | 0 | 0 | 0 | 0 | 0 | 0 | 0 | 0 | 0 | 0 | 0 | 0 | 0 | 0 | 0 | 0 | 0 | 0 | 0 | 0 | 0 | 0 | 0 | 0 | 0 | 0 | 0 | 0 | 0 | 0 | 0
F2_Commercial_Grocery_Existing_Food Preparation_Natural Gas_Food Prep Other_E8 | F2 | Commercial | Grocery | Existing | Food Preparation | Natural Gas | Food Prep Other | E8 | Participant - Cost of Operation | 0 | 0 | 0 | 0 | 0 | 0 | 0 | 0 | 0 | 0 | 0 | 0 | 0 | 0 | 0 | 0 | 0 | 0 | 0 | 0 | 0 | 0 | 0 | 0 | 0 | 0 | 0 | 0 | 0 | 0 | 0
F2_Commercial_Grocery_Existing_Food Preparation_Natural Gas_Food Prep Other_E9 | F2 | Commercial | Grocery | Existing | Food Preparation | Natural Gas | Food Prep Other | E9 | Participant - Cost of Operation | 0 | 0 | 0 | 0 | 0 | 0 | 0 | 0 | 0 | 0 | 0 | 0 | 0 | 0 | 0 | 0 | 0 | 0 | 0 | 0 | 0 | 0 | 0 | 0 | 0 | 0 | 0 | 0 | 0 | 0 | 0
F2_Commercial_Grocery_Existing_Food Preparation_Natural Gas_Food Prep Other_E10 | F2 | Commercial | Grocery | Existing | Food Preparation | Natural Gas | Food Prep Other | E10 | Participant - Cost of Operation | 0 | 0 | 0 | 0 | 0 | 0 | 0 | 0 | 0 | 0 | 0 | 0 | 0 | 0 | 0 | 0 | 0 | 0 | 0 | 0 | 0 | 0 | 0 | 0 | 0 | 0 | 0 | 0 | 0 | 0 | 0
F3_Commercial_Grocery_Existing_Food Preparation_Natural Gas_Food Prep Other_E1 | F3 | Commercial | Grocery | Existing | Food Preparation | Natural Gas | Food Prep Other | E1 | System - kBTUs of Conusmption | 39.1576 | 39.2515 | 39.1917 | 39.1508 | 39.1508 | 39.1508 | 39.1508 | 39.1508 | 39.1508 | 39.1508 | 39.1508 | 39.1508 | 39.1508 | 39.1508 | 39.1508 | 39.1508 | 39.1508 | 39.1508 | 39.1508 | 39.1508 | 39.1508 | 39.1508 | 39.1508 | 39.1508 | 39.1508 | 39.1508 | 39.1508 | 39.1508 | 39.1508 | 39.1508 | 39.1508
F3_Commercial_Grocery_Existing_Food Preparation_Natural Gas_Food Prep Other_E2 | F3 | Commercial | Grocery | Existing | Food Preparation | Natural Gas | Food Prep Other | E2 | System - kBTUs of Conusmption | 39.1574 | 39.2512 | 39.1914 | 39.1505 | 39.1505 | 39.1505 | 39.1505 | 39.1505 | 39.1505 | 39.1505 | 39.1505 | 39.1505 | 39.1505 | 39.1505 | 39.1505 | 39.1505 | 39.1505 | 39.1505 | 39.1505 | 39.1505 | 39.1505 | 39.1505 | 39.1505 | 39.1505 | 39.1505 | 39.1505 | 39.1505 | 39.1505 | 39.1505 | 39.1505 | 39.1505
F3_Commercial_Grocery_Existing_Food Preparation_Natural Gas_Food Prep Other_E3 | F3 | Commercial | Grocery | Existing | Food Preparation | Natural Gas | Food Prep Other | E3 | System - kBTUs of Conusmption | 0 | 0 | 0 | 0 | 0 | 0 | 0 | 0 | 0 | 0 | 0 | 0 | 0 | 0 | 0 | 0 | 0 | 0 | 0 | 0 | 0 | 0 | 0 | 0 | 0 | 0 | 0 | 0 | 0 | 0 | 0
F3_Commercial_Grocery_Existing_Food Preparation_Natural Gas_Food Prep Other_E4 | F3 | Commercial | Grocery | Existing | Food Preparation | Natural Gas | Food Prep Other | E4 | System - kBTUs of Conusmption | 0 | 0 | 0 | 0 | 0 | 0 | 0 | 0 | 0 | 0 | 0 | 0 | 0 | 0 | 0 | 0 | 0 | 0 | 0 | 0 | 0 | 0 | 0 | 0 | 0 | 0 | 0 | 0 | 0 | 0 | 0
F3_Commercial_Grocery_Existing_Food Preparation_Natural Gas_Food Prep Other_E5 | F3 | Commercial | Grocery | Existing | Food Preparation | Natural Gas | Food Prep Other | E5 | System - kBTUs of Conusmption | 0 | 0 | 0 | 0 | 0 | 0 | 0 | 0 | 0 | 0 | 0 | 0 | 0 | 0 | 0 | 0 | 0 | 0 | 0 | 0 | 0 | 0 | 0 | 0 | 0 | 0 | 0 | 0 | 0 | 0 | 0
F3_Commercial_Grocery_Existing_Food Preparation_Natural Gas_Food Prep Other_E6 | F3 | Commercial | Grocery | Existing | Food Preparation | Natural Gas | Food Prep Other | E6 | System - kBTUs of Conusmption | 0 | 0 | 0 | 0 | 0 | 0 | 0 | 0 | 0 | 0 | 0 | 0 | 0 | 0 | 0 | 0 | 0 | 0 | 0 | 0 | 0 | 0 | 0 | 0 | 0 | 0 | 0 | 0 | 0 | 0 | 0
F3_Commercial_Grocery_Existing_Food Preparation_Natural Gas_Food Prep Other_E7 | F3 | Commercial | Grocery | Existing | Food Preparation | Natural Gas | Food Prep Other | E7 | System - kBTUs of Conusmption | 0 | 0 | 0 | 0 | 0 | 0 | 0 | 0 | 0 | 0 | 0 | 0 | 0 | 0 | 0 | 0 | 0 | 0 | 0 | 0 | 0 | 0 | 0 | 0 | 0 | 0 | 0 | 0 | 0 | 0 | 0
F3_Commercial_Grocery_Existing_Food Preparation_Natural Gas_Food Prep Other_E8 | F3 | Commercial | Grocery | Existing | Food Preparation | Natural Gas | Food Prep Other | E8 | System - kBTUs of Conusmption | 0 | 0 | 0 | 0 | 0 | 0 | 0 | 0 | 0 | 0 | 0 | 0 | 0 | 0 | 0 | 0 | 0 | 0 | 0 | 0 | 0 | 0 | 0 | 0 | 0 | 0 | 0 | 0 | 0 | 0 | 0
F3_Commercial_Grocery_Existing_Food Preparation_Natural Gas_Food Prep Other_E9 | F3 | Commercial | Grocery | Existing | Food Preparation | Natural Gas | Food Prep Other | E9 | System - kBTUs of Conusmption | 0 | 0 | 0 | 0 | 0 | 0 | 0 | 0 | 0 | 0 | 0 | 0 | 0 | 0 | 0 | 0 | 0 | 0 | 0 | 0 | 0 | 0 | 0 | 0 | 0 | 0 | 0 | 0 | 0 | 0 | 0
F3_Commercial_Grocery_Existing_Food Preparation_Natural Gas_Food Prep Other_E10 | F3 | Commercial | Grocery | Existing | Food Preparation | Natural Gas | Food Prep Other | E10 | System - kBTUs of Conusmption | 0 | 0 | 0 | 0 | 0 | 0 | 0 | 0 | 0 | 0 | 0 | 0 | 0 | 0 | 0 | 0 | 0 | 0 | 0 | 0 | 0 | 0 | 0 | 0 | 0 | 0 | 0 | 0 | 0 | 0 | 0
F4_Commercial_Grocery_Existing_Food Preparation_Natural Gas_Food Prep Other_E1 | F4 | Commercial | Grocery | Existing | Food Preparation | Natural Gas | Food Prep Other | E1 | Utility - Cost of Equipment | 0.04135 | 0.04135 | 0.04135 | 0.04135 | 0.04135 | 0.04135 | 0.04135 | 0.04135 | 0.04135 | 0.04135 | 0.04135 | 0.04135 | 0.04135 | 0.04135 | 0.04135 | 0.04135 | 0.04135 | 0.04135 | 0.04135 | 0.04135 | 0.04135 | 0.04135 | 0.04135 | 0.04135 | 0.04135 | 0.04135 | 0.04135 | 0.04135 | 0.04135 | 0.04135 | 0.04135
F4_Commercial_Grocery_Existing_Food Preparation_Natural Gas_Food Prep Other_E2 | F4 | Commercial | Grocery | Existing | Food Preparation | Natural Gas | Food Prep Other | E2 | Utility - Cost of Equipment | 0.041391 | 0.041391 | 0.041391 | 0.041391 | 0.041391 | 0.041391 | 0.041391 | 0.041391 | 0.041391 | 0.041391 | 0.041391 | 0.041391 | 0.041391 | 0.041391 | 0.041391 | 0.041391 | 0.041391 | 0.041391 | 0.041391 | 0.041391 | 0.041391 | 0.041391 | 0.041391 | 0.041391 | 0.041391 | 0.041391 | 0.041391 | 0.041391 | 0.041391 | 0.041391 | 0.041391
F4_Commercial_Grocery_Existing_Food Preparation_Natural Gas_Food Prep Other_E3 | F4 | Commercial | Grocery | Existing | Food Preparation | Natural Gas | Food Prep Other | E3 | Utility - Cost of Equipment | 0 | 0 | 0 | 0 | 0 | 0 | 0 | 0 | 0 | 0 | 0 | 0 | 0 | 0 | 0 | 0 | 0 | 0 | 0 | 0 | 0 | 0 | 0 | 0 | 0 | 0 | 0 | 0 | 0 | 0 | 0
F4_Commercial_Grocery_Existing_Food Preparation_Natural Gas_Food Prep Other_E4 | F4 | Commercial | Grocery | Existing | Food Preparation | Natural Gas | Food Prep Other | E4 | Utility - Cost of Equipment | 0 | 0 | 0 | 0 | 0 | 0 | 0 | 0 | 0 | 0 | 0 | 0 | 0 | 0 | 0 | 0 | 0 | 0 | 0 | 0 | 0 | 0 | 0 | 0 | 0 | 0 | 0 | 0 | 0 | 0 | 0
F4_Commercial_Grocery_Existing_Food Preparation_Natural Gas_Food Prep Other_E5 | F4 | Commercial | Grocery | Existing | Food Preparation | Natural Gas | Food Prep Other | E5 | Utility - Cost of Equipment | 0 | 0 | 0 | 0 | 0 | 0 | 0 | 0 | 0 | 0 | 0 | 0 | 0 | 0 | 0 | 0 | 0 | 0 | 0 | 0 | 0 | 0 | 0 | 0 | 0 | 0 | 0 | 0 | 0 | 0 | 0
F4_Commercial_Grocery_Existing_Food Preparation_Natural Gas_Food Prep Other_E6 | F4 | Commercial | Grocery | Existing | Food Preparation | Natural Gas | Food Prep Other | E6 | Utility - Cost of Equipment | 0 | 0 | 0 | 0 | 0 | 0 | 0 | 0 | 0 | 0 | 0 | 0 | 0 | 0 | 0 | 0 | 0 | 0 | 0 | 0 | 0 | 0 | 0 | 0 | 0 | 0 | 0 | 0 | 0 | 0 | 0
F4_Commercial_Grocery_Existing_Food Preparation_Natural Gas_Food Prep Other_E7 | F4 | Commercial | Grocery | Existing | Food Preparation | Natural Gas | Food Prep Other | E7 | Utility - Cost of Equipment | 0 | 0 | 0 | 0 | 0 | 0 | 0 | 0 | 0 | 0 | 0 | 0 | 0 | 0 | 0 | 0 | 0 | 0 | 0 | 0 | 0 | 0 | 0 | 0 | 0 | 0 | 0 | 0 | 0 | 0 | 0
F4_Commercial_Grocery_Existing_Food Preparation_Natural Gas_Food Prep Other_E8 | F4 | Commercial | Grocery | Existing | Food Preparation | Natural Gas | Food Prep Other | E8 | Utility - Cost of Equipment | 0 | 0 | 0 | 0 | 0 | 0 | 0 | 0 | 0 | 0 | 0 | 0 | 0 | 0 | 0 | 0 | 0 | 0 | 0 | 0 | 0 | 0 | 0 | 0 | 0 | 0 | 0 | 0 | 0 | 0 | 0
F4_Commercial_Grocery_Existing_Food Preparation_Natural Gas_Food Prep Other_E9 | F4 | Commercial | Grocery | Existing | Food Preparation | Natural Gas | Food Prep Other | E9 | Utility - Cost of Equipment | 0 | 0 | 0 | 0 | 0 | 0 | 0 | 0 | 0 | 0 | 0 | 0 | 0 | 0 | 0 | 0 | 0 | 0 | 0 | 0 | 0 | 0 | 0 | 0 | 0 | 0 | 0 | 0 | 0 | 0 | 0
F4_Commercial_Grocery_Existing_Food Preparation_Natural Gas_Food Prep Other_E10 | F4 | Commercial | Grocery | Existing | Food Preparation | Natural Gas | Food Prep Other | E10 | Utility - Cost of Equipment | 0 | 0 | 0 | 0 | 0 | 0 | 0 | 0 | 0 | 0 | 0 | 0 | 0 | 0 | 0 | 0 | 0 | 0 | 0 | 0 | 0 | 0 | 0 | 0 | 0 | 0 | 0 | 0 | 0 | 0 | 0
F5_Commercial_Grocery_Existing_Food Preparation_Natural Gas_Food Prep Other_E1 | F5 | Commercial | Grocery | Existing | Food Preparation | Natural Gas | Food Prep Other | E1 | Utility - Cost of Operation | 0.39058 | 0.39833 | 0.40386 | 0.40986 | 0.41849 | 0.39208 | 0.37144 | 0.36059 | 0.35669 | 0.35071 | 0.34667 | 0.36504 | 0.3267 | 0.34919 | 0.37806 | 0.40613 | 0.40718 | 0.40912 | 0.4013 | 0.40688 | 0.41078 | 0.41605 | 0.42267 | 0.1991 | 0.19513 | 0.19141 | 0.18791 | 0.18459 | 0.18142 | 0.17837 | 0.17543
F5_Commercial_Grocery_Existing_Food Preparation_Natural Gas_Food Prep Other_E2 | F5 | Commercial | Grocery | Existing | Food Preparation | Natural Gas | Food Prep Other | E2 | Utility - Cost of Operation | 0.39058 | 0.39832 | 0.40386 | 0.40986 | 0.41848 | 0.39208 | 0.37144 | 0.36059 | 0.35669 | 0.35071 | 0.34667 | 0.36504 | 0.32669 | 0.34919 | 0.37806 | 0.40613 | 0.40717 | 0.40912 | 0.4013 | 0.40688 | 0.41078 | 0.41605 | 0.42267 | 0.1991 | 0.19513 | 0.19141 | 0.18791 | 0.18459 | 0.18142 | 0.17837 | 0.17543
F5_Commercial_Grocery_Existing_Food Preparation_Natural Gas_Food Prep Other_E3 | F5 | Commercial | Grocery | Existing | Food Preparation | Natural Gas | Food Prep Other | E3 | Utility - Cost of Operation | 0 | 0 | 0 | 0 | 0 | 0 | 0 | 0 | 0 | 0 | 0 | 0 | 0 | 0 | 0 | 0 | 0 | 0 | 0 | 0 | 0 | 0 | 0 | 0 | 0 | 0 | 0 | 0 | 0 | 0 | 0
F5_Commercial_Grocery_Existing_Food Preparation_Natural Gas_Food Prep Other_E4 | F5 | Commercial | Grocery | Existing | Food Preparation | Natural Gas | Food Prep Other | E4 | Utility - Cost of Operation | 0 | 0 | 0 | 0 | 0 | 0 | 0 | 0 | 0 | 0 | 0 | 0 | 0 | 0 | 0 | 0 | 0 | 0 | 0 | 0 | 0 | 0 | 0 | 0 | 0 | 0 | 0 | 0 | 0 | 0 | 0
F5_Commercial_Grocery_Existing_Food Preparation_Natural Gas_Food Prep Other_E5 | F5 | Commercial | Grocery | Existing | Food Preparation | Natural Gas | Food Prep Other | E5 | Utility - Cost of Operation | 0 | 0 | 0 | 0 | 0 | 0 | 0 | 0 | 0 | 0 | 0 | 0 | 0 | 0 | 0 | 0 | 0 | 0 | 0 | 0 | 0 | 0 | 0 | 0 | 0 | 0 | 0 | 0 | 0 | 0 | 0
F5_Commercial_Grocery_Existing_Food Preparation_Natural Gas_Food Prep Other_E6 | F5 | Commercial | Grocery | Existing | Food Preparation | Natural Gas | Food Prep Other | E6 | Utility - Cost of Operation | 0 | 0 | 0 | 0 | 0 | 0 | 0 | 0 | 0 | 0 | 0 | 0 | 0 | 0 | 0 | 0 | 0 | 0 | 0 | 0 | 0 | 0 | 0 | 0 | 0 | 0 | 0 | 0 | 0 | 0 | 0
F5_Commercial_Grocery_Existing_Food Preparation_Natural Gas_Food Prep Other_E7 | F5 | Commercial | Grocery | Existing | Food Preparation | Natural Gas | Food Prep Other | E7 | Utility - Cost of Operation | 0 | 0 | 0 | 0 | 0 | 0 | 0 | 0 | 0 | 0 | 0 | 0 | 0 | 0 | 0 | 0 | 0 | 0 | 0 | 0 | 0 | 0 | 0 | 0 | 0 | 0 | 0 | 0 | 0 | 0 | 0
F5_Commercial_Grocery_Existing_Food Preparation_Natural Gas_Food Prep Other_E8 | F5 | Commercial | Grocery | Existing | Food Preparation | Natural Gas | Food Prep Other | E8 | Utility - Cost of Operation | 0 | 0 | 0 | 0 | 0 | 0 | 0 | 0 | 0 | 0 | 0 | 0 | 0 | 0 | 0 | 0 | 0 | 0 | 0 | 0 | 0 | 0 | 0 | 0 | 0 | 0 | 0 | 0 | 0 | 0 | 0
F5_Commercial_Grocery_Existing_Food Preparation_Natural Gas_Food Prep Other_E9 | F5 | Commercial | Grocery | Existing | Food Preparation | Natural Gas | Food Prep Other | E9 | Utility - Cost of Operation | 0 | 0 | 0 | 0 | 0 | 0 | 0 | 0 | 0 | 0 | 0 | 0 | 0 | 0 | 0 | 0 | 0 | 0 | 0 | 0 | 0 | 0 | 0 | 0 | 0 | 0 | 0 | 0 | 0 | 0 | 0
F5_Commercial_Grocery_Existing_Food Preparation_Natural Gas_Food Prep Other_E10 | F5 | Commercial | Grocery | Existing | Food Preparation | Natural Gas | Food Prep Other | E10 | Utility - Cost of Operation | 0 | 0 | 0 | 0 | 0 | 0 | 0 | 0 | 0 | 0 | 0 | 0 | 0 | 0 | 0 | 0 | 0 | 0 | 0 | 0 | 0 | 0 | 0 | 0 | 0 | 0 | 0 | 0 | 0 | 0 | 0
F6_Commercial_Grocery_Existing_Food Preparation_Natural Gas_Food Prep Other_E1 | F6 | Commercial | Grocery | Existing | Food Preparation | Natural Gas | Food Prep Other | E1 | Utility - Value of Sales | 0.46794 | 0.47722 | 0.48385 | 0.49104 | 0.50137 | 0.46974 | 0.44501 | 0.43201 | 0.42734 | 0.42017 | 0.41534 | 0.43734 | 0.3914 | 0.41836 | 0.45295 | 0.48657 | 0.48782 | 0.49015 | 0.48079 | 0.48747 | 0.49214 | 0.49846 | 0.50639 | 0.23853 | 0.23378 | 0.22932 | 0.22513 | 0.22115 | 0.21736 | 0.2137 | 0.21018
F6_Commercial_Grocery_Existing_Food Preparation_Natural Gas_Food Prep Other_E2 | F6 | Commercial | Grocery | Existing | Food Preparation | Natural Gas | Food Prep Other | E2 | Utility - Value of Sales | 0.46794 | 0.47722 | 0.48385 | 0.49104 | 0.50137 | 0.46973 | 0.44501 | 0.43201 | 0.42734 | 0.42017 | 0.41533 | 0.43734 | 0.3914 | 0.41835 | 0.45294 | 0.48657 | 0.48782 | 0.49015 | 0.48078 | 0.48746 | 0.49214 | 0.49845 | 0.50639 | 0.23853 | 0.23377 | 0.22932 | 0.22513 | 0.22115 | 0.21735 | 0.2137 | 0.21017
F6_Commercial_Grocery_Existing_Food Preparation_Natural Gas_Food Prep Other_E3 | F6 | Commercial | Grocery | Existing | Food Preparation | Natural Gas | Food Prep Other | E3 | Utility - Value of Sales | 0 | 0 | 0 | 0 | 0 | 0 | 0 | 0 | 0 | 0 | 0 | 0 | 0 | 0 | 0 | 0 | 0 | 0 | 0 | 0 | 0 | 0 | 0 | 0 | 0 | 0 | 0 | 0 | 0 | 0 | 0
F6_Commercial_Grocery_Existing_Food Preparation_Natural Gas_Food Prep Other_E4 | F6 | Commercial | Grocery | Existing | Food Preparation | Natural Gas | Food Prep Other | E4 | Utility - Value of Sales | 0 | 0 | 0 | 0 | 0 | 0 | 0 | 0 | 0 | 0 | 0 | 0 | 0 | 0 | 0 | 0 | 0 | 0 | 0 | 0 | 0 | 0 | 0 | 0 | 0 | 0 | 0 | 0 | 0 | 0 | 0
F6_Commercial_Grocery_Existing_Food Preparation_Natural Gas_Food Prep Other_E5 | F6 | Commercial | Grocery | Existing | Food Preparation | Natural Gas | Food Prep Other | E5 | Utility - Value of Sales | 0 | 0 | 0 | 0 | 0 | 0 | 0 | 0 | 0 | 0 | 0 | 0 | 0 | 0 | 0 | 0 | 0 | 0 | 0 | 0 | 0 | 0 | 0 | 0 | 0 | 0 | 0 | 0 | 0 | 0 | 0
F6_Commercial_Grocery_Existing_Food Preparation_Natural Gas_Food Prep Other_E6 | F6 | Commercial | Grocery | Existing | Food Preparation | Natural Gas | Food Prep Other | E6 | Utility - Value of Sales | 0 | 0 | 0 | 0 | 0 | 0 | 0 | 0 | 0 | 0 | 0 | 0 | 0 | 0 | 0 | 0 | 0 | 0 | 0 | 0 | 0 | 0 | 0 | 0 | 0 | 0 | 0 | 0 | 0 | 0 | 0
F6_Commercial_Grocery_Existing_Food Preparation_Natural Gas_Food Prep Other_E7 | F6 | Commercial | Grocery | Existing | Food Preparation | Natural Gas | Food Prep Other | E7 | Utility - Value of Sales | 0 | 0 | 0 | 0 | 0 | 0 | 0 | 0 | 0 | 0 | 0 | 0 | 0 | 0 | 0 | 0 | 0 | 0 | 0 | 0 | 0 | 0 | 0 | 0 | 0 | 0 | 0 | 0 | 0 | 0 | 0
F6_Commercial_Grocery_Existing_Food Preparation_Natural Gas_Food Prep Other_E8 | F6 | Commercial | Grocery | Existing | Food Preparation | Natural Gas | Food Prep Other | E8 | Utility - Value of Sales | 0 | 0 | 0 | 0 | 0 | 0 | 0 | 0 | 0 | 0 | 0 | 0 | 0 | 0 | 0 | 0 | 0 | 0 | 0 | 0 | 0 | 0 | 0 | 0 | 0 | 0 | 0 | 0 | 0 | 0 | 0
F6_Commercial_Grocery_Existing_Food Preparation_Natural Gas_Food Prep Other_E9 | F6 | Commercial | Grocery | Existing | Food Preparation | Natural Gas | Food Prep Other | E9 | Utility - Value of Sales | 0 | 0 | 0 | 0 | 0 | 0 | 0 | 0 | 0 | 0 | 0 | 0 | 0 | 0 | 0 | 0 | 0 | 0 | 0 | 0 | 0 | 0 | 0 | 0 | 0 | 0 | 0 | 0 | 0 | 0 | 0
F6_Commercial_Grocery_Existing_Food Preparation_Natural Gas_Food Prep Other_E10 | F6 | Commercial | Grocery | Existing | Food Preparation | Natural Gas | Food Prep Other | E10 | Utility - Value of Sales | 0 | 0 | 0 | 0 | 0 | 0 | 0 | 0 | 0 | 0 | 0 | 0 | 0 | 0 | 0 | 0 | 0 | 0 | 0 | 0 | 0 | 0 | 0 | 0 | 0 | 0 | 0 | 0 | 0 | 0 | 0
F1_Commercial_Grocery_Existing_Miscellaneous_Natural Gas_Pool Heater_E1 | F1 | Commercial | Grocery | Existing | Miscellaneous | Natural Gas | Pool Heater | E1 | Participant - Cost of Equipment | 0.0001056 | 0.0001056 | 0.0001056 | 0.0001056 | 0.0001056 | 0.0001056 | 0.0001056 | 0.0001056 | 0.0001056 | 0.0001056 | 0.0001056 | 0.0001056 | 0.0001056 | 0.0001056 | 0.0001056 | 0.0001056 | 0.0001056 | 0.0001056 | 0.0001056 | 0.0001056 | 0.0001056 | 0.0001056 | 0.0001056 | 0.0001056 | 0.0001056 | 0.0001056 | 0.0001056 | 0.0001056 | 0.0001056 | 0.0001056 | 0.0001056
F1_Commercial_Grocery_Existing_Miscellaneous_Natural Gas_Pool Heater_E2 | F1 | Commercial | Grocery | Existing | Miscellaneous | Natural Gas | Pool Heater | E2 | Participant - Cost of Equipment | 0.0001729 | 0.0001729 | 0.0001729 | 0.0001729 | 0.0001729 | 0.0001729 | 0.0001729 | 0.0001729 | 0.0001729 | 0.0001729 | 0.0001729 | 0.0001729 | 0.0001729 | 0.0001729 | 0.0001729 | 0.0001729 | 0.0001729 | 0.0001729 | 0.0001729 | 0.0001729 | 0.0001729 | 0.0001729 | 0.0001729 | 0.0001729 | 0.0001729 | 0.0001729 | 0.0001729 | 0.0001729 | 0.0001729 | 0.0001729 | 0.0001729
F1_Commercial_Grocery_Existing_Miscellaneous_Natural Gas_Pool Heater_E3 | F1 | Commercial | Grocery | Existing | Miscellaneous | Natural Gas | Pool Heater | E3 | Participant - Cost of Equipment | 0 | 0 | 0 | 0 | 0 | 0 | 0 | 0 | 0 | 0 | 0 | 0 | 0 | 0 | 0 | 0 | 0 | 0 | 0 | 0 | 0 | 0 | 0 | 0 | 0 | 0 | 0 | 0 | 0 | 0 | 0
F1_Commercial_Grocery_Existing_Miscellaneous_Natural Gas_Pool Heater_E4 | F1 | Commercial | Grocery | Existing | Miscellaneous | Natural Gas | Pool Heater | E4 | Participant - Cost of Equipment | 0 | 0 | 0 | 0 | 0 | 0 | 0 | 0 | 0 | 0 | 0 | 0 | 0 | 0 | 0 | 0 | 0 | 0 | 0 | 0 | 0 | 0 | 0 | 0 | 0 | 0 | 0 | 0 | 0 | 0 | 0
F1_Commercial_Grocery_Existing_Miscellaneous_Natural Gas_Pool Heater_E5 | F1 | Commercial | Grocery | Existing | Miscellaneous | Natural Gas | Pool Heater | E5 | Participant - Cost of Equipment | 0 | 0 | 0 | 0 | 0 | 0 | 0 | 0 | 0 | 0 | 0 | 0 | 0 | 0 | 0 | 0 | 0 | 0 | 0 | 0 | 0 | 0 | 0 | 0 | 0 | 0 | 0 | 0 | 0 | 0 | 0
F1_Commercial_Grocery_Existing_Miscellaneous_Natural Gas_Pool Heater_E6 | F1 | Commercial | Grocery | Existing | Miscellaneous | Natural Gas | Pool Heater | E6 | Participant - Cost of Equipment | 0 | 0 | 0 | 0 | 0 | 0 | 0 | 0 | 0 | 0 | 0 | 0 | 0 | 0 | 0 | 0 | 0 | 0 | 0 | 0 | 0 | 0 | 0 | 0 | 0 | 0 | 0 | 0 | 0 | 0 | 0
F1_Commercial_Grocery_Existing_Miscellaneous_Natural Gas_Pool Heater_E7 | F1 | Commercial | Grocery | Existing | Miscellaneous | Natural Gas | Pool Heater | E7 | Participant - Cost of Equipment | 0 | 0 | 0 | 0 | 0 | 0 | 0 | 0 | 0 | 0 | 0 | 0 | 0 | 0 | 0 | 0 | 0 | 0 | 0 | 0 | 0 | 0 | 0 | 0 | 0 | 0 | 0 | 0 | 0 | 0 | 0
F1_Commercial_Grocery_Existing_Miscellaneous_Natural Gas_Pool Heater_E8 | F1 | Commercial | Grocery | Existing | Miscellaneous | Natural Gas | Pool Heater | E8 | Participant - Cost of Equipment | 0 | 0 | 0 | 0 | 0 | 0 | 0 | 0 | 0 | 0 | 0 | 0 | 0 | 0 | 0 | 0 | 0 | 0 | 0 | 0 | 0 | 0 | 0 | 0 | 0 | 0 | 0 | 0 | 0 | 0 | 0
F1_Commercial_Grocery_Existing_Miscellaneous_Natural Gas_Pool Heater_E9 | F1 | Commercial | Grocery | Existing | Miscellaneous | Natural Gas | Pool Heater | E9 | Participant - Cost of Equipment | 0 | 0 | 0 | 0 | 0 | 0 | 0 | 0 | 0 | 0 | 0 | 0 | 0 | 0 | 0 | 0 | 0 | 0 | 0 | 0 | 0 | 0 | 0 | 0 | 0 | 0 | 0 | 0 | 0 | 0 | 0
F1_Commercial_Grocery_Existing_Miscellaneous_Natural Gas_Pool Heater_E10 | F1 | Commercial | Grocery | Existing | Miscellaneous | Natural Gas | Pool Heater | E10 | Participant - Cost of Equipment | 0 | 0 | 0 | 0 | 0 | 0 | 0 | 0 | 0 | 0 | 0 | 0 | 0 | 0 | 0 | 0 | 0 | 0 | 0 | 0 | 0 | 0 | 0 | 0 | 0 | 0 | 0 | 0 | 0 | 0 | 0
F2_Commercial_Grocery_Existing_Miscellaneous_Natural Gas_Pool Heater_E1 | F2 | Commercial | Grocery | Existing | Miscellaneous | Natural Gas | Pool Heater | E1 | Participant - Cost of Operation | 0.00048756 | 0.00050558 | 0.00051277 | 0.00051447 | 0.00053393 | 0.00050335 | 0.00048219 | 0.0004816 | 0.00049583 | 0.00048748 | 0.00048519 | 0.00047996 | 0.00036011 | 0.00035134 | 0.00034878 | 0.00039422 | 0.00045019 | 0.00051319 | 0.00056344 | 0.00064593 | 0.00065608 | 0.00066867 | 0.00068369 | 0.00025798 | 0.00025249 | 0.00024741 | 0.00024268 | 0.00023824 | 0.00023403 | 0.00023002 | 0.00022616
F2_Commercial_Grocery_Existing_Miscellaneous_Natural Gas_Pool Heater_E2 | F2 | Commercial | Grocery | Existing | Miscellaneous | Natural Gas | Pool Heater | E2 | Participant - Cost of Operation | 0.00041442 | 0.00042974 | 0.00043585 | 0.0004373 | 0.00045384 | 0.00042784 | 0.00040986 | 0.00040936 | 0.00042146 | 0.00041436 | 0.00041242 | 0.00040797 | 0.00030609 | 0.00029864 | 0.00029646 | 0.00033508 | 0.00038266 | 0.00043621 | 0.00047892 | 0.00054904 | 0.00055767 | 0.00056837 | 0.00058113 | 0.00021928 | 0.00021462 | 0.0002103 | 0.00020628 | 0.0002025 | 0.00019893 | 0.00019552 | 0.00019224
F2_Commercial_Grocery_Existing_Miscellaneous_Natural Gas_Pool Heater_E3 | F2 | Commercial | Grocery | Existing | Miscellaneous | Natural Gas | Pool Heater | E3 | Participant - Cost of Operation | 0 | 0 | 0 | 0 | 0 | 0 | 0 | 0 | 0 | 0 | 0 | 0 | 0 | 0 | 0 | 0 | 0 | 0 | 0 | 0 | 0 | 0 | 0 | 0 | 0 | 0 | 0 | 0 | 0 | 0 | 0
F2_Commercial_Grocery_Existing_Miscellaneous_Natural Gas_Pool Heater_E4 | F2 | Commercial | Grocery | Existing | Miscellaneous | Natural Gas | Pool Heater | E4 | Participant - Cost of Operation | 0 | 0 | 0 | 0 | 0 | 0 | 0 | 0 | 0 | 0 | 0 | 0 | 0 | 0 | 0 | 0 | 0 | 0 | 0 | 0 | 0 | 0 | 0 | 0 | 0 | 0 | 0 | 0 | 0 | 0 | 0
F2_Commercial_Grocery_Existing_Miscellaneous_Natural Gas_Pool Heater_E5 | F2 | Commercial | Grocery | Existing | Miscellaneous | Natural Gas | Pool Heater | E5 | Participant - Cost of Operation | 0 | 0 | 0 | 0 | 0 | 0 | 0 | 0 | 0 | 0 | 0 | 0 | 0 | 0 | 0 | 0 | 0 | 0 | 0 | 0 | 0 | 0 | 0 | 0 | 0 | 0 | 0 | 0 | 0 | 0 | 0
F2_Commercial_Grocery_Existing_Miscellaneous_Natural Gas_Pool Heater_E6 | F2 | Commercial | Grocery | Existing | Miscellaneous | Natural Gas | Pool Heater | E6 | Participant - Cost of Operation | 0 | 0 | 0 | 0 | 0 | 0 | 0 | 0 | 0 | 0 | 0 | 0 | 0 | 0 | 0 | 0 | 0 | 0 | 0 | 0 | 0 | 0 | 0 | 0 | 0 | 0 | 0 | 0 | 0 | 0 | 0
F2_Commercial_Grocery_Existing_Miscellaneous_Natural Gas_Pool Heater_E7 | F2 | Commercial | Grocery | Existing | Miscellaneous | Natural Gas | Pool Heater | E7 | Participant - Cost of Operation | 0 | 0 | 0 | 0 | 0 | 0 | 0 | 0 | 0 | 0 | 0 | 0 | 0 | 0 | 0 | 0 | 0 | 0 | 0 | 0 | 0 | 0 | 0 | 0 | 0 | 0 | 0 | 0 | 0 | 0 | 0
F2_Commercial_Grocery_Existing_Miscellaneous_Natural Gas_Pool Heater_E8 | F2 | Commercial | Grocery | Existing | Miscellaneous | Natural Gas | Pool Heater | E8 | Participant - Cost of Operation | 0 | 0 | 0 | 0 | 0 | 0 | 0 | 0 | 0 | 0 | 0 | 0 | 0 | 0 | 0 | 0 | 0 | 0 | 0 | 0 | 0 | 0 | 0 | 0 | 0 | 0 | 0 | 0 | 0 | 0 | 0
F2_Commercial_Grocery_Existing_Miscellaneous_Natural Gas_Pool Heater_E9 | F2 | Commercial | Grocery | Existing | Miscellaneous | Natural Gas | Pool Heater | E9 | Participant - Cost of Operation | 0 | 0 | 0 | 0 | 0 | 0 | 0 | 0 | 0 | 0 | 0 | 0 | 0 | 0 | 0 | 0 | 0 | 0 | 0 | 0 | 0 | 0 | 0 | 0 | 0 | 0 | 0 | 0 | 0 | 0 | 0
F2_Commercial_Grocery_Existing_Miscellaneous_Natural Gas_Pool Heater_E10 | F2 | Commercial | Grocery | Existing | Miscellaneous | Natural Gas | Pool Heater | E10 | Participant - Cost of Operation | 0 | 0 | 0 | 0 | 0 | 0 | 0 | 0 | 0 | 0 | 0 | 0 | 0 | 0 | 0 | 0 | 0 | 0 | 0 | 0 | 0 | 0 | 0 | 0 | 0 | 0 | 0 | 0 | 0 | 0 | 0
F3_Commercial_Grocery_Existing_Miscellaneous_Natural Gas_Pool Heater_E1 | F3 | Commercial | Grocery | Existing | Miscellaneous | Natural Gas | Pool Heater | E1 | System - kBTUs of Conusmption | 0.041167 | 0.041331 | 0.041226 | 0.041155 | 0.041155 | 0.041155 | 0.041155 | 0.041155 | 0.041155 | 0.041155 | 0.041155 | 0.041155 | 0.041155 | 0.041155 | 0.041155 | 0.041155 | 0.041155 | 0.041155 | 0.041155 | 0.041155 | 0.041155 | 0.041155 | 0.041155 | 0.041155 | 0.041155 | 0.041155 | 0.041155 | 0.041155 | 0.041155 | 0.041155 | 0.041155
F3_Commercial_Grocery_Existing_Miscellaneous_Natural Gas_Pool Heater_E2 | F3 | Commercial | Grocery | Existing | Miscellaneous | Natural Gas | Pool Heater | E2 | System - kBTUs of Conusmption | 0.034992 | 0.035131 | 0.035042 | 0.034982 | 0.034982 | 0.034982 | 0.034982 | 0.034982 | 0.034982 | 0.034982 | 0.034982 | 0.034982 | 0.034982 | 0.034982 | 0.034982 | 0.034982 | 0.034982 | 0.034982 | 0.034982 | 0.034982 | 0.034982 | 0.034982 | 0.034982 | 0.034982 | 0.034982 | 0.034982 | 0.034982 | 0.034982 | 0.034982 | 0.034982 | 0.034982
F3_Commercial_Grocery_Existing_Miscellaneous_Natural Gas_Pool Heater_E3 | F3 | Commercial | Grocery | Existing | Miscellaneous | Natural Gas | Pool Heater | E3 | System - kBTUs of Conusmption | 0 | 0 | 0 | 0 | 0 | 0 | 0 | 0 | 0 | 0 | 0 | 0 | 0 | 0 | 0 | 0 | 0 | 0 | 0 | 0 | 0 | 0 | 0 | 0 | 0 | 0 | 0 | 0 | 0 | 0 | 0
F3_Commercial_Grocery_Existing_Miscellaneous_Natural Gas_Pool Heater_E4 | F3 | Commercial | Grocery | Existing | Miscellaneous | Natural Gas | Pool Heater | E4 | System - kBTUs of Conusmption | 0 | 0 | 0 | 0 | 0 | 0 | 0 | 0 | 0 | 0 | 0 | 0 | 0 | 0 | 0 | 0 | 0 | 0 | 0 | 0 | 0 | 0 | 0 | 0 | 0 | 0 | 0 | 0 | 0 | 0 | 0
F3_Commercial_Grocery_Existing_Miscellaneous_Natural Gas_Pool Heater_E5 | F3 | Commercial | Grocery | Existing | Miscellaneous | Natural Gas | Pool Heater | E5 | System - kBTUs of Conusmption | 0 | 0 | 0 | 0 | 0 | 0 | 0 | 0 | 0 | 0 | 0 | 0 | 0 | 0 | 0 | 0 | 0 | 0 | 0 | 0 | 0 | 0 | 0 | 0 | 0 | 0 | 0 | 0 | 0 | 0 | 0
F3_Commercial_Grocery_Existing_Miscellaneous_Natural Gas_Pool Heater_E6 | F3 | Commercial | Grocery | Existing | Miscellaneous | Natural Gas | Pool Heater | E6 | System - kBTUs of Conusmption | 0 | 0 | 0 | 0 | 0 | 0 | 0 | 0 | 0 | 0 | 0 | 0 | 0 | 0 | 0 | 0 | 0 | 0 | 0 | 0 | 0 | 0 | 0 | 0 | 0 | 0 | 0 | 0 | 0 | 0 | 0
F3_Commercial_Grocery_Existing_Miscellaneous_Natural Gas_Pool Heater_E7 | F3 | Commercial | Grocery | Existing | Miscellaneous | Natural Gas | Pool Heater | E7 | System - kBTUs of Conusmption | 0 | 0 | 0 | 0 | 0 | 0 | 0 | 0 | 0 | 0 | 0 | 0 | 0 | 0 | 0 | 0 | 0 | 0 | 0 | 0 | 0 | 0 | 0 | 0 | 0 | 0 | 0 | 0 | 0 | 0 | 0
F3_Commercial_Grocery_Existing_Miscellaneous_Natural Gas_Pool Heater_E8 | F3 | Commercial | Grocery | Existing | Miscellaneous | Natural Gas | Pool Heater | E8 | System - kBTUs of Conusmption | 0 | 0 | 0 | 0 | 0 | 0 | 0 | 0 | 0 | 0 | 0 | 0 | 0 | 0 | 0 | 0 | 0 | 0 | 0 | 0 | 0 | 0 | 0 | 0 | 0 | 0 | 0 | 0 | 0 | 0 | 0
F3_Commercial_Grocery_Existing_Miscellaneous_Natural Gas_Pool Heater_E9 | F3 | Commercial | Grocery | Existing | Miscellaneous | Natural Gas | Pool Heater | E9 | System - kBTUs of Conusmption | 0 | 0 | 0 | 0 | 0 | 0 | 0 | 0 | 0 | 0 | 0 | 0 | 0 | 0 | 0 | 0 | 0 | 0 | 0 | 0 | 0 | 0 | 0 | 0 | 0 | 0 | 0 | 0 | 0 | 0 | 0
F3_Commercial_Grocery_Existing_Miscellaneous_Natural Gas_Pool Heater_E10 | F3 | Commercial | Grocery | Existing | Miscellaneous | Natural Gas | Pool Heater | E10 | System - kBTUs of Conusmption | 0 | 0 | 0 | 0 | 0 | 0 | 0 | 0 | 0 | 0 | 0 | 0 | 0 | 0 | 0 | 0 | 0 | 0 | 0 | 0 | 0 | 0 | 0 | 0 | 0 | 0 | 0 | 0 | 0 | 0 | 0
F4_Commercial_Grocery_Existing_Miscellaneous_Natural Gas_Pool Heater_E1 | F4 | Commercial | Grocery | Existing | Miscellaneous | Natural Gas | Pool Heater | E1 | Utility - Cost of Equipment | 0.0001056 | 0.0001056 | 0.0001056 | 0.0001056 | 0.0001056 | 0.0001056 | 0.0001056 | 0.0001056 | 0.0001056 | 0.0001056 | 0.0001056 | 0.0001056 | 0.0001056 | 0.0001056 | 0.0001056 | 0.0001056 | 0.0001056 | 0.0001056 | 0.0001056 | 0.0001056 | 0.0001056 | 0.0001056 | 0.0001056 | 0.0001056 | 0.0001056 | 0.0001056 | 0.0001056 | 0.0001056 | 0.0001056 | 0.0001056 | 0.0001056
F4_Commercial_Grocery_Existing_Miscellaneous_Natural Gas_Pool Heater_E2 | F4 | Commercial | Grocery | Existing | Miscellaneous | Natural Gas | Pool Heater | E2 | Utility - Cost of Equipment | 0.0001729 | 0.0001729 | 0.0001729 | 0.0001729 | 0.0001729 | 0.0001729 | 0.0001729 | 0.0001729 | 0.0001729 | 0.0001729 | 0.0001729 | 0.0001729 | 0.0001729 | 0.0001729 | 0.0001729 | 0.0001729 | 0.0001729 | 0.0001729 | 0.0001729 | 0.0001729 | 0.0001729 | 0.0001729 | 0.0001729 | 0.0001729 | 0.0001729 | 0.0001729 | 0.0001729 | 0.0001729 | 0.0001729 | 0.0001729 | 0.0001729
F4_Commercial_Grocery_Existing_Miscellaneous_Natural Gas_Pool Heater_E3 | F4 | Commercial | Grocery | Existing | Miscellaneous | Natural Gas | Pool Heater | E3 | Utility - Cost of Equipment | 0 | 0 | 0 | 0 | 0 | 0 | 0 | 0 | 0 | 0 | 0 | 0 | 0 | 0 | 0 | 0 | 0 | 0 | 0 | 0 | 0 | 0 | 0 | 0 | 0 | 0 | 0 | 0 | 0 | 0 | 0
F4_Commercial_Grocery_Existing_Miscellaneous_Natural Gas_Pool Heater_E4 | F4 | Commercial | Grocery | Existing | Miscellaneous | Natural Gas | Pool Heater | E4 | Utility - Cost of Equipment | 0 | 0 | 0 | 0 | 0 | 0 | 0 | 0 | 0 | 0 | 0 | 0 | 0 | 0 | 0 | 0 | 0 | 0 | 0 | 0 | 0 | 0 | 0 | 0 | 0 | 0 | 0 | 0 | 0 | 0 | 0
F4_Commercial_Grocery_Existing_Miscellaneous_Natural Gas_Pool Heater_E5 | F4 | Commercial | Grocery | Existing | Miscellaneous | Natural Gas | Pool Heater | E5 | Utility - Cost of Equipment | 0 | 0 | 0 | 0 | 0 | 0 | 0 | 0 | 0 | 0 | 0 | 0 | 0 | 0 | 0 | 0 | 0 | 0 | 0 | 0 | 0 | 0 | 0 | 0 | 0 | 0 | 0 | 0 | 0 | 0 | 0
F4_Commercial_Grocery_Existing_Miscellaneous_Natural Gas_Pool Heater_E6 | F4 | Commercial | Grocery | Existing | Miscellaneous | Natural Gas | Pool Heater | E6 | Utility - Cost of Equipment | 0 | 0 | 0 | 0 | 0 | 0 | 0 | 0 | 0 | 0 | 0 | 0 | 0 | 0 | 0 | 0 | 0 | 0 | 0 | 0 | 0 | 0 | 0 | 0 | 0 | 0 | 0 | 0 | 0 | 0 | 0
F4_Commercial_Grocery_Existing_Miscellaneous_Natural Gas_Pool Heater_E7 | F4 | Commercial | Grocery | Existing | Miscellaneous | Natural Gas | Pool Heater | E7 | Utility - Cost of Equipment | 0 | 0 | 0 | 0 | 0 | 0 | 0 | 0 | 0 | 0 | 0 | 0 | 0 | 0 | 0 | 0 | 0 | 0 | 0 | 0 | 0 | 0 | 0 | 0 | 0 | 0 | 0 | 0 | 0 | 0 | 0
F4_Commercial_Grocery_Existing_Miscellaneous_Natural Gas_Pool Heater_E8 | F4 | Commercial | Grocery | Existing | Miscellaneous | Natural Gas | Pool Heater | E8 | Utility - Cost of Equipment | 0 | 0 | 0 | 0 | 0 | 0 | 0 | 0 | 0 | 0 | 0 | 0 | 0 | 0 | 0 | 0 | 0 | 0 | 0 | 0 | 0 | 0 | 0 | 0 | 0 | 0 | 0 | 0 | 0 | 0 | 0
F4_Commercial_Grocery_Existing_Miscellaneous_Natural Gas_Pool Heater_E9 | F4 | Commercial | Grocery | Existing | Miscellaneous | Natural Gas | Pool Heater | E9 | Utility - Cost of Equipment | 0 | 0 | 0 | 0 | 0 | 0 | 0 | 0 | 0 | 0 | 0 | 0 | 0 | 0 | 0 | 0 | 0 | 0 | 0 | 0 | 0 | 0 | 0 | 0 | 0 | 0 | 0 | 0 | 0 | 0 | 0
F4_Commercial_Grocery_Existing_Miscellaneous_Natural Gas_Pool Heater_E10 | F4 | Commercial | Grocery | Existing | Miscellaneous | Natural Gas | Pool Heater | E10 | Utility - Cost of Equipment | 0 | 0 | 0 | 0 | 0 | 0 | 0 | 0 | 0 | 0 | 0 | 0 | 0 | 0 | 0 | 0 | 0 | 0 | 0 | 0 | 0 | 0 | 0 | 0 | 0 | 0 | 0 | 0 | 0 | 0 | 0
F5_Commercial_Grocery_Existing_Miscellaneous_Natural Gas_Pool Heater_E1 | F5 | Commercial | Grocery | Existing | Miscellaneous | Natural Gas | Pool Heater | E1 | Utility - Cost of Operation | 0.00040695 | 0.000422 | 0.000428 | 0.00042942 | 0.00044566 | 0.00042013 | 0.00040247 | 0.00040198 | 0.00041386 | 0.00040689 | 0.00040498 | 0.00040061 | 0.00030057 | 0.00029325 | 0.00029112 | 0.00032904 | 0.00037576 | 0.00042835 | 0.00047029 | 0.00053914 | 0.00054762 | 0.00055812 | 0.00057066 | 0.00021533 | 0.00021075 | 0.00020651 | 0.00020256 | 0.00019885 | 0.00019534 | 0.00019199 | 0.00018877
F5_Commercial_Grocery_Existing_Miscellaneous_Natural Gas_Pool Heater_E2 | F5 | Commercial | Grocery | Existing | Miscellaneous | Natural Gas | Pool Heater | E2 | Utility - Cost of Operation | 0.00034591 | 0.0003587 | 0.0003638 | 0.00036501 | 0.00037881 | 0.00035711 | 0.0003421 | 0.00034169 | 0.00035178 | 0.00034586 | 0.00034423 | 0.00034052 | 0.00025549 | 0.00024927 | 0.00024745 | 0.00027969 | 0.0003194 | 0.0003641 | 0.00039975 | 0.00045827 | 0.00046548 | 0.0004744 | 0.00048506 | 0.00018303 | 0.00017914 | 0.00017553 | 0.00017218 | 0.00016902 | 0.00016604 | 0.00016319 | 0.00016046
F5_Commercial_Grocery_Existing_Miscellaneous_Natural Gas_Pool Heater_E3 | F5 | Commercial | Grocery | Existing | Miscellaneous | Natural Gas | Pool Heater | E3 | Utility - Cost of Operation | 0 | 0 | 0 | 0 | 0 | 0 | 0 | 0 | 0 | 0 | 0 | 0 | 0 | 0 | 0 | 0 | 0 | 0 | 0 | 0 | 0 | 0 | 0 | 0 | 0 | 0 | 0 | 0 | 0 | 0 | 0
F5_Commercial_Grocery_Existing_Miscellaneous_Natural Gas_Pool Heater_E4 | F5 | Commercial | Grocery | Existing | Miscellaneous | Natural Gas | Pool Heater | E4 | Utility - Cost of Operation | 0 | 0 | 0 | 0 | 0 | 0 | 0 | 0 | 0 | 0 | 0 | 0 | 0 | 0 | 0 | 0 | 0 | 0 | 0 | 0 | 0 | 0 | 0 | 0 | 0 | 0 | 0 | 0 | 0 | 0 | 0
F5_Commercial_Grocery_Existing_Miscellaneous_Natural Gas_Pool Heater_E5 | F5 | Commercial | Grocery | Existing | Miscellaneous | Natural Gas | Pool Heater | E5 | Utility - Cost of Operation | 0 | 0 | 0 | 0 | 0 | 0 | 0 | 0 | 0 | 0 | 0 | 0 | 0 | 0 | 0 | 0 | 0 | 0 | 0 | 0 | 0 | 0 | 0 | 0 | 0 | 0 | 0 | 0 | 0 | 0 | 0
F5_Commercial_Grocery_Existing_Miscellaneous_Natural Gas_Pool Heater_E6 | F5 | Commercial | Grocery | Existing | Miscellaneous | Natural Gas | Pool Heater | E6 | Utility - Cost of Operation | 0 | 0 | 0 | 0 | 0 | 0 | 0 | 0 | 0 | 0 | 0 | 0 | 0 | 0 | 0 | 0 | 0 | 0 | 0 | 0 | 0 | 0 | 0 | 0 | 0 | 0 | 0 | 0 | 0 | 0 | 0
F5_Commercial_Grocery_Existing_Miscellaneous_Natural Gas_Pool Heater_E7 | F5 | Commercial | Grocery | Existing | Miscellaneous | Natural Gas | Pool Heater | E7 | Utility - Cost of Operation | 0 | 0 | 0 | 0 | 0 | 0 | 0 | 0 | 0 | 0 | 0 | 0 | 0 | 0 | 0 | 0 | 0 | 0 | 0 | 0 | 0 | 0 | 0 | 0 | 0 | 0 | 0 | 0 | 0 | 0 | 0
F5_Commercial_Grocery_Existing_Miscellaneous_Natural Gas_Pool Heater_E8 | F5 | Commercial | Grocery | Existing | Miscellaneous | Natural Gas | Pool Heater | E8 | Utility - Cost of Operation | 0 | 0 | 0 | 0 | 0 | 0 | 0 | 0 | 0 | 0 | 0 | 0 | 0 | 0 | 0 | 0 | 0 | 0 | 0 | 0 | 0 | 0 | 0 | 0 | 0 | 0 | 0 | 0 | 0 | 0 | 0
F5_Commercial_Grocery_Existing_Miscellaneous_Natural Gas_Pool Heater_E9 | F5 | Commercial | Grocery | Existing | Miscellaneous | Natural Gas | Pool Heater | E9 | Utility - Cost of Operation | 0 | 0 | 0 | 0 | 0 | 0 | 0 | 0 | 0 | 0 | 0 | 0 | 0 | 0 | 0 | 0 | 0 | 0 | 0 | 0 | 0 | 0 | 0 | 0 | 0 | 0 | 0 | 0 | 0 | 0 | 0
F5_Commercial_Grocery_Existing_Miscellaneous_Natural Gas_Pool Heater_E10 | F5 | Commercial | Grocery | Existing | Miscellaneous | Natural Gas | Pool Heater | E10 | Utility - Cost of Operation | 0 | 0 | 0 | 0 | 0 | 0 | 0 | 0 | 0 | 0 | 0 | 0 | 0 | 0 | 0 | 0 | 0 | 0 | 0 | 0 | 0 | 0 | 0 | 0 | 0 | 0 | 0 | 0 | 0 | 0 | 0
F6_Commercial_Grocery_Existing_Miscellaneous_Natural Gas_Pool Heater_E1 | F6 | Commercial | Grocery | Existing | Miscellaneous | Natural Gas | Pool Heater | E1 | Utility - Value of Sales | 0.00048756 | 0.00050558 | 0.00051277 | 0.00051447 | 0.00053393 | 0.00050335 | 0.00048219 | 0.0004816 | 0.00049583 | 0.00048748 | 0.00048519 | 0.00047996 | 0.00036011 | 0.00035134 | 0.00034878 | 0.00039422 | 0.00045019 | 0.00051319 | 0.00056344 | 0.00064593 | 0.00065608 | 0.00066867 | 0.00068369 | 0.00025798 | 0.00025249 | 0.00024741 | 0.00024268 | 0.00023824 | 0.00023403 | 0.00023002 | 0.00022616
F6_Commercial_Grocery_Existing_Miscellaneous_Natural Gas_Pool Heater_E2 | F6 | Commercial | Grocery | Existing | Miscellaneous | Natural Gas | Pool Heater | E2 | Utility - Value of Sales | 0.00041442 | 0.00042974 | 0.00043585 | 0.0004373 | 0.00045384 | 0.00042784 | 0.00040986 | 0.00040936 | 0.00042146 | 0.00041436 | 0.00041242 | 0.00040797 | 0.00030609 | 0.00029864 | 0.00029646 | 0.00033508 | 0.00038266 | 0.00043621 | 0.00047892 | 0.00054904 | 0.00055767 | 0.00056837 | 0.00058113 | 0.00021928 | 0.00021462 | 0.0002103 | 0.00020628 | 0.0002025 | 0.00019893 | 0.00019552 | 0.00019224
F6_Commercial_Grocery_Existing_Miscellaneous_Natural Gas_Pool Heater_E3 | F6 | Commercial | Grocery | Existing | Miscellaneous | Natural Gas | Pool Heater | E3 | Utility - Value of Sales | 0 | 0 | 0 | 0 | 0 | 0 | 0 | 0 | 0 | 0 | 0 | 0 | 0 | 0 | 0 | 0 | 0 | 0 | 0 | 0 | 0 | 0 | 0 | 0 | 0 | 0 | 0 | 0 | 0 | 0 | 0
F6_Commercial_Grocery_Existing_Miscellaneous_Natural Gas_Pool Heater_E4 | F6 | Commercial | Grocery | Existing | Miscellaneous | Natural Gas | Pool Heater | E4 | Utility - Value of Sales | 0 | 0 | 0 | 0 | 0 | 0 | 0 | 0 | 0 | 0 | 0 | 0 | 0 | 0 | 0 | 0 | 0 | 0 | 0 | 0 | 0 | 0 | 0 | 0 | 0 | 0 | 0 | 0 | 0 | 0 | 0
F6_Commercial_Grocery_Existing_Miscellaneous_Natural Gas_Pool Heater_E5 | F6 | Commercial | Grocery | Existing | Miscellaneous | Natural Gas | Pool Heater | E5 | Utility - Value of Sales | 0 | 0 | 0 | 0 | 0 | 0 | 0 | 0 | 0 | 0 | 0 | 0 | 0 | 0 | 0 | 0 | 0 | 0 | 0 | 0 | 0 | 0 | 0 | 0 | 0 | 0 | 0 | 0 | 0 | 0 | 0
F6_Commercial_Grocery_Existing_Miscellaneous_Natural Gas_Pool Heater_E6 | F6 | Commercial | Grocery | Existing | Miscellaneous | Natural Gas | Pool Heater | E6 | Utility - Value of Sales | 0 | 0 | 0 | 0 | 0 | 0 | 0 | 0 | 0 | 0 | 0 | 0 | 0 | 0 | 0 | 0 | 0 | 0 | 0 | 0 | 0 | 0 | 0 | 0 | 0 | 0 | 0 | 0 | 0 | 0 | 0
F6_Commercial_Grocery_Existing_Miscellaneous_Natural Gas_Pool Heater_E7 | F6 | Commercial | Grocery | Existing | Miscellaneous | Natural Gas | Pool Heater | E7 | Utility - Value of Sales | 0 | 0 | 0 | 0 | 0 | 0 | 0 | 0 | 0 | 0 | 0 | 0 | 0 | 0 | 0 | 0 | 0 | 0 | 0 | 0 | 0 | 0 | 0 | 0 | 0 | 0 | 0 | 0 | 0 | 0 | 0
F6_Commercial_Grocery_Existing_Miscellaneous_Natural Gas_Pool Heater_E8 | F6 | Commercial | Grocery | Existing | Miscellaneous | Natural Gas | Pool Heater | E8 | Utility - Value of Sales | 0 | 0 | 0 | 0 | 0 | 0 | 0 | 0 | 0 | 0 | 0 | 0 | 0 | 0 | 0 | 0 | 0 | 0 | 0 | 0 | 0 | 0 | 0 | 0 | 0 | 0 | 0 | 0 | 0 | 0 | 0
F6_Commercial_Grocery_Existing_Miscellaneous_Natural Gas_Pool Heater_E9 | F6 | Commercial | Grocery | Existing | Miscellaneous | Natural Gas | Pool Heater | E9 | Utility - Value of Sales | 0 | 0 | 0 | 0 | 0 | 0 | 0 | 0 | 0 | 0 | 0 | 0 | 0 | 0 | 0 | 0 | 0 | 0 | 0 | 0 | 0 | 0 | 0 | 0 | 0 | 0 | 0 | 0 | 0 | 0 | 0
F6_Commercial_Grocery_Existing_Miscellaneous_Natural Gas_Pool Heater_E10 | F6 | Commercial | Grocery | Existing | Miscellaneous | Natural Gas | Pool Heater | E10 | Utility - Value of Sales | 0 | 0 | 0 | 0 | 0 | 0 | 0 | 0 | 0 | 0 | 0 | 0 | 0 | 0 | 0 | 0 | 0 | 0 | 0 | 0 | 0 | 0 | 0 | 0 | 0 | 0 | 0 | 0 | 0 | 0 | 0
F1_Commercial_Grocery_Existing_Miscellaneous_Natural Gas_Miscellaneous_E1 | F1 | Commercial | Grocery | Existing | Miscellaneous | Natural Gas | Miscellaneous | E1 | Participant - Cost of Equipment | 0.00012733 | 0.00012733 | 0.00012733 | 0.00012733 | 0.00012733 | 0.00012733 | 0.00012733 | 0.00012733 | 0.00012733 | 0.00012733 | 0.00012733 | 0.00012733 | 0.00012733 | 0.00012733 | 0.00012733 | 0.00012733 | 0.00012733 | 0.00012733 | 0.00012733 | 0.00012733 | 0.00012733 | 0.00012733 | 0.00012733 | 0.00012733 | 0.00012733 | 0.00012733 | 0.00012733 | 0.00012733 | 0.00012733 | 0.00012733 | 0.00012733
F1_Commercial_Grocery_Existing_Miscellaneous_Natural Gas_Miscellaneous_E2 | F1 | Commercial | Grocery | Existing | Miscellaneous | Natural Gas | Miscellaneous | E2 | Participant - Cost of Equipment | 0 | 0 | 0 | 0 | 0 | 0 | 0 | 0 | 0 | 0 | 0 | 0 | 0 | 0 | 0 | 0 | 0 | 0 | 0 | 0 | 0 | 0 | 0 | 0 | 0 | 0 | 0 | 0 | 0 | 0 | 0
F1_Commercial_Grocery_Existing_Miscellaneous_Natural Gas_Miscellaneous_E3 | F1 | Commercial | Grocery | Existing | Miscellaneous | Natural Gas | Miscellaneous | E3 | Participant - Cost of Equipment | 0 | 0 | 0 | 0 | 0 | 0 | 0 | 0 | 0 | 0 | 0 | 0 | 0 | 0 | 0 | 0 | 0 | 0 | 0 | 0 | 0 | 0 | 0 | 0 | 0 | 0 | 0 | 0 | 0 | 0 | 0
F1_Commercial_Grocery_Existing_Miscellaneous_Natural Gas_Miscellaneous_E4 | F1 | Commercial | Grocery | Existing | Miscellaneous | Natural Gas | Miscellaneous | E4 | Participant - Cost of Equipment | 0 | 0 | 0 | 0 | 0 | 0 | 0 | 0 | 0 | 0 | 0 | 0 | 0 | 0 | 0 | 0 | 0 | 0 | 0 | 0 | 0 | 0 | 0 | 0 | 0 | 0 | 0 | 0 | 0 | 0 | 0
F1_Commercial_Grocery_Existing_Miscellaneous_Natural Gas_Miscellaneous_E5 | F1 | Commercial | Grocery | Existing | Miscellaneous | Natural Gas | Miscellaneous | E5 | Participant - Cost of Equipment | 0 | 0 | 0 | 0 | 0 | 0 | 0 | 0 | 0 | 0 | 0 | 0 | 0 | 0 | 0 | 0 | 0 | 0 | 0 | 0 | 0 | 0 | 0 | 0 | 0 | 0 | 0 | 0 | 0 | 0 | 0
F1_Commercial_Grocery_Existing_Miscellaneous_Natural Gas_Miscellaneous_E6 | F1 | Commercial | Grocery | Existing | Miscellaneous | Natural Gas | Miscellaneous | E6 | Participant - Cost of Equipment | 0 | 0 | 0 | 0 | 0 | 0 | 0 | 0 | 0 | 0 | 0 | 0 | 0 | 0 | 0 | 0 | 0 | 0 | 0 | 0 | 0 | 0 | 0 | 0 | 0 | 0 | 0 | 0 | 0 | 0 | 0
F1_Commercial_Grocery_Existing_Miscellaneous_Natural Gas_Miscellaneous_E7 | F1 | Commercial | Grocery | Existing | Miscellaneous | Natural Gas | Miscellaneous | E7 | Participant - Cost of Equipment | 0 | 0 | 0 | 0 | 0 | 0 | 0 | 0 | 0 | 0 | 0 | 0 | 0 | 0 | 0 | 0 | 0 | 0 | 0 | 0 | 0 | 0 | 0 | 0 | 0 | 0 | 0 | 0 | 0 | 0 | 0
F1_Commercial_Grocery_Existing_Miscellaneous_Natural Gas_Miscellaneous_E8 | F1 | Commercial | Grocery | Existing | Miscellaneous | Natural Gas | Miscellaneous | E8 | Participant - Cost of Equipment | 0 | 0 | 0 | 0 | 0 | 0 | 0 | 0 | 0 | 0 | 0 | 0 | 0 | 0 | 0 | 0 | 0 | 0 | 0 | 0 | 0 | 0 | 0 | 0 | 0 | 0 | 0 | 0 | 0 | 0 | 0
F1_Commercial_Grocery_Existing_Miscellaneous_Natural Gas_Miscellaneous_E9 | F1 | Commercial | Grocery | Existing | Miscellaneous | Natural Gas | Miscellaneous | E9 | Participant - Cost of Equipment | 0 | 0 | 0 | 0 | 0 | 0 | 0 | 0 | 0 | 0 | 0 | 0 | 0 | 0 | 0 | 0 | 0 | 0 | 0 | 0 | 0 | 0 | 0 | 0 | 0 | 0 | 0 | 0 | 0 | 0 | 0
F1_Commercial_Grocery_Existing_Miscellaneous_Natural Gas_Miscellaneous_E10 | F1 | Commercial | Grocery | Existing | Miscellaneous | Natural Gas | Miscellaneous | E10 | Participant - Cost of Equipment | 0 | 0 | 0 | 0 | 0 | 0 | 0 | 0 | 0 | 0 | 0 | 0 | 0 | 0 | 0 | 0 | 0 | 0 | 0 | 0 | 0 | 0 | 0 | 0 | 0 | 0 | 0 | 0 | 0 | 0 | 0
F2_Commercial_Grocery_Existing_Miscellaneous_Natural Gas_Miscellaneous_E1 | F2 | Commercial | Grocery | Existing | Miscellaneous | Natural Gas | Miscellaneous | E1 | Participant - Cost of Operation | 0.0006068 | 0.0006263 | 0.00064107 | 0.00065797 | 0.00069042 | 0.0006412 | 0.00060404 | 0.00059683 | 0.00061116 | 0.00062132 | 0.00064117 | 0.00063387 | 0.00045573 | 0.00044454 | 0.00044183 | 0.00049047 | 0.00055138 | 0.00061621 | 0.00065961 | 0.00074744 | 0.00083733 | 0.00093879 | 0.00096257 | 0.00032745 | 0.00032038 | 0.00031384 | 0.00030777 | 0.00030208 | 0.00029671 | 0.00029159 | 0.00028668
F2_Commercial_Grocery_Existing_Miscellaneous_Natural Gas_Miscellaneous_E2 | F2 | Commercial | Grocery | Existing | Miscellaneous | Natural Gas | Miscellaneous | E2 | Participant - Cost of Operation | 0 | 0 | 0 | 0 | 0 | 0 | 0 | 0 | 0 | 0 | 0 | 0 | 0 | 0 | 0 | 0 | 0 | 0 | 0 | 0 | 0 | 0 | 0 | 0 | 0 | 0 | 0 | 0 | 0 | 0 | 0
F2_Commercial_Grocery_Existing_Miscellaneous_Natural Gas_Miscellaneous_E3 | F2 | Commercial | Grocery | Existing | Miscellaneous | Natural Gas | Miscellaneous | E3 | Participant - Cost of Operation | 0 | 0 | 0 | 0 | 0 | 0 | 0 | 0 | 0 | 0 | 0 | 0 | 0 | 0 | 0 | 0 | 0 | 0 | 0 | 0 | 0 | 0 | 0 | 0 | 0 | 0 | 0 | 0 | 0 | 0 | 0
F2_Commercial_Grocery_Existing_Miscellaneous_Natural Gas_Miscellaneous_E4 | F2 | Commercial | Grocery | Existing | Miscellaneous | Natural Gas | Miscellaneous | E4 | Participant - Cost of Operation | 0 | 0 | 0 | 0 | 0 | 0 | 0 | 0 | 0 | 0 | 0 | 0 | 0 | 0 | 0 | 0 | 0 | 0 | 0 | 0 | 0 | 0 | 0 | 0 | 0 | 0 | 0 | 0 | 0 | 0 | 0
F2_Commercial_Grocery_Existing_Miscellaneous_Natural Gas_Miscellaneous_E5 | F2 | Commercial | Grocery | Existing | Miscellaneous | Natural Gas | Miscellaneous | E5 | Participant - Cost of Operation | 0 | 0 | 0 | 0 | 0 | 0 | 0 | 0 | 0 | 0 | 0 | 0 | 0 | 0 | 0 | 0 | 0 | 0 | 0 | 0 | 0 | 0 | 0 | 0 | 0 | 0 | 0 | 0 | 0 | 0 | 0
F2_Commercial_Grocery_Existing_Miscellaneous_Natural Gas_Miscellaneous_E6 | F2 | Commercial | Grocery | Existing | Miscellaneous | Natural Gas | Miscellaneous | E6 | Participant - Cost of Operation | 0 | 0 | 0 | 0 | 0 | 0 | 0 | 0 | 0 | 0 | 0 | 0 | 0 | 0 | 0 | 0 | 0 | 0 | 0 | 0 | 0 | 0 | 0 | 0 | 0 | 0 | 0 | 0 | 0 | 0 | 0
F2_Commercial_Grocery_Existing_Miscellaneous_Natural Gas_Miscellaneous_E7 | F2 | Commercial | Grocery | Existing | Miscellaneous | Natural Gas | Miscellaneous | E7 | Participant - Cost of Operation | 0 | 0 | 0 | 0 | 0 | 0 | 0 | 0 | 0 | 0 | 0 | 0 | 0 | 0 | 0 | 0 | 0 | 0 | 0 | 0 | 0 | 0 | 0 | 0 | 0 | 0 | 0 | 0 | 0 | 0 | 0
F2_Commercial_Grocery_Existing_Miscellaneous_Natural Gas_Miscellaneous_E8 | F2 | Commercial | Grocery | Existing | Miscellaneous | Natural Gas | Miscellaneous | E8 | Participant - Cost of Operation | 0 | 0 | 0 | 0 | 0 | 0 | 0 | 0 | 0 | 0 | 0 | 0 | 0 | 0 | 0 | 0 | 0 | 0 | 0 | 0 | 0 | 0 | 0 | 0 | 0 | 0 | 0 | 0 | 0 | 0 | 0
F2_Commercial_Grocery_Existing_Miscellaneous_Natural Gas_Miscellaneous_E9 | F2 | Commercial | Grocery | Existing | Miscellaneous | Natural Gas | Miscellaneous | E9 | Participant - Cost of Operation | 0 | 0 | 0 | 0 | 0 | 0 | 0 | 0 | 0 | 0 | 0 | 0 | 0 | 0 | 0 | 0 | 0 | 0 | 0 | 0 | 0 | 0 | 0 | 0 | 0 | 0 | 0 | 0 | 0 | 0 | 0
F2_Commercial_Grocery_Existing_Miscellaneous_Natural Gas_Miscellaneous_E10 | F2 | Commercial | Grocery | Existing | Miscellaneous | Natural Gas | Miscellaneous | E10 | Participant - Cost of Operation | 0 | 0 | 0 | 0 | 0 | 0 | 0 | 0 | 0 | 0 | 0 | 0 | 0 | 0 | 0 | 0 | 0 | 0 | 0 | 0 | 0 | 0 | 0 | 0 | 0 | 0 | 0 | 0 | 0 | 0 | 0
F3_Commercial_Grocery_Existing_Miscellaneous_Natural Gas_Miscellaneous_E1 | F3 | Commercial | Grocery | Existing | Miscellaneous | Natural Gas | Miscellaneous | E1 | System - kBTUs of Conusmption | 0.05249 | 0.052757 | 0.052597 | 0.052487 | 0.052487 | 0.052487 | 0.052487 | 0.052487 | 0.052487 | 0.052487 | 0.052487 | 0.052487 | 0.052487 | 0.052487 | 0.052487 | 0.052487 | 0.052487 | 0.052487 | 0.052487 | 0.052487 | 0.052487 | 0.052487 | 0.052487 | 0.052487 | 0.052487 | 0.052487 | 0.052487 | 0.052487 | 0.052487 | 0.052487 | 0.052487
F3_Commercial_Grocery_Existing_Miscellaneous_Natural Gas_Miscellaneous_E2 | F3 | Commercial | Grocery | Existing | Miscellaneous | Natural Gas | Miscellaneous | E2 | System - kBTUs of Conusmption | 0 | 0 | 0 | 0 | 0 | 0 | 0 | 0 | 0 | 0 | 0 | 0 | 0 | 0 | 0 | 0 | 0 | 0 | 0 | 0 | 0 | 0 | 0 | 0 | 0 | 0 | 0 | 0 | 0 | 0 | 0
F3_Commercial_Grocery_Existing_Miscellaneous_Natural Gas_Miscellaneous_E3 | F3 | Commercial | Grocery | Existing | Miscellaneous | Natural Gas | Miscellaneous | E3 | System - kBTUs of Conusmption | 0 | 0 | 0 | 0 | 0 | 0 | 0 | 0 | 0 | 0 | 0 | 0 | 0 | 0 | 0 | 0 | 0 | 0 | 0 | 0 | 0 | 0 | 0 | 0 | 0 | 0 | 0 | 0 | 0 | 0 | 0
F3_Commercial_Grocery_Existing_Miscellaneous_Natural Gas_Miscellaneous_E4 | F3 | Commercial | Grocery | Existing | Miscellaneous | Natural Gas | Miscellaneous | E4 | System - kBTUs of Conusmption | 0 | 0 | 0 | 0 | 0 | 0 | 0 | 0 | 0 | 0 | 0 | 0 | 0 | 0 | 0 | 0 | 0 | 0 | 0 | 0 | 0 | 0 | 0 | 0 | 0 | 0 | 0 | 0 | 0 | 0 | 0
F3_Commercial_Grocery_Existing_Miscellaneous_Natural Gas_Miscellaneous_E5 | F3 | Commercial | Grocery | Existing | Miscellaneous | Natural Gas | Miscellaneous | E5 | System - kBTUs of Conusmption | 0 | 0 | 0 | 0 | 0 | 0 | 0 | 0 | 0 | 0 | 0 | 0 | 0 | 0 | 0 | 0 | 0 | 0 | 0 | 0 | 0 | 0 | 0 | 0 | 0 | 0 | 0 | 0 | 0 | 0 | 0
F3_Commercial_Grocery_Existing_Miscellaneous_Natural Gas_Miscellaneous_E6 | F3 | Commercial | Grocery | Existing | Miscellaneous | Natural Gas | Miscellaneous | E6 | System - kBTUs of Conusmption | 0 | 0 | 0 | 0 | 0 | 0 | 0 | 0 | 0 | 0 | 0 | 0 | 0 | 0 | 0 | 0 | 0 | 0 | 0 | 0 | 0 | 0 | 0 | 0 | 0 | 0 | 0 | 0 | 0 | 0 | 0
F3_Commercial_Grocery_Existing_Miscellaneous_Natural Gas_Miscellaneous_E7 | F3 | Commercial | Grocery | Existing | Miscellaneous | Natural Gas | Miscellaneous | E7 | System - kBTUs of Conusmption | 0 | 0 | 0 | 0 | 0 | 0 | 0 | 0 | 0 | 0 | 0 | 0 | 0 | 0 | 0 | 0 | 0 | 0 | 0 | 0 | 0 | 0 | 0 | 0 | 0 | 0 | 0 | 0 | 0 | 0 | 0
F3_Commercial_Grocery_Existing_Miscellaneous_Natural Gas_Miscellaneous_E8 | F3 | Commercial | Grocery | Existing | Miscellaneous | Natural Gas | Miscellaneous | E8 | System - kBTUs of Conusmption | 0 | 0 | 0 | 0 | 0 | 0 | 0 | 0 | 0 | 0 | 0 | 0 | 0 | 0 | 0 | 0 | 0 | 0 | 0 | 0 | 0 | 0 | 0 | 0 | 0 | 0 | 0 | 0 | 0 | 0 | 0
F3_Commercial_Grocery_Existing_Miscellaneous_Natural Gas_Miscellaneous_E9 | F3 | Commercial | Grocery | Existing | Miscellaneous | Natural Gas | Miscellaneous | E9 | System - kBTUs of Conusmption | 0 | 0 | 0 | 0 | 0 | 0 | 0 | 0 | 0 | 0 | 0 | 0 | 0 | 0 | 0 | 0 | 0 | 0 | 0 | 0 | 0 | 0 | 0 | 0 | 0 | 0 | 0 | 0 | 0 | 0 | 0
F3_Commercial_Grocery_Existing_Miscellaneous_Natural Gas_Miscellaneous_E10 | F3 | Commercial | Grocery | Existing | Miscellaneous | Natural Gas | Miscellaneous | E10 | System - kBTUs of Conusmption | 0 | 0 | 0 | 0 | 0 | 0 | 0 | 0 | 0 | 0 | 0 | 0 | 0 | 0 | 0 | 0 | 0 | 0 | 0 | 0 | 0 | 0 | 0 | 0 | 0 | 0 | 0 | 0 | 0 | 0 | 0
F4_Commercial_Grocery_Existing_Miscellaneous_Natural Gas_Miscellaneous_E1 | F4 | Commercial | Grocery | Existing | Miscellaneous | Natural Gas | Miscellaneous | E1 | Utility - Cost of Equipment | 0.00012733 | 0.00012733 | 0.00012733 | 0.00012733 | 0.00012733 | 0.00012733 | 0.00012733 | 0.00012733 | 0.00012733 | 0.00012733 | 0.00012733 | 0.00012733 | 0.00012733 | 0.00012733 | 0.00012733 | 0.00012733 | 0.00012733 | 0.00012733 | 0.00012733 | 0.00012733 | 0.00012733 | 0.00012733 | 0.00012733 | 0.00012733 | 0.00012733 | 0.00012733 | 0.00012733 | 0.00012733 | 0.00012733 | 0.00012733 | 0.00012733
F4_Commercial_Grocery_Existing_Miscellaneous_Natural Gas_Miscellaneous_E2 | F4 | Commercial | Grocery | Existing | Miscellaneous | Natural Gas | Miscellaneous | E2 | Utility - Cost of Equipment | 0 | 0 | 0 | 0 | 0 | 0 | 0 | 0 | 0 | 0 | 0 | 0 | 0 | 0 | 0 | 0 | 0 | 0 | 0 | 0 | 0 | 0 | 0 | 0 | 0 | 0 | 0 | 0 | 0 | 0 | 0
F4_Commercial_Grocery_Existing_Miscellaneous_Natural Gas_Miscellaneous_E3 | F4 | Commercial | Grocery | Existing | Miscellaneous | Natural Gas | Miscellaneous | E3 | Utility - Cost of Equipment | 0 | 0 | 0 | 0 | 0 | 0 | 0 | 0 | 0 | 0 | 0 | 0 | 0 | 0 | 0 | 0 | 0 | 0 | 0 | 0 | 0 | 0 | 0 | 0 | 0 | 0 | 0 | 0 | 0 | 0 | 0
F4_Commercial_Grocery_Existing_Miscellaneous_Natural Gas_Miscellaneous_E4 | F4 | Commercial | Grocery | Existing | Miscellaneous | Natural Gas | Miscellaneous | E4 | Utility - Cost of Equipment | 0 | 0 | 0 | 0 | 0 | 0 | 0 | 0 | 0 | 0 | 0 | 0 | 0 | 0 | 0 | 0 | 0 | 0 | 0 | 0 | 0 | 0 | 0 | 0 | 0 | 0 | 0 | 0 | 0 | 0 | 0
F4_Commercial_Grocery_Existing_Miscellaneous_Natural Gas_Miscellaneous_E5 | F4 | Commercial | Grocery | Existing | Miscellaneous | Natural Gas | Miscellaneous | E5 | Utility - Cost of Equipment | 0 | 0 | 0 | 0 | 0 | 0 | 0 | 0 | 0 | 0 | 0 | 0 | 0 | 0 | 0 | 0 | 0 | 0 | 0 | 0 | 0 | 0 | 0 | 0 | 0 | 0 | 0 | 0 | 0 | 0 | 0
F4_Commercial_Grocery_Existing_Miscellaneous_Natural Gas_Miscellaneous_E6 | F4 | Commercial | Grocery | Existing | Miscellaneous | Natural Gas | Miscellaneous | E6 | Utility - Cost of Equipment | 0 | 0 | 0 | 0 | 0 | 0 | 0 | 0 | 0 | 0 | 0 | 0 | 0 | 0 | 0 | 0 | 0 | 0 | 0 | 0 | 0 | 0 | 0 | 0 | 0 | 0 | 0 | 0 | 0 | 0 | 0
F4_Commercial_Grocery_Existing_Miscellaneous_Natural Gas_Miscellaneous_E7 | F4 | Commercial | Grocery | Existing | Miscellaneous | Natural Gas | Miscellaneous | E7 | Utility - Cost of Equipment | 0 | 0 | 0 | 0 | 0 | 0 | 0 | 0 | 0 | 0 | 0 | 0 | 0 | 0 | 0 | 0 | 0 | 0 | 0 | 0 | 0 | 0 | 0 | 0 | 0 | 0 | 0 | 0 | 0 | 0 | 0
F4_Commercial_Grocery_Existing_Miscellaneous_Natural Gas_Miscellaneous_E8 | F4 | Commercial | Grocery | Existing | Miscellaneous | Natural Gas | Miscellaneous | E8 | Utility - Cost of Equipment | 0 | 0 | 0 | 0 | 0 | 0 | 0 | 0 | 0 | 0 | 0 | 0 | 0 | 0 | 0 | 0 | 0 | 0 | 0 | 0 | 0 | 0 | 0 | 0 | 0 | 0 | 0 | 0 | 0 | 0 | 0
F4_Commercial_Grocery_Existing_Miscellaneous_Natural Gas_Miscellaneous_E9 | F4 | Commercial | Grocery | Existing | Miscellaneous | Natural Gas | Miscellaneous | E9 | Utility - Cost of Equipment | 0 | 0 | 0 | 0 | 0 | 0 | 0 | 0 | 0 | 0 | 0 | 0 | 0 | 0 | 0 | 0 | 0 | 0 | 0 | 0 | 0 | 0 | 0 | 0 | 0 | 0 | 0 | 0 | 0 | 0 | 0
F4_Commercial_Grocery_Existing_Miscellaneous_Natural Gas_Miscellaneous_E10 | F4 | Commercial | Grocery | Existing | Miscellaneous | Natural Gas | Miscellaneous | E10 | Utility - Cost of Equipment | 0 | 0 | 0 | 0 | 0 | 0 | 0 | 0 | 0 | 0 | 0 | 0 | 0 | 0 | 0 | 0 | 0 | 0 | 0 | 0 | 0 | 0 | 0 | 0 | 0 | 0 | 0 | 0 | 0 | 0 | 0
F5_Commercial_Grocery_Existing_Miscellaneous_Natural Gas_Miscellaneous_E1 | F5 | Commercial | Grocery | Existing | Miscellaneous | Natural Gas | Miscellaneous | E1 | Utility - Cost of Operation | 0.00050649 | 0.00052276 | 0.00053509 | 0.0005492 | 0.00057628 | 0.0005352 | 0.00050418 | 0.00049816 | 0.00051012 | 0.0005186 | 0.00053517 | 0.00052907 | 0.00038039 | 0.00037105 | 0.00036879 | 0.00040939 | 0.00046023 | 0.00051433 | 0.00055057 | 0.00062387 | 0.0006989 | 0.00078359 | 0.00080344 | 0.00027331 | 0.00026741 | 0.00026196 | 0.00025689 | 0.00025214 | 0.00024766 | 0.00024338 | 0.00023928
F5_Commercial_Grocery_Existing_Miscellaneous_Natural Gas_Miscellaneous_E2 | F5 | Commercial | Grocery | Existing | Miscellaneous | Natural Gas | Miscellaneous | E2 | Utility - Cost of Operation | 0 | 0 | 0 | 0 | 0 | 0 | 0 | 0 | 0 | 0 | 0 | 0 | 0 | 0 | 0 | 0 | 0 | 0 | 0 | 0 | 0 | 0 | 0 | 0 | 0 | 0 | 0 | 0 | 0 | 0 | 0
F5_Commercial_Grocery_Existing_Miscellaneous_Natural Gas_Miscellaneous_E3 | F5 | Commercial | Grocery | Existing | Miscellaneous | Natural Gas | Miscellaneous | E3 | Utility - Cost of Operation | 0 | 0 | 0 | 0 | 0 | 0 | 0 | 0 | 0 | 0 | 0 | 0 | 0 | 0 | 0 | 0 | 0 | 0 | 0 | 0 | 0 | 0 | 0 | 0 | 0 | 0 | 0 | 0 | 0 | 0 | 0
F5_Commercial_Grocery_Existing_Miscellaneous_Natural Gas_Miscellaneous_E4 | F5 | Commercial | Grocery | Existing | Miscellaneous | Natural Gas | Miscellaneous | E4 | Utility - Cost of Operation | 0 | 0 | 0 | 0 | 0 | 0 | 0 | 0 | 0 | 0 | 0 | 0 | 0 | 0 | 0 | 0 | 0 | 0 | 0 | 0 | 0 | 0 | 0 | 0 | 0 | 0 | 0 | 0 | 0 | 0 | 0
F5_Commercial_Grocery_Existing_Miscellaneous_Natural Gas_Miscellaneous_E5 | F5 | Commercial | Grocery | Existing | Miscellaneous | Natural Gas | Miscellaneous | E5 | Utility - Cost of Operation | 0 | 0 | 0 | 0 | 0 | 0 | 0 | 0 | 0 | 0 | 0 | 0 | 0 | 0 | 0 | 0 | 0 | 0 | 0 | 0 | 0 | 0 | 0 | 0 | 0 | 0 | 0 | 0 | 0 | 0 | 0
F5_Commercial_Grocery_Existing_Miscellaneous_Natural Gas_Miscellaneous_E6 | F5 | Commercial | Grocery | Existing | Miscellaneous | Natural Gas | Miscellaneous | E6 | Utility - Cost of Operation | 0 | 0 | 0 | 0 | 0 | 0 | 0 | 0 | 0 | 0 | 0 | 0 | 0 | 0 | 0 | 0 | 0 | 0 | 0 | 0 | 0 | 0 | 0 | 0 | 0 | 0 | 0 | 0 | 0 | 0 | 0
F5_Commercial_Grocery_Existing_Miscellaneous_Natural Gas_Miscellaneous_E7 | F5 | Commercial | Grocery | Existing | Miscellaneous | Natural Gas | Miscellaneous | E7 | Utility - Cost of Operation | 0 | 0 | 0 | 0 | 0 | 0 | 0 | 0 | 0 | 0 | 0 | 0 | 0 | 0 | 0 | 0 | 0 | 0 | 0 | 0 | 0 | 0 | 0 | 0 | 0 | 0 | 0 | 0 | 0 | 0 | 0
F5_Commercial_Grocery_Existing_Miscellaneous_Natural Gas_Miscellaneous_E8 | F5 | Commercial | Grocery | Existing | Miscellaneous | Natural Gas | Miscellaneous | E8 | Utility - Cost of Operation | 0 | 0 | 0 | 0 | 0 | 0 | 0 | 0 | 0 | 0 | 0 | 0 | 0 | 0 | 0 | 0 | 0 | 0 | 0 | 0 | 0 | 0 | 0 | 0 | 0 | 0 | 0 | 0 | 0 | 0 | 0
F5_Commercial_Grocery_Existing_Miscellaneous_Natural Gas_Miscellaneous_E9 | F5 | Commercial | Grocery | Existing | Miscellaneous | Natural Gas | Miscellaneous | E9 | Utility - Cost of Operation | 0 | 0 | 0 | 0 | 0 | 0 | 0 | 0 | 0 | 0 | 0 | 0 | 0 | 0 | 0 | 0 | 0 | 0 | 0 | 0 | 0 | 0 | 0 | 0 | 0 | 0 | 0 | 0 | 0 | 0 | 0
F5_Commercial_Grocery_Existing_Miscellaneous_Natural Gas_Miscellaneous_E10 | F5 | Commercial | Grocery | Existing | Miscellaneous | Natural Gas | Miscellaneous | E10 | Utility - Cost of Operation | 0 | 0 | 0 | 0 | 0 | 0 | 0 | 0 | 0 | 0 | 0 | 0 | 0 | 0 | 0 | 0 | 0 | 0 | 0 | 0 | 0 | 0 | 0 | 0 | 0 | 0 | 0 | 0 | 0 | 0 | 0
F6_Commercial_Grocery_Existing_Miscellaneous_Natural Gas_Miscellaneous_E1 | F6 | Commercial | Grocery | Existing | Miscellaneous | Natural Gas | Miscellaneous | E1 | Utility - Value of Sales | 0.0006068 | 0.0006263 | 0.00064107 | 0.00065797 | 0.00069042 | 0.0006412 | 0.00060404 | 0.00059683 | 0.00061116 | 0.00062132 | 0.00064117 | 0.00063387 | 0.00045573 | 0.00044454 | 0.00044183 | 0.00049047 | 0.00055138 | 0.00061621 | 0.00065961 | 0.00074744 | 0.00083733 | 0.00093879 | 0.00096257 | 0.00032745 | 0.00032038 | 0.00031384 | 0.00030777 | 0.00030208 | 0.00029671 | 0.00029159 | 0.00028668
F6_Commercial_Grocery_Existing_Miscellaneous_Natural Gas_Miscellaneous_E2 | F6 | Commercial | Grocery | Existing | Miscellaneous | Natural Gas | Miscellaneous | E2 | Utility - Value of Sales | 0 | 0 | 0 | 0 | 0 | 0 | 0 | 0 | 0 | 0 | 0 | 0 | 0 | 0 | 0 | 0 | 0 | 0 | 0 | 0 | 0 | 0 | 0 | 0 | 0 | 0 | 0 | 0 | 0 | 0 | 0
F6_Commercial_Grocery_Existing_Miscellaneous_Natural Gas_Miscellaneous_E3 | F6 | Commercial | Grocery | Existing | Miscellaneous | Natural Gas | Miscellaneous | E3 | Utility - Value of Sales | 0 | 0 | 0 | 0 | 0 | 0 | 0 | 0 | 0 | 0 | 0 | 0 | 0 | 0 | 0 | 0 | 0 | 0 | 0 | 0 | 0 | 0 | 0 | 0 | 0 | 0 | 0 | 0 | 0 | 0 | 0
F6_Commercial_Grocery_Existing_Miscellaneous_Natural Gas_Miscellaneous_E4 | F6 | Commercial | Grocery | Existing | Miscellaneous | Natural Gas | Miscellaneous | E4 | Utility - Value of Sales | 0 | 0 | 0 | 0 | 0 | 0 | 0 | 0 | 0 | 0 | 0 | 0 | 0 | 0 | 0 | 0 | 0 | 0 | 0 | 0 | 0 | 0 | 0 | 0 | 0 | 0 | 0 | 0 | 0 | 0 | 0
F6_Commercial_Grocery_Existing_Miscellaneous_Natural Gas_Miscellaneous_E5 | F6 | Commercial | Grocery | Existing | Miscellaneous | Natural Gas | Miscellaneous | E5 | Utility - Value of Sales | 0 | 0 | 0 | 0 | 0 | 0 | 0 | 0 | 0 | 0 | 0 | 0 | 0 | 0 | 0 | 0 | 0 | 0 | 0 | 0 | 0 | 0 | 0 | 0 | 0 | 0 | 0 | 0 | 0 | 0 | 0
F6_Commercial_Grocery_Existing_Miscellaneous_Natural Gas_Miscellaneous_E6 | F6 | Commercial | Grocery | Existing | Miscellaneous | Natural Gas | Miscellaneous | E6 | Utility - Value of Sales | 0 | 0 | 0 | 0 | 0 | 0 | 0 | 0 | 0 | 0 | 0 | 0 | 0 | 0 | 0 | 0 | 0 | 0 | 0 | 0 | 0 | 0 | 0 | 0 | 0 | 0 | 0 | 0 | 0 | 0 | 0
F6_Commercial_Grocery_Existing_Miscellaneous_Natural Gas_Miscellaneous_E7 | F6 | Commercial | Grocery | Existing | Miscellaneous | Natural Gas | Miscellaneous | E7 | Utility - Value of Sales | 0 | 0 | 0 | 0 | 0 | 0 | 0 | 0 | 0 | 0 | 0 | 0 | 0 | 0 | 0 | 0 | 0 | 0 | 0 | 0 | 0 | 0 | 0 | 0 | 0 | 0 | 0 | 0 | 0 | 0 | 0
F6_Commercial_Grocery_Existing_Miscellaneous_Natural Gas_Miscellaneous_E8 | F6 | Commercial | Grocery | Existing | Miscellaneous | Natural Gas | Miscellaneous | E8 | Utility - Value of Sales | 0 | 0 | 0 | 0 | 0 | 0 | 0 | 0 | 0 | 0 | 0 | 0 | 0 | 0 | 0 | 0 | 0 | 0 | 0 | 0 | 0 | 0 | 0 | 0 | 0 | 0 | 0 | 0 | 0 | 0 | 0
F6_Commercial_Grocery_Existing_Miscellaneous_Natural Gas_Miscellaneous_E9 | F6 | Commercial | Grocery | Existing | Miscellaneous | Natural Gas | Miscellaneous | E9 | Utility - Value of Sales | 0 | 0 | 0 | 0 | 0 | 0 | 0 | 0 | 0 | 0 | 0 | 0 | 0 | 0 | 0 | 0 | 0 | 0 | 0 | 0 | 0 | 0 | 0 | 0 | 0 | 0 | 0 | 0 | 0 | 0 | 0
F6_Commercial_Grocery_Existing_Miscellaneous_Natural Gas_Miscellaneous_E10 | F6 | Commercial | Grocery | Existing | Miscellaneous | Natural Gas | Miscellaneous | E10 | Utility - Value of Sales | 0 | 0 | 0 | 0 | 0 | 0 | 0 | 0 | 0 | 0 | 0 | 0 | 0 | 0 | 0 | 0 | 0 | 0 | 0 | 0 | 0 | 0 | 0 | 0 | 0 | 0 | 0 | 0 | 0 | 0 | 0
F1_Commercial_Grocery_New_Space Heating_Natural Gas_Furnace_E1 | F1 | Commercial | Grocery | New | Space Heating | Natural Gas | Furnace | E1 | Participant - Cost of Equipment | 0.070845 | 0.070845 | 0.070845 | 0.070845 | 0.070845 | 0 | 0 | 0 | 0 | 0 | 0 | 0 | 0 | 0 | 0 | 0 | 0 | 0 | 0 | 0 | 0 | 0 | 0 | 0 | 0 | 0 | 0 | 0 | 0 | 0 | 0
F1_Commercial_Grocery_New_Space Heating_Natural Gas_Furnace_E2 | F1 | Commercial | Grocery | New | Space Heating | Natural Gas | Furnace | E2 | Participant - Cost of Equipment | 0.087502 | 0.087502 | 0.087502 | 0.087502 | 0.087502 | 0 | 0 | 0 | 0 | 0 | 0 | 0 | 0 | 0 | 0 | 0 | 0 | 0 | 0 | 0 | 0 | 0 | 0 | 0 | 0 | 0 | 0 | 0 | 0 | 0 | 0
F1_Commercial_Grocery_New_Space Heating_Natural Gas_Furnace_E3 | F1 | Commercial | Grocery | New | Space Heating | Natural Gas | Furnace | E3 | Participant - Cost of Equipment | 0.10558 | 0.10558 | 0.10558 | 0.10558 | 0.10558 | 0.10558 | 0.10558 | 0.10558 | 0.10558 | 0.10558 | 0.10558 | 0.10558 | 0.10558 | 0.10558 | 0.10558 | 0.10558 | 0.10558 | 0.10558 | 0.10558 | 0.10558 | 0.10558 | 0.10558 | 0.10558 | 0.10558 | 0.10558 | 0.10558 | 0.10558 | 0.10558 | 0.10558 | 0.10558 | 0.10558
F1_Commercial_Grocery_New_Space Heating_Natural Gas_Furnace_E4 | F1 | Commercial | Grocery | New | Space Heating | Natural Gas | Furnace | E4 | Participant - Cost of Equipment | 0.087331 | 0.087331 | 0.087331 | 0.087331 | 0.087331 | 0.087331 | 0.087331 | 0.087331 | 0.087331 | 0.087331 | 0.087331 | 0.087331 | 0.087331 | 0.087331 | 0.087331 | 0.087331 | 0.087331 | 0.087331 | 0.087331 | 0.087331 | 0.087331 | 0.087331 | 0.087331 | 0.087331 | 0.087331 | 0.087331 | 0.087331 | 0.087331 | 0.087331 | 0.087331 | 0.087331
F1_Commercial_Grocery_New_Space Heating_Natural Gas_Furnace_E5 | F1 | Commercial | Grocery | New | Space Heating | Natural Gas | Furnace | E5 | Participant - Cost of Equipment | 0 | 0 | 0 | 0 | 0 | 0 | 0 | 0.72715 | 0.72715 | 0.72715 | 0.72715 | 0.72715 | 0.72715 | 0.72715 | 0.72715 | 0.72715 | 0.72715 | 0.72715 | 0.72715 | 0.72715 | 0.72715 | 0.72715 | 0.72715 | 0.72715 | 0.72715 | 0.72715 | 0.72715 | 0.72715 | 0.72715 | 0.72715 | 0.72715
F1_Commercial_Grocery_New_Space Heating_Natural Gas_Furnace_E6 | F1 | Commercial | Grocery | New | Space Heating | Natural Gas | Furnace | E6 | Participant - Cost of Equipment | 0 | 0 | 0 | 0 | 0 | 0 | 0 | 0 | 0 | 0 | 0 | 0 | 0 | 0 | 0 | 0 | 0 | 0 | 0 | 0 | 0 | 0 | 0 | 0 | 0 | 0 | 0 | 0 | 0 | 0 | 0
F1_Commercial_Grocery_New_Space Heating_Natural Gas_Furnace_E7 | F1 | Commercial | Grocery | New | Space Heating | Natural Gas | Furnace | E7 | Participant - Cost of Equipment | 0 | 0 | 0 | 0 | 0 | 0 | 0 | 0 | 0 | 0 | 0 | 0 | 0 | 0 | 0 | 0 | 0 | 0 | 0 | 0 | 0 | 0 | 0 | 0 | 0 | 0 | 0 | 0 | 0 | 0 | 0
F1_Commercial_Grocery_New_Space Heating_Natural Gas_Furnace_E8 | F1 | Commercial | Grocery | New | Space Heating | Natural Gas | Furnace | E8 | Participant - Cost of Equipment | 0 | 0 | 0 | 0 | 0 | 0 | 0 | 0 | 0 | 0 | 0 | 0 | 0 | 0 | 0 | 0 | 0 | 0 | 0 | 0 | 0 | 0 | 0 | 0 | 0 | 0 | 0 | 0 | 0 | 0 | 0
F1_Commercial_Grocery_New_Space Heating_Natural Gas_Furnace_E9 | F1 | Commercial | Grocery | New | Space Heating | Natural Gas | Furnace | E9 | Participant - Cost of Equipment | 0 | 0 | 0 | 0 | 0 | 0 | 0 | 0 | 0 | 0 | 0 | 0 | 0 | 0 | 0 | 0 | 0 | 0 | 0 | 0 | 0 | 0 | 0 | 0 | 0 | 0 | 0 | 0 | 0 | 0 | 0
F1_Commercial_Grocery_New_Space Heating_Natural Gas_Furnace_E10 | F1 | Commercial | Grocery | New | Space Heating | Natural Gas | Furnace | E10 | Participant - Cost of Equipment | 0 | 0 | 0 | 0 | 0 | 0 | 0 | 0 | 0 | 0 | 0 | 0 | 0 | 0 | 0 | 0 | 0 | 0 | 0 | 0 | 0 | 0 | 0 | 0 | 0 | 0 | 0 | 0 | 0 | 0 | 0
F2_Commercial_Grocery_New_Space Heating_Natural Gas_Furnace_E1 | F2 | Commercial | Grocery | New | Space Heating | Natural Gas | Furnace | E1 | Participant - Cost of Operation | 0.50184 | 0.50507 | 0.50686 | 0.50904 | 0.51354 | 0 | 0 | 0 | 0 | 0 | 0 | 0 | 0 | 0 | 0 | 0 | 0 | 0 | 0 | 0 | 0 | 0 | 0 | 0 | 0 | 0 | 0 | 0 | 0 | 0 | 0
F2_Commercial_Grocery_New_Space Heating_Natural Gas_Furnace_E2 | F2 | Commercial | Grocery | New | Space Heating | Natural Gas | Furnace | E2 | Participant - Cost of Operation | 0.49564 | 0.49883 | 0.5006 | 0.50275 | 0.5072 | 0 | 0 | 0 | 0 | 0 | 0 | 0 | 0 | 0 | 0 | 0 | 0 | 0 | 0 | 0 | 0 | 0 | 0 | 0 | 0 | 0 | 0 | 0 | 0 | 0 | 0
F2_Commercial_Grocery_New_Space Heating_Natural Gas_Furnace_E3 | F2 | Commercial | Grocery | New | Space Heating | Natural Gas | Furnace | E3 | Participant - Cost of Operation | 0.44118 | 0.44402 | 0.44559 | 0.44751 | 0.45146 | 0.43808 | 0.42861 | 0.42101 | 0.41848 | 0.41488 | 0.41292 | 0.41022 | 0.36821 | 0.36524 | 0.36487 | 0.36212 | 0.36115 | 0.36086 | 0.35414 | 0.3564 | 0.35736 | 0.35903 | 0.36137 | 0.21023 | 0.20499 | 0.1996 | 0.19402 | 0.18819 | 0.18206 | 0.17557 | 0.16868
F2_Commercial_Grocery_New_Space Heating_Natural Gas_Furnace_E4 | F2 | Commercial | Grocery | New | Space Heating | Natural Gas | Furnace | E4 | Participant - Cost of Operation | 0.4182 | 0.42089 | 0.42238 | 0.4242 | 0.42795 | 0.41526 | 0.40629 | 0.39908 | 0.39668 | 0.39327 | 0.39142 | 0.38885 | 0.34903 | 0.34622 | 0.34586 | 0.34326 | 0.34234 | 0.34207 | 0.3357 | 0.33783 | 0.33875 | 0.34033 | 0.34255 | 0.19928 | 0.19431 | 0.1892 | 0.18391 | 0.17839 | 0.17258 | 0.16643 | 0.1599
F2_Commercial_Grocery_New_Space Heating_Natural Gas_Furnace_E5 | F2 | Commercial | Grocery | New | Space Heating | Natural Gas | Furnace | E5 | Participant - Cost of Operation | 0 | 0 | 0 | 0 | 0 | 0 | 0 | 0.29471 | 0.29293 | 0.29042 | 0.28905 | 0.28715 | 0.25775 | 0.25567 | 0.25541 | 0.25348 | 0.25281 | 0.2526 | 0.2479 | 0.24948 | 0.25015 | 0.25132 | 0.25296 | 0.14716 | 0.14349 | 0.13972 | 0.13581 | 0.13173 | 0.12744 | 0.1229 | 0.11808
F2_Commercial_Grocery_New_Space Heating_Natural Gas_Furnace_E6 | F2 | Commercial | Grocery | New | Space Heating | Natural Gas | Furnace | E6 | Participant - Cost of Operation | 0 | 0 | 0 | 0 | 0 | 0 | 0 | 0 | 0 | 0 | 0 | 0 | 0 | 0 | 0 | 0 | 0 | 0 | 0 | 0 | 0 | 0 | 0 | 0 | 0 | 0 | 0 | 0 | 0 | 0 | 0
F2_Commercial_Grocery_New_Space Heating_Natural Gas_Furnace_E7 | F2 | Commercial | Grocery | New | Space Heating | Natural Gas | Furnace | E7 | Participant - Cost of Operation | 0 | 0 | 0 | 0 | 0 | 0 | 0 | 0 | 0 | 0 | 0 | 0 | 0 | 0 | 0 | 0 | 0 | 0 | 0 | 0 | 0 | 0 | 0 | 0 | 0 | 0 | 0 | 0 | 0 | 0 | 0
F2_Commercial_Grocery_New_Space Heating_Natural Gas_Furnace_E8 | F2 | Commercial | Grocery | New | Space Heating | Natural Gas | Furnace | E8 | Participant - Cost of Operation | 0 | 0 | 0 | 0 | 0 | 0 | 0 | 0 | 0 | 0 | 0 | 0 | 0 | 0 | 0 | 0 | 0 | 0 | 0 | 0 | 0 | 0 | 0 | 0 | 0 | 0 | 0 | 0 | 0 | 0 | 0
F2_Commercial_Grocery_New_Space Heating_Natural Gas_Furnace_E9 | F2 | Commercial | Grocery | New | Space Heating | Natural Gas | Furnace | E9 | Participant - Cost of Operation | 0 | 0 | 0 | 0 | 0 | 0 | 0 | 0 | 0 | 0 | 0 | 0 | 0 | 0 | 0 | 0 | 0 | 0 | 0 | 0 | 0 | 0 | 0 | 0 | 0 | 0 | 0 | 0 | 0 | 0 | 0
F2_Commercial_Grocery_New_Space Heating_Natural Gas_Furnace_E10 | F2 | Commercial | Grocery | New | Space Heating | Natural Gas | Furnace | E10 | Participant - Cost of Operation | 0 | 0 | 0 | 0 | 0 | 0 | 0 | 0 | 0 | 0 | 0 | 0 | 0 | 0 | 0 | 0 | 0 | 0 | 0 | 0 | 0 | 0 | 0 | 0 | 0 | 0 | 0 | 0 | 0 | 0 | 0
F3_Commercial_Grocery_New_Space Heating_Natural Gas_Furnace_E1 | F3 | Commercial | Grocery | New | Space Heating | Natural Gas | Furnace | E1 | System - kBTUs of Conusmption | 43.1057 | 43.1506 | 43.1219 | 43.1024 | 43.1024 | 0 | 0 | 0 | 0 | 0 | 0 | 0 | 0 | 0 | 0 | 0 | 0 | 0 | 0 | 0 | 0 | 0 | 0 | 0 | 0 | 0 | 0 | 0 | 0 | 0 | 0
F3_Commercial_Grocery_New_Space Heating_Natural Gas_Furnace_E2 | F3 | Commercial | Grocery | New | Space Heating | Natural Gas | Furnace | E2 | System - kBTUs of Conusmption | 42.5735 | 42.6178 | 42.5896 | 42.5702 | 42.5702 | 0 | 0 | 0 | 0 | 0 | 0 | 0 | 0 | 0 | 0 | 0 | 0 | 0 | 0 | 0 | 0 | 0 | 0 | 0 | 0 | 0 | 0 | 0 | 0 | 0 | 0
F3_Commercial_Grocery_New_Space Heating_Natural Gas_Furnace_E3 | F3 | Commercial | Grocery | New | Space Heating | Natural Gas | Furnace | E3 | System - kBTUs of Conusmption | 37.8951 | 37.9346 | 37.9094 | 37.8922 | 37.8922 | 37.8922 | 37.8922 | 37.8922 | 37.8922 | 37.8922 | 37.8922 | 37.8922 | 37.8922 | 37.8922 | 37.8922 | 37.8922 | 37.8922 | 37.8922 | 37.8922 | 37.8922 | 37.8922 | 37.8922 | 37.8922 | 37.8922 | 37.8922 | 37.8922 | 37.8922 | 37.8922 | 37.8922 | 37.8922 | 37.8922
F3_Commercial_Grocery_New_Space Heating_Natural Gas_Furnace_E4 | F3 | Commercial | Grocery | New | Space Heating | Natural Gas | Furnace | E4 | System - kBTUs of Conusmption | 35.9214 | 35.9588 | 35.935 | 35.9186 | 35.9186 | 35.9186 | 35.9186 | 35.9186 | 35.9186 | 35.9186 | 35.9186 | 35.9186 | 35.9186 | 35.9186 | 35.9186 | 35.9186 | 35.9186 | 35.9186 | 35.9186 | 35.9186 | 35.9186 | 35.9186 | 35.9186 | 35.9186 | 35.9186 | 35.9186 | 35.9186 | 35.9186 | 35.9186 | 35.9186 | 35.9186
F3_Commercial_Grocery_New_Space Heating_Natural Gas_Furnace_E5 | F3 | Commercial | Grocery | New | Space Heating | Natural Gas | Furnace | E5 | System - kBTUs of Conusmption | 0 | 0 | 0 | 0 | 0 | 0 | 0 | 26.5245 | 26.5245 | 26.5245 | 26.5245 | 26.5245 | 26.5245 | 26.5245 | 26.5245 | 26.5245 | 26.5245 | 26.5245 | 26.5245 | 26.5245 | 26.5245 | 26.5245 | 26.5245 | 26.5245 | 26.5245 | 26.5245 | 26.5245 | 26.5245 | 26.5245 | 26.5245 | 26.5245
F3_Commercial_Grocery_New_Space Heating_Natural Gas_Furnace_E6 | F3 | Commercial | Grocery | New | Space Heating | Natural Gas | Furnace | E6 | System - kBTUs of Conusmption | 0 | 0 | 0 | 0 | 0 | 0 | 0 | 0 | 0 | 0 | 0 | 0 | 0 | 0 | 0 | 0 | 0 | 0 | 0 | 0 | 0 | 0 | 0 | 0 | 0 | 0 | 0 | 0 | 0 | 0 | 0
F3_Commercial_Grocery_New_Space Heating_Natural Gas_Furnace_E7 | F3 | Commercial | Grocery | New | Space Heating | Natural Gas | Furnace | E7 | System - kBTUs of Conusmption | 0 | 0 | 0 | 0 | 0 | 0 | 0 | 0 | 0 | 0 | 0 | 0 | 0 | 0 | 0 | 0 | 0 | 0 | 0 | 0 | 0 | 0 | 0 | 0 | 0 | 0 | 0 | 0 | 0 | 0 | 0
F3_Commercial_Grocery_New_Space Heating_Natural Gas_Furnace_E8 | F3 | Commercial | Grocery | New | Space Heating | Natural Gas | Furnace | E8 | System - kBTUs of Conusmption | 0 | 0 | 0 | 0 | 0 | 0 | 0 | 0 | 0 | 0 | 0 | 0 | 0 | 0 | 0 | 0 | 0 | 0 | 0 | 0 | 0 | 0 | 0 | 0 | 0 | 0 | 0 | 0 | 0 | 0 | 0
F3_Commercial_Grocery_New_Space Heating_Natural Gas_Furnace_E9 | F3 | Commercial | Grocery | New | Space Heating | Natural Gas | Furnace | E9 | System - kBTUs of Conusmption | 0 | 0 | 0 | 0 | 0 | 0 | 0 | 0 | 0 | 0 | 0 | 0 | 0 | 0 | 0 | 0 | 0 | 0 | 0 | 0 | 0 | 0 | 0 | 0 | 0 | 0 | 0 | 0 | 0 | 0 | 0
F3_Commercial_Grocery_New_Space Heating_Natural Gas_Furnace_E10 | F3 | Commercial | Grocery | New | Space Heating | Natural Gas | Furnace | E10 | System - kBTUs of Conusmption | 0 | 0 | 0 | 0 | 0 | 0 | 0 | 0 | 0 | 0 | 0 | 0 | 0 | 0 | 0 | 0 | 0 | 0 | 0 | 0 | 0 | 0 | 0 | 0 | 0 | 0 | 0 | 0 | 0 | 0 | 0
F4_Commercial_Grocery_New_Space Heating_Natural Gas_Furnace_E1 | F4 | Commercial | Grocery | New | Space Heating | Natural Gas | Furnace | E1 | Utility - Cost of Equipment | 0.070845 | 0.070845 | 0.070845 | 0.070845 | 0.070845 | 0 | 0 | 0 | 0 | 0 | 0 | 0 | 0 | 0 | 0 | 0 | 0 | 0 | 0 | 0 | 0 | 0 | 0 | 0 | 0 | 0 | 0 | 0 | 0 | 0 | 0
F4_Commercial_Grocery_New_Space Heating_Natural Gas_Furnace_E2 | F4 | Commercial | Grocery | New | Space Heating | Natural Gas | Furnace | E2 | Utility - Cost of Equipment | 0.087502 | 0.087502 | 0.087502 | 0.087502 | 0.087502 | 0 | 0 | 0 | 0 | 0 | 0 | 0 | 0 | 0 | 0 | 0 | 0 | 0 | 0 | 0 | 0 | 0 | 0 | 0 | 0 | 0 | 0 | 0 | 0 | 0 | 0
F4_Commercial_Grocery_New_Space Heating_Natural Gas_Furnace_E3 | F4 | Commercial | Grocery | New | Space Heating | Natural Gas | Furnace | E3 | Utility - Cost of Equipment | 0.10558 | 0.10558 | 0.10558 | 0.10558 | 0.10558 | 0.10558 | 0.10558 | 0.10558 | 0.10558 | 0.10558 | 0.10558 | 0.10558 | 0.10558 | 0.10558 | 0.10558 | 0.10558 | 0.10558 | 0.10558 | 0.10558 | 0.10558 | 0.10558 | 0.10558 | 0.10558 | 0.10558 | 0.10558 | 0.10558 | 0.10558 | 0.10558 | 0.10558 | 0.10558 | 0.10558
F4_Commercial_Grocery_New_Space Heating_Natural Gas_Furnace_E4 | F4 | Commercial | Grocery | New | Space Heating | Natural Gas | Furnace | E4 | Utility - Cost of Equipment | 0.087331 | 0.087331 | 0.087331 | 0.087331 | 0.087331 | 0.087331 | 0.087331 | 0.087331 | 0.087331 | 0.087331 | 0.087331 | 0.087331 | 0.087331 | 0.087331 | 0.087331 | 0.087331 | 0.087331 | 0.087331 | 0.087331 | 0.087331 | 0.087331 | 0.087331 | 0.087331 | 0.087331 | 0.087331 | 0.087331 | 0.087331 | 0.087331 | 0.087331 | 0.087331 | 0.087331
F4_Commercial_Grocery_New_Space Heating_Natural Gas_Furnace_E5 | F4 | Commercial | Grocery | New | Space Heating | Natural Gas | Furnace | E5 | Utility - Cost of Equipment | 0 | 0 | 0 | 0 | 0 | 0 | 0 | 0.72715 | 0.72715 | 0.72715 | 0.72715 | 0.72715 | 0.72715 | 0.72715 | 0.72715 | 0.72715 | 0.72715 | 0.72715 | 0.72715 | 0.72715 | 0.72715 | 0.72715 | 0.72715 | 0.72715 | 0.72715 | 0.72715 | 0.72715 | 0.72715 | 0.72715 | 0.72715 | 0.72715
F4_Commercial_Grocery_New_Space Heating_Natural Gas_Furnace_E6 | F4 | Commercial | Grocery | New | Space Heating | Natural Gas | Furnace | E6 | Utility - Cost of Equipment | 0 | 0 | 0 | 0 | 0 | 0 | 0 | 0 | 0 | 0 | 0 | 0 | 0 | 0 | 0 | 0 | 0 | 0 | 0 | 0 | 0 | 0 | 0 | 0 | 0 | 0 | 0 | 0 | 0 | 0 | 0
F4_Commercial_Grocery_New_Space Heating_Natural Gas_Furnace_E7 | F4 | Commercial | Grocery | New | Space Heating | Natural Gas | Furnace | E7 | Utility - Cost of Equipment | 0 | 0 | 0 | 0 | 0 | 0 | 0 | 0 | 0 | 0 | 0 | 0 | 0 | 0 | 0 | 0 | 0 | 0 | 0 | 0 | 0 | 0 | 0 | 0 | 0 | 0 | 0 | 0 | 0 | 0 | 0
F4_Commercial_Grocery_New_Space Heating_Natural Gas_Furnace_E8 | F4 | Commercial | Grocery | New | Space Heating | Natural Gas | Furnace | E8 | Utility - Cost of Equipment | 0 | 0 | 0 | 0 | 0 | 0 | 0 | 0 | 0 | 0 | 0 | 0 | 0 | 0 | 0 | 0 | 0 | 0 | 0 | 0 | 0 | 0 | 0 | 0 | 0 | 0 | 0 | 0 | 0 | 0 | 0
F4_Commercial_Grocery_New_Space Heating_Natural Gas_Furnace_E9 | F4 | Commercial | Grocery | New | Space Heating | Natural Gas | Furnace | E9 | Utility - Cost of Equipment | 0 | 0 | 0 | 0 | 0 | 0 | 0 | 0 | 0 | 0 | 0 | 0 | 0 | 0 | 0 | 0 | 0 | 0 | 0 | 0 | 0 | 0 | 0 | 0 | 0 | 0 | 0 | 0 | 0 | 0 | 0
F4_Commercial_Grocery_New_Space Heating_Natural Gas_Furnace_E10 | F4 | Commercial | Grocery | New | Space Heating | Natural Gas | Furnace | E10 | Utility - Cost of Equipment | 0 | 0 | 0 | 0 | 0 | 0 | 0 | 0 | 0 | 0 | 0 | 0 | 0 | 0 | 0 | 0 | 0 | 0 | 0 | 0 | 0 | 0 | 0 | 0 | 0 | 0 | 0 | 0 | 0 | 0 | 0
F5_Commercial_Grocery_New_Space Heating_Natural Gas_Furnace_E1 | F5 | Commercial | Grocery | New | Space Heating | Natural Gas | Furnace | E1 | Utility - Cost of Operation | 0.41887 | 0.42157 | 0.42307 | 0.42488 | 0.42864 | 0 | 0 | 0 | 0 | 0 | 0 | 0 | 0 | 0 | 0 | 0 | 0 | 0 | 0 | 0 | 0 | 0 | 0 | 0 | 0 | 0 | 0 | 0 | 0 | 0 | 0
F5_Commercial_Grocery_New_Space Heating_Natural Gas_Furnace_E2 | F5 | Commercial | Grocery | New | Space Heating | Natural Gas | Furnace | E2 | Utility - Cost of Operation | 0.4137 | 0.41636 | 0.41784 | 0.41964 | 0.42335 | 0 | 0 | 0 | 0 | 0 | 0 | 0 | 0 | 0 | 0 | 0 | 0 | 0 | 0 | 0 | 0 | 0 | 0 | 0 | 0 | 0 | 0 | 0 | 0 | 0 | 0
F5_Commercial_Grocery_New_Space Heating_Natural Gas_Furnace_E3 | F5 | Commercial | Grocery | New | Space Heating | Natural Gas | Furnace | E3 | Utility - Cost of Operation | 0.36824 | 0.37061 | 0.37193 | 0.37352 | 0.37682 | 0.36565 | 0.35775 | 0.35141 | 0.34929 | 0.34629 | 0.34466 | 0.3424 | 0.30734 | 0.30486 | 0.30455 | 0.30225 | 0.30145 | 0.3012 | 0.2956 | 0.29748 | 0.29828 | 0.29967 | 0.30163 | 0.17548 | 0.1711 | 0.1666 | 0.16194 | 0.15708 | 0.15196 | 0.14655 | 0.1408
F5_Commercial_Grocery_New_Space Heating_Natural Gas_Furnace_E4 | F5 | Commercial | Grocery | New | Space Heating | Natural Gas | Furnace | E4 | Utility - Cost of Operation | 0.34906 | 0.35131 | 0.35255 | 0.35407 | 0.3572 | 0.34661 | 0.33912 | 0.33311 | 0.3311 | 0.32825 | 0.32671 | 0.32457 | 0.29133 | 0.28898 | 0.28869 | 0.28651 | 0.28574 | 0.28552 | 0.2802 | 0.28198 | 0.28275 | 0.28407 | 0.28592 | 0.16634 | 0.16219 | 0.15792 | 0.15351 | 0.1489 | 0.14405 | 0.13891 | 0.13346
F5_Commercial_Grocery_New_Space Heating_Natural Gas_Furnace_E5 | F5 | Commercial | Grocery | New | Space Heating | Natural Gas | Furnace | E5 | Utility - Cost of Operation | 0 | 0 | 0 | 0 | 0 | 0 | 0 | 0.24599 | 0.24451 | 0.2424 | 0.24126 | 0.23968 | 0.21513 | 0.2134 | 0.21318 | 0.21158 | 0.21101 | 0.21084 | 0.20692 | 0.20823 | 0.2088 | 0.20977 | 0.21114 | 0.12283 | 0.11977 | 0.11662 | 0.11336 | 0.10995 | 0.10637 | 0.10258 | 0.098558
F5_Commercial_Grocery_New_Space Heating_Natural Gas_Furnace_E6 | F5 | Commercial | Grocery | New | Space Heating | Natural Gas | Furnace | E6 | Utility - Cost of Operation | 0 | 0 | 0 | 0 | 0 | 0 | 0 | 0 | 0 | 0 | 0 | 0 | 0 | 0 | 0 | 0 | 0 | 0 | 0 | 0 | 0 | 0 | 0 | 0 | 0 | 0 | 0 | 0 | 0 | 0 | 0
F5_Commercial_Grocery_New_Space Heating_Natural Gas_Furnace_E7 | F5 | Commercial | Grocery | New | Space Heating | Natural Gas | Furnace | E7 | Utility - Cost of Operation | 0 | 0 | 0 | 0 | 0 | 0 | 0 | 0 | 0 | 0 | 0 | 0 | 0 | 0 | 0 | 0 | 0 | 0 | 0 | 0 | 0 | 0 | 0 | 0 | 0 | 0 | 0 | 0 | 0 | 0 | 0
F5_Commercial_Grocery_New_Space Heating_Natural Gas_Furnace_E8 | F5 | Commercial | Grocery | New | Space Heating | Natural Gas | Furnace | E8 | Utility - Cost of Operation | 0 | 0 | 0 | 0 | 0 | 0 | 0 | 0 | 0 | 0 | 0 | 0 | 0 | 0 | 0 | 0 | 0 | 0 | 0 | 0 | 0 | 0 | 0 | 0 | 0 | 0 | 0 | 0 | 0 | 0 | 0
F5_Commercial_Grocery_New_Space Heating_Natural Gas_Furnace_E9 | F5 | Commercial | Grocery | New | Space Heating | Natural Gas | Furnace | E9 | Utility - Cost of Operation | 0 | 0 | 0 | 0 | 0 | 0 | 0 | 0 | 0 | 0 | 0 | 0 | 0 | 0 | 0 | 0 | 0 | 0 | 0 | 0 | 0 | 0 | 0 | 0 | 0 | 0 | 0 | 0 | 0 | 0 | 0
F5_Commercial_Grocery_New_Space Heating_Natural Gas_Furnace_E10 | F5 | Commercial | Grocery | New | Space Heating | Natural Gas | Furnace | E10 | Utility - Cost of Operation | 0 | 0 | 0 | 0 | 0 | 0 | 0 | 0 | 0 | 0 | 0 | 0 | 0 | 0 | 0 | 0 | 0 | 0 | 0 | 0 | 0 | 0 | 0 | 0 | 0 | 0 | 0 | 0 | 0 | 0 | 0
F6_Commercial_Grocery_New_Space Heating_Natural Gas_Furnace_E1 | F6 | Commercial | Grocery | New | Space Heating | Natural Gas | Furnace | E1 | Utility - Value of Sales | 0.50184 | 0.50507 | 0.50686 | 0.50904 | 0.51354 | 0 | 0 | 0 | 0 | 0 | 0 | 0 | 0 | 0 | 0 | 0 | 0 | 0 | 0 | 0 | 0 | 0 | 0 | 0 | 0 | 0 | 0 | 0 | 0 | 0 | 0
F6_Commercial_Grocery_New_Space Heating_Natural Gas_Furnace_E2 | F6 | Commercial | Grocery | New | Space Heating | Natural Gas | Furnace | E2 | Utility - Value of Sales | 0.49564 | 0.49883 | 0.5006 | 0.50275 | 0.5072 | 0 | 0 | 0 | 0 | 0 | 0 | 0 | 0 | 0 | 0 | 0 | 0 | 0 | 0 | 0 | 0 | 0 | 0 | 0 | 0 | 0 | 0 | 0 | 0 | 0 | 0
F6_Commercial_Grocery_New_Space Heating_Natural Gas_Furnace_E3 | F6 | Commercial | Grocery | New | Space Heating | Natural Gas | Furnace | E3 | Utility - Value of Sales | 0.44118 | 0.44402 | 0.44559 | 0.44751 | 0.45146 | 0.43808 | 0.42861 | 0.42101 | 0.41848 | 0.41488 | 0.41292 | 0.41022 | 0.36821 | 0.36524 | 0.36487 | 0.36212 | 0.36115 | 0.36086 | 0.35414 | 0.3564 | 0.35736 | 0.35903 | 0.36137 | 0.21023 | 0.20499 | 0.1996 | 0.19402 | 0.18819 | 0.18206 | 0.17557 | 0.16868
F6_Commercial_Grocery_New_Space Heating_Natural Gas_Furnace_E4 | F6 | Commercial | Grocery | New | Space Heating | Natural Gas | Furnace | E4 | Utility - Value of Sales | 0.4182 | 0.42089 | 0.42238 | 0.4242 | 0.42795 | 0.41526 | 0.40629 | 0.39908 | 0.39668 | 0.39327 | 0.39142 | 0.38885 | 0.34903 | 0.34622 | 0.34586 | 0.34326 | 0.34234 | 0.34207 | 0.3357 | 0.33783 | 0.33875 | 0.34033 | 0.34255 | 0.19928 | 0.19431 | 0.1892 | 0.18391 | 0.17839 | 0.17258 | 0.16643 | 0.1599
F6_Commercial_Grocery_New_Space Heating_Natural Gas_Furnace_E5 | F6 | Commercial | Grocery | New | Space Heating | Natural Gas | Furnace | E5 | Utility - Value of Sales | 0 | 0 | 0 | 0 | 0 | 0 | 0 | 0.29471 | 0.29293 | 0.29042 | 0.28905 | 0.28715 | 0.25775 | 0.25567 | 0.25541 | 0.25348 | 0.25281 | 0.2526 | 0.2479 | 0.24948 | 0.25015 | 0.25132 | 0.25296 | 0.14716 | 0.14349 | 0.13972 | 0.13581 | 0.13173 | 0.12744 | 0.1229 | 0.11808
F6_Commercial_Grocery_New_Space Heating_Natural Gas_Furnace_E6 | F6 | Commercial | Grocery | New | Space Heating | Natural Gas | Furnace | E6 | Utility - Value of Sales | 0 | 0 | 0 | 0 | 0 | 0 | 0 | 0 | 0 | 0 | 0 | 0 | 0 | 0 | 0 | 0 | 0 | 0 | 0 | 0 | 0 | 0 | 0 | 0 | 0 | 0 | 0 | 0 | 0 | 0 | 0
F6_Commercial_Grocery_New_Space Heating_Natural Gas_Furnace_E7 | F6 | Commercial | Grocery | New | Space Heating | Natural Gas | Furnace | E7 | Utility - Value of Sales | 0 | 0 | 0 | 0 | 0 | 0 | 0 | 0 | 0 | 0 | 0 | 0 | 0 | 0 | 0 | 0 | 0 | 0 | 0 | 0 | 0 | 0 | 0 | 0 | 0 | 0 | 0 | 0 | 0 | 0 | 0
F6_Commercial_Grocery_New_Space Heating_Natural Gas_Furnace_E8 | F6 | Commercial | Grocery | New | Space Heating | Natural Gas | Furnace | E8 | Utility - Value of Sales | 0 | 0 | 0 | 0 | 0 | 0 | 0 | 0 | 0 | 0 | 0 | 0 | 0 | 0 | 0 | 0 | 0 | 0 | 0 | 0 | 0 | 0 | 0 | 0 | 0 | 0 | 0 | 0 | 0 | 0 | 0
F6_Commercial_Grocery_New_Space Heating_Natural Gas_Furnace_E9 | F6 | Commercial | Grocery | New | Space Heating | Natural Gas | Furnace | E9 | Utility - Value of Sales | 0 | 0 | 0 | 0 | 0 | 0 | 0 | 0 | 0 | 0 | 0 | 0 | 0 | 0 | 0 | 0 | 0 | 0 | 0 | 0 | 0 | 0 | 0 | 0 | 0 | 0 | 0 | 0 | 0 | 0 | 0
F6_Commercial_Grocery_New_Space Heating_Natural Gas_Furnace_E10 | F6 | Commercial | Grocery | New | Space Heating | Natural Gas | Furnace | E10 | Utility - Value of Sales | 0 | 0 | 0 | 0 | 0 | 0 | 0 | 0 | 0 | 0 | 0 | 0 | 0 | 0 | 0 | 0 | 0 | 0 | 0 | 0 | 0 | 0 | 0 | 0 | 0 | 0 | 0 | 0 | 0 | 0 | 0
F1_Commercial_Grocery_New_Space Heating_Natural Gas_Boiler_E1 | F1 | Commercial | Grocery | New | Space Heating | Natural Gas | Boiler | E1 | Participant - Cost of Equipment | 0.13678 | 0.13678 | 0.13678 | 0.13678 | 0.13678 | 0 | 0 | 0 | 0 | 0 | 0 | 0 | 0 | 0 | 0 | 0 | 0 | 0 | 0 | 0 | 0 | 0 | 0 | 0 | 0 | 0 | 0 | 0 | 0 | 0 | 0
F1_Commercial_Grocery_New_Space Heating_Natural Gas_Boiler_E2 | F1 | Commercial | Grocery | New | Space Heating | Natural Gas | Boiler | E2 | Participant - Cost of Equipment | 0.14139 | 0.14139 | 0.14139 | 0.14139 | 0.14139 | 0 | 0 | 0 | 0 | 0 | 0 | 0 | 0 | 0 | 0 | 0 | 0 | 0 | 0 | 0 | 0 | 0 | 0 | 0 | 0 | 0 | 0 | 0 | 0 | 0 | 0
F1_Commercial_Grocery_New_Space Heating_Natural Gas_Boiler_E3 | F1 | Commercial | Grocery | New | Space Heating | Natural Gas | Boiler | E3 | Participant - Cost of Equipment | 0.22225 | 0.22225 | 0.22225 | 0.22225 | 0.22225 | 0.22225 | 0.22225 | 0.22225 | 0.22225 | 0.22225 | 0.22225 | 0.22225 | 0.22225 | 0.22225 | 0.22225 | 0.22225 | 0.22225 | 0.22225 | 0.22225 | 0.22225 | 0.22225 | 0.22225 | 0.22225 | 0.22225 | 0.22225 | 0.22225 | 0.22225 | 0.22225 | 0.22225 | 0.22225 | 0.22225
F1_Commercial_Grocery_New_Space Heating_Natural Gas_Boiler_E4 | F1 | Commercial | Grocery | New | Space Heating | Natural Gas | Boiler | E4 | Participant - Cost of Equipment | 0.24306 | 0.24306 | 0.24306 | 0.24306 | 0.24306 | 0.24306 | 0.24306 | 0.24306 | 0.24306 | 0.24306 | 0.24306 | 0.24306 | 0.24306 | 0.24306 | 0.24306 | 0.24306 | 0.24306 | 0.24306 | 0.24306 | 0.24306 | 0.24306 | 0.24306 | 0.24306 | 0.24306 | 0.24306 | 0.24306 | 0.24306 | 0.24306 | 0.24306 | 0.24306 | 0.24306
F1_Commercial_Grocery_New_Space Heating_Natural Gas_Boiler_E5 | F1 | Commercial | Grocery | New | Space Heating | Natural Gas | Boiler | E5 | Participant - Cost of Equipment | 0.8001 | 0.8001 | 0.8001 | 0.8001 | 0.8001 | 0.8001 | 0.8001 | 0.8001 | 0.8001 | 0.8001 | 0.8001 | 0.8001 | 0.8001 | 0.8001 | 0.8001 | 0.8001 | 0.8001 | 0.8001 | 0.8001 | 0.8001 | 0.8001 | 0.8001 | 0.8001 | 0.8001 | 0.8001 | 0.8001 | 0.8001 | 0.8001 | 0.8001 | 0.8001 | 0.8001
F1_Commercial_Grocery_New_Space Heating_Natural Gas_Boiler_E6 | F1 | Commercial | Grocery | New | Space Heating | Natural Gas | Boiler | E6 | Participant - Cost of Equipment | 0 | 0 | 0 | 0 | 0 | 0 | 0 | 0 | 0 | 0 | 0 | 0 | 0 | 0 | 0 | 0 | 0 | 0 | 0 | 0 | 0 | 0 | 0 | 0 | 0 | 0 | 0 | 0 | 0 | 0 | 0
F1_Commercial_Grocery_New_Space Heating_Natural Gas_Boiler_E7 | F1 | Commercial | Grocery | New | Space Heating | Natural Gas | Boiler | E7 | Participant - Cost of Equipment | 0 | 0 | 0 | 0 | 0 | 0 | 0 | 0 | 0 | 0 | 0 | 0 | 0 | 0 | 0 | 0 | 0 | 0 | 0 | 0 | 0 | 0 | 0 | 0 | 0 | 0 | 0 | 0 | 0 | 0 | 0
F1_Commercial_Grocery_New_Space Heating_Natural Gas_Boiler_E8 | F1 | Commercial | Grocery | New | Space Heating | Natural Gas | Boiler | E8 | Participant - Cost of Equipment | 0 | 0 | 0 | 0 | 0 | 0 | 0 | 0 | 0 | 0 | 0 | 0 | 0 | 0 | 0 | 0 | 0 | 0 | 0 | 0 | 0 | 0 | 0 | 0 | 0 | 0 | 0 | 0 | 0 | 0 | 0
F1_Commercial_Grocery_New_Space Heating_Natural Gas_Boiler_E9 | F1 | Commercial | Grocery | New | Space Heating | Natural Gas | Boiler | E9 | Participant - Cost of Equipment | 0 | 0 | 0 | 0 | 0 | 0 | 0 | 0 | 0 | 0 | 0 | 0 | 0 | 0 | 0 | 0 | 0 | 0 | 0 | 0 | 0 | 0 | 0 | 0 | 0 | 0 | 0 | 0 | 0 | 0 | 0
F1_Commercial_Grocery_New_Space Heating_Natural Gas_Boiler_E10 | F1 | Commercial | Grocery | New | Space Heating | Natural Gas | Boiler | E10 | Participant - Cost of Equipment | 0 | 0 | 0 | 0 | 0 | 0 | 0 | 0 | 0 | 0 | 0 | 0 | 0 | 0 | 0 | 0 | 0 | 0 | 0 | 0 | 0 | 0 | 0 | 0 | 0 | 0 | 0 | 0 | 0 | 0 | 0
F2_Commercial_Grocery_New_Space Heating_Natural Gas_Boiler_E1 | F2 | Commercial | Grocery | New | Space Heating | Natural Gas | Boiler | E1 | Participant - Cost of Operation | 2.1134 | 2.126 | 2.1341 | 2.1436 | 2.1628 | 0 | 0 | 0 | 0 | 0 | 0 | 0 | 0 | 0 | 0 | 0 | 0 | 0 | 0 | 0 | 0 | 0 | 0 | 0 | 0 | 0 | 0 | 0 | 0 | 0 | 0
F2_Commercial_Grocery_New_Space Heating_Natural Gas_Boiler_E2 | F2 | Commercial | Grocery | New | Space Heating | Natural Gas | Boiler | E2 | Participant - Cost of Operation | 2.0128 | 2.0248 | 2.0325 | 2.0416 | 2.0598 | 0 | 0 | 0 | 0 | 0 | 0 | 0 | 0 | 0 | 0 | 0 | 0 | 0 | 0 | 0 | 0 | 0 | 0 | 0 | 0 | 0 | 0 | 0 | 0 | 0 | 0
F2_Commercial_Grocery_New_Space Heating_Natural Gas_Boiler_E3 | F2 | Commercial | Grocery | New | Space Heating | Natural Gas | Boiler | E3 | Participant - Cost of Operation | 1.7987 | 1.8094 | 1.8162 | 1.8244 | 1.8407 | 1.7705 | 1.7138 | 1.6833 | 1.6727 | 1.658 | 1.6497 | 1.6385 | 1.4738 | 1.4617 | 1.4597 | 1.4484 | 1.444 | 1.4424 | 1.4148 | 1.4215 | 1.423 | 1.4273 | 1.4341 | 0.84141 | 0.81846 | 0.7949 | 0.77051 | 0.74507 | 0.71837 | 0.6902 | 0.66035
F2_Commercial_Grocery_New_Space Heating_Natural Gas_Boiler_E4 | F2 | Commercial | Grocery | New | Space Heating | Natural Gas | Boiler | E4 | Participant - Cost of Operation | 1.7253 | 1.7355 | 1.7421 | 1.7499 | 1.7656 | 1.6982 | 1.6438 | 1.6146 | 1.6045 | 1.5903 | 1.5824 | 1.5716 | 1.4137 | 1.402 | 1.4001 | 1.3892 | 1.3851 | 1.3835 | 1.3571 | 1.3634 | 1.3649 | 1.369 | 1.3755 | 0.80706 | 0.78506 | 0.76246 | 0.73906 | 0.71466 | 0.68905 | 0.66203 | 0.6334
F2_Commercial_Grocery_New_Space Heating_Natural Gas_Boiler_E5 | F2 | Commercial | Grocery | New | Space Heating | Natural Gas | Boiler | E5 | Participant - Cost of Operation | 1.3006 | 1.3083 | 1.3133 | 1.3192 | 1.331 | 1.2802 | 1.2392 | 1.2172 | 1.2095 | 1.1989 | 1.1929 | 1.1848 | 1.0657 | 1.0569 | 1.0554 | 1.0473 | 1.0442 | 1.0429 | 1.023 | 1.0278 | 1.0289 | 1.032 | 1.0369 | 0.6084 | 0.59181 | 0.57478 | 0.55714 | 0.53875 | 0.51944 | 0.49907 | 0.47748
F2_Commercial_Grocery_New_Space Heating_Natural Gas_Boiler_E6 | F2 | Commercial | Grocery | New | Space Heating | Natural Gas | Boiler | E6 | Participant - Cost of Operation | 0 | 0 | 0 | 0 | 0 | 0 | 0 | 0 | 0 | 0 | 0 | 0 | 0 | 0 | 0 | 0 | 0 | 0 | 0 | 0 | 0 | 0 | 0 | 0 | 0 | 0 | 0 | 0 | 0 | 0 | 0
F2_Commercial_Grocery_New_Space Heating_Natural Gas_Boiler_E7 | F2 | Commercial | Grocery | New | Space Heating | Natural Gas | Boiler | E7 | Participant - Cost of Operation | 0 | 0 | 0 | 0 | 0 | 0 | 0 | 0 | 0 | 0 | 0 | 0 | 0 | 0 | 0 | 0 | 0 | 0 | 0 | 0 | 0 | 0 | 0 | 0 | 0 | 0 | 0 | 0 | 0 | 0 | 0
F2_Commercial_Grocery_New_Space Heating_Natural Gas_Boiler_E8 | F2 | Commercial | Grocery | New | Space Heating | Natural Gas | Boiler | E8 | Participant - Cost of Operation | 0 | 0 | 0 | 0 | 0 | 0 | 0 | 0 | 0 | 0 | 0 | 0 | 0 | 0 | 0 | 0 | 0 | 0 | 0 | 0 | 0 | 0 | 0 | 0 | 0 | 0 | 0 | 0 | 0 | 0 | 0
F2_Commercial_Grocery_New_Space Heating_Natural Gas_Boiler_E9 | F2 | Commercial | Grocery | New | Space Heating | Natural Gas | Boiler | E9 | Participant - Cost of Operation | 0 | 0 | 0 | 0 | 0 | 0 | 0 | 0 | 0 | 0 | 0 | 0 | 0 | 0 | 0 | 0 | 0 | 0 | 0 | 0 | 0 | 0 | 0 | 0 | 0 | 0 | 0 | 0 | 0 | 0 | 0
F2_Commercial_Grocery_New_Space Heating_Natural Gas_Boiler_E10 | F2 | Commercial | Grocery | New | Space Heating | Natural Gas | Boiler | E10 | Participant - Cost of Operation | 0 | 0 | 0 | 0 | 0 | 0 | 0 | 0 | 0 | 0 | 0 | 0 | 0 | 0 | 0 | 0 | 0 | 0 | 0 | 0 | 0 | 0 | 0 | 0 | 0 | 0 | 0 | 0 | 0 | 0 | 0
F3_Commercial_Grocery_New_Space Heating_Natural Gas_Boiler_E1 | F3 | Commercial | Grocery | New | Space Heating | Natural Gas | Boiler | E1 | System - kBTUs of Conusmption | 181.6445 | 181.8186 | 181.7077 | 181.6318 | 181.6318 | 0 | 0 | 0 | 0 | 0 | 0 | 0 | 0 | 0 | 0 | 0 | 0 | 0 | 0 | 0 | 0 | 0 | 0 | 0 | 0 | 0 | 0 | 0 | 0 | 0 | 0
F3_Commercial_Grocery_New_Space Heating_Natural Gas_Boiler_E2 | F3 | Commercial | Grocery | New | Space Heating | Natural Gas | Boiler | E2 | System - kBTUs of Conusmption | 172.9948 | 173.1606 | 173.0549 | 172.9826 | 172.9826 | 0 | 0 | 0 | 0 | 0 | 0 | 0 | 0 | 0 | 0 | 0 | 0 | 0 | 0 | 0 | 0 | 0 | 0 | 0 | 0 | 0 | 0 | 0 | 0 | 0 | 0
F3_Commercial_Grocery_New_Space Heating_Natural Gas_Boiler_E3 | F3 | Commercial | Grocery | New | Space Heating | Natural Gas | Boiler | E3 | System - kBTUs of Conusmption | 154.5911 | 154.7392 | 154.6448 | 154.5802 | 154.5802 | 154.5802 | 154.5802 | 154.5802 | 154.5802 | 154.5802 | 154.5802 | 154.5802 | 154.5802 | 154.5802 | 154.5802 | 154.5802 | 154.5802 | 154.5802 | 154.5802 | 154.5802 | 154.5802 | 154.5802 | 154.5802 | 154.5802 | 154.5802 | 154.5802 | 154.5802 | 154.5802 | 154.5802 | 154.5802 | 154.1046
F3_Commercial_Grocery_New_Space Heating_Natural Gas_Boiler_E4 | F3 | Commercial | Grocery | New | Space Heating | Natural Gas | Boiler | E4 | System - kBTUs of Conusmption | 148.2812 | 148.4234 | 148.3328 | 148.2708 | 148.2708 | 148.2708 | 148.2708 | 148.2708 | 148.2708 | 148.2708 | 148.2708 | 148.2708 | 148.2708 | 148.2708 | 148.2708 | 148.2708 | 148.2708 | 148.2708 | 148.2708 | 148.2708 | 148.2708 | 148.2708 | 148.2708 | 148.2708 | 148.2708 | 148.2708 | 148.2708 | 148.2708 | 148.2708 | 148.2708 | 147.8146
F3_Commercial_Grocery_New_Space Heating_Natural Gas_Boiler_E5 | F3 | Commercial | Grocery | New | Space Heating | Natural Gas | Boiler | E5 | System - kBTUs of Conusmption | 111.7812 | 111.8884 | 111.8201 | 111.7734 | 111.7734 | 111.7734 | 111.7734 | 111.7734 | 111.7734 | 111.7734 | 111.7734 | 111.7734 | 111.7734 | 111.7734 | 111.7734 | 111.7734 | 111.7734 | 111.7734 | 111.7734 | 111.7734 | 111.7734 | 111.7734 | 111.7734 | 111.7734 | 111.7734 | 111.7734 | 111.7734 | 111.7734 | 111.7734 | 111.7734 | 111.4295
F3_Commercial_Grocery_New_Space Heating_Natural Gas_Boiler_E6 | F3 | Commercial | Grocery | New | Space Heating | Natural Gas | Boiler | E6 | System - kBTUs of Conusmption | 0 | 0 | 0 | 0 | 0 | 0 | 0 | 0 | 0 | 0 | 0 | 0 | 0 | 0 | 0 | 0 | 0 | 0 | 0 | 0 | 0 | 0 | 0 | 0 | 0 | 0 | 0 | 0 | 0 | 0 | 0
F3_Commercial_Grocery_New_Space Heating_Natural Gas_Boiler_E7 | F3 | Commercial | Grocery | New | Space Heating | Natural Gas | Boiler | E7 | System - kBTUs of Conusmption | 0 | 0 | 0 | 0 | 0 | 0 | 0 | 0 | 0 | 0 | 0 | 0 | 0 | 0 | 0 | 0 | 0 | 0 | 0 | 0 | 0 | 0 | 0 | 0 | 0 | 0 | 0 | 0 | 0 | 0 | 0
F3_Commercial_Grocery_New_Space Heating_Natural Gas_Boiler_E8 | F3 | Commercial | Grocery | New | Space Heating | Natural Gas | Boiler | E8 | System - kBTUs of Conusmption | 0 | 0 | 0 | 0 | 0 | 0 | 0 | 0 | 0 | 0 | 0 | 0 | 0 | 0 | 0 | 0 | 0 | 0 | 0 | 0 | 0 | 0 | 0 | 0 | 0 | 0 | 0 | 0 | 0 | 0 | 0
F3_Commercial_Grocery_New_Space Heating_Natural Gas_Boiler_E9 | F3 | Commercial | Grocery | New | Space Heating | Natural Gas | Boiler | E9 | System - kBTUs of Conusmption | 0 | 0 | 0 | 0 | 0 | 0 | 0 | 0 | 0 | 0 | 0 | 0 | 0 | 0 | 0 | 0 | 0 | 0 | 0 | 0 | 0 | 0 | 0 | 0 | 0 | 0 | 0 | 0 | 0 | 0 | 0
F3_Commercial_Grocery_New_Space Heating_Natural Gas_Boiler_E10 | F3 | Commercial | Grocery | New | Space Heating | Natural Gas | Boiler | E10 | System - kBTUs of Conusmption | 0 | 0 | 0 | 0 | 0 | 0 | 0 | 0 | 0 | 0 | 0 | 0 | 0 | 0 | 0 | 0 | 0 | 0 | 0 | 0 | 0 | 0 | 0 | 0 | 0 | 0 | 0 | 0 | 0 | 0 | 0
F4_Commercial_Grocery_New_Space Heating_Natural Gas_Boiler_E1 | F4 | Commercial | Grocery | New | Space Heating | Natural Gas | Boiler | E1 | Utility - Cost of Equipment | 0.13678 | 0.13678 | 0.13678 | 0.13678 | 0.13678 | 0 | 0 | 0 | 0 | 0 | 0 | 0 | 0 | 0 | 0 | 0 | 0 | 0 | 0 | 0 | 0 | 0 | 0 | 0 | 0 | 0 | 0 | 0 | 0 | 0 | 0
F4_Commercial_Grocery_New_Space Heating_Natural Gas_Boiler_E2 | F4 | Commercial | Grocery | New | Space Heating | Natural Gas | Boiler | E2 | Utility - Cost of Equipment | 0.14139 | 0.14139 | 0.14139 | 0.14139 | 0.14139 | 0 | 0 | 0 | 0 | 0 | 0 | 0 | 0 | 0 | 0 | 0 | 0 | 0 | 0 | 0 | 0 | 0 | 0 | 0 | 0 | 0 | 0 | 0 | 0 | 0 | 0
F4_Commercial_Grocery_New_Space Heating_Natural Gas_Boiler_E3 | F4 | Commercial | Grocery | New | Space Heating | Natural Gas | Boiler | E3 | Utility - Cost of Equipment | 0.22225 | 0.22225 | 0.22225 | 0.22225 | 0.22225 | 0.22225 | 0.22225 | 0.22225 | 0.22225 | 0.22225 | 0.22225 | 0.22225 | 0.22225 | 0.22225 | 0.22225 | 0.22225 | 0.22225 | 0.22225 | 0.22225 | 0.22225 | 0.22225 | 0.22225 | 0.22225 | 0.22225 | 0.22225 | 0.22225 | 0.22225 | 0.22225 | 0.22225 | 0.22225 | 0.22225
F4_Commercial_Grocery_New_Space Heating_Natural Gas_Boiler_E4 | F4 | Commercial | Grocery | New | Space Heating | Natural Gas | Boiler | E4 | Utility - Cost of Equipment | 0.24306 | 0.24306 | 0.24306 | 0.24306 | 0.24306 | 0.24306 | 0.24306 | 0.24306 | 0.24306 | 0.24306 | 0.24306 | 0.24306 | 0.24306 | 0.24306 | 0.24306 | 0.24306 | 0.24306 | 0.24306 | 0.24306 | 0.24306 | 0.24306 | 0.24306 | 0.24306 | 0.24306 | 0.24306 | 0.24306 | 0.24306 | 0.24306 | 0.24306 | 0.24306 | 0.24306
F4_Commercial_Grocery_New_Space Heating_Natural Gas_Boiler_E5 | F4 | Commercial | Grocery | New | Space Heating | Natural Gas | Boiler | E5 | Utility - Cost of Equipment | 0.8001 | 0.8001 | 0.8001 | 0.8001 | 0.8001 | 0.8001 | 0.8001 | 0.8001 | 0.8001 | 0.8001 | 0.8001 | 0.8001 | 0.8001 | 0.8001 | 0.8001 | 0.8001 | 0.8001 | 0.8001 | 0.8001 | 0.8001 | 0.8001 | 0.8001 | 0.8001 | 0.8001 | 0.8001 | 0.8001 | 0.8001 | 0.8001 | 0.8001 | 0.8001 | 0.8001
F4_Commercial_Grocery_New_Space Heating_Natural Gas_Boiler_E6 | F4 | Commercial | Grocery | New | Space Heating | Natural Gas | Boiler | E6 | Utility - Cost of Equipment | 0 | 0 | 0 | 0 | 0 | 0 | 0 | 0 | 0 | 0 | 0 | 0 | 0 | 0 | 0 | 0 | 0 | 0 | 0 | 0 | 0 | 0 | 0 | 0 | 0 | 0 | 0 | 0 | 0 | 0 | 0
F4_Commercial_Grocery_New_Space Heating_Natural Gas_Boiler_E7 | F4 | Commercial | Grocery | New | Space Heating | Natural Gas | Boiler | E7 | Utility - Cost of Equipment | 0 | 0 | 0 | 0 | 0 | 0 | 0 | 0 | 0 | 0 | 0 | 0 | 0 | 0 | 0 | 0 | 0 | 0 | 0 | 0 | 0 | 0 | 0 | 0 | 0 | 0 | 0 | 0 | 0 | 0 | 0
F4_Commercial_Grocery_New_Space Heating_Natural Gas_Boiler_E8 | F4 | Commercial | Grocery | New | Space Heating | Natural Gas | Boiler | E8 | Utility - Cost of Equipment | 0 | 0 | 0 | 0 | 0 | 0 | 0 | 0 | 0 | 0 | 0 | 0 | 0 | 0 | 0 | 0 | 0 | 0 | 0 | 0 | 0 | 0 | 0 | 0 | 0 | 0 | 0 | 0 | 0 | 0 | 0
F4_Commercial_Grocery_New_Space Heating_Natural Gas_Boiler_E9 | F4 | Commercial | Grocery | New | Space Heating | Natural Gas | Boiler | E9 | Utility - Cost of Equipment | 0 | 0 | 0 | 0 | 0 | 0 | 0 | 0 | 0 | 0 | 0 | 0 | 0 | 0 | 0 | 0 | 0 | 0 | 0 | 0 | 0 | 0 | 0 | 0 | 0 | 0 | 0 | 0 | 0 | 0 | 0
F4_Commercial_Grocery_New_Space Heating_Natural Gas_Boiler_E10 | F4 | Commercial | Grocery | New | Space Heating | Natural Gas | Boiler | E10 | Utility - Cost of Equipment | 0 | 0 | 0 | 0 | 0 | 0 | 0 | 0 | 0 | 0 | 0 | 0 | 0 | 0 | 0 | 0 | 0 | 0 | 0 | 0 | 0 | 0 | 0 | 0 | 0 | 0 | 0 | 0 | 0 | 0 | 0
F5_Commercial_Grocery_New_Space Heating_Natural Gas_Boiler_E1 | F5 | Commercial | Grocery | New | Space Heating | Natural Gas | Boiler | E1 | Utility - Cost of Operation | 1.764 | 1.7746 | 1.7813 | 1.7892 | 1.8053 | 0 | 0 | 0 | 0 | 0 | 0 | 0 | 0 | 0 | 0 | 0 | 0 | 0 | 0 | 0 | 0 | 0 | 0 | 0 | 0 | 0 | 0 | 0 | 0 | 0 | 0
F5_Commercial_Grocery_New_Space Heating_Natural Gas_Boiler_E2 | F5 | Commercial | Grocery | New | Space Heating | Natural Gas | Boiler | E2 | Utility - Cost of Operation | 1.68 | 1.6901 | 1.6964 | 1.704 | 1.7193 | 0 | 0 | 0 | 0 | 0 | 0 | 0 | 0 | 0 | 0 | 0 | 0 | 0 | 0 | 0 | 0 | 0 | 0 | 0 | 0 | 0 | 0 | 0 | 0 | 0 | 0
F5_Commercial_Grocery_New_Space Heating_Natural Gas_Boiler_E3 | F5 | Commercial | Grocery | New | Space Heating | Natural Gas | Boiler | E3 | Utility - Cost of Operation | 1.5013 | 1.5103 | 1.516 | 1.5228 | 1.5364 | 1.4778 | 1.4305 | 1.405 | 1.3962 | 1.3839 | 1.377 | 1.3676 | 1.2302 | 1.22 | 1.2183 | 1.2089 | 1.2053 | 1.2039 | 1.1809 | 1.1865 | 1.1878 | 1.1913 | 1.197 | 0.70231 | 0.68315 | 0.66349 | 0.64313 | 0.6219 | 0.59961 | 0.57609 | 0.55118
F5_Commercial_Grocery_New_Space Heating_Natural Gas_Boiler_E4 | F5 | Commercial | Grocery | New | Space Heating | Natural Gas | Boiler | E4 | Utility - Cost of Operation | 1.44 | 1.4486 | 1.4541 | 1.4606 | 1.4737 | 1.4175 | 1.3721 | 1.3477 | 1.3392 | 1.3274 | 1.3208 | 1.3118 | 1.18 | 1.1702 | 1.1686 | 1.1596 | 1.1561 | 1.1548 | 1.1327 | 1.138 | 1.1393 | 1.1427 | 1.1481 | 0.67364 | 0.65527 | 0.63641 | 0.61688 | 0.59651 | 0.57514 | 0.55258 | 0.52868
F5_Commercial_Grocery_New_Space Heating_Natural Gas_Boiler_E5 | F5 | Commercial | Grocery | New | Space Heating | Natural Gas | Boiler | E5 | Utility - Cost of Operation | 1.0856 | 1.092 | 1.0962 | 1.1011 | 1.1109 | 1.0686 | 1.0343 | 1.016 | 1.0096 | 1.0007 | 0.99566 | 0.98891 | 0.88952 | 0.88217 | 0.88096 | 0.87414 | 0.87153 | 0.87053 | 0.8539 | 0.8579 | 0.85884 | 0.8614 | 0.86552 | 0.50782 | 0.49397 | 0.47975 | 0.46503 | 0.44968 | 0.43356 | 0.41656 | 0.39854
F5_Commercial_Grocery_New_Space Heating_Natural Gas_Boiler_E6 | F5 | Commercial | Grocery | New | Space Heating | Natural Gas | Boiler | E6 | Utility - Cost of Operation | 0 | 0 | 0 | 0 | 0 | 0 | 0 | 0 | 0 | 0 | 0 | 0 | 0 | 0 | 0 | 0 | 0 | 0 | 0 | 0 | 0 | 0 | 0 | 0 | 0 | 0 | 0 | 0 | 0 | 0 | 0
F5_Commercial_Grocery_New_Space Heating_Natural Gas_Boiler_E7 | F5 | Commercial | Grocery | New | Space Heating | Natural Gas | Boiler | E7 | Utility - Cost of Operation | 0 | 0 | 0 | 0 | 0 | 0 | 0 | 0 | 0 | 0 | 0 | 0 | 0 | 0 | 0 | 0 | 0 | 0 | 0 | 0 | 0 | 0 | 0 | 0 | 0 | 0 | 0 | 0 | 0 | 0 | 0
F5_Commercial_Grocery_New_Space Heating_Natural Gas_Boiler_E8 | F5 | Commercial | Grocery | New | Space Heating | Natural Gas | Boiler | E8 | Utility - Cost of Operation | 0 | 0 | 0 | 0 | 0 | 0 | 0 | 0 | 0 | 0 | 0 | 0 | 0 | 0 | 0 | 0 | 0 | 0 | 0 | 0 | 0 | 0 | 0 | 0 | 0 | 0 | 0 | 0 | 0 | 0 | 0
F5_Commercial_Grocery_New_Space Heating_Natural Gas_Boiler_E9 | F5 | Commercial | Grocery | New | Space Heating | Natural Gas | Boiler | E9 | Utility - Cost of Operation | 0 | 0 | 0 | 0 | 0 | 0 | 0 | 0 | 0 | 0 | 0 | 0 | 0 | 0 | 0 | 0 | 0 | 0 | 0 | 0 | 0 | 0 | 0 | 0 | 0 | 0 | 0 | 0 | 0 | 0 | 0
F5_Commercial_Grocery_New_Space Heating_Natural Gas_Boiler_E10 | F5 | Commercial | Grocery | New | Space Heating | Natural Gas | Boiler | E10 | Utility - Cost of Operation | 0 | 0 | 0 | 0 | 0 | 0 | 0 | 0 | 0 | 0 | 0 | 0 | 0 | 0 | 0 | 0 | 0 | 0 | 0 | 0 | 0 | 0 | 0 | 0 | 0 | 0 | 0 | 0 | 0 | 0 | 0
F6_Commercial_Grocery_New_Space Heating_Natural Gas_Boiler_E1 | F6 | Commercial | Grocery | New | Space Heating | Natural Gas | Boiler | E1 | Utility - Value of Sales | 2.1134 | 2.126 | 2.1341 | 2.1436 | 2.1628 | 0 | 0 | 0 | 0 | 0 | 0 | 0 | 0 | 0 | 0 | 0 | 0 | 0 | 0 | 0 | 0 | 0 | 0 | 0 | 0 | 0 | 0 | 0 | 0 | 0 | 0
F6_Commercial_Grocery_New_Space Heating_Natural Gas_Boiler_E2 | F6 | Commercial | Grocery | New | Space Heating | Natural Gas | Boiler | E2 | Utility - Value of Sales | 2.0128 | 2.0248 | 2.0325 | 2.0416 | 2.0598 | 0 | 0 | 0 | 0 | 0 | 0 | 0 | 0 | 0 | 0 | 0 | 0 | 0 | 0 | 0 | 0 | 0 | 0 | 0 | 0 | 0 | 0 | 0 | 0 | 0 | 0
F6_Commercial_Grocery_New_Space Heating_Natural Gas_Boiler_E3 | F6 | Commercial | Grocery | New | Space Heating | Natural Gas | Boiler | E3 | Utility - Value of Sales | 1.7987 | 1.8094 | 1.8162 | 1.8244 | 1.8407 | 1.7705 | 1.7138 | 1.6833 | 1.6727 | 1.658 | 1.6497 | 1.6385 | 1.4738 | 1.4617 | 1.4597 | 1.4484 | 1.444 | 1.4424 | 1.4148 | 1.4215 | 1.423 | 1.4273 | 1.4341 | 0.84141 | 0.81846 | 0.7949 | 0.77051 | 0.74507 | 0.71837 | 0.6902 | 0.66035
F6_Commercial_Grocery_New_Space Heating_Natural Gas_Boiler_E4 | F6 | Commercial | Grocery | New | Space Heating | Natural Gas | Boiler | E4 | Utility - Value of Sales | 1.7253 | 1.7355 | 1.7421 | 1.7499 | 1.7656 | 1.6982 | 1.6438 | 1.6146 | 1.6045 | 1.5903 | 1.5824 | 1.5716 | 1.4137 | 1.402 | 1.4001 | 1.3892 | 1.3851 | 1.3835 | 1.3571 | 1.3634 | 1.3649 | 1.369 | 1.3755 | 0.80706 | 0.78506 | 0.76246 | 0.73906 | 0.71466 | 0.68905 | 0.66203 | 0.6334
F6_Commercial_Grocery_New_Space Heating_Natural Gas_Boiler_E5 | F6 | Commercial | Grocery | New | Space Heating | Natural Gas | Boiler | E5 | Utility - Value of Sales | 1.3006 | 1.3083 | 1.3133 | 1.3192 | 1.331 | 1.2802 | 1.2392 | 1.2172 | 1.2095 | 1.1989 | 1.1929 | 1.1848 | 1.0657 | 1.0569 | 1.0554 | 1.0473 | 1.0442 | 1.0429 | 1.023 | 1.0278 | 1.0289 | 1.032 | 1.0369 | 0.6084 | 0.59181 | 0.57478 | 0.55714 | 0.53875 | 0.51944 | 0.49907 | 0.47748
F6_Commercial_Grocery_New_Space Heating_Natural Gas_Boiler_E6 | F6 | Commercial | Grocery | New | Space Heating | Natural Gas | Boiler | E6 | Utility - Value of Sales | 0 | 0 | 0 | 0 | 0 | 0 | 0 | 0 | 0 | 0 | 0 | 0 | 0 | 0 | 0 | 0 | 0 | 0 | 0 | 0 | 0 | 0 | 0 | 0 | 0 | 0 | 0 | 0 | 0 | 0 | 0
F6_Commercial_Grocery_New_Space Heating_Natural Gas_Boiler_E7 | F6 | Commercial | Grocery | New | Space Heating | Natural Gas | Boiler | E7 | Utility - Value of Sales | 0 | 0 | 0 | 0 | 0 | 0 | 0 | 0 | 0 | 0 | 0 | 0 | 0 | 0 | 0 | 0 | 0 | 0 | 0 | 0 | 0 | 0 | 0 | 0 | 0 | 0 | 0 | 0 | 0 | 0 | 0
F6_Commercial_Grocery_New_Space Heating_Natural Gas_Boiler_E8 | F6 | Commercial | Grocery | New | Space Heating | Natural Gas | Boiler | E8 | Utility - Value of Sales | 0 | 0 | 0 | 0 | 0 | 0 | 0 | 0 | 0 | 0 | 0 | 0 | 0 | 0 | 0 | 0 | 0 | 0 | 0 | 0 | 0 | 0 | 0 | 0 | 0 | 0 | 0 | 0 | 0 | 0 | 0
F6_Commercial_Grocery_New_Space Heating_Natural Gas_Boiler_E9 | F6 | Commercial | Grocery | New | Space Heating | Natural Gas | Boiler | E9 | Utility - Value of Sales | 0 | 0 | 0 | 0 | 0 | 0 | 0 | 0 | 0 | 0 | 0 | 0 | 0 | 0 | 0 | 0 | 0 | 0 | 0 | 0 | 0 | 0 | 0 | 0 | 0 | 0 | 0 | 0 | 0 | 0 | 0
F6_Commercial_Grocery_New_Space Heating_Natural Gas_Boiler_E10 | F6 | Commercial | Grocery | New | Space Heating | Natural Gas | Boiler | E10 | Utility - Value of Sales | 0 | 0 | 0 | 0 | 0 | 0 | 0 | 0 | 0 | 0 | 0 | 0 | 0 | 0 | 0 | 0 | 0 | 0 | 0 | 0 | 0 | 0 | 0 | 0 | 0 | 0 | 0 | 0 | 0 | 0 | 0
F1_Commercial_Grocery_New_Space Heating_Natural Gas_Unit Heater_E1 | F1 | Commercial | Grocery | New | Space Heating | Natural Gas | Unit Heater | E1 | Participant - Cost of Equipment | 0.13013 | 0.13013 | 0.13013 | 0.13013 | 0.13013 | 0 | 0 | 0 | 0 | 0 | 0 | 0 | 0 | 0 | 0 | 0 | 0 | 0 | 0 | 0 | 0 | 0 | 0 | 0 | 0 | 0 | 0 | 0 | 0 | 0 | 0
F1_Commercial_Grocery_New_Space Heating_Natural Gas_Unit Heater_E2 | F1 | Commercial | Grocery | New | Space Heating | Natural Gas | Unit Heater | E2 | Participant - Cost of Equipment | 0.41611 | 0.41611 | 0.41611 | 0.41611 | 0.41611 | 0.41611 | 0.41611 | 0.41611 | 0.41611 | 0.41611 | 0.41611 | 0.41611 | 0.41611 | 0.41611 | 0.41611 | 0.41611 | 0.41611 | 0.41611 | 0.41611 | 0.41611 | 0.41611 | 0.41611 | 0.41611 | 0.41611 | 0.41611 | 0.41611 | 0.41611 | 0.41611 | 0.41611 | 0.41611 | 0.41611
F1_Commercial_Grocery_New_Space Heating_Natural Gas_Unit Heater_E3 | F1 | Commercial | Grocery | New | Space Heating | Natural Gas | Unit Heater | E3 | Participant - Cost of Equipment | 0.17975 | 0.17975 | 0.17975 | 0.17975 | 0.17975 | 0.17975 | 0.17975 | 0.17975 | 0.17975 | 0.17975 | 0.17975 | 0.17975 | 0.17975 | 0.17975 | 0.17975 | 0.17975 | 0.17975 | 0.17975 | 0.17975 | 0.17975 | 0.17975 | 0.17975 | 0.17975 | 0.17975 | 0.17975 | 0.17975 | 0.17975 | 0.17975 | 0.17975 | 0.17975 | 0.17975
F1_Commercial_Grocery_New_Space Heating_Natural Gas_Unit Heater_E4 | F1 | Commercial | Grocery | New | Space Heating | Natural Gas | Unit Heater | E4 | Participant - Cost of Equipment | 0 | 0 | 0 | 0 | 0 | 0 | 0 | 0 | 0 | 0 | 0 | 0 | 0 | 0 | 0 | 0 | 0 | 0 | 0 | 0 | 0 | 0 | 0 | 0 | 0 | 0 | 0 | 0 | 0 | 0 | 0
F1_Commercial_Grocery_New_Space Heating_Natural Gas_Unit Heater_E5 | F1 | Commercial | Grocery | New | Space Heating | Natural Gas | Unit Heater | E5 | Participant - Cost of Equipment | 0 | 0 | 0 | 0 | 0 | 0 | 0 | 0 | 0 | 0 | 0 | 0 | 0 | 0 | 0 | 0 | 0 | 0 | 0 | 0 | 0 | 0 | 0 | 0 | 0 | 0 | 0 | 0 | 0 | 0 | 0
F1_Commercial_Grocery_New_Space Heating_Natural Gas_Unit Heater_E6 | F1 | Commercial | Grocery | New | Space Heating | Natural Gas | Unit Heater | E6 | Participant - Cost of Equipment | 0 | 0 | 0 | 0 | 0 | 0 | 0 | 0 | 0 | 0 | 0 | 0 | 0 | 0 | 0 | 0 | 0 | 0 | 0 | 0 | 0 | 0 | 0 | 0 | 0 | 0 | 0 | 0 | 0 | 0 | 0
F1_Commercial_Grocery_New_Space Heating_Natural Gas_Unit Heater_E7 | F1 | Commercial | Grocery | New | Space Heating | Natural Gas | Unit Heater | E7 | Participant - Cost of Equipment | 0 | 0 | 0 | 0 | 0 | 0 | 0 | 0 | 0 | 0 | 0 | 0 | 0 | 0 | 0 | 0 | 0 | 0 | 0 | 0 | 0 | 0 | 0 | 0 | 0 | 0 | 0 | 0 | 0 | 0 | 0
F1_Commercial_Grocery_New_Space Heating_Natural Gas_Unit Heater_E8 | F1 | Commercial | Grocery | New | Space Heating | Natural Gas | Unit Heater | E8 | Participant - Cost of Equipment | 0 | 0 | 0 | 0 | 0 | 0 | 0 | 0 | 0 | 0 | 0 | 0 | 0 | 0 | 0 | 0 | 0 | 0 | 0 | 0 | 0 | 0 | 0 | 0 | 0 | 0 | 0 | 0 | 0 | 0 | 0
F1_Commercial_Grocery_New_Space Heating_Natural Gas_Unit Heater_E9 | F1 | Commercial | Grocery | New | Space Heating | Natural Gas | Unit Heater | E9 | Participant - Cost of Equipment | 0 | 0 | 0 | 0 | 0 | 0 | 0 | 0 | 0 | 0 | 0 | 0 | 0 | 0 | 0 | 0 | 0 | 0 | 0 | 0 | 0 | 0 | 0 | 0 | 0 | 0 | 0 | 0 | 0 | 0 | 0
F1_Commercial_Grocery_New_Space Heating_Natural Gas_Unit Heater_E10 | F1 | Commercial | Grocery | New | Space Heating | Natural Gas | Unit Heater | E10 | Participant - Cost of Equipment | 0 | 0 | 0 | 0 | 0 | 0 | 0 | 0 | 0 | 0 | 0 | 0 | 0 | 0 | 0 | 0 | 0 | 0 | 0 | 0 | 0 | 0 | 0 | 0 | 0 | 0 | 0 | 0 | 0 | 0 | 0
F2_Commercial_Grocery_New_Space Heating_Natural Gas_Unit Heater_E1 | F2 | Commercial | Grocery | New | Space Heating | Natural Gas | Unit Heater | E1 | Participant - Cost of Operation | 1.5704 | 1.5873 | 1.5975 | 1.6099 | 1.6104 | 0 | 0 | 0 | 0 | 0 | 0 | 0 | 0 | 0 | 0 | 0 | 0 | 0 | 0 | 0 | 0 | 0 | 0 | 0 | 0 | 0 | 0 | 0 | 0 | 0 | 0
F2_Commercial_Grocery_New_Space Heating_Natural Gas_Unit Heater_E2 | F2 | Commercial | Grocery | New | Space Heating | Natural Gas | Unit Heater | E2 | Participant - Cost of Operation | 1.4132 | 1.4284 | 1.4376 | 1.4487 | 1.4492 | 1.3643 | 1.295 | 1.2556 | 1.2883 | 1.3197 | 1.3597 | 1.401 | 1.2609 | 1.3109 | 1.379 | 1.3722 | 1.3736 | 1.378 | 1.3517 | 1.3677 | 1.3785 | 1.3936 | 1.4131 | 0.70747 | 0.69365 | 0.68067 | 0.6684 | 0.65673 | 0.64555 | 0.63478 | 0.62436
F2_Commercial_Grocery_New_Space Heating_Natural Gas_Unit Heater_E3 | F2 | Commercial | Grocery | New | Space Heating | Natural Gas | Unit Heater | E3 | Participant - Cost of Operation | 1.2205 | 1.2336 | 1.2416 | 1.2512 | 1.2516 | 1.1782 | 1.1185 | 1.0844 | 1.1127 | 1.1397 | 1.1743 | 1.21 | 1.089 | 1.1321 | 1.191 | 1.1851 | 1.1863 | 1.1901 | 1.1674 | 1.1812 | 1.1905 | 1.2036 | 1.2204 | 0.611 | 0.59907 | 0.58786 | 0.57726 | 0.56718 | 0.55753 | 0.54823 | 0.53923
F2_Commercial_Grocery_New_Space Heating_Natural Gas_Unit Heater_E4 | F2 | Commercial | Grocery | New | Space Heating | Natural Gas | Unit Heater | E4 | Participant - Cost of Operation | 0 | 0 | 0 | 0 | 0 | 0 | 0 | 0 | 0 | 0 | 0 | 0 | 0 | 0 | 0 | 0 | 0 | 0 | 0 | 0 | 0 | 0 | 0 | 0 | 0 | 0 | 0 | 0 | 0 | 0 | 0
F2_Commercial_Grocery_New_Space Heating_Natural Gas_Unit Heater_E5 | F2 | Commercial | Grocery | New | Space Heating | Natural Gas | Unit Heater | E5 | Participant - Cost of Operation | 0 | 0 | 0 | 0 | 0 | 0 | 0 | 0 | 0 | 0 | 0 | 0 | 0 | 0 | 0 | 0 | 0 | 0 | 0 | 0 | 0 | 0 | 0 | 0 | 0 | 0 | 0 | 0 | 0 | 0 | 0
F2_Commercial_Grocery_New_Space Heating_Natural Gas_Unit Heater_E6 | F2 | Commercial | Grocery | New | Space Heating | Natural Gas | Unit Heater | E6 | Participant - Cost of Operation | 0 | 0 | 0 | 0 | 0 | 0 | 0 | 0 | 0 | 0 | 0 | 0 | 0 | 0 | 0 | 0 | 0 | 0 | 0 | 0 | 0 | 0 | 0 | 0 | 0 | 0 | 0 | 0 | 0 | 0 | 0
F2_Commercial_Grocery_New_Space Heating_Natural Gas_Unit Heater_E7 | F2 | Commercial | Grocery | New | Space Heating | Natural Gas | Unit Heater | E7 | Participant - Cost of Operation | 0 | 0 | 0 | 0 | 0 | 0 | 0 | 0 | 0 | 0 | 0 | 0 | 0 | 0 | 0 | 0 | 0 | 0 | 0 | 0 | 0 | 0 | 0 | 0 | 0 | 0 | 0 | 0 | 0 | 0 | 0
F2_Commercial_Grocery_New_Space Heating_Natural Gas_Unit Heater_E8 | F2 | Commercial | Grocery | New | Space Heating | Natural Gas | Unit Heater | E8 | Participant - Cost of Operation | 0 | 0 | 0 | 0 | 0 | 0 | 0 | 0 | 0 | 0 | 0 | 0 | 0 | 0 | 0 | 0 | 0 | 0 | 0 | 0 | 0 | 0 | 0 | 0 | 0 | 0 | 0 | 0 | 0 | 0 | 0
F2_Commercial_Grocery_New_Space Heating_Natural Gas_Unit Heater_E9 | F2 | Commercial | Grocery | New | Space Heating | Natural Gas | Unit Heater | E9 | Participant - Cost of Operation | 0 | 0 | 0 | 0 | 0 | 0 | 0 | 0 | 0 | 0 | 0 | 0 | 0 | 0 | 0 | 0 | 0 | 0 | 0 | 0 | 0 | 0 | 0 | 0 | 0 | 0 | 0 | 0 | 0 | 0 | 0
F2_Commercial_Grocery_New_Space Heating_Natural Gas_Unit Heater_E10 | F2 | Commercial | Grocery | New | Space Heating | Natural Gas | Unit Heater | E10 | Participant - Cost of Operation | 0 | 0 | 0 | 0 | 0 | 0 | 0 | 0 | 0 | 0 | 0 | 0 | 0 | 0 | 0 | 0 | 0 | 0 | 0 | 0 | 0 | 0 | 0 | 0 | 0 | 0 | 0 | 0 | 0 | 0 | 0
F3_Commercial_Grocery_New_Space Heating_Natural Gas_Unit Heater_E1 | F3 | Commercial | Grocery | New | Space Heating | Natural Gas | Unit Heater | E1 | System - kBTUs of Conusmption | 131.2609 | 131.523 | 131.356 | 131.2417 | 131.2417 | 0 | 0 | 0 | 0 | 0 | 0 | 0 | 0 | 0 | 0 | 0 | 0 | 0 | 0 | 0 | 0 | 0 | 0 | 0 | 0 | 0 | 0 | 0 | 0 | 0 | 0
F3_Commercial_Grocery_New_Space Heating_Natural Gas_Unit Heater_E2 | F3 | Commercial | Grocery | New | Space Heating | Natural Gas | Unit Heater | E2 | System - kBTUs of Conusmption | 118.12 | 118.3559 | 118.2056 | 118.1027 | 118.1027 | 118.1027 | 118.1027 | 118.1027 | 118.1027 | 118.1027 | 118.1027 | 118.1027 | 118.1027 | 118.1027 | 118.1027 | 118.1027 | 118.1027 | 118.1027 | 118.1027 | 118.1027 | 118.1027 | 118.1027 | 118.1027 | 118.1027 | 118.1027 | 118.1027 | 118.1027 | 118.1027 | 118.1027 | 118.1027 | 118.1027
F3_Commercial_Grocery_New_Space Heating_Natural Gas_Unit Heater_E3 | F3 | Commercial | Grocery | New | Space Heating | Natural Gas | Unit Heater | E3 | System - kBTUs of Conusmption | 102.0141 | 102.2178 | 102.088 | 101.9991 | 101.9991 | 101.9991 | 101.9991 | 101.9991 | 101.9991 | 101.9991 | 101.9991 | 101.9991 | 101.9991 | 101.9991 | 101.9991 | 101.9991 | 101.9991 | 101.9991 | 101.9991 | 101.9991 | 101.9991 | 101.9991 | 101.9991 | 101.9991 | 101.9991 | 101.9991 | 101.9991 | 101.9991 | 101.9991 | 101.9991 | 101.9991
F3_Commercial_Grocery_New_Space Heating_Natural Gas_Unit Heater_E4 | F3 | Commercial | Grocery | New | Space Heating | Natural Gas | Unit Heater | E4 | System - kBTUs of Conusmption | 0 | 0 | 0 | 0 | 0 | 0 | 0 | 0 | 0 | 0 | 0 | 0 | 0 | 0 | 0 | 0 | 0 | 0 | 0 | 0 | 0 | 0 | 0 | 0 | 0 | 0 | 0 | 0 | 0 | 0 | 0
F3_Commercial_Grocery_New_Space Heating_Natural Gas_Unit Heater_E5 | F3 | Commercial | Grocery | New | Space Heating | Natural Gas | Unit Heater | E5 | System - kBTUs of Conusmption | 0 | 0 | 0 | 0 | 0 | 0 | 0 | 0 | 0 | 0 | 0 | 0 | 0 | 0 | 0 | 0 | 0 | 0 | 0 | 0 | 0 | 0 | 0 | 0 | 0 | 0 | 0 | 0 | 0 | 0 | 0
F3_Commercial_Grocery_New_Space Heating_Natural Gas_Unit Heater_E6 | F3 | Commercial | Grocery | New | Space Heating | Natural Gas | Unit Heater | E6 | System - kBTUs of Conusmption | 0 | 0 | 0 | 0 | 0 | 0 | 0 | 0 | 0 | 0 | 0 | 0 | 0 | 0 | 0 | 0 | 0 | 0 | 0 | 0 | 0 | 0 | 0 | 0 | 0 | 0 | 0 | 0 | 0 | 0 | 0
F3_Commercial_Grocery_New_Space Heating_Natural Gas_Unit Heater_E7 | F3 | Commercial | Grocery | New | Space Heating | Natural Gas | Unit Heater | E7 | System - kBTUs of Conusmption | 0 | 0 | 0 | 0 | 0 | 0 | 0 | 0 | 0 | 0 | 0 | 0 | 0 | 0 | 0 | 0 | 0 | 0 | 0 | 0 | 0 | 0 | 0 | 0 | 0 | 0 | 0 | 0 | 0 | 0 | 0
F3_Commercial_Grocery_New_Space Heating_Natural Gas_Unit Heater_E8 | F3 | Commercial | Grocery | New | Space Heating | Natural Gas | Unit Heater | E8 | System - kBTUs of Conusmption | 0 | 0 | 0 | 0 | 0 | 0 | 0 | 0 | 0 | 0 | 0 | 0 | 0 | 0 | 0 | 0 | 0 | 0 | 0 | 0 | 0 | 0 | 0 | 0 | 0 | 0 | 0 | 0 | 0 | 0 | 0
F3_Commercial_Grocery_New_Space Heating_Natural Gas_Unit Heater_E9 | F3 | Commercial | Grocery | New | Space Heating | Natural Gas | Unit Heater | E9 | System - kBTUs of Conusmption | 0 | 0 | 0 | 0 | 0 | 0 | 0 | 0 | 0 | 0 | 0 | 0 | 0 | 0 | 0 | 0 | 0 | 0 | 0 | 0 | 0 | 0 | 0 | 0 | 0 | 0 | 0 | 0 | 0 | 0 | 0
F3_Commercial_Grocery_New_Space Heating_Natural Gas_Unit Heater_E10 | F3 | Commercial | Grocery | New | Space Heating | Natural Gas | Unit Heater | E10 | System - kBTUs of Conusmption | 0 | 0 | 0 | 0 | 0 | 0 | 0 | 0 | 0 | 0 | 0 | 0 | 0 | 0 | 0 | 0 | 0 | 0 | 0 | 0 | 0 | 0 | 0 | 0 | 0 | 0 | 0 | 0 | 0 | 0 | 0
F4_Commercial_Grocery_New_Space Heating_Natural Gas_Unit Heater_E1 | F4 | Commercial | Grocery | New | Space Heating | Natural Gas | Unit Heater | E1 | Utility - Cost of Equipment | 0.13013 | 0.13013 | 0.13013 | 0.13013 | 0.13013 | 0 | 0 | 0 | 0 | 0 | 0 | 0 | 0 | 0 | 0 | 0 | 0 | 0 | 0 | 0 | 0 | 0 | 0 | 0 | 0 | 0 | 0 | 0 | 0 | 0 | 0
F4_Commercial_Grocery_New_Space Heating_Natural Gas_Unit Heater_E2 | F4 | Commercial | Grocery | New | Space Heating | Natural Gas | Unit Heater | E2 | Utility - Cost of Equipment | 0.41611 | 0.41611 | 0.41611 | 0.41611 | 0.41611 | 0.41611 | 0.41611 | 0.41611 | 0.41611 | 0.41611 | 0.41611 | 0.41611 | 0.41611 | 0.41611 | 0.41611 | 0.41611 | 0.41611 | 0.41611 | 0.41611 | 0.41611 | 0.41611 | 0.41611 | 0.41611 | 0.41611 | 0.41611 | 0.41611 | 0.41611 | 0.41611 | 0.41611 | 0.41611 | 0.41611
F4_Commercial_Grocery_New_Space Heating_Natural Gas_Unit Heater_E3 | F4 | Commercial | Grocery | New | Space Heating | Natural Gas | Unit Heater | E3 | Utility - Cost of Equipment | 0.17975 | 0.17975 | 0.17975 | 0.17975 | 0.17975 | 0.17975 | 0.17975 | 0.17975 | 0.17975 | 0.17975 | 0.17975 | 0.17975 | 0.17975 | 0.17975 | 0.17975 | 0.17975 | 0.17975 | 0.17975 | 0.17975 | 0.17975 | 0.17975 | 0.17975 | 0.17975 | 0.17975 | 0.17975 | 0.17975 | 0.17975 | 0.17975 | 0.17975 | 0.17975 | 0.17975
F4_Commercial_Grocery_New_Space Heating_Natural Gas_Unit Heater_E4 | F4 | Commercial | Grocery | New | Space Heating | Natural Gas | Unit Heater | E4 | Utility - Cost of Equipment | 0 | 0 | 0 | 0 | 0 | 0 | 0 | 0 | 0 | 0 | 0 | 0 | 0 | 0 | 0 | 0 | 0 | 0 | 0 | 0 | 0 | 0 | 0 | 0 | 0 | 0 | 0 | 0 | 0 | 0 | 0
F4_Commercial_Grocery_New_Space Heating_Natural Gas_Unit Heater_E5 | F4 | Commercial | Grocery | New | Space Heating | Natural Gas | Unit Heater | E5 | Utility - Cost of Equipment | 0 | 0 | 0 | 0 | 0 | 0 | 0 | 0 | 0 | 0 | 0 | 0 | 0 | 0 | 0 | 0 | 0 | 0 | 0 | 0 | 0 | 0 | 0 | 0 | 0 | 0 | 0 | 0 | 0 | 0 | 0
F4_Commercial_Grocery_New_Space Heating_Natural Gas_Unit Heater_E6 | F4 | Commercial | Grocery | New | Space Heating | Natural Gas | Unit Heater | E6 | Utility - Cost of Equipment | 0 | 0 | 0 | 0 | 0 | 0 | 0 | 0 | 0 | 0 | 0 | 0 | 0 | 0 | 0 | 0 | 0 | 0 | 0 | 0 | 0 | 0 | 0 | 0 | 0 | 0 | 0 | 0 | 0 | 0 | 0
F4_Commercial_Grocery_New_Space Heating_Natural Gas_Unit Heater_E7 | F4 | Commercial | Grocery | New | Space Heating | Natural Gas | Unit Heater | E7 | Utility - Cost of Equipment | 0 | 0 | 0 | 0 | 0 | 0 | 0 | 0 | 0 | 0 | 0 | 0 | 0 | 0 | 0 | 0 | 0 | 0 | 0 | 0 | 0 | 0 | 0 | 0 | 0 | 0 | 0 | 0 | 0 | 0 | 0
F4_Commercial_Grocery_New_Space Heating_Natural Gas_Unit Heater_E8 | F4 | Commercial | Grocery | New | Space Heating | Natural Gas | Unit Heater | E8 | Utility - Cost of Equipment | 0 | 0 | 0 | 0 | 0 | 0 | 0 | 0 | 0 | 0 | 0 | 0 | 0 | 0 | 0 | 0 | 0 | 0 | 0 | 0 | 0 | 0 | 0 | 0 | 0 | 0 | 0 | 0 | 0 | 0 | 0
F4_Commercial_Grocery_New_Space Heating_Natural Gas_Unit Heater_E9 | F4 | Commercial | Grocery | New | Space Heating | Natural Gas | Unit Heater | E9 | Utility - Cost of Equipment | 0 | 0 | 0 | 0 | 0 | 0 | 0 | 0 | 0 | 0 | 0 | 0 | 0 | 0 | 0 | 0 | 0 | 0 | 0 | 0 | 0 | 0 | 0 | 0 | 0 | 0 | 0 | 0 | 0 | 0 | 0
F4_Commercial_Grocery_New_Space Heating_Natural Gas_Unit Heater_E10 | F4 | Commercial | Grocery | New | Space Heating | Natural Gas | Unit Heater | E10 | Utility - Cost of Equipment | 0 | 0 | 0 | 0 | 0 | 0 | 0 | 0 | 0 | 0 | 0 | 0 | 0 | 0 | 0 | 0 | 0 | 0 | 0 | 0 | 0 | 0 | 0 | 0 | 0 | 0 | 0 | 0 | 0 | 0 | 0
F5_Commercial_Grocery_New_Space Heating_Natural Gas_Unit Heater_E1 | F5 | Commercial | Grocery | New | Space Heating | Natural Gas | Unit Heater | E1 | Utility - Cost of Operation | 1.3108 | 1.3249 | 1.3334 | 1.3438 | 1.3442 | 0 | 0 | 0 | 0 | 0 | 0 | 0 | 0 | 0 | 0 | 0 | 0 | 0 | 0 | 0 | 0 | 0 | 0 | 0 | 0 | 0 | 0 | 0 | 0 | 0 | 0
F5_Commercial_Grocery_New_Space Heating_Natural Gas_Unit Heater_E2 | F5 | Commercial | Grocery | New | Space Heating | Natural Gas | Unit Heater | E2 | Utility - Cost of Operation | 1.1796 | 1.1922 | 1.1999 | 1.2092 | 1.2096 | 1.1387 | 1.0809 | 1.0481 | 1.0754 | 1.1015 | 1.1349 | 1.1694 | 1.0525 | 1.0942 | 1.151 | 1.1454 | 1.1465 | 1.1502 | 1.1282 | 1.1416 | 1.1506 | 1.1632 | 1.1795 | 0.59051 | 0.57898 | 0.56814 | 0.5579 | 0.54816 | 0.53883 | 0.52984 | 0.52114
F5_Commercial_Grocery_New_Space Heating_Natural Gas_Unit Heater_E3 | F5 | Commercial | Grocery | New | Space Heating | Natural Gas | Unit Heater | E3 | Utility - Cost of Operation | 1.0187 | 1.0297 | 1.0363 | 1.0443 | 1.0447 | 0.98345 | 0.93355 | 0.90515 | 0.92872 | 0.95132 | 0.98013 | 1.0099 | 0.90897 | 0.94498 | 0.99409 | 0.98921 | 0.9902 | 0.99332 | 0.97437 | 0.9859 | 0.99368 | 1.0046 | 1.0187 | 0.50999 | 0.50003 | 0.49067 | 0.48183 | 0.47342 | 0.46536 | 0.45759 | 0.45008
F5_Commercial_Grocery_New_Space Heating_Natural Gas_Unit Heater_E4 | F5 | Commercial | Grocery | New | Space Heating | Natural Gas | Unit Heater | E4 | Utility - Cost of Operation | 0 | 0 | 0 | 0 | 0 | 0 | 0 | 0 | 0 | 0 | 0 | 0 | 0 | 0 | 0 | 0 | 0 | 0 | 0 | 0 | 0 | 0 | 0 | 0 | 0 | 0 | 0 | 0 | 0 | 0 | 0
F5_Commercial_Grocery_New_Space Heating_Natural Gas_Unit Heater_E5 | F5 | Commercial | Grocery | New | Space Heating | Natural Gas | Unit Heater | E5 | Utility - Cost of Operation | 0 | 0 | 0 | 0 | 0 | 0 | 0 | 0 | 0 | 0 | 0 | 0 | 0 | 0 | 0 | 0 | 0 | 0 | 0 | 0 | 0 | 0 | 0 | 0 | 0 | 0 | 0 | 0 | 0 | 0 | 0
F5_Commercial_Grocery_New_Space Heating_Natural Gas_Unit Heater_E6 | F5 | Commercial | Grocery | New | Space Heating | Natural Gas | Unit Heater | E6 | Utility - Cost of Operation | 0 | 0 | 0 | 0 | 0 | 0 | 0 | 0 | 0 | 0 | 0 | 0 | 0 | 0 | 0 | 0 | 0 | 0 | 0 | 0 | 0 | 0 | 0 | 0 | 0 | 0 | 0 | 0 | 0 | 0 | 0
F5_Commercial_Grocery_New_Space Heating_Natural Gas_Unit Heater_E7 | F5 | Commercial | Grocery | New | Space Heating | Natural Gas | Unit Heater | E7 | Utility - Cost of Operation | 0 | 0 | 0 | 0 | 0 | 0 | 0 | 0 | 0 | 0 | 0 | 0 | 0 | 0 | 0 | 0 | 0 | 0 | 0 | 0 | 0 | 0 | 0 | 0 | 0 | 0 | 0 | 0 | 0 | 0 | 0
F5_Commercial_Grocery_New_Space Heating_Natural Gas_Unit Heater_E8 | F5 | Commercial | Grocery | New | Space Heating | Natural Gas | Unit Heater | E8 | Utility - Cost of Operation | 0 | 0 | 0 | 0 | 0 | 0 | 0 | 0 | 0 | 0 | 0 | 0 | 0 | 0 | 0 | 0 | 0 | 0 | 0 | 0 | 0 | 0 | 0 | 0 | 0 | 0 | 0 | 0 | 0 | 0 | 0
F5_Commercial_Grocery_New_Space Heating_Natural Gas_Unit Heater_E9 | F5 | Commercial | Grocery | New | Space Heating | Natural Gas | Unit Heater | E9 | Utility - Cost of Operation | 0 | 0 | 0 | 0 | 0 | 0 | 0 | 0 | 0 | 0 | 0 | 0 | 0 | 0 | 0 | 0 | 0 | 0 | 0 | 0 | 0 | 0 | 0 | 0 | 0 | 0 | 0 | 0 | 0 | 0 | 0
F5_Commercial_Grocery_New_Space Heating_Natural Gas_Unit Heater_E10 | F5 | Commercial | Grocery | New | Space Heating | Natural Gas | Unit Heater | E10 | Utility - Cost of Operation | 0 | 0 | 0 | 0 | 0 | 0 | 0 | 0 | 0 | 0 | 0 | 0 | 0 | 0 | 0 | 0 | 0 | 0 | 0 | 0 | 0 | 0 | 0 | 0 | 0 | 0 | 0 | 0 | 0 | 0 | 0
F6_Commercial_Grocery_New_Space Heating_Natural Gas_Unit Heater_E1 | F6 | Commercial | Grocery | New | Space Heating | Natural Gas | Unit Heater | E1 | Utility - Value of Sales | 1.5704 | 1.5873 | 1.5975 | 1.6099 | 1.6104 | 0 | 0 | 0 | 0 | 0 | 0 | 0 | 0 | 0 | 0 | 0 | 0 | 0 | 0 | 0 | 0 | 0 | 0 | 0 | 0 | 0 | 0 | 0 | 0 | 0 | 0
F6_Commercial_Grocery_New_Space Heating_Natural Gas_Unit Heater_E2 | F6 | Commercial | Grocery | New | Space Heating | Natural Gas | Unit Heater | E2 | Utility - Value of Sales | 1.4132 | 1.4284 | 1.4376 | 1.4487 | 1.4492 | 1.3643 | 1.295 | 1.2556 | 1.2883 | 1.3197 | 1.3597 | 1.401 | 1.2609 | 1.3109 | 1.379 | 1.3722 | 1.3736 | 1.378 | 1.3517 | 1.3677 | 1.3785 | 1.3936 | 1.4131 | 0.70747 | 0.69365 | 0.68067 | 0.6684 | 0.65673 | 0.64555 | 0.63478 | 0.62436
F6_Commercial_Grocery_New_Space Heating_Natural Gas_Unit Heater_E3 | F6 | Commercial | Grocery | New | Space Heating | Natural Gas | Unit Heater | E3 | Utility - Value of Sales | 1.2205 | 1.2336 | 1.2416 | 1.2512 | 1.2516 | 1.1782 | 1.1185 | 1.0844 | 1.1127 | 1.1397 | 1.1743 | 1.21 | 1.089 | 1.1321 | 1.191 | 1.1851 | 1.1863 | 1.1901 | 1.1674 | 1.1812 | 1.1905 | 1.2036 | 1.2204 | 0.611 | 0.59907 | 0.58786 | 0.57726 | 0.56718 | 0.55753 | 0.54823 | 0.53923
F6_Commercial_Grocery_New_Space Heating_Natural Gas_Unit Heater_E4 | F6 | Commercial | Grocery | New | Space Heating | Natural Gas | Unit Heater | E4 | Utility - Value of Sales | 0 | 0 | 0 | 0 | 0 | 0 | 0 | 0 | 0 | 0 | 0 | 0 | 0 | 0 | 0 | 0 | 0 | 0 | 0 | 0 | 0 | 0 | 0 | 0 | 0 | 0 | 0 | 0 | 0 | 0 | 0
F6_Commercial_Grocery_New_Space Heating_Natural Gas_Unit Heater_E5 | F6 | Commercial | Grocery | New | Space Heating | Natural Gas | Unit Heater | E5 | Utility - Value of Sales | 0 | 0 | 0 | 0 | 0 | 0 | 0 | 0 | 0 | 0 | 0 | 0 | 0 | 0 | 0 | 0 | 0 | 0 | 0 | 0 | 0 | 0 | 0 | 0 | 0 | 0 | 0 | 0 | 0 | 0 | 0
F6_Commercial_Grocery_New_Space Heating_Natural Gas_Unit Heater_E6 | F6 | Commercial | Grocery | New | Space Heating | Natural Gas | Unit Heater | E6 | Utility - Value of Sales | 0 | 0 | 0 | 0 | 0 | 0 | 0 | 0 | 0 | 0 | 0 | 0 | 0 | 0 | 0 | 0 | 0 | 0 | 0 | 0 | 0 | 0 | 0 | 0 | 0 | 0 | 0 | 0 | 0 | 0 | 0
F6_Commercial_Grocery_New_Space Heating_Natural Gas_Unit Heater_E7 | F6 | Commercial | Grocery | New | Space Heating | Natural Gas | Unit Heater | E7 | Utility - Value of Sales | 0 | 0 | 0 | 0 | 0 | 0 | 0 | 0 | 0 | 0 | 0 | 0 | 0 | 0 | 0 | 0 | 0 | 0 | 0 | 0 | 0 | 0 | 0 | 0 | 0 | 0 | 0 | 0 | 0 | 0 | 0
F6_Commercial_Grocery_New_Space Heating_Natural Gas_Unit Heater_E8 | F6 | Commercial | Grocery | New | Space Heating | Natural Gas | Unit Heater | E8 | Utility - Value of Sales | 0 | 0 | 0 | 0 | 0 | 0 | 0 | 0 | 0 | 0 | 0 | 0 | 0 | 0 | 0 | 0 | 0 | 0 | 0 | 0 | 0 | 0 | 0 | 0 | 0 | 0 | 0 | 0 | 0 | 0 | 0
F6_Commercial_Grocery_New_Space Heating_Natural Gas_Unit Heater_E9 | F6 | Commercial | Grocery | New | Space Heating | Natural Gas | Unit Heater | E9 | Utility - Value of Sales | 0 | 0 | 0 | 0 | 0 | 0 | 0 | 0 | 0 | 0 | 0 | 0 | 0 | 0 | 0 | 0 | 0 | 0 | 0 | 0 | 0 | 0 | 0 | 0 | 0 | 0 | 0 | 0 | 0 | 0 | 0
F6_Commercial_Grocery_New_Space Heating_Natural Gas_Unit Heater_E10 | F6 | Commercial | Grocery | New | Space Heating | Natural Gas | Unit Heater | E10 | Utility - Value of Sales | 0 | 0 | 0 | 0 | 0 | 0 | 0 | 0 | 0 | 0 | 0 | 0 | 0 | 0 | 0 | 0 | 0 | 0 | 0 | 0 | 0 | 0 | 0 | 0 | 0 | 0 | 0 | 0 | 0 | 0 | 0
F1_Commercial_Grocery_New_Water Heating_Natural Gas_Water Heater_E1 | F1 | Commercial | Grocery | New | Water Heating | Natural Gas | Water Heater | E1 | Participant - Cost of Equipment | 0.011118 | 0.011118 | 0.011118 | 0.011118 | 0.011118 | 0.011118 | 0.011118 | 0.011118 | 0.011118 | 0.011118 | 0.011118 | 0.011118 | 0.011118 | 0.011118 | 0.011118 | 0.011118 | 0.011118 | 0.011118 | 0.011118 | 0.011118 | 0.011118 | 0.011118 | 0.011118 | 0.011118 | 0.011118 | 0.011118 | 0.011118 | 0.011118 | 0.011118 | 0.011118 | 0.011118
F1_Commercial_Grocery_New_Water Heating_Natural Gas_Water Heater_E2 | F1 | Commercial | Grocery | New | Water Heating | Natural Gas | Water Heater | E2 | Participant - Cost of Equipment | 0.012425 | 0.012425 | 0.012425 | 0.012425 | 0.012425 | 0.012425 | 0.012425 | 0.012425 | 0.012425 | 0.012425 | 0.012425 | 0.012425 | 0.012425 | 0.012425 | 0.012425 | 0.012425 | 0.012425 | 0.012425 | 0.012425 | 0.012425 | 0.012425 | 0.012425 | 0.012425 | 0.012425 | 0.012425 | 0.012425 | 0.012425 | 0.012425 | 0.012425 | 0.012425 | 0.012425
F1_Commercial_Grocery_New_Water Heating_Natural Gas_Water Heater_E3 | F1 | Commercial | Grocery | New | Water Heating | Natural Gas | Water Heater | E3 | Participant - Cost of Equipment | 0.012988 | 0.012988 | 0.012988 | 0.012988 | 0.012988 | 0.012988 | 0.012988 | 0.012988 | 0.012988 | 0.012988 | 0.012988 | 0.012988 | 0.012988 | 0.012988 | 0.012988 | 0.012988 | 0.012988 | 0.012988 | 0.012988 | 0.012988 | 0.012988 | 0.012988 | 0.012988 | 0.012988 | 0.012988 | 0.012988 | 0.012988 | 0.012988 | 0.012988 | 0.012988 | 0.012988
F1_Commercial_Grocery_New_Water Heating_Natural Gas_Water Heater_E4 | F1 | Commercial | Grocery | New | Water Heating | Natural Gas | Water Heater | E4 | Participant - Cost of Equipment | 0 | 0 | 0 | 0 | 0 | 0 | 0 | 0.017808 | 0.017808 | 0.017808 | 0.017808 | 0.017808 | 0.017808 | 0.017808 | 0.017808 | 0.017808 | 0.017808 | 0.017808 | 0.017808 | 0.017808 | 0.017808 | 0.017808 | 0.017808 | 0.017808 | 0.017808 | 0.017808 | 0.017808 | 0.017808 | 0.017808 | 0.017808 | 0.017808
F1_Commercial_Grocery_New_Water Heating_Natural Gas_Water Heater_E5 | F1 | Commercial | Grocery | New | Water Heating | Natural Gas | Water Heater | E5 | Participant - Cost of Equipment | 0 | 0 | 0 | 0 | 0 | 0 | 0 | 0 | 0 | 0 | 0 | 0 | 0 | 0 | 0 | 0 | 0 | 0 | 0 | 0 | 0 | 0 | 0 | 0 | 0 | 0 | 0 | 0 | 0 | 0 | 0
F1_Commercial_Grocery_New_Water Heating_Natural Gas_Water Heater_E6 | F1 | Commercial | Grocery | New | Water Heating | Natural Gas | Water Heater | E6 | Participant - Cost of Equipment | 0 | 0 | 0 | 0 | 0 | 0 | 0 | 0 | 0 | 0 | 0 | 0 | 0 | 0 | 0 | 0 | 0 | 0 | 0 | 0 | 0 | 0 | 0 | 0 | 0 | 0 | 0 | 0 | 0 | 0 | 0
F1_Commercial_Grocery_New_Water Heating_Natural Gas_Water Heater_E7 | F1 | Commercial | Grocery | New | Water Heating | Natural Gas | Water Heater | E7 | Participant - Cost of Equipment | 0 | 0 | 0 | 0 | 0 | 0 | 0 | 0 | 0 | 0 | 0 | 0 | 0 | 0 | 0 | 0 | 0 | 0 | 0 | 0 | 0 | 0 | 0 | 0 | 0 | 0 | 0 | 0 | 0 | 0 | 0
F1_Commercial_Grocery_New_Water Heating_Natural Gas_Water Heater_E8 | F1 | Commercial | Grocery | New | Water Heating | Natural Gas | Water Heater | E8 | Participant - Cost of Equipment | 0 | 0 | 0 | 0 | 0 | 0 | 0 | 0 | 0 | 0 | 0 | 0 | 0 | 0 | 0 | 0 | 0 | 0 | 0 | 0 | 0 | 0 | 0 | 0 | 0 | 0 | 0 | 0 | 0 | 0 | 0
F1_Commercial_Grocery_New_Water Heating_Natural Gas_Water Heater_E9 | F1 | Commercial | Grocery | New | Water Heating | Natural Gas | Water Heater | E9 | Participant - Cost of Equipment | 0 | 0 | 0 | 0 | 0 | 0 | 0 | 0 | 0 | 0 | 0 | 0 | 0 | 0 | 0 | 0 | 0 | 0 | 0 | 0 | 0 | 0 | 0 | 0 | 0 | 0 | 0 | 0 | 0 | 0 | 0
F1_Commercial_Grocery_New_Water Heating_Natural Gas_Water Heater_E10 | F1 | Commercial | Grocery | New | Water Heating | Natural Gas | Water Heater | E10 | Participant - Cost of Equipment | 0 | 0 | 0 | 0 | 0 | 0 | 0 | 0 | 0 | 0 | 0 | 0 | 0 | 0 | 0 | 0 | 0 | 0 | 0 | 0 | 0 | 0 | 0 | 0 | 0 | 0 | 0 | 0 | 0 | 0 | 0
F2_Commercial_Grocery_New_Water Heating_Natural Gas_Water Heater_E1 | F2 | Commercial | Grocery | New | Water Heating | Natural Gas | Water Heater | E1 | Participant - Cost of Operation | 0.22672 | 0.23122 | 0.23443 | 0.23792 | 0.24292 | 0.22759 | 0.21561 | 0.20931 | 0.20705 | 0.20358 | 0.20123 | 0.2119 | 0.18964 | 0.2027 | 0.21946 | 0.23575 | 0.23636 | 0.23748 | 0.23295 | 0.23618 | 0.23845 | 0.24151 | 0.24535 | 0.11557 | 0.11327 | 0.11111 | 0.10908 | 0.10715 | 0.10531 | 0.10354 | 0.10183
F2_Commercial_Grocery_New_Water Heating_Natural Gas_Water Heater_E2 | F2 | Commercial | Grocery | New | Water Heating | Natural Gas | Water Heater | E2 | Participant - Cost of Operation | 0.19296 | 0.19678 | 0.19952 | 0.20248 | 0.20674 | 0.1937 | 0.1835 | 0.17814 | 0.17621 | 0.17326 | 0.17126 | 0.18034 | 0.1614 | 0.17251 | 0.18677 | 0.20064 | 0.20115 | 0.20211 | 0.19825 | 0.20101 | 0.20294 | 0.20554 | 0.20881 | 0.098359 | 0.096397 | 0.094561 | 0.092832 | 0.091192 | 0.089626 | 0.088121 | 0.086666
F2_Commercial_Grocery_New_Water Heating_Natural Gas_Water Heater_E3 | F2 | Commercial | Grocery | New | Water Heating | Natural Gas | Water Heater | E3 | Participant - Cost of Operation | 0.1608 | 0.16398 | 0.16626 | 0.16874 | 0.17228 | 0.16141 | 0.15292 | 0.14845 | 0.14684 | 0.14438 | 0.14272 | 0.15028 | 0.1345 | 0.14376 | 0.15564 | 0.1672 | 0.16763 | 0.16843 | 0.16521 | 0.16751 | 0.16911 | 0.17128 | 0.17401 | 0.081966 | 0.080331 | 0.078801 | 0.07736 | 0.075993 | 0.074689 | 0.073434 | 0.072222
F2_Commercial_Grocery_New_Water Heating_Natural Gas_Water Heater_E4 | F2 | Commercial | Grocery | New | Water Heating | Natural Gas | Water Heater | E4 | Participant - Cost of Operation | 0 | 0 | 0 | 0 | 0 | 0 | 0 | 0.11383 | 0.11549 | 0.11702 | 0.11937 | 0.12173 | 0.11073 | 0.11001 | 0.11018 | 0.10951 | 0.10945 | 0.10961 | 0.10753 | 0.10857 | 0.10922 | 0.11021 | 0.11151 | 0.059552 | 0.058416 | 0.057343 | 0.056326 | 0.055354 | 0.054421 | 0.05352 | 0.052462
F2_Commercial_Grocery_New_Water Heating_Natural Gas_Water Heater_E5 | F2 | Commercial | Grocery | New | Water Heating | Natural Gas | Water Heater | E5 | Participant - Cost of Operation | 0 | 0 | 0 | 0 | 0 | 0 | 0 | 0 | 0 | 0 | 0 | 0 | 0 | 0 | 0 | 0 | 0 | 0 | 0 | 0 | 0 | 0 | 0 | 0 | 0 | 0 | 0 | 0 | 0 | 0 | 0
F2_Commercial_Grocery_New_Water Heating_Natural Gas_Water Heater_E6 | F2 | Commercial | Grocery | New | Water Heating | Natural Gas | Water Heater | E6 | Participant - Cost of Operation | 0 | 0 | 0 | 0 | 0 | 0 | 0 | 0 | 0 | 0 | 0 | 0 | 0 | 0 | 0 | 0 | 0 | 0 | 0 | 0 | 0 | 0 | 0 | 0 | 0 | 0 | 0 | 0 | 0 | 0 | 0
F2_Commercial_Grocery_New_Water Heating_Natural Gas_Water Heater_E7 | F2 | Commercial | Grocery | New | Water Heating | Natural Gas | Water Heater | E7 | Participant - Cost of Operation | 0 | 0 | 0 | 0 | 0 | 0 | 0 | 0 | 0 | 0 | 0 | 0 | 0 | 0 | 0 | 0 | 0 | 0 | 0 | 0 | 0 | 0 | 0 | 0 | 0 | 0 | 0 | 0 | 0 | 0 | 0
F2_Commercial_Grocery_New_Water Heating_Natural Gas_Water Heater_E8 | F2 | Commercial | Grocery | New | Water Heating | Natural Gas | Water Heater | E8 | Participant - Cost of Operation | 0 | 0 | 0 | 0 | 0 | 0 | 0 | 0 | 0 | 0 | 0 | 0 | 0 | 0 | 0 | 0 | 0 | 0 | 0 | 0 | 0 | 0 | 0 | 0 | 0 | 0 | 0 | 0 | 0 | 0 | 0
F2_Commercial_Grocery_New_Water Heating_Natural Gas_Water Heater_E9 | F2 | Commercial | Grocery | New | Water Heating | Natural Gas | Water Heater | E9 | Participant - Cost of Operation | 0 | 0 | 0 | 0 | 0 | 0 | 0 | 0 | 0 | 0 | 0 | 0 | 0 | 0 | 0 | 0 | 0 | 0 | 0 | 0 | 0 | 0 | 0 | 0 | 0 | 0 | 0 | 0 | 0 | 0 | 0
F2_Commercial_Grocery_New_Water Heating_Natural Gas_Water Heater_E10 | F2 | Commercial | Grocery | New | Water Heating | Natural Gas | Water Heater | E10 | Participant - Cost of Operation | 0 | 0 | 0 | 0 | 0 | 0 | 0 | 0 | 0 | 0 | 0 | 0 | 0 | 0 | 0 | 0 | 0 | 0 | 0 | 0 | 0 | 0 | 0 | 0 | 0 | 0 | 0 | 0 | 0 | 0 | 0
F3_Commercial_Grocery_New_Water Heating_Natural Gas_Water Heater_E1 | F3 | Commercial | Grocery | New | Water Heating | Natural Gas | Water Heater | E1 | System - kBTUs of Conusmption | 18.9723 | 19.0178 | 18.9888 | 18.969 | 18.969 | 18.969 | 18.969 | 18.969 | 18.969 | 18.969 | 18.969 | 18.969 | 18.969 | 18.969 | 18.969 | 18.969 | 18.969 | 18.969 | 18.969 | 18.969 | 18.969 | 18.969 | 18.969 | 18.969 | 18.969 | 18.969 | 18.969 | 18.969 | 18.969 | 18.969 | 18.969
F3_Commercial_Grocery_New_Water Heating_Natural Gas_Water Heater_E2 | F3 | Commercial | Grocery | New | Water Heating | Natural Gas | Water Heater | E2 | System - kBTUs of Conusmption | 16.1466 | 16.1853 | 16.1607 | 16.1438 | 16.1438 | 16.1438 | 16.1438 | 16.1438 | 16.1438 | 16.1438 | 16.1438 | 16.1438 | 16.1438 | 16.1438 | 16.1438 | 16.1438 | 16.1438 | 16.1438 | 16.1438 | 16.1438 | 16.1438 | 16.1438 | 16.1438 | 16.1438 | 16.1438 | 16.1438 | 16.1438 | 16.1438 | 16.1438 | 16.1438 | 16.1438
F3_Commercial_Grocery_New_Water Heating_Natural Gas_Water Heater_E3 | F3 | Commercial | Grocery | New | Water Heating | Natural Gas | Water Heater | E3 | System - kBTUs of Conusmption | 13.4555 | 13.4878 | 13.4672 | 13.4532 | 13.4532 | 13.4532 | 13.4532 | 13.4532 | 13.4532 | 13.4532 | 13.4532 | 13.4532 | 13.4532 | 13.4532 | 13.4532 | 13.4532 | 13.4532 | 13.4532 | 13.4532 | 13.4532 | 13.4532 | 13.4532 | 13.4532 | 13.4532 | 13.4532 | 13.4532 | 13.4532 | 13.4532 | 13.4532 | 13.4532 | 13.4532
F3_Commercial_Grocery_New_Water Heating_Natural Gas_Water Heater_E4 | F3 | Commercial | Grocery | New | Water Heating | Natural Gas | Water Heater | E4 | System - kBTUs of Conusmption | 0 | 0 | 0 | 0 | 0 | 0 | 0 | 10.1533 | 10.1533 | 10.1533 | 10.1533 | 10.1533 | 10.1533 | 10.1533 | 10.1533 | 10.1533 | 10.1533 | 10.1533 | 10.1533 | 10.1533 | 10.1533 | 10.1533 | 10.1533 | 10.1533 | 10.1533 | 10.1533 | 10.1533 | 10.1533 | 10.1533 | 10.1533 | 10.1533
F3_Commercial_Grocery_New_Water Heating_Natural Gas_Water Heater_E5 | F3 | Commercial | Grocery | New | Water Heating | Natural Gas | Water Heater | E5 | System - kBTUs of Conusmption | 0 | 0 | 0 | 0 | 0 | 0 | 0 | 0 | 0 | 0 | 0 | 0 | 0 | 0 | 0 | 0 | 0 | 0 | 0 | 0 | 0 | 0 | 0 | 0 | 0 | 0 | 0 | 0 | 0 | 0 | 0
F3_Commercial_Grocery_New_Water Heating_Natural Gas_Water Heater_E6 | F3 | Commercial | Grocery | New | Water Heating | Natural Gas | Water Heater | E6 | System - kBTUs of Conusmption | 0 | 0 | 0 | 0 | 0 | 0 | 0 | 0 | 0 | 0 | 0 | 0 | 0 | 0 | 0 | 0 | 0 | 0 | 0 | 0 | 0 | 0 | 0 | 0 | 0 | 0 | 0 | 0 | 0 | 0 | 0
F3_Commercial_Grocery_New_Water Heating_Natural Gas_Water Heater_E7 | F3 | Commercial | Grocery | New | Water Heating | Natural Gas | Water Heater | E7 | System - kBTUs of Conusmption | 0 | 0 | 0 | 0 | 0 | 0 | 0 | 0 | 0 | 0 | 0 | 0 | 0 | 0 | 0 | 0 | 0 | 0 | 0 | 0 | 0 | 0 | 0 | 0 | 0 | 0 | 0 | 0 | 0 | 0 | 0
F3_Commercial_Grocery_New_Water Heating_Natural Gas_Water Heater_E8 | F3 | Commercial | Grocery | New | Water Heating | Natural Gas | Water Heater | E8 | System - kBTUs of Conusmption | 0 | 0 | 0 | 0 | 0 | 0 | 0 | 0 | 0 | 0 | 0 | 0 | 0 | 0 | 0 | 0 | 0 | 0 | 0 | 0 | 0 | 0 | 0 | 0 | 0 | 0 | 0 | 0 | 0 | 0 | 0
F3_Commercial_Grocery_New_Water Heating_Natural Gas_Water Heater_E9 | F3 | Commercial | Grocery | New | Water Heating | Natural Gas | Water Heater | E9 | System - kBTUs of Conusmption | 0 | 0 | 0 | 0 | 0 | 0 | 0 | 0 | 0 | 0 | 0 | 0 | 0 | 0 | 0 | 0 | 0 | 0 | 0 | 0 | 0 | 0 | 0 | 0 | 0 | 0 | 0 | 0 | 0 | 0 | 0
F3_Commercial_Grocery_New_Water Heating_Natural Gas_Water Heater_E10 | F3 | Commercial | Grocery | New | Water Heating | Natural Gas | Water Heater | E10 | System - kBTUs of Conusmption | 0 | 0 | 0 | 0 | 0 | 0 | 0 | 0 | 0 | 0 | 0 | 0 | 0 | 0 | 0 | 0 | 0 | 0 | 0 | 0 | 0 | 0 | 0 | 0 | 0 | 0 | 0 | 0 | 0 | 0 | 0
F4_Commercial_Grocery_New_Water Heating_Natural Gas_Water Heater_E1 | F4 | Commercial | Grocery | New | Water Heating | Natural Gas | Water Heater | E1 | Utility - Cost of Equipment | 0.011118 | 0.011118 | 0.011118 | 0.011118 | 0.011118 | 0.011118 | 0.011118 | 0.011118 | 0.011118 | 0.011118 | 0.011118 | 0.011118 | 0.011118 | 0.011118 | 0.011118 | 0.011118 | 0.011118 | 0.011118 | 0.011118 | 0.011118 | 0.011118 | 0.011118 | 0.011118 | 0.011118 | 0.011118 | 0.011118 | 0.011118 | 0.011118 | 0.011118 | 0.011118 | 0.011118
F4_Commercial_Grocery_New_Water Heating_Natural Gas_Water Heater_E2 | F4 | Commercial | Grocery | New | Water Heating | Natural Gas | Water Heater | E2 | Utility - Cost of Equipment | 0.012425 | 0.012425 | 0.012425 | 0.012425 | 0.012425 | 0.012425 | 0.012425 | 0.012425 | 0.012425 | 0.012425 | 0.012425 | 0.012425 | 0.012425 | 0.012425 | 0.012425 | 0.012425 | 0.012425 | 0.012425 | 0.012425 | 0.012425 | 0.012425 | 0.012425 | 0.012425 | 0.012425 | 0.012425 | 0.012425 | 0.012425 | 0.012425 | 0.012425 | 0.012425 | 0.012425
F4_Commercial_Grocery_New_Water Heating_Natural Gas_Water Heater_E3 | F4 | Commercial | Grocery | New | Water Heating | Natural Gas | Water Heater | E3 | Utility - Cost of Equipment | 0.012988 | 0.012988 | 0.012988 | 0.012988 | 0.012988 | 0.012988 | 0.012988 | 0.012988 | 0.012988 | 0.012988 | 0.012988 | 0.012988 | 0.012988 | 0.012988 | 0.012988 | 0.012988 | 0.012988 | 0.012988 | 0.012988 | 0.012988 | 0.012988 | 0.012988 | 0.012988 | 0.012988 | 0.012988 | 0.012988 | 0.012988 | 0.012988 | 0.012988 | 0.012988 | 0.012988
F4_Commercial_Grocery_New_Water Heating_Natural Gas_Water Heater_E4 | F4 | Commercial | Grocery | New | Water Heating | Natural Gas | Water Heater | E4 | Utility - Cost of Equipment | 0 | 0 | 0 | 0 | 0 | 0 | 0 | 0.017808 | 0.017808 | 0.017808 | 0.017808 | 0.017808 | 0.017808 | 0.017808 | 0.017808 | 0.017808 | 0.017808 | 0.017808 | 0.017808 | 0.017808 | 0.017808 | 0.017808 | 0.017808 | 0.017808 | 0.017808 | 0.017808 | 0.017808 | 0.017808 | 0.017808 | 0.017808 | 0.017808
F4_Commercial_Grocery_New_Water Heating_Natural Gas_Water Heater_E5 | F4 | Commercial | Grocery | New | Water Heating | Natural Gas | Water Heater | E5 | Utility - Cost of Equipment | 0 | 0 | 0 | 0 | 0 | 0 | 0 | 0 | 0 | 0 | 0 | 0 | 0 | 0 | 0 | 0 | 0 | 0 | 0 | 0 | 0 | 0 | 0 | 0 | 0 | 0 | 0 | 0 | 0 | 0 | 0
F4_Commercial_Grocery_New_Water Heating_Natural Gas_Water Heater_E6 | F4 | Commercial | Grocery | New | Water Heating | Natural Gas | Water Heater | E6 | Utility - Cost of Equipment | 0 | 0 | 0 | 0 | 0 | 0 | 0 | 0 | 0 | 0 | 0 | 0 | 0 | 0 | 0 | 0 | 0 | 0 | 0 | 0 | 0 | 0 | 0 | 0 | 0 | 0 | 0 | 0 | 0 | 0 | 0
F4_Commercial_Grocery_New_Water Heating_Natural Gas_Water Heater_E7 | F4 | Commercial | Grocery | New | Water Heating | Natural Gas | Water Heater | E7 | Utility - Cost of Equipment | 0 | 0 | 0 | 0 | 0 | 0 | 0 | 0 | 0 | 0 | 0 | 0 | 0 | 0 | 0 | 0 | 0 | 0 | 0 | 0 | 0 | 0 | 0 | 0 | 0 | 0 | 0 | 0 | 0 | 0 | 0
F4_Commercial_Grocery_New_Water Heating_Natural Gas_Water Heater_E8 | F4 | Commercial | Grocery | New | Water Heating | Natural Gas | Water Heater | E8 | Utility - Cost of Equipment | 0 | 0 | 0 | 0 | 0 | 0 | 0 | 0 | 0 | 0 | 0 | 0 | 0 | 0 | 0 | 0 | 0 | 0 | 0 | 0 | 0 | 0 | 0 | 0 | 0 | 0 | 0 | 0 | 0 | 0 | 0
F4_Commercial_Grocery_New_Water Heating_Natural Gas_Water Heater_E9 | F4 | Commercial | Grocery | New | Water Heating | Natural Gas | Water Heater | E9 | Utility - Cost of Equipment | 0 | 0 | 0 | 0 | 0 | 0 | 0 | 0 | 0 | 0 | 0 | 0 | 0 | 0 | 0 | 0 | 0 | 0 | 0 | 0 | 0 | 0 | 0 | 0 | 0 | 0 | 0 | 0 | 0 | 0 | 0
F4_Commercial_Grocery_New_Water Heating_Natural Gas_Water Heater_E10 | F4 | Commercial | Grocery | New | Water Heating | Natural Gas | Water Heater | E10 | Utility - Cost of Equipment | 0 | 0 | 0 | 0 | 0 | 0 | 0 | 0 | 0 | 0 | 0 | 0 | 0 | 0 | 0 | 0 | 0 | 0 | 0 | 0 | 0 | 0 | 0 | 0 | 0 | 0 | 0 | 0 | 0 | 0 | 0
F5_Commercial_Grocery_New_Water Heating_Natural Gas_Water Heater_E1 | F5 | Commercial | Grocery | New | Water Heating | Natural Gas | Water Heater | E1 | Utility - Cost of Operation | 0.18924 | 0.19299 | 0.19568 | 0.19858 | 0.20276 | 0.18997 | 0.17997 | 0.17471 | 0.17282 | 0.16992 | 0.16797 | 0.17687 | 0.15829 | 0.16919 | 0.18318 | 0.19677 | 0.19728 | 0.19822 | 0.19444 | 0.19714 | 0.19903 | 0.20158 | 0.20479 | 0.096466 | 0.094541 | 0.09274 | 0.091045 | 0.089436 | 0.087901 | 0.086424 | 0.084998
F5_Commercial_Grocery_New_Water Heating_Natural Gas_Water Heater_E2 | F5 | Commercial | Grocery | New | Water Heating | Natural Gas | Water Heater | E2 | Utility - Cost of Operation | 0.16106 | 0.16425 | 0.16653 | 0.16901 | 0.17256 | 0.16167 | 0.15316 | 0.14869 | 0.14708 | 0.14461 | 0.14295 | 0.15052 | 0.13471 | 0.14399 | 0.15589 | 0.16747 | 0.1679 | 0.1687 | 0.16548 | 0.16778 | 0.16939 | 0.17156 | 0.17429 | 0.082099 | 0.080461 | 0.078928 | 0.077485 | 0.076116 | 0.074809 | 0.073553 | 0.072338
F5_Commercial_Grocery_New_Water Heating_Natural Gas_Water Heater_E3 | F5 | Commercial | Grocery | New | Water Heating | Natural Gas | Water Heater | E3 | Utility - Cost of Operation | 0.13421 | 0.13687 | 0.13878 | 0.14084 | 0.1438 | 0.13473 | 0.12764 | 0.12391 | 0.12257 | 0.12051 | 0.11913 | 0.12544 | 0.11226 | 0.11999 | 0.12991 | 0.13956 | 0.13992 | 0.14058 | 0.1379 | 0.13981 | 0.14115 | 0.14297 | 0.14524 | 0.068415 | 0.067051 | 0.065773 | 0.064571 | 0.06343 | 0.062341 | 0.061294 | 0.060282
F5_Commercial_Grocery_New_Water Heating_Natural Gas_Water Heater_E4 | F5 | Commercial | Grocery | New | Water Heating | Natural Gas | Water Heater | E4 | Utility - Cost of Operation | 0 | 0 | 0 | 0 | 0 | 0 | 0 | 0.095013 | 0.096394 | 0.097677 | 0.099638 | 0.10161 | 0.092426 | 0.091825 | 0.091965 | 0.091404 | 0.091352 | 0.091489 | 0.089754 | 0.090618 | 0.091167 | 0.091988 | 0.093076 | 0.049707 | 0.048758 | 0.047863 | 0.047014 | 0.046203 | 0.045424 | 0.044672 | 0.043789
F5_Commercial_Grocery_New_Water Heating_Natural Gas_Water Heater_E5 | F5 | Commercial | Grocery | New | Water Heating | Natural Gas | Water Heater | E5 | Utility - Cost of Operation | 0 | 0 | 0 | 0 | 0 | 0 | 0 | 0 | 0 | 0 | 0 | 0 | 0 | 0 | 0 | 0 | 0 | 0 | 0 | 0 | 0 | 0 | 0 | 0 | 0 | 0 | 0 | 0 | 0 | 0 | 0
F5_Commercial_Grocery_New_Water Heating_Natural Gas_Water Heater_E6 | F5 | Commercial | Grocery | New | Water Heating | Natural Gas | Water Heater | E6 | Utility - Cost of Operation | 0 | 0 | 0 | 0 | 0 | 0 | 0 | 0 | 0 | 0 | 0 | 0 | 0 | 0 | 0 | 0 | 0 | 0 | 0 | 0 | 0 | 0 | 0 | 0 | 0 | 0 | 0 | 0 | 0 | 0 | 0
F5_Commercial_Grocery_New_Water Heating_Natural Gas_Water Heater_E7 | F5 | Commercial | Grocery | New | Water Heating | Natural Gas | Water Heater | E7 | Utility - Cost of Operation | 0 | 0 | 0 | 0 | 0 | 0 | 0 | 0 | 0 | 0 | 0 | 0 | 0 | 0 | 0 | 0 | 0 | 0 | 0 | 0 | 0 | 0 | 0 | 0 | 0 | 0 | 0 | 0 | 0 | 0 | 0
F5_Commercial_Grocery_New_Water Heating_Natural Gas_Water Heater_E8 | F5 | Commercial | Grocery | New | Water Heating | Natural Gas | Water Heater | E8 | Utility - Cost of Operation | 0 | 0 | 0 | 0 | 0 | 0 | 0 | 0 | 0 | 0 | 0 | 0 | 0 | 0 | 0 | 0 | 0 | 0 | 0 | 0 | 0 | 0 | 0 | 0 | 0 | 0 | 0 | 0 | 0 | 0 | 0
F5_Commercial_Grocery_New_Water Heating_Natural Gas_Water Heater_E9 | F5 | Commercial | Grocery | New | Water Heating | Natural Gas | Water Heater | E9 | Utility - Cost of Operation | 0 | 0 | 0 | 0 | 0 | 0 | 0 | 0 | 0 | 0 | 0 | 0 | 0 | 0 | 0 | 0 | 0 | 0 | 0 | 0 | 0 | 0 | 0 | 0 | 0 | 0 | 0 | 0 | 0 | 0 | 0
F5_Commercial_Grocery_New_Water Heating_Natural Gas_Water Heater_E10 | F5 | Commercial | Grocery | New | Water Heating | Natural Gas | Water Heater | E10 | Utility - Cost of Operation | 0 | 0 | 0 | 0 | 0 | 0 | 0 | 0 | 0 | 0 | 0 | 0 | 0 | 0 | 0 | 0 | 0 | 0 | 0 | 0 | 0 | 0 | 0 | 0 | 0 | 0 | 0 | 0 | 0 | 0 | 0
F6_Commercial_Grocery_New_Water Heating_Natural Gas_Water Heater_E1 | F6 | Commercial | Grocery | New | Water Heating | Natural Gas | Water Heater | E1 | Utility - Value of Sales | 0.22672 | 0.23122 | 0.23443 | 0.23792 | 0.24292 | 0.22759 | 0.21561 | 0.20931 | 0.20705 | 0.20358 | 0.20123 | 0.2119 | 0.18964 | 0.2027 | 0.21946 | 0.23575 | 0.23636 | 0.23748 | 0.23295 | 0.23618 | 0.23845 | 0.24151 | 0.24535 | 0.11557 | 0.11327 | 0.11111 | 0.10908 | 0.10715 | 0.10531 | 0.10354 | 0.10183
F6_Commercial_Grocery_New_Water Heating_Natural Gas_Water Heater_E2 | F6 | Commercial | Grocery | New | Water Heating | Natural Gas | Water Heater | E2 | Utility - Value of Sales | 0.19296 | 0.19678 | 0.19952 | 0.20248 | 0.20674 | 0.1937 | 0.1835 | 0.17814 | 0.17621 | 0.17326 | 0.17126 | 0.18034 | 0.1614 | 0.17251 | 0.18677 | 0.20064 | 0.20115 | 0.20211 | 0.19825 | 0.20101 | 0.20294 | 0.20554 | 0.20881 | 0.098359 | 0.096397 | 0.094561 | 0.092832 | 0.091192 | 0.089626 | 0.088121 | 0.086666
F6_Commercial_Grocery_New_Water Heating_Natural Gas_Water Heater_E3 | F6 | Commercial | Grocery | New | Water Heating | Natural Gas | Water Heater | E3 | Utility - Value of Sales | 0.1608 | 0.16398 | 0.16626 | 0.16874 | 0.17228 | 0.16141 | 0.15292 | 0.14845 | 0.14684 | 0.14438 | 0.14272 | 0.15028 | 0.1345 | 0.14376 | 0.15564 | 0.1672 | 0.16763 | 0.16843 | 0.16521 | 0.16751 | 0.16911 | 0.17128 | 0.17401 | 0.081966 | 0.080331 | 0.078801 | 0.07736 | 0.075993 | 0.074689 | 0.073434 | 0.072222
F6_Commercial_Grocery_New_Water Heating_Natural Gas_Water Heater_E4 | F6 | Commercial | Grocery | New | Water Heating | Natural Gas | Water Heater | E4 | Utility - Value of Sales | 0 | 0 | 0 | 0 | 0 | 0 | 0 | 0.11383 | 0.11549 | 0.11702 | 0.11937 | 0.12173 | 0.11073 | 0.11001 | 0.11018 | 0.10951 | 0.10945 | 0.10961 | 0.10753 | 0.10857 | 0.10922 | 0.11021 | 0.11151 | 0.059552 | 0.058416 | 0.057343 | 0.056326 | 0.055354 | 0.054421 | 0.05352 | 0.052462
F6_Commercial_Grocery_New_Water Heating_Natural Gas_Water Heater_E5 | F6 | Commercial | Grocery | New | Water Heating | Natural Gas | Water Heater | E5 | Utility - Value of Sales | 0 | 0 | 0 | 0 | 0 | 0 | 0 | 0 | 0 | 0 | 0 | 0 | 0 | 0 | 0 | 0 | 0 | 0 | 0 | 0 | 0 | 0 | 0 | 0 | 0 | 0 | 0 | 0 | 0 | 0 | 0
F6_Commercial_Grocery_New_Water Heating_Natural Gas_Water Heater_E6 | F6 | Commercial | Grocery | New | Water Heating | Natural Gas | Water Heater | E6 | Utility - Value of Sales | 0 | 0 | 0 | 0 | 0 | 0 | 0 | 0 | 0 | 0 | 0 | 0 | 0 | 0 | 0 | 0 | 0 | 0 | 0 | 0 | 0 | 0 | 0 | 0 | 0 | 0 | 0 | 0 | 0 | 0 | 0
F6_Commercial_Grocery_New_Water Heating_Natural Gas_Water Heater_E7 | F6 | Commercial | Grocery | New | Water Heating | Natural Gas | Water Heater | E7 | Utility - Value of Sales | 0 | 0 | 0 | 0 | 0 | 0 | 0 | 0 | 0 | 0 | 0 | 0 | 0 | 0 | 0 | 0 | 0 | 0 | 0 | 0 | 0 | 0 | 0 | 0 | 0 | 0 | 0 | 0 | 0 | 0 | 0
F6_Commercial_Grocery_New_Water Heating_Natural Gas_Water Heater_E8 | F6 | Commercial | Grocery | New | Water Heating | Natural Gas | Water Heater | E8 | Utility - Value of Sales | 0 | 0 | 0 | 0 | 0 | 0 | 0 | 0 | 0 | 0 | 0 | 0 | 0 | 0 | 0 | 0 | 0 | 0 | 0 | 0 | 0 | 0 | 0 | 0 | 0 | 0 | 0 | 0 | 0 | 0 | 0
F6_Commercial_Grocery_New_Water Heating_Natural Gas_Water Heater_E9 | F6 | Commercial | Grocery | New | Water Heating | Natural Gas | Water Heater | E9 | Utility - Value of Sales | 0 | 0 | 0 | 0 | 0 | 0 | 0 | 0 | 0 | 0 | 0 | 0 | 0 | 0 | 0 | 0 | 0 | 0 | 0 | 0 | 0 | 0 | 0 | 0 | 0 | 0 | 0 | 0 | 0 | 0 | 0
F6_Commercial_Grocery_New_Water Heating_Natural Gas_Water Heater_E10 | F6 | Commercial | Grocery | New | Water Heating | Natural Gas | Water Heater | E10 | Utility - Value of Sales | 0 | 0 | 0 | 0 | 0 | 0 | 0 | 0 | 0 | 0 | 0 | 0 | 0 | 0 | 0 | 0 | 0 | 0 | 0 | 0 | 0 | 0 | 0 | 0 | 0 | 0 | 0 | 0 | 0 | 0 | 0
F1_Commercial_Grocery_New_Food Preparation_Natural Gas_Oven_E1 | F1 | Commercial | Grocery | New | Food Preparation | Natural Gas | Oven | E1 | Participant - Cost of Equipment | 1.0561 | 1.0561 | 1.0561 | 1.0561 | 1.0561 | 1.0561 | 1.0561 | 1.0561 | 1.0561 | 1.0561 | 1.0561 | 1.0561 | 1.0561 | 1.0561 | 1.0561 | 1.0561 | 1.0561 | 1.0561 | 1.0561 | 1.0561 | 1.0561 | 1.0561 | 1.0561 | 1.0561 | 1.0561 | 1.0561 | 1.0561 | 1.0561 | 1.0561 | 1.0561 | 1.0561
F1_Commercial_Grocery_New_Food Preparation_Natural Gas_Oven_E2 | F1 | Commercial | Grocery | New | Food Preparation | Natural Gas | Oven | E2 | Participant - Cost of Equipment | 1.1005 | 1.1005 | 1.1005 | 1.1005 | 1.1005 | 1.1005 | 1.1005 | 1.1005 | 1.1005 | 1.1005 | 1.1005 | 1.1005 | 1.1005 | 1.1005 | 1.1005 | 1.1005 | 1.1005 | 1.1005 | 1.1005 | 1.1005 | 1.1005 | 1.1005 | 1.1005 | 1.1005 | 1.1005 | 1.1005 | 1.1005 | 1.1005 | 1.1005 | 1.1005 | 1.1005
F1_Commercial_Grocery_New_Food Preparation_Natural Gas_Oven_E3 | F1 | Commercial | Grocery | New | Food Preparation | Natural Gas | Oven | E3 | Participant - Cost of Equipment | 0 | 0 | 0 | 0 | 0 | 0 | 0 | 0 | 0 | 0 | 0 | 0 | 0 | 0 | 0 | 0 | 0 | 0 | 0 | 0 | 0 | 0 | 0 | 0 | 0 | 0 | 0 | 0 | 0 | 0 | 0
F1_Commercial_Grocery_New_Food Preparation_Natural Gas_Oven_E4 | F1 | Commercial | Grocery | New | Food Preparation | Natural Gas | Oven | E4 | Participant - Cost of Equipment | 0 | 0 | 0 | 0 | 0 | 0 | 0 | 0 | 0 | 0 | 0 | 0 | 0 | 0 | 0 | 0 | 0 | 0 | 0 | 0 | 0 | 0 | 0 | 0 | 0 | 0 | 0 | 0 | 0 | 0 | 0
F1_Commercial_Grocery_New_Food Preparation_Natural Gas_Oven_E5 | F1 | Commercial | Grocery | New | Food Preparation | Natural Gas | Oven | E5 | Participant - Cost of Equipment | 0 | 0 | 0 | 0 | 0 | 0 | 0 | 0 | 0 | 0 | 0 | 0 | 0 | 0 | 0 | 0 | 0 | 0 | 0 | 0 | 0 | 0 | 0 | 0 | 0 | 0 | 0 | 0 | 0 | 0 | 0
F1_Commercial_Grocery_New_Food Preparation_Natural Gas_Oven_E6 | F1 | Commercial | Grocery | New | Food Preparation | Natural Gas | Oven | E6 | Participant - Cost of Equipment | 0 | 0 | 0 | 0 | 0 | 0 | 0 | 0 | 0 | 0 | 0 | 0 | 0 | 0 | 0 | 0 | 0 | 0 | 0 | 0 | 0 | 0 | 0 | 0 | 0 | 0 | 0 | 0 | 0 | 0 | 0
F1_Commercial_Grocery_New_Food Preparation_Natural Gas_Oven_E7 | F1 | Commercial | Grocery | New | Food Preparation | Natural Gas | Oven | E7 | Participant - Cost of Equipment | 0 | 0 | 0 | 0 | 0 | 0 | 0 | 0 | 0 | 0 | 0 | 0 | 0 | 0 | 0 | 0 | 0 | 0 | 0 | 0 | 0 | 0 | 0 | 0 | 0 | 0 | 0 | 0 | 0 | 0 | 0
F1_Commercial_Grocery_New_Food Preparation_Natural Gas_Oven_E8 | F1 | Commercial | Grocery | New | Food Preparation | Natural Gas | Oven | E8 | Participant - Cost of Equipment | 0 | 0 | 0 | 0 | 0 | 0 | 0 | 0 | 0 | 0 | 0 | 0 | 0 | 0 | 0 | 0 | 0 | 0 | 0 | 0 | 0 | 0 | 0 | 0 | 0 | 0 | 0 | 0 | 0 | 0 | 0
F1_Commercial_Grocery_New_Food Preparation_Natural Gas_Oven_E9 | F1 | Commercial | Grocery | New | Food Preparation | Natural Gas | Oven | E9 | Participant - Cost of Equipment | 0 | 0 | 0 | 0 | 0 | 0 | 0 | 0 | 0 | 0 | 0 | 0 | 0 | 0 | 0 | 0 | 0 | 0 | 0 | 0 | 0 | 0 | 0 | 0 | 0 | 0 | 0 | 0 | 0 | 0 | 0
F1_Commercial_Grocery_New_Food Preparation_Natural Gas_Oven_E10 | F1 | Commercial | Grocery | New | Food Preparation | Natural Gas | Oven | E10 | Participant - Cost of Equipment | 0 | 0 | 0 | 0 | 0 | 0 | 0 | 0 | 0 | 0 | 0 | 0 | 0 | 0 | 0 | 0 | 0 | 0 | 0 | 0 | 0 | 0 | 0 | 0 | 0 | 0 | 0 | 0 | 0 | 0 | 0
F2_Commercial_Grocery_New_Food Preparation_Natural Gas_Oven_E1 | F2 | Commercial | Grocery | New | Food Preparation | Natural Gas | Oven | E1 | Participant - Cost of Operation | 0.43136 | 0.43792 | 0.44251 | 0.44726 | 0.45468 | 0.42733 | 0.40476 | 0.39277 | 0.38815 | 0.38127 | 0.39797 | 0.41385 | 0.36915 | 0.38855 | 0.41427 | 0.43862 | 0.43957 | 0.44147 | 0.43304 | 0.43882 | 0.44283 | 0.44829 | 0.45519 | 0.21801 | 0.21368 | 0.20963 | 0.20581 | 0.20219 | 0.19873 | 0.19539 | 0.19217
F2_Commercial_Grocery_New_Food Preparation_Natural Gas_Oven_E2 | F2 | Commercial | Grocery | New | Food Preparation | Natural Gas | Oven | E2 | Participant - Cost of Operation | 0.24701 | 0.25076 | 0.25339 | 0.25611 | 0.26036 | 0.2447 | 0.23178 | 0.22491 | 0.22226 | 0.21833 | 0.22789 | 0.23698 | 0.21138 | 0.2225 | 0.23722 | 0.25117 | 0.25171 | 0.2528 | 0.24797 | 0.25128 | 0.25358 | 0.2567 | 0.26066 | 0.12484 | 0.12236 | 0.12004 | 0.11785 | 0.11578 | 0.1138 | 0.11189 | 0.11004
F2_Commercial_Grocery_New_Food Preparation_Natural Gas_Oven_E3 | F2 | Commercial | Grocery | New | Food Preparation | Natural Gas | Oven | E3 | Participant - Cost of Operation | 0 | 0 | 0 | 0 | 0 | 0 | 0 | 0 | 0 | 0 | 0 | 0 | 0 | 0 | 0 | 0 | 0 | 0 | 0 | 0 | 0 | 0 | 0 | 0 | 0 | 0 | 0 | 0 | 0 | 0 | 0
F2_Commercial_Grocery_New_Food Preparation_Natural Gas_Oven_E4 | F2 | Commercial | Grocery | New | Food Preparation | Natural Gas | Oven | E4 | Participant - Cost of Operation | 0 | 0 | 0 | 0 | 0 | 0 | 0 | 0 | 0 | 0 | 0 | 0 | 0 | 0 | 0 | 0 | 0 | 0 | 0 | 0 | 0 | 0 | 0 | 0 | 0 | 0 | 0 | 0 | 0 | 0 | 0
F2_Commercial_Grocery_New_Food Preparation_Natural Gas_Oven_E5 | F2 | Commercial | Grocery | New | Food Preparation | Natural Gas | Oven | E5 | Participant - Cost of Operation | 0 | 0 | 0 | 0 | 0 | 0 | 0 | 0 | 0 | 0 | 0 | 0 | 0 | 0 | 0 | 0 | 0 | 0 | 0 | 0 | 0 | 0 | 0 | 0 | 0 | 0 | 0 | 0 | 0 | 0 | 0
F2_Commercial_Grocery_New_Food Preparation_Natural Gas_Oven_E6 | F2 | Commercial | Grocery | New | Food Preparation | Natural Gas | Oven | E6 | Participant - Cost of Operation | 0 | 0 | 0 | 0 | 0 | 0 | 0 | 0 | 0 | 0 | 0 | 0 | 0 | 0 | 0 | 0 | 0 | 0 | 0 | 0 | 0 | 0 | 0 | 0 | 0 | 0 | 0 | 0 | 0 | 0 | 0
F2_Commercial_Grocery_New_Food Preparation_Natural Gas_Oven_E7 | F2 | Commercial | Grocery | New | Food Preparation | Natural Gas | Oven | E7 | Participant - Cost of Operation | 0 | 0 | 0 | 0 | 0 | 0 | 0 | 0 | 0 | 0 | 0 | 0 | 0 | 0 | 0 | 0 | 0 | 0 | 0 | 0 | 0 | 0 | 0 | 0 | 0 | 0 | 0 | 0 | 0 | 0 | 0
F2_Commercial_Grocery_New_Food Preparation_Natural Gas_Oven_E8 | F2 | Commercial | Grocery | New | Food Preparation | Natural Gas | Oven | E8 | Participant - Cost of Operation | 0 | 0 | 0 | 0 | 0 | 0 | 0 | 0 | 0 | 0 | 0 | 0 | 0 | 0 | 0 | 0 | 0 | 0 | 0 | 0 | 0 | 0 | 0 | 0 | 0 | 0 | 0 | 0 | 0 | 0 | 0
F2_Commercial_Grocery_New_Food Preparation_Natural Gas_Oven_E9 | F2 | Commercial | Grocery | New | Food Preparation | Natural Gas | Oven | E9 | Participant - Cost of Operation | 0 | 0 | 0 | 0 | 0 | 0 | 0 | 0 | 0 | 0 | 0 | 0 | 0 | 0 | 0 | 0 | 0 | 0 | 0 | 0 | 0 | 0 | 0 | 0 | 0 | 0 | 0 | 0 | 0 | 0 | 0
F2_Commercial_Grocery_New_Food Preparation_Natural Gas_Oven_E10 | F2 | Commercial | Grocery | New | Food Preparation | Natural Gas | Oven | E10 | Participant - Cost of Operation | 0 | 0 | 0 | 0 | 0 | 0 | 0 | 0 | 0 | 0 | 0 | 0 | 0 | 0 | 0 | 0 | 0 | 0 | 0 | 0 | 0 | 0 | 0 | 0 | 0 | 0 | 0 | 0 | 0 | 0 | 0
F3_Commercial_Grocery_New_Food Preparation_Natural Gas_Oven_E1 | F3 | Commercial | Grocery | New | Food Preparation | Natural Gas | Oven | E1 | System - kBTUs of Conusmption | 35.9813 | 36.0634 | 36.0111 | 35.9752 | 35.9752 | 35.9752 | 35.9752 | 35.9752 | 35.9752 | 35.9752 | 35.9752 | 35.9752 | 35.9752 | 35.9752 | 35.9752 | 35.9752 | 35.9752 | 35.9752 | 35.9752 | 35.9752 | 35.9752 | 35.9752 | 35.9752 | 35.9752 | 35.9752 | 35.9752 | 35.9752 | 35.9752 | 35.9752 | 35.9752 | 35.9752
F3_Commercial_Grocery_New_Food Preparation_Natural Gas_Oven_E2 | F3 | Commercial | Grocery | New | Food Preparation | Natural Gas | Oven | E2 | System - kBTUs of Conusmption | 20.6039 | 20.6509 | 20.6209 | 20.6004 | 20.6004 | 20.6004 | 20.6004 | 20.6004 | 20.6004 | 20.6004 | 20.6004 | 20.6004 | 20.6004 | 20.6004 | 20.6004 | 20.6004 | 20.6004 | 20.6004 | 20.6004 | 20.6004 | 20.6004 | 20.6004 | 20.6004 | 20.6004 | 20.6004 | 20.6004 | 20.6004 | 20.6004 | 20.6004 | 20.6004 | 20.6004
F3_Commercial_Grocery_New_Food Preparation_Natural Gas_Oven_E3 | F3 | Commercial | Grocery | New | Food Preparation | Natural Gas | Oven | E3 | System - kBTUs of Conusmption | 0 | 0 | 0 | 0 | 0 | 0 | 0 | 0 | 0 | 0 | 0 | 0 | 0 | 0 | 0 | 0 | 0 | 0 | 0 | 0 | 0 | 0 | 0 | 0 | 0 | 0 | 0 | 0 | 0 | 0 | 0
F3_Commercial_Grocery_New_Food Preparation_Natural Gas_Oven_E4 | F3 | Commercial | Grocery | New | Food Preparation | Natural Gas | Oven | E4 | System - kBTUs of Conusmption | 0 | 0 | 0 | 0 | 0 | 0 | 0 | 0 | 0 | 0 | 0 | 0 | 0 | 0 | 0 | 0 | 0 | 0 | 0 | 0 | 0 | 0 | 0 | 0 | 0 | 0 | 0 | 0 | 0 | 0 | 0
F3_Commercial_Grocery_New_Food Preparation_Natural Gas_Oven_E5 | F3 | Commercial | Grocery | New | Food Preparation | Natural Gas | Oven | E5 | System - kBTUs of Conusmption | 0 | 0 | 0 | 0 | 0 | 0 | 0 | 0 | 0 | 0 | 0 | 0 | 0 | 0 | 0 | 0 | 0 | 0 | 0 | 0 | 0 | 0 | 0 | 0 | 0 | 0 | 0 | 0 | 0 | 0 | 0
F3_Commercial_Grocery_New_Food Preparation_Natural Gas_Oven_E6 | F3 | Commercial | Grocery | New | Food Preparation | Natural Gas | Oven | E6 | System - kBTUs of Conusmption | 0 | 0 | 0 | 0 | 0 | 0 | 0 | 0 | 0 | 0 | 0 | 0 | 0 | 0 | 0 | 0 | 0 | 0 | 0 | 0 | 0 | 0 | 0 | 0 | 0 | 0 | 0 | 0 | 0 | 0 | 0
F3_Commercial_Grocery_New_Food Preparation_Natural Gas_Oven_E7 | F3 | Commercial | Grocery | New | Food Preparation | Natural Gas | Oven | E7 | System - kBTUs of Conusmption | 0 | 0 | 0 | 0 | 0 | 0 | 0 | 0 | 0 | 0 | 0 | 0 | 0 | 0 | 0 | 0 | 0 | 0 | 0 | 0 | 0 | 0 | 0 | 0 | 0 | 0 | 0 | 0 | 0 | 0 | 0
F3_Commercial_Grocery_New_Food Preparation_Natural Gas_Oven_E8 | F3 | Commercial | Grocery | New | Food Preparation | Natural Gas | Oven | E8 | System - kBTUs of Conusmption | 0 | 0 | 0 | 0 | 0 | 0 | 0 | 0 | 0 | 0 | 0 | 0 | 0 | 0 | 0 | 0 | 0 | 0 | 0 | 0 | 0 | 0 | 0 | 0 | 0 | 0 | 0 | 0 | 0 | 0 | 0
F3_Commercial_Grocery_New_Food Preparation_Natural Gas_Oven_E9 | F3 | Commercial | Grocery | New | Food Preparation | Natural Gas | Oven | E9 | System - kBTUs of Conusmption | 0 | 0 | 0 | 0 | 0 | 0 | 0 | 0 | 0 | 0 | 0 | 0 | 0 | 0 | 0 | 0 | 0 | 0 | 0 | 0 | 0 | 0 | 0 | 0 | 0 | 0 | 0 | 0 | 0 | 0 | 0
F3_Commercial_Grocery_New_Food Preparation_Natural Gas_Oven_E10 | F3 | Commercial | Grocery | New | Food Preparation | Natural Gas | Oven | E10 | System - kBTUs of Conusmption | 0 | 0 | 0 | 0 | 0 | 0 | 0 | 0 | 0 | 0 | 0 | 0 | 0 | 0 | 0 | 0 | 0 | 0 | 0 | 0 | 0 | 0 | 0 | 0 | 0 | 0 | 0 | 0 | 0 | 0 | 0
F4_Commercial_Grocery_New_Food Preparation_Natural Gas_Oven_E1 | F4 | Commercial | Grocery | New | Food Preparation | Natural Gas | Oven | E1 | Utility - Cost of Equipment | 1.0561 | 1.0561 | 1.0561 | 1.0561 | 1.0561 | 1.0561 | 1.0561 | 1.0561 | 1.0561 | 1.0561 | 1.0561 | 1.0561 | 1.0561 | 1.0561 | 1.0561 | 1.0561 | 1.0561 | 1.0561 | 1.0561 | 1.0561 | 1.0561 | 1.0561 | 1.0561 | 1.0561 | 1.0561 | 1.0561 | 1.0561 | 1.0561 | 1.0561 | 1.0561 | 1.0561
F4_Commercial_Grocery_New_Food Preparation_Natural Gas_Oven_E2 | F4 | Commercial | Grocery | New | Food Preparation | Natural Gas | Oven | E2 | Utility - Cost of Equipment | 1.1005 | 1.1005 | 1.1005 | 1.1005 | 1.1005 | 1.1005 | 1.1005 | 1.1005 | 1.1005 | 1.1005 | 1.1005 | 1.1005 | 1.1005 | 1.1005 | 1.1005 | 1.1005 | 1.1005 | 1.1005 | 1.1005 | 1.1005 | 1.1005 | 1.1005 | 1.1005 | 1.1005 | 1.1005 | 1.1005 | 1.1005 | 1.1005 | 1.1005 | 1.1005 | 1.1005
F4_Commercial_Grocery_New_Food Preparation_Natural Gas_Oven_E3 | F4 | Commercial | Grocery | New | Food Preparation | Natural Gas | Oven | E3 | Utility - Cost of Equipment | 0 | 0 | 0 | 0 | 0 | 0 | 0 | 0 | 0 | 0 | 0 | 0 | 0 | 0 | 0 | 0 | 0 | 0 | 0 | 0 | 0 | 0 | 0 | 0 | 0 | 0 | 0 | 0 | 0 | 0 | 0
F4_Commercial_Grocery_New_Food Preparation_Natural Gas_Oven_E4 | F4 | Commercial | Grocery | New | Food Preparation | Natural Gas | Oven | E4 | Utility - Cost of Equipment | 0 | 0 | 0 | 0 | 0 | 0 | 0 | 0 | 0 | 0 | 0 | 0 | 0 | 0 | 0 | 0 | 0 | 0 | 0 | 0 | 0 | 0 | 0 | 0 | 0 | 0 | 0 | 0 | 0 | 0 | 0
F4_Commercial_Grocery_New_Food Preparation_Natural Gas_Oven_E5 | F4 | Commercial | Grocery | New | Food Preparation | Natural Gas | Oven | E5 | Utility - Cost of Equipment | 0 | 0 | 0 | 0 | 0 | 0 | 0 | 0 | 0 | 0 | 0 | 0 | 0 | 0 | 0 | 0 | 0 | 0 | 0 | 0 | 0 | 0 | 0 | 0 | 0 | 0 | 0 | 0 | 0 | 0 | 0
F4_Commercial_Grocery_New_Food Preparation_Natural Gas_Oven_E6 | F4 | Commercial | Grocery | New | Food Preparation | Natural Gas | Oven | E6 | Utility - Cost of Equipment | 0 | 0 | 0 | 0 | 0 | 0 | 0 | 0 | 0 | 0 | 0 | 0 | 0 | 0 | 0 | 0 | 0 | 0 | 0 | 0 | 0 | 0 | 0 | 0 | 0 | 0 | 0 | 0 | 0 | 0 | 0
F4_Commercial_Grocery_New_Food Preparation_Natural Gas_Oven_E7 | F4 | Commercial | Grocery | New | Food Preparation | Natural Gas | Oven | E7 | Utility - Cost of Equipment | 0 | 0 | 0 | 0 | 0 | 0 | 0 | 0 | 0 | 0 | 0 | 0 | 0 | 0 | 0 | 0 | 0 | 0 | 0 | 0 | 0 | 0 | 0 | 0 | 0 | 0 | 0 | 0 | 0 | 0 | 0
F4_Commercial_Grocery_New_Food Preparation_Natural Gas_Oven_E8 | F4 | Commercial | Grocery | New | Food Preparation | Natural Gas | Oven | E8 | Utility - Cost of Equipment | 0 | 0 | 0 | 0 | 0 | 0 | 0 | 0 | 0 | 0 | 0 | 0 | 0 | 0 | 0 | 0 | 0 | 0 | 0 | 0 | 0 | 0 | 0 | 0 | 0 | 0 | 0 | 0 | 0 | 0 | 0
F4_Commercial_Grocery_New_Food Preparation_Natural Gas_Oven_E9 | F4 | Commercial | Grocery | New | Food Preparation | Natural Gas | Oven | E9 | Utility - Cost of Equipment | 0 | 0 | 0 | 0 | 0 | 0 | 0 | 0 | 0 | 0 | 0 | 0 | 0 | 0 | 0 | 0 | 0 | 0 | 0 | 0 | 0 | 0 | 0 | 0 | 0 | 0 | 0 | 0 | 0 | 0 | 0
F4_Commercial_Grocery_New_Food Preparation_Natural Gas_Oven_E10 | F4 | Commercial | Grocery | New | Food Preparation | Natural Gas | Oven | E10 | Utility - Cost of Equipment | 0 | 0 | 0 | 0 | 0 | 0 | 0 | 0 | 0 | 0 | 0 | 0 | 0 | 0 | 0 | 0 | 0 | 0 | 0 | 0 | 0 | 0 | 0 | 0 | 0 | 0 | 0 | 0 | 0 | 0 | 0
F5_Commercial_Grocery_New_Food Preparation_Natural Gas_Oven_E1 | F5 | Commercial | Grocery | New | Food Preparation | Natural Gas | Oven | E1 | Utility - Cost of Operation | 0.36005 | 0.36552 | 0.36935 | 0.37332 | 0.37951 | 0.35669 | 0.33784 | 0.32784 | 0.32398 | 0.31824 | 0.33218 | 0.34543 | 0.30812 | 0.32432 | 0.34578 | 0.36611 | 0.3669 | 0.36849 | 0.36145 | 0.36627 | 0.36962 | 0.37418 | 0.37994 | 0.18197 | 0.17836 | 0.17497 | 0.17179 | 0.16876 | 0.16587 | 0.16309 | 0.1604
F5_Commercial_Grocery_New_Food Preparation_Natural Gas_Oven_E2 | F5 | Commercial | Grocery | New | Food Preparation | Natural Gas | Oven | E2 | Utility - Cost of Operation | 0.20617 | 0.20931 | 0.2115 | 0.21377 | 0.21732 | 0.20425 | 0.19346 | 0.18773 | 0.18552 | 0.18223 | 0.19022 | 0.1978 | 0.17644 | 0.18571 | 0.198 | 0.20964 | 0.2101 | 0.21101 | 0.20698 | 0.20974 | 0.21165 | 0.21427 | 0.21757 | 0.1042 | 0.10213 | 0.1002 | 0.098371 | 0.096639 | 0.094983 | 0.093391 | 0.091852
F5_Commercial_Grocery_New_Food Preparation_Natural Gas_Oven_E3 | F5 | Commercial | Grocery | New | Food Preparation | Natural Gas | Oven | E3 | Utility - Cost of Operation | 0 | 0 | 0 | 0 | 0 | 0 | 0 | 0 | 0 | 0 | 0 | 0 | 0 | 0 | 0 | 0 | 0 | 0 | 0 | 0 | 0 | 0 | 0 | 0 | 0 | 0 | 0 | 0 | 0 | 0 | 0
F5_Commercial_Grocery_New_Food Preparation_Natural Gas_Oven_E4 | F5 | Commercial | Grocery | New | Food Preparation | Natural Gas | Oven | E4 | Utility - Cost of Operation | 0 | 0 | 0 | 0 | 0 | 0 | 0 | 0 | 0 | 0 | 0 | 0 | 0 | 0 | 0 | 0 | 0 | 0 | 0 | 0 | 0 | 0 | 0 | 0 | 0 | 0 | 0 | 0 | 0 | 0 | 0
F5_Commercial_Grocery_New_Food Preparation_Natural Gas_Oven_E5 | F5 | Commercial | Grocery | New | Food Preparation | Natural Gas | Oven | E5 | Utility - Cost of Operation | 0 | 0 | 0 | 0 | 0 | 0 | 0 | 0 | 0 | 0 | 0 | 0 | 0 | 0 | 0 | 0 | 0 | 0 | 0 | 0 | 0 | 0 | 0 | 0 | 0 | 0 | 0 | 0 | 0 | 0 | 0
F5_Commercial_Grocery_New_Food Preparation_Natural Gas_Oven_E6 | F5 | Commercial | Grocery | New | Food Preparation | Natural Gas | Oven | E6 | Utility - Cost of Operation | 0 | 0 | 0 | 0 | 0 | 0 | 0 | 0 | 0 | 0 | 0 | 0 | 0 | 0 | 0 | 0 | 0 | 0 | 0 | 0 | 0 | 0 | 0 | 0 | 0 | 0 | 0 | 0 | 0 | 0 | 0
F5_Commercial_Grocery_New_Food Preparation_Natural Gas_Oven_E7 | F5 | Commercial | Grocery | New | Food Preparation | Natural Gas | Oven | E7 | Utility - Cost of Operation | 0 | 0 | 0 | 0 | 0 | 0 | 0 | 0 | 0 | 0 | 0 | 0 | 0 | 0 | 0 | 0 | 0 | 0 | 0 | 0 | 0 | 0 | 0 | 0 | 0 | 0 | 0 | 0 | 0 | 0 | 0
F5_Commercial_Grocery_New_Food Preparation_Natural Gas_Oven_E8 | F5 | Commercial | Grocery | New | Food Preparation | Natural Gas | Oven | E8 | Utility - Cost of Operation | 0 | 0 | 0 | 0 | 0 | 0 | 0 | 0 | 0 | 0 | 0 | 0 | 0 | 0 | 0 | 0 | 0 | 0 | 0 | 0 | 0 | 0 | 0 | 0 | 0 | 0 | 0 | 0 | 0 | 0 | 0
F5_Commercial_Grocery_New_Food Preparation_Natural Gas_Oven_E9 | F5 | Commercial | Grocery | New | Food Preparation | Natural Gas | Oven | E9 | Utility - Cost of Operation | 0 | 0 | 0 | 0 | 0 | 0 | 0 | 0 | 0 | 0 | 0 | 0 | 0 | 0 | 0 | 0 | 0 | 0 | 0 | 0 | 0 | 0 | 0 | 0 | 0 | 0 | 0 | 0 | 0 | 0 | 0
F5_Commercial_Grocery_New_Food Preparation_Natural Gas_Oven_E10 | F5 | Commercial | Grocery | New | Food Preparation | Natural Gas | Oven | E10 | Utility - Cost of Operation | 0 | 0 | 0 | 0 | 0 | 0 | 0 | 0 | 0 | 0 | 0 | 0 | 0 | 0 | 0 | 0 | 0 | 0 | 0 | 0 | 0 | 0 | 0 | 0 | 0 | 0 | 0 | 0 | 0 | 0 | 0
F6_Commercial_Grocery_New_Food Preparation_Natural Gas_Oven_E1 | F6 | Commercial | Grocery | New | Food Preparation | Natural Gas | Oven | E1 | Utility - Value of Sales | 0.43136 | 0.43792 | 0.44251 | 0.44726 | 0.45468 | 0.42733 | 0.40476 | 0.39277 | 0.38815 | 0.38127 | 0.39797 | 0.41385 | 0.36915 | 0.38855 | 0.41427 | 0.43862 | 0.43957 | 0.44147 | 0.43304 | 0.43882 | 0.44283 | 0.44829 | 0.45519 | 0.21801 | 0.21368 | 0.20963 | 0.20581 | 0.20219 | 0.19873 | 0.19539 | 0.19217
F6_Commercial_Grocery_New_Food Preparation_Natural Gas_Oven_E2 | F6 | Commercial | Grocery | New | Food Preparation | Natural Gas | Oven | E2 | Utility - Value of Sales | 0.24701 | 0.25076 | 0.25339 | 0.25611 | 0.26036 | 0.2447 | 0.23178 | 0.22491 | 0.22226 | 0.21833 | 0.22789 | 0.23698 | 0.21138 | 0.2225 | 0.23722 | 0.25117 | 0.25171 | 0.2528 | 0.24797 | 0.25128 | 0.25358 | 0.2567 | 0.26066 | 0.12484 | 0.12236 | 0.12004 | 0.11785 | 0.11578 | 0.1138 | 0.11189 | 0.11004
F6_Commercial_Grocery_New_Food Preparation_Natural Gas_Oven_E3 | F6 | Commercial | Grocery | New | Food Preparation | Natural Gas | Oven | E3 | Utility - Value of Sales | 0 | 0 | 0 | 0 | 0 | 0 | 0 | 0 | 0 | 0 | 0 | 0 | 0 | 0 | 0 | 0 | 0 | 0 | 0 | 0 | 0 | 0 | 0 | 0 | 0 | 0 | 0 | 0 | 0 | 0 | 0
F6_Commercial_Grocery_New_Food Preparation_Natural Gas_Oven_E4 | F6 | Commercial | Grocery | New | Food Preparation | Natural Gas | Oven | E4 | Utility - Value of Sales | 0 | 0 | 0 | 0 | 0 | 0 | 0 | 0 | 0 | 0 | 0 | 0 | 0 | 0 | 0 | 0 | 0 | 0 | 0 | 0 | 0 | 0 | 0 | 0 | 0 | 0 | 0 | 0 | 0 | 0 | 0
F6_Commercial_Grocery_New_Food Preparation_Natural Gas_Oven_E5 | F6 | Commercial | Grocery | New | Food Preparation | Natural Gas | Oven | E5 | Utility - Value of Sales | 0 | 0 | 0 | 0 | 0 | 0 | 0 | 0 | 0 | 0 | 0 | 0 | 0 | 0 | 0 | 0 | 0 | 0 | 0 | 0 | 0 | 0 | 0 | 0 | 0 | 0 | 0 | 0 | 0 | 0 | 0
F6_Commercial_Grocery_New_Food Preparation_Natural Gas_Oven_E6 | F6 | Commercial | Grocery | New | Food Preparation | Natural Gas | Oven | E6 | Utility - Value of Sales | 0 | 0 | 0 | 0 | 0 | 0 | 0 | 0 | 0 | 0 | 0 | 0 | 0 | 0 | 0 | 0 | 0 | 0 | 0 | 0 | 0 | 0 | 0 | 0 | 0 | 0 | 0 | 0 | 0 | 0 | 0
F6_Commercial_Grocery_New_Food Preparation_Natural Gas_Oven_E7 | F6 | Commercial | Grocery | New | Food Preparation | Natural Gas | Oven | E7 | Utility - Value of Sales | 0 | 0 | 0 | 0 | 0 | 0 | 0 | 0 | 0 | 0 | 0 | 0 | 0 | 0 | 0 | 0 | 0 | 0 | 0 | 0 | 0 | 0 | 0 | 0 | 0 | 0 | 0 | 0 | 0 | 0 | 0
F6_Commercial_Grocery_New_Food Preparation_Natural Gas_Oven_E8 | F6 | Commercial | Grocery | New | Food Preparation | Natural Gas | Oven | E8 | Utility - Value of Sales | 0 | 0 | 0 | 0 | 0 | 0 | 0 | 0 | 0 | 0 | 0 | 0 | 0 | 0 | 0 | 0 | 0 | 0 | 0 | 0 | 0 | 0 | 0 | 0 | 0 | 0 | 0 | 0 | 0 | 0 | 0
F6_Commercial_Grocery_New_Food Preparation_Natural Gas_Oven_E9 | F6 | Commercial | Grocery | New | Food Preparation | Natural Gas | Oven | E9 | Utility - Value of Sales | 0 | 0 | 0 | 0 | 0 | 0 | 0 | 0 | 0 | 0 | 0 | 0 | 0 | 0 | 0 | 0 | 0 | 0 | 0 | 0 | 0 | 0 | 0 | 0 | 0 | 0 | 0 | 0 | 0 | 0 | 0
F6_Commercial_Grocery_New_Food Preparation_Natural Gas_Oven_E10 | F6 | Commercial | Grocery | New | Food Preparation | Natural Gas | Oven | E10 | Utility - Value of Sales | 0 | 0 | 0 | 0 | 0 | 0 | 0 | 0 | 0 | 0 | 0 | 0 | 0 | 0 | 0 | 0 | 0 | 0 | 0 | 0 | 0 | 0 | 0 | 0 | 0 | 0 | 0 | 0 | 0 | 0 | 0
F1_Commercial_Grocery_New_Food Preparation_Natural Gas_Conveyor Oven_E1 | F1 | Commercial | Grocery | New | Food Preparation | Natural Gas | Conveyor Oven | E1 | Participant - Cost of Equipment | 0.17883 | 0.17883 | 0.17883 | 0.17883 | 0.17883 | 0.17883 | 0.17883 | 0.17883 | 0.17883 | 0.17883 | 0.17883 | 0.17883 | 0.17883 | 0.17883 | 0.17883 | 0.17883 | 0.17883 | 0.17883 | 0.17883 | 0.17883 | 0.17883 | 0.17883 | 0.17883 | 0.17883 | 0.17883 | 0.17883 | 0.17883 | 0.17883 | 0.17883 | 0.17883 | 0.17883
F1_Commercial_Grocery_New_Food Preparation_Natural Gas_Conveyor Oven_E2 | F1 | Commercial | Grocery | New | Food Preparation | Natural Gas | Conveyor Oven | E2 | Participant - Cost of Equipment | 0.21802 | 0.21802 | 0.21802 | 0.21802 | 0.21802 | 0.21802 | 0.21802 | 0.21802 | 0.21802 | 0.21802 | 0.21802 | 0.21802 | 0.21802 | 0.21802 | 0.21802 | 0.21802 | 0.21802 | 0.21802 | 0.21802 | 0.21802 | 0.21802 | 0.21802 | 0.21802 | 0.21802 | 0.21802 | 0.21802 | 0.21802 | 0.21802 | 0.21802 | 0.21802 | 0.21802
F1_Commercial_Grocery_New_Food Preparation_Natural Gas_Conveyor Oven_E3 | F1 | Commercial | Grocery | New | Food Preparation | Natural Gas | Conveyor Oven | E3 | Participant - Cost of Equipment | 0 | 0 | 0 | 0 | 0 | 0 | 0 | 0 | 0 | 0 | 0 | 0 | 0 | 0 | 0 | 0 | 0 | 0 | 0 | 0 | 0 | 0 | 0 | 0 | 0 | 0 | 0 | 0 | 0 | 0 | 0
F1_Commercial_Grocery_New_Food Preparation_Natural Gas_Conveyor Oven_E4 | F1 | Commercial | Grocery | New | Food Preparation | Natural Gas | Conveyor Oven | E4 | Participant - Cost of Equipment | 0 | 0 | 0 | 0 | 0 | 0 | 0 | 0 | 0 | 0 | 0 | 0 | 0 | 0 | 0 | 0 | 0 | 0 | 0 | 0 | 0 | 0 | 0 | 0 | 0 | 0 | 0 | 0 | 0 | 0 | 0
F1_Commercial_Grocery_New_Food Preparation_Natural Gas_Conveyor Oven_E5 | F1 | Commercial | Grocery | New | Food Preparation | Natural Gas | Conveyor Oven | E5 | Participant - Cost of Equipment | 0 | 0 | 0 | 0 | 0 | 0 | 0 | 0 | 0 | 0 | 0 | 0 | 0 | 0 | 0 | 0 | 0 | 0 | 0 | 0 | 0 | 0 | 0 | 0 | 0 | 0 | 0 | 0 | 0 | 0 | 0
F1_Commercial_Grocery_New_Food Preparation_Natural Gas_Conveyor Oven_E6 | F1 | Commercial | Grocery | New | Food Preparation | Natural Gas | Conveyor Oven | E6 | Participant - Cost of Equipment | 0 | 0 | 0 | 0 | 0 | 0 | 0 | 0 | 0 | 0 | 0 | 0 | 0 | 0 | 0 | 0 | 0 | 0 | 0 | 0 | 0 | 0 | 0 | 0 | 0 | 0 | 0 | 0 | 0 | 0 | 0
F1_Commercial_Grocery_New_Food Preparation_Natural Gas_Conveyor Oven_E7 | F1 | Commercial | Grocery | New | Food Preparation | Natural Gas | Conveyor Oven | E7 | Participant - Cost of Equipment | 0 | 0 | 0 | 0 | 0 | 0 | 0 | 0 | 0 | 0 | 0 | 0 | 0 | 0 | 0 | 0 | 0 | 0 | 0 | 0 | 0 | 0 | 0 | 0 | 0 | 0 | 0 | 0 | 0 | 0 | 0
F1_Commercial_Grocery_New_Food Preparation_Natural Gas_Conveyor Oven_E8 | F1 | Commercial | Grocery | New | Food Preparation | Natural Gas | Conveyor Oven | E8 | Participant - Cost of Equipment | 0 | 0 | 0 | 0 | 0 | 0 | 0 | 0 | 0 | 0 | 0 | 0 | 0 | 0 | 0 | 0 | 0 | 0 | 0 | 0 | 0 | 0 | 0 | 0 | 0 | 0 | 0 | 0 | 0 | 0 | 0
F1_Commercial_Grocery_New_Food Preparation_Natural Gas_Conveyor Oven_E9 | F1 | Commercial | Grocery | New | Food Preparation | Natural Gas | Conveyor Oven | E9 | Participant - Cost of Equipment | 0 | 0 | 0 | 0 | 0 | 0 | 0 | 0 | 0 | 0 | 0 | 0 | 0 | 0 | 0 | 0 | 0 | 0 | 0 | 0 | 0 | 0 | 0 | 0 | 0 | 0 | 0 | 0 | 0 | 0 | 0
F1_Commercial_Grocery_New_Food Preparation_Natural Gas_Conveyor Oven_E10 | F1 | Commercial | Grocery | New | Food Preparation | Natural Gas | Conveyor Oven | E10 | Participant - Cost of Equipment | 0 | 0 | 0 | 0 | 0 | 0 | 0 | 0 | 0 | 0 | 0 | 0 | 0 | 0 | 0 | 0 | 0 | 0 | 0 | 0 | 0 | 0 | 0 | 0 | 0 | 0 | 0 | 0 | 0 | 0 | 0
F2_Commercial_Grocery_New_Food Preparation_Natural Gas_Conveyor Oven_E1 | F2 | Commercial | Grocery | New | Food Preparation | Natural Gas | Conveyor Oven | E1 | Participant - Cost of Operation | 0.62608 | 0.62441 | 0.62012 | 0.61535 | 0.63218 | 0.62089 | 0.61719 | 0.62688 | 0.64738 | 0.64245 | 0.64023 | 0.63668 | 0.56662 | 0.56254 | 0.56283 | 0.55907 | 0.55829 | 0.55865 | 0.54811 | 0.55273 | 0.55552 | 0.55991 | 0.56587 | 0.31275 | 0.30685 | 0.30128 | 0.29597 | 0.2909 | 0.28602 | 0.28131 | 0.27512
F2_Commercial_Grocery_New_Food Preparation_Natural Gas_Conveyor Oven_E2 | F2 | Commercial | Grocery | New | Food Preparation | Natural Gas | Conveyor Oven | E2 | Participant - Cost of Operation | 0.47592 | 0.47465 | 0.47139 | 0.46776 | 0.48056 | 0.47197 | 0.46916 | 0.47652 | 0.49211 | 0.48836 | 0.48667 | 0.48398 | 0.43072 | 0.42762 | 0.42784 | 0.42498 | 0.42439 | 0.42466 | 0.41665 | 0.42016 | 0.42228 | 0.42562 | 0.43015 | 0.23774 | 0.23326 | 0.22902 | 0.22499 | 0.22113 | 0.21742 | 0.21384 | 0.20913
F2_Commercial_Grocery_New_Food Preparation_Natural Gas_Conveyor Oven_E3 | F2 | Commercial | Grocery | New | Food Preparation | Natural Gas | Conveyor Oven | E3 | Participant - Cost of Operation | 0 | 0 | 0 | 0 | 0 | 0 | 0 | 0 | 0 | 0 | 0 | 0 | 0 | 0 | 0 | 0 | 0 | 0 | 0 | 0 | 0 | 0 | 0 | 0 | 0 | 0 | 0 | 0 | 0 | 0 | 0
F2_Commercial_Grocery_New_Food Preparation_Natural Gas_Conveyor Oven_E4 | F2 | Commercial | Grocery | New | Food Preparation | Natural Gas | Conveyor Oven | E4 | Participant - Cost of Operation | 0 | 0 | 0 | 0 | 0 | 0 | 0 | 0 | 0 | 0 | 0 | 0 | 0 | 0 | 0 | 0 | 0 | 0 | 0 | 0 | 0 | 0 | 0 | 0 | 0 | 0 | 0 | 0 | 0 | 0 | 0
F2_Commercial_Grocery_New_Food Preparation_Natural Gas_Conveyor Oven_E5 | F2 | Commercial | Grocery | New | Food Preparation | Natural Gas | Conveyor Oven | E5 | Participant - Cost of Operation | 0 | 0 | 0 | 0 | 0 | 0 | 0 | 0 | 0 | 0 | 0 | 0 | 0 | 0 | 0 | 0 | 0 | 0 | 0 | 0 | 0 | 0 | 0 | 0 | 0 | 0 | 0 | 0 | 0 | 0 | 0
F2_Commercial_Grocery_New_Food Preparation_Natural Gas_Conveyor Oven_E6 | F2 | Commercial | Grocery | New | Food Preparation | Natural Gas | Conveyor Oven | E6 | Participant - Cost of Operation | 0 | 0 | 0 | 0 | 0 | 0 | 0 | 0 | 0 | 0 | 0 | 0 | 0 | 0 | 0 | 0 | 0 | 0 | 0 | 0 | 0 | 0 | 0 | 0 | 0 | 0 | 0 | 0 | 0 | 0 | 0
F2_Commercial_Grocery_New_Food Preparation_Natural Gas_Conveyor Oven_E7 | F2 | Commercial | Grocery | New | Food Preparation | Natural Gas | Conveyor Oven | E7 | Participant - Cost of Operation | 0 | 0 | 0 | 0 | 0 | 0 | 0 | 0 | 0 | 0 | 0 | 0 | 0 | 0 | 0 | 0 | 0 | 0 | 0 | 0 | 0 | 0 | 0 | 0 | 0 | 0 | 0 | 0 | 0 | 0 | 0
F2_Commercial_Grocery_New_Food Preparation_Natural Gas_Conveyor Oven_E8 | F2 | Commercial | Grocery | New | Food Preparation | Natural Gas | Conveyor Oven | E8 | Participant - Cost of Operation | 0 | 0 | 0 | 0 | 0 | 0 | 0 | 0 | 0 | 0 | 0 | 0 | 0 | 0 | 0 | 0 | 0 | 0 | 0 | 0 | 0 | 0 | 0 | 0 | 0 | 0 | 0 | 0 | 0 | 0 | 0
F2_Commercial_Grocery_New_Food Preparation_Natural Gas_Conveyor Oven_E9 | F2 | Commercial | Grocery | New | Food Preparation | Natural Gas | Conveyor Oven | E9 | Participant - Cost of Operation | 0 | 0 | 0 | 0 | 0 | 0 | 0 | 0 | 0 | 0 | 0 | 0 | 0 | 0 | 0 | 0 | 0 | 0 | 0 | 0 | 0 | 0 | 0 | 0 | 0 | 0 | 0 | 0 | 0 | 0 | 0
F2_Commercial_Grocery_New_Food Preparation_Natural Gas_Conveyor Oven_E10 | F2 | Commercial | Grocery | New | Food Preparation | Natural Gas | Conveyor Oven | E10 | Participant - Cost of Operation | 0 | 0 | 0 | 0 | 0 | 0 | 0 | 0 | 0 | 0 | 0 | 0 | 0 | 0 | 0 | 0 | 0 | 0 | 0 | 0 | 0 | 0 | 0 | 0 | 0 | 0 | 0 | 0 | 0 | 0 | 0
F3_Commercial_Grocery_New_Food Preparation_Natural Gas_Conveyor Oven_E1 | F3 | Commercial | Grocery | New | Food Preparation | Natural Gas | Conveyor Oven | E1 | System - kBTUs of Conusmption | 53.6284 | 53.704 | 53.6558 | 53.6228 | 53.6228 | 53.6228 | 53.6228 | 53.6228 | 53.6228 | 53.6228 | 53.6228 | 53.6228 | 53.6228 | 53.6228 | 53.6228 | 53.6228 | 53.6228 | 53.6228 | 53.6228 | 53.6228 | 53.6228 | 53.6228 | 53.6228 | 53.6228 | 53.6228 | 53.6228 | 53.6228 | 53.6228 | 53.6228 | 53.6228 | 53.6228
F3_Commercial_Grocery_New_Food Preparation_Natural Gas_Conveyor Oven_E2 | F3 | Commercial | Grocery | New | Food Preparation | Natural Gas | Conveyor Oven | E2 | System - kBTUs of Conusmption | 40.7659 | 40.8234 | 40.7868 | 40.7617 | 40.7617 | 40.7617 | 40.7617 | 40.7617 | 40.7617 | 40.7617 | 40.7617 | 40.7617 | 40.7617 | 40.7617 | 40.7617 | 40.7617 | 40.7617 | 40.7617 | 40.7617 | 40.7617 | 40.7617 | 40.7617 | 40.7617 | 40.7617 | 40.7617 | 40.7617 | 40.7617 | 40.7617 | 40.7617 | 40.7617 | 40.7617
F3_Commercial_Grocery_New_Food Preparation_Natural Gas_Conveyor Oven_E3 | F3 | Commercial | Grocery | New | Food Preparation | Natural Gas | Conveyor Oven | E3 | System - kBTUs of Conusmption | 0 | 0 | 0 | 0 | 0 | 0 | 0 | 0 | 0 | 0 | 0 | 0 | 0 | 0 | 0 | 0 | 0 | 0 | 0 | 0 | 0 | 0 | 0 | 0 | 0 | 0 | 0 | 0 | 0 | 0 | 0
F3_Commercial_Grocery_New_Food Preparation_Natural Gas_Conveyor Oven_E4 | F3 | Commercial | Grocery | New | Food Preparation | Natural Gas | Conveyor Oven | E4 | System - kBTUs of Conusmption | 0 | 0 | 0 | 0 | 0 | 0 | 0 | 0 | 0 | 0 | 0 | 0 | 0 | 0 | 0 | 0 | 0 | 0 | 0 | 0 | 0 | 0 | 0 | 0 | 0 | 0 | 0 | 0 | 0 | 0 | 0
F3_Commercial_Grocery_New_Food Preparation_Natural Gas_Conveyor Oven_E5 | F3 | Commercial | Grocery | New | Food Preparation | Natural Gas | Conveyor Oven | E5 | System - kBTUs of Conusmption | 0 | 0 | 0 | 0 | 0 | 0 | 0 | 0 | 0 | 0 | 0 | 0 | 0 | 0 | 0 | 0 | 0 | 0 | 0 | 0 | 0 | 0 | 0 | 0 | 0 | 0 | 0 | 0 | 0 | 0 | 0
F3_Commercial_Grocery_New_Food Preparation_Natural Gas_Conveyor Oven_E6 | F3 | Commercial | Grocery | New | Food Preparation | Natural Gas | Conveyor Oven | E6 | System - kBTUs of Conusmption | 0 | 0 | 0 | 0 | 0 | 0 | 0 | 0 | 0 | 0 | 0 | 0 | 0 | 0 | 0 | 0 | 0 | 0 | 0 | 0 | 0 | 0 | 0 | 0 | 0 | 0 | 0 | 0 | 0 | 0 | 0
F3_Commercial_Grocery_New_Food Preparation_Natural Gas_Conveyor Oven_E7 | F3 | Commercial | Grocery | New | Food Preparation | Natural Gas | Conveyor Oven | E7 | System - kBTUs of Conusmption | 0 | 0 | 0 | 0 | 0 | 0 | 0 | 0 | 0 | 0 | 0 | 0 | 0 | 0 | 0 | 0 | 0 | 0 | 0 | 0 | 0 | 0 | 0 | 0 | 0 | 0 | 0 | 0 | 0 | 0 | 0
F3_Commercial_Grocery_New_Food Preparation_Natural Gas_Conveyor Oven_E8 | F3 | Commercial | Grocery | New | Food Preparation | Natural Gas | Conveyor Oven | E8 | System - kBTUs of Conusmption | 0 | 0 | 0 | 0 | 0 | 0 | 0 | 0 | 0 | 0 | 0 | 0 | 0 | 0 | 0 | 0 | 0 | 0 | 0 | 0 | 0 | 0 | 0 | 0 | 0 | 0 | 0 | 0 | 0 | 0 | 0
F3_Commercial_Grocery_New_Food Preparation_Natural Gas_Conveyor Oven_E9 | F3 | Commercial | Grocery | New | Food Preparation | Natural Gas | Conveyor Oven | E9 | System - kBTUs of Conusmption | 0 | 0 | 0 | 0 | 0 | 0 | 0 | 0 | 0 | 0 | 0 | 0 | 0 | 0 | 0 | 0 | 0 | 0 | 0 | 0 | 0 | 0 | 0 | 0 | 0 | 0 | 0 | 0 | 0 | 0 | 0
F3_Commercial_Grocery_New_Food Preparation_Natural Gas_Conveyor Oven_E10 | F3 | Commercial | Grocery | New | Food Preparation | Natural Gas | Conveyor Oven | E10 | System - kBTUs of Conusmption | 0 | 0 | 0 | 0 | 0 | 0 | 0 | 0 | 0 | 0 | 0 | 0 | 0 | 0 | 0 | 0 | 0 | 0 | 0 | 0 | 0 | 0 | 0 | 0 | 0 | 0 | 0 | 0 | 0 | 0 | 0
F4_Commercial_Grocery_New_Food Preparation_Natural Gas_Conveyor Oven_E1 | F4 | Commercial | Grocery | New | Food Preparation | Natural Gas | Conveyor Oven | E1 | Utility - Cost of Equipment | 0.17883 | 0.17883 | 0.17883 | 0.17883 | 0.17883 | 0.17883 | 0.17883 | 0.17883 | 0.17883 | 0.17883 | 0.17883 | 0.17883 | 0.17883 | 0.17883 | 0.17883 | 0.17883 | 0.17883 | 0.17883 | 0.17883 | 0.17883 | 0.17883 | 0.17883 | 0.17883 | 0.17883 | 0.17883 | 0.17883 | 0.17883 | 0.17883 | 0.17883 | 0.17883 | 0.17883
F4_Commercial_Grocery_New_Food Preparation_Natural Gas_Conveyor Oven_E2 | F4 | Commercial | Grocery | New | Food Preparation | Natural Gas | Conveyor Oven | E2 | Utility - Cost of Equipment | 0.21802 | 0.21802 | 0.21802 | 0.21802 | 0.21802 | 0.21802 | 0.21802 | 0.21802 | 0.21802 | 0.21802 | 0.21802 | 0.21802 | 0.21802 | 0.21802 | 0.21802 | 0.21802 | 0.21802 | 0.21802 | 0.21802 | 0.21802 | 0.21802 | 0.21802 | 0.21802 | 0.21802 | 0.21802 | 0.21802 | 0.21802 | 0.21802 | 0.21802 | 0.21802 | 0.21802
F4_Commercial_Grocery_New_Food Preparation_Natural Gas_Conveyor Oven_E3 | F4 | Commercial | Grocery | New | Food Preparation | Natural Gas | Conveyor Oven | E3 | Utility - Cost of Equipment | 0 | 0 | 0 | 0 | 0 | 0 | 0 | 0 | 0 | 0 | 0 | 0 | 0 | 0 | 0 | 0 | 0 | 0 | 0 | 0 | 0 | 0 | 0 | 0 | 0 | 0 | 0 | 0 | 0 | 0 | 0
F4_Commercial_Grocery_New_Food Preparation_Natural Gas_Conveyor Oven_E4 | F4 | Commercial | Grocery | New | Food Preparation | Natural Gas | Conveyor Oven | E4 | Utility - Cost of Equipment | 0 | 0 | 0 | 0 | 0 | 0 | 0 | 0 | 0 | 0 | 0 | 0 | 0 | 0 | 0 | 0 | 0 | 0 | 0 | 0 | 0 | 0 | 0 | 0 | 0 | 0 | 0 | 0 | 0 | 0 | 0
F4_Commercial_Grocery_New_Food Preparation_Natural Gas_Conveyor Oven_E5 | F4 | Commercial | Grocery | New | Food Preparation | Natural Gas | Conveyor Oven | E5 | Utility - Cost of Equipment | 0 | 0 | 0 | 0 | 0 | 0 | 0 | 0 | 0 | 0 | 0 | 0 | 0 | 0 | 0 | 0 | 0 | 0 | 0 | 0 | 0 | 0 | 0 | 0 | 0 | 0 | 0 | 0 | 0 | 0 | 0
F4_Commercial_Grocery_New_Food Preparation_Natural Gas_Conveyor Oven_E6 | F4 | Commercial | Grocery | New | Food Preparation | Natural Gas | Conveyor Oven | E6 | Utility - Cost of Equipment | 0 | 0 | 0 | 0 | 0 | 0 | 0 | 0 | 0 | 0 | 0 | 0 | 0 | 0 | 0 | 0 | 0 | 0 | 0 | 0 | 0 | 0 | 0 | 0 | 0 | 0 | 0 | 0 | 0 | 0 | 0
F4_Commercial_Grocery_New_Food Preparation_Natural Gas_Conveyor Oven_E7 | F4 | Commercial | Grocery | New | Food Preparation | Natural Gas | Conveyor Oven | E7 | Utility - Cost of Equipment | 0 | 0 | 0 | 0 | 0 | 0 | 0 | 0 | 0 | 0 | 0 | 0 | 0 | 0 | 0 | 0 | 0 | 0 | 0 | 0 | 0 | 0 | 0 | 0 | 0 | 0 | 0 | 0 | 0 | 0 | 0
F4_Commercial_Grocery_New_Food Preparation_Natural Gas_Conveyor Oven_E8 | F4 | Commercial | Grocery | New | Food Preparation | Natural Gas | Conveyor Oven | E8 | Utility - Cost of Equipment | 0 | 0 | 0 | 0 | 0 | 0 | 0 | 0 | 0 | 0 | 0 | 0 | 0 | 0 | 0 | 0 | 0 | 0 | 0 | 0 | 0 | 0 | 0 | 0 | 0 | 0 | 0 | 0 | 0 | 0 | 0
F4_Commercial_Grocery_New_Food Preparation_Natural Gas_Conveyor Oven_E9 | F4 | Commercial | Grocery | New | Food Preparation | Natural Gas | Conveyor Oven | E9 | Utility - Cost of Equipment | 0 | 0 | 0 | 0 | 0 | 0 | 0 | 0 | 0 | 0 | 0 | 0 | 0 | 0 | 0 | 0 | 0 | 0 | 0 | 0 | 0 | 0 | 0 | 0 | 0 | 0 | 0 | 0 | 0 | 0 | 0
F4_Commercial_Grocery_New_Food Preparation_Natural Gas_Conveyor Oven_E10 | F4 | Commercial | Grocery | New | Food Preparation | Natural Gas | Conveyor Oven | E10 | Utility - Cost of Equipment | 0 | 0 | 0 | 0 | 0 | 0 | 0 | 0 | 0 | 0 | 0 | 0 | 0 | 0 | 0 | 0 | 0 | 0 | 0 | 0 | 0 | 0 | 0 | 0 | 0 | 0 | 0 | 0 | 0 | 0 | 0
F5_Commercial_Grocery_New_Food Preparation_Natural Gas_Conveyor Oven_E1 | F5 | Commercial | Grocery | New | Food Preparation | Natural Gas | Conveyor Oven | E1 | Utility - Cost of Operation | 0.52258 | 0.52119 | 0.5176 | 0.51362 | 0.52767 | 0.51824 | 0.51516 | 0.52324 | 0.54035 | 0.53624 | 0.53438 | 0.53142 | 0.47295 | 0.46954 | 0.46978 | 0.46664 | 0.466 | 0.46629 | 0.45749 | 0.46135 | 0.46368 | 0.46735 | 0.47232 | 0.26104 | 0.25612 | 0.25147 | 0.24704 | 0.24281 | 0.23874 | 0.2348 | 0.22963
F5_Commercial_Grocery_New_Food Preparation_Natural Gas_Conveyor Oven_E2 | F5 | Commercial | Grocery | New | Food Preparation | Natural Gas | Conveyor Oven | E2 | Utility - Cost of Operation | 0.39724 | 0.39618 | 0.39346 | 0.39043 | 0.40111 | 0.39394 | 0.3916 | 0.39774 | 0.41075 | 0.40762 | 0.40621 | 0.40397 | 0.35951 | 0.35693 | 0.35711 | 0.35472 | 0.35423 | 0.35445 | 0.34777 | 0.3507 | 0.35247 | 0.35526 | 0.35904 | 0.19843 | 0.19469 | 0.19116 | 0.18779 | 0.18457 | 0.18148 | 0.17849 | 0.17456
F5_Commercial_Grocery_New_Food Preparation_Natural Gas_Conveyor Oven_E3 | F5 | Commercial | Grocery | New | Food Preparation | Natural Gas | Conveyor Oven | E3 | Utility - Cost of Operation | 0 | 0 | 0 | 0 | 0 | 0 | 0 | 0 | 0 | 0 | 0 | 0 | 0 | 0 | 0 | 0 | 0 | 0 | 0 | 0 | 0 | 0 | 0 | 0 | 0 | 0 | 0 | 0 | 0 | 0 | 0
F5_Commercial_Grocery_New_Food Preparation_Natural Gas_Conveyor Oven_E4 | F5 | Commercial | Grocery | New | Food Preparation | Natural Gas | Conveyor Oven | E4 | Utility - Cost of Operation | 0 | 0 | 0 | 0 | 0 | 0 | 0 | 0 | 0 | 0 | 0 | 0 | 0 | 0 | 0 | 0 | 0 | 0 | 0 | 0 | 0 | 0 | 0 | 0 | 0 | 0 | 0 | 0 | 0 | 0 | 0
F5_Commercial_Grocery_New_Food Preparation_Natural Gas_Conveyor Oven_E5 | F5 | Commercial | Grocery | New | Food Preparation | Natural Gas | Conveyor Oven | E5 | Utility - Cost of Operation | 0 | 0 | 0 | 0 | 0 | 0 | 0 | 0 | 0 | 0 | 0 | 0 | 0 | 0 | 0 | 0 | 0 | 0 | 0 | 0 | 0 | 0 | 0 | 0 | 0 | 0 | 0 | 0 | 0 | 0 | 0
F5_Commercial_Grocery_New_Food Preparation_Natural Gas_Conveyor Oven_E6 | F5 | Commercial | Grocery | New | Food Preparation | Natural Gas | Conveyor Oven | E6 | Utility - Cost of Operation | 0 | 0 | 0 | 0 | 0 | 0 | 0 | 0 | 0 | 0 | 0 | 0 | 0 | 0 | 0 | 0 | 0 | 0 | 0 | 0 | 0 | 0 | 0 | 0 | 0 | 0 | 0 | 0 | 0 | 0 | 0
F5_Commercial_Grocery_New_Food Preparation_Natural Gas_Conveyor Oven_E7 | F5 | Commercial | Grocery | New | Food Preparation | Natural Gas | Conveyor Oven | E7 | Utility - Cost of Operation | 0 | 0 | 0 | 0 | 0 | 0 | 0 | 0 | 0 | 0 | 0 | 0 | 0 | 0 | 0 | 0 | 0 | 0 | 0 | 0 | 0 | 0 | 0 | 0 | 0 | 0 | 0 | 0 | 0 | 0 | 0
F5_Commercial_Grocery_New_Food Preparation_Natural Gas_Conveyor Oven_E8 | F5 | Commercial | Grocery | New | Food Preparation | Natural Gas | Conveyor Oven | E8 | Utility - Cost of Operation | 0 | 0 | 0 | 0 | 0 | 0 | 0 | 0 | 0 | 0 | 0 | 0 | 0 | 0 | 0 | 0 | 0 | 0 | 0 | 0 | 0 | 0 | 0 | 0 | 0 | 0 | 0 | 0 | 0 | 0 | 0
F5_Commercial_Grocery_New_Food Preparation_Natural Gas_Conveyor Oven_E9 | F5 | Commercial | Grocery | New | Food Preparation | Natural Gas | Conveyor Oven | E9 | Utility - Cost of Operation | 0 | 0 | 0 | 0 | 0 | 0 | 0 | 0 | 0 | 0 | 0 | 0 | 0 | 0 | 0 | 0 | 0 | 0 | 0 | 0 | 0 | 0 | 0 | 0 | 0 | 0 | 0 | 0 | 0 | 0 | 0
F5_Commercial_Grocery_New_Food Preparation_Natural Gas_Conveyor Oven_E10 | F5 | Commercial | Grocery | New | Food Preparation | Natural Gas | Conveyor Oven | E10 | Utility - Cost of Operation | 0 | 0 | 0 | 0 | 0 | 0 | 0 | 0 | 0 | 0 | 0 | 0 | 0 | 0 | 0 | 0 | 0 | 0 | 0 | 0 | 0 | 0 | 0 | 0 | 0 | 0 | 0 | 0 | 0 | 0 | 0
F6_Commercial_Grocery_New_Food Preparation_Natural Gas_Conveyor Oven_E1 | F6 | Commercial | Grocery | New | Food Preparation | Natural Gas | Conveyor Oven | E1 | Utility - Value of Sales | 0.62608 | 0.62441 | 0.62012 | 0.61535 | 0.63218 | 0.62089 | 0.61719 | 0.62688 | 0.64738 | 0.64245 | 0.64023 | 0.63668 | 0.56662 | 0.56254 | 0.56283 | 0.55907 | 0.55829 | 0.55865 | 0.54811 | 0.55273 | 0.55552 | 0.55991 | 0.56587 | 0.31275 | 0.30685 | 0.30128 | 0.29597 | 0.2909 | 0.28602 | 0.28131 | 0.27512
F6_Commercial_Grocery_New_Food Preparation_Natural Gas_Conveyor Oven_E2 | F6 | Commercial | Grocery | New | Food Preparation | Natural Gas | Conveyor Oven | E2 | Utility - Value of Sales | 0.47592 | 0.47465 | 0.47139 | 0.46776 | 0.48056 | 0.47197 | 0.46916 | 0.47652 | 0.49211 | 0.48836 | 0.48667 | 0.48398 | 0.43072 | 0.42762 | 0.42784 | 0.42498 | 0.42439 | 0.42466 | 0.41665 | 0.42016 | 0.42228 | 0.42562 | 0.43015 | 0.23774 | 0.23326 | 0.22902 | 0.22499 | 0.22113 | 0.21742 | 0.21384 | 0.20913
F6_Commercial_Grocery_New_Food Preparation_Natural Gas_Conveyor Oven_E3 | F6 | Commercial | Grocery | New | Food Preparation | Natural Gas | Conveyor Oven | E3 | Utility - Value of Sales | 0 | 0 | 0 | 0 | 0 | 0 | 0 | 0 | 0 | 0 | 0 | 0 | 0 | 0 | 0 | 0 | 0 | 0 | 0 | 0 | 0 | 0 | 0 | 0 | 0 | 0 | 0 | 0 | 0 | 0 | 0
F6_Commercial_Grocery_New_Food Preparation_Natural Gas_Conveyor Oven_E4 | F6 | Commercial | Grocery | New | Food Preparation | Natural Gas | Conveyor Oven | E4 | Utility - Value of Sales | 0 | 0 | 0 | 0 | 0 | 0 | 0 | 0 | 0 | 0 | 0 | 0 | 0 | 0 | 0 | 0 | 0 | 0 | 0 | 0 | 0 | 0 | 0 | 0 | 0 | 0 | 0 | 0 | 0 | 0 | 0
F6_Commercial_Grocery_New_Food Preparation_Natural Gas_Conveyor Oven_E5 | F6 | Commercial | Grocery | New | Food Preparation | Natural Gas | Conveyor Oven | E5 | Utility - Value of Sales | 0 | 0 | 0 | 0 | 0 | 0 | 0 | 0 | 0 | 0 | 0 | 0 | 0 | 0 | 0 | 0 | 0 | 0 | 0 | 0 | 0 | 0 | 0 | 0 | 0 | 0 | 0 | 0 | 0 | 0 | 0
F6_Commercial_Grocery_New_Food Preparation_Natural Gas_Conveyor Oven_E6 | F6 | Commercial | Grocery | New | Food Preparation | Natural Gas | Conveyor Oven | E6 | Utility - Value of Sales | 0 | 0 | 0 | 0 | 0 | 0 | 0 | 0 | 0 | 0 | 0 | 0 | 0 | 0 | 0 | 0 | 0 | 0 | 0 | 0 | 0 | 0 | 0 | 0 | 0 | 0 | 0 | 0 | 0 | 0 | 0
F6_Commercial_Grocery_New_Food Preparation_Natural Gas_Conveyor Oven_E7 | F6 | Commercial | Grocery | New | Food Preparation | Natural Gas | Conveyor Oven | E7 | Utility - Value of Sales | 0 | 0 | 0 | 0 | 0 | 0 | 0 | 0 | 0 | 0 | 0 | 0 | 0 | 0 | 0 | 0 | 0 | 0 | 0 | 0 | 0 | 0 | 0 | 0 | 0 | 0 | 0 | 0 | 0 | 0 | 0
F6_Commercial_Grocery_New_Food Preparation_Natural Gas_Conveyor Oven_E8 | F6 | Commercial | Grocery | New | Food Preparation | Natural Gas | Conveyor Oven | E8 | Utility - Value of Sales | 0 | 0 | 0 | 0 | 0 | 0 | 0 | 0 | 0 | 0 | 0 | 0 | 0 | 0 | 0 | 0 | 0 | 0 | 0 | 0 | 0 | 0 | 0 | 0 | 0 | 0 | 0 | 0 | 0 | 0 | 0
F6_Commercial_Grocery_New_Food Preparation_Natural Gas_Conveyor Oven_E9 | F6 | Commercial | Grocery | New | Food Preparation | Natural Gas | Conveyor Oven | E9 | Utility - Value of Sales | 0 | 0 | 0 | 0 | 0 | 0 | 0 | 0 | 0 | 0 | 0 | 0 | 0 | 0 | 0 | 0 | 0 | 0 | 0 | 0 | 0 | 0 | 0 | 0 | 0 | 0 | 0 | 0 | 0 | 0 | 0
F6_Commercial_Grocery_New_Food Preparation_Natural Gas_Conveyor Oven_E10 | F6 | Commercial | Grocery | New | Food Preparation | Natural Gas | Conveyor Oven | E10 | Utility - Value of Sales | 0 | 0 | 0 | 0 | 0 | 0 | 0 | 0 | 0 | 0 | 0 | 0 | 0 | 0 | 0 | 0 | 0 | 0 | 0 | 0 | 0 | 0 | 0 | 0 | 0 | 0 | 0 | 0 | 0 | 0 | 0
F1_Commercial_Grocery_New_Food Preparation_Natural Gas_Double Rack Oven_E1 | F1 | Commercial | Grocery | New | Food Preparation | Natural Gas | Double Rack Oven | E1 | Participant - Cost of Equipment | 0.33421 | 0.33421 | 0.33421 | 0.33421 | 0.33421 | 0.33421 | 0.33421 | 0.33421 | 0.33421 | 0.33421 | 0.33421 | 0.33421 | 0.33421 | 0.33421 | 0.33421 | 0.33421 | 0.33421 | 0.33421 | 0.33421 | 0.33421 | 0.33421 | 0.33421 | 0.33421 | 0.33421 | 0.33421 | 0.33421 | 0.33421 | 0.33421 | 0.33421 | 0.33421 | 0.33421
F1_Commercial_Grocery_New_Food Preparation_Natural Gas_Double Rack Oven_E2 | F1 | Commercial | Grocery | New | Food Preparation | Natural Gas | Double Rack Oven | E2 | Participant - Cost of Equipment | 0.44447 | 0.44447 | 0.44447 | 0.44447 | 0.44447 | 0.44447 | 0.44447 | 0.44447 | 0.44447 | 0.44447 | 0.44447 | 0.44447 | 0.44447 | 0.44447 | 0.44447 | 0.44447 | 0.44447 | 0.44447 | 0.44447 | 0.44447 | 0.44447 | 0.44447 | 0.44447 | 0.44447 | 0.44447 | 0.44447 | 0.44447 | 0.44447 | 0.44447 | 0.44447 | 0.44447
F1_Commercial_Grocery_New_Food Preparation_Natural Gas_Double Rack Oven_E3 | F1 | Commercial | Grocery | New | Food Preparation | Natural Gas | Double Rack Oven | E3 | Participant - Cost of Equipment | 0 | 0 | 0 | 0 | 0 | 0 | 0 | 0 | 0 | 0 | 0 | 0 | 0 | 0 | 0 | 0 | 0 | 0 | 0 | 0 | 0 | 0 | 0 | 0 | 0 | 0 | 0 | 0 | 0 | 0 | 0
F1_Commercial_Grocery_New_Food Preparation_Natural Gas_Double Rack Oven_E4 | F1 | Commercial | Grocery | New | Food Preparation | Natural Gas | Double Rack Oven | E4 | Participant - Cost of Equipment | 0 | 0 | 0 | 0 | 0 | 0 | 0 | 0 | 0 | 0 | 0 | 0 | 0 | 0 | 0 | 0 | 0 | 0 | 0 | 0 | 0 | 0 | 0 | 0 | 0 | 0 | 0 | 0 | 0 | 0 | 0
F1_Commercial_Grocery_New_Food Preparation_Natural Gas_Double Rack Oven_E5 | F1 | Commercial | Grocery | New | Food Preparation | Natural Gas | Double Rack Oven | E5 | Participant - Cost of Equipment | 0 | 0 | 0 | 0 | 0 | 0 | 0 | 0 | 0 | 0 | 0 | 0 | 0 | 0 | 0 | 0 | 0 | 0 | 0 | 0 | 0 | 0 | 0 | 0 | 0 | 0 | 0 | 0 | 0 | 0 | 0
F1_Commercial_Grocery_New_Food Preparation_Natural Gas_Double Rack Oven_E6 | F1 | Commercial | Grocery | New | Food Preparation | Natural Gas | Double Rack Oven | E6 | Participant - Cost of Equipment | 0 | 0 | 0 | 0 | 0 | 0 | 0 | 0 | 0 | 0 | 0 | 0 | 0 | 0 | 0 | 0 | 0 | 0 | 0 | 0 | 0 | 0 | 0 | 0 | 0 | 0 | 0 | 0 | 0 | 0 | 0
F1_Commercial_Grocery_New_Food Preparation_Natural Gas_Double Rack Oven_E7 | F1 | Commercial | Grocery | New | Food Preparation | Natural Gas | Double Rack Oven | E7 | Participant - Cost of Equipment | 0 | 0 | 0 | 0 | 0 | 0 | 0 | 0 | 0 | 0 | 0 | 0 | 0 | 0 | 0 | 0 | 0 | 0 | 0 | 0 | 0 | 0 | 0 | 0 | 0 | 0 | 0 | 0 | 0 | 0 | 0
F1_Commercial_Grocery_New_Food Preparation_Natural Gas_Double Rack Oven_E8 | F1 | Commercial | Grocery | New | Food Preparation | Natural Gas | Double Rack Oven | E8 | Participant - Cost of Equipment | 0 | 0 | 0 | 0 | 0 | 0 | 0 | 0 | 0 | 0 | 0 | 0 | 0 | 0 | 0 | 0 | 0 | 0 | 0 | 0 | 0 | 0 | 0 | 0 | 0 | 0 | 0 | 0 | 0 | 0 | 0
F1_Commercial_Grocery_New_Food Preparation_Natural Gas_Double Rack Oven_E9 | F1 | Commercial | Grocery | New | Food Preparation | Natural Gas | Double Rack Oven | E9 | Participant - Cost of Equipment | 0 | 0 | 0 | 0 | 0 | 0 | 0 | 0 | 0 | 0 | 0 | 0 | 0 | 0 | 0 | 0 | 0 | 0 | 0 | 0 | 0 | 0 | 0 | 0 | 0 | 0 | 0 | 0 | 0 | 0 | 0
F1_Commercial_Grocery_New_Food Preparation_Natural Gas_Double Rack Oven_E10 | F1 | Commercial | Grocery | New | Food Preparation | Natural Gas | Double Rack Oven | E10 | Participant - Cost of Equipment | 0 | 0 | 0 | 0 | 0 | 0 | 0 | 0 | 0 | 0 | 0 | 0 | 0 | 0 | 0 | 0 | 0 | 0 | 0 | 0 | 0 | 0 | 0 | 0 | 0 | 0 | 0 | 0 | 0 | 0 | 0
F2_Commercial_Grocery_New_Food Preparation_Natural Gas_Double Rack Oven_E1 | F2 | Commercial | Grocery | New | Food Preparation | Natural Gas | Double Rack Oven | E1 | Participant - Cost of Operation | 1.1503 | 1.168 | 1.1809 | 1.1743 | 1.1755 | 1.108 | 1.0522 | 1.021 | 1.0081 | 1.0454 | 1.0945 | 1.1458 | 1.0523 | 1.1147 | 1.1185 | 1.1129 | 1.1139 | 1.1173 | 1.096 | 1.1089 | 1.1176 | 1.1298 | 1.1455 | 0.57451 | 0.5633 | 0.55276 | 0.54279 | 0.53332 | 0.52424 | 0.51549 | 0.50703
F2_Commercial_Grocery_New_Food Preparation_Natural Gas_Double Rack Oven_E2 | F2 | Commercial | Grocery | New | Food Preparation | Natural Gas | Double Rack Oven | E2 | Participant - Cost of Operation | 0.62741 | 0.63709 | 0.64412 | 0.64054 | 0.64119 | 0.60436 | 0.5739 | 0.5569 | 0.54985 | 0.57023 | 0.59699 | 0.62496 | 0.57396 | 0.608 | 0.61008 | 0.60703 | 0.60759 | 0.60946 | 0.59782 | 0.60485 | 0.60958 | 0.61625 | 0.62482 | 0.31337 | 0.30725 | 0.3015 | 0.29607 | 0.2909 | 0.28595 | 0.28118 | 0.27656
F2_Commercial_Grocery_New_Food Preparation_Natural Gas_Double Rack Oven_E3 | F2 | Commercial | Grocery | New | Food Preparation | Natural Gas | Double Rack Oven | E3 | Participant - Cost of Operation | 0 | 0 | 0 | 0 | 0 | 0 | 0 | 0 | 0 | 0 | 0 | 0 | 0 | 0 | 0 | 0 | 0 | 0 | 0 | 0 | 0 | 0 | 0 | 0 | 0 | 0 | 0 | 0 | 0 | 0 | 0
F2_Commercial_Grocery_New_Food Preparation_Natural Gas_Double Rack Oven_E4 | F2 | Commercial | Grocery | New | Food Preparation | Natural Gas | Double Rack Oven | E4 | Participant - Cost of Operation | 0 | 0 | 0 | 0 | 0 | 0 | 0 | 0 | 0 | 0 | 0 | 0 | 0 | 0 | 0 | 0 | 0 | 0 | 0 | 0 | 0 | 0 | 0 | 0 | 0 | 0 | 0 | 0 | 0 | 0 | 0
F2_Commercial_Grocery_New_Food Preparation_Natural Gas_Double Rack Oven_E5 | F2 | Commercial | Grocery | New | Food Preparation | Natural Gas | Double Rack Oven | E5 | Participant - Cost of Operation | 0 | 0 | 0 | 0 | 0 | 0 | 0 | 0 | 0 | 0 | 0 | 0 | 0 | 0 | 0 | 0 | 0 | 0 | 0 | 0 | 0 | 0 | 0 | 0 | 0 | 0 | 0 | 0 | 0 | 0 | 0
F2_Commercial_Grocery_New_Food Preparation_Natural Gas_Double Rack Oven_E6 | F2 | Commercial | Grocery | New | Food Preparation | Natural Gas | Double Rack Oven | E6 | Participant - Cost of Operation | 0 | 0 | 0 | 0 | 0 | 0 | 0 | 0 | 0 | 0 | 0 | 0 | 0 | 0 | 0 | 0 | 0 | 0 | 0 | 0 | 0 | 0 | 0 | 0 | 0 | 0 | 0 | 0 | 0 | 0 | 0
F2_Commercial_Grocery_New_Food Preparation_Natural Gas_Double Rack Oven_E7 | F2 | Commercial | Grocery | New | Food Preparation | Natural Gas | Double Rack Oven | E7 | Participant - Cost of Operation | 0 | 0 | 0 | 0 | 0 | 0 | 0 | 0 | 0 | 0 | 0 | 0 | 0 | 0 | 0 | 0 | 0 | 0 | 0 | 0 | 0 | 0 | 0 | 0 | 0 | 0 | 0 | 0 | 0 | 0 | 0
F2_Commercial_Grocery_New_Food Preparation_Natural Gas_Double Rack Oven_E8 | F2 | Commercial | Grocery | New | Food Preparation | Natural Gas | Double Rack Oven | E8 | Participant - Cost of Operation | 0 | 0 | 0 | 0 | 0 | 0 | 0 | 0 | 0 | 0 | 0 | 0 | 0 | 0 | 0 | 0 | 0 | 0 | 0 | 0 | 0 | 0 | 0 | 0 | 0 | 0 | 0 | 0 | 0 | 0 | 0
F2_Commercial_Grocery_New_Food Preparation_Natural Gas_Double Rack Oven_E9 | F2 | Commercial | Grocery | New | Food Preparation | Natural Gas | Double Rack Oven | E9 | Participant - Cost of Operation | 0 | 0 | 0 | 0 | 0 | 0 | 0 | 0 | 0 | 0 | 0 | 0 | 0 | 0 | 0 | 0 | 0 | 0 | 0 | 0 | 0 | 0 | 0 | 0 | 0 | 0 | 0 | 0 | 0 | 0 | 0
F2_Commercial_Grocery_New_Food Preparation_Natural Gas_Double Rack Oven_E10 | F2 | Commercial | Grocery | New | Food Preparation | Natural Gas | Double Rack Oven | E10 | Participant - Cost of Operation | 0 | 0 | 0 | 0 | 0 | 0 | 0 | 0 | 0 | 0 | 0 | 0 | 0 | 0 | 0 | 0 | 0 | 0 | 0 | 0 | 0 | 0 | 0 | 0 | 0 | 0 | 0 | 0 | 0 | 0 | 0
F3_Commercial_Grocery_New_Food Preparation_Natural Gas_Double Rack Oven_E1 | F3 | Commercial | Grocery | New | Food Preparation | Natural Gas | Double Rack Oven | E1 | System - kBTUs of Conusmption | 95.5776 | 95.7684 | 95.6469 | 95.5636 | 95.5636 | 95.5636 | 95.5636 | 95.5636 | 95.5636 | 95.5636 | 95.5636 | 95.5636 | 95.5636 | 95.5636 | 95.5636 | 95.5636 | 95.5636 | 95.5636 | 95.5636 | 95.5636 | 95.5636 | 95.5636 | 95.5636 | 95.5636 | 95.5636 | 95.5636 | 95.5636 | 95.5636 | 95.5636 | 95.5636 | 95.5636
F3_Commercial_Grocery_New_Food Preparation_Natural Gas_Double Rack Oven_E2 | F3 | Commercial | Grocery | New | Food Preparation | Natural Gas | Double Rack Oven | E2 | System - kBTUs of Conusmption | 52.1332 | 52.2373 | 52.171 | 52.1256 | 52.1256 | 52.1256 | 52.1256 | 52.1256 | 52.1256 | 52.1256 | 52.1256 | 52.1256 | 52.1256 | 52.1256 | 52.1256 | 52.1256 | 52.1256 | 52.1256 | 52.1256 | 52.1256 | 52.1256 | 52.1256 | 52.1256 | 52.1256 | 52.1256 | 52.1256 | 52.1256 | 52.1256 | 52.1256 | 52.1256 | 52.1256
F3_Commercial_Grocery_New_Food Preparation_Natural Gas_Double Rack Oven_E3 | F3 | Commercial | Grocery | New | Food Preparation | Natural Gas | Double Rack Oven | E3 | System - kBTUs of Conusmption | 0 | 0 | 0 | 0 | 0 | 0 | 0 | 0 | 0 | 0 | 0 | 0 | 0 | 0 | 0 | 0 | 0 | 0 | 0 | 0 | 0 | 0 | 0 | 0 | 0 | 0 | 0 | 0 | 0 | 0 | 0
F3_Commercial_Grocery_New_Food Preparation_Natural Gas_Double Rack Oven_E4 | F3 | Commercial | Grocery | New | Food Preparation | Natural Gas | Double Rack Oven | E4 | System - kBTUs of Conusmption | 0 | 0 | 0 | 0 | 0 | 0 | 0 | 0 | 0 | 0 | 0 | 0 | 0 | 0 | 0 | 0 | 0 | 0 | 0 | 0 | 0 | 0 | 0 | 0 | 0 | 0 | 0 | 0 | 0 | 0 | 0
F3_Commercial_Grocery_New_Food Preparation_Natural Gas_Double Rack Oven_E5 | F3 | Commercial | Grocery | New | Food Preparation | Natural Gas | Double Rack Oven | E5 | System - kBTUs of Conusmption | 0 | 0 | 0 | 0 | 0 | 0 | 0 | 0 | 0 | 0 | 0 | 0 | 0 | 0 | 0 | 0 | 0 | 0 | 0 | 0 | 0 | 0 | 0 | 0 | 0 | 0 | 0 | 0 | 0 | 0 | 0
F3_Commercial_Grocery_New_Food Preparation_Natural Gas_Double Rack Oven_E6 | F3 | Commercial | Grocery | New | Food Preparation | Natural Gas | Double Rack Oven | E6 | System - kBTUs of Conusmption | 0 | 0 | 0 | 0 | 0 | 0 | 0 | 0 | 0 | 0 | 0 | 0 | 0 | 0 | 0 | 0 | 0 | 0 | 0 | 0 | 0 | 0 | 0 | 0 | 0 | 0 | 0 | 0 | 0 | 0 | 0
F3_Commercial_Grocery_New_Food Preparation_Natural Gas_Double Rack Oven_E7 | F3 | Commercial | Grocery | New | Food Preparation | Natural Gas | Double Rack Oven | E7 | System - kBTUs of Conusmption | 0 | 0 | 0 | 0 | 0 | 0 | 0 | 0 | 0 | 0 | 0 | 0 | 0 | 0 | 0 | 0 | 0 | 0 | 0 | 0 | 0 | 0 | 0 | 0 | 0 | 0 | 0 | 0 | 0 | 0 | 0
F3_Commercial_Grocery_New_Food Preparation_Natural Gas_Double Rack Oven_E8 | F3 | Commercial | Grocery | New | Food Preparation | Natural Gas | Double Rack Oven | E8 | System - kBTUs of Conusmption | 0 | 0 | 0 | 0 | 0 | 0 | 0 | 0 | 0 | 0 | 0 | 0 | 0 | 0 | 0 | 0 | 0 | 0 | 0 | 0 | 0 | 0 | 0 | 0 | 0 | 0 | 0 | 0 | 0 | 0 | 0
F3_Commercial_Grocery_New_Food Preparation_Natural Gas_Double Rack Oven_E9 | F3 | Commercial | Grocery | New | Food Preparation | Natural Gas | Double Rack Oven | E9 | System - kBTUs of Conusmption | 0 | 0 | 0 | 0 | 0 | 0 | 0 | 0 | 0 | 0 | 0 | 0 | 0 | 0 | 0 | 0 | 0 | 0 | 0 | 0 | 0 | 0 | 0 | 0 | 0 | 0 | 0 | 0 | 0 | 0 | 0
F3_Commercial_Grocery_New_Food Preparation_Natural Gas_Double Rack Oven_E10 | F3 | Commercial | Grocery | New | Food Preparation | Natural Gas | Double Rack Oven | E10 | System - kBTUs of Conusmption | 0 | 0 | 0 | 0 | 0 | 0 | 0 | 0 | 0 | 0 | 0 | 0 | 0 | 0 | 0 | 0 | 0 | 0 | 0 | 0 | 0 | 0 | 0 | 0 | 0 | 0 | 0 | 0 | 0 | 0 | 0
F4_Commercial_Grocery_New_Food Preparation_Natural Gas_Double Rack Oven_E1 | F4 | Commercial | Grocery | New | Food Preparation | Natural Gas | Double Rack Oven | E1 | Utility - Cost of Equipment | 0.33421 | 0.33421 | 0.33421 | 0.33421 | 0.33421 | 0.33421 | 0.33421 | 0.33421 | 0.33421 | 0.33421 | 0.33421 | 0.33421 | 0.33421 | 0.33421 | 0.33421 | 0.33421 | 0.33421 | 0.33421 | 0.33421 | 0.33421 | 0.33421 | 0.33421 | 0.33421 | 0.33421 | 0.33421 | 0.33421 | 0.33421 | 0.33421 | 0.33421 | 0.33421 | 0.33421
F4_Commercial_Grocery_New_Food Preparation_Natural Gas_Double Rack Oven_E2 | F4 | Commercial | Grocery | New | Food Preparation | Natural Gas | Double Rack Oven | E2 | Utility - Cost of Equipment | 0.44447 | 0.44447 | 0.44447 | 0.44447 | 0.44447 | 0.44447 | 0.44447 | 0.44447 | 0.44447 | 0.44447 | 0.44447 | 0.44447 | 0.44447 | 0.44447 | 0.44447 | 0.44447 | 0.44447 | 0.44447 | 0.44447 | 0.44447 | 0.44447 | 0.44447 | 0.44447 | 0.44447 | 0.44447 | 0.44447 | 0.44447 | 0.44447 | 0.44447 | 0.44447 | 0.44447
F4_Commercial_Grocery_New_Food Preparation_Natural Gas_Double Rack Oven_E3 | F4 | Commercial | Grocery | New | Food Preparation | Natural Gas | Double Rack Oven | E3 | Utility - Cost of Equipment | 0 | 0 | 0 | 0 | 0 | 0 | 0 | 0 | 0 | 0 | 0 | 0 | 0 | 0 | 0 | 0 | 0 | 0 | 0 | 0 | 0 | 0 | 0 | 0 | 0 | 0 | 0 | 0 | 0 | 0 | 0
F4_Commercial_Grocery_New_Food Preparation_Natural Gas_Double Rack Oven_E4 | F4 | Commercial | Grocery | New | Food Preparation | Natural Gas | Double Rack Oven | E4 | Utility - Cost of Equipment | 0 | 0 | 0 | 0 | 0 | 0 | 0 | 0 | 0 | 0 | 0 | 0 | 0 | 0 | 0 | 0 | 0 | 0 | 0 | 0 | 0 | 0 | 0 | 0 | 0 | 0 | 0 | 0 | 0 | 0 | 0
F4_Commercial_Grocery_New_Food Preparation_Natural Gas_Double Rack Oven_E5 | F4 | Commercial | Grocery | New | Food Preparation | Natural Gas | Double Rack Oven | E5 | Utility - Cost of Equipment | 0 | 0 | 0 | 0 | 0 | 0 | 0 | 0 | 0 | 0 | 0 | 0 | 0 | 0 | 0 | 0 | 0 | 0 | 0 | 0 | 0 | 0 | 0 | 0 | 0 | 0 | 0 | 0 | 0 | 0 | 0
F4_Commercial_Grocery_New_Food Preparation_Natural Gas_Double Rack Oven_E6 | F4 | Commercial | Grocery | New | Food Preparation | Natural Gas | Double Rack Oven | E6 | Utility - Cost of Equipment | 0 | 0 | 0 | 0 | 0 | 0 | 0 | 0 | 0 | 0 | 0 | 0 | 0 | 0 | 0 | 0 | 0 | 0 | 0 | 0 | 0 | 0 | 0 | 0 | 0 | 0 | 0 | 0 | 0 | 0 | 0
F4_Commercial_Grocery_New_Food Preparation_Natural Gas_Double Rack Oven_E7 | F4 | Commercial | Grocery | New | Food Preparation | Natural Gas | Double Rack Oven | E7 | Utility - Cost of Equipment | 0 | 0 | 0 | 0 | 0 | 0 | 0 | 0 | 0 | 0 | 0 | 0 | 0 | 0 | 0 | 0 | 0 | 0 | 0 | 0 | 0 | 0 | 0 | 0 | 0 | 0 | 0 | 0 | 0 | 0 | 0
F4_Commercial_Grocery_New_Food Preparation_Natural Gas_Double Rack Oven_E8 | F4 | Commercial | Grocery | New | Food Preparation | Natural Gas | Double Rack Oven | E8 | Utility - Cost of Equipment | 0 | 0 | 0 | 0 | 0 | 0 | 0 | 0 | 0 | 0 | 0 | 0 | 0 | 0 | 0 | 0 | 0 | 0 | 0 | 0 | 0 | 0 | 0 | 0 | 0 | 0 | 0 | 0 | 0 | 0 | 0
F4_Commercial_Grocery_New_Food Preparation_Natural Gas_Double Rack Oven_E9 | F4 | Commercial | Grocery | New | Food Preparation | Natural Gas | Double Rack Oven | E9 | Utility - Cost of Equipment | 0 | 0 | 0 | 0 | 0 | 0 | 0 | 0 | 0 | 0 | 0 | 0 | 0 | 0 | 0 | 0 | 0 | 0 | 0 | 0 | 0 | 0 | 0 | 0 | 0 | 0 | 0 | 0 | 0 | 0 | 0
F4_Commercial_Grocery_New_Food Preparation_Natural Gas_Double Rack Oven_E10 | F4 | Commercial | Grocery | New | Food Preparation | Natural Gas | Double Rack Oven | E10 | Utility - Cost of Equipment | 0 | 0 | 0 | 0 | 0 | 0 | 0 | 0 | 0 | 0 | 0 | 0 | 0 | 0 | 0 | 0 | 0 | 0 | 0 | 0 | 0 | 0 | 0 | 0 | 0 | 0 | 0 | 0 | 0 | 0 | 0
F5_Commercial_Grocery_New_Food Preparation_Natural Gas_Double Rack Oven_E1 | F5 | Commercial | Grocery | New | Food Preparation | Natural Gas | Double Rack Oven | E1 | Utility - Cost of Operation | 0.9601 | 0.97491 | 0.98567 | 0.98018 | 0.98117 | 0.92482 | 0.87822 | 0.85219 | 0.8414 | 0.87259 | 0.91355 | 0.95635 | 0.8783 | 0.9304 | 0.93357 | 0.92891 | 0.92976 | 0.93263 | 0.91481 | 0.92556 | 0.93281 | 0.94301 | 0.95613 | 0.47953 | 0.47017 | 0.46137 | 0.45306 | 0.44515 | 0.43757 | 0.43027 | 0.42321
F5_Commercial_Grocery_New_Food Preparation_Natural Gas_Double Rack Oven_E2 | F5 | Commercial | Grocery | New | Food Preparation | Natural Gas | Double Rack Oven | E2 | Utility - Cost of Operation | 0.52369 | 0.53177 | 0.53764 | 0.53464 | 0.53518 | 0.50445 | 0.47903 | 0.46483 | 0.45895 | 0.47596 | 0.4983 | 0.52164 | 0.47907 | 0.50749 | 0.50922 | 0.50668 | 0.50714 | 0.5087 | 0.49899 | 0.50485 | 0.50881 | 0.51437 | 0.52153 | 0.26156 | 0.25646 | 0.25166 | 0.24712 | 0.24281 | 0.23868 | 0.23469 | 0.23084
F5_Commercial_Grocery_New_Food Preparation_Natural Gas_Double Rack Oven_E3 | F5 | Commercial | Grocery | New | Food Preparation | Natural Gas | Double Rack Oven | E3 | Utility - Cost of Operation | 0 | 0 | 0 | 0 | 0 | 0 | 0 | 0 | 0 | 0 | 0 | 0 | 0 | 0 | 0 | 0 | 0 | 0 | 0 | 0 | 0 | 0 | 0 | 0 | 0 | 0 | 0 | 0 | 0 | 0 | 0
F5_Commercial_Grocery_New_Food Preparation_Natural Gas_Double Rack Oven_E4 | F5 | Commercial | Grocery | New | Food Preparation | Natural Gas | Double Rack Oven | E4 | Utility - Cost of Operation | 0 | 0 | 0 | 0 | 0 | 0 | 0 | 0 | 0 | 0 | 0 | 0 | 0 | 0 | 0 | 0 | 0 | 0 | 0 | 0 | 0 | 0 | 0 | 0 | 0 | 0 | 0 | 0 | 0 | 0 | 0
F5_Commercial_Grocery_New_Food Preparation_Natural Gas_Double Rack Oven_E5 | F5 | Commercial | Grocery | New | Food Preparation | Natural Gas | Double Rack Oven | E5 | Utility - Cost of Operation | 0 | 0 | 0 | 0 | 0 | 0 | 0 | 0 | 0 | 0 | 0 | 0 | 0 | 0 | 0 | 0 | 0 | 0 | 0 | 0 | 0 | 0 | 0 | 0 | 0 | 0 | 0 | 0 | 0 | 0 | 0
F5_Commercial_Grocery_New_Food Preparation_Natural Gas_Double Rack Oven_E6 | F5 | Commercial | Grocery | New | Food Preparation | Natural Gas | Double Rack Oven | E6 | Utility - Cost of Operation | 0 | 0 | 0 | 0 | 0 | 0 | 0 | 0 | 0 | 0 | 0 | 0 | 0 | 0 | 0 | 0 | 0 | 0 | 0 | 0 | 0 | 0 | 0 | 0 | 0 | 0 | 0 | 0 | 0 | 0 | 0
F5_Commercial_Grocery_New_Food Preparation_Natural Gas_Double Rack Oven_E7 | F5 | Commercial | Grocery | New | Food Preparation | Natural Gas | Double Rack Oven | E7 | Utility - Cost of Operation | 0 | 0 | 0 | 0 | 0 | 0 | 0 | 0 | 0 | 0 | 0 | 0 | 0 | 0 | 0 | 0 | 0 | 0 | 0 | 0 | 0 | 0 | 0 | 0 | 0 | 0 | 0 | 0 | 0 | 0 | 0
F5_Commercial_Grocery_New_Food Preparation_Natural Gas_Double Rack Oven_E8 | F5 | Commercial | Grocery | New | Food Preparation | Natural Gas | Double Rack Oven | E8 | Utility - Cost of Operation | 0 | 0 | 0 | 0 | 0 | 0 | 0 | 0 | 0 | 0 | 0 | 0 | 0 | 0 | 0 | 0 | 0 | 0 | 0 | 0 | 0 | 0 | 0 | 0 | 0 | 0 | 0 | 0 | 0 | 0 | 0
F5_Commercial_Grocery_New_Food Preparation_Natural Gas_Double Rack Oven_E9 | F5 | Commercial | Grocery | New | Food Preparation | Natural Gas | Double Rack Oven | E9 | Utility - Cost of Operation | 0 | 0 | 0 | 0 | 0 | 0 | 0 | 0 | 0 | 0 | 0 | 0 | 0 | 0 | 0 | 0 | 0 | 0 | 0 | 0 | 0 | 0 | 0 | 0 | 0 | 0 | 0 | 0 | 0 | 0 | 0
F5_Commercial_Grocery_New_Food Preparation_Natural Gas_Double Rack Oven_E10 | F5 | Commercial | Grocery | New | Food Preparation | Natural Gas | Double Rack Oven | E10 | Utility - Cost of Operation | 0 | 0 | 0 | 0 | 0 | 0 | 0 | 0 | 0 | 0 | 0 | 0 | 0 | 0 | 0 | 0 | 0 | 0 | 0 | 0 | 0 | 0 | 0 | 0 | 0 | 0 | 0 | 0 | 0 | 0 | 0
F6_Commercial_Grocery_New_Food Preparation_Natural Gas_Double Rack Oven_E1 | F6 | Commercial | Grocery | New | Food Preparation | Natural Gas | Double Rack Oven | E1 | Utility - Value of Sales | 1.1503 | 1.168 | 1.1809 | 1.1743 | 1.1755 | 1.108 | 1.0522 | 1.021 | 1.0081 | 1.0454 | 1.0945 | 1.1458 | 1.0523 | 1.1147 | 1.1185 | 1.1129 | 1.1139 | 1.1173 | 1.096 | 1.1089 | 1.1176 | 1.1298 | 1.1455 | 0.57451 | 0.5633 | 0.55276 | 0.54279 | 0.53332 | 0.52424 | 0.51549 | 0.50703
F6_Commercial_Grocery_New_Food Preparation_Natural Gas_Double Rack Oven_E2 | F6 | Commercial | Grocery | New | Food Preparation | Natural Gas | Double Rack Oven | E2 | Utility - Value of Sales | 0.62741 | 0.63709 | 0.64412 | 0.64054 | 0.64119 | 0.60436 | 0.5739 | 0.5569 | 0.54985 | 0.57023 | 0.59699 | 0.62496 | 0.57396 | 0.608 | 0.61008 | 0.60703 | 0.60759 | 0.60946 | 0.59782 | 0.60485 | 0.60958 | 0.61625 | 0.62482 | 0.31337 | 0.30725 | 0.3015 | 0.29607 | 0.2909 | 0.28595 | 0.28118 | 0.27656
F6_Commercial_Grocery_New_Food Preparation_Natural Gas_Double Rack Oven_E3 | F6 | Commercial | Grocery | New | Food Preparation | Natural Gas | Double Rack Oven | E3 | Utility - Value of Sales | 0 | 0 | 0 | 0 | 0 | 0 | 0 | 0 | 0 | 0 | 0 | 0 | 0 | 0 | 0 | 0 | 0 | 0 | 0 | 0 | 0 | 0 | 0 | 0 | 0 | 0 | 0 | 0 | 0 | 0 | 0
F6_Commercial_Grocery_New_Food Preparation_Natural Gas_Double Rack Oven_E4 | F6 | Commercial | Grocery | New | Food Preparation | Natural Gas | Double Rack Oven | E4 | Utility - Value of Sales | 0 | 0 | 0 | 0 | 0 | 0 | 0 | 0 | 0 | 0 | 0 | 0 | 0 | 0 | 0 | 0 | 0 | 0 | 0 | 0 | 0 | 0 | 0 | 0 | 0 | 0 | 0 | 0 | 0 | 0 | 0
F6_Commercial_Grocery_New_Food Preparation_Natural Gas_Double Rack Oven_E5 | F6 | Commercial | Grocery | New | Food Preparation | Natural Gas | Double Rack Oven | E5 | Utility - Value of Sales | 0 | 0 | 0 | 0 | 0 | 0 | 0 | 0 | 0 | 0 | 0 | 0 | 0 | 0 | 0 | 0 | 0 | 0 | 0 | 0 | 0 | 0 | 0 | 0 | 0 | 0 | 0 | 0 | 0 | 0 | 0
F6_Commercial_Grocery_New_Food Preparation_Natural Gas_Double Rack Oven_E6 | F6 | Commercial | Grocery | New | Food Preparation | Natural Gas | Double Rack Oven | E6 | Utility - Value of Sales | 0 | 0 | 0 | 0 | 0 | 0 | 0 | 0 | 0 | 0 | 0 | 0 | 0 | 0 | 0 | 0 | 0 | 0 | 0 | 0 | 0 | 0 | 0 | 0 | 0 | 0 | 0 | 0 | 0 | 0 | 0
F6_Commercial_Grocery_New_Food Preparation_Natural Gas_Double Rack Oven_E7 | F6 | Commercial | Grocery | New | Food Preparation | Natural Gas | Double Rack Oven | E7 | Utility - Value of Sales | 0 | 0 | 0 | 0 | 0 | 0 | 0 | 0 | 0 | 0 | 0 | 0 | 0 | 0 | 0 | 0 | 0 | 0 | 0 | 0 | 0 | 0 | 0 | 0 | 0 | 0 | 0 | 0 | 0 | 0 | 0
F6_Commercial_Grocery_New_Food Preparation_Natural Gas_Double Rack Oven_E8 | F6 | Commercial | Grocery | New | Food Preparation | Natural Gas | Double Rack Oven | E8 | Utility - Value of Sales | 0 | 0 | 0 | 0 | 0 | 0 | 0 | 0 | 0 | 0 | 0 | 0 | 0 | 0 | 0 | 0 | 0 | 0 | 0 | 0 | 0 | 0 | 0 | 0 | 0 | 0 | 0 | 0 | 0 | 0 | 0
F6_Commercial_Grocery_New_Food Preparation_Natural Gas_Double Rack Oven_E9 | F6 | Commercial | Grocery | New | Food Preparation | Natural Gas | Double Rack Oven | E9 | Utility - Value of Sales | 0 | 0 | 0 | 0 | 0 | 0 | 0 | 0 | 0 | 0 | 0 | 0 | 0 | 0 | 0 | 0 | 0 | 0 | 0 | 0 | 0 | 0 | 0 | 0 | 0 | 0 | 0 | 0 | 0 | 0 | 0
F6_Commercial_Grocery_New_Food Preparation_Natural Gas_Double Rack Oven_E10 | F6 | Commercial | Grocery | New | Food Preparation | Natural Gas | Double Rack Oven | E10 | Utility - Value of Sales | 0 | 0 | 0 | 0 | 0 | 0 | 0 | 0 | 0 | 0 | 0 | 0 | 0 | 0 | 0 | 0 | 0 | 0 | 0 | 0 | 0 | 0 | 0 | 0 | 0 | 0 | 0 | 0 | 0 | 0 | 0
F1_Commercial_Grocery_New_Food Preparation_Natural Gas_Fryer_E1 | F1 | Commercial | Grocery | New | Food Preparation | Natural Gas | Fryer | E1 | Participant - Cost of Equipment | 0.26332 | 0.26332 | 0.26332 | 0 | 0 | 0 | 0 | 0 | 0 | 0 | 0 | 0 | 0 | 0 | 0 | 0 | 0 | 0 | 0 | 0 | 0 | 0 | 0 | 0 | 0 | 0 | 0 | 0 | 0 | 0 | 0
F1_Commercial_Grocery_New_Food Preparation_Natural Gas_Fryer_E2 | F1 | Commercial | Grocery | New | Food Preparation | Natural Gas | Fryer | E2 | Participant - Cost of Equipment | 0.31404 | 0.31404 | 0.31404 | 0.31404 | 0.31404 | 0.31404 | 0.31404 | 0.31404 | 0.31404 | 0.31404 | 0.31404 | 0.31404 | 0.31404 | 0.31404 | 0.31404 | 0.31404 | 0.31404 | 0.31404 | 0.31404 | 0.31404 | 0.31404 | 0.31404 | 0.31404 | 0.31404 | 0.31404 | 0.31404 | 0.31404 | 0.31404 | 0.31404 | 0.31404 | 0.31404
F1_Commercial_Grocery_New_Food Preparation_Natural Gas_Fryer_E3 | F1 | Commercial | Grocery | New | Food Preparation | Natural Gas | Fryer | E3 | Participant - Cost of Equipment | 0 | 0 | 0 | 0 | 0 | 0 | 0 | 0 | 0 | 0 | 0 | 0 | 0 | 0 | 0 | 0 | 0 | 0 | 0 | 0 | 0 | 0 | 0 | 0 | 0 | 0 | 0 | 0 | 0 | 0 | 0
F1_Commercial_Grocery_New_Food Preparation_Natural Gas_Fryer_E4 | F1 | Commercial | Grocery | New | Food Preparation | Natural Gas | Fryer | E4 | Participant - Cost of Equipment | 0 | 0 | 0 | 0 | 0 | 0 | 0 | 0 | 0 | 0 | 0 | 0 | 0 | 0 | 0 | 0 | 0 | 0 | 0 | 0 | 0 | 0 | 0 | 0 | 0 | 0 | 0 | 0 | 0 | 0 | 0
F1_Commercial_Grocery_New_Food Preparation_Natural Gas_Fryer_E5 | F1 | Commercial | Grocery | New | Food Preparation | Natural Gas | Fryer | E5 | Participant - Cost of Equipment | 0 | 0 | 0 | 0 | 0 | 0 | 0 | 0 | 0 | 0 | 0 | 0 | 0 | 0 | 0 | 0 | 0 | 0 | 0 | 0 | 0 | 0 | 0 | 0 | 0 | 0 | 0 | 0 | 0 | 0 | 0
F1_Commercial_Grocery_New_Food Preparation_Natural Gas_Fryer_E6 | F1 | Commercial | Grocery | New | Food Preparation | Natural Gas | Fryer | E6 | Participant - Cost of Equipment | 0 | 0 | 0 | 0 | 0 | 0 | 0 | 0 | 0 | 0 | 0 | 0 | 0 | 0 | 0 | 0 | 0 | 0 | 0 | 0 | 0 | 0 | 0 | 0 | 0 | 0 | 0 | 0 | 0 | 0 | 0
F1_Commercial_Grocery_New_Food Preparation_Natural Gas_Fryer_E7 | F1 | Commercial | Grocery | New | Food Preparation | Natural Gas | Fryer | E7 | Participant - Cost of Equipment | 0 | 0 | 0 | 0 | 0 | 0 | 0 | 0 | 0 | 0 | 0 | 0 | 0 | 0 | 0 | 0 | 0 | 0 | 0 | 0 | 0 | 0 | 0 | 0 | 0 | 0 | 0 | 0 | 0 | 0 | 0
F1_Commercial_Grocery_New_Food Preparation_Natural Gas_Fryer_E8 | F1 | Commercial | Grocery | New | Food Preparation | Natural Gas | Fryer | E8 | Participant - Cost of Equipment | 0 | 0 | 0 | 0 | 0 | 0 | 0 | 0 | 0 | 0 | 0 | 0 | 0 | 0 | 0 | 0 | 0 | 0 | 0 | 0 | 0 | 0 | 0 | 0 | 0 | 0 | 0 | 0 | 0 | 0 | 0
F1_Commercial_Grocery_New_Food Preparation_Natural Gas_Fryer_E9 | F1 | Commercial | Grocery | New | Food Preparation | Natural Gas | Fryer | E9 | Participant - Cost of Equipment | 0 | 0 | 0 | 0 | 0 | 0 | 0 | 0 | 0 | 0 | 0 | 0 | 0 | 0 | 0 | 0 | 0 | 0 | 0 | 0 | 0 | 0 | 0 | 0 | 0 | 0 | 0 | 0 | 0 | 0 | 0
F1_Commercial_Grocery_New_Food Preparation_Natural Gas_Fryer_E10 | F1 | Commercial | Grocery | New | Food Preparation | Natural Gas | Fryer | E10 | Participant - Cost of Equipment | 0 | 0 | 0 | 0 | 0 | 0 | 0 | 0 | 0 | 0 | 0 | 0 | 0 | 0 | 0 | 0 | 0 | 0 | 0 | 0 | 0 | 0 | 0 | 0 | 0 | 0 | 0 | 0 | 0 | 0 | 0
F2_Commercial_Grocery_New_Food Preparation_Natural Gas_Fryer_E1 | F2 | Commercial | Grocery | New | Food Preparation | Natural Gas | Fryer | E1 | Participant - Cost of Operation | 0.56516 | 0.57761 | 0.58761 | 0 | 0 | 0 | 0 | 0 | 0 | 0 | 0 | 0 | 0 | 0 | 0 | 0 | 0 | 0 | 0 | 0 | 0 | 0 | 0 | 0 | 0 | 0 | 0 | 0 | 0 | 0 | 0
F2_Commercial_Grocery_New_Food Preparation_Natural Gas_Fryer_E2 | F2 | Commercial | Grocery | New | Food Preparation | Natural Gas | Fryer | E2 | Participant - Cost of Operation | 0.37978 | 0.38815 | 0.39487 | 0.40128 | 0.41097 | 0.39243 | 0.37006 | 0.35908 | 0.35584 | 0.35015 | 0.34654 | 0.34114 | 0.29926 | 0.3223 | 0.35194 | 0.38053 | 0.41505 | 0.4175 | 0.40955 | 0.4158 | 0.42026 | 0.42614 | 0.43346 | 0.19615 | 0.19218 | 0.18848 | 0.18501 | 0.18172 | 0.17858 | 0.17557 | 0.17266
F2_Commercial_Grocery_New_Food Preparation_Natural Gas_Fryer_E3 | F2 | Commercial | Grocery | New | Food Preparation | Natural Gas | Fryer | E3 | Participant - Cost of Operation | 0 | 0 | 0 | 0 | 0 | 0 | 0 | 0 | 0 | 0 | 0 | 0 | 0 | 0 | 0 | 0 | 0 | 0 | 0 | 0 | 0 | 0 | 0 | 0 | 0 | 0 | 0 | 0 | 0 | 0 | 0
F2_Commercial_Grocery_New_Food Preparation_Natural Gas_Fryer_E4 | F2 | Commercial | Grocery | New | Food Preparation | Natural Gas | Fryer | E4 | Participant - Cost of Operation | 0 | 0 | 0 | 0 | 0 | 0 | 0 | 0 | 0 | 0 | 0 | 0 | 0 | 0 | 0 | 0 | 0 | 0 | 0 | 0 | 0 | 0 | 0 | 0 | 0 | 0 | 0 | 0 | 0 | 0 | 0
F2_Commercial_Grocery_New_Food Preparation_Natural Gas_Fryer_E5 | F2 | Commercial | Grocery | New | Food Preparation | Natural Gas | Fryer | E5 | Participant - Cost of Operation | 0 | 0 | 0 | 0 | 0 | 0 | 0 | 0 | 0 | 0 | 0 | 0 | 0 | 0 | 0 | 0 | 0 | 0 | 0 | 0 | 0 | 0 | 0 | 0 | 0 | 0 | 0 | 0 | 0 | 0 | 0
F2_Commercial_Grocery_New_Food Preparation_Natural Gas_Fryer_E6 | F2 | Commercial | Grocery | New | Food Preparation | Natural Gas | Fryer | E6 | Participant - Cost of Operation | 0 | 0 | 0 | 0 | 0 | 0 | 0 | 0 | 0 | 0 | 0 | 0 | 0 | 0 | 0 | 0 | 0 | 0 | 0 | 0 | 0 | 0 | 0 | 0 | 0 | 0 | 0 | 0 | 0 | 0 | 0
F2_Commercial_Grocery_New_Food Preparation_Natural Gas_Fryer_E7 | F2 | Commercial | Grocery | New | Food Preparation | Natural Gas | Fryer | E7 | Participant - Cost of Operation | 0 | 0 | 0 | 0 | 0 | 0 | 0 | 0 | 0 | 0 | 0 | 0 | 0 | 0 | 0 | 0 | 0 | 0 | 0 | 0 | 0 | 0 | 0 | 0 | 0 | 0 | 0 | 0 | 0 | 0 | 0
F2_Commercial_Grocery_New_Food Preparation_Natural Gas_Fryer_E8 | F2 | Commercial | Grocery | New | Food Preparation | Natural Gas | Fryer | E8 | Participant - Cost of Operation | 0 | 0 | 0 | 0 | 0 | 0 | 0 | 0 | 0 | 0 | 0 | 0 | 0 | 0 | 0 | 0 | 0 | 0 | 0 | 0 | 0 | 0 | 0 | 0 | 0 | 0 | 0 | 0 | 0 | 0 | 0
F2_Commercial_Grocery_New_Food Preparation_Natural Gas_Fryer_E9 | F2 | Commercial | Grocery | New | Food Preparation | Natural Gas | Fryer | E9 | Participant - Cost of Operation | 0 | 0 | 0 | 0 | 0 | 0 | 0 | 0 | 0 | 0 | 0 | 0 | 0 | 0 | 0 | 0 | 0 | 0 | 0 | 0 | 0 | 0 | 0 | 0 | 0 | 0 | 0 | 0 | 0 | 0 | 0
F2_Commercial_Grocery_New_Food Preparation_Natural Gas_Fryer_E10 | F2 | Commercial | Grocery | New | Food Preparation | Natural Gas | Fryer | E10 | Participant - Cost of Operation | 0 | 0 | 0 | 0 | 0 | 0 | 0 | 0 | 0 | 0 | 0 | 0 | 0 | 0 | 0 | 0 | 0 | 0 | 0 | 0 | 0 | 0 | 0 | 0 | 0 | 0 | 0 | 0 | 0 | 0 | 0
F3_Commercial_Grocery_New_Food Preparation_Natural Gas_Fryer_E1 | F3 | Commercial | Grocery | New | Food Preparation | Natural Gas | Fryer | E1 | System - kBTUs of Conusmption | 47.5865 | 47.7132 | 47.6325 | 0 | 0 | 0 | 0 | 0 | 0 | 0 | 0 | 0 | 0 | 0 | 0 | 0 | 0 | 0 | 0 | 0 | 0 | 0 | 0 | 0 | 0 | 0 | 0 | 0 | 0 | 0 | 0
F3_Commercial_Grocery_New_Food Preparation_Natural Gas_Fryer_E2 | F3 | Commercial | Grocery | New | Food Preparation | Natural Gas | Fryer | E2 | System - kBTUs of Conusmption | 31.9777 | 32.0628 | 32.0086 | 31.9714 | 31.9714 | 31.9714 | 31.9714 | 31.9714 | 31.9714 | 31.9714 | 31.9714 | 31.9714 | 31.9714 | 31.9714 | 31.9714 | 31.9714 | 31.9714 | 31.9714 | 31.9714 | 31.9714 | 31.9714 | 31.9714 | 31.9714 | 31.9714 | 31.9714 | 31.9714 | 31.9714 | 31.9714 | 31.9714 | 31.9714 | 31.9714
F3_Commercial_Grocery_New_Food Preparation_Natural Gas_Fryer_E3 | F3 | Commercial | Grocery | New | Food Preparation | Natural Gas | Fryer | E3 | System - kBTUs of Conusmption | 0 | 0 | 0 | 0 | 0 | 0 | 0 | 0 | 0 | 0 | 0 | 0 | 0 | 0 | 0 | 0 | 0 | 0 | 0 | 0 | 0 | 0 | 0 | 0 | 0 | 0 | 0 | 0 | 0 | 0 | 0
F3_Commercial_Grocery_New_Food Preparation_Natural Gas_Fryer_E4 | F3 | Commercial | Grocery | New | Food Preparation | Natural Gas | Fryer | E4 | System - kBTUs of Conusmption | 0 | 0 | 0 | 0 | 0 | 0 | 0 | 0 | 0 | 0 | 0 | 0 | 0 | 0 | 0 | 0 | 0 | 0 | 0 | 0 | 0 | 0 | 0 | 0 | 0 | 0 | 0 | 0 | 0 | 0 | 0
F3_Commercial_Grocery_New_Food Preparation_Natural Gas_Fryer_E5 | F3 | Commercial | Grocery | New | Food Preparation | Natural Gas | Fryer | E5 | System - kBTUs of Conusmption | 0 | 0 | 0 | 0 | 0 | 0 | 0 | 0 | 0 | 0 | 0 | 0 | 0 | 0 | 0 | 0 | 0 | 0 | 0 | 0 | 0 | 0 | 0 | 0 | 0 | 0 | 0 | 0 | 0 | 0 | 0
F3_Commercial_Grocery_New_Food Preparation_Natural Gas_Fryer_E6 | F3 | Commercial | Grocery | New | Food Preparation | Natural Gas | Fryer | E6 | System - kBTUs of Conusmption | 0 | 0 | 0 | 0 | 0 | 0 | 0 | 0 | 0 | 0 | 0 | 0 | 0 | 0 | 0 | 0 | 0 | 0 | 0 | 0 | 0 | 0 | 0 | 0 | 0 | 0 | 0 | 0 | 0 | 0 | 0
F3_Commercial_Grocery_New_Food Preparation_Natural Gas_Fryer_E7 | F3 | Commercial | Grocery | New | Food Preparation | Natural Gas | Fryer | E7 | System - kBTUs of Conusmption | 0 | 0 | 0 | 0 | 0 | 0 | 0 | 0 | 0 | 0 | 0 | 0 | 0 | 0 | 0 | 0 | 0 | 0 | 0 | 0 | 0 | 0 | 0 | 0 | 0 | 0 | 0 | 0 | 0 | 0 | 0
F3_Commercial_Grocery_New_Food Preparation_Natural Gas_Fryer_E8 | F3 | Commercial | Grocery | New | Food Preparation | Natural Gas | Fryer | E8 | System - kBTUs of Conusmption | 0 | 0 | 0 | 0 | 0 | 0 | 0 | 0 | 0 | 0 | 0 | 0 | 0 | 0 | 0 | 0 | 0 | 0 | 0 | 0 | 0 | 0 | 0 | 0 | 0 | 0 | 0 | 0 | 0 | 0 | 0
F3_Commercial_Grocery_New_Food Preparation_Natural Gas_Fryer_E9 | F3 | Commercial | Grocery | New | Food Preparation | Natural Gas | Fryer | E9 | System - kBTUs of Conusmption | 0 | 0 | 0 | 0 | 0 | 0 | 0 | 0 | 0 | 0 | 0 | 0 | 0 | 0 | 0 | 0 | 0 | 0 | 0 | 0 | 0 | 0 | 0 | 0 | 0 | 0 | 0 | 0 | 0 | 0 | 0
F3_Commercial_Grocery_New_Food Preparation_Natural Gas_Fryer_E10 | F3 | Commercial | Grocery | New | Food Preparation | Natural Gas | Fryer | E10 | System - kBTUs of Conusmption | 0 | 0 | 0 | 0 | 0 | 0 | 0 | 0 | 0 | 0 | 0 | 0 | 0 | 0 | 0 | 0 | 0 | 0 | 0 | 0 | 0 | 0 | 0 | 0 | 0 | 0 | 0 | 0 | 0 | 0 | 0
F4_Commercial_Grocery_New_Food Preparation_Natural Gas_Fryer_E1 | F4 | Commercial | Grocery | New | Food Preparation | Natural Gas | Fryer | E1 | Utility - Cost of Equipment | 0.26332 | 0.26332 | 0.26332 | 0 | 0 | 0 | 0 | 0 | 0 | 0 | 0 | 0 | 0 | 0 | 0 | 0 | 0 | 0 | 0 | 0 | 0 | 0 | 0 | 0 | 0 | 0 | 0 | 0 | 0 | 0 | 0
F4_Commercial_Grocery_New_Food Preparation_Natural Gas_Fryer_E2 | F4 | Commercial | Grocery | New | Food Preparation | Natural Gas | Fryer | E2 | Utility - Cost of Equipment | 0.31404 | 0.31404 | 0.31404 | 0.31404 | 0.31404 | 0.31404 | 0.31404 | 0.31404 | 0.31404 | 0.31404 | 0.31404 | 0.31404 | 0.31404 | 0.31404 | 0.31404 | 0.31404 | 0.31404 | 0.31404 | 0.31404 | 0.31404 | 0.31404 | 0.31404 | 0.31404 | 0.31404 | 0.31404 | 0.31404 | 0.31404 | 0.31404 | 0.31404 | 0.31404 | 0.31404
F4_Commercial_Grocery_New_Food Preparation_Natural Gas_Fryer_E3 | F4 | Commercial | Grocery | New | Food Preparation | Natural Gas | Fryer | E3 | Utility - Cost of Equipment | 0 | 0 | 0 | 0 | 0 | 0 | 0 | 0 | 0 | 0 | 0 | 0 | 0 | 0 | 0 | 0 | 0 | 0 | 0 | 0 | 0 | 0 | 0 | 0 | 0 | 0 | 0 | 0 | 0 | 0 | 0
F4_Commercial_Grocery_New_Food Preparation_Natural Gas_Fryer_E4 | F4 | Commercial | Grocery | New | Food Preparation | Natural Gas | Fryer | E4 | Utility - Cost of Equipment | 0 | 0 | 0 | 0 | 0 | 0 | 0 | 0 | 0 | 0 | 0 | 0 | 0 | 0 | 0 | 0 | 0 | 0 | 0 | 0 | 0 | 0 | 0 | 0 | 0 | 0 | 0 | 0 | 0 | 0 | 0
F4_Commercial_Grocery_New_Food Preparation_Natural Gas_Fryer_E5 | F4 | Commercial | Grocery | New | Food Preparation | Natural Gas | Fryer | E5 | Utility - Cost of Equipment | 0 | 0 | 0 | 0 | 0 | 0 | 0 | 0 | 0 | 0 | 0 | 0 | 0 | 0 | 0 | 0 | 0 | 0 | 0 | 0 | 0 | 0 | 0 | 0 | 0 | 0 | 0 | 0 | 0 | 0 | 0
F4_Commercial_Grocery_New_Food Preparation_Natural Gas_Fryer_E6 | F4 | Commercial | Grocery | New | Food Preparation | Natural Gas | Fryer | E6 | Utility - Cost of Equipment | 0 | 0 | 0 | 0 | 0 | 0 | 0 | 0 | 0 | 0 | 0 | 0 | 0 | 0 | 0 | 0 | 0 | 0 | 0 | 0 | 0 | 0 | 0 | 0 | 0 | 0 | 0 | 0 | 0 | 0 | 0
F4_Commercial_Grocery_New_Food Preparation_Natural Gas_Fryer_E7 | F4 | Commercial | Grocery | New | Food Preparation | Natural Gas | Fryer | E7 | Utility - Cost of Equipment | 0 | 0 | 0 | 0 | 0 | 0 | 0 | 0 | 0 | 0 | 0 | 0 | 0 | 0 | 0 | 0 | 0 | 0 | 0 | 0 | 0 | 0 | 0 | 0 | 0 | 0 | 0 | 0 | 0 | 0 | 0
F4_Commercial_Grocery_New_Food Preparation_Natural Gas_Fryer_E8 | F4 | Commercial | Grocery | New | Food Preparation | Natural Gas | Fryer | E8 | Utility - Cost of Equipment | 0 | 0 | 0 | 0 | 0 | 0 | 0 | 0 | 0 | 0 | 0 | 0 | 0 | 0 | 0 | 0 | 0 | 0 | 0 | 0 | 0 | 0 | 0 | 0 | 0 | 0 | 0 | 0 | 0 | 0 | 0
F4_Commercial_Grocery_New_Food Preparation_Natural Gas_Fryer_E9 | F4 | Commercial | Grocery | New | Food Preparation | Natural Gas | Fryer | E9 | Utility - Cost of Equipment | 0 | 0 | 0 | 0 | 0 | 0 | 0 | 0 | 0 | 0 | 0 | 0 | 0 | 0 | 0 | 0 | 0 | 0 | 0 | 0 | 0 | 0 | 0 | 0 | 0 | 0 | 0 | 0 | 0 | 0 | 0
F4_Commercial_Grocery_New_Food Preparation_Natural Gas_Fryer_E10 | F4 | Commercial | Grocery | New | Food Preparation | Natural Gas | Fryer | E10 | Utility - Cost of Equipment | 0 | 0 | 0 | 0 | 0 | 0 | 0 | 0 | 0 | 0 | 0 | 0 | 0 | 0 | 0 | 0 | 0 | 0 | 0 | 0 | 0 | 0 | 0 | 0 | 0 | 0 | 0 | 0 | 0 | 0 | 0
F5_Commercial_Grocery_New_Food Preparation_Natural Gas_Fryer_E1 | F5 | Commercial | Grocery | New | Food Preparation | Natural Gas | Fryer | E1 | Utility - Cost of Operation | 0.47173 | 0.48212 | 0.49046 | 0 | 0 | 0 | 0 | 0 | 0 | 0 | 0 | 0 | 0 | 0 | 0 | 0 | 0 | 0 | 0 | 0 | 0 | 0 | 0 | 0 | 0 | 0 | 0 | 0 | 0 | 0 | 0
F5_Commercial_Grocery_New_Food Preparation_Natural Gas_Fryer_E2 | F5 | Commercial | Grocery | New | Food Preparation | Natural Gas | Fryer | E2 | Utility - Cost of Operation | 0.317 | 0.32398 | 0.32959 | 0.33494 | 0.34303 | 0.32755 | 0.30888 | 0.29972 | 0.29701 | 0.29227 | 0.28925 | 0.28474 | 0.24979 | 0.26902 | 0.29375 | 0.31762 | 0.34643 | 0.34848 | 0.34184 | 0.34706 | 0.35078 | 0.35569 | 0.3618 | 0.16372 | 0.16041 | 0.15732 | 0.15442 | 0.15167 | 0.14906 | 0.14654 | 0.14411
F5_Commercial_Grocery_New_Food Preparation_Natural Gas_Fryer_E3 | F5 | Commercial | Grocery | New | Food Preparation | Natural Gas | Fryer | E3 | Utility - Cost of Operation | 0 | 0 | 0 | 0 | 0 | 0 | 0 | 0 | 0 | 0 | 0 | 0 | 0 | 0 | 0 | 0 | 0 | 0 | 0 | 0 | 0 | 0 | 0 | 0 | 0 | 0 | 0 | 0 | 0 | 0 | 0
F5_Commercial_Grocery_New_Food Preparation_Natural Gas_Fryer_E4 | F5 | Commercial | Grocery | New | Food Preparation | Natural Gas | Fryer | E4 | Utility - Cost of Operation | 0 | 0 | 0 | 0 | 0 | 0 | 0 | 0 | 0 | 0 | 0 | 0 | 0 | 0 | 0 | 0 | 0 | 0 | 0 | 0 | 0 | 0 | 0 | 0 | 0 | 0 | 0 | 0 | 0 | 0 | 0
F5_Commercial_Grocery_New_Food Preparation_Natural Gas_Fryer_E5 | F5 | Commercial | Grocery | New | Food Preparation | Natural Gas | Fryer | E5 | Utility - Cost of Operation | 0 | 0 | 0 | 0 | 0 | 0 | 0 | 0 | 0 | 0 | 0 | 0 | 0 | 0 | 0 | 0 | 0 | 0 | 0 | 0 | 0 | 0 | 0 | 0 | 0 | 0 | 0 | 0 | 0 | 0 | 0
F5_Commercial_Grocery_New_Food Preparation_Natural Gas_Fryer_E6 | F5 | Commercial | Grocery | New | Food Preparation | Natural Gas | Fryer | E6 | Utility - Cost of Operation | 0 | 0 | 0 | 0 | 0 | 0 | 0 | 0 | 0 | 0 | 0 | 0 | 0 | 0 | 0 | 0 | 0 | 0 | 0 | 0 | 0 | 0 | 0 | 0 | 0 | 0 | 0 | 0 | 0 | 0 | 0
F5_Commercial_Grocery_New_Food Preparation_Natural Gas_Fryer_E7 | F5 | Commercial | Grocery | New | Food Preparation | Natural Gas | Fryer | E7 | Utility - Cost of Operation | 0 | 0 | 0 | 0 | 0 | 0 | 0 | 0 | 0 | 0 | 0 | 0 | 0 | 0 | 0 | 0 | 0 | 0 | 0 | 0 | 0 | 0 | 0 | 0 | 0 | 0 | 0 | 0 | 0 | 0 | 0
F5_Commercial_Grocery_New_Food Preparation_Natural Gas_Fryer_E8 | F5 | Commercial | Grocery | New | Food Preparation | Natural Gas | Fryer | E8 | Utility - Cost of Operation | 0 | 0 | 0 | 0 | 0 | 0 | 0 | 0 | 0 | 0 | 0 | 0 | 0 | 0 | 0 | 0 | 0 | 0 | 0 | 0 | 0 | 0 | 0 | 0 | 0 | 0 | 0 | 0 | 0 | 0 | 0
F5_Commercial_Grocery_New_Food Preparation_Natural Gas_Fryer_E9 | F5 | Commercial | Grocery | New | Food Preparation | Natural Gas | Fryer | E9 | Utility - Cost of Operation | 0 | 0 | 0 | 0 | 0 | 0 | 0 | 0 | 0 | 0 | 0 | 0 | 0 | 0 | 0 | 0 | 0 | 0 | 0 | 0 | 0 | 0 | 0 | 0 | 0 | 0 | 0 | 0 | 0 | 0 | 0
F5_Commercial_Grocery_New_Food Preparation_Natural Gas_Fryer_E10 | F5 | Commercial | Grocery | New | Food Preparation | Natural Gas | Fryer | E10 | Utility - Cost of Operation | 0 | 0 | 0 | 0 | 0 | 0 | 0 | 0 | 0 | 0 | 0 | 0 | 0 | 0 | 0 | 0 | 0 | 0 | 0 | 0 | 0 | 0 | 0 | 0 | 0 | 0 | 0 | 0 | 0 | 0 | 0
F6_Commercial_Grocery_New_Food Preparation_Natural Gas_Fryer_E1 | F6 | Commercial | Grocery | New | Food Preparation | Natural Gas | Fryer | E1 | Utility - Value of Sales | 0.56516 | 0.57761 | 0.58761 | 0 | 0 | 0 | 0 | 0 | 0 | 0 | 0 | 0 | 0 | 0 | 0 | 0 | 0 | 0 | 0 | 0 | 0 | 0 | 0 | 0 | 0 | 0 | 0 | 0 | 0 | 0 | 0
F6_Commercial_Grocery_New_Food Preparation_Natural Gas_Fryer_E2 | F6 | Commercial | Grocery | New | Food Preparation | Natural Gas | Fryer | E2 | Utility - Value of Sales | 0.37978 | 0.38815 | 0.39487 | 0.40128 | 0.41097 | 0.39243 | 0.37006 | 0.35908 | 0.35584 | 0.35015 | 0.34654 | 0.34114 | 0.29926 | 0.3223 | 0.35194 | 0.38053 | 0.41505 | 0.4175 | 0.40955 | 0.4158 | 0.42026 | 0.42614 | 0.43346 | 0.19615 | 0.19218 | 0.18848 | 0.18501 | 0.18172 | 0.17858 | 0.17557 | 0.17266
F6_Commercial_Grocery_New_Food Preparation_Natural Gas_Fryer_E3 | F6 | Commercial | Grocery | New | Food Preparation | Natural Gas | Fryer | E3 | Utility - Value of Sales | 0 | 0 | 0 | 0 | 0 | 0 | 0 | 0 | 0 | 0 | 0 | 0 | 0 | 0 | 0 | 0 | 0 | 0 | 0 | 0 | 0 | 0 | 0 | 0 | 0 | 0 | 0 | 0 | 0 | 0 | 0
F6_Commercial_Grocery_New_Food Preparation_Natural Gas_Fryer_E4 | F6 | Commercial | Grocery | New | Food Preparation | Natural Gas | Fryer | E4 | Utility - Value of Sales | 0 | 0 | 0 | 0 | 0 | 0 | 0 | 0 | 0 | 0 | 0 | 0 | 0 | 0 | 0 | 0 | 0 | 0 | 0 | 0 | 0 | 0 | 0 | 0 | 0 | 0 | 0 | 0 | 0 | 0 | 0
F6_Commercial_Grocery_New_Food Preparation_Natural Gas_Fryer_E5 | F6 | Commercial | Grocery | New | Food Preparation | Natural Gas | Fryer | E5 | Utility - Value of Sales | 0 | 0 | 0 | 0 | 0 | 0 | 0 | 0 | 0 | 0 | 0 | 0 | 0 | 0 | 0 | 0 | 0 | 0 | 0 | 0 | 0 | 0 | 0 | 0 | 0 | 0 | 0 | 0 | 0 | 0 | 0
F6_Commercial_Grocery_New_Food Preparation_Natural Gas_Fryer_E6 | F6 | Commercial | Grocery | New | Food Preparation | Natural Gas | Fryer | E6 | Utility - Value of Sales | 0 | 0 | 0 | 0 | 0 | 0 | 0 | 0 | 0 | 0 | 0 | 0 | 0 | 0 | 0 | 0 | 0 | 0 | 0 | 0 | 0 | 0 | 0 | 0 | 0 | 0 | 0 | 0 | 0 | 0 | 0
F6_Commercial_Grocery_New_Food Preparation_Natural Gas_Fryer_E7 | F6 | Commercial | Grocery | New | Food Preparation | Natural Gas | Fryer | E7 | Utility - Value of Sales | 0 | 0 | 0 | 0 | 0 | 0 | 0 | 0 | 0 | 0 | 0 | 0 | 0 | 0 | 0 | 0 | 0 | 0 | 0 | 0 | 0 | 0 | 0 | 0 | 0 | 0 | 0 | 0 | 0 | 0 | 0
F6_Commercial_Grocery_New_Food Preparation_Natural Gas_Fryer_E8 | F6 | Commercial | Grocery | New | Food Preparation | Natural Gas | Fryer | E8 | Utility - Value of Sales | 0 | 0 | 0 | 0 | 0 | 0 | 0 | 0 | 0 | 0 | 0 | 0 | 0 | 0 | 0 | 0 | 0 | 0 | 0 | 0 | 0 | 0 | 0 | 0 | 0 | 0 | 0 | 0 | 0 | 0 | 0
F6_Commercial_Grocery_New_Food Preparation_Natural Gas_Fryer_E9 | F6 | Commercial | Grocery | New | Food Preparation | Natural Gas | Fryer | E9 | Utility - Value of Sales | 0 | 0 | 0 | 0 | 0 | 0 | 0 | 0 | 0 | 0 | 0 | 0 | 0 | 0 | 0 | 0 | 0 | 0 | 0 | 0 | 0 | 0 | 0 | 0 | 0 | 0 | 0 | 0 | 0 | 0 | 0
F6_Commercial_Grocery_New_Food Preparation_Natural Gas_Fryer_E10 | F6 | Commercial | Grocery | New | Food Preparation | Natural Gas | Fryer | E10 | Utility - Value of Sales | 0 | 0 | 0 | 0 | 0 | 0 | 0 | 0 | 0 | 0 | 0 | 0 | 0 | 0 | 0 | 0 | 0 | 0 | 0 | 0 | 0 | 0 | 0 | 0 | 0 | 0 | 0 | 0 | 0 | 0 | 0
F1_Commercial_Grocery_New_Food Preparation_Natural Gas_Broiler_E1 | F1 | Commercial | Grocery | New | Food Preparation | Natural Gas | Broiler | E1 | Participant - Cost of Equipment | 0.2361 | 0.2361 | 0.2361 | 0.2361 | 0.2361 | 0.2361 | 0.2361 | 0.2361 | 0.2361 | 0.2361 | 0.2361 | 0.2361 | 0.2361 | 0.2361 | 0.2361 | 0.2361 | 0.2361 | 0.2361 | 0.2361 | 0.2361 | 0.2361 | 0.2361 | 0.2361 | 0.2361 | 0.2361 | 0.2361 | 0.2361 | 0.2361 | 0.2361 | 0.2361 | 0.2361
F1_Commercial_Grocery_New_Food Preparation_Natural Gas_Broiler_E2 | F1 | Commercial | Grocery | New | Food Preparation | Natural Gas | Broiler | E2 | Participant - Cost of Equipment | 0.33054 | 0.33054 | 0.33054 | 0.33054 | 0.33054 | 0.33054 | 0.33054 | 0.33054 | 0.33054 | 0.33054 | 0.33054 | 0.33054 | 0.33054 | 0.33054 | 0.33054 | 0.33054 | 0.33054 | 0.33054 | 0.33054 | 0.33054 | 0.33054 | 0.33054 | 0.33054 | 0.33054 | 0.33054 | 0.33054 | 0.33054 | 0.33054 | 0.33054 | 0.33054 | 0.33054
F1_Commercial_Grocery_New_Food Preparation_Natural Gas_Broiler_E3 | F1 | Commercial | Grocery | New | Food Preparation | Natural Gas | Broiler | E3 | Participant - Cost of Equipment | 0 | 0 | 0 | 0 | 0 | 0 | 0 | 0 | 0 | 0 | 0 | 0 | 0 | 0 | 0 | 0 | 0 | 0 | 0 | 0 | 0 | 0 | 0 | 0 | 0 | 0 | 0 | 0 | 0 | 0 | 0
F1_Commercial_Grocery_New_Food Preparation_Natural Gas_Broiler_E4 | F1 | Commercial | Grocery | New | Food Preparation | Natural Gas | Broiler | E4 | Participant - Cost of Equipment | 0 | 0 | 0 | 0 | 0 | 0 | 0 | 0 | 0 | 0 | 0 | 0 | 0 | 0 | 0 | 0 | 0 | 0 | 0 | 0 | 0 | 0 | 0 | 0 | 0 | 0 | 0 | 0 | 0 | 0 | 0
F1_Commercial_Grocery_New_Food Preparation_Natural Gas_Broiler_E5 | F1 | Commercial | Grocery | New | Food Preparation | Natural Gas | Broiler | E5 | Participant - Cost of Equipment | 0 | 0 | 0 | 0 | 0 | 0 | 0 | 0 | 0 | 0 | 0 | 0 | 0 | 0 | 0 | 0 | 0 | 0 | 0 | 0 | 0 | 0 | 0 | 0 | 0 | 0 | 0 | 0 | 0 | 0 | 0
F1_Commercial_Grocery_New_Food Preparation_Natural Gas_Broiler_E6 | F1 | Commercial | Grocery | New | Food Preparation | Natural Gas | Broiler | E6 | Participant - Cost of Equipment | 0 | 0 | 0 | 0 | 0 | 0 | 0 | 0 | 0 | 0 | 0 | 0 | 0 | 0 | 0 | 0 | 0 | 0 | 0 | 0 | 0 | 0 | 0 | 0 | 0 | 0 | 0 | 0 | 0 | 0 | 0
F1_Commercial_Grocery_New_Food Preparation_Natural Gas_Broiler_E7 | F1 | Commercial | Grocery | New | Food Preparation | Natural Gas | Broiler | E7 | Participant - Cost of Equipment | 0 | 0 | 0 | 0 | 0 | 0 | 0 | 0 | 0 | 0 | 0 | 0 | 0 | 0 | 0 | 0 | 0 | 0 | 0 | 0 | 0 | 0 | 0 | 0 | 0 | 0 | 0 | 0 | 0 | 0 | 0
F1_Commercial_Grocery_New_Food Preparation_Natural Gas_Broiler_E8 | F1 | Commercial | Grocery | New | Food Preparation | Natural Gas | Broiler | E8 | Participant - Cost of Equipment | 0 | 0 | 0 | 0 | 0 | 0 | 0 | 0 | 0 | 0 | 0 | 0 | 0 | 0 | 0 | 0 | 0 | 0 | 0 | 0 | 0 | 0 | 0 | 0 | 0 | 0 | 0 | 0 | 0 | 0 | 0
F1_Commercial_Grocery_New_Food Preparation_Natural Gas_Broiler_E9 | F1 | Commercial | Grocery | New | Food Preparation | Natural Gas | Broiler | E9 | Participant - Cost of Equipment | 0 | 0 | 0 | 0 | 0 | 0 | 0 | 0 | 0 | 0 | 0 | 0 | 0 | 0 | 0 | 0 | 0 | 0 | 0 | 0 | 0 | 0 | 0 | 0 | 0 | 0 | 0 | 0 | 0 | 0 | 0
F1_Commercial_Grocery_New_Food Preparation_Natural Gas_Broiler_E10 | F1 | Commercial | Grocery | New | Food Preparation | Natural Gas | Broiler | E10 | Participant - Cost of Equipment | 0 | 0 | 0 | 0 | 0 | 0 | 0 | 0 | 0 | 0 | 0 | 0 | 0 | 0 | 0 | 0 | 0 | 0 | 0 | 0 | 0 | 0 | 0 | 0 | 0 | 0 | 0 | 0 | 0 | 0 | 0
F2_Commercial_Grocery_New_Food Preparation_Natural Gas_Broiler_E1 | F2 | Commercial | Grocery | New | Food Preparation | Natural Gas | Broiler | E1 | Participant - Cost of Operation | 0.59314 | 0.60229 | 0.60894 | 0.60555 | 0.60616 | 0.57135 | 0.54256 | 0.52648 | 0.51981 | 0.53908 | 0.56438 | 0.59083 | 0.54261 | 0.57479 | 0.57676 | 0.57388 | 0.5744 | 0.57617 | 0.56516 | 0.57181 | 0.57629 | 0.58259 | 0.5907 | 0.29625 | 0.29047 | 0.28503 | 0.2799 | 0.27501 | 0.27033 | 0.26582 | 0.26146
F2_Commercial_Grocery_New_Food Preparation_Natural Gas_Broiler_E2 | F2 | Commercial | Grocery | New | Food Preparation | Natural Gas | Broiler | E2 | Participant - Cost of Operation | 0.38131 | 0.38719 | 0.39146 | 0.38928 | 0.38968 | 0.3673 | 0.34879 | 0.33845 | 0.33417 | 0.34655 | 0.36282 | 0.37982 | 0.34882 | 0.36951 | 0.37077 | 0.36892 | 0.36926 | 0.3704 | 0.36332 | 0.36759 | 0.37047 | 0.37452 | 0.37973 | 0.19045 | 0.18673 | 0.18324 | 0.17993 | 0.17679 | 0.17378 | 0.17088 | 0.16808
F2_Commercial_Grocery_New_Food Preparation_Natural Gas_Broiler_E3 | F2 | Commercial | Grocery | New | Food Preparation | Natural Gas | Broiler | E3 | Participant - Cost of Operation | 0 | 0 | 0 | 0 | 0 | 0 | 0 | 0 | 0 | 0 | 0 | 0 | 0 | 0 | 0 | 0 | 0 | 0 | 0 | 0 | 0 | 0 | 0 | 0 | 0 | 0 | 0 | 0 | 0 | 0 | 0
F2_Commercial_Grocery_New_Food Preparation_Natural Gas_Broiler_E4 | F2 | Commercial | Grocery | New | Food Preparation | Natural Gas | Broiler | E4 | Participant - Cost of Operation | 0 | 0 | 0 | 0 | 0 | 0 | 0 | 0 | 0 | 0 | 0 | 0 | 0 | 0 | 0 | 0 | 0 | 0 | 0 | 0 | 0 | 0 | 0 | 0 | 0 | 0 | 0 | 0 | 0 | 0 | 0
F2_Commercial_Grocery_New_Food Preparation_Natural Gas_Broiler_E5 | F2 | Commercial | Grocery | New | Food Preparation | Natural Gas | Broiler | E5 | Participant - Cost of Operation | 0 | 0 | 0 | 0 | 0 | 0 | 0 | 0 | 0 | 0 | 0 | 0 | 0 | 0 | 0 | 0 | 0 | 0 | 0 | 0 | 0 | 0 | 0 | 0 | 0 | 0 | 0 | 0 | 0 | 0 | 0
F2_Commercial_Grocery_New_Food Preparation_Natural Gas_Broiler_E6 | F2 | Commercial | Grocery | New | Food Preparation | Natural Gas | Broiler | E6 | Participant - Cost of Operation | 0 | 0 | 0 | 0 | 0 | 0 | 0 | 0 | 0 | 0 | 0 | 0 | 0 | 0 | 0 | 0 | 0 | 0 | 0 | 0 | 0 | 0 | 0 | 0 | 0 | 0 | 0 | 0 | 0 | 0 | 0
F2_Commercial_Grocery_New_Food Preparation_Natural Gas_Broiler_E7 | F2 | Commercial | Grocery | New | Food Preparation | Natural Gas | Broiler | E7 | Participant - Cost of Operation | 0 | 0 | 0 | 0 | 0 | 0 | 0 | 0 | 0 | 0 | 0 | 0 | 0 | 0 | 0 | 0 | 0 | 0 | 0 | 0 | 0 | 0 | 0 | 0 | 0 | 0 | 0 | 0 | 0 | 0 | 0
F2_Commercial_Grocery_New_Food Preparation_Natural Gas_Broiler_E8 | F2 | Commercial | Grocery | New | Food Preparation | Natural Gas | Broiler | E8 | Participant - Cost of Operation | 0 | 0 | 0 | 0 | 0 | 0 | 0 | 0 | 0 | 0 | 0 | 0 | 0 | 0 | 0 | 0 | 0 | 0 | 0 | 0 | 0 | 0 | 0 | 0 | 0 | 0 | 0 | 0 | 0 | 0 | 0
F2_Commercial_Grocery_New_Food Preparation_Natural Gas_Broiler_E9 | F2 | Commercial | Grocery | New | Food Preparation | Natural Gas | Broiler | E9 | Participant - Cost of Operation | 0 | 0 | 0 | 0 | 0 | 0 | 0 | 0 | 0 | 0 | 0 | 0 | 0 | 0 | 0 | 0 | 0 | 0 | 0 | 0 | 0 | 0 | 0 | 0 | 0 | 0 | 0 | 0 | 0 | 0 | 0
F2_Commercial_Grocery_New_Food Preparation_Natural Gas_Broiler_E10 | F2 | Commercial | Grocery | New | Food Preparation | Natural Gas | Broiler | E10 | Participant - Cost of Operation | 0 | 0 | 0 | 0 | 0 | 0 | 0 | 0 | 0 | 0 | 0 | 0 | 0 | 0 | 0 | 0 | 0 | 0 | 0 | 0 | 0 | 0 | 0 | 0 | 0 | 0 | 0 | 0 | 0 | 0 | 0
F3_Commercial_Grocery_New_Food Preparation_Natural Gas_Broiler_E1 | F3 | Commercial | Grocery | New | Food Preparation | Natural Gas | Broiler | E1 | System - kBTUs of Conusmption | 49.2857 | 49.3841 | 49.3214 | 49.2785 | 49.2785 | 49.2785 | 49.2785 | 49.2785 | 49.2785 | 49.2785 | 49.2785 | 49.2785 | 49.2785 | 49.2785 | 49.2785 | 49.2785 | 49.2785 | 49.2785 | 49.2785 | 49.2785 | 49.2785 | 49.2785 | 49.2785 | 49.2785 | 49.2785 | 49.2785 | 49.2785 | 49.2785 | 49.2785 | 49.2785 | 49.2785
F3_Commercial_Grocery_New_Food Preparation_Natural Gas_Broiler_E2 | F3 | Commercial | Grocery | New | Food Preparation | Natural Gas | Broiler | E2 | System - kBTUs of Conusmption | 31.6837 | 31.7469 | 31.7066 | 31.679 | 31.679 | 31.679 | 31.679 | 31.679 | 31.679 | 31.679 | 31.679 | 31.679 | 31.679 | 31.679 | 31.679 | 31.679 | 31.679 | 31.679 | 31.679 | 31.679 | 31.679 | 31.679 | 31.679 | 31.679 | 31.679 | 31.679 | 31.679 | 31.679 | 31.679 | 31.679 | 31.679
F3_Commercial_Grocery_New_Food Preparation_Natural Gas_Broiler_E3 | F3 | Commercial | Grocery | New | Food Preparation | Natural Gas | Broiler | E3 | System - kBTUs of Conusmption | 0 | 0 | 0 | 0 | 0 | 0 | 0 | 0 | 0 | 0 | 0 | 0 | 0 | 0 | 0 | 0 | 0 | 0 | 0 | 0 | 0 | 0 | 0 | 0 | 0 | 0 | 0 | 0 | 0 | 0 | 0
F3_Commercial_Grocery_New_Food Preparation_Natural Gas_Broiler_E4 | F3 | Commercial | Grocery | New | Food Preparation | Natural Gas | Broiler | E4 | System - kBTUs of Conusmption | 0 | 0 | 0 | 0 | 0 | 0 | 0 | 0 | 0 | 0 | 0 | 0 | 0 | 0 | 0 | 0 | 0 | 0 | 0 | 0 | 0 | 0 | 0 | 0 | 0 | 0 | 0 | 0 | 0 | 0 | 0
F3_Commercial_Grocery_New_Food Preparation_Natural Gas_Broiler_E5 | F3 | Commercial | Grocery | New | Food Preparation | Natural Gas | Broiler | E5 | System - kBTUs of Conusmption | 0 | 0 | 0 | 0 | 0 | 0 | 0 | 0 | 0 | 0 | 0 | 0 | 0 | 0 | 0 | 0 | 0 | 0 | 0 | 0 | 0 | 0 | 0 | 0 | 0 | 0 | 0 | 0 | 0 | 0 | 0
F3_Commercial_Grocery_New_Food Preparation_Natural Gas_Broiler_E6 | F3 | Commercial | Grocery | New | Food Preparation | Natural Gas | Broiler | E6 | System - kBTUs of Conusmption | 0 | 0 | 0 | 0 | 0 | 0 | 0 | 0 | 0 | 0 | 0 | 0 | 0 | 0 | 0 | 0 | 0 | 0 | 0 | 0 | 0 | 0 | 0 | 0 | 0 | 0 | 0 | 0 | 0 | 0 | 0
F3_Commercial_Grocery_New_Food Preparation_Natural Gas_Broiler_E7 | F3 | Commercial | Grocery | New | Food Preparation | Natural Gas | Broiler | E7 | System - kBTUs of Conusmption | 0 | 0 | 0 | 0 | 0 | 0 | 0 | 0 | 0 | 0 | 0 | 0 | 0 | 0 | 0 | 0 | 0 | 0 | 0 | 0 | 0 | 0 | 0 | 0 | 0 | 0 | 0 | 0 | 0 | 0 | 0
F3_Commercial_Grocery_New_Food Preparation_Natural Gas_Broiler_E8 | F3 | Commercial | Grocery | New | Food Preparation | Natural Gas | Broiler | E8 | System - kBTUs of Conusmption | 0 | 0 | 0 | 0 | 0 | 0 | 0 | 0 | 0 | 0 | 0 | 0 | 0 | 0 | 0 | 0 | 0 | 0 | 0 | 0 | 0 | 0 | 0 | 0 | 0 | 0 | 0 | 0 | 0 | 0 | 0
F3_Commercial_Grocery_New_Food Preparation_Natural Gas_Broiler_E9 | F3 | Commercial | Grocery | New | Food Preparation | Natural Gas | Broiler | E9 | System - kBTUs of Conusmption | 0 | 0 | 0 | 0 | 0 | 0 | 0 | 0 | 0 | 0 | 0 | 0 | 0 | 0 | 0 | 0 | 0 | 0 | 0 | 0 | 0 | 0 | 0 | 0 | 0 | 0 | 0 | 0 | 0 | 0 | 0
F3_Commercial_Grocery_New_Food Preparation_Natural Gas_Broiler_E10 | F3 | Commercial | Grocery | New | Food Preparation | Natural Gas | Broiler | E10 | System - kBTUs of Conusmption | 0 | 0 | 0 | 0 | 0 | 0 | 0 | 0 | 0 | 0 | 0 | 0 | 0 | 0 | 0 | 0 | 0 | 0 | 0 | 0 | 0 | 0 | 0 | 0 | 0 | 0 | 0 | 0 | 0 | 0 | 0
F4_Commercial_Grocery_New_Food Preparation_Natural Gas_Broiler_E1 | F4 | Commercial | Grocery | New | Food Preparation | Natural Gas | Broiler | E1 | Utility - Cost of Equipment | 0.2361 | 0.2361 | 0.2361 | 0.2361 | 0.2361 | 0.2361 | 0.2361 | 0.2361 | 0.2361 | 0.2361 | 0.2361 | 0.2361 | 0.2361 | 0.2361 | 0.2361 | 0.2361 | 0.2361 | 0.2361 | 0.2361 | 0.2361 | 0.2361 | 0.2361 | 0.2361 | 0.2361 | 0.2361 | 0.2361 | 0.2361 | 0.2361 | 0.2361 | 0.2361 | 0.2361
F4_Commercial_Grocery_New_Food Preparation_Natural Gas_Broiler_E2 | F4 | Commercial | Grocery | New | Food Preparation | Natural Gas | Broiler | E2 | Utility - Cost of Equipment | 0.33054 | 0.33054 | 0.33054 | 0.33054 | 0.33054 | 0.33054 | 0.33054 | 0.33054 | 0.33054 | 0.33054 | 0.33054 | 0.33054 | 0.33054 | 0.33054 | 0.33054 | 0.33054 | 0.33054 | 0.33054 | 0.33054 | 0.33054 | 0.33054 | 0.33054 | 0.33054 | 0.33054 | 0.33054 | 0.33054 | 0.33054 | 0.33054 | 0.33054 | 0.33054 | 0.33054
F4_Commercial_Grocery_New_Food Preparation_Natural Gas_Broiler_E3 | F4 | Commercial | Grocery | New | Food Preparation | Natural Gas | Broiler | E3 | Utility - Cost of Equipment | 0 | 0 | 0 | 0 | 0 | 0 | 0 | 0 | 0 | 0 | 0 | 0 | 0 | 0 | 0 | 0 | 0 | 0 | 0 | 0 | 0 | 0 | 0 | 0 | 0 | 0 | 0 | 0 | 0 | 0 | 0
F4_Commercial_Grocery_New_Food Preparation_Natural Gas_Broiler_E4 | F4 | Commercial | Grocery | New | Food Preparation | Natural Gas | Broiler | E4 | Utility - Cost of Equipment | 0 | 0 | 0 | 0 | 0 | 0 | 0 | 0 | 0 | 0 | 0 | 0 | 0 | 0 | 0 | 0 | 0 | 0 | 0 | 0 | 0 | 0 | 0 | 0 | 0 | 0 | 0 | 0 | 0 | 0 | 0
F4_Commercial_Grocery_New_Food Preparation_Natural Gas_Broiler_E5 | F4 | Commercial | Grocery | New | Food Preparation | Natural Gas | Broiler | E5 | Utility - Cost of Equipment | 0 | 0 | 0 | 0 | 0 | 0 | 0 | 0 | 0 | 0 | 0 | 0 | 0 | 0 | 0 | 0 | 0 | 0 | 0 | 0 | 0 | 0 | 0 | 0 | 0 | 0 | 0 | 0 | 0 | 0 | 0
F4_Commercial_Grocery_New_Food Preparation_Natural Gas_Broiler_E6 | F4 | Commercial | Grocery | New | Food Preparation | Natural Gas | Broiler | E6 | Utility - Cost of Equipment | 0 | 0 | 0 | 0 | 0 | 0 | 0 | 0 | 0 | 0 | 0 | 0 | 0 | 0 | 0 | 0 | 0 | 0 | 0 | 0 | 0 | 0 | 0 | 0 | 0 | 0 | 0 | 0 | 0 | 0 | 0
F4_Commercial_Grocery_New_Food Preparation_Natural Gas_Broiler_E7 | F4 | Commercial | Grocery | New | Food Preparation | Natural Gas | Broiler | E7 | Utility - Cost of Equipment | 0 | 0 | 0 | 0 | 0 | 0 | 0 | 0 | 0 | 0 | 0 | 0 | 0 | 0 | 0 | 0 | 0 | 0 | 0 | 0 | 0 | 0 | 0 | 0 | 0 | 0 | 0 | 0 | 0 | 0 | 0
F4_Commercial_Grocery_New_Food Preparation_Natural Gas_Broiler_E8 | F4 | Commercial | Grocery | New | Food Preparation | Natural Gas | Broiler | E8 | Utility - Cost of Equipment | 0 | 0 | 0 | 0 | 0 | 0 | 0 | 0 | 0 | 0 | 0 | 0 | 0 | 0 | 0 | 0 | 0 | 0 | 0 | 0 | 0 | 0 | 0 | 0 | 0 | 0 | 0 | 0 | 0 | 0 | 0
F4_Commercial_Grocery_New_Food Preparation_Natural Gas_Broiler_E9 | F4 | Commercial | Grocery | New | Food Preparation | Natural Gas | Broiler | E9 | Utility - Cost of Equipment | 0 | 0 | 0 | 0 | 0 | 0 | 0 | 0 | 0 | 0 | 0 | 0 | 0 | 0 | 0 | 0 | 0 | 0 | 0 | 0 | 0 | 0 | 0 | 0 | 0 | 0 | 0 | 0 | 0 | 0 | 0
F4_Commercial_Grocery_New_Food Preparation_Natural Gas_Broiler_E10 | F4 | Commercial | Grocery | New | Food Preparation | Natural Gas | Broiler | E10 | Utility - Cost of Equipment | 0 | 0 | 0 | 0 | 0 | 0 | 0 | 0 | 0 | 0 | 0 | 0 | 0 | 0 | 0 | 0 | 0 | 0 | 0 | 0 | 0 | 0 | 0 | 0 | 0 | 0 | 0 | 0 | 0 | 0 | 0
F5_Commercial_Grocery_New_Food Preparation_Natural Gas_Broiler_E1 | F5 | Commercial | Grocery | New | Food Preparation | Natural Gas | Broiler | E1 | Utility - Cost of Operation | 0.49509 | 0.50272 | 0.50827 | 0.50544 | 0.50595 | 0.47689 | 0.45286 | 0.43944 | 0.43388 | 0.44996 | 0.47108 | 0.49315 | 0.45291 | 0.47977 | 0.48141 | 0.479 | 0.47944 | 0.48092 | 0.47173 | 0.47728 | 0.48101 | 0.48628 | 0.49304 | 0.24728 | 0.24245 | 0.23791 | 0.23363 | 0.22955 | 0.22564 | 0.22187 | 0.21823
F5_Commercial_Grocery_New_Food Preparation_Natural Gas_Broiler_E2 | F5 | Commercial | Grocery | New | Food Preparation | Natural Gas | Broiler | E2 | Utility - Cost of Operation | 0.31827 | 0.32318 | 0.32675 | 0.32493 | 0.32526 | 0.30657 | 0.29113 | 0.2825 | 0.27892 | 0.28926 | 0.30284 | 0.31703 | 0.29115 | 0.30842 | 0.30948 | 0.30793 | 0.30821 | 0.30916 | 0.30326 | 0.30682 | 0.30922 | 0.31261 | 0.31695 | 0.15896 | 0.15586 | 0.15294 | 0.15019 | 0.14756 | 0.14505 | 0.14263 | 0.14029
F5_Commercial_Grocery_New_Food Preparation_Natural Gas_Broiler_E3 | F5 | Commercial | Grocery | New | Food Preparation | Natural Gas | Broiler | E3 | Utility - Cost of Operation | 0 | 0 | 0 | 0 | 0 | 0 | 0 | 0 | 0 | 0 | 0 | 0 | 0 | 0 | 0 | 0 | 0 | 0 | 0 | 0 | 0 | 0 | 0 | 0 | 0 | 0 | 0 | 0 | 0 | 0 | 0
F5_Commercial_Grocery_New_Food Preparation_Natural Gas_Broiler_E4 | F5 | Commercial | Grocery | New | Food Preparation | Natural Gas | Broiler | E4 | Utility - Cost of Operation | 0 | 0 | 0 | 0 | 0 | 0 | 0 | 0 | 0 | 0 | 0 | 0 | 0 | 0 | 0 | 0 | 0 | 0 | 0 | 0 | 0 | 0 | 0 | 0 | 0 | 0 | 0 | 0 | 0 | 0 | 0
F5_Commercial_Grocery_New_Food Preparation_Natural Gas_Broiler_E5 | F5 | Commercial | Grocery | New | Food Preparation | Natural Gas | Broiler | E5 | Utility - Cost of Operation | 0 | 0 | 0 | 0 | 0 | 0 | 0 | 0 | 0 | 0 | 0 | 0 | 0 | 0 | 0 | 0 | 0 | 0 | 0 | 0 | 0 | 0 | 0 | 0 | 0 | 0 | 0 | 0 | 0 | 0 | 0
F5_Commercial_Grocery_New_Food Preparation_Natural Gas_Broiler_E6 | F5 | Commercial | Grocery | New | Food Preparation | Natural Gas | Broiler | E6 | Utility - Cost of Operation | 0 | 0 | 0 | 0 | 0 | 0 | 0 | 0 | 0 | 0 | 0 | 0 | 0 | 0 | 0 | 0 | 0 | 0 | 0 | 0 | 0 | 0 | 0 | 0 | 0 | 0 | 0 | 0 | 0 | 0 | 0
F5_Commercial_Grocery_New_Food Preparation_Natural Gas_Broiler_E7 | F5 | Commercial | Grocery | New | Food Preparation | Natural Gas | Broiler | E7 | Utility - Cost of Operation | 0 | 0 | 0 | 0 | 0 | 0 | 0 | 0 | 0 | 0 | 0 | 0 | 0 | 0 | 0 | 0 | 0 | 0 | 0 | 0 | 0 | 0 | 0 | 0 | 0 | 0 | 0 | 0 | 0 | 0 | 0
F5_Commercial_Grocery_New_Food Preparation_Natural Gas_Broiler_E8 | F5 | Commercial | Grocery | New | Food Preparation | Natural Gas | Broiler | E8 | Utility - Cost of Operation | 0 | 0 | 0 | 0 | 0 | 0 | 0 | 0 | 0 | 0 | 0 | 0 | 0 | 0 | 0 | 0 | 0 | 0 | 0 | 0 | 0 | 0 | 0 | 0 | 0 | 0 | 0 | 0 | 0 | 0 | 0
F5_Commercial_Grocery_New_Food Preparation_Natural Gas_Broiler_E9 | F5 | Commercial | Grocery | New | Food Preparation | Natural Gas | Broiler | E9 | Utility - Cost of Operation | 0 | 0 | 0 | 0 | 0 | 0 | 0 | 0 | 0 | 0 | 0 | 0 | 0 | 0 | 0 | 0 | 0 | 0 | 0 | 0 | 0 | 0 | 0 | 0 | 0 | 0 | 0 | 0 | 0 | 0 | 0
F5_Commercial_Grocery_New_Food Preparation_Natural Gas_Broiler_E10 | F5 | Commercial | Grocery | New | Food Preparation | Natural Gas | Broiler | E10 | Utility - Cost of Operation | 0 | 0 | 0 | 0 | 0 | 0 | 0 | 0 | 0 | 0 | 0 | 0 | 0 | 0 | 0 | 0 | 0 | 0 | 0 | 0 | 0 | 0 | 0 | 0 | 0 | 0 | 0 | 0 | 0 | 0 | 0
F6_Commercial_Grocery_New_Food Preparation_Natural Gas_Broiler_E1 | F6 | Commercial | Grocery | New | Food Preparation | Natural Gas | Broiler | E1 | Utility - Value of Sales | 0.59314 | 0.60229 | 0.60894 | 0.60555 | 0.60616 | 0.57135 | 0.54256 | 0.52648 | 0.51981 | 0.53908 | 0.56438 | 0.59083 | 0.54261 | 0.57479 | 0.57676 | 0.57388 | 0.5744 | 0.57617 | 0.56516 | 0.57181 | 0.57629 | 0.58259 | 0.5907 | 0.29625 | 0.29047 | 0.28503 | 0.2799 | 0.27501 | 0.27033 | 0.26582 | 0.26146
F6_Commercial_Grocery_New_Food Preparation_Natural Gas_Broiler_E2 | F6 | Commercial | Grocery | New | Food Preparation | Natural Gas | Broiler | E2 | Utility - Value of Sales | 0.38131 | 0.38719 | 0.39146 | 0.38928 | 0.38968 | 0.3673 | 0.34879 | 0.33845 | 0.33417 | 0.34655 | 0.36282 | 0.37982 | 0.34882 | 0.36951 | 0.37077 | 0.36892 | 0.36926 | 0.3704 | 0.36332 | 0.36759 | 0.37047 | 0.37452 | 0.37973 | 0.19045 | 0.18673 | 0.18324 | 0.17993 | 0.17679 | 0.17378 | 0.17088 | 0.16808
F6_Commercial_Grocery_New_Food Preparation_Natural Gas_Broiler_E3 | F6 | Commercial | Grocery | New | Food Preparation | Natural Gas | Broiler | E3 | Utility - Value of Sales | 0 | 0 | 0 | 0 | 0 | 0 | 0 | 0 | 0 | 0 | 0 | 0 | 0 | 0 | 0 | 0 | 0 | 0 | 0 | 0 | 0 | 0 | 0 | 0 | 0 | 0 | 0 | 0 | 0 | 0 | 0
F6_Commercial_Grocery_New_Food Preparation_Natural Gas_Broiler_E4 | F6 | Commercial | Grocery | New | Food Preparation | Natural Gas | Broiler | E4 | Utility - Value of Sales | 0 | 0 | 0 | 0 | 0 | 0 | 0 | 0 | 0 | 0 | 0 | 0 | 0 | 0 | 0 | 0 | 0 | 0 | 0 | 0 | 0 | 0 | 0 | 0 | 0 | 0 | 0 | 0 | 0 | 0 | 0
F6_Commercial_Grocery_New_Food Preparation_Natural Gas_Broiler_E5 | F6 | Commercial | Grocery | New | Food Preparation | Natural Gas | Broiler | E5 | Utility - Value of Sales | 0 | 0 | 0 | 0 | 0 | 0 | 0 | 0 | 0 | 0 | 0 | 0 | 0 | 0 | 0 | 0 | 0 | 0 | 0 | 0 | 0 | 0 | 0 | 0 | 0 | 0 | 0 | 0 | 0 | 0 | 0
F6_Commercial_Grocery_New_Food Preparation_Natural Gas_Broiler_E6 | F6 | Commercial | Grocery | New | Food Preparation | Natural Gas | Broiler | E6 | Utility - Value of Sales | 0 | 0 | 0 | 0 | 0 | 0 | 0 | 0 | 0 | 0 | 0 | 0 | 0 | 0 | 0 | 0 | 0 | 0 | 0 | 0 | 0 | 0 | 0 | 0 | 0 | 0 | 0 | 0 | 0 | 0 | 0
F6_Commercial_Grocery_New_Food Preparation_Natural Gas_Broiler_E7 | F6 | Commercial | Grocery | New | Food Preparation | Natural Gas | Broiler | E7 | Utility - Value of Sales | 0 | 0 | 0 | 0 | 0 | 0 | 0 | 0 | 0 | 0 | 0 | 0 | 0 | 0 | 0 | 0 | 0 | 0 | 0 | 0 | 0 | 0 | 0 | 0 | 0 | 0 | 0 | 0 | 0 | 0 | 0
F6_Commercial_Grocery_New_Food Preparation_Natural Gas_Broiler_E8 | F6 | Commercial | Grocery | New | Food Preparation | Natural Gas | Broiler | E8 | Utility - Value of Sales | 0 | 0 | 0 | 0 | 0 | 0 | 0 | 0 | 0 | 0 | 0 | 0 | 0 | 0 | 0 | 0 | 0 | 0 | 0 | 0 | 0 | 0 | 0 | 0 | 0 | 0 | 0 | 0 | 0 | 0 | 0
F6_Commercial_Grocery_New_Food Preparation_Natural Gas_Broiler_E9 | F6 | Commercial | Grocery | New | Food Preparation | Natural Gas | Broiler | E9 | Utility - Value of Sales | 0 | 0 | 0 | 0 | 0 | 0 | 0 | 0 | 0 | 0 | 0 | 0 | 0 | 0 | 0 | 0 | 0 | 0 | 0 | 0 | 0 | 0 | 0 | 0 | 0 | 0 | 0 | 0 | 0 | 0 | 0
F6_Commercial_Grocery_New_Food Preparation_Natural Gas_Broiler_E10 | F6 | Commercial | Grocery | New | Food Preparation | Natural Gas | Broiler | E10 | Utility - Value of Sales | 0 | 0 | 0 | 0 | 0 | 0 | 0 | 0 | 0 | 0 | 0 | 0 | 0 | 0 | 0 | 0 | 0 | 0 | 0 | 0 | 0 | 0 | 0 | 0 | 0 | 0 | 0 | 0 | 0 | 0 | 0
F1_Commercial_Grocery_New_Food Preparation_Natural Gas_Griddle_E1 | F1 | Commercial | Grocery | New | Food Preparation | Natural Gas | Griddle | E1 | Participant - Cost of Equipment | 0.17186 | 0.17186 | 0.17186 | 0.17186 | 0.17186 | 0.17186 | 0.17186 | 0.17186 | 0.17186 | 0.17186 | 0.17186 | 0.17186 | 0.17186 | 0.17186 | 0.17186 | 0.17186 | 0.17186 | 0.17186 | 0.17186 | 0.17186 | 0.17186 | 0.17186 | 0.17186 | 0.17186 | 0.17186 | 0.17186 | 0.17186 | 0.17186 | 0.17186 | 0.17186 | 0.17186
F1_Commercial_Grocery_New_Food Preparation_Natural Gas_Griddle_E2 | F1 | Commercial | Grocery | New | Food Preparation | Natural Gas | Griddle | E2 | Participant - Cost of Equipment | 0.18388 | 0.18388 | 0.18388 | 0.18388 | 0.18388 | 0.18388 | 0.18388 | 0.18388 | 0.18388 | 0.18388 | 0.18388 | 0.18388 | 0.18388 | 0.18388 | 0.18388 | 0.18388 | 0.18388 | 0.18388 | 0.18388 | 0.18388 | 0.18388 | 0.18388 | 0.18388 | 0.18388 | 0.18388 | 0.18388 | 0.18388 | 0.18388 | 0.18388 | 0.18388 | 0.18388
F1_Commercial_Grocery_New_Food Preparation_Natural Gas_Griddle_E3 | F1 | Commercial | Grocery | New | Food Preparation | Natural Gas | Griddle | E3 | Participant - Cost of Equipment | 0 | 0 | 0 | 0 | 0 | 0 | 0 | 0 | 0 | 0 | 0 | 0 | 0 | 0 | 0 | 0 | 0 | 0 | 0 | 0 | 0 | 0 | 0 | 0 | 0 | 0 | 0 | 0 | 0 | 0 | 0
F1_Commercial_Grocery_New_Food Preparation_Natural Gas_Griddle_E4 | F1 | Commercial | Grocery | New | Food Preparation | Natural Gas | Griddle | E4 | Participant - Cost of Equipment | 0 | 0 | 0 | 0 | 0 | 0 | 0 | 0 | 0 | 0 | 0 | 0 | 0 | 0 | 0 | 0 | 0 | 0 | 0 | 0 | 0 | 0 | 0 | 0 | 0 | 0 | 0 | 0 | 0 | 0 | 0
F1_Commercial_Grocery_New_Food Preparation_Natural Gas_Griddle_E5 | F1 | Commercial | Grocery | New | Food Preparation | Natural Gas | Griddle | E5 | Participant - Cost of Equipment | 0 | 0 | 0 | 0 | 0 | 0 | 0 | 0 | 0 | 0 | 0 | 0 | 0 | 0 | 0 | 0 | 0 | 0 | 0 | 0 | 0 | 0 | 0 | 0 | 0 | 0 | 0 | 0 | 0 | 0 | 0
F1_Commercial_Grocery_New_Food Preparation_Natural Gas_Griddle_E6 | F1 | Commercial | Grocery | New | Food Preparation | Natural Gas | Griddle | E6 | Participant - Cost of Equipment | 0 | 0 | 0 | 0 | 0 | 0 | 0 | 0 | 0 | 0 | 0 | 0 | 0 | 0 | 0 | 0 | 0 | 0 | 0 | 0 | 0 | 0 | 0 | 0 | 0 | 0 | 0 | 0 | 0 | 0 | 0
F1_Commercial_Grocery_New_Food Preparation_Natural Gas_Griddle_E7 | F1 | Commercial | Grocery | New | Food Preparation | Natural Gas | Griddle | E7 | Participant - Cost of Equipment | 0 | 0 | 0 | 0 | 0 | 0 | 0 | 0 | 0 | 0 | 0 | 0 | 0 | 0 | 0 | 0 | 0 | 0 | 0 | 0 | 0 | 0 | 0 | 0 | 0 | 0 | 0 | 0 | 0 | 0 | 0
F1_Commercial_Grocery_New_Food Preparation_Natural Gas_Griddle_E8 | F1 | Commercial | Grocery | New | Food Preparation | Natural Gas | Griddle | E8 | Participant - Cost of Equipment | 0 | 0 | 0 | 0 | 0 | 0 | 0 | 0 | 0 | 0 | 0 | 0 | 0 | 0 | 0 | 0 | 0 | 0 | 0 | 0 | 0 | 0 | 0 | 0 | 0 | 0 | 0 | 0 | 0 | 0 | 0
F1_Commercial_Grocery_New_Food Preparation_Natural Gas_Griddle_E9 | F1 | Commercial | Grocery | New | Food Preparation | Natural Gas | Griddle | E9 | Participant - Cost of Equipment | 0 | 0 | 0 | 0 | 0 | 0 | 0 | 0 | 0 | 0 | 0 | 0 | 0 | 0 | 0 | 0 | 0 | 0 | 0 | 0 | 0 | 0 | 0 | 0 | 0 | 0 | 0 | 0 | 0 | 0 | 0
F1_Commercial_Grocery_New_Food Preparation_Natural Gas_Griddle_E10 | F1 | Commercial | Grocery | New | Food Preparation | Natural Gas | Griddle | E10 | Participant - Cost of Equipment | 0 | 0 | 0 | 0 | 0 | 0 | 0 | 0 | 0 | 0 | 0 | 0 | 0 | 0 | 0 | 0 | 0 | 0 | 0 | 0 | 0 | 0 | 0 | 0 | 0 | 0 | 0 | 0 | 0 | 0 | 0
F2_Commercial_Grocery_New_Food Preparation_Natural Gas_Griddle_E1 | F2 | Commercial | Grocery | New | Food Preparation | Natural Gas | Griddle | E1 | Participant - Cost of Operation | 0.39818 | 0.40433 | 0.40879 | 0.40651 | 0.40692 | 0.38355 | 0.36422 | 0.35343 | 0.34896 | 0.36189 | 0.37888 | 0.39663 | 0.36426 | 0.38587 | 0.38718 | 0.38525 | 0.3856 | 0.38679 | 0.3794 | 0.38386 | 0.38687 | 0.3911 | 0.39654 | 0.19888 | 0.195 | 0.19135 | 0.1879 | 0.18462 | 0.18148 | 0.17845 | 0.17552
F2_Commercial_Grocery_New_Food Preparation_Natural Gas_Griddle_E2 | F2 | Commercial | Grocery | New | Food Preparation | Natural Gas | Griddle | E2 | Participant - Cost of Operation | 0.3439 | 0.3492 | 0.35306 | 0.35109 | 0.35145 | 0.33126 | 0.31457 | 0.30525 | 0.30138 | 0.31255 | 0.32722 | 0.34256 | 0.3146 | 0.33326 | 0.3344 | 0.33273 | 0.33303 | 0.33406 | 0.32768 | 0.33153 | 0.33412 | 0.33778 | 0.34248 | 0.17177 | 0.16841 | 0.16526 | 0.16228 | 0.15945 | 0.15673 | 0.15412 | 0.15159
F2_Commercial_Grocery_New_Food Preparation_Natural Gas_Griddle_E3 | F2 | Commercial | Grocery | New | Food Preparation | Natural Gas | Griddle | E3 | Participant - Cost of Operation | 0 | 0 | 0 | 0 | 0 | 0 | 0 | 0 | 0 | 0 | 0 | 0 | 0 | 0 | 0 | 0 | 0 | 0 | 0 | 0 | 0 | 0 | 0 | 0 | 0 | 0 | 0 | 0 | 0 | 0 | 0
F2_Commercial_Grocery_New_Food Preparation_Natural Gas_Griddle_E4 | F2 | Commercial | Grocery | New | Food Preparation | Natural Gas | Griddle | E4 | Participant - Cost of Operation | 0 | 0 | 0 | 0 | 0 | 0 | 0 | 0 | 0 | 0 | 0 | 0 | 0 | 0 | 0 | 0 | 0 | 0 | 0 | 0 | 0 | 0 | 0 | 0 | 0 | 0 | 0 | 0 | 0 | 0 | 0
F2_Commercial_Grocery_New_Food Preparation_Natural Gas_Griddle_E5 | F2 | Commercial | Grocery | New | Food Preparation | Natural Gas | Griddle | E5 | Participant - Cost of Operation | 0 | 0 | 0 | 0 | 0 | 0 | 0 | 0 | 0 | 0 | 0 | 0 | 0 | 0 | 0 | 0 | 0 | 0 | 0 | 0 | 0 | 0 | 0 | 0 | 0 | 0 | 0 | 0 | 0 | 0 | 0
F2_Commercial_Grocery_New_Food Preparation_Natural Gas_Griddle_E6 | F2 | Commercial | Grocery | New | Food Preparation | Natural Gas | Griddle | E6 | Participant - Cost of Operation | 0 | 0 | 0 | 0 | 0 | 0 | 0 | 0 | 0 | 0 | 0 | 0 | 0 | 0 | 0 | 0 | 0 | 0 | 0 | 0 | 0 | 0 | 0 | 0 | 0 | 0 | 0 | 0 | 0 | 0 | 0
F2_Commercial_Grocery_New_Food Preparation_Natural Gas_Griddle_E7 | F2 | Commercial | Grocery | New | Food Preparation | Natural Gas | Griddle | E7 | Participant - Cost of Operation | 0 | 0 | 0 | 0 | 0 | 0 | 0 | 0 | 0 | 0 | 0 | 0 | 0 | 0 | 0 | 0 | 0 | 0 | 0 | 0 | 0 | 0 | 0 | 0 | 0 | 0 | 0 | 0 | 0 | 0 | 0
F2_Commercial_Grocery_New_Food Preparation_Natural Gas_Griddle_E8 | F2 | Commercial | Grocery | New | Food Preparation | Natural Gas | Griddle | E8 | Participant - Cost of Operation | 0 | 0 | 0 | 0 | 0 | 0 | 0 | 0 | 0 | 0 | 0 | 0 | 0 | 0 | 0 | 0 | 0 | 0 | 0 | 0 | 0 | 0 | 0 | 0 | 0 | 0 | 0 | 0 | 0 | 0 | 0
F2_Commercial_Grocery_New_Food Preparation_Natural Gas_Griddle_E9 | F2 | Commercial | Grocery | New | Food Preparation | Natural Gas | Griddle | E9 | Participant - Cost of Operation | 0 | 0 | 0 | 0 | 0 | 0 | 0 | 0 | 0 | 0 | 0 | 0 | 0 | 0 | 0 | 0 | 0 | 0 | 0 | 0 | 0 | 0 | 0 | 0 | 0 | 0 | 0 | 0 | 0 | 0 | 0
F2_Commercial_Grocery_New_Food Preparation_Natural Gas_Griddle_E10 | F2 | Commercial | Grocery | New | Food Preparation | Natural Gas | Griddle | E10 | Participant - Cost of Operation | 0 | 0 | 0 | 0 | 0 | 0 | 0 | 0 | 0 | 0 | 0 | 0 | 0 | 0 | 0 | 0 | 0 | 0 | 0 | 0 | 0 | 0 | 0 | 0 | 0 | 0 | 0 | 0 | 0 | 0 | 0
F3_Commercial_Grocery_New_Food Preparation_Natural Gas_Griddle_E1 | F3 | Commercial | Grocery | New | Food Preparation | Natural Gas | Griddle | E1 | System - kBTUs of Conusmption | 33.086 | 33.1521 | 33.11 | 33.0812 | 33.0812 | 33.0812 | 33.0812 | 33.0812 | 33.0812 | 33.0812 | 33.0812 | 33.0812 | 33.0812 | 33.0812 | 33.0812 | 33.0812 | 33.0812 | 33.0812 | 33.0812 | 33.0812 | 33.0812 | 33.0812 | 33.0812 | 33.0812 | 33.0812 | 33.0812 | 33.0812 | 33.0812 | 33.0812 | 33.0812 | 33.0812
F3_Commercial_Grocery_New_Food Preparation_Natural Gas_Griddle_E2 | F3 | Commercial | Grocery | New | Food Preparation | Natural Gas | Griddle | E2 | System - kBTUs of Conusmption | 28.5753 | 28.6324 | 28.596 | 28.5711 | 28.5711 | 28.5711 | 28.5711 | 28.5711 | 28.5711 | 28.5711 | 28.5711 | 28.5711 | 28.5711 | 28.5711 | 28.5711 | 28.5711 | 28.5711 | 28.5711 | 28.5711 | 28.5711 | 28.5711 | 28.5711 | 28.5711 | 28.5711 | 28.5711 | 28.5711 | 28.5711 | 28.5711 | 28.5711 | 28.5711 | 28.5711
F3_Commercial_Grocery_New_Food Preparation_Natural Gas_Griddle_E3 | F3 | Commercial | Grocery | New | Food Preparation | Natural Gas | Griddle | E3 | System - kBTUs of Conusmption | 0 | 0 | 0 | 0 | 0 | 0 | 0 | 0 | 0 | 0 | 0 | 0 | 0 | 0 | 0 | 0 | 0 | 0 | 0 | 0 | 0 | 0 | 0 | 0 | 0 | 0 | 0 | 0 | 0 | 0 | 0
F3_Commercial_Grocery_New_Food Preparation_Natural Gas_Griddle_E4 | F3 | Commercial | Grocery | New | Food Preparation | Natural Gas | Griddle | E4 | System - kBTUs of Conusmption | 0 | 0 | 0 | 0 | 0 | 0 | 0 | 0 | 0 | 0 | 0 | 0 | 0 | 0 | 0 | 0 | 0 | 0 | 0 | 0 | 0 | 0 | 0 | 0 | 0 | 0 | 0 | 0 | 0 | 0 | 0
F3_Commercial_Grocery_New_Food Preparation_Natural Gas_Griddle_E5 | F3 | Commercial | Grocery | New | Food Preparation | Natural Gas | Griddle | E5 | System - kBTUs of Conusmption | 0 | 0 | 0 | 0 | 0 | 0 | 0 | 0 | 0 | 0 | 0 | 0 | 0 | 0 | 0 | 0 | 0 | 0 | 0 | 0 | 0 | 0 | 0 | 0 | 0 | 0 | 0 | 0 | 0 | 0 | 0
F3_Commercial_Grocery_New_Food Preparation_Natural Gas_Griddle_E6 | F3 | Commercial | Grocery | New | Food Preparation | Natural Gas | Griddle | E6 | System - kBTUs of Conusmption | 0 | 0 | 0 | 0 | 0 | 0 | 0 | 0 | 0 | 0 | 0 | 0 | 0 | 0 | 0 | 0 | 0 | 0 | 0 | 0 | 0 | 0 | 0 | 0 | 0 | 0 | 0 | 0 | 0 | 0 | 0
F3_Commercial_Grocery_New_Food Preparation_Natural Gas_Griddle_E7 | F3 | Commercial | Grocery | New | Food Preparation | Natural Gas | Griddle | E7 | System - kBTUs of Conusmption | 0 | 0 | 0 | 0 | 0 | 0 | 0 | 0 | 0 | 0 | 0 | 0 | 0 | 0 | 0 | 0 | 0 | 0 | 0 | 0 | 0 | 0 | 0 | 0 | 0 | 0 | 0 | 0 | 0 | 0 | 0
F3_Commercial_Grocery_New_Food Preparation_Natural Gas_Griddle_E8 | F3 | Commercial | Grocery | New | Food Preparation | Natural Gas | Griddle | E8 | System - kBTUs of Conusmption | 0 | 0 | 0 | 0 | 0 | 0 | 0 | 0 | 0 | 0 | 0 | 0 | 0 | 0 | 0 | 0 | 0 | 0 | 0 | 0 | 0 | 0 | 0 | 0 | 0 | 0 | 0 | 0 | 0 | 0 | 0
F3_Commercial_Grocery_New_Food Preparation_Natural Gas_Griddle_E9 | F3 | Commercial | Grocery | New | Food Preparation | Natural Gas | Griddle | E9 | System - kBTUs of Conusmption | 0 | 0 | 0 | 0 | 0 | 0 | 0 | 0 | 0 | 0 | 0 | 0 | 0 | 0 | 0 | 0 | 0 | 0 | 0 | 0 | 0 | 0 | 0 | 0 | 0 | 0 | 0 | 0 | 0 | 0 | 0
F3_Commercial_Grocery_New_Food Preparation_Natural Gas_Griddle_E10 | F3 | Commercial | Grocery | New | Food Preparation | Natural Gas | Griddle | E10 | System - kBTUs of Conusmption | 0 | 0 | 0 | 0 | 0 | 0 | 0 | 0 | 0 | 0 | 0 | 0 | 0 | 0 | 0 | 0 | 0 | 0 | 0 | 0 | 0 | 0 | 0 | 0 | 0 | 0 | 0 | 0 | 0 | 0 | 0
F4_Commercial_Grocery_New_Food Preparation_Natural Gas_Griddle_E1 | F4 | Commercial | Grocery | New | Food Preparation | Natural Gas | Griddle | E1 | Utility - Cost of Equipment | 0.17186 | 0.17186 | 0.17186 | 0.17186 | 0.17186 | 0.17186 | 0.17186 | 0.17186 | 0.17186 | 0.17186 | 0.17186 | 0.17186 | 0.17186 | 0.17186 | 0.17186 | 0.17186 | 0.17186 | 0.17186 | 0.17186 | 0.17186 | 0.17186 | 0.17186 | 0.17186 | 0.17186 | 0.17186 | 0.17186 | 0.17186 | 0.17186 | 0.17186 | 0.17186 | 0.17186
F4_Commercial_Grocery_New_Food Preparation_Natural Gas_Griddle_E2 | F4 | Commercial | Grocery | New | Food Preparation | Natural Gas | Griddle | E2 | Utility - Cost of Equipment | 0.18388 | 0.18388 | 0.18388 | 0.18388 | 0.18388 | 0.18388 | 0.18388 | 0.18388 | 0.18388 | 0.18388 | 0.18388 | 0.18388 | 0.18388 | 0.18388 | 0.18388 | 0.18388 | 0.18388 | 0.18388 | 0.18388 | 0.18388 | 0.18388 | 0.18388 | 0.18388 | 0.18388 | 0.18388 | 0.18388 | 0.18388 | 0.18388 | 0.18388 | 0.18388 | 0.18388
F4_Commercial_Grocery_New_Food Preparation_Natural Gas_Griddle_E3 | F4 | Commercial | Grocery | New | Food Preparation | Natural Gas | Griddle | E3 | Utility - Cost of Equipment | 0 | 0 | 0 | 0 | 0 | 0 | 0 | 0 | 0 | 0 | 0 | 0 | 0 | 0 | 0 | 0 | 0 | 0 | 0 | 0 | 0 | 0 | 0 | 0 | 0 | 0 | 0 | 0 | 0 | 0 | 0
F4_Commercial_Grocery_New_Food Preparation_Natural Gas_Griddle_E4 | F4 | Commercial | Grocery | New | Food Preparation | Natural Gas | Griddle | E4 | Utility - Cost of Equipment | 0 | 0 | 0 | 0 | 0 | 0 | 0 | 0 | 0 | 0 | 0 | 0 | 0 | 0 | 0 | 0 | 0 | 0 | 0 | 0 | 0 | 0 | 0 | 0 | 0 | 0 | 0 | 0 | 0 | 0 | 0
F4_Commercial_Grocery_New_Food Preparation_Natural Gas_Griddle_E5 | F4 | Commercial | Grocery | New | Food Preparation | Natural Gas | Griddle | E5 | Utility - Cost of Equipment | 0 | 0 | 0 | 0 | 0 | 0 | 0 | 0 | 0 | 0 | 0 | 0 | 0 | 0 | 0 | 0 | 0 | 0 | 0 | 0 | 0 | 0 | 0 | 0 | 0 | 0 | 0 | 0 | 0 | 0 | 0
F4_Commercial_Grocery_New_Food Preparation_Natural Gas_Griddle_E6 | F4 | Commercial | Grocery | New | Food Preparation | Natural Gas | Griddle | E6 | Utility - Cost of Equipment | 0 | 0 | 0 | 0 | 0 | 0 | 0 | 0 | 0 | 0 | 0 | 0 | 0 | 0 | 0 | 0 | 0 | 0 | 0 | 0 | 0 | 0 | 0 | 0 | 0 | 0 | 0 | 0 | 0 | 0 | 0
F4_Commercial_Grocery_New_Food Preparation_Natural Gas_Griddle_E7 | F4 | Commercial | Grocery | New | Food Preparation | Natural Gas | Griddle | E7 | Utility - Cost of Equipment | 0 | 0 | 0 | 0 | 0 | 0 | 0 | 0 | 0 | 0 | 0 | 0 | 0 | 0 | 0 | 0 | 0 | 0 | 0 | 0 | 0 | 0 | 0 | 0 | 0 | 0 | 0 | 0 | 0 | 0 | 0
F4_Commercial_Grocery_New_Food Preparation_Natural Gas_Griddle_E8 | F4 | Commercial | Grocery | New | Food Preparation | Natural Gas | Griddle | E8 | Utility - Cost of Equipment | 0 | 0 | 0 | 0 | 0 | 0 | 0 | 0 | 0 | 0 | 0 | 0 | 0 | 0 | 0 | 0 | 0 | 0 | 0 | 0 | 0 | 0 | 0 | 0 | 0 | 0 | 0 | 0 | 0 | 0 | 0
F4_Commercial_Grocery_New_Food Preparation_Natural Gas_Griddle_E9 | F4 | Commercial | Grocery | New | Food Preparation | Natural Gas | Griddle | E9 | Utility - Cost of Equipment | 0 | 0 | 0 | 0 | 0 | 0 | 0 | 0 | 0 | 0 | 0 | 0 | 0 | 0 | 0 | 0 | 0 | 0 | 0 | 0 | 0 | 0 | 0 | 0 | 0 | 0 | 0 | 0 | 0 | 0 | 0
F4_Commercial_Grocery_New_Food Preparation_Natural Gas_Griddle_E10 | F4 | Commercial | Grocery | New | Food Preparation | Natural Gas | Griddle | E10 | Utility - Cost of Equipment | 0 | 0 | 0 | 0 | 0 | 0 | 0 | 0 | 0 | 0 | 0 | 0 | 0 | 0 | 0 | 0 | 0 | 0 | 0 | 0 | 0 | 0 | 0 | 0 | 0 | 0 | 0 | 0 | 0 | 0 | 0
F5_Commercial_Grocery_New_Food Preparation_Natural Gas_Griddle_E1 | F5 | Commercial | Grocery | New | Food Preparation | Natural Gas | Griddle | E1 | Utility - Cost of Operation | 0.33236 | 0.33748 | 0.34121 | 0.33931 | 0.33965 | 0.32014 | 0.30401 | 0.295 | 0.29127 | 0.30206 | 0.31624 | 0.33106 | 0.30404 | 0.32207 | 0.32317 | 0.32156 | 0.32185 | 0.32285 | 0.31668 | 0.3204 | 0.32291 | 0.32644 | 0.33098 | 0.166 | 0.16276 | 0.15971 | 0.15683 | 0.1541 | 0.15147 | 0.14895 | 0.1465
F5_Commercial_Grocery_New_Food Preparation_Natural Gas_Griddle_E2 | F5 | Commercial | Grocery | New | Food Preparation | Natural Gas | Griddle | E2 | Utility - Cost of Operation | 0.28705 | 0.29147 | 0.29469 | 0.29305 | 0.29335 | 0.2765 | 0.26256 | 0.25478 | 0.25156 | 0.26088 | 0.27313 | 0.28592 | 0.26259 | 0.27816 | 0.27911 | 0.27772 | 0.27798 | 0.27883 | 0.2735 | 0.27672 | 0.27889 | 0.28194 | 0.28586 | 0.14337 | 0.14057 | 0.13794 | 0.13545 | 0.13309 | 0.13082 | 0.12864 | 0.12653
F5_Commercial_Grocery_New_Food Preparation_Natural Gas_Griddle_E3 | F5 | Commercial | Grocery | New | Food Preparation | Natural Gas | Griddle | E3 | Utility - Cost of Operation | 0 | 0 | 0 | 0 | 0 | 0 | 0 | 0 | 0 | 0 | 0 | 0 | 0 | 0 | 0 | 0 | 0 | 0 | 0 | 0 | 0 | 0 | 0 | 0 | 0 | 0 | 0 | 0 | 0 | 0 | 0
F5_Commercial_Grocery_New_Food Preparation_Natural Gas_Griddle_E4 | F5 | Commercial | Grocery | New | Food Preparation | Natural Gas | Griddle | E4 | Utility - Cost of Operation | 0 | 0 | 0 | 0 | 0 | 0 | 0 | 0 | 0 | 0 | 0 | 0 | 0 | 0 | 0 | 0 | 0 | 0 | 0 | 0 | 0 | 0 | 0 | 0 | 0 | 0 | 0 | 0 | 0 | 0 | 0
F5_Commercial_Grocery_New_Food Preparation_Natural Gas_Griddle_E5 | F5 | Commercial | Grocery | New | Food Preparation | Natural Gas | Griddle | E5 | Utility - Cost of Operation | 0 | 0 | 0 | 0 | 0 | 0 | 0 | 0 | 0 | 0 | 0 | 0 | 0 | 0 | 0 | 0 | 0 | 0 | 0 | 0 | 0 | 0 | 0 | 0 | 0 | 0 | 0 | 0 | 0 | 0 | 0
F5_Commercial_Grocery_New_Food Preparation_Natural Gas_Griddle_E6 | F5 | Commercial | Grocery | New | Food Preparation | Natural Gas | Griddle | E6 | Utility - Cost of Operation | 0 | 0 | 0 | 0 | 0 | 0 | 0 | 0 | 0 | 0 | 0 | 0 | 0 | 0 | 0 | 0 | 0 | 0 | 0 | 0 | 0 | 0 | 0 | 0 | 0 | 0 | 0 | 0 | 0 | 0 | 0
F5_Commercial_Grocery_New_Food Preparation_Natural Gas_Griddle_E7 | F5 | Commercial | Grocery | New | Food Preparation | Natural Gas | Griddle | E7 | Utility - Cost of Operation | 0 | 0 | 0 | 0 | 0 | 0 | 0 | 0 | 0 | 0 | 0 | 0 | 0 | 0 | 0 | 0 | 0 | 0 | 0 | 0 | 0 | 0 | 0 | 0 | 0 | 0 | 0 | 0 | 0 | 0 | 0
F5_Commercial_Grocery_New_Food Preparation_Natural Gas_Griddle_E8 | F5 | Commercial | Grocery | New | Food Preparation | Natural Gas | Griddle | E8 | Utility - Cost of Operation | 0 | 0 | 0 | 0 | 0 | 0 | 0 | 0 | 0 | 0 | 0 | 0 | 0 | 0 | 0 | 0 | 0 | 0 | 0 | 0 | 0 | 0 | 0 | 0 | 0 | 0 | 0 | 0 | 0 | 0 | 0
F5_Commercial_Grocery_New_Food Preparation_Natural Gas_Griddle_E9 | F5 | Commercial | Grocery | New | Food Preparation | Natural Gas | Griddle | E9 | Utility - Cost of Operation | 0 | 0 | 0 | 0 | 0 | 0 | 0 | 0 | 0 | 0 | 0 | 0 | 0 | 0 | 0 | 0 | 0 | 0 | 0 | 0 | 0 | 0 | 0 | 0 | 0 | 0 | 0 | 0 | 0 | 0 | 0
F5_Commercial_Grocery_New_Food Preparation_Natural Gas_Griddle_E10 | F5 | Commercial | Grocery | New | Food Preparation | Natural Gas | Griddle | E10 | Utility - Cost of Operation | 0 | 0 | 0 | 0 | 0 | 0 | 0 | 0 | 0 | 0 | 0 | 0 | 0 | 0 | 0 | 0 | 0 | 0 | 0 | 0 | 0 | 0 | 0 | 0 | 0 | 0 | 0 | 0 | 0 | 0 | 0
F6_Commercial_Grocery_New_Food Preparation_Natural Gas_Griddle_E1 | F6 | Commercial | Grocery | New | Food Preparation | Natural Gas | Griddle | E1 | Utility - Value of Sales | 0.39818 | 0.40433 | 0.40879 | 0.40651 | 0.40692 | 0.38355 | 0.36422 | 0.35343 | 0.34896 | 0.36189 | 0.37888 | 0.39663 | 0.36426 | 0.38587 | 0.38718 | 0.38525 | 0.3856 | 0.38679 | 0.3794 | 0.38386 | 0.38687 | 0.3911 | 0.39654 | 0.19888 | 0.195 | 0.19135 | 0.1879 | 0.18462 | 0.18148 | 0.17845 | 0.17552
F6_Commercial_Grocery_New_Food Preparation_Natural Gas_Griddle_E2 | F6 | Commercial | Grocery | New | Food Preparation | Natural Gas | Griddle | E2 | Utility - Value of Sales | 0.3439 | 0.3492 | 0.35306 | 0.35109 | 0.35145 | 0.33126 | 0.31457 | 0.30525 | 0.30138 | 0.31255 | 0.32722 | 0.34256 | 0.3146 | 0.33326 | 0.3344 | 0.33273 | 0.33303 | 0.33406 | 0.32768 | 0.33153 | 0.33412 | 0.33778 | 0.34248 | 0.17177 | 0.16841 | 0.16526 | 0.16228 | 0.15945 | 0.15673 | 0.15412 | 0.15159
F6_Commercial_Grocery_New_Food Preparation_Natural Gas_Griddle_E3 | F6 | Commercial | Grocery | New | Food Preparation | Natural Gas | Griddle | E3 | Utility - Value of Sales | 0 | 0 | 0 | 0 | 0 | 0 | 0 | 0 | 0 | 0 | 0 | 0 | 0 | 0 | 0 | 0 | 0 | 0 | 0 | 0 | 0 | 0 | 0 | 0 | 0 | 0 | 0 | 0 | 0 | 0 | 0
F6_Commercial_Grocery_New_Food Preparation_Natural Gas_Griddle_E4 | F6 | Commercial | Grocery | New | Food Preparation | Natural Gas | Griddle | E4 | Utility - Value of Sales | 0 | 0 | 0 | 0 | 0 | 0 | 0 | 0 | 0 | 0 | 0 | 0 | 0 | 0 | 0 | 0 | 0 | 0 | 0 | 0 | 0 | 0 | 0 | 0 | 0 | 0 | 0 | 0 | 0 | 0 | 0
F6_Commercial_Grocery_New_Food Preparation_Natural Gas_Griddle_E5 | F6 | Commercial | Grocery | New | Food Preparation | Natural Gas | Griddle | E5 | Utility - Value of Sales | 0 | 0 | 0 | 0 | 0 | 0 | 0 | 0 | 0 | 0 | 0 | 0 | 0 | 0 | 0 | 0 | 0 | 0 | 0 | 0 | 0 | 0 | 0 | 0 | 0 | 0 | 0 | 0 | 0 | 0 | 0
F6_Commercial_Grocery_New_Food Preparation_Natural Gas_Griddle_E6 | F6 | Commercial | Grocery | New | Food Preparation | Natural Gas | Griddle | E6 | Utility - Value of Sales | 0 | 0 | 0 | 0 | 0 | 0 | 0 | 0 | 0 | 0 | 0 | 0 | 0 | 0 | 0 | 0 | 0 | 0 | 0 | 0 | 0 | 0 | 0 | 0 | 0 | 0 | 0 | 0 | 0 | 0 | 0
F6_Commercial_Grocery_New_Food Preparation_Natural Gas_Griddle_E7 | F6 | Commercial | Grocery | New | Food Preparation | Natural Gas | Griddle | E7 | Utility - Value of Sales | 0 | 0 | 0 | 0 | 0 | 0 | 0 | 0 | 0 | 0 | 0 | 0 | 0 | 0 | 0 | 0 | 0 | 0 | 0 | 0 | 0 | 0 | 0 | 0 | 0 | 0 | 0 | 0 | 0 | 0 | 0
F6_Commercial_Grocery_New_Food Preparation_Natural Gas_Griddle_E8 | F6 | Commercial | Grocery | New | Food Preparation | Natural Gas | Griddle | E8 | Utility - Value of Sales | 0 | 0 | 0 | 0 | 0 | 0 | 0 | 0 | 0 | 0 | 0 | 0 | 0 | 0 | 0 | 0 | 0 | 0 | 0 | 0 | 0 | 0 | 0 | 0 | 0 | 0 | 0 | 0 | 0 | 0 | 0
F6_Commercial_Grocery_New_Food Preparation_Natural Gas_Griddle_E9 | F6 | Commercial | Grocery | New | Food Preparation | Natural Gas | Griddle | E9 | Utility - Value of Sales | 0 | 0 | 0 | 0 | 0 | 0 | 0 | 0 | 0 | 0 | 0 | 0 | 0 | 0 | 0 | 0 | 0 | 0 | 0 | 0 | 0 | 0 | 0 | 0 | 0 | 0 | 0 | 0 | 0 | 0 | 0
F6_Commercial_Grocery_New_Food Preparation_Natural Gas_Griddle_E10 | F6 | Commercial | Grocery | New | Food Preparation | Natural Gas | Griddle | E10 | Utility - Value of Sales | 0 | 0 | 0 | 0 | 0 | 0 | 0 | 0 | 0 | 0 | 0 | 0 | 0 | 0 | 0 | 0 | 0 | 0 | 0 | 0 | 0 | 0 | 0 | 0 | 0 | 0 | 0 | 0 | 0 | 0 | 0
F1_Commercial_Grocery_New_Food Preparation_Natural Gas_Range_E1 | F1 | Commercial | Grocery | New | Food Preparation | Natural Gas | Range | E1 | Participant - Cost of Equipment | 0.32347 | 0.32347 | 0.32347 | 0.32347 | 0.32347 | 0.32347 | 0.32347 | 0.32347 | 0.32347 | 0.32347 | 0.32347 | 0.32347 | 0.32347 | 0.32347 | 0.32347 | 0.32347 | 0.32347 | 0.32347 | 0.32347 | 0.32347 | 0.32347 | 0.32347 | 0.32347 | 0.32347 | 0.32347 | 0.32347 | 0.32347 | 0.32347 | 0.32347 | 0.32347 | 0.32347
F1_Commercial_Grocery_New_Food Preparation_Natural Gas_Range_E2 | F1 | Commercial | Grocery | New | Food Preparation | Natural Gas | Range | E2 | Participant - Cost of Equipment | 0.32351 | 0.32351 | 0.32351 | 0.32351 | 0.32351 | 0.32351 | 0.32351 | 0.32351 | 0.32351 | 0.32351 | 0.32351 | 0.32351 | 0.32351 | 0.32351 | 0.32351 | 0.32351 | 0.32351 | 0.32351 | 0.32351 | 0.32351 | 0.32351 | 0.32351 | 0.32351 | 0.32351 | 0.32351 | 0.32351 | 0.32351 | 0.32351 | 0.32351 | 0.32351 | 0.32351
F1_Commercial_Grocery_New_Food Preparation_Natural Gas_Range_E3 | F1 | Commercial | Grocery | New | Food Preparation | Natural Gas | Range | E3 | Participant - Cost of Equipment | 0 | 0 | 0 | 0 | 0 | 0 | 0 | 0 | 0 | 0 | 0 | 0 | 0 | 0 | 0 | 0 | 0 | 0 | 0 | 0 | 0 | 0 | 0 | 0 | 0 | 0 | 0 | 0 | 0 | 0 | 0
F1_Commercial_Grocery_New_Food Preparation_Natural Gas_Range_E4 | F1 | Commercial | Grocery | New | Food Preparation | Natural Gas | Range | E4 | Participant - Cost of Equipment | 0 | 0 | 0 | 0 | 0 | 0 | 0 | 0 | 0 | 0 | 0 | 0 | 0 | 0 | 0 | 0 | 0 | 0 | 0 | 0 | 0 | 0 | 0 | 0 | 0 | 0 | 0 | 0 | 0 | 0 | 0
F1_Commercial_Grocery_New_Food Preparation_Natural Gas_Range_E5 | F1 | Commercial | Grocery | New | Food Preparation | Natural Gas | Range | E5 | Participant - Cost of Equipment | 0 | 0 | 0 | 0 | 0 | 0 | 0 | 0 | 0 | 0 | 0 | 0 | 0 | 0 | 0 | 0 | 0 | 0 | 0 | 0 | 0 | 0 | 0 | 0 | 0 | 0 | 0 | 0 | 0 | 0 | 0
F1_Commercial_Grocery_New_Food Preparation_Natural Gas_Range_E6 | F1 | Commercial | Grocery | New | Food Preparation | Natural Gas | Range | E6 | Participant - Cost of Equipment | 0 | 0 | 0 | 0 | 0 | 0 | 0 | 0 | 0 | 0 | 0 | 0 | 0 | 0 | 0 | 0 | 0 | 0 | 0 | 0 | 0 | 0 | 0 | 0 | 0 | 0 | 0 | 0 | 0 | 0 | 0
F1_Commercial_Grocery_New_Food Preparation_Natural Gas_Range_E7 | F1 | Commercial | Grocery | New | Food Preparation | Natural Gas | Range | E7 | Participant - Cost of Equipment | 0 | 0 | 0 | 0 | 0 | 0 | 0 | 0 | 0 | 0 | 0 | 0 | 0 | 0 | 0 | 0 | 0 | 0 | 0 | 0 | 0 | 0 | 0 | 0 | 0 | 0 | 0 | 0 | 0 | 0 | 0
F1_Commercial_Grocery_New_Food Preparation_Natural Gas_Range_E8 | F1 | Commercial | Grocery | New | Food Preparation | Natural Gas | Range | E8 | Participant - Cost of Equipment | 0 | 0 | 0 | 0 | 0 | 0 | 0 | 0 | 0 | 0 | 0 | 0 | 0 | 0 | 0 | 0 | 0 | 0 | 0 | 0 | 0 | 0 | 0 | 0 | 0 | 0 | 0 | 0 | 0 | 0 | 0
F1_Commercial_Grocery_New_Food Preparation_Natural Gas_Range_E9 | F1 | Commercial | Grocery | New | Food Preparation | Natural Gas | Range | E9 | Participant - Cost of Equipment | 0 | 0 | 0 | 0 | 0 | 0 | 0 | 0 | 0 | 0 | 0 | 0 | 0 | 0 | 0 | 0 | 0 | 0 | 0 | 0 | 0 | 0 | 0 | 0 | 0 | 0 | 0 | 0 | 0 | 0 | 0
F1_Commercial_Grocery_New_Food Preparation_Natural Gas_Range_E10 | F1 | Commercial | Grocery | New | Food Preparation | Natural Gas | Range | E10 | Participant - Cost of Equipment | 0 | 0 | 0 | 0 | 0 | 0 | 0 | 0 | 0 | 0 | 0 | 0 | 0 | 0 | 0 | 0 | 0 | 0 | 0 | 0 | 0 | 0 | 0 | 0 | 0 | 0 | 0 | 0 | 0 | 0 | 0
F2_Commercial_Grocery_New_Food Preparation_Natural Gas_Range_E1 | F2 | Commercial | Grocery | New | Food Preparation | Natural Gas | Range | E1 | Participant - Cost of Operation | 0.46209 | 0.47125 | 0.4778 | 0.4849 | 0.4951 | 0.46386 | 0.43944 | 0.4266 | 0.42199 | 0.41491 | 0.41014 | 0.43187 | 0.38651 | 0.41312 | 0.44728 | 0.48048 | 0.48172 | 0.48402 | 0.47477 | 0.48137 | 0.48599 | 0.49222 | 0.50005 | 0.23555 | 0.23085 | 0.22645 | 0.22231 | 0.21838 | 0.21464 | 0.21103 | 0.20755
F2_Commercial_Grocery_New_Food Preparation_Natural Gas_Range_E2 | F2 | Commercial | Grocery | New | Food Preparation | Natural Gas | Range | E2 | Participant - Cost of Operation | 0.34657 | 0.35344 | 0.35835 | 0.36367 | 0.37132 | 0.34789 | 0.32958 | 0.31995 | 0.31649 | 0.31119 | 0.3076 | 0.3239 | 0.28988 | 0.30984 | 0.33546 | 0.36036 | 0.36129 | 0.36301 | 0.35608 | 0.36103 | 0.36449 | 0.36916 | 0.37504 | 0.17666 | 0.17314 | 0.16984 | 0.16673 | 0.16379 | 0.16098 | 0.15827 | 0.15566
F2_Commercial_Grocery_New_Food Preparation_Natural Gas_Range_E3 | F2 | Commercial | Grocery | New | Food Preparation | Natural Gas | Range | E3 | Participant - Cost of Operation | 0 | 0 | 0 | 0 | 0 | 0 | 0 | 0 | 0 | 0 | 0 | 0 | 0 | 0 | 0 | 0 | 0 | 0 | 0 | 0 | 0 | 0 | 0 | 0 | 0 | 0 | 0 | 0 | 0 | 0 | 0
F2_Commercial_Grocery_New_Food Preparation_Natural Gas_Range_E4 | F2 | Commercial | Grocery | New | Food Preparation | Natural Gas | Range | E4 | Participant - Cost of Operation | 0 | 0 | 0 | 0 | 0 | 0 | 0 | 0 | 0 | 0 | 0 | 0 | 0 | 0 | 0 | 0 | 0 | 0 | 0 | 0 | 0 | 0 | 0 | 0 | 0 | 0 | 0 | 0 | 0 | 0 | 0
F2_Commercial_Grocery_New_Food Preparation_Natural Gas_Range_E5 | F2 | Commercial | Grocery | New | Food Preparation | Natural Gas | Range | E5 | Participant - Cost of Operation | 0 | 0 | 0 | 0 | 0 | 0 | 0 | 0 | 0 | 0 | 0 | 0 | 0 | 0 | 0 | 0 | 0 | 0 | 0 | 0 | 0 | 0 | 0 | 0 | 0 | 0 | 0 | 0 | 0 | 0 | 0
F2_Commercial_Grocery_New_Food Preparation_Natural Gas_Range_E6 | F2 | Commercial | Grocery | New | Food Preparation | Natural Gas | Range | E6 | Participant - Cost of Operation | 0 | 0 | 0 | 0 | 0 | 0 | 0 | 0 | 0 | 0 | 0 | 0 | 0 | 0 | 0 | 0 | 0 | 0 | 0 | 0 | 0 | 0 | 0 | 0 | 0 | 0 | 0 | 0 | 0 | 0 | 0
F2_Commercial_Grocery_New_Food Preparation_Natural Gas_Range_E7 | F2 | Commercial | Grocery | New | Food Preparation | Natural Gas | Range | E7 | Participant - Cost of Operation | 0 | 0 | 0 | 0 | 0 | 0 | 0 | 0 | 0 | 0 | 0 | 0 | 0 | 0 | 0 | 0 | 0 | 0 | 0 | 0 | 0 | 0 | 0 | 0 | 0 | 0 | 0 | 0 | 0 | 0 | 0
F2_Commercial_Grocery_New_Food Preparation_Natural Gas_Range_E8 | F2 | Commercial | Grocery | New | Food Preparation | Natural Gas | Range | E8 | Participant - Cost of Operation | 0 | 0 | 0 | 0 | 0 | 0 | 0 | 0 | 0 | 0 | 0 | 0 | 0 | 0 | 0 | 0 | 0 | 0 | 0 | 0 | 0 | 0 | 0 | 0 | 0 | 0 | 0 | 0 | 0 | 0 | 0
F2_Commercial_Grocery_New_Food Preparation_Natural Gas_Range_E9 | F2 | Commercial | Grocery | New | Food Preparation | Natural Gas | Range | E9 | Participant - Cost of Operation | 0 | 0 | 0 | 0 | 0 | 0 | 0 | 0 | 0 | 0 | 0 | 0 | 0 | 0 | 0 | 0 | 0 | 0 | 0 | 0 | 0 | 0 | 0 | 0 | 0 | 0 | 0 | 0 | 0 | 0 | 0
F2_Commercial_Grocery_New_Food Preparation_Natural Gas_Range_E10 | F2 | Commercial | Grocery | New | Food Preparation | Natural Gas | Range | E10 | Participant - Cost of Operation | 0 | 0 | 0 | 0 | 0 | 0 | 0 | 0 | 0 | 0 | 0 | 0 | 0 | 0 | 0 | 0 | 0 | 0 | 0 | 0 | 0 | 0 | 0 | 0 | 0 | 0 | 0 | 0 | 0 | 0 | 0
F3_Commercial_Grocery_New_Food Preparation_Natural Gas_Range_E1 | F3 | Commercial | Grocery | New | Food Preparation | Natural Gas | Range | E1 | System - kBTUs of Conusmption | 38.6676 | 38.7603 | 38.7012 | 38.6608 | 38.6608 | 38.6608 | 38.6608 | 38.6608 | 38.6608 | 38.6608 | 38.6608 | 38.6608 | 38.6608 | 38.6608 | 38.6608 | 38.6608 | 38.6608 | 38.6608 | 38.6608 | 38.6608 | 38.6608 | 38.6608 | 38.6608 | 38.6608 | 38.6608 | 38.6608 | 38.6608 | 38.6608 | 38.6608 | 38.6608 | 38.6608
F3_Commercial_Grocery_New_Food Preparation_Natural Gas_Range_E2 | F3 | Commercial | Grocery | New | Food Preparation | Natural Gas | Range | E2 | System - kBTUs of Conusmption | 29.0007 | 29.0702 | 29.0259 | 28.9956 | 28.9956 | 28.9956 | 28.9956 | 28.9956 | 28.9956 | 28.9956 | 28.9956 | 28.9956 | 28.9956 | 28.9956 | 28.9956 | 28.9956 | 28.9956 | 28.9956 | 28.9956 | 28.9956 | 28.9956 | 28.9956 | 28.9956 | 28.9956 | 28.9956 | 28.9956 | 28.9956 | 28.9956 | 28.9956 | 28.9956 | 28.9956
F3_Commercial_Grocery_New_Food Preparation_Natural Gas_Range_E3 | F3 | Commercial | Grocery | New | Food Preparation | Natural Gas | Range | E3 | System - kBTUs of Conusmption | 0 | 0 | 0 | 0 | 0 | 0 | 0 | 0 | 0 | 0 | 0 | 0 | 0 | 0 | 0 | 0 | 0 | 0 | 0 | 0 | 0 | 0 | 0 | 0 | 0 | 0 | 0 | 0 | 0 | 0 | 0
F3_Commercial_Grocery_New_Food Preparation_Natural Gas_Range_E4 | F3 | Commercial | Grocery | New | Food Preparation | Natural Gas | Range | E4 | System - kBTUs of Conusmption | 0 | 0 | 0 | 0 | 0 | 0 | 0 | 0 | 0 | 0 | 0 | 0 | 0 | 0 | 0 | 0 | 0 | 0 | 0 | 0 | 0 | 0 | 0 | 0 | 0 | 0 | 0 | 0 | 0 | 0 | 0
F3_Commercial_Grocery_New_Food Preparation_Natural Gas_Range_E5 | F3 | Commercial | Grocery | New | Food Preparation | Natural Gas | Range | E5 | System - kBTUs of Conusmption | 0 | 0 | 0 | 0 | 0 | 0 | 0 | 0 | 0 | 0 | 0 | 0 | 0 | 0 | 0 | 0 | 0 | 0 | 0 | 0 | 0 | 0 | 0 | 0 | 0 | 0 | 0 | 0 | 0 | 0 | 0
F3_Commercial_Grocery_New_Food Preparation_Natural Gas_Range_E6 | F3 | Commercial | Grocery | New | Food Preparation | Natural Gas | Range | E6 | System - kBTUs of Conusmption | 0 | 0 | 0 | 0 | 0 | 0 | 0 | 0 | 0 | 0 | 0 | 0 | 0 | 0 | 0 | 0 | 0 | 0 | 0 | 0 | 0 | 0 | 0 | 0 | 0 | 0 | 0 | 0 | 0 | 0 | 0
F3_Commercial_Grocery_New_Food Preparation_Natural Gas_Range_E7 | F3 | Commercial | Grocery | New | Food Preparation | Natural Gas | Range | E7 | System - kBTUs of Conusmption | 0 | 0 | 0 | 0 | 0 | 0 | 0 | 0 | 0 | 0 | 0 | 0 | 0 | 0 | 0 | 0 | 0 | 0 | 0 | 0 | 0 | 0 | 0 | 0 | 0 | 0 | 0 | 0 | 0 | 0 | 0
F3_Commercial_Grocery_New_Food Preparation_Natural Gas_Range_E8 | F3 | Commercial | Grocery | New | Food Preparation | Natural Gas | Range | E8 | System - kBTUs of Conusmption | 0 | 0 | 0 | 0 | 0 | 0 | 0 | 0 | 0 | 0 | 0 | 0 | 0 | 0 | 0 | 0 | 0 | 0 | 0 | 0 | 0 | 0 | 0 | 0 | 0 | 0 | 0 | 0 | 0 | 0 | 0
F3_Commercial_Grocery_New_Food Preparation_Natural Gas_Range_E9 | F3 | Commercial | Grocery | New | Food Preparation | Natural Gas | Range | E9 | System - kBTUs of Conusmption | 0 | 0 | 0 | 0 | 0 | 0 | 0 | 0 | 0 | 0 | 0 | 0 | 0 | 0 | 0 | 0 | 0 | 0 | 0 | 0 | 0 | 0 | 0 | 0 | 0 | 0 | 0 | 0 | 0 | 0 | 0
F3_Commercial_Grocery_New_Food Preparation_Natural Gas_Range_E10 | F3 | Commercial | Grocery | New | Food Preparation | Natural Gas | Range | E10 | System - kBTUs of Conusmption | 0 | 0 | 0 | 0 | 0 | 0 | 0 | 0 | 0 | 0 | 0 | 0 | 0 | 0 | 0 | 0 | 0 | 0 | 0 | 0 | 0 | 0 | 0 | 0 | 0 | 0 | 0 | 0 | 0 | 0 | 0
F4_Commercial_Grocery_New_Food Preparation_Natural Gas_Range_E1 | F4 | Commercial | Grocery | New | Food Preparation | Natural Gas | Range | E1 | Utility - Cost of Equipment | 0.32347 | 0.32347 | 0.32347 | 0.32347 | 0.32347 | 0.32347 | 0.32347 | 0.32347 | 0.32347 | 0.32347 | 0.32347 | 0.32347 | 0.32347 | 0.32347 | 0.32347 | 0.32347 | 0.32347 | 0.32347 | 0.32347 | 0.32347 | 0.32347 | 0.32347 | 0.32347 | 0.32347 | 0.32347 | 0.32347 | 0.32347 | 0.32347 | 0.32347 | 0.32347 | 0.32347
F4_Commercial_Grocery_New_Food Preparation_Natural Gas_Range_E2 | F4 | Commercial | Grocery | New | Food Preparation | Natural Gas | Range | E2 | Utility - Cost of Equipment | 0.32351 | 0.32351 | 0.32351 | 0.32351 | 0.32351 | 0.32351 | 0.32351 | 0.32351 | 0.32351 | 0.32351 | 0.32351 | 0.32351 | 0.32351 | 0.32351 | 0.32351 | 0.32351 | 0.32351 | 0.32351 | 0.32351 | 0.32351 | 0.32351 | 0.32351 | 0.32351 | 0.32351 | 0.32351 | 0.32351 | 0.32351 | 0.32351 | 0.32351 | 0.32351 | 0.32351
F4_Commercial_Grocery_New_Food Preparation_Natural Gas_Range_E3 | F4 | Commercial | Grocery | New | Food Preparation | Natural Gas | Range | E3 | Utility - Cost of Equipment | 0 | 0 | 0 | 0 | 0 | 0 | 0 | 0 | 0 | 0 | 0 | 0 | 0 | 0 | 0 | 0 | 0 | 0 | 0 | 0 | 0 | 0 | 0 | 0 | 0 | 0 | 0 | 0 | 0 | 0 | 0
F4_Commercial_Grocery_New_Food Preparation_Natural Gas_Range_E4 | F4 | Commercial | Grocery | New | Food Preparation | Natural Gas | Range | E4 | Utility - Cost of Equipment | 0 | 0 | 0 | 0 | 0 | 0 | 0 | 0 | 0 | 0 | 0 | 0 | 0 | 0 | 0 | 0 | 0 | 0 | 0 | 0 | 0 | 0 | 0 | 0 | 0 | 0 | 0 | 0 | 0 | 0 | 0
F4_Commercial_Grocery_New_Food Preparation_Natural Gas_Range_E5 | F4 | Commercial | Grocery | New | Food Preparation | Natural Gas | Range | E5 | Utility - Cost of Equipment | 0 | 0 | 0 | 0 | 0 | 0 | 0 | 0 | 0 | 0 | 0 | 0 | 0 | 0 | 0 | 0 | 0 | 0 | 0 | 0 | 0 | 0 | 0 | 0 | 0 | 0 | 0 | 0 | 0 | 0 | 0
F4_Commercial_Grocery_New_Food Preparation_Natural Gas_Range_E6 | F4 | Commercial | Grocery | New | Food Preparation | Natural Gas | Range | E6 | Utility - Cost of Equipment | 0 | 0 | 0 | 0 | 0 | 0 | 0 | 0 | 0 | 0 | 0 | 0 | 0 | 0 | 0 | 0 | 0 | 0 | 0 | 0 | 0 | 0 | 0 | 0 | 0 | 0 | 0 | 0 | 0 | 0 | 0
F4_Commercial_Grocery_New_Food Preparation_Natural Gas_Range_E7 | F4 | Commercial | Grocery | New | Food Preparation | Natural Gas | Range | E7 | Utility - Cost of Equipment | 0 | 0 | 0 | 0 | 0 | 0 | 0 | 0 | 0 | 0 | 0 | 0 | 0 | 0 | 0 | 0 | 0 | 0 | 0 | 0 | 0 | 0 | 0 | 0 | 0 | 0 | 0 | 0 | 0 | 0 | 0
F4_Commercial_Grocery_New_Food Preparation_Natural Gas_Range_E8 | F4 | Commercial | Grocery | New | Food Preparation | Natural Gas | Range | E8 | Utility - Cost of Equipment | 0 | 0 | 0 | 0 | 0 | 0 | 0 | 0 | 0 | 0 | 0 | 0 | 0 | 0 | 0 | 0 | 0 | 0 | 0 | 0 | 0 | 0 | 0 | 0 | 0 | 0 | 0 | 0 | 0 | 0 | 0
F4_Commercial_Grocery_New_Food Preparation_Natural Gas_Range_E9 | F4 | Commercial | Grocery | New | Food Preparation | Natural Gas | Range | E9 | Utility - Cost of Equipment | 0 | 0 | 0 | 0 | 0 | 0 | 0 | 0 | 0 | 0 | 0 | 0 | 0 | 0 | 0 | 0 | 0 | 0 | 0 | 0 | 0 | 0 | 0 | 0 | 0 | 0 | 0 | 0 | 0 | 0 | 0
F4_Commercial_Grocery_New_Food Preparation_Natural Gas_Range_E10 | F4 | Commercial | Grocery | New | Food Preparation | Natural Gas | Range | E10 | Utility - Cost of Equipment | 0 | 0 | 0 | 0 | 0 | 0 | 0 | 0 | 0 | 0 | 0 | 0 | 0 | 0 | 0 | 0 | 0 | 0 | 0 | 0 | 0 | 0 | 0 | 0 | 0 | 0 | 0 | 0 | 0 | 0 | 0
F5_Commercial_Grocery_New_Food Preparation_Natural Gas_Range_E1 | F5 | Commercial | Grocery | New | Food Preparation | Natural Gas | Range | E1 | Utility - Cost of Operation | 0.3857 | 0.39334 | 0.39881 | 0.40474 | 0.41325 | 0.38717 | 0.36679 | 0.35608 | 0.35223 | 0.34632 | 0.34233 | 0.36047 | 0.32261 | 0.34482 | 0.37333 | 0.40105 | 0.40208 | 0.404 | 0.39628 | 0.40179 | 0.40564 | 0.41084 | 0.41738 | 0.19661 | 0.19269 | 0.18901 | 0.18556 | 0.18228 | 0.17915 | 0.17614 | 0.17323
F5_Commercial_Grocery_New_Food Preparation_Natural Gas_Range_E2 | F5 | Commercial | Grocery | New | Food Preparation | Natural Gas | Range | E2 | Utility - Cost of Operation | 0.28927 | 0.29501 | 0.29911 | 0.30355 | 0.30994 | 0.29038 | 0.2751 | 0.26706 | 0.26417 | 0.25974 | 0.25675 | 0.27035 | 0.24196 | 0.25862 | 0.28 | 0.30078 | 0.30156 | 0.303 | 0.29721 | 0.30134 | 0.30423 | 0.30813 | 0.31304 | 0.14746 | 0.14451 | 0.14176 | 0.13917 | 0.13671 | 0.13436 | 0.13211 | 0.12993
F5_Commercial_Grocery_New_Food Preparation_Natural Gas_Range_E3 | F5 | Commercial | Grocery | New | Food Preparation | Natural Gas | Range | E3 | Utility - Cost of Operation | 0 | 0 | 0 | 0 | 0 | 0 | 0 | 0 | 0 | 0 | 0 | 0 | 0 | 0 | 0 | 0 | 0 | 0 | 0 | 0 | 0 | 0 | 0 | 0 | 0 | 0 | 0 | 0 | 0 | 0 | 0
F5_Commercial_Grocery_New_Food Preparation_Natural Gas_Range_E4 | F5 | Commercial | Grocery | New | Food Preparation | Natural Gas | Range | E4 | Utility - Cost of Operation | 0 | 0 | 0 | 0 | 0 | 0 | 0 | 0 | 0 | 0 | 0 | 0 | 0 | 0 | 0 | 0 | 0 | 0 | 0 | 0 | 0 | 0 | 0 | 0 | 0 | 0 | 0 | 0 | 0 | 0 | 0
F5_Commercial_Grocery_New_Food Preparation_Natural Gas_Range_E5 | F5 | Commercial | Grocery | New | Food Preparation | Natural Gas | Range | E5 | Utility - Cost of Operation | 0 | 0 | 0 | 0 | 0 | 0 | 0 | 0 | 0 | 0 | 0 | 0 | 0 | 0 | 0 | 0 | 0 | 0 | 0 | 0 | 0 | 0 | 0 | 0 | 0 | 0 | 0 | 0 | 0 | 0 | 0
F5_Commercial_Grocery_New_Food Preparation_Natural Gas_Range_E6 | F5 | Commercial | Grocery | New | Food Preparation | Natural Gas | Range | E6 | Utility - Cost of Operation | 0 | 0 | 0 | 0 | 0 | 0 | 0 | 0 | 0 | 0 | 0 | 0 | 0 | 0 | 0 | 0 | 0 | 0 | 0 | 0 | 0 | 0 | 0 | 0 | 0 | 0 | 0 | 0 | 0 | 0 | 0
F5_Commercial_Grocery_New_Food Preparation_Natural Gas_Range_E7 | F5 | Commercial | Grocery | New | Food Preparation | Natural Gas | Range | E7 | Utility - Cost of Operation | 0 | 0 | 0 | 0 | 0 | 0 | 0 | 0 | 0 | 0 | 0 | 0 | 0 | 0 | 0 | 0 | 0 | 0 | 0 | 0 | 0 | 0 | 0 | 0 | 0 | 0 | 0 | 0 | 0 | 0 | 0
F5_Commercial_Grocery_New_Food Preparation_Natural Gas_Range_E8 | F5 | Commercial | Grocery | New | Food Preparation | Natural Gas | Range | E8 | Utility - Cost of Operation | 0 | 0 | 0 | 0 | 0 | 0 | 0 | 0 | 0 | 0 | 0 | 0 | 0 | 0 | 0 | 0 | 0 | 0 | 0 | 0 | 0 | 0 | 0 | 0 | 0 | 0 | 0 | 0 | 0 | 0 | 0
F5_Commercial_Grocery_New_Food Preparation_Natural Gas_Range_E9 | F5 | Commercial | Grocery | New | Food Preparation | Natural Gas | Range | E9 | Utility - Cost of Operation | 0 | 0 | 0 | 0 | 0 | 0 | 0 | 0 | 0 | 0 | 0 | 0 | 0 | 0 | 0 | 0 | 0 | 0 | 0 | 0 | 0 | 0 | 0 | 0 | 0 | 0 | 0 | 0 | 0 | 0 | 0
F5_Commercial_Grocery_New_Food Preparation_Natural Gas_Range_E10 | F5 | Commercial | Grocery | New | Food Preparation | Natural Gas | Range | E10 | Utility - Cost of Operation | 0 | 0 | 0 | 0 | 0 | 0 | 0 | 0 | 0 | 0 | 0 | 0 | 0 | 0 | 0 | 0 | 0 | 0 | 0 | 0 | 0 | 0 | 0 | 0 | 0 | 0 | 0 | 0 | 0 | 0 | 0
F6_Commercial_Grocery_New_Food Preparation_Natural Gas_Range_E1 | F6 | Commercial | Grocery | New | Food Preparation | Natural Gas | Range | E1 | Utility - Value of Sales | 0.46209 | 0.47125 | 0.4778 | 0.4849 | 0.4951 | 0.46386 | 0.43944 | 0.4266 | 0.42199 | 0.41491 | 0.41014 | 0.43187 | 0.38651 | 0.41312 | 0.44728 | 0.48048 | 0.48172 | 0.48402 | 0.47477 | 0.48137 | 0.48599 | 0.49222 | 0.50005 | 0.23555 | 0.23085 | 0.22645 | 0.22231 | 0.21838 | 0.21464 | 0.21103 | 0.20755
F6_Commercial_Grocery_New_Food Preparation_Natural Gas_Range_E2 | F6 | Commercial | Grocery | New | Food Preparation | Natural Gas | Range | E2 | Utility - Value of Sales | 0.34657 | 0.35344 | 0.35835 | 0.36367 | 0.37132 | 0.34789 | 0.32958 | 0.31995 | 0.31649 | 0.31119 | 0.3076 | 0.3239 | 0.28988 | 0.30984 | 0.33546 | 0.36036 | 0.36129 | 0.36301 | 0.35608 | 0.36103 | 0.36449 | 0.36916 | 0.37504 | 0.17666 | 0.17314 | 0.16984 | 0.16673 | 0.16379 | 0.16098 | 0.15827 | 0.15566
F6_Commercial_Grocery_New_Food Preparation_Natural Gas_Range_E3 | F6 | Commercial | Grocery | New | Food Preparation | Natural Gas | Range | E3 | Utility - Value of Sales | 0 | 0 | 0 | 0 | 0 | 0 | 0 | 0 | 0 | 0 | 0 | 0 | 0 | 0 | 0 | 0 | 0 | 0 | 0 | 0 | 0 | 0 | 0 | 0 | 0 | 0 | 0 | 0 | 0 | 0 | 0
F6_Commercial_Grocery_New_Food Preparation_Natural Gas_Range_E4 | F6 | Commercial | Grocery | New | Food Preparation | Natural Gas | Range | E4 | Utility - Value of Sales | 0 | 0 | 0 | 0 | 0 | 0 | 0 | 0 | 0 | 0 | 0 | 0 | 0 | 0 | 0 | 0 | 0 | 0 | 0 | 0 | 0 | 0 | 0 | 0 | 0 | 0 | 0 | 0 | 0 | 0 | 0
F6_Commercial_Grocery_New_Food Preparation_Natural Gas_Range_E5 | F6 | Commercial | Grocery | New | Food Preparation | Natural Gas | Range | E5 | Utility - Value of Sales | 0 | 0 | 0 | 0 | 0 | 0 | 0 | 0 | 0 | 0 | 0 | 0 | 0 | 0 | 0 | 0 | 0 | 0 | 0 | 0 | 0 | 0 | 0 | 0 | 0 | 0 | 0 | 0 | 0 | 0 | 0
F6_Commercial_Grocery_New_Food Preparation_Natural Gas_Range_E6 | F6 | Commercial | Grocery | New | Food Preparation | Natural Gas | Range | E6 | Utility - Value of Sales | 0 | 0 | 0 | 0 | 0 | 0 | 0 | 0 | 0 | 0 | 0 | 0 | 0 | 0 | 0 | 0 | 0 | 0 | 0 | 0 | 0 | 0 | 0 | 0 | 0 | 0 | 0 | 0 | 0 | 0 | 0
F6_Commercial_Grocery_New_Food Preparation_Natural Gas_Range_E7 | F6 | Commercial | Grocery | New | Food Preparation | Natural Gas | Range | E7 | Utility - Value of Sales | 0 | 0 | 0 | 0 | 0 | 0 | 0 | 0 | 0 | 0 | 0 | 0 | 0 | 0 | 0 | 0 | 0 | 0 | 0 | 0 | 0 | 0 | 0 | 0 | 0 | 0 | 0 | 0 | 0 | 0 | 0
F6_Commercial_Grocery_New_Food Preparation_Natural Gas_Range_E8 | F6 | Commercial | Grocery | New | Food Preparation | Natural Gas | Range | E8 | Utility - Value of Sales | 0 | 0 | 0 | 0 | 0 | 0 | 0 | 0 | 0 | 0 | 0 | 0 | 0 | 0 | 0 | 0 | 0 | 0 | 0 | 0 | 0 | 0 | 0 | 0 | 0 | 0 | 0 | 0 | 0 | 0 | 0
F6_Commercial_Grocery_New_Food Preparation_Natural Gas_Range_E9 | F6 | Commercial | Grocery | New | Food Preparation | Natural Gas | Range | E9 | Utility - Value of Sales | 0 | 0 | 0 | 0 | 0 | 0 | 0 | 0 | 0 | 0 | 0 | 0 | 0 | 0 | 0 | 0 | 0 | 0 | 0 | 0 | 0 | 0 | 0 | 0 | 0 | 0 | 0 | 0 | 0 | 0 | 0
F6_Commercial_Grocery_New_Food Preparation_Natural Gas_Range_E10 | F6 | Commercial | Grocery | New | Food Preparation | Natural Gas | Range | E10 | Utility - Value of Sales | 0 | 0 | 0 | 0 | 0 | 0 | 0 | 0 | 0 | 0 | 0 | 0 | 0 | 0 | 0 | 0 | 0 | 0 | 0 | 0 | 0 | 0 | 0 | 0 | 0 | 0 | 0 | 0 | 0 | 0 | 0
F1_Commercial_Grocery_New_Food Preparation_Natural Gas_Steamer_E1 | F1 | Commercial | Grocery | New | Food Preparation | Natural Gas | Steamer | E1 | Participant - Cost of Equipment | 0.98985 | 0.98985 | 0.98985 | 0 | 0 | 0 | 0 | 0 | 0 | 0 | 0 | 0 | 0 | 0 | 0 | 0 | 0 | 0 | 0 | 0 | 0 | 0 | 0 | 0 | 0 | 0 | 0 | 0 | 0 | 0 | 0
F1_Commercial_Grocery_New_Food Preparation_Natural Gas_Steamer_E2 | F1 | Commercial | Grocery | New | Food Preparation | Natural Gas | Steamer | E2 | Participant - Cost of Equipment | 1.0634 | 1.0634 | 1.0634 | 1.0634 | 1.0634 | 1.0634 | 1.0634 | 1.0634 | 1.0634 | 1.0634 | 1.0634 | 1.0634 | 1.0634 | 1.0634 | 1.0634 | 1.0634 | 1.0634 | 1.0634 | 1.0634 | 1.0634 | 1.0634 | 1.0634 | 1.0634 | 1.0634 | 1.0634 | 1.0634 | 1.0634 | 1.0634 | 1.0634 | 1.0634 | 1.0634
F1_Commercial_Grocery_New_Food Preparation_Natural Gas_Steamer_E3 | F1 | Commercial | Grocery | New | Food Preparation | Natural Gas | Steamer | E3 | Participant - Cost of Equipment | 0 | 0 | 0 | 0 | 0 | 0 | 0 | 0 | 0 | 0 | 0 | 0 | 0 | 0 | 0 | 0 | 0 | 0 | 0 | 0 | 0 | 0 | 0 | 0 | 0 | 0 | 0 | 0 | 0 | 0 | 0
F1_Commercial_Grocery_New_Food Preparation_Natural Gas_Steamer_E4 | F1 | Commercial | Grocery | New | Food Preparation | Natural Gas | Steamer | E4 | Participant - Cost of Equipment | 0 | 0 | 0 | 0 | 0 | 0 | 0 | 0 | 0 | 0 | 0 | 0 | 0 | 0 | 0 | 0 | 0 | 0 | 0 | 0 | 0 | 0 | 0 | 0 | 0 | 0 | 0 | 0 | 0 | 0 | 0
F1_Commercial_Grocery_New_Food Preparation_Natural Gas_Steamer_E5 | F1 | Commercial | Grocery | New | Food Preparation | Natural Gas | Steamer | E5 | Participant - Cost of Equipment | 0 | 0 | 0 | 0 | 0 | 0 | 0 | 0 | 0 | 0 | 0 | 0 | 0 | 0 | 0 | 0 | 0 | 0 | 0 | 0 | 0 | 0 | 0 | 0 | 0 | 0 | 0 | 0 | 0 | 0 | 0
F1_Commercial_Grocery_New_Food Preparation_Natural Gas_Steamer_E6 | F1 | Commercial | Grocery | New | Food Preparation | Natural Gas | Steamer | E6 | Participant - Cost of Equipment | 0 | 0 | 0 | 0 | 0 | 0 | 0 | 0 | 0 | 0 | 0 | 0 | 0 | 0 | 0 | 0 | 0 | 0 | 0 | 0 | 0 | 0 | 0 | 0 | 0 | 0 | 0 | 0 | 0 | 0 | 0
F1_Commercial_Grocery_New_Food Preparation_Natural Gas_Steamer_E7 | F1 | Commercial | Grocery | New | Food Preparation | Natural Gas | Steamer | E7 | Participant - Cost of Equipment | 0 | 0 | 0 | 0 | 0 | 0 | 0 | 0 | 0 | 0 | 0 | 0 | 0 | 0 | 0 | 0 | 0 | 0 | 0 | 0 | 0 | 0 | 0 | 0 | 0 | 0 | 0 | 0 | 0 | 0 | 0
F1_Commercial_Grocery_New_Food Preparation_Natural Gas_Steamer_E8 | F1 | Commercial | Grocery | New | Food Preparation | Natural Gas | Steamer | E8 | Participant - Cost of Equipment | 0 | 0 | 0 | 0 | 0 | 0 | 0 | 0 | 0 | 0 | 0 | 0 | 0 | 0 | 0 | 0 | 0 | 0 | 0 | 0 | 0 | 0 | 0 | 0 | 0 | 0 | 0 | 0 | 0 | 0 | 0
F1_Commercial_Grocery_New_Food Preparation_Natural Gas_Steamer_E9 | F1 | Commercial | Grocery | New | Food Preparation | Natural Gas | Steamer | E9 | Participant - Cost of Equipment | 0 | 0 | 0 | 0 | 0 | 0 | 0 | 0 | 0 | 0 | 0 | 0 | 0 | 0 | 0 | 0 | 0 | 0 | 0 | 0 | 0 | 0 | 0 | 0 | 0 | 0 | 0 | 0 | 0 | 0 | 0
F1_Commercial_Grocery_New_Food Preparation_Natural Gas_Steamer_E10 | F1 | Commercial | Grocery | New | Food Preparation | Natural Gas | Steamer | E10 | Participant - Cost of Equipment | 0 | 0 | 0 | 0 | 0 | 0 | 0 | 0 | 0 | 0 | 0 | 0 | 0 | 0 | 0 | 0 | 0 | 0 | 0 | 0 | 0 | 0 | 0 | 0 | 0 | 0 | 0 | 0 | 0 | 0 | 0
F2_Commercial_Grocery_New_Food Preparation_Natural Gas_Steamer_E1 | F2 | Commercial | Grocery | New | Food Preparation | Natural Gas | Steamer | E1 | Participant - Cost of Operation | 1.083 | 1.0922 | 1.0974 | 0 | 0 | 0 | 0 | 0 | 0 | 0 | 0 | 0 | 0 | 0 | 0 | 0 | 0 | 0 | 0 | 0 | 0 | 0 | 0 | 0 | 0 | 0 | 0 | 0 | 0 | 0 | 0
F2_Commercial_Grocery_New_Food Preparation_Natural Gas_Steamer_E2 | F2 | Commercial | Grocery | New | Food Preparation | Natural Gas | Steamer | E2 | Participant - Cost of Operation | 0.2259 | 0.22782 | 0.22892 | 0.22995 | 0.23221 | 0.21853 | 0.20721 | 0.20679 | 0.21054 | 0.21389 | 0.21897 | 0.22358 | 0.19889 | 0.20454 | 0.21284 | 0.2201 | 0.22034 | 0.22106 | 0.21685 | 0.21944 | 0.22119 | 0.22364 | 0.22679 | 0.11327 | 0.11106 | 0.10898 | 0.10702 | 0.10515 | 0.10336 | 0.10163 | 0.099964
F2_Commercial_Grocery_New_Food Preparation_Natural Gas_Steamer_E3 | F2 | Commercial | Grocery | New | Food Preparation | Natural Gas | Steamer | E3 | Participant - Cost of Operation | 0 | 0 | 0 | 0 | 0 | 0 | 0 | 0 | 0 | 0 | 0 | 0 | 0 | 0 | 0 | 0 | 0 | 0 | 0 | 0 | 0 | 0 | 0 | 0 | 0 | 0 | 0 | 0 | 0 | 0 | 0
F2_Commercial_Grocery_New_Food Preparation_Natural Gas_Steamer_E4 | F2 | Commercial | Grocery | New | Food Preparation | Natural Gas | Steamer | E4 | Participant - Cost of Operation | 0 | 0 | 0 | 0 | 0 | 0 | 0 | 0 | 0 | 0 | 0 | 0 | 0 | 0 | 0 | 0 | 0 | 0 | 0 | 0 | 0 | 0 | 0 | 0 | 0 | 0 | 0 | 0 | 0 | 0 | 0
F2_Commercial_Grocery_New_Food Preparation_Natural Gas_Steamer_E5 | F2 | Commercial | Grocery | New | Food Preparation | Natural Gas | Steamer | E5 | Participant - Cost of Operation | 0 | 0 | 0 | 0 | 0 | 0 | 0 | 0 | 0 | 0 | 0 | 0 | 0 | 0 | 0 | 0 | 0 | 0 | 0 | 0 | 0 | 0 | 0 | 0 | 0 | 0 | 0 | 0 | 0 | 0 | 0
F2_Commercial_Grocery_New_Food Preparation_Natural Gas_Steamer_E6 | F2 | Commercial | Grocery | New | Food Preparation | Natural Gas | Steamer | E6 | Participant - Cost of Operation | 0 | 0 | 0 | 0 | 0 | 0 | 0 | 0 | 0 | 0 | 0 | 0 | 0 | 0 | 0 | 0 | 0 | 0 | 0 | 0 | 0 | 0 | 0 | 0 | 0 | 0 | 0 | 0 | 0 | 0 | 0
F2_Commercial_Grocery_New_Food Preparation_Natural Gas_Steamer_E7 | F2 | Commercial | Grocery | New | Food Preparation | Natural Gas | Steamer | E7 | Participant - Cost of Operation | 0 | 0 | 0 | 0 | 0 | 0 | 0 | 0 | 0 | 0 | 0 | 0 | 0 | 0 | 0 | 0 | 0 | 0 | 0 | 0 | 0 | 0 | 0 | 0 | 0 | 0 | 0 | 0 | 0 | 0 | 0
F2_Commercial_Grocery_New_Food Preparation_Natural Gas_Steamer_E8 | F2 | Commercial | Grocery | New | Food Preparation | Natural Gas | Steamer | E8 | Participant - Cost of Operation | 0 | 0 | 0 | 0 | 0 | 0 | 0 | 0 | 0 | 0 | 0 | 0 | 0 | 0 | 0 | 0 | 0 | 0 | 0 | 0 | 0 | 0 | 0 | 0 | 0 | 0 | 0 | 0 | 0 | 0 | 0
F2_Commercial_Grocery_New_Food Preparation_Natural Gas_Steamer_E9 | F2 | Commercial | Grocery | New | Food Preparation | Natural Gas | Steamer | E9 | Participant - Cost of Operation | 0 | 0 | 0 | 0 | 0 | 0 | 0 | 0 | 0 | 0 | 0 | 0 | 0 | 0 | 0 | 0 | 0 | 0 | 0 | 0 | 0 | 0 | 0 | 0 | 0 | 0 | 0 | 0 | 0 | 0 | 0
F2_Commercial_Grocery_New_Food Preparation_Natural Gas_Steamer_E10 | F2 | Commercial | Grocery | New | Food Preparation | Natural Gas | Steamer | E10 | Participant - Cost of Operation | 0 | 0 | 0 | 0 | 0 | 0 | 0 | 0 | 0 | 0 | 0 | 0 | 0 | 0 | 0 | 0 | 0 | 0 | 0 | 0 | 0 | 0 | 0 | 0 | 0 | 0 | 0 | 0 | 0 | 0 | 0
F3_Commercial_Grocery_New_Food Preparation_Natural Gas_Steamer_E1 | F3 | Commercial | Grocery | New | Food Preparation | Natural Gas | Steamer | E1 | System - kBTUs of Conusmption | 91.1047 | 91.2866 | 91.1707 | 0 | 0 | 0 | 0 | 0 | 0 | 0 | 0 | 0 | 0 | 0 | 0 | 0 | 0 | 0 | 0 | 0 | 0 | 0 | 0 | 0 | 0 | 0 | 0 | 0 | 0 | 0 | 0
F3_Commercial_Grocery_New_Food Preparation_Natural Gas_Steamer_E2 | F3 | Commercial | Grocery | New | Food Preparation | Natural Gas | Steamer | E2 | System - kBTUs of Conusmption | 19.0036 | 19.0416 | 19.0174 | 19.0009 | 19.0009 | 19.0009 | 19.0009 | 19.0009 | 19.0009 | 19.0009 | 19.0009 | 19.0009 | 19.0009 | 19.0009 | 19.0009 | 19.0009 | 19.0009 | 19.0009 | 19.0009 | 19.0009 | 19.0009 | 19.0009 | 19.0009 | 19.0009 | 19.0009 | 19.0009 | 19.0009 | 19.0009 | 19.0009 | 19.0009 | 19.0009
F3_Commercial_Grocery_New_Food Preparation_Natural Gas_Steamer_E3 | F3 | Commercial | Grocery | New | Food Preparation | Natural Gas | Steamer | E3 | System - kBTUs of Conusmption | 0 | 0 | 0 | 0 | 0 | 0 | 0 | 0 | 0 | 0 | 0 | 0 | 0 | 0 | 0 | 0 | 0 | 0 | 0 | 0 | 0 | 0 | 0 | 0 | 0 | 0 | 0 | 0 | 0 | 0 | 0
F3_Commercial_Grocery_New_Food Preparation_Natural Gas_Steamer_E4 | F3 | Commercial | Grocery | New | Food Preparation | Natural Gas | Steamer | E4 | System - kBTUs of Conusmption | 0 | 0 | 0 | 0 | 0 | 0 | 0 | 0 | 0 | 0 | 0 | 0 | 0 | 0 | 0 | 0 | 0 | 0 | 0 | 0 | 0 | 0 | 0 | 0 | 0 | 0 | 0 | 0 | 0 | 0 | 0
F3_Commercial_Grocery_New_Food Preparation_Natural Gas_Steamer_E5 | F3 | Commercial | Grocery | New | Food Preparation | Natural Gas | Steamer | E5 | System - kBTUs of Conusmption | 0 | 0 | 0 | 0 | 0 | 0 | 0 | 0 | 0 | 0 | 0 | 0 | 0 | 0 | 0 | 0 | 0 | 0 | 0 | 0 | 0 | 0 | 0 | 0 | 0 | 0 | 0 | 0 | 0 | 0 | 0
F3_Commercial_Grocery_New_Food Preparation_Natural Gas_Steamer_E6 | F3 | Commercial | Grocery | New | Food Preparation | Natural Gas | Steamer | E6 | System - kBTUs of Conusmption | 0 | 0 | 0 | 0 | 0 | 0 | 0 | 0 | 0 | 0 | 0 | 0 | 0 | 0 | 0 | 0 | 0 | 0 | 0 | 0 | 0 | 0 | 0 | 0 | 0 | 0 | 0 | 0 | 0 | 0 | 0
F3_Commercial_Grocery_New_Food Preparation_Natural Gas_Steamer_E7 | F3 | Commercial | Grocery | New | Food Preparation | Natural Gas | Steamer | E7 | System - kBTUs of Conusmption | 0 | 0 | 0 | 0 | 0 | 0 | 0 | 0 | 0 | 0 | 0 | 0 | 0 | 0 | 0 | 0 | 0 | 0 | 0 | 0 | 0 | 0 | 0 | 0 | 0 | 0 | 0 | 0 | 0 | 0 | 0
F3_Commercial_Grocery_New_Food Preparation_Natural Gas_Steamer_E8 | F3 | Commercial | Grocery | New | Food Preparation | Natural Gas | Steamer | E8 | System - kBTUs of Conusmption | 0 | 0 | 0 | 0 | 0 | 0 | 0 | 0 | 0 | 0 | 0 | 0 | 0 | 0 | 0 | 0 | 0 | 0 | 0 | 0 | 0 | 0 | 0 | 0 | 0 | 0 | 0 | 0 | 0 | 0 | 0
F3_Commercial_Grocery_New_Food Preparation_Natural Gas_Steamer_E9 | F3 | Commercial | Grocery | New | Food Preparation | Natural Gas | Steamer | E9 | System - kBTUs of Conusmption | 0 | 0 | 0 | 0 | 0 | 0 | 0 | 0 | 0 | 0 | 0 | 0 | 0 | 0 | 0 | 0 | 0 | 0 | 0 | 0 | 0 | 0 | 0 | 0 | 0 | 0 | 0 | 0 | 0 | 0 | 0
F3_Commercial_Grocery_New_Food Preparation_Natural Gas_Steamer_E10 | F3 | Commercial | Grocery | New | Food Preparation | Natural Gas | Steamer | E10 | System - kBTUs of Conusmption | 0 | 0 | 0 | 0 | 0 | 0 | 0 | 0 | 0 | 0 | 0 | 0 | 0 | 0 | 0 | 0 | 0 | 0 | 0 | 0 | 0 | 0 | 0 | 0 | 0 | 0 | 0 | 0 | 0 | 0 | 0
F4_Commercial_Grocery_New_Food Preparation_Natural Gas_Steamer_E1 | F4 | Commercial | Grocery | New | Food Preparation | Natural Gas | Steamer | E1 | Utility - Cost of Equipment | 0.98985 | 0.98985 | 0.98985 | 0 | 0 | 0 | 0 | 0 | 0 | 0 | 0 | 0 | 0 | 0 | 0 | 0 | 0 | 0 | 0 | 0 | 0 | 0 | 0 | 0 | 0 | 0 | 0 | 0 | 0 | 0 | 0
F4_Commercial_Grocery_New_Food Preparation_Natural Gas_Steamer_E2 | F4 | Commercial | Grocery | New | Food Preparation | Natural Gas | Steamer | E2 | Utility - Cost of Equipment | 1.0634 | 1.0634 | 1.0634 | 1.0634 | 1.0634 | 1.0634 | 1.0634 | 1.0634 | 1.0634 | 1.0634 | 1.0634 | 1.0634 | 1.0634 | 1.0634 | 1.0634 | 1.0634 | 1.0634 | 1.0634 | 1.0634 | 1.0634 | 1.0634 | 1.0634 | 1.0634 | 1.0634 | 1.0634 | 1.0634 | 1.0634 | 1.0634 | 1.0634 | 1.0634 | 1.0634
F4_Commercial_Grocery_New_Food Preparation_Natural Gas_Steamer_E3 | F4 | Commercial | Grocery | New | Food Preparation | Natural Gas | Steamer | E3 | Utility - Cost of Equipment | 0 | 0 | 0 | 0 | 0 | 0 | 0 | 0 | 0 | 0 | 0 | 0 | 0 | 0 | 0 | 0 | 0 | 0 | 0 | 0 | 0 | 0 | 0 | 0 | 0 | 0 | 0 | 0 | 0 | 0 | 0
F4_Commercial_Grocery_New_Food Preparation_Natural Gas_Steamer_E4 | F4 | Commercial | Grocery | New | Food Preparation | Natural Gas | Steamer | E4 | Utility - Cost of Equipment | 0 | 0 | 0 | 0 | 0 | 0 | 0 | 0 | 0 | 0 | 0 | 0 | 0 | 0 | 0 | 0 | 0 | 0 | 0 | 0 | 0 | 0 | 0 | 0 | 0 | 0 | 0 | 0 | 0 | 0 | 0
F4_Commercial_Grocery_New_Food Preparation_Natural Gas_Steamer_E5 | F4 | Commercial | Grocery | New | Food Preparation | Natural Gas | Steamer | E5 | Utility - Cost of Equipment | 0 | 0 | 0 | 0 | 0 | 0 | 0 | 0 | 0 | 0 | 0 | 0 | 0 | 0 | 0 | 0 | 0 | 0 | 0 | 0 | 0 | 0 | 0 | 0 | 0 | 0 | 0 | 0 | 0 | 0 | 0
F4_Commercial_Grocery_New_Food Preparation_Natural Gas_Steamer_E6 | F4 | Commercial | Grocery | New | Food Preparation | Natural Gas | Steamer | E6 | Utility - Cost of Equipment | 0 | 0 | 0 | 0 | 0 | 0 | 0 | 0 | 0 | 0 | 0 | 0 | 0 | 0 | 0 | 0 | 0 | 0 | 0 | 0 | 0 | 0 | 0 | 0 | 0 | 0 | 0 | 0 | 0 | 0 | 0
F4_Commercial_Grocery_New_Food Preparation_Natural Gas_Steamer_E7 | F4 | Commercial | Grocery | New | Food Preparation | Natural Gas | Steamer | E7 | Utility - Cost of Equipment | 0 | 0 | 0 | 0 | 0 | 0 | 0 | 0 | 0 | 0 | 0 | 0 | 0 | 0 | 0 | 0 | 0 | 0 | 0 | 0 | 0 | 0 | 0 | 0 | 0 | 0 | 0 | 0 | 0 | 0 | 0
F4_Commercial_Grocery_New_Food Preparation_Natural Gas_Steamer_E8 | F4 | Commercial | Grocery | New | Food Preparation | Natural Gas | Steamer | E8 | Utility - Cost of Equipment | 0 | 0 | 0 | 0 | 0 | 0 | 0 | 0 | 0 | 0 | 0 | 0 | 0 | 0 | 0 | 0 | 0 | 0 | 0 | 0 | 0 | 0 | 0 | 0 | 0 | 0 | 0 | 0 | 0 | 0 | 0
F4_Commercial_Grocery_New_Food Preparation_Natural Gas_Steamer_E9 | F4 | Commercial | Grocery | New | Food Preparation | Natural Gas | Steamer | E9 | Utility - Cost of Equipment | 0 | 0 | 0 | 0 | 0 | 0 | 0 | 0 | 0 | 0 | 0 | 0 | 0 | 0 | 0 | 0 | 0 | 0 | 0 | 0 | 0 | 0 | 0 | 0 | 0 | 0 | 0 | 0 | 0 | 0 | 0
F4_Commercial_Grocery_New_Food Preparation_Natural Gas_Steamer_E10 | F4 | Commercial | Grocery | New | Food Preparation | Natural Gas | Steamer | E10 | Utility - Cost of Equipment | 0 | 0 | 0 | 0 | 0 | 0 | 0 | 0 | 0 | 0 | 0 | 0 | 0 | 0 | 0 | 0 | 0 | 0 | 0 | 0 | 0 | 0 | 0 | 0 | 0 | 0 | 0 | 0 | 0 | 0 | 0
F5_Commercial_Grocery_New_Food Preparation_Natural Gas_Steamer_E1 | F5 | Commercial | Grocery | New | Food Preparation | Natural Gas | Steamer | E1 | Utility - Cost of Operation | 0.90394 | 0.9116 | 0.91601 | 0 | 0 | 0 | 0 | 0 | 0 | 0 | 0 | 0 | 0 | 0 | 0 | 0 | 0 | 0 | 0 | 0 | 0 | 0 | 0 | 0 | 0 | 0 | 0 | 0 | 0 | 0 | 0
F5_Commercial_Grocery_New_Food Preparation_Natural Gas_Steamer_E2 | F5 | Commercial | Grocery | New | Food Preparation | Natural Gas | Steamer | E2 | Utility - Cost of Operation | 0.18855 | 0.19015 | 0.19107 | 0.19193 | 0.19382 | 0.1824 | 0.17296 | 0.17261 | 0.17573 | 0.17853 | 0.18277 | 0.18661 | 0.16601 | 0.17072 | 0.17765 | 0.18371 | 0.18391 | 0.18451 | 0.181 | 0.18316 | 0.18462 | 0.18667 | 0.18929 | 0.094546 | 0.092699 | 0.090964 | 0.089324 | 0.087764 | 0.08627 | 0.084831 | 0.083438
F5_Commercial_Grocery_New_Food Preparation_Natural Gas_Steamer_E3 | F5 | Commercial | Grocery | New | Food Preparation | Natural Gas | Steamer | E3 | Utility - Cost of Operation | 0 | 0 | 0 | 0 | 0 | 0 | 0 | 0 | 0 | 0 | 0 | 0 | 0 | 0 | 0 | 0 | 0 | 0 | 0 | 0 | 0 | 0 | 0 | 0 | 0 | 0 | 0 | 0 | 0 | 0 | 0
F5_Commercial_Grocery_New_Food Preparation_Natural Gas_Steamer_E4 | F5 | Commercial | Grocery | New | Food Preparation | Natural Gas | Steamer | E4 | Utility - Cost of Operation | 0 | 0 | 0 | 0 | 0 | 0 | 0 | 0 | 0 | 0 | 0 | 0 | 0 | 0 | 0 | 0 | 0 | 0 | 0 | 0 | 0 | 0 | 0 | 0 | 0 | 0 | 0 | 0 | 0 | 0 | 0
F5_Commercial_Grocery_New_Food Preparation_Natural Gas_Steamer_E5 | F5 | Commercial | Grocery | New | Food Preparation | Natural Gas | Steamer | E5 | Utility - Cost of Operation | 0 | 0 | 0 | 0 | 0 | 0 | 0 | 0 | 0 | 0 | 0 | 0 | 0 | 0 | 0 | 0 | 0 | 0 | 0 | 0 | 0 | 0 | 0 | 0 | 0 | 0 | 0 | 0 | 0 | 0 | 0
F5_Commercial_Grocery_New_Food Preparation_Natural Gas_Steamer_E6 | F5 | Commercial | Grocery | New | Food Preparation | Natural Gas | Steamer | E6 | Utility - Cost of Operation | 0 | 0 | 0 | 0 | 0 | 0 | 0 | 0 | 0 | 0 | 0 | 0 | 0 | 0 | 0 | 0 | 0 | 0 | 0 | 0 | 0 | 0 | 0 | 0 | 0 | 0 | 0 | 0 | 0 | 0 | 0
F5_Commercial_Grocery_New_Food Preparation_Natural Gas_Steamer_E7 | F5 | Commercial | Grocery | New | Food Preparation | Natural Gas | Steamer | E7 | Utility - Cost of Operation | 0 | 0 | 0 | 0 | 0 | 0 | 0 | 0 | 0 | 0 | 0 | 0 | 0 | 0 | 0 | 0 | 0 | 0 | 0 | 0 | 0 | 0 | 0 | 0 | 0 | 0 | 0 | 0 | 0 | 0 | 0
F5_Commercial_Grocery_New_Food Preparation_Natural Gas_Steamer_E8 | F5 | Commercial | Grocery | New | Food Preparation | Natural Gas | Steamer | E8 | Utility - Cost of Operation | 0 | 0 | 0 | 0 | 0 | 0 | 0 | 0 | 0 | 0 | 0 | 0 | 0 | 0 | 0 | 0 | 0 | 0 | 0 | 0 | 0 | 0 | 0 | 0 | 0 | 0 | 0 | 0 | 0 | 0 | 0
F5_Commercial_Grocery_New_Food Preparation_Natural Gas_Steamer_E9 | F5 | Commercial | Grocery | New | Food Preparation | Natural Gas | Steamer | E9 | Utility - Cost of Operation | 0 | 0 | 0 | 0 | 0 | 0 | 0 | 0 | 0 | 0 | 0 | 0 | 0 | 0 | 0 | 0 | 0 | 0 | 0 | 0 | 0 | 0 | 0 | 0 | 0 | 0 | 0 | 0 | 0 | 0 | 0
F5_Commercial_Grocery_New_Food Preparation_Natural Gas_Steamer_E10 | F5 | Commercial | Grocery | New | Food Preparation | Natural Gas | Steamer | E10 | Utility - Cost of Operation | 0 | 0 | 0 | 0 | 0 | 0 | 0 | 0 | 0 | 0 | 0 | 0 | 0 | 0 | 0 | 0 | 0 | 0 | 0 | 0 | 0 | 0 | 0 | 0 | 0 | 0 | 0 | 0 | 0 | 0 | 0
F6_Commercial_Grocery_New_Food Preparation_Natural Gas_Steamer_E1 | F6 | Commercial | Grocery | New | Food Preparation | Natural Gas | Steamer | E1 | Utility - Value of Sales | 1.083 | 1.0922 | 1.0974 | 0 | 0 | 0 | 0 | 0 | 0 | 0 | 0 | 0 | 0 | 0 | 0 | 0 | 0 | 0 | 0 | 0 | 0 | 0 | 0 | 0 | 0 | 0 | 0 | 0 | 0 | 0 | 0
F6_Commercial_Grocery_New_Food Preparation_Natural Gas_Steamer_E2 | F6 | Commercial | Grocery | New | Food Preparation | Natural Gas | Steamer | E2 | Utility - Value of Sales | 0.2259 | 0.22782 | 0.22892 | 0.22995 | 0.23221 | 0.21853 | 0.20721 | 0.20679 | 0.21054 | 0.21389 | 0.21897 | 0.22358 | 0.19889 | 0.20454 | 0.21284 | 0.2201 | 0.22034 | 0.22106 | 0.21685 | 0.21944 | 0.22119 | 0.22364 | 0.22679 | 0.11327 | 0.11106 | 0.10898 | 0.10702 | 0.10515 | 0.10336 | 0.10163 | 0.099964
F6_Commercial_Grocery_New_Food Preparation_Natural Gas_Steamer_E3 | F6 | Commercial | Grocery | New | Food Preparation | Natural Gas | Steamer | E3 | Utility - Value of Sales | 0 | 0 | 0 | 0 | 0 | 0 | 0 | 0 | 0 | 0 | 0 | 0 | 0 | 0 | 0 | 0 | 0 | 0 | 0 | 0 | 0 | 0 | 0 | 0 | 0 | 0 | 0 | 0 | 0 | 0 | 0
F6_Commercial_Grocery_New_Food Preparation_Natural Gas_Steamer_E4 | F6 | Commercial | Grocery | New | Food Preparation | Natural Gas | Steamer | E4 | Utility - Value of Sales | 0 | 0 | 0 | 0 | 0 | 0 | 0 | 0 | 0 | 0 | 0 | 0 | 0 | 0 | 0 | 0 | 0 | 0 | 0 | 0 | 0 | 0 | 0 | 0 | 0 | 0 | 0 | 0 | 0 | 0 | 0
F6_Commercial_Grocery_New_Food Preparation_Natural Gas_Steamer_E5 | F6 | Commercial | Grocery | New | Food Preparation | Natural Gas | Steamer | E5 | Utility - Value of Sales | 0 | 0 | 0 | 0 | 0 | 0 | 0 | 0 | 0 | 0 | 0 | 0 | 0 | 0 | 0 | 0 | 0 | 0 | 0 | 0 | 0 | 0 | 0 | 0 | 0 | 0 | 0 | 0 | 0 | 0 | 0
F6_Commercial_Grocery_New_Food Preparation_Natural Gas_Steamer_E6 | F6 | Commercial | Grocery | New | Food Preparation | Natural Gas | Steamer | E6 | Utility - Value of Sales | 0 | 0 | 0 | 0 | 0 | 0 | 0 | 0 | 0 | 0 | 0 | 0 | 0 | 0 | 0 | 0 | 0 | 0 | 0 | 0 | 0 | 0 | 0 | 0 | 0 | 0 | 0 | 0 | 0 | 0 | 0
F6_Commercial_Grocery_New_Food Preparation_Natural Gas_Steamer_E7 | F6 | Commercial | Grocery | New | Food Preparation | Natural Gas | Steamer | E7 | Utility - Value of Sales | 0 | 0 | 0 | 0 | 0 | 0 | 0 | 0 | 0 | 0 | 0 | 0 | 0 | 0 | 0 | 0 | 0 | 0 | 0 | 0 | 0 | 0 | 0 | 0 | 0 | 0 | 0 | 0 | 0 | 0 | 0
F6_Commercial_Grocery_New_Food Preparation_Natural Gas_Steamer_E8 | F6 | Commercial | Grocery | New | Food Preparation | Natural Gas | Steamer | E8 | Utility - Value of Sales | 0 | 0 | 0 | 0 | 0 | 0 | 0 | 0 | 0 | 0 | 0 | 0 | 0 | 0 | 0 | 0 | 0 | 0 | 0 | 0 | 0 | 0 | 0 | 0 | 0 | 0 | 0 | 0 | 0 | 0 | 0
F6_Commercial_Grocery_New_Food Preparation_Natural Gas_Steamer_E9 | F6 | Commercial | Grocery | New | Food Preparation | Natural Gas | Steamer | E9 | Utility - Value of Sales | 0 | 0 | 0 | 0 | 0 | 0 | 0 | 0 | 0 | 0 | 0 | 0 | 0 | 0 | 0 | 0 | 0 | 0 | 0 | 0 | 0 | 0 | 0 | 0 | 0 | 0 | 0 | 0 | 0 | 0 | 0
F6_Commercial_Grocery_New_Food Preparation_Natural Gas_Steamer_E10 | F6 | Commercial | Grocery | New | Food Preparation | Natural Gas | Steamer | E10 | Utility - Value of Sales | 0 | 0 | 0 | 0 | 0 | 0 | 0 | 0 | 0 | 0 | 0 | 0 | 0 | 0 | 0 | 0 | 0 | 0 | 0 | 0 | 0 | 0 | 0 | 0 | 0 | 0 | 0 | 0 | 0 | 0 | 0
F1_Commercial_Grocery_New_Food Preparation_Natural Gas_Food Prep Other_E1 | F1 | Commercial | Grocery | New | Food Preparation | Natural Gas | Food Prep Other | E1 | Participant - Cost of Equipment | 0.04135 | 0.04135 | 0.04135 | 0.04135 | 0.04135 | 0.04135 | 0.04135 | 0.04135 | 0.04135 | 0.04135 | 0.04135 | 0.04135 | 0.04135 | 0.04135 | 0.04135 | 0.04135 | 0.04135 | 0.04135 | 0.04135 | 0.04135 | 0.04135 | 0.04135 | 0.04135 | 0.04135 | 0.04135 | 0.04135 | 0.04135 | 0.04135 | 0.04135 | 0.04135 | 0.04135
F1_Commercial_Grocery_New_Food Preparation_Natural Gas_Food Prep Other_E2 | F1 | Commercial | Grocery | New | Food Preparation | Natural Gas | Food Prep Other | E2 | Participant - Cost of Equipment | 0.041391 | 0.041391 | 0.041391 | 0.041391 | 0.041391 | 0.041391 | 0.041391 | 0.041391 | 0.041391 | 0.041391 | 0.041391 | 0.041391 | 0.041391 | 0.041391 | 0.041391 | 0.041391 | 0.041391 | 0.041391 | 0.041391 | 0.041391 | 0.041391 | 0.041391 | 0.041391 | 0.041391 | 0.041391 | 0.041391 | 0.041391 | 0.041391 | 0.041391 | 0.041391 | 0.041391
F1_Commercial_Grocery_New_Food Preparation_Natural Gas_Food Prep Other_E3 | F1 | Commercial | Grocery | New | Food Preparation | Natural Gas | Food Prep Other | E3 | Participant - Cost of Equipment | 0 | 0 | 0 | 0 | 0 | 0 | 0 | 0 | 0 | 0 | 0 | 0 | 0 | 0 | 0 | 0 | 0 | 0 | 0 | 0 | 0 | 0 | 0 | 0 | 0 | 0 | 0 | 0 | 0 | 0 | 0
F1_Commercial_Grocery_New_Food Preparation_Natural Gas_Food Prep Other_E4 | F1 | Commercial | Grocery | New | Food Preparation | Natural Gas | Food Prep Other | E4 | Participant - Cost of Equipment | 0 | 0 | 0 | 0 | 0 | 0 | 0 | 0 | 0 | 0 | 0 | 0 | 0 | 0 | 0 | 0 | 0 | 0 | 0 | 0 | 0 | 0 | 0 | 0 | 0 | 0 | 0 | 0 | 0 | 0 | 0
F1_Commercial_Grocery_New_Food Preparation_Natural Gas_Food Prep Other_E5 | F1 | Commercial | Grocery | New | Food Preparation | Natural Gas | Food Prep Other | E5 | Participant - Cost of Equipment | 0 | 0 | 0 | 0 | 0 | 0 | 0 | 0 | 0 | 0 | 0 | 0 | 0 | 0 | 0 | 0 | 0 | 0 | 0 | 0 | 0 | 0 | 0 | 0 | 0 | 0 | 0 | 0 | 0 | 0 | 0
F1_Commercial_Grocery_New_Food Preparation_Natural Gas_Food Prep Other_E6 | F1 | Commercial | Grocery | New | Food Preparation | Natural Gas | Food Prep Other | E6 | Participant - Cost of Equipment | 0 | 0 | 0 | 0 | 0 | 0 | 0 | 0 | 0 | 0 | 0 | 0 | 0 | 0 | 0 | 0 | 0 | 0 | 0 | 0 | 0 | 0 | 0 | 0 | 0 | 0 | 0 | 0 | 0 | 0 | 0
F1_Commercial_Grocery_New_Food Preparation_Natural Gas_Food Prep Other_E7 | F1 | Commercial | Grocery | New | Food Preparation | Natural Gas | Food Prep Other | E7 | Participant - Cost of Equipment | 0 | 0 | 0 | 0 | 0 | 0 | 0 | 0 | 0 | 0 | 0 | 0 | 0 | 0 | 0 | 0 | 0 | 0 | 0 | 0 | 0 | 0 | 0 | 0 | 0 | 0 | 0 | 0 | 0 | 0 | 0
F1_Commercial_Grocery_New_Food Preparation_Natural Gas_Food Prep Other_E8 | F1 | Commercial | Grocery | New | Food Preparation | Natural Gas | Food Prep Other | E8 | Participant - Cost of Equipment | 0 | 0 | 0 | 0 | 0 | 0 | 0 | 0 | 0 | 0 | 0 | 0 | 0 | 0 | 0 | 0 | 0 | 0 | 0 | 0 | 0 | 0 | 0 | 0 | 0 | 0 | 0 | 0 | 0 | 0 | 0
F1_Commercial_Grocery_New_Food Preparation_Natural Gas_Food Prep Other_E9 | F1 | Commercial | Grocery | New | Food Preparation | Natural Gas | Food Prep Other | E9 | Participant - Cost of Equipment | 0 | 0 | 0 | 0 | 0 | 0 | 0 | 0 | 0 | 0 | 0 | 0 | 0 | 0 | 0 | 0 | 0 | 0 | 0 | 0 | 0 | 0 | 0 | 0 | 0 | 0 | 0 | 0 | 0 | 0 | 0
F1_Commercial_Grocery_New_Food Preparation_Natural Gas_Food Prep Other_E10 | F1 | Commercial | Grocery | New | Food Preparation | Natural Gas | Food Prep Other | E10 | Participant - Cost of Equipment | 0 | 0 | 0 | 0 | 0 | 0 | 0 | 0 | 0 | 0 | 0 | 0 | 0 | 0 | 0 | 0 | 0 | 0 | 0 | 0 | 0 | 0 | 0 | 0 | 0 | 0 | 0 | 0 | 0 | 0 | 0
F2_Commercial_Grocery_New_Food Preparation_Natural Gas_Food Prep Other_E1 | F2 | Commercial | Grocery | New | Food Preparation | Natural Gas | Food Prep Other | E1 | Participant - Cost of Operation | 0.46794 | 0.47722 | 0.48385 | 0.49104 | 0.50137 | 0.46974 | 0.44501 | 0.43201 | 0.42734 | 0.42017 | 0.41534 | 0.43734 | 0.3914 | 0.41836 | 0.45295 | 0.48657 | 0.48782 | 0.49015 | 0.48079 | 0.48747 | 0.49214 | 0.49846 | 0.50639 | 0.23853 | 0.23378 | 0.22932 | 0.22513 | 0.22115 | 0.21736 | 0.2137 | 0.21018
F2_Commercial_Grocery_New_Food Preparation_Natural Gas_Food Prep Other_E2 | F2 | Commercial | Grocery | New | Food Preparation | Natural Gas | Food Prep Other | E2 | Participant - Cost of Operation | 0.46794 | 0.47722 | 0.48385 | 0.49104 | 0.50137 | 0.46973 | 0.44501 | 0.43201 | 0.42734 | 0.42017 | 0.41533 | 0.43734 | 0.3914 | 0.41835 | 0.45294 | 0.48657 | 0.48782 | 0.49015 | 0.48078 | 0.48746 | 0.49214 | 0.49845 | 0.50639 | 0.23853 | 0.23377 | 0.22932 | 0.22513 | 0.22115 | 0.21735 | 0.2137 | 0.21017
F2_Commercial_Grocery_New_Food Preparation_Natural Gas_Food Prep Other_E3 | F2 | Commercial | Grocery | New | Food Preparation | Natural Gas | Food Prep Other | E3 | Participant - Cost of Operation | 0 | 0 | 0 | 0 | 0 | 0 | 0 | 0 | 0 | 0 | 0 | 0 | 0 | 0 | 0 | 0 | 0 | 0 | 0 | 0 | 0 | 0 | 0 | 0 | 0 | 0 | 0 | 0 | 0 | 0 | 0
F2_Commercial_Grocery_New_Food Preparation_Natural Gas_Food Prep Other_E4 | F2 | Commercial | Grocery | New | Food Preparation | Natural Gas | Food Prep Other | E4 | Participant - Cost of Operation | 0 | 0 | 0 | 0 | 0 | 0 | 0 | 0 | 0 | 0 | 0 | 0 | 0 | 0 | 0 | 0 | 0 | 0 | 0 | 0 | 0 | 0 | 0 | 0 | 0 | 0 | 0 | 0 | 0 | 0 | 0
F2_Commercial_Grocery_New_Food Preparation_Natural Gas_Food Prep Other_E5 | F2 | Commercial | Grocery | New | Food Preparation | Natural Gas | Food Prep Other | E5 | Participant - Cost of Operation | 0 | 0 | 0 | 0 | 0 | 0 | 0 | 0 | 0 | 0 | 0 | 0 | 0 | 0 | 0 | 0 | 0 | 0 | 0 | 0 | 0 | 0 | 0 | 0 | 0 | 0 | 0 | 0 | 0 | 0 | 0
F2_Commercial_Grocery_New_Food Preparation_Natural Gas_Food Prep Other_E6 | F2 | Commercial | Grocery | New | Food Preparation | Natural Gas | Food Prep Other | E6 | Participant - Cost of Operation | 0 | 0 | 0 | 0 | 0 | 0 | 0 | 0 | 0 | 0 | 0 | 0 | 0 | 0 | 0 | 0 | 0 | 0 | 0 | 0 | 0 | 0 | 0 | 0 | 0 | 0 | 0 | 0 | 0 | 0 | 0
F2_Commercial_Grocery_New_Food Preparation_Natural Gas_Food Prep Other_E7 | F2 | Commercial | Grocery | New | Food Preparation | Natural Gas | Food Prep Other | E7 | Participant - Cost of Operation | 0 | 0 | 0 | 0 | 0 | 0 | 0 | 0 | 0 | 0 | 0 | 0 | 0 | 0 | 0 | 0 | 0 | 0 | 0 | 0 | 0 | 0 | 0 | 0 | 0 | 0 | 0 | 0 | 0 | 0 | 0
F2_Commercial_Grocery_New_Food Preparation_Natural Gas_Food Prep Other_E8 | F2 | Commercial | Grocery | New | Food Preparation | Natural Gas | Food Prep Other | E8 | Participant - Cost of Operation | 0 | 0 | 0 | 0 | 0 | 0 | 0 | 0 | 0 | 0 | 0 | 0 | 0 | 0 | 0 | 0 | 0 | 0 | 0 | 0 | 0 | 0 | 0 | 0 | 0 | 0 | 0 | 0 | 0 | 0 | 0
F2_Commercial_Grocery_New_Food Preparation_Natural Gas_Food Prep Other_E9 | F2 | Commercial | Grocery | New | Food Preparation | Natural Gas | Food Prep Other | E9 | Participant - Cost of Operation | 0 | 0 | 0 | 0 | 0 | 0 | 0 | 0 | 0 | 0 | 0 | 0 | 0 | 0 | 0 | 0 | 0 | 0 | 0 | 0 | 0 | 0 | 0 | 0 | 0 | 0 | 0 | 0 | 0 | 0 | 0
F2_Commercial_Grocery_New_Food Preparation_Natural Gas_Food Prep Other_E10 | F2 | Commercial | Grocery | New | Food Preparation | Natural Gas | Food Prep Other | E10 | Participant - Cost of Operation | 0 | 0 | 0 | 0 | 0 | 0 | 0 | 0 | 0 | 0 | 0 | 0 | 0 | 0 | 0 | 0 | 0 | 0 | 0 | 0 | 0 | 0 | 0 | 0 | 0 | 0 | 0 | 0 | 0 | 0 | 0
F3_Commercial_Grocery_New_Food Preparation_Natural Gas_Food Prep Other_E1 | F3 | Commercial | Grocery | New | Food Preparation | Natural Gas | Food Prep Other | E1 | System - kBTUs of Conusmption | 39.1576 | 39.2515 | 39.1917 | 39.1508 | 39.1508 | 39.1508 | 39.1508 | 39.1508 | 39.1508 | 39.1508 | 39.1508 | 39.1508 | 39.1508 | 39.1508 | 39.1508 | 39.1508 | 39.1508 | 39.1508 | 39.1508 | 39.1508 | 39.1508 | 39.1508 | 39.1508 | 39.1508 | 39.1508 | 39.1508 | 39.1508 | 39.1508 | 39.1508 | 39.1508 | 39.1508
F3_Commercial_Grocery_New_Food Preparation_Natural Gas_Food Prep Other_E2 | F3 | Commercial | Grocery | New | Food Preparation | Natural Gas | Food Prep Other | E2 | System - kBTUs of Conusmption | 39.1574 | 39.2512 | 39.1914 | 39.1505 | 39.1505 | 39.1505 | 39.1505 | 39.1505 | 39.1505 | 39.1505 | 39.1505 | 39.1505 | 39.1505 | 39.1505 | 39.1505 | 39.1505 | 39.1505 | 39.1505 | 39.1505 | 39.1505 | 39.1505 | 39.1505 | 39.1505 | 39.1505 | 39.1505 | 39.1505 | 39.1505 | 39.1505 | 39.1505 | 39.1505 | 39.1505
F3_Commercial_Grocery_New_Food Preparation_Natural Gas_Food Prep Other_E3 | F3 | Commercial | Grocery | New | Food Preparation | Natural Gas | Food Prep Other | E3 | System - kBTUs of Conusmption | 0 | 0 | 0 | 0 | 0 | 0 | 0 | 0 | 0 | 0 | 0 | 0 | 0 | 0 | 0 | 0 | 0 | 0 | 0 | 0 | 0 | 0 | 0 | 0 | 0 | 0 | 0 | 0 | 0 | 0 | 0
F3_Commercial_Grocery_New_Food Preparation_Natural Gas_Food Prep Other_E4 | F3 | Commercial | Grocery | New | Food Preparation | Natural Gas | Food Prep Other | E4 | System - kBTUs of Conusmption | 0 | 0 | 0 | 0 | 0 | 0 | 0 | 0 | 0 | 0 | 0 | 0 | 0 | 0 | 0 | 0 | 0 | 0 | 0 | 0 | 0 | 0 | 0 | 0 | 0 | 0 | 0 | 0 | 0 | 0 | 0
F3_Commercial_Grocery_New_Food Preparation_Natural Gas_Food Prep Other_E5 | F3 | Commercial | Grocery | New | Food Preparation | Natural Gas | Food Prep Other | E5 | System - kBTUs of Conusmption | 0 | 0 | 0 | 0 | 0 | 0 | 0 | 0 | 0 | 0 | 0 | 0 | 0 | 0 | 0 | 0 | 0 | 0 | 0 | 0 | 0 | 0 | 0 | 0 | 0 | 0 | 0 | 0 | 0 | 0 | 0
F3_Commercial_Grocery_New_Food Preparation_Natural Gas_Food Prep Other_E6 | F3 | Commercial | Grocery | New | Food Preparation | Natural Gas | Food Prep Other | E6 | System - kBTUs of Conusmption | 0 | 0 | 0 | 0 | 0 | 0 | 0 | 0 | 0 | 0 | 0 | 0 | 0 | 0 | 0 | 0 | 0 | 0 | 0 | 0 | 0 | 0 | 0 | 0 | 0 | 0 | 0 | 0 | 0 | 0 | 0
F3_Commercial_Grocery_New_Food Preparation_Natural Gas_Food Prep Other_E7 | F3 | Commercial | Grocery | New | Food Preparation | Natural Gas | Food Prep Other | E7 | System - kBTUs of Conusmption | 0 | 0 | 0 | 0 | 0 | 0 | 0 | 0 | 0 | 0 | 0 | 0 | 0 | 0 | 0 | 0 | 0 | 0 | 0 | 0 | 0 | 0 | 0 | 0 | 0 | 0 | 0 | 0 | 0 | 0 | 0
F3_Commercial_Grocery_New_Food Preparation_Natural Gas_Food Prep Other_E8 | F3 | Commercial | Grocery | New | Food Preparation | Natural Gas | Food Prep Other | E8 | System - kBTUs of Conusmption | 0 | 0 | 0 | 0 | 0 | 0 | 0 | 0 | 0 | 0 | 0 | 0 | 0 | 0 | 0 | 0 | 0 | 0 | 0 | 0 | 0 | 0 | 0 | 0 | 0 | 0 | 0 | 0 | 0 | 0 | 0
F3_Commercial_Grocery_New_Food Preparation_Natural Gas_Food Prep Other_E9 | F3 | Commercial | Grocery | New | Food Preparation | Natural Gas | Food Prep Other | E9 | System - kBTUs of Conusmption | 0 | 0 | 0 | 0 | 0 | 0 | 0 | 0 | 0 | 0 | 0 | 0 | 0 | 0 | 0 | 0 | 0 | 0 | 0 | 0 | 0 | 0 | 0 | 0 | 0 | 0 | 0 | 0 | 0 | 0 | 0
F3_Commercial_Grocery_New_Food Preparation_Natural Gas_Food Prep Other_E10 | F3 | Commercial | Grocery | New | Food Preparation | Natural Gas | Food Prep Other | E10 | System - kBTUs of Conusmption | 0 | 0 | 0 | 0 | 0 | 0 | 0 | 0 | 0 | 0 | 0 | 0 | 0 | 0 | 0 | 0 | 0 | 0 | 0 | 0 | 0 | 0 | 0 | 0 | 0 | 0 | 0 | 0 | 0 | 0 | 0
F4_Commercial_Grocery_New_Food Preparation_Natural Gas_Food Prep Other_E1 | F4 | Commercial | Grocery | New | Food Preparation | Natural Gas | Food Prep Other | E1 | Utility - Cost of Equipment | 0.04135 | 0.04135 | 0.04135 | 0.04135 | 0.04135 | 0.04135 | 0.04135 | 0.04135 | 0.04135 | 0.04135 | 0.04135 | 0.04135 | 0.04135 | 0.04135 | 0.04135 | 0.04135 | 0.04135 | 0.04135 | 0.04135 | 0.04135 | 0.04135 | 0.04135 | 0.04135 | 0.04135 | 0.04135 | 0.04135 | 0.04135 | 0.04135 | 0.04135 | 0.04135 | 0.04135
F4_Commercial_Grocery_New_Food Preparation_Natural Gas_Food Prep Other_E2 | F4 | Commercial | Grocery | New | Food Preparation | Natural Gas | Food Prep Other | E2 | Utility - Cost of Equipment | 0.041391 | 0.041391 | 0.041391 | 0.041391 | 0.041391 | 0.041391 | 0.041391 | 0.041391 | 0.041391 | 0.041391 | 0.041391 | 0.041391 | 0.041391 | 0.041391 | 0.041391 | 0.041391 | 0.041391 | 0.041391 | 0.041391 | 0.041391 | 0.041391 | 0.041391 | 0.041391 | 0.041391 | 0.041391 | 0.041391 | 0.041391 | 0.041391 | 0.041391 | 0.041391 | 0.041391
F4_Commercial_Grocery_New_Food Preparation_Natural Gas_Food Prep Other_E3 | F4 | Commercial | Grocery | New | Food Preparation | Natural Gas | Food Prep Other | E3 | Utility - Cost of Equipment | 0 | 0 | 0 | 0 | 0 | 0 | 0 | 0 | 0 | 0 | 0 | 0 | 0 | 0 | 0 | 0 | 0 | 0 | 0 | 0 | 0 | 0 | 0 | 0 | 0 | 0 | 0 | 0 | 0 | 0 | 0
F4_Commercial_Grocery_New_Food Preparation_Natural Gas_Food Prep Other_E4 | F4 | Commercial | Grocery | New | Food Preparation | Natural Gas | Food Prep Other | E4 | Utility - Cost of Equipment | 0 | 0 | 0 | 0 | 0 | 0 | 0 | 0 | 0 | 0 | 0 | 0 | 0 | 0 | 0 | 0 | 0 | 0 | 0 | 0 | 0 | 0 | 0 | 0 | 0 | 0 | 0 | 0 | 0 | 0 | 0
F4_Commercial_Grocery_New_Food Preparation_Natural Gas_Food Prep Other_E5 | F4 | Commercial | Grocery | New | Food Preparation | Natural Gas | Food Prep Other | E5 | Utility - Cost of Equipment | 0 | 0 | 0 | 0 | 0 | 0 | 0 | 0 | 0 | 0 | 0 | 0 | 0 | 0 | 0 | 0 | 0 | 0 | 0 | 0 | 0 | 0 | 0 | 0 | 0 | 0 | 0 | 0 | 0 | 0 | 0
F4_Commercial_Grocery_New_Food Preparation_Natural Gas_Food Prep Other_E6 | F4 | Commercial | Grocery | New | Food Preparation | Natural Gas | Food Prep Other | E6 | Utility - Cost of Equipment | 0 | 0 | 0 | 0 | 0 | 0 | 0 | 0 | 0 | 0 | 0 | 0 | 0 | 0 | 0 | 0 | 0 | 0 | 0 | 0 | 0 | 0 | 0 | 0 | 0 | 0 | 0 | 0 | 0 | 0 | 0
F4_Commercial_Grocery_New_Food Preparation_Natural Gas_Food Prep Other_E7 | F4 | Commercial | Grocery | New | Food Preparation | Natural Gas | Food Prep Other | E7 | Utility - Cost of Equipment | 0 | 0 | 0 | 0 | 0 | 0 | 0 | 0 | 0 | 0 | 0 | 0 | 0 | 0 | 0 | 0 | 0 | 0 | 0 | 0 | 0 | 0 | 0 | 0 | 0 | 0 | 0 | 0 | 0 | 0 | 0
F4_Commercial_Grocery_New_Food Preparation_Natural Gas_Food Prep Other_E8 | F4 | Commercial | Grocery | New | Food Preparation | Natural Gas | Food Prep Other | E8 | Utility - Cost of Equipment | 0 | 0 | 0 | 0 | 0 | 0 | 0 | 0 | 0 | 0 | 0 | 0 | 0 | 0 | 0 | 0 | 0 | 0 | 0 | 0 | 0 | 0 | 0 | 0 | 0 | 0 | 0 | 0 | 0 | 0 | 0
F4_Commercial_Grocery_New_Food Preparation_Natural Gas_Food Prep Other_E9 | F4 | Commercial | Grocery | New | Food Preparation | Natural Gas | Food Prep Other | E9 | Utility - Cost of Equipment | 0 | 0 | 0 | 0 | 0 | 0 | 0 | 0 | 0 | 0 | 0 | 0 | 0 | 0 | 0 | 0 | 0 | 0 | 0 | 0 | 0 | 0 | 0 | 0 | 0 | 0 | 0 | 0 | 0 | 0 | 0
F4_Commercial_Grocery_New_Food Preparation_Natural Gas_Food Prep Other_E10 | F4 | Commercial | Grocery | New | Food Preparation | Natural Gas | Food Prep Other | E10 | Utility - Cost of Equipment | 0 | 0 | 0 | 0 | 0 | 0 | 0 | 0 | 0 | 0 | 0 | 0 | 0 | 0 | 0 | 0 | 0 | 0 | 0 | 0 | 0 | 0 | 0 | 0 | 0 | 0 | 0 | 0 | 0 | 0 | 0
F5_Commercial_Grocery_New_Food Preparation_Natural Gas_Food Prep Other_E1 | F5 | Commercial | Grocery | New | Food Preparation | Natural Gas | Food Prep Other | E1 | Utility - Cost of Operation | 0.39058 | 0.39833 | 0.40386 | 0.40986 | 0.41849 | 0.39208 | 0.37144 | 0.36059 | 0.35669 | 0.35071 | 0.34667 | 0.36504 | 0.3267 | 0.34919 | 0.37806 | 0.40613 | 0.40718 | 0.40912 | 0.4013 | 0.40688 | 0.41078 | 0.41605 | 0.42267 | 0.1991 | 0.19513 | 0.19141 | 0.18791 | 0.18459 | 0.18142 | 0.17837 | 0.17543
F5_Commercial_Grocery_New_Food Preparation_Natural Gas_Food Prep Other_E2 | F5 | Commercial | Grocery | New | Food Preparation | Natural Gas | Food Prep Other | E2 | Utility - Cost of Operation | 0.39058 | 0.39832 | 0.40386 | 0.40986 | 0.41848 | 0.39208 | 0.37144 | 0.36059 | 0.35669 | 0.35071 | 0.34667 | 0.36504 | 0.32669 | 0.34919 | 0.37806 | 0.40613 | 0.40717 | 0.40912 | 0.4013 | 0.40688 | 0.41078 | 0.41605 | 0.42267 | 0.1991 | 0.19513 | 0.19141 | 0.18791 | 0.18459 | 0.18142 | 0.17837 | 0.17543
F5_Commercial_Grocery_New_Food Preparation_Natural Gas_Food Prep Other_E3 | F5 | Commercial | Grocery | New | Food Preparation | Natural Gas | Food Prep Other | E3 | Utility - Cost of Operation | 0 | 0 | 0 | 0 | 0 | 0 | 0 | 0 | 0 | 0 | 0 | 0 | 0 | 0 | 0 | 0 | 0 | 0 | 0 | 0 | 0 | 0 | 0 | 0 | 0 | 0 | 0 | 0 | 0 | 0 | 0
F5_Commercial_Grocery_New_Food Preparation_Natural Gas_Food Prep Other_E4 | F5 | Commercial | Grocery | New | Food Preparation | Natural Gas | Food Prep Other | E4 | Utility - Cost of Operation | 0 | 0 | 0 | 0 | 0 | 0 | 0 | 0 | 0 | 0 | 0 | 0 | 0 | 0 | 0 | 0 | 0 | 0 | 0 | 0 | 0 | 0 | 0 | 0 | 0 | 0 | 0 | 0 | 0 | 0 | 0
F5_Commercial_Grocery_New_Food Preparation_Natural Gas_Food Prep Other_E5 | F5 | Commercial | Grocery | New | Food Preparation | Natural Gas | Food Prep Other | E5 | Utility - Cost of Operation | 0 | 0 | 0 | 0 | 0 | 0 | 0 | 0 | 0 | 0 | 0 | 0 | 0 | 0 | 0 | 0 | 0 | 0 | 0 | 0 | 0 | 0 | 0 | 0 | 0 | 0 | 0 | 0 | 0 | 0 | 0
F5_Commercial_Grocery_New_Food Preparation_Natural Gas_Food Prep Other_E6 | F5 | Commercial | Grocery | New | Food Preparation | Natural Gas | Food Prep Other | E6 | Utility - Cost of Operation | 0 | 0 | 0 | 0 | 0 | 0 | 0 | 0 | 0 | 0 | 0 | 0 | 0 | 0 | 0 | 0 | 0 | 0 | 0 | 0 | 0 | 0 | 0 | 0 | 0 | 0 | 0 | 0 | 0 | 0 | 0
F5_Commercial_Grocery_New_Food Preparation_Natural Gas_Food Prep Other_E7 | F5 | Commercial | Grocery | New | Food Preparation | Natural Gas | Food Prep Other | E7 | Utility - Cost of Operation | 0 | 0 | 0 | 0 | 0 | 0 | 0 | 0 | 0 | 0 | 0 | 0 | 0 | 0 | 0 | 0 | 0 | 0 | 0 | 0 | 0 | 0 | 0 | 0 | 0 | 0 | 0 | 0 | 0 | 0 | 0
F5_Commercial_Grocery_New_Food Preparation_Natural Gas_Food Prep Other_E8 | F5 | Commercial | Grocery | New | Food Preparation | Natural Gas | Food Prep Other | E8 | Utility - Cost of Operation | 0 | 0 | 0 | 0 | 0 | 0 | 0 | 0 | 0 | 0 | 0 | 0 | 0 | 0 | 0 | 0 | 0 | 0 | 0 | 0 | 0 | 0 | 0 | 0 | 0 | 0 | 0 | 0 | 0 | 0 | 0
F5_Commercial_Grocery_New_Food Preparation_Natural Gas_Food Prep Other_E9 | F5 | Commercial | Grocery | New | Food Preparation | Natural Gas | Food Prep Other | E9 | Utility - Cost of Operation | 0 | 0 | 0 | 0 | 0 | 0 | 0 | 0 | 0 | 0 | 0 | 0 | 0 | 0 | 0 | 0 | 0 | 0 | 0 | 0 | 0 | 0 | 0 | 0 | 0 | 0 | 0 | 0 | 0 | 0 | 0
F5_Commercial_Grocery_New_Food Preparation_Natural Gas_Food Prep Other_E10 | F5 | Commercial | Grocery | New | Food Preparation | Natural Gas | Food Prep Other | E10 | Utility - Cost of Operation | 0 | 0 | 0 | 0 | 0 | 0 | 0 | 0 | 0 | 0 | 0 | 0 | 0 | 0 | 0 | 0 | 0 | 0 | 0 | 0 | 0 | 0 | 0 | 0 | 0 | 0 | 0 | 0 | 0 | 0 | 0
F6_Commercial_Grocery_New_Food Preparation_Natural Gas_Food Prep Other_E1 | F6 | Commercial | Grocery | New | Food Preparation | Natural Gas | Food Prep Other | E1 | Utility - Value of Sales | 0.46794 | 0.47722 | 0.48385 | 0.49104 | 0.50137 | 0.46974 | 0.44501 | 0.43201 | 0.42734 | 0.42017 | 0.41534 | 0.43734 | 0.3914 | 0.41836 | 0.45295 | 0.48657 | 0.48782 | 0.49015 | 0.48079 | 0.48747 | 0.49214 | 0.49846 | 0.50639 | 0.23853 | 0.23378 | 0.22932 | 0.22513 | 0.22115 | 0.21736 | 0.2137 | 0.21018
F6_Commercial_Grocery_New_Food Preparation_Natural Gas_Food Prep Other_E2 | F6 | Commercial | Grocery | New | Food Preparation | Natural Gas | Food Prep Other | E2 | Utility - Value of Sales | 0.46794 | 0.47722 | 0.48385 | 0.49104 | 0.50137 | 0.46973 | 0.44501 | 0.43201 | 0.42734 | 0.42017 | 0.41533 | 0.43734 | 0.3914 | 0.41835 | 0.45294 | 0.48657 | 0.48782 | 0.49015 | 0.48078 | 0.48746 | 0.49214 | 0.49845 | 0.50639 | 0.23853 | 0.23377 | 0.22932 | 0.22513 | 0.22115 | 0.21735 | 0.2137 | 0.21017
F6_Commercial_Grocery_New_Food Preparation_Natural Gas_Food Prep Other_E3 | F6 | Commercial | Grocery | New | Food Preparation | Natural Gas | Food Prep Other | E3 | Utility - Value of Sales | 0 | 0 | 0 | 0 | 0 | 0 | 0 | 0 | 0 | 0 | 0 | 0 | 0 | 0 | 0 | 0 | 0 | 0 | 0 | 0 | 0 | 0 | 0 | 0 | 0 | 0 | 0 | 0 | 0 | 0 | 0
F6_Commercial_Grocery_New_Food Preparation_Natural Gas_Food Prep Other_E4 | F6 | Commercial | Grocery | New | Food Preparation | Natural Gas | Food Prep Other | E4 | Utility - Value of Sales | 0 | 0 | 0 | 0 | 0 | 0 | 0 | 0 | 0 | 0 | 0 | 0 | 0 | 0 | 0 | 0 | 0 | 0 | 0 | 0 | 0 | 0 | 0 | 0 | 0 | 0 | 0 | 0 | 0 | 0 | 0
F6_Commercial_Grocery_New_Food Preparation_Natural Gas_Food Prep Other_E5 | F6 | Commercial | Grocery | New | Food Preparation | Natural Gas | Food Prep Other | E5 | Utility - Value of Sales | 0 | 0 | 0 | 0 | 0 | 0 | 0 | 0 | 0 | 0 | 0 | 0 | 0 | 0 | 0 | 0 | 0 | 0 | 0 | 0 | 0 | 0 | 0 | 0 | 0 | 0 | 0 | 0 | 0 | 0 | 0
F6_Commercial_Grocery_New_Food Preparation_Natural Gas_Food Prep Other_E6 | F6 | Commercial | Grocery | New | Food Preparation | Natural Gas | Food Prep Other | E6 | Utility - Value of Sales | 0 | 0 | 0 | 0 | 0 | 0 | 0 | 0 | 0 | 0 | 0 | 0 | 0 | 0 | 0 | 0 | 0 | 0 | 0 | 0 | 0 | 0 | 0 | 0 | 0 | 0 | 0 | 0 | 0 | 0 | 0
F6_Commercial_Grocery_New_Food Preparation_Natural Gas_Food Prep Other_E7 | F6 | Commercial | Grocery | New | Food Preparation | Natural Gas | Food Prep Other | E7 | Utility - Value of Sales | 0 | 0 | 0 | 0 | 0 | 0 | 0 | 0 | 0 | 0 | 0 | 0 | 0 | 0 | 0 | 0 | 0 | 0 | 0 | 0 | 0 | 0 | 0 | 0 | 0 | 0 | 0 | 0 | 0 | 0 | 0
F6_Commercial_Grocery_New_Food Preparation_Natural Gas_Food Prep Other_E8 | F6 | Commercial | Grocery | New | Food Preparation | Natural Gas | Food Prep Other | E8 | Utility - Value of Sales | 0 | 0 | 0 | 0 | 0 | 0 | 0 | 0 | 0 | 0 | 0 | 0 | 0 | 0 | 0 | 0 | 0 | 0 | 0 | 0 | 0 | 0 | 0 | 0 | 0 | 0 | 0 | 0 | 0 | 0 | 0
F6_Commercial_Grocery_New_Food Preparation_Natural Gas_Food Prep Other_E9 | F6 | Commercial | Grocery | New | Food Preparation | Natural Gas | Food Prep Other | E9 | Utility - Value of Sales | 0 | 0 | 0 | 0 | 0 | 0 | 0 | 0 | 0 | 0 | 0 | 0 | 0 | 0 | 0 | 0 | 0 | 0 | 0 | 0 | 0 | 0 | 0 | 0 | 0 | 0 | 0 | 0 | 0 | 0 | 0
F6_Commercial_Grocery_New_Food Preparation_Natural Gas_Food Prep Other_E10 | F6 | Commercial | Grocery | New | Food Preparation | Natural Gas | Food Prep Other | E10 | Utility - Value of Sales | 0 | 0 | 0 | 0 | 0 | 0 | 0 | 0 | 0 | 0 | 0 | 0 | 0 | 0 | 0 | 0 | 0 | 0 | 0 | 0 | 0 | 0 | 0 | 0 | 0 | 0 | 0 | 0 | 0 | 0 | 0
F1_Commercial_Grocery_New_Miscellaneous_Natural Gas_Pool Heater_E1 | F1 | Commercial | Grocery | New | Miscellaneous | Natural Gas | Pool Heater | E1 | Participant - Cost of Equipment | 0.0001056 | 0.0001056 | 0.0001056 | 0.0001056 | 0.0001056 | 0.0001056 | 0.0001056 | 0.0001056 | 0.0001056 | 0.0001056 | 0.0001056 | 0.0001056 | 0.0001056 | 0.0001056 | 0.0001056 | 0.0001056 | 0.0001056 | 0.0001056 | 0.0001056 | 0.0001056 | 0.0001056 | 0.0001056 | 0.0001056 | 0.0001056 | 0.0001056 | 0.0001056 | 0.0001056 | 0.0001056 | 0.0001056 | 0.0001056 | 0.0001056
F1_Commercial_Grocery_New_Miscellaneous_Natural Gas_Pool Heater_E2 | F1 | Commercial | Grocery | New | Miscellaneous | Natural Gas | Pool Heater | E2 | Participant - Cost of Equipment | 0.0001729 | 0.0001729 | 0.0001729 | 0.0001729 | 0.0001729 | 0.0001729 | 0.0001729 | 0.0001729 | 0.0001729 | 0.0001729 | 0.0001729 | 0.0001729 | 0.0001729 | 0.0001729 | 0.0001729 | 0.0001729 | 0.0001729 | 0.0001729 | 0.0001729 | 0.0001729 | 0.0001729 | 0.0001729 | 0.0001729 | 0.0001729 | 0.0001729 | 0.0001729 | 0.0001729 | 0.0001729 | 0.0001729 | 0.0001729 | 0.0001729
F1_Commercial_Grocery_New_Miscellaneous_Natural Gas_Pool Heater_E3 | F1 | Commercial | Grocery | New | Miscellaneous | Natural Gas | Pool Heater | E3 | Participant - Cost of Equipment | 0 | 0 | 0 | 0 | 0 | 0 | 0 | 0 | 0 | 0 | 0 | 0 | 0 | 0 | 0 | 0 | 0 | 0 | 0 | 0 | 0 | 0 | 0 | 0 | 0 | 0 | 0 | 0 | 0 | 0 | 0
F1_Commercial_Grocery_New_Miscellaneous_Natural Gas_Pool Heater_E4 | F1 | Commercial | Grocery | New | Miscellaneous | Natural Gas | Pool Heater | E4 | Participant - Cost of Equipment | 0 | 0 | 0 | 0 | 0 | 0 | 0 | 0 | 0 | 0 | 0 | 0 | 0 | 0 | 0 | 0 | 0 | 0 | 0 | 0 | 0 | 0 | 0 | 0 | 0 | 0 | 0 | 0 | 0 | 0 | 0
F1_Commercial_Grocery_New_Miscellaneous_Natural Gas_Pool Heater_E5 | F1 | Commercial | Grocery | New | Miscellaneous | Natural Gas | Pool Heater | E5 | Participant - Cost of Equipment | 0 | 0 | 0 | 0 | 0 | 0 | 0 | 0 | 0 | 0 | 0 | 0 | 0 | 0 | 0 | 0 | 0 | 0 | 0 | 0 | 0 | 0 | 0 | 0 | 0 | 0 | 0 | 0 | 0 | 0 | 0
F1_Commercial_Grocery_New_Miscellaneous_Natural Gas_Pool Heater_E6 | F1 | Commercial | Grocery | New | Miscellaneous | Natural Gas | Pool Heater | E6 | Participant - Cost of Equipment | 0 | 0 | 0 | 0 | 0 | 0 | 0 | 0 | 0 | 0 | 0 | 0 | 0 | 0 | 0 | 0 | 0 | 0 | 0 | 0 | 0 | 0 | 0 | 0 | 0 | 0 | 0 | 0 | 0 | 0 | 0
F1_Commercial_Grocery_New_Miscellaneous_Natural Gas_Pool Heater_E7 | F1 | Commercial | Grocery | New | Miscellaneous | Natural Gas | Pool Heater | E7 | Participant - Cost of Equipment | 0 | 0 | 0 | 0 | 0 | 0 | 0 | 0 | 0 | 0 | 0 | 0 | 0 | 0 | 0 | 0 | 0 | 0 | 0 | 0 | 0 | 0 | 0 | 0 | 0 | 0 | 0 | 0 | 0 | 0 | 0
F1_Commercial_Grocery_New_Miscellaneous_Natural Gas_Pool Heater_E8 | F1 | Commercial | Grocery | New | Miscellaneous | Natural Gas | Pool Heater | E8 | Participant - Cost of Equipment | 0 | 0 | 0 | 0 | 0 | 0 | 0 | 0 | 0 | 0 | 0 | 0 | 0 | 0 | 0 | 0 | 0 | 0 | 0 | 0 | 0 | 0 | 0 | 0 | 0 | 0 | 0 | 0 | 0 | 0 | 0
F1_Commercial_Grocery_New_Miscellaneous_Natural Gas_Pool Heater_E9 | F1 | Commercial | Grocery | New | Miscellaneous | Natural Gas | Pool Heater | E9 | Participant - Cost of Equipment | 0 | 0 | 0 | 0 | 0 | 0 | 0 | 0 | 0 | 0 | 0 | 0 | 0 | 0 | 0 | 0 | 0 | 0 | 0 | 0 | 0 | 0 | 0 | 0 | 0 | 0 | 0 | 0 | 0 | 0 | 0
F1_Commercial_Grocery_New_Miscellaneous_Natural Gas_Pool Heater_E10 | F1 | Commercial | Grocery | New | Miscellaneous | Natural Gas | Pool Heater | E10 | Participant - Cost of Equipment | 0 | 0 | 0 | 0 | 0 | 0 | 0 | 0 | 0 | 0 | 0 | 0 | 0 | 0 | 0 | 0 | 0 | 0 | 0 | 0 | 0 | 0 | 0 | 0 | 0 | 0 | 0 | 0 | 0 | 0 | 0
F2_Commercial_Grocery_New_Miscellaneous_Natural Gas_Pool Heater_E1 | F2 | Commercial | Grocery | New | Miscellaneous | Natural Gas | Pool Heater | E1 | Participant - Cost of Operation | 0.00048756 | 0.00050558 | 0.00051277 | 0.00051447 | 0.00053393 | 0.00050335 | 0.00048219 | 0.0004816 | 0.00049583 | 0.00048748 | 0.00048519 | 0.00047996 | 0.00036011 | 0.00035134 | 0.00034878 | 0.00039422 | 0.00045019 | 0.00051319 | 0.00056344 | 0.00064593 | 0.00065608 | 0.00066867 | 0.00068369 | 0.00025798 | 0.00025249 | 0.00024741 | 0.00024268 | 0.00023824 | 0.00023403 | 0.00023002 | 0.00022616
F2_Commercial_Grocery_New_Miscellaneous_Natural Gas_Pool Heater_E2 | F2 | Commercial | Grocery | New | Miscellaneous | Natural Gas | Pool Heater | E2 | Participant - Cost of Operation | 0.00041442 | 0.00042974 | 0.00043585 | 0.0004373 | 0.00045384 | 0.00042784 | 0.00040986 | 0.00040936 | 0.00042146 | 0.00041436 | 0.00041242 | 0.00040797 | 0.00030609 | 0.00029864 | 0.00029646 | 0.00033508 | 0.00038266 | 0.00043621 | 0.00047892 | 0.00054904 | 0.00055767 | 0.00056837 | 0.00058113 | 0.00021928 | 0.00021462 | 0.0002103 | 0.00020628 | 0.0002025 | 0.00019893 | 0.00019552 | 0.00019224
F2_Commercial_Grocery_New_Miscellaneous_Natural Gas_Pool Heater_E3 | F2 | Commercial | Grocery | New | Miscellaneous | Natural Gas | Pool Heater | E3 | Participant - Cost of Operation | 0 | 0 | 0 | 0 | 0 | 0 | 0 | 0 | 0 | 0 | 0 | 0 | 0 | 0 | 0 | 0 | 0 | 0 | 0 | 0 | 0 | 0 | 0 | 0 | 0 | 0 | 0 | 0 | 0 | 0 | 0
F2_Commercial_Grocery_New_Miscellaneous_Natural Gas_Pool Heater_E4 | F2 | Commercial | Grocery | New | Miscellaneous | Natural Gas | Pool Heater | E4 | Participant - Cost of Operation | 0 | 0 | 0 | 0 | 0 | 0 | 0 | 0 | 0 | 0 | 0 | 0 | 0 | 0 | 0 | 0 | 0 | 0 | 0 | 0 | 0 | 0 | 0 | 0 | 0 | 0 | 0 | 0 | 0 | 0 | 0
F2_Commercial_Grocery_New_Miscellaneous_Natural Gas_Pool Heater_E5 | F2 | Commercial | Grocery | New | Miscellaneous | Natural Gas | Pool Heater | E5 | Participant - Cost of Operation | 0 | 0 | 0 | 0 | 0 | 0 | 0 | 0 | 0 | 0 | 0 | 0 | 0 | 0 | 0 | 0 | 0 | 0 | 0 | 0 | 0 | 0 | 0 | 0 | 0 | 0 | 0 | 0 | 0 | 0 | 0
F2_Commercial_Grocery_New_Miscellaneous_Natural Gas_Pool Heater_E6 | F2 | Commercial | Grocery | New | Miscellaneous | Natural Gas | Pool Heater | E6 | Participant - Cost of Operation | 0 | 0 | 0 | 0 | 0 | 0 | 0 | 0 | 0 | 0 | 0 | 0 | 0 | 0 | 0 | 0 | 0 | 0 | 0 | 0 | 0 | 0 | 0 | 0 | 0 | 0 | 0 | 0 | 0 | 0 | 0
F2_Commercial_Grocery_New_Miscellaneous_Natural Gas_Pool Heater_E7 | F2 | Commercial | Grocery | New | Miscellaneous | Natural Gas | Pool Heater | E7 | Participant - Cost of Operation | 0 | 0 | 0 | 0 | 0 | 0 | 0 | 0 | 0 | 0 | 0 | 0 | 0 | 0 | 0 | 0 | 0 | 0 | 0 | 0 | 0 | 0 | 0 | 0 | 0 | 0 | 0 | 0 | 0 | 0 | 0
F2_Commercial_Grocery_New_Miscellaneous_Natural Gas_Pool Heater_E8 | F2 | Commercial | Grocery | New | Miscellaneous | Natural Gas | Pool Heater | E8 | Participant - Cost of Operation | 0 | 0 | 0 | 0 | 0 | 0 | 0 | 0 | 0 | 0 | 0 | 0 | 0 | 0 | 0 | 0 | 0 | 0 | 0 | 0 | 0 | 0 | 0 | 0 | 0 | 0 | 0 | 0 | 0 | 0 | 0
F2_Commercial_Grocery_New_Miscellaneous_Natural Gas_Pool Heater_E9 | F2 | Commercial | Grocery | New | Miscellaneous | Natural Gas | Pool Heater | E9 | Participant - Cost of Operation | 0 | 0 | 0 | 0 | 0 | 0 | 0 | 0 | 0 | 0 | 0 | 0 | 0 | 0 | 0 | 0 | 0 | 0 | 0 | 0 | 0 | 0 | 0 | 0 | 0 | 0 | 0 | 0 | 0 | 0 | 0
F2_Commercial_Grocery_New_Miscellaneous_Natural Gas_Pool Heater_E10 | F2 | Commercial | Grocery | New | Miscellaneous | Natural Gas | Pool Heater | E10 | Participant - Cost of Operation | 0 | 0 | 0 | 0 | 0 | 0 | 0 | 0 | 0 | 0 | 0 | 0 | 0 | 0 | 0 | 0 | 0 | 0 | 0 | 0 | 0 | 0 | 0 | 0 | 0 | 0 | 0 | 0 | 0 | 0 | 0
F3_Commercial_Grocery_New_Miscellaneous_Natural Gas_Pool Heater_E1 | F3 | Commercial | Grocery | New | Miscellaneous | Natural Gas | Pool Heater | E1 | System - kBTUs of Conusmption | 0.041167 | 0.041331 | 0.041226 | 0.041155 | 0.041155 | 0.041155 | 0.041155 | 0.041155 | 0.041155 | 0.041155 | 0.041155 | 0.041155 | 0.041155 | 0.041155 | 0.041155 | 0.041155 | 0.041155 | 0.041155 | 0.041155 | 0.041155 | 0.041155 | 0.041155 | 0.041155 | 0.041155 | 0.041155 | 0.041155 | 0.041155 | 0.041155 | 0.041155 | 0.041155 | 0.041155
F3_Commercial_Grocery_New_Miscellaneous_Natural Gas_Pool Heater_E2 | F3 | Commercial | Grocery | New | Miscellaneous | Natural Gas | Pool Heater | E2 | System - kBTUs of Conusmption | 0.034992 | 0.035131 | 0.035042 | 0.034982 | 0.034982 | 0.034982 | 0.034982 | 0.034982 | 0.034982 | 0.034982 | 0.034982 | 0.034982 | 0.034982 | 0.034982 | 0.034982 | 0.034982 | 0.034982 | 0.034982 | 0.034982 | 0.034982 | 0.034982 | 0.034982 | 0.034982 | 0.034982 | 0.034982 | 0.034982 | 0.034982 | 0.034982 | 0.034982 | 0.034982 | 0.034982
F3_Commercial_Grocery_New_Miscellaneous_Natural Gas_Pool Heater_E3 | F3 | Commercial | Grocery | New | Miscellaneous | Natural Gas | Pool Heater | E3 | System - kBTUs of Conusmption | 0 | 0 | 0 | 0 | 0 | 0 | 0 | 0 | 0 | 0 | 0 | 0 | 0 | 0 | 0 | 0 | 0 | 0 | 0 | 0 | 0 | 0 | 0 | 0 | 0 | 0 | 0 | 0 | 0 | 0 | 0
F3_Commercial_Grocery_New_Miscellaneous_Natural Gas_Pool Heater_E4 | F3 | Commercial | Grocery | New | Miscellaneous | Natural Gas | Pool Heater | E4 | System - kBTUs of Conusmption | 0 | 0 | 0 | 0 | 0 | 0 | 0 | 0 | 0 | 0 | 0 | 0 | 0 | 0 | 0 | 0 | 0 | 0 | 0 | 0 | 0 | 0 | 0 | 0 | 0 | 0 | 0 | 0 | 0 | 0 | 0
F3_Commercial_Grocery_New_Miscellaneous_Natural Gas_Pool Heater_E5 | F3 | Commercial | Grocery | New | Miscellaneous | Natural Gas | Pool Heater | E5 | System - kBTUs of Conusmption | 0 | 0 | 0 | 0 | 0 | 0 | 0 | 0 | 0 | 0 | 0 | 0 | 0 | 0 | 0 | 0 | 0 | 0 | 0 | 0 | 0 | 0 | 0 | 0 | 0 | 0 | 0 | 0 | 0 | 0 | 0
F3_Commercial_Grocery_New_Miscellaneous_Natural Gas_Pool Heater_E6 | F3 | Commercial | Grocery | New | Miscellaneous | Natural Gas | Pool Heater | E6 | System - kBTUs of Conusmption | 0 | 0 | 0 | 0 | 0 | 0 | 0 | 0 | 0 | 0 | 0 | 0 | 0 | 0 | 0 | 0 | 0 | 0 | 0 | 0 | 0 | 0 | 0 | 0 | 0 | 0 | 0 | 0 | 0 | 0 | 0
F3_Commercial_Grocery_New_Miscellaneous_Natural Gas_Pool Heater_E7 | F3 | Commercial | Grocery | New | Miscellaneous | Natural Gas | Pool Heater | E7 | System - kBTUs of Conusmption | 0 | 0 | 0 | 0 | 0 | 0 | 0 | 0 | 0 | 0 | 0 | 0 | 0 | 0 | 0 | 0 | 0 | 0 | 0 | 0 | 0 | 0 | 0 | 0 | 0 | 0 | 0 | 0 | 0 | 0 | 0
F3_Commercial_Grocery_New_Miscellaneous_Natural Gas_Pool Heater_E8 | F3 | Commercial | Grocery | New | Miscellaneous | Natural Gas | Pool Heater | E8 | System - kBTUs of Conusmption | 0 | 0 | 0 | 0 | 0 | 0 | 0 | 0 | 0 | 0 | 0 | 0 | 0 | 0 | 0 | 0 | 0 | 0 | 0 | 0 | 0 | 0 | 0 | 0 | 0 | 0 | 0 | 0 | 0 | 0 | 0
F3_Commercial_Grocery_New_Miscellaneous_Natural Gas_Pool Heater_E9 | F3 | Commercial | Grocery | New | Miscellaneous | Natural Gas | Pool Heater | E9 | System - kBTUs of Conusmption | 0 | 0 | 0 | 0 | 0 | 0 | 0 | 0 | 0 | 0 | 0 | 0 | 0 | 0 | 0 | 0 | 0 | 0 | 0 | 0 | 0 | 0 | 0 | 0 | 0 | 0 | 0 | 0 | 0 | 0 | 0
F3_Commercial_Grocery_New_Miscellaneous_Natural Gas_Pool Heater_E10 | F3 | Commercial | Grocery | New | Miscellaneous | Natural Gas | Pool Heater | E10 | System - kBTUs of Conusmption | 0 | 0 | 0 | 0 | 0 | 0 | 0 | 0 | 0 | 0 | 0 | 0 | 0 | 0 | 0 | 0 | 0 | 0 | 0 | 0 | 0 | 0 | 0 | 0 | 0 | 0 | 0 | 0 | 0 | 0 | 0
F4_Commercial_Grocery_New_Miscellaneous_Natural Gas_Pool Heater_E1 | F4 | Commercial | Grocery | New | Miscellaneous | Natural Gas | Pool Heater | E1 | Utility - Cost of Equipment | 0.0001056 | 0.0001056 | 0.0001056 | 0.0001056 | 0.0001056 | 0.0001056 | 0.0001056 | 0.0001056 | 0.0001056 | 0.0001056 | 0.0001056 | 0.0001056 | 0.0001056 | 0.0001056 | 0.0001056 | 0.0001056 | 0.0001056 | 0.0001056 | 0.0001056 | 0.0001056 | 0.0001056 | 0.0001056 | 0.0001056 | 0.0001056 | 0.0001056 | 0.0001056 | 0.0001056 | 0.0001056 | 0.0001056 | 0.0001056 | 0.0001056
F4_Commercial_Grocery_New_Miscellaneous_Natural Gas_Pool Heater_E2 | F4 | Commercial | Grocery | New | Miscellaneous | Natural Gas | Pool Heater | E2 | Utility - Cost of Equipment | 0.0001729 | 0.0001729 | 0.0001729 | 0.0001729 | 0.0001729 | 0.0001729 | 0.0001729 | 0.0001729 | 0.0001729 | 0.0001729 | 0.0001729 | 0.0001729 | 0.0001729 | 0.0001729 | 0.0001729 | 0.0001729 | 0.0001729 | 0.0001729 | 0.0001729 | 0.0001729 | 0.0001729 | 0.0001729 | 0.0001729 | 0.0001729 | 0.0001729 | 0.0001729 | 0.0001729 | 0.0001729 | 0.0001729 | 0.0001729 | 0.0001729
F4_Commercial_Grocery_New_Miscellaneous_Natural Gas_Pool Heater_E3 | F4 | Commercial | Grocery | New | Miscellaneous | Natural Gas | Pool Heater | E3 | Utility - Cost of Equipment | 0 | 0 | 0 | 0 | 0 | 0 | 0 | 0 | 0 | 0 | 0 | 0 | 0 | 0 | 0 | 0 | 0 | 0 | 0 | 0 | 0 | 0 | 0 | 0 | 0 | 0 | 0 | 0 | 0 | 0 | 0
F4_Commercial_Grocery_New_Miscellaneous_Natural Gas_Pool Heater_E4 | F4 | Commercial | Grocery | New | Miscellaneous | Natural Gas | Pool Heater | E4 | Utility - Cost of Equipment | 0 | 0 | 0 | 0 | 0 | 0 | 0 | 0 | 0 | 0 | 0 | 0 | 0 | 0 | 0 | 0 | 0 | 0 | 0 | 0 | 0 | 0 | 0 | 0 | 0 | 0 | 0 | 0 | 0 | 0 | 0
F4_Commercial_Grocery_New_Miscellaneous_Natural Gas_Pool Heater_E5 | F4 | Commercial | Grocery | New | Miscellaneous | Natural Gas | Pool Heater | E5 | Utility - Cost of Equipment | 0 | 0 | 0 | 0 | 0 | 0 | 0 | 0 | 0 | 0 | 0 | 0 | 0 | 0 | 0 | 0 | 0 | 0 | 0 | 0 | 0 | 0 | 0 | 0 | 0 | 0 | 0 | 0 | 0 | 0 | 0
F4_Commercial_Grocery_New_Miscellaneous_Natural Gas_Pool Heater_E6 | F4 | Commercial | Grocery | New | Miscellaneous | Natural Gas | Pool Heater | E6 | Utility - Cost of Equipment | 0 | 0 | 0 | 0 | 0 | 0 | 0 | 0 | 0 | 0 | 0 | 0 | 0 | 0 | 0 | 0 | 0 | 0 | 0 | 0 | 0 | 0 | 0 | 0 | 0 | 0 | 0 | 0 | 0 | 0 | 0
F4_Commercial_Grocery_New_Miscellaneous_Natural Gas_Pool Heater_E7 | F4 | Commercial | Grocery | New | Miscellaneous | Natural Gas | Pool Heater | E7 | Utility - Cost of Equipment | 0 | 0 | 0 | 0 | 0 | 0 | 0 | 0 | 0 | 0 | 0 | 0 | 0 | 0 | 0 | 0 | 0 | 0 | 0 | 0 | 0 | 0 | 0 | 0 | 0 | 0 | 0 | 0 | 0 | 0 | 0
F4_Commercial_Grocery_New_Miscellaneous_Natural Gas_Pool Heater_E8 | F4 | Commercial | Grocery | New | Miscellaneous | Natural Gas | Pool Heater | E8 | Utility - Cost of Equipment | 0 | 0 | 0 | 0 | 0 | 0 | 0 | 0 | 0 | 0 | 0 | 0 | 0 | 0 | 0 | 0 | 0 | 0 | 0 | 0 | 0 | 0 | 0 | 0 | 0 | 0 | 0 | 0 | 0 | 0 | 0
F4_Commercial_Grocery_New_Miscellaneous_Natural Gas_Pool Heater_E9 | F4 | Commercial | Grocery | New | Miscellaneous | Natural Gas | Pool Heater | E9 | Utility - Cost of Equipment | 0 | 0 | 0 | 0 | 0 | 0 | 0 | 0 | 0 | 0 | 0 | 0 | 0 | 0 | 0 | 0 | 0 | 0 | 0 | 0 | 0 | 0 | 0 | 0 | 0 | 0 | 0 | 0 | 0 | 0 | 0
F4_Commercial_Grocery_New_Miscellaneous_Natural Gas_Pool Heater_E10 | F4 | Commercial | Grocery | New | Miscellaneous | Natural Gas | Pool Heater | E10 | Utility - Cost of Equipment | 0 | 0 | 0 | 0 | 0 | 0 | 0 | 0 | 0 | 0 | 0 | 0 | 0 | 0 | 0 | 0 | 0 | 0 | 0 | 0 | 0 | 0 | 0 | 0 | 0 | 0 | 0 | 0 | 0 | 0 | 0
F5_Commercial_Grocery_New_Miscellaneous_Natural Gas_Pool Heater_E1 | F5 | Commercial | Grocery | New | Miscellaneous | Natural Gas | Pool Heater | E1 | Utility - Cost of Operation | 0.00040695 | 0.000422 | 0.000428 | 0.00042942 | 0.00044566 | 0.00042013 | 0.00040247 | 0.00040198 | 0.00041386 | 0.00040689 | 0.00040498 | 0.00040061 | 0.00030057 | 0.00029325 | 0.00029112 | 0.00032904 | 0.00037576 | 0.00042835 | 0.00047029 | 0.00053914 | 0.00054762 | 0.00055812 | 0.00057066 | 0.00021533 | 0.00021075 | 0.00020651 | 0.00020256 | 0.00019885 | 0.00019534 | 0.00019199 | 0.00018877
F5_Commercial_Grocery_New_Miscellaneous_Natural Gas_Pool Heater_E2 | F5 | Commercial | Grocery | New | Miscellaneous | Natural Gas | Pool Heater | E2 | Utility - Cost of Operation | 0.00034591 | 0.0003587 | 0.0003638 | 0.00036501 | 0.00037881 | 0.00035711 | 0.0003421 | 0.00034169 | 0.00035178 | 0.00034586 | 0.00034423 | 0.00034052 | 0.00025549 | 0.00024927 | 0.00024745 | 0.00027969 | 0.0003194 | 0.0003641 | 0.00039975 | 0.00045827 | 0.00046548 | 0.0004744 | 0.00048506 | 0.00018303 | 0.00017914 | 0.00017553 | 0.00017218 | 0.00016902 | 0.00016604 | 0.00016319 | 0.00016046
F5_Commercial_Grocery_New_Miscellaneous_Natural Gas_Pool Heater_E3 | F5 | Commercial | Grocery | New | Miscellaneous | Natural Gas | Pool Heater | E3 | Utility - Cost of Operation | 0 | 0 | 0 | 0 | 0 | 0 | 0 | 0 | 0 | 0 | 0 | 0 | 0 | 0 | 0 | 0 | 0 | 0 | 0 | 0 | 0 | 0 | 0 | 0 | 0 | 0 | 0 | 0 | 0 | 0 | 0
F5_Commercial_Grocery_New_Miscellaneous_Natural Gas_Pool Heater_E4 | F5 | Commercial | Grocery | New | Miscellaneous | Natural Gas | Pool Heater | E4 | Utility - Cost of Operation | 0 | 0 | 0 | 0 | 0 | 0 | 0 | 0 | 0 | 0 | 0 | 0 | 0 | 0 | 0 | 0 | 0 | 0 | 0 | 0 | 0 | 0 | 0 | 0 | 0 | 0 | 0 | 0 | 0 | 0 | 0
F5_Commercial_Grocery_New_Miscellaneous_Natural Gas_Pool Heater_E5 | F5 | Commercial | Grocery | New | Miscellaneous | Natural Gas | Pool Heater | E5 | Utility - Cost of Operation | 0 | 0 | 0 | 0 | 0 | 0 | 0 | 0 | 0 | 0 | 0 | 0 | 0 | 0 | 0 | 0 | 0 | 0 | 0 | 0 | 0 | 0 | 0 | 0 | 0 | 0 | 0 | 0 | 0 | 0 | 0
F5_Commercial_Grocery_New_Miscellaneous_Natural Gas_Pool Heater_E6 | F5 | Commercial | Grocery | New | Miscellaneous | Natural Gas | Pool Heater | E6 | Utility - Cost of Operation | 0 | 0 | 0 | 0 | 0 | 0 | 0 | 0 | 0 | 0 | 0 | 0 | 0 | 0 | 0 | 0 | 0 | 0 | 0 | 0 | 0 | 0 | 0 | 0 | 0 | 0 | 0 | 0 | 0 | 0 | 0
F5_Commercial_Grocery_New_Miscellaneous_Natural Gas_Pool Heater_E7 | F5 | Commercial | Grocery | New | Miscellaneous | Natural Gas | Pool Heater | E7 | Utility - Cost of Operation | 0 | 0 | 0 | 0 | 0 | 0 | 0 | 0 | 0 | 0 | 0 | 0 | 0 | 0 | 0 | 0 | 0 | 0 | 0 | 0 | 0 | 0 | 0 | 0 | 0 | 0 | 0 | 0 | 0 | 0 | 0
F5_Commercial_Grocery_New_Miscellaneous_Natural Gas_Pool Heater_E8 | F5 | Commercial | Grocery | New | Miscellaneous | Natural Gas | Pool Heater | E8 | Utility - Cost of Operation | 0 | 0 | 0 | 0 | 0 | 0 | 0 | 0 | 0 | 0 | 0 | 0 | 0 | 0 | 0 | 0 | 0 | 0 | 0 | 0 | 0 | 0 | 0 | 0 | 0 | 0 | 0 | 0 | 0 | 0 | 0
F5_Commercial_Grocery_New_Miscellaneous_Natural Gas_Pool Heater_E9 | F5 | Commercial | Grocery | New | Miscellaneous | Natural Gas | Pool Heater | E9 | Utility - Cost of Operation | 0 | 0 | 0 | 0 | 0 | 0 | 0 | 0 | 0 | 0 | 0 | 0 | 0 | 0 | 0 | 0 | 0 | 0 | 0 | 0 | 0 | 0 | 0 | 0 | 0 | 0 | 0 | 0 | 0 | 0 | 0
F5_Commercial_Grocery_New_Miscellaneous_Natural Gas_Pool Heater_E10 | F5 | Commercial | Grocery | New | Miscellaneous | Natural Gas | Pool Heater | E10 | Utility - Cost of Operation | 0 | 0 | 0 | 0 | 0 | 0 | 0 | 0 | 0 | 0 | 0 | 0 | 0 | 0 | 0 | 0 | 0 | 0 | 0 | 0 | 0 | 0 | 0 | 0 | 0 | 0 | 0 | 0 | 0 | 0 | 0
F6_Commercial_Grocery_New_Miscellaneous_Natural Gas_Pool Heater_E1 | F6 | Commercial | Grocery | New | Miscellaneous | Natural Gas | Pool Heater | E1 | Utility - Value of Sales | 0.00048756 | 0.00050558 | 0.00051277 | 0.00051447 | 0.00053393 | 0.00050335 | 0.00048219 | 0.0004816 | 0.00049583 | 0.00048748 | 0.00048519 | 0.00047996 | 0.00036011 | 0.00035134 | 0.00034878 | 0.00039422 | 0.00045019 | 0.00051319 | 0.00056344 | 0.00064593 | 0.00065608 | 0.00066867 | 0.00068369 | 0.00025798 | 0.00025249 | 0.00024741 | 0.00024268 | 0.00023824 | 0.00023403 | 0.00023002 | 0.00022616
F6_Commercial_Grocery_New_Miscellaneous_Natural Gas_Pool Heater_E2 | F6 | Commercial | Grocery | New | Miscellaneous | Natural Gas | Pool Heater | E2 | Utility - Value of Sales | 0.00041442 | 0.00042974 | 0.00043585 | 0.0004373 | 0.00045384 | 0.00042784 | 0.00040986 | 0.00040936 | 0.00042146 | 0.00041436 | 0.00041242 | 0.00040797 | 0.00030609 | 0.00029864 | 0.00029646 | 0.00033508 | 0.00038266 | 0.00043621 | 0.00047892 | 0.00054904 | 0.00055767 | 0.00056837 | 0.00058113 | 0.00021928 | 0.00021462 | 0.0002103 | 0.00020628 | 0.0002025 | 0.00019893 | 0.00019552 | 0.00019224
F6_Commercial_Grocery_New_Miscellaneous_Natural Gas_Pool Heater_E3 | F6 | Commercial | Grocery | New | Miscellaneous | Natural Gas | Pool Heater | E3 | Utility - Value of Sales | 0 | 0 | 0 | 0 | 0 | 0 | 0 | 0 | 0 | 0 | 0 | 0 | 0 | 0 | 0 | 0 | 0 | 0 | 0 | 0 | 0 | 0 | 0 | 0 | 0 | 0 | 0 | 0 | 0 | 0 | 0
F6_Commercial_Grocery_New_Miscellaneous_Natural Gas_Pool Heater_E4 | F6 | Commercial | Grocery | New | Miscellaneous | Natural Gas | Pool Heater | E4 | Utility - Value of Sales | 0 | 0 | 0 | 0 | 0 | 0 | 0 | 0 | 0 | 0 | 0 | 0 | 0 | 0 | 0 | 0 | 0 | 0 | 0 | 0 | 0 | 0 | 0 | 0 | 0 | 0 | 0 | 0 | 0 | 0 | 0
F6_Commercial_Grocery_New_Miscellaneous_Natural Gas_Pool Heater_E5 | F6 | Commercial | Grocery | New | Miscellaneous | Natural Gas | Pool Heater | E5 | Utility - Value of Sales | 0 | 0 | 0 | 0 | 0 | 0 | 0 | 0 | 0 | 0 | 0 | 0 | 0 | 0 | 0 | 0 | 0 | 0 | 0 | 0 | 0 | 0 | 0 | 0 | 0 | 0 | 0 | 0 | 0 | 0 | 0
F6_Commercial_Grocery_New_Miscellaneous_Natural Gas_Pool Heater_E6 | F6 | Commercial | Grocery | New | Miscellaneous | Natural Gas | Pool Heater | E6 | Utility - Value of Sales | 0 | 0 | 0 | 0 | 0 | 0 | 0 | 0 | 0 | 0 | 0 | 0 | 0 | 0 | 0 | 0 | 0 | 0 | 0 | 0 | 0 | 0 | 0 | 0 | 0 | 0 | 0 | 0 | 0 | 0 | 0
F6_Commercial_Grocery_New_Miscellaneous_Natural Gas_Pool Heater_E7 | F6 | Commercial | Grocery | New | Miscellaneous | Natural Gas | Pool Heater | E7 | Utility - Value of Sales | 0 | 0 | 0 | 0 | 0 | 0 | 0 | 0 | 0 | 0 | 0 | 0 | 0 | 0 | 0 | 0 | 0 | 0 | 0 | 0 | 0 | 0 | 0 | 0 | 0 | 0 | 0 | 0 | 0 | 0 | 0
F6_Commercial_Grocery_New_Miscellaneous_Natural Gas_Pool Heater_E8 | F6 | Commercial | Grocery | New | Miscellaneous | Natural Gas | Pool Heater | E8 | Utility - Value of Sales | 0 | 0 | 0 | 0 | 0 | 0 | 0 | 0 | 0 | 0 | 0 | 0 | 0 | 0 | 0 | 0 | 0 | 0 | 0 | 0 | 0 | 0 | 0 | 0 | 0 | 0 | 0 | 0 | 0 | 0 | 0
F6_Commercial_Grocery_New_Miscellaneous_Natural Gas_Pool Heater_E9 | F6 | Commercial | Grocery | New | Miscellaneous | Natural Gas | Pool Heater | E9 | Utility - Value of Sales | 0 | 0 | 0 | 0 | 0 | 0 | 0 | 0 | 0 | 0 | 0 | 0 | 0 | 0 | 0 | 0 | 0 | 0 | 0 | 0 | 0 | 0 | 0 | 0 | 0 | 0 | 0 | 0 | 0 | 0 | 0
F6_Commercial_Grocery_New_Miscellaneous_Natural Gas_Pool Heater_E10 | F6 | Commercial | Grocery | New | Miscellaneous | Natural Gas | Pool Heater | E10 | Utility - Value of Sales | 0 | 0 | 0 | 0 | 0 | 0 | 0 | 0 | 0 | 0 | 0 | 0 | 0 | 0 | 0 | 0 | 0 | 0 | 0 | 0 | 0 | 0 | 0 | 0 | 0 | 0 | 0 | 0 | 0 | 0 | 0
F1_Commercial_Grocery_New_Miscellaneous_Natural Gas_Miscellaneous_E1 | F1 | Commercial | Grocery | New | Miscellaneous | Natural Gas | Miscellaneous | E1 | Participant - Cost of Equipment | 0.24854 | 0.24854 | 0.24854 | 0.24854 | 0.24854 | 0.24854 | 0.24854 | 0.24854 | 0.24854 | 0.24854 | 0.24854 | 0.24854 | 0.24854 | 0.24854 | 0.24854 | 0.24854 | 0.24854 | 0.24854 | 0.24854 | 0.24854 | 0.24854 | 0.24854 | 0.24854 | 0.24854 | 0.24854 | 0.24854 | 0.24854 | 0.24854 | 0.24854 | 0.24854 | 0.24854
F1_Commercial_Grocery_New_Miscellaneous_Natural Gas_Miscellaneous_E2 | F1 | Commercial | Grocery | New | Miscellaneous | Natural Gas | Miscellaneous | E2 | Participant - Cost of Equipment | 0 | 0 | 0 | 0 | 0 | 0 | 0 | 0 | 0 | 0 | 0 | 0 | 0 | 0 | 0 | 0 | 0 | 0 | 0 | 0 | 0 | 0 | 0 | 0 | 0 | 0 | 0 | 0 | 0 | 0 | 0
F1_Commercial_Grocery_New_Miscellaneous_Natural Gas_Miscellaneous_E3 | F1 | Commercial | Grocery | New | Miscellaneous | Natural Gas | Miscellaneous | E3 | Participant - Cost of Equipment | 0 | 0 | 0 | 0 | 0 | 0 | 0 | 0 | 0 | 0 | 0 | 0 | 0 | 0 | 0 | 0 | 0 | 0 | 0 | 0 | 0 | 0 | 0 | 0 | 0 | 0 | 0 | 0 | 0 | 0 | 0
F1_Commercial_Grocery_New_Miscellaneous_Natural Gas_Miscellaneous_E4 | F1 | Commercial | Grocery | New | Miscellaneous | Natural Gas | Miscellaneous | E4 | Participant - Cost of Equipment | 0 | 0 | 0 | 0 | 0 | 0 | 0 | 0 | 0 | 0 | 0 | 0 | 0 | 0 | 0 | 0 | 0 | 0 | 0 | 0 | 0 | 0 | 0 | 0 | 0 | 0 | 0 | 0 | 0 | 0 | 0
F1_Commercial_Grocery_New_Miscellaneous_Natural Gas_Miscellaneous_E5 | F1 | Commercial | Grocery | New | Miscellaneous | Natural Gas | Miscellaneous | E5 | Participant - Cost of Equipment | 0 | 0 | 0 | 0 | 0 | 0 | 0 | 0 | 0 | 0 | 0 | 0 | 0 | 0 | 0 | 0 | 0 | 0 | 0 | 0 | 0 | 0 | 0 | 0 | 0 | 0 | 0 | 0 | 0 | 0 | 0
F1_Commercial_Grocery_New_Miscellaneous_Natural Gas_Miscellaneous_E6 | F1 | Commercial | Grocery | New | Miscellaneous | Natural Gas | Miscellaneous | E6 | Participant - Cost of Equipment | 0 | 0 | 0 | 0 | 0 | 0 | 0 | 0 | 0 | 0 | 0 | 0 | 0 | 0 | 0 | 0 | 0 | 0 | 0 | 0 | 0 | 0 | 0 | 0 | 0 | 0 | 0 | 0 | 0 | 0 | 0
F1_Commercial_Grocery_New_Miscellaneous_Natural Gas_Miscellaneous_E7 | F1 | Commercial | Grocery | New | Miscellaneous | Natural Gas | Miscellaneous | E7 | Participant - Cost of Equipment | 0 | 0 | 0 | 0 | 0 | 0 | 0 | 0 | 0 | 0 | 0 | 0 | 0 | 0 | 0 | 0 | 0 | 0 | 0 | 0 | 0 | 0 | 0 | 0 | 0 | 0 | 0 | 0 | 0 | 0 | 0
F1_Commercial_Grocery_New_Miscellaneous_Natural Gas_Miscellaneous_E8 | F1 | Commercial | Grocery | New | Miscellaneous | Natural Gas | Miscellaneous | E8 | Participant - Cost of Equipment | 0 | 0 | 0 | 0 | 0 | 0 | 0 | 0 | 0 | 0 | 0 | 0 | 0 | 0 | 0 | 0 | 0 | 0 | 0 | 0 | 0 | 0 | 0 | 0 | 0 | 0 | 0 | 0 | 0 | 0 | 0
F1_Commercial_Grocery_New_Miscellaneous_Natural Gas_Miscellaneous_E9 | F1 | Commercial | Grocery | New | Miscellaneous | Natural Gas | Miscellaneous | E9 | Participant - Cost of Equipment | 0 | 0 | 0 | 0 | 0 | 0 | 0 | 0 | 0 | 0 | 0 | 0 | 0 | 0 | 0 | 0 | 0 | 0 | 0 | 0 | 0 | 0 | 0 | 0 | 0 | 0 | 0 | 0 | 0 | 0 | 0
F1_Commercial_Grocery_New_Miscellaneous_Natural Gas_Miscellaneous_E10 | F1 | Commercial | Grocery | New | Miscellaneous | Natural Gas | Miscellaneous | E10 | Participant - Cost of Equipment | 0 | 0 | 0 | 0 | 0 | 0 | 0 | 0 | 0 | 0 | 0 | 0 | 0 | 0 | 0 | 0 | 0 | 0 | 0 | 0 | 0 | 0 | 0 | 0 | 0 | 0 | 0 | 0 | 0 | 0 | 0
F2_Commercial_Grocery_New_Miscellaneous_Natural Gas_Miscellaneous_E1 | F2 | Commercial | Grocery | New | Miscellaneous | Natural Gas | Miscellaneous | E1 | Participant - Cost of Operation | 0.0006068 | 0.0006263 | 0.00064107 | 0.00065797 | 0.00069042 | 0.0006412 | 0.00060404 | 0.00059683 | 0.00061116 | 0.00062132 | 0.00064117 | 0.00063387 | 0.00045573 | 0.00044454 | 0.00044183 | 0.00049047 | 0.00055138 | 0.00061621 | 0.00065961 | 0.00074744 | 0.00083733 | 0.00093879 | 0.00096257 | 0.00032745 | 0.00032038 | 0.00031384 | 0.00030777 | 0.00030208 | 0.00029671 | 0.00029159 | 0.00028668
F2_Commercial_Grocery_New_Miscellaneous_Natural Gas_Miscellaneous_E2 | F2 | Commercial | Grocery | New | Miscellaneous | Natural Gas | Miscellaneous | E2 | Participant - Cost of Operation | 0 | 0 | 0 | 0 | 0 | 0 | 0 | 0 | 0 | 0 | 0 | 0 | 0 | 0 | 0 | 0 | 0 | 0 | 0 | 0 | 0 | 0 | 0 | 0 | 0 | 0 | 0 | 0 | 0 | 0 | 0
F2_Commercial_Grocery_New_Miscellaneous_Natural Gas_Miscellaneous_E3 | F2 | Commercial | Grocery | New | Miscellaneous | Natural Gas | Miscellaneous | E3 | Participant - Cost of Operation | 0 | 0 | 0 | 0 | 0 | 0 | 0 | 0 | 0 | 0 | 0 | 0 | 0 | 0 | 0 | 0 | 0 | 0 | 0 | 0 | 0 | 0 | 0 | 0 | 0 | 0 | 0 | 0 | 0 | 0 | 0
F2_Commercial_Grocery_New_Miscellaneous_Natural Gas_Miscellaneous_E4 | F2 | Commercial | Grocery | New | Miscellaneous | Natural Gas | Miscellaneous | E4 | Participant - Cost of Operation | 0 | 0 | 0 | 0 | 0 | 0 | 0 | 0 | 0 | 0 | 0 | 0 | 0 | 0 | 0 | 0 | 0 | 0 | 0 | 0 | 0 | 0 | 0 | 0 | 0 | 0 | 0 | 0 | 0 | 0 | 0
F2_Commercial_Grocery_New_Miscellaneous_Natural Gas_Miscellaneous_E5 | F2 | Commercial | Grocery | New | Miscellaneous | Natural Gas | Miscellaneous | E5 | Participant - Cost of Operation | 0 | 0 | 0 | 0 | 0 | 0 | 0 | 0 | 0 | 0 | 0 | 0 | 0 | 0 | 0 | 0 | 0 | 0 | 0 | 0 | 0 | 0 | 0 | 0 | 0 | 0 | 0 | 0 | 0 | 0 | 0
F2_Commercial_Grocery_New_Miscellaneous_Natural Gas_Miscellaneous_E6 | F2 | Commercial | Grocery | New | Miscellaneous | Natural Gas | Miscellaneous | E6 | Participant - Cost of Operation | 0 | 0 | 0 | 0 | 0 | 0 | 0 | 0 | 0 | 0 | 0 | 0 | 0 | 0 | 0 | 0 | 0 | 0 | 0 | 0 | 0 | 0 | 0 | 0 | 0 | 0 | 0 | 0 | 0 | 0 | 0
F2_Commercial_Grocery_New_Miscellaneous_Natural Gas_Miscellaneous_E7 | F2 | Commercial | Grocery | New | Miscellaneous | Natural Gas | Miscellaneous | E7 | Participant - Cost of Operation | 0 | 0 | 0 | 0 | 0 | 0 | 0 | 0 | 0 | 0 | 0 | 0 | 0 | 0 | 0 | 0 | 0 | 0 | 0 | 0 | 0 | 0 | 0 | 0 | 0 | 0 | 0 | 0 | 0 | 0 | 0
F2_Commercial_Grocery_New_Miscellaneous_Natural Gas_Miscellaneous_E8 | F2 | Commercial | Grocery | New | Miscellaneous | Natural Gas | Miscellaneous | E8 | Participant - Cost of Operation | 0 | 0 | 0 | 0 | 0 | 0 | 0 | 0 | 0 | 0 | 0 | 0 | 0 | 0 | 0 | 0 | 0 | 0 | 0 | 0 | 0 | 0 | 0 | 0 | 0 | 0 | 0 | 0 | 0 | 0 | 0
F2_Commercial_Grocery_New_Miscellaneous_Natural Gas_Miscellaneous_E9 | F2 | Commercial | Grocery | New | Miscellaneous | Natural Gas | Miscellaneous | E9 | Participant - Cost of Operation | 0 | 0 | 0 | 0 | 0 | 0 | 0 | 0 | 0 | 0 | 0 | 0 | 0 | 0 | 0 | 0 | 0 | 0 | 0 | 0 | 0 | 0 | 0 | 0 | 0 | 0 | 0 | 0 | 0 | 0 | 0
F2_Commercial_Grocery_New_Miscellaneous_Natural Gas_Miscellaneous_E10 | F2 | Commercial | Grocery | New | Miscellaneous | Natural Gas | Miscellaneous | E10 | Participant - Cost of Operation | 0 | 0 | 0 | 0 | 0 | 0 | 0 | 0 | 0 | 0 | 0 | 0 | 0 | 0 | 0 | 0 | 0 | 0 | 0 | 0 | 0 | 0 | 0 | 0 | 0 | 0 | 0 | 0 | 0 | 0 | 0
F3_Commercial_Grocery_New_Miscellaneous_Natural Gas_Miscellaneous_E1 | F3 | Commercial | Grocery | New | Miscellaneous | Natural Gas | Miscellaneous | E1 | System - kBTUs of Conusmption | 0.05249 | 0.052757 | 0.052597 | 0.052487 | 0.052487 | 0.052487 | 0.052487 | 0.052487 | 0.052487 | 0.052487 | 0.052487 | 0.052487 | 0.052487 | 0.052487 | 0.052487 | 0.052487 | 0.052487 | 0.052487 | 0.052487 | 0.052487 | 0.052487 | 0.052487 | 0.052487 | 0.052487 | 0.052487 | 0.052487 | 0.052487 | 0.052487 | 0.052487 | 0.052487 | 0.052487
F3_Commercial_Grocery_New_Miscellaneous_Natural Gas_Miscellaneous_E2 | F3 | Commercial | Grocery | New | Miscellaneous | Natural Gas | Miscellaneous | E2 | System - kBTUs of Conusmption | 0 | 0 | 0 | 0 | 0 | 0 | 0 | 0 | 0 | 0 | 0 | 0 | 0 | 0 | 0 | 0 | 0 | 0 | 0 | 0 | 0 | 0 | 0 | 0 | 0 | 0 | 0 | 0 | 0 | 0 | 0
F3_Commercial_Grocery_New_Miscellaneous_Natural Gas_Miscellaneous_E3 | F3 | Commercial | Grocery | New | Miscellaneous | Natural Gas | Miscellaneous | E3 | System - kBTUs of Conusmption | 0 | 0 | 0 | 0 | 0 | 0 | 0 | 0 | 0 | 0 | 0 | 0 | 0 | 0 | 0 | 0 | 0 | 0 | 0 | 0 | 0 | 0 | 0 | 0 | 0 | 0 | 0 | 0 | 0 | 0 | 0
F3_Commercial_Grocery_New_Miscellaneous_Natural Gas_Miscellaneous_E4 | F3 | Commercial | Grocery | New | Miscellaneous | Natural Gas | Miscellaneous | E4 | System - kBTUs of Conusmption | 0 | 0 | 0 | 0 | 0 | 0 | 0 | 0 | 0 | 0 | 0 | 0 | 0 | 0 | 0 | 0 | 0 | 0 | 0 | 0 | 0 | 0 | 0 | 0 | 0 | 0 | 0 | 0 | 0 | 0 | 0
F3_Commercial_Grocery_New_Miscellaneous_Natural Gas_Miscellaneous_E5 | F3 | Commercial | Grocery | New | Miscellaneous | Natural Gas | Miscellaneous | E5 | System - kBTUs of Conusmption | 0 | 0 | 0 | 0 | 0 | 0 | 0 | 0 | 0 | 0 | 0 | 0 | 0 | 0 | 0 | 0 | 0 | 0 | 0 | 0 | 0 | 0 | 0 | 0 | 0 | 0 | 0 | 0 | 0 | 0 | 0
F3_Commercial_Grocery_New_Miscellaneous_Natural Gas_Miscellaneous_E6 | F3 | Commercial | Grocery | New | Miscellaneous | Natural Gas | Miscellaneous | E6 | System - kBTUs of Conusmption | 0 | 0 | 0 | 0 | 0 | 0 | 0 | 0 | 0 | 0 | 0 | 0 | 0 | 0 | 0 | 0 | 0 | 0 | 0 | 0 | 0 | 0 | 0 | 0 | 0 | 0 | 0 | 0 | 0 | 0 | 0
F3_Commercial_Grocery_New_Miscellaneous_Natural Gas_Miscellaneous_E7 | F3 | Commercial | Grocery | New | Miscellaneous | Natural Gas | Miscellaneous | E7 | System - kBTUs of Conusmption | 0 | 0 | 0 | 0 | 0 | 0 | 0 | 0 | 0 | 0 | 0 | 0 | 0 | 0 | 0 | 0 | 0 | 0 | 0 | 0 | 0 | 0 | 0 | 0 | 0 | 0 | 0 | 0 | 0 | 0 | 0
F3_Commercial_Grocery_New_Miscellaneous_Natural Gas_Miscellaneous_E8 | F3 | Commercial | Grocery | New | Miscellaneous | Natural Gas | Miscellaneous | E8 | System - kBTUs of Conusmption | 0 | 0 | 0 | 0 | 0 | 0 | 0 | 0 | 0 | 0 | 0 | 0 | 0 | 0 | 0 | 0 | 0 | 0 | 0 | 0 | 0 | 0 | 0 | 0 | 0 | 0 | 0 | 0 | 0 | 0 | 0
F3_Commercial_Grocery_New_Miscellaneous_Natural Gas_Miscellaneous_E9 | F3 | Commercial | Grocery | New | Miscellaneous | Natural Gas | Miscellaneous | E9 | System - kBTUs of Conusmption | 0 | 0 | 0 | 0 | 0 | 0 | 0 | 0 | 0 | 0 | 0 | 0 | 0 | 0 | 0 | 0 | 0 | 0 | 0 | 0 | 0 | 0 | 0 | 0 | 0 | 0 | 0 | 0 | 0 | 0 | 0
F3_Commercial_Grocery_New_Miscellaneous_Natural Gas_Miscellaneous_E10 | F3 | Commercial | Grocery | New | Miscellaneous | Natural Gas | Miscellaneous | E10 | System - kBTUs of Conusmption | 0 | 0 | 0 | 0 | 0 | 0 | 0 | 0 | 0 | 0 | 0 | 0 | 0 | 0 | 0 | 0 | 0 | 0 | 0 | 0 | 0 | 0 | 0 | 0 | 0 | 0 | 0 | 0 | 0 | 0 | 0
F4_Commercial_Grocery_New_Miscellaneous_Natural Gas_Miscellaneous_E1 | F4 | Commercial | Grocery | New | Miscellaneous | Natural Gas | Miscellaneous | E1 | Utility - Cost of Equipment | 0.24854 | 0.24854 | 0.24854 | 0.24854 | 0.24854 | 0.24854 | 0.24854 | 0.24854 | 0.24854 | 0.24854 | 0.24854 | 0.24854 | 0.24854 | 0.24854 | 0.24854 | 0.24854 | 0.24854 | 0.24854 | 0.24854 | 0.24854 | 0.24854 | 0.24854 | 0.24854 | 0.24854 | 0.24854 | 0.24854 | 0.24854 | 0.24854 | 0.24854 | 0.24854 | 0.24854
F4_Commercial_Grocery_New_Miscellaneous_Natural Gas_Miscellaneous_E2 | F4 | Commercial | Grocery | New | Miscellaneous | Natural Gas | Miscellaneous | E2 | Utility - Cost of Equipment | 0 | 0 | 0 | 0 | 0 | 0 | 0 | 0 | 0 | 0 | 0 | 0 | 0 | 0 | 0 | 0 | 0 | 0 | 0 | 0 | 0 | 0 | 0 | 0 | 0 | 0 | 0 | 0 | 0 | 0 | 0
F4_Commercial_Grocery_New_Miscellaneous_Natural Gas_Miscellaneous_E3 | F4 | Commercial | Grocery | New | Miscellaneous | Natural Gas | Miscellaneous | E3 | Utility - Cost of Equipment | 0 | 0 | 0 | 0 | 0 | 0 | 0 | 0 | 0 | 0 | 0 | 0 | 0 | 0 | 0 | 0 | 0 | 0 | 0 | 0 | 0 | 0 | 0 | 0 | 0 | 0 | 0 | 0 | 0 | 0 | 0
F4_Commercial_Grocery_New_Miscellaneous_Natural Gas_Miscellaneous_E4 | F4 | Commercial | Grocery | New | Miscellaneous | Natural Gas | Miscellaneous | E4 | Utility - Cost of Equipment | 0 | 0 | 0 | 0 | 0 | 0 | 0 | 0 | 0 | 0 | 0 | 0 | 0 | 0 | 0 | 0 | 0 | 0 | 0 | 0 | 0 | 0 | 0 | 0 | 0 | 0 | 0 | 0 | 0 | 0 | 0
F4_Commercial_Grocery_New_Miscellaneous_Natural Gas_Miscellaneous_E5 | F4 | Commercial | Grocery | New | Miscellaneous | Natural Gas | Miscellaneous | E5 | Utility - Cost of Equipment | 0 | 0 | 0 | 0 | 0 | 0 | 0 | 0 | 0 | 0 | 0 | 0 | 0 | 0 | 0 | 0 | 0 | 0 | 0 | 0 | 0 | 0 | 0 | 0 | 0 | 0 | 0 | 0 | 0 | 0 | 0
F4_Commercial_Grocery_New_Miscellaneous_Natural Gas_Miscellaneous_E6 | F4 | Commercial | Grocery | New | Miscellaneous | Natural Gas | Miscellaneous | E6 | Utility - Cost of Equipment | 0 | 0 | 0 | 0 | 0 | 0 | 0 | 0 | 0 | 0 | 0 | 0 | 0 | 0 | 0 | 0 | 0 | 0 | 0 | 0 | 0 | 0 | 0 | 0 | 0 | 0 | 0 | 0 | 0 | 0 | 0
F4_Commercial_Grocery_New_Miscellaneous_Natural Gas_Miscellaneous_E7 | F4 | Commercial | Grocery | New | Miscellaneous | Natural Gas | Miscellaneous | E7 | Utility - Cost of Equipment | 0 | 0 | 0 | 0 | 0 | 0 | 0 | 0 | 0 | 0 | 0 | 0 | 0 | 0 | 0 | 0 | 0 | 0 | 0 | 0 | 0 | 0 | 0 | 0 | 0 | 0 | 0 | 0 | 0 | 0 | 0
F4_Commercial_Grocery_New_Miscellaneous_Natural Gas_Miscellaneous_E8 | F4 | Commercial | Grocery | New | Miscellaneous | Natural Gas | Miscellaneous | E8 | Utility - Cost of Equipment | 0 | 0 | 0 | 0 | 0 | 0 | 0 | 0 | 0 | 0 | 0 | 0 | 0 | 0 | 0 | 0 | 0 | 0 | 0 | 0 | 0 | 0 | 0 | 0 | 0 | 0 | 0 | 0 | 0 | 0 | 0
F4_Commercial_Grocery_New_Miscellaneous_Natural Gas_Miscellaneous_E9 | F4 | Commercial | Grocery | New | Miscellaneous | Natural Gas | Miscellaneous | E9 | Utility - Cost of Equipment | 0 | 0 | 0 | 0 | 0 | 0 | 0 | 0 | 0 | 0 | 0 | 0 | 0 | 0 | 0 | 0 | 0 | 0 | 0 | 0 | 0 | 0 | 0 | 0 | 0 | 0 | 0 | 0 | 0 | 0 | 0
F4_Commercial_Grocery_New_Miscellaneous_Natural Gas_Miscellaneous_E10 | F4 | Commercial | Grocery | New | Miscellaneous | Natural Gas | Miscellaneous | E10 | Utility - Cost of Equipment | 0 | 0 | 0 | 0 | 0 | 0 | 0 | 0 | 0 | 0 | 0 | 0 | 0 | 0 | 0 | 0 | 0 | 0 | 0 | 0 | 0 | 0 | 0 | 0 | 0 | 0 | 0 | 0 | 0 | 0 | 0
F5_Commercial_Grocery_New_Miscellaneous_Natural Gas_Miscellaneous_E1 | F5 | Commercial | Grocery | New | Miscellaneous | Natural Gas | Miscellaneous | E1 | Utility - Cost of Operation | 0.00050649 | 0.00052276 | 0.00053509 | 0.0005492 | 0.00057628 | 0.0005352 | 0.00050418 | 0.00049816 | 0.00051012 | 0.0005186 | 0.00053517 | 0.00052907 | 0.00038039 | 0.00037105 | 0.00036879 | 0.00040939 | 0.00046023 | 0.00051433 | 0.00055057 | 0.00062387 | 0.0006989 | 0.00078359 | 0.00080344 | 0.00027331 | 0.00026741 | 0.00026196 | 0.00025689 | 0.00025214 | 0.00024766 | 0.00024338 | 0.00023928
F5_Commercial_Grocery_New_Miscellaneous_Natural Gas_Miscellaneous_E2 | F5 | Commercial | Grocery | New | Miscellaneous | Natural Gas | Miscellaneous | E2 | Utility - Cost of Operation | 0 | 0 | 0 | 0 | 0 | 0 | 0 | 0 | 0 | 0 | 0 | 0 | 0 | 0 | 0 | 0 | 0 | 0 | 0 | 0 | 0 | 0 | 0 | 0 | 0 | 0 | 0 | 0 | 0 | 0 | 0
F5_Commercial_Grocery_New_Miscellaneous_Natural Gas_Miscellaneous_E3 | F5 | Commercial | Grocery | New | Miscellaneous | Natural Gas | Miscellaneous | E3 | Utility - Cost of Operation | 0 | 0 | 0 | 0 | 0 | 0 | 0 | 0 | 0 | 0 | 0 | 0 | 0 | 0 | 0 | 0 | 0 | 0 | 0 | 0 | 0 | 0 | 0 | 0 | 0 | 0 | 0 | 0 | 0 | 0 | 0
F5_Commercial_Grocery_New_Miscellaneous_Natural Gas_Miscellaneous_E4 | F5 | Commercial | Grocery | New | Miscellaneous | Natural Gas | Miscellaneous | E4 | Utility - Cost of Operation | 0 | 0 | 0 | 0 | 0 | 0 | 0 | 0 | 0 | 0 | 0 | 0 | 0 | 0 | 0 | 0 | 0 | 0 | 0 | 0 | 0 | 0 | 0 | 0 | 0 | 0 | 0 | 0 | 0 | 0 | 0
F5_Commercial_Grocery_New_Miscellaneous_Natural Gas_Miscellaneous_E5 | F5 | Commercial | Grocery | New | Miscellaneous | Natural Gas | Miscellaneous | E5 | Utility - Cost of Operation | 0 | 0 | 0 | 0 | 0 | 0 | 0 | 0 | 0 | 0 | 0 | 0 | 0 | 0 | 0 | 0 | 0 | 0 | 0 | 0 | 0 | 0 | 0 | 0 | 0 | 0 | 0 | 0 | 0 | 0 | 0
F5_Commercial_Grocery_New_Miscellaneous_Natural Gas_Miscellaneous_E6 | F5 | Commercial | Grocery | New | Miscellaneous | Natural Gas | Miscellaneous | E6 | Utility - Cost of Operation | 0 | 0 | 0 | 0 | 0 | 0 | 0 | 0 | 0 | 0 | 0 | 0 | 0 | 0 | 0 | 0 | 0 | 0 | 0 | 0 | 0 | 0 | 0 | 0 | 0 | 0 | 0 | 0 | 0 | 0 | 0
F5_Commercial_Grocery_New_Miscellaneous_Natural Gas_Miscellaneous_E7 | F5 | Commercial | Grocery | New | Miscellaneous | Natural Gas | Miscellaneous | E7 | Utility - Cost of Operation | 0 | 0 | 0 | 0 | 0 | 0 | 0 | 0 | 0 | 0 | 0 | 0 | 0 | 0 | 0 | 0 | 0 | 0 | 0 | 0 | 0 | 0 | 0 | 0 | 0 | 0 | 0 | 0 | 0 | 0 | 0
F5_Commercial_Grocery_New_Miscellaneous_Natural Gas_Miscellaneous_E8 | F5 | Commercial | Grocery | New | Miscellaneous | Natural Gas | Miscellaneous | E8 | Utility - Cost of Operation | 0 | 0 | 0 | 0 | 0 | 0 | 0 | 0 | 0 | 0 | 0 | 0 | 0 | 0 | 0 | 0 | 0 | 0 | 0 | 0 | 0 | 0 | 0 | 0 | 0 | 0 | 0 | 0 | 0 | 0 | 0
F5_Commercial_Grocery_New_Miscellaneous_Natural Gas_Miscellaneous_E9 | F5 | Commercial | Grocery | New | Miscellaneous | Natural Gas | Miscellaneous | E9 | Utility - Cost of Operation | 0 | 0 | 0 | 0 | 0 | 0 | 0 | 0 | 0 | 0 | 0 | 0 | 0 | 0 | 0 | 0 | 0 | 0 | 0 | 0 | 0 | 0 | 0 | 0 | 0 | 0 | 0 | 0 | 0 | 0 | 0
F5_Commercial_Grocery_New_Miscellaneous_Natural Gas_Miscellaneous_E10 | F5 | Commercial | Grocery | New | Miscellaneous | Natural Gas | Miscellaneous | E10 | Utility - Cost of Operation | 0 | 0 | 0 | 0 | 0 | 0 | 0 | 0 | 0 | 0 | 0 | 0 | 0 | 0 | 0 | 0 | 0 | 0 | 0 | 0 | 0 | 0 | 0 | 0 | 0 | 0 | 0 | 0 | 0 | 0 | 0
F6_Commercial_Grocery_New_Miscellaneous_Natural Gas_Miscellaneous_E1 | F6 | Commercial | Grocery | New | Miscellaneous | Natural Gas | Miscellaneous | E1 | Utility - Value of Sales | 0.0006068 | 0.0006263 | 0.00064107 | 0.00065797 | 0.00069042 | 0.0006412 | 0.00060404 | 0.00059683 | 0.00061116 | 0.00062132 | 0.00064117 | 0.00063387 | 0.00045573 | 0.00044454 | 0.00044183 | 0.00049047 | 0.00055138 | 0.00061621 | 0.00065961 | 0.00074744 | 0.00083733 | 0.00093879 | 0.00096257 | 0.00032745 | 0.00032038 | 0.00031384 | 0.00030777 | 0.00030208 | 0.00029671 | 0.00029159 | 0.00028668
F6_Commercial_Grocery_New_Miscellaneous_Natural Gas_Miscellaneous_E2 | F6 | Commercial | Grocery | New | Miscellaneous | Natural Gas | Miscellaneous | E2 | Utility - Value of Sales | 0 | 0 | 0 | 0 | 0 | 0 | 0 | 0 | 0 | 0 | 0 | 0 | 0 | 0 | 0 | 0 | 0 | 0 | 0 | 0 | 0 | 0 | 0 | 0 | 0 | 0 | 0 | 0 | 0 | 0 | 0
F6_Commercial_Grocery_New_Miscellaneous_Natural Gas_Miscellaneous_E3 | F6 | Commercial | Grocery | New | Miscellaneous | Natural Gas | Miscellaneous | E3 | Utility - Value of Sales | 0 | 0 | 0 | 0 | 0 | 0 | 0 | 0 | 0 | 0 | 0 | 0 | 0 | 0 | 0 | 0 | 0 | 0 | 0 | 0 | 0 | 0 | 0 | 0 | 0 | 0 | 0 | 0 | 0 | 0 | 0
F6_Commercial_Grocery_New_Miscellaneous_Natural Gas_Miscellaneous_E4 | F6 | Commercial | Grocery | New | Miscellaneous | Natural Gas | Miscellaneous | E4 | Utility - Value of Sales | 0 | 0 | 0 | 0 | 0 | 0 | 0 | 0 | 0 | 0 | 0 | 0 | 0 | 0 | 0 | 0 | 0 | 0 | 0 | 0 | 0 | 0 | 0 | 0 | 0 | 0 | 0 | 0 | 0 | 0 | 0
F6_Commercial_Grocery_New_Miscellaneous_Natural Gas_Miscellaneous_E5 | F6 | Commercial | Grocery | New | Miscellaneous | Natural Gas | Miscellaneous | E5 | Utility - Value of Sales | 0 | 0 | 0 | 0 | 0 | 0 | 0 | 0 | 0 | 0 | 0 | 0 | 0 | 0 | 0 | 0 | 0 | 0 | 0 | 0 | 0 | 0 | 0 | 0 | 0 | 0 | 0 | 0 | 0 | 0 | 0
F6_Commercial_Grocery_New_Miscellaneous_Natural Gas_Miscellaneous_E6 | F6 | Commercial | Grocery | New | Miscellaneous | Natural Gas | Miscellaneous | E6 | Utility - Value of Sales | 0 | 0 | 0 | 0 | 0 | 0 | 0 | 0 | 0 | 0 | 0 | 0 | 0 | 0 | 0 | 0 | 0 | 0 | 0 | 0 | 0 | 0 | 0 | 0 | 0 | 0 | 0 | 0 | 0 | 0 | 0
F6_Commercial_Grocery_New_Miscellaneous_Natural Gas_Miscellaneous_E7 | F6 | Commercial | Grocery | New | Miscellaneous | Natural Gas | Miscellaneous | E7 | Utility - Value of Sales | 0 | 0 | 0 | 0 | 0 | 0 | 0 | 0 | 0 | 0 | 0 | 0 | 0 | 0 | 0 | 0 | 0 | 0 | 0 | 0 | 0 | 0 | 0 | 0 | 0 | 0 | 0 | 0 | 0 | 0 | 0
F6_Commercial_Grocery_New_Miscellaneous_Natural Gas_Miscellaneous_E8 | F6 | Commercial | Grocery | New | Miscellaneous | Natural Gas | Miscellaneous | E8 | Utility - Value of Sales | 0 | 0 | 0 | 0 | 0 | 0 | 0 | 0 | 0 | 0 | 0 | 0 | 0 | 0 | 0 | 0 | 0 | 0 | 0 | 0 | 0 | 0 | 0 | 0 | 0 | 0 | 0 | 0 | 0 | 0 | 0
F6_Commercial_Grocery_New_Miscellaneous_Natural Gas_Miscellaneous_E9 | F6 | Commercial | Grocery | New | Miscellaneous | Natural Gas | Miscellaneous | E9 | Utility - Value of Sales | 0 | 0 | 0 | 0 | 0 | 0 | 0 | 0 | 0 | 0 | 0 | 0 | 0 | 0 | 0 | 0 | 0 | 0 | 0 | 0 | 0 | 0 | 0 | 0 | 0 | 0 | 0 | 0 | 0 | 0 | 0
F6_Commercial_Grocery_New_Miscellaneous_Natural Gas_Miscellaneous_E10 | F6 | Commercial | Grocery | New | Miscellaneous | Natural Gas | Miscellaneous | E10 | Utility - Value of Sales | 0 | 0 | 0 | 0 | 0 | 0 | 0 | 0 | 0 | 0 | 0 | 0 | 0 | 0 | 0 | 0 | 0 | 0 | 0 | 0 | 0 | 0 | 0 | 0 | 0 | 0 | 0 | 0 | 0 | 0 | 0
F1_Commercial_Education_Existing_Space Heating_Natural Gas_Furnace_E1 | F1 | Commercial | Education | Existing | Space Heating | Natural Gas | Furnace | E1 | Participant - Cost of Equipment | 0.085014 | 0.085014 | 0.085014 | 0.085014 | 0.085014 | 0 | 0 | 0 | 0 | 0 | 0 | 0 | 0 | 0 | 0 | 0 | 0 | 0 | 0 | 0 | 0 | 0 | 0 | 0 | 0 | 0 | 0 | 0 | 0 | 0 | 0
F1_Commercial_Education_Existing_Space Heating_Natural Gas_Furnace_E2 | F1 | Commercial | Education | Existing | Space Heating | Natural Gas | Furnace | E2 | Participant - Cost of Equipment | 0.105 | 0.105 | 0.105 | 0.105 | 0.105 | 0 | 0 | 0 | 0 | 0 | 0 | 0 | 0 | 0 | 0 | 0 | 0 | 0 | 0 | 0 | 0 | 0 | 0 | 0 | 0 | 0 | 0 | 0 | 0 | 0 | 0
F1_Commercial_Education_Existing_Space Heating_Natural Gas_Furnace_E3 | F1 | Commercial | Education | Existing | Space Heating | Natural Gas | Furnace | E3 | Participant - Cost of Equipment | 0.1267 | 0.1267 | 0.1267 | 0.1267 | 0.1267 | 0.1267 | 0.1267 | 0.1267 | 0.1267 | 0.1267 | 0.1267 | 0.1267 | 0.1267 | 0.1267 | 0.1267 | 0.1267 | 0.1267 | 0.1267 | 0.1267 | 0.1267 | 0.1267 | 0.1267 | 0.1267 | 0.1267 | 0.1267 | 0.1267 | 0.1267 | 0.1267 | 0.1267 | 0.1267 | 0.1267
F1_Commercial_Education_Existing_Space Heating_Natural Gas_Furnace_E4 | F1 | Commercial | Education | Existing | Space Heating | Natural Gas | Furnace | E4 | Participant - Cost of Equipment | 0.1048 | 0.1048 | 0.1048 | 0.1048 | 0.1048 | 0.1048 | 0.1048 | 0.1048 | 0.1048 | 0.1048 | 0.1048 | 0.1048 | 0.1048 | 0.1048 | 0.1048 | 0.1048 | 0.1048 | 0.1048 | 0.1048 | 0.1048 | 0.1048 | 0.1048 | 0.1048 | 0.1048 | 0.1048 | 0.1048 | 0.1048 | 0.1048 | 0.1048 | 0.1048 | 0.1048
F1_Commercial_Education_Existing_Space Heating_Natural Gas_Furnace_E5 | F1 | Commercial | Education | Existing | Space Heating | Natural Gas | Furnace | E5 | Participant - Cost of Equipment | 0 | 0 | 0 | 0 | 0 | 0 | 0 | 0.87258 | 0.87258 | 0.87258 | 0.87258 | 0.87258 | 0.87258 | 0.87258 | 0.87258 | 0.87258 | 0.87258 | 0.87258 | 0.87258 | 0.87258 | 0.87258 | 0.87258 | 0.87258 | 0.87258 | 0.87258 | 0.87258 | 0.87258 | 0.87258 | 0.87258 | 0.87258 | 0.87258
F1_Commercial_Education_Existing_Space Heating_Natural Gas_Furnace_E6 | F1 | Commercial | Education | Existing | Space Heating | Natural Gas | Furnace | E6 | Participant - Cost of Equipment | 0 | 0 | 0 | 0 | 0 | 0 | 0 | 0 | 0 | 0 | 0 | 0 | 0 | 0 | 0 | 0 | 0 | 0 | 0 | 0 | 0 | 0 | 0 | 0 | 0 | 0 | 0 | 0 | 0 | 0 | 0
F1_Commercial_Education_Existing_Space Heating_Natural Gas_Furnace_E7 | F1 | Commercial | Education | Existing | Space Heating | Natural Gas | Furnace | E7 | Participant - Cost of Equipment | 0 | 0 | 0 | 0 | 0 | 0 | 0 | 0 | 0 | 0 | 0 | 0 | 0 | 0 | 0 | 0 | 0 | 0 | 0 | 0 | 0 | 0 | 0 | 0 | 0 | 0 | 0 | 0 | 0 | 0 | 0
F1_Commercial_Education_Existing_Space Heating_Natural Gas_Furnace_E8 | F1 | Commercial | Education | Existing | Space Heating | Natural Gas | Furnace | E8 | Participant - Cost of Equipment | 0 | 0 | 0 | 0 | 0 | 0 | 0 | 0 | 0 | 0 | 0 | 0 | 0 | 0 | 0 | 0 | 0 | 0 | 0 | 0 | 0 | 0 | 0 | 0 | 0 | 0 | 0 | 0 | 0 | 0 | 0
F1_Commercial_Education_Existing_Space Heating_Natural Gas_Furnace_E9 | F1 | Commercial | Education | Existing | Space Heating | Natural Gas | Furnace | E9 | Participant - Cost of Equipment | 0 | 0 | 0 | 0 | 0 | 0 | 0 | 0 | 0 | 0 | 0 | 0 | 0 | 0 | 0 | 0 | 0 | 0 | 0 | 0 | 0 | 0 | 0 | 0 | 0 | 0 | 0 | 0 | 0 | 0 | 0
F1_Commercial_Education_Existing_Space Heating_Natural Gas_Furnace_E10 | F1 | Commercial | Education | Existing | Space Heating | Natural Gas | Furnace | E10 | Participant - Cost of Equipment | 0 | 0 | 0 | 0 | 0 | 0 | 0 | 0 | 0 | 0 | 0 | 0 | 0 | 0 | 0 | 0 | 0 | 0 | 0 | 0 | 0 | 0 | 0 | 0 | 0 | 0 | 0 | 0 | 0 | 0 | 0
F2_Commercial_Education_Existing_Space Heating_Natural Gas_Furnace_E1 | F2 | Commercial | Education | Existing | Space Heating | Natural Gas | Furnace | E1 | Participant - Cost of Operation | 0.17886 | 0.18001 | 0.18065 | 0.18143 | 0.18303 | 0 | 0 | 0 | 0 | 0 | 0 | 0 | 0 | 0 | 0 | 0 | 0 | 0 | 0 | 0 | 0 | 0 | 0 | 0 | 0 | 0 | 0 | 0 | 0 | 0 | 0
F2_Commercial_Education_Existing_Space Heating_Natural Gas_Furnace_E2 | F2 | Commercial | Education | Existing | Space Heating | Natural Gas | Furnace | E2 | Participant - Cost of Operation | 0.17665 | 0.17779 | 0.17842 | 0.17919 | 0.18077 | 0 | 0 | 0 | 0 | 0 | 0 | 0 | 0 | 0 | 0 | 0 | 0 | 0 | 0 | 0 | 0 | 0 | 0 | 0 | 0 | 0 | 0 | 0 | 0 | 0 | 0
F2_Commercial_Education_Existing_Space Heating_Natural Gas_Furnace_E3 | F2 | Commercial | Education | Existing | Space Heating | Natural Gas | Furnace | E3 | Participant - Cost of Operation | 0.15724 | 0.15825 | 0.15881 | 0.1595 | 0.16091 | 0.15614 | 0.15276 | 0.15005 | 0.14915 | 0.14787 | 0.14717 | 0.14621 | 0.13123 | 0.13018 | 0.13004 | 0.12906 | 0.12872 | 0.12862 | 0.12622 | 0.12702 | 0.12737 | 0.12796 | 0.1288 | 0.07493 | 0.07306 | 0.07114 | 0.069151 | 0.067074 | 0.064888 | 0.062577 | 0.060121
F2_Commercial_Education_Existing_Space Heating_Natural Gas_Furnace_E4 | F2 | Commercial | Education | Existing | Space Heating | Natural Gas | Furnace | E4 | Participant - Cost of Operation | 0.14905 | 0.15001 | 0.15054 | 0.15119 | 0.15253 | 0.148 | 0.14481 | 0.14224 | 0.14138 | 0.14017 | 0.13951 | 0.13859 | 0.1244 | 0.1234 | 0.12327 | 0.12234 | 0.12202 | 0.12192 | 0.11965 | 0.12041 | 0.12073 | 0.1213 | 0.12209 | 0.071028 | 0.069255 | 0.067435 | 0.06555 | 0.06358 | 0.061509 | 0.059318 | 0.05699
F2_Commercial_Education_Existing_Space Heating_Natural Gas_Furnace_E5 | F2 | Commercial | Education | Existing | Space Heating | Natural Gas | Furnace | E5 | Participant - Cost of Operation | 0 | 0 | 0 | 0 | 0 | 0 | 0 | 0.10504 | 0.10441 | 0.10351 | 0.10302 | 0.10234 | 0.091864 | 0.091123 | 0.091031 | 0.090345 | 0.090103 | 0.090031 | 0.088355 | 0.088917 | 0.089158 | 0.089574 | 0.090158 | 0.052451 | 0.051142 | 0.049798 | 0.048406 | 0.046952 | 0.045422 | 0.043804 | 0.042085
F2_Commercial_Education_Existing_Space Heating_Natural Gas_Furnace_E6 | F2 | Commercial | Education | Existing | Space Heating | Natural Gas | Furnace | E6 | Participant - Cost of Operation | 0 | 0 | 0 | 0 | 0 | 0 | 0 | 0 | 0 | 0 | 0 | 0 | 0 | 0 | 0 | 0 | 0 | 0 | 0 | 0 | 0 | 0 | 0 | 0 | 0 | 0 | 0 | 0 | 0 | 0 | 0
F2_Commercial_Education_Existing_Space Heating_Natural Gas_Furnace_E7 | F2 | Commercial | Education | Existing | Space Heating | Natural Gas | Furnace | E7 | Participant - Cost of Operation | 0 | 0 | 0 | 0 | 0 | 0 | 0 | 0 | 0 | 0 | 0 | 0 | 0 | 0 | 0 | 0 | 0 | 0 | 0 | 0 | 0 | 0 | 0 | 0 | 0 | 0 | 0 | 0 | 0 | 0 | 0
F2_Commercial_Education_Existing_Space Heating_Natural Gas_Furnace_E8 | F2 | Commercial | Education | Existing | Space Heating | Natural Gas | Furnace | E8 | Participant - Cost of Operation | 0 | 0 | 0 | 0 | 0 | 0 | 0 | 0 | 0 | 0 | 0 | 0 | 0 | 0 | 0 | 0 | 0 | 0 | 0 | 0 | 0 | 0 | 0 | 0 | 0 | 0 | 0 | 0 | 0 | 0 | 0
F2_Commercial_Education_Existing_Space Heating_Natural Gas_Furnace_E9 | F2 | Commercial | Education | Existing | Space Heating | Natural Gas | Furnace | E9 | Participant - Cost of Operation | 0 | 0 | 0 | 0 | 0 | 0 | 0 | 0 | 0 | 0 | 0 | 0 | 0 | 0 | 0 | 0 | 0 | 0 | 0 | 0 | 0 | 0 | 0 | 0 | 0 | 0 | 0 | 0 | 0 | 0 | 0
F2_Commercial_Education_Existing_Space Heating_Natural Gas_Furnace_E10 | F2 | Commercial | Education | Existing | Space Heating | Natural Gas | Furnace | E10 | Participant - Cost of Operation | 0 | 0 | 0 | 0 | 0 | 0 | 0 | 0 | 0 | 0 | 0 | 0 | 0 | 0 | 0 | 0 | 0 | 0 | 0 | 0 | 0 | 0 | 0 | 0 | 0 | 0 | 0 | 0 | 0 | 0 | 0
F3_Commercial_Education_Existing_Space Heating_Natural Gas_Furnace_E1 | F3 | Commercial | Education | Existing | Space Heating | Natural Gas | Furnace | E1 | System - kBTUs of Conusmption | 15.3634 | 15.3794 | 15.3693 | 15.3623 | 15.3623 | 0 | 0 | 0 | 0 | 0 | 0 | 0 | 0 | 0 | 0 | 0 | 0 | 0 | 0 | 0 | 0 | 0 | 0 | 0 | 0 | 0 | 0 | 0 | 0 | 0 | 0
F3_Commercial_Education_Existing_Space Heating_Natural Gas_Furnace_E2 | F3 | Commercial | Education | Existing | Space Heating | Natural Gas | Furnace | E2 | System - kBTUs of Conusmption | 15.1738 | 15.1896 | 15.1795 | 15.1726 | 15.1726 | 0 | 0 | 0 | 0 | 0 | 0 | 0 | 0 | 0 | 0 | 0 | 0 | 0 | 0 | 0 | 0 | 0 | 0 | 0 | 0 | 0 | 0 | 0 | 0 | 0 | 0
F3_Commercial_Education_Existing_Space Heating_Natural Gas_Furnace_E3 | F3 | Commercial | Education | Existing | Space Heating | Natural Gas | Furnace | E3 | System - kBTUs of Conusmption | 13.5063 | 13.5204 | 13.5114 | 13.5053 | 13.5053 | 13.5053 | 13.5053 | 13.5053 | 13.5053 | 13.5053 | 13.5053 | 13.5053 | 13.5053 | 13.5053 | 13.5053 | 13.5053 | 13.5053 | 13.5053 | 13.5053 | 13.5053 | 13.5053 | 13.5053 | 13.5053 | 13.5053 | 13.5053 | 13.5053 | 13.5053 | 13.5053 | 13.5053 | 13.5053 | 13.5053
F3_Commercial_Education_Existing_Space Heating_Natural Gas_Furnace_E4 | F3 | Commercial | Education | Existing | Space Heating | Natural Gas | Furnace | E4 | System - kBTUs of Conusmption | 12.8029 | 12.8162 | 12.8077 | 12.8019 | 12.8019 | 12.8019 | 12.8019 | 12.8019 | 12.8019 | 12.8019 | 12.8019 | 12.8019 | 12.8019 | 12.8019 | 12.8019 | 12.8019 | 12.8019 | 12.8019 | 12.8019 | 12.8019 | 12.8019 | 12.8019 | 12.8019 | 12.8019 | 12.8019 | 12.8019 | 12.8019 | 12.8019 | 12.8019 | 12.8019 | 12.8019
F3_Commercial_Education_Existing_Space Heating_Natural Gas_Furnace_E5 | F3 | Commercial | Education | Existing | Space Heating | Natural Gas | Furnace | E5 | System - kBTUs of Conusmption | 0 | 0 | 0 | 0 | 0 | 0 | 0 | 9.4537 | 9.4537 | 9.4537 | 9.4537 | 9.4537 | 9.4537 | 9.4537 | 9.4537 | 9.4537 | 9.4537 | 9.4537 | 9.4537 | 9.4537 | 9.4537 | 9.4537 | 9.4537 | 9.4537 | 9.4537 | 9.4537 | 9.4537 | 9.4537 | 9.4537 | 9.4537 | 9.4537
F3_Commercial_Education_Existing_Space Heating_Natural Gas_Furnace_E6 | F3 | Commercial | Education | Existing | Space Heating | Natural Gas | Furnace | E6 | System - kBTUs of Conusmption | 0 | 0 | 0 | 0 | 0 | 0 | 0 | 0 | 0 | 0 | 0 | 0 | 0 | 0 | 0 | 0 | 0 | 0 | 0 | 0 | 0 | 0 | 0 | 0 | 0 | 0 | 0 | 0 | 0 | 0 | 0
F3_Commercial_Education_Existing_Space Heating_Natural Gas_Furnace_E7 | F3 | Commercial | Education | Existing | Space Heating | Natural Gas | Furnace | E7 | System - kBTUs of Conusmption | 0 | 0 | 0 | 0 | 0 | 0 | 0 | 0 | 0 | 0 | 0 | 0 | 0 | 0 | 0 | 0 | 0 | 0 | 0 | 0 | 0 | 0 | 0 | 0 | 0 | 0 | 0 | 0 | 0 | 0 | 0
F3_Commercial_Education_Existing_Space Heating_Natural Gas_Furnace_E8 | F3 | Commercial | Education | Existing | Space Heating | Natural Gas | Furnace | E8 | System - kBTUs of Conusmption | 0 | 0 | 0 | 0 | 0 | 0 | 0 | 0 | 0 | 0 | 0 | 0 | 0 | 0 | 0 | 0 | 0 | 0 | 0 | 0 | 0 | 0 | 0 | 0 | 0 | 0 | 0 | 0 | 0 | 0 | 0
F3_Commercial_Education_Existing_Space Heating_Natural Gas_Furnace_E9 | F3 | Commercial | Education | Existing | Space Heating | Natural Gas | Furnace | E9 | System - kBTUs of Conusmption | 0 | 0 | 0 | 0 | 0 | 0 | 0 | 0 | 0 | 0 | 0 | 0 | 0 | 0 | 0 | 0 | 0 | 0 | 0 | 0 | 0 | 0 | 0 | 0 | 0 | 0 | 0 | 0 | 0 | 0 | 0
F3_Commercial_Education_Existing_Space Heating_Natural Gas_Furnace_E10 | F3 | Commercial | Education | Existing | Space Heating | Natural Gas | Furnace | E10 | System - kBTUs of Conusmption | 0 | 0 | 0 | 0 | 0 | 0 | 0 | 0 | 0 | 0 | 0 | 0 | 0 | 0 | 0 | 0 | 0 | 0 | 0 | 0 | 0 | 0 | 0 | 0 | 0 | 0 | 0 | 0 | 0 | 0 | 0
F4_Commercial_Education_Existing_Space Heating_Natural Gas_Furnace_E1 | F4 | Commercial | Education | Existing | Space Heating | Natural Gas | Furnace | E1 | Utility - Cost of Equipment | 0.085014 | 0.085014 | 0.085014 | 0.085014 | 0.085014 | 0 | 0 | 0 | 0 | 0 | 0 | 0 | 0 | 0 | 0 | 0 | 0 | 0 | 0 | 0 | 0 | 0 | 0 | 0 | 0 | 0 | 0 | 0 | 0 | 0 | 0
F4_Commercial_Education_Existing_Space Heating_Natural Gas_Furnace_E2 | F4 | Commercial | Education | Existing | Space Heating | Natural Gas | Furnace | E2 | Utility - Cost of Equipment | 0.105 | 0.105 | 0.105 | 0.105 | 0.105 | 0 | 0 | 0 | 0 | 0 | 0 | 0 | 0 | 0 | 0 | 0 | 0 | 0 | 0 | 0 | 0 | 0 | 0 | 0 | 0 | 0 | 0 | 0 | 0 | 0 | 0
F4_Commercial_Education_Existing_Space Heating_Natural Gas_Furnace_E3 | F4 | Commercial | Education | Existing | Space Heating | Natural Gas | Furnace | E3 | Utility - Cost of Equipment | 0.1267 | 0.1267 | 0.1267 | 0.1267 | 0.1267 | 0.1267 | 0.1267 | 0.1267 | 0.1267 | 0.1267 | 0.1267 | 0.1267 | 0.1267 | 0.1267 | 0.1267 | 0.1267 | 0.1267 | 0.1267 | 0.1267 | 0.1267 | 0.1267 | 0.1267 | 0.1267 | 0.1267 | 0.1267 | 0.1267 | 0.1267 | 0.1267 | 0.1267 | 0.1267 | 0.1267
F4_Commercial_Education_Existing_Space Heating_Natural Gas_Furnace_E4 | F4 | Commercial | Education | Existing | Space Heating | Natural Gas | Furnace | E4 | Utility - Cost of Equipment | 0.1048 | 0.1048 | 0.1048 | 0.1048 | 0.1048 | 0.1048 | 0.1048 | 0.1048 | 0.1048 | 0.1048 | 0.1048 | 0.1048 | 0.1048 | 0.1048 | 0.1048 | 0.1048 | 0.1048 | 0.1048 | 0.1048 | 0.1048 | 0.1048 | 0.1048 | 0.1048 | 0.1048 | 0.1048 | 0.1048 | 0.1048 | 0.1048 | 0.1048 | 0.1048 | 0.1048
F4_Commercial_Education_Existing_Space Heating_Natural Gas_Furnace_E5 | F4 | Commercial | Education | Existing | Space Heating | Natural Gas | Furnace | E5 | Utility - Cost of Equipment | 0 | 0 | 0 | 0 | 0 | 0 | 0 | 0.87258 | 0.87258 | 0.87258 | 0.87258 | 0.87258 | 0.87258 | 0.87258 | 0.87258 | 0.87258 | 0.87258 | 0.87258 | 0.87258 | 0.87258 | 0.87258 | 0.87258 | 0.87258 | 0.87258 | 0.87258 | 0.87258 | 0.87258 | 0.87258 | 0.87258 | 0.87258 | 0.87258
F4_Commercial_Education_Existing_Space Heating_Natural Gas_Furnace_E6 | F4 | Commercial | Education | Existing | Space Heating | Natural Gas | Furnace | E6 | Utility - Cost of Equipment | 0 | 0 | 0 | 0 | 0 | 0 | 0 | 0 | 0 | 0 | 0 | 0 | 0 | 0 | 0 | 0 | 0 | 0 | 0 | 0 | 0 | 0 | 0 | 0 | 0 | 0 | 0 | 0 | 0 | 0 | 0
F4_Commercial_Education_Existing_Space Heating_Natural Gas_Furnace_E7 | F4 | Commercial | Education | Existing | Space Heating | Natural Gas | Furnace | E7 | Utility - Cost of Equipment | 0 | 0 | 0 | 0 | 0 | 0 | 0 | 0 | 0 | 0 | 0 | 0 | 0 | 0 | 0 | 0 | 0 | 0 | 0 | 0 | 0 | 0 | 0 | 0 | 0 | 0 | 0 | 0 | 0 | 0 | 0
F4_Commercial_Education_Existing_Space Heating_Natural Gas_Furnace_E8 | F4 | Commercial | Education | Existing | Space Heating | Natural Gas | Furnace | E8 | Utility - Cost of Equipment | 0 | 0 | 0 | 0 | 0 | 0 | 0 | 0 | 0 | 0 | 0 | 0 | 0 | 0 | 0 | 0 | 0 | 0 | 0 | 0 | 0 | 0 | 0 | 0 | 0 | 0 | 0 | 0 | 0 | 0 | 0
F4_Commercial_Education_Existing_Space Heating_Natural Gas_Furnace_E9 | F4 | Commercial | Education | Existing | Space Heating | Natural Gas | Furnace | E9 | Utility - Cost of Equipment | 0 | 0 | 0 | 0 | 0 | 0 | 0 | 0 | 0 | 0 | 0 | 0 | 0 | 0 | 0 | 0 | 0 | 0 | 0 | 0 | 0 | 0 | 0 | 0 | 0 | 0 | 0 | 0 | 0 | 0 | 0
F4_Commercial_Education_Existing_Space Heating_Natural Gas_Furnace_E10 | F4 | Commercial | Education | Existing | Space Heating | Natural Gas | Furnace | E10 | Utility - Cost of Equipment | 0 | 0 | 0 | 0 | 0 | 0 | 0 | 0 | 0 | 0 | 0 | 0 | 0 | 0 | 0 | 0 | 0 | 0 | 0 | 0 | 0 | 0 | 0 | 0 | 0 | 0 | 0 | 0 | 0 | 0 | 0
F5_Commercial_Education_Existing_Space Heating_Natural Gas_Furnace_E1 | F5 | Commercial | Education | Existing | Space Heating | Natural Gas | Furnace | E1 | Utility - Cost of Operation | 0.14929 | 0.15025 | 0.15079 | 0.15143 | 0.15277 | 0 | 0 | 0 | 0 | 0 | 0 | 0 | 0 | 0 | 0 | 0 | 0 | 0 | 0 | 0 | 0 | 0 | 0 | 0 | 0 | 0 | 0 | 0 | 0 | 0 | 0
F5_Commercial_Education_Existing_Space Heating_Natural Gas_Furnace_E2 | F5 | Commercial | Education | Existing | Space Heating | Natural Gas | Furnace | E2 | Utility - Cost of Operation | 0.14745 | 0.1484 | 0.14892 | 0.14956 | 0.15089 | 0 | 0 | 0 | 0 | 0 | 0 | 0 | 0 | 0 | 0 | 0 | 0 | 0 | 0 | 0 | 0 | 0 | 0 | 0 | 0 | 0 | 0 | 0 | 0 | 0 | 0
F5_Commercial_Education_Existing_Space Heating_Natural Gas_Furnace_E3 | F5 | Commercial | Education | Existing | Space Heating | Natural Gas | Furnace | E3 | Utility - Cost of Operation | 0.13125 | 0.13209 | 0.13256 | 0.13313 | 0.13431 | 0.13032 | 0.12751 | 0.12525 | 0.12449 | 0.12342 | 0.12284 | 0.12204 | 0.10954 | 0.10866 | 0.10855 | 0.10773 | 0.10744 | 0.10735 | 0.10535 | 0.10602 | 0.10631 | 0.10681 | 0.1075 | 0.062543 | 0.060982 | 0.059379 | 0.057719 | 0.055985 | 0.054161 | 0.052231 | 0.050182
F5_Commercial_Education_Existing_Space Heating_Natural Gas_Furnace_E4 | F5 | Commercial | Education | Existing | Space Heating | Natural Gas | Furnace | E4 | Utility - Cost of Operation | 0.12441 | 0.12521 | 0.12566 | 0.1262 | 0.12731 | 0.12354 | 0.12087 | 0.11872 | 0.11801 | 0.11699 | 0.11644 | 0.11568 | 0.10383 | 0.103 | 0.10289 | 0.10212 | 0.10184 | 0.10176 | 0.099867 | 0.1005 | 0.10077 | 0.10125 | 0.10191 | 0.059285 | 0.057806 | 0.056287 | 0.054713 | 0.053069 | 0.05134 | 0.049511 | 0.047568
F5_Commercial_Education_Existing_Space Heating_Natural Gas_Furnace_E5 | F5 | Commercial | Education | Existing | Space Heating | Natural Gas | Furnace | E5 | Utility - Cost of Operation | 0 | 0 | 0 | 0 | 0 | 0 | 0 | 0.087673 | 0.087145 | 0.086396 | 0.085989 | 0.085425 | 0.076677 | 0.076059 | 0.075982 | 0.075409 | 0.075207 | 0.075147 | 0.073748 | 0.074217 | 0.074418 | 0.074766 | 0.075253 | 0.04378 | 0.042687 | 0.041565 | 0.040403 | 0.039189 | 0.037913 | 0.036562 | 0.035127
F5_Commercial_Education_Existing_Space Heating_Natural Gas_Furnace_E6 | F5 | Commercial | Education | Existing | Space Heating | Natural Gas | Furnace | E6 | Utility - Cost of Operation | 0 | 0 | 0 | 0 | 0 | 0 | 0 | 0 | 0 | 0 | 0 | 0 | 0 | 0 | 0 | 0 | 0 | 0 | 0 | 0 | 0 | 0 | 0 | 0 | 0 | 0 | 0 | 0 | 0 | 0 | 0
F5_Commercial_Education_Existing_Space Heating_Natural Gas_Furnace_E7 | F5 | Commercial | Education | Existing | Space Heating | Natural Gas | Furnace | E7 | Utility - Cost of Operation | 0 | 0 | 0 | 0 | 0 | 0 | 0 | 0 | 0 | 0 | 0 | 0 | 0 | 0 | 0 | 0 | 0 | 0 | 0 | 0 | 0 | 0 | 0 | 0 | 0 | 0 | 0 | 0 | 0 | 0 | 0
F5_Commercial_Education_Existing_Space Heating_Natural Gas_Furnace_E8 | F5 | Commercial | Education | Existing | Space Heating | Natural Gas | Furnace | E8 | Utility - Cost of Operation | 0 | 0 | 0 | 0 | 0 | 0 | 0 | 0 | 0 | 0 | 0 | 0 | 0 | 0 | 0 | 0 | 0 | 0 | 0 | 0 | 0 | 0 | 0 | 0 | 0 | 0 | 0 | 0 | 0 | 0 | 0
F5_Commercial_Education_Existing_Space Heating_Natural Gas_Furnace_E9 | F5 | Commercial | Education | Existing | Space Heating | Natural Gas | Furnace | E9 | Utility - Cost of Operation | 0 | 0 | 0 | 0 | 0 | 0 | 0 | 0 | 0 | 0 | 0 | 0 | 0 | 0 | 0 | 0 | 0 | 0 | 0 | 0 | 0 | 0 | 0 | 0 | 0 | 0 | 0 | 0 | 0 | 0 | 0
F5_Commercial_Education_Existing_Space Heating_Natural Gas_Furnace_E10 | F5 | Commercial | Education | Existing | Space Heating | Natural Gas | Furnace | E10 | Utility - Cost of Operation | 0 | 0 | 0 | 0 | 0 | 0 | 0 | 0 | 0 | 0 | 0 | 0 | 0 | 0 | 0 | 0 | 0 | 0 | 0 | 0 | 0 | 0 | 0 | 0 | 0 | 0 | 0 | 0 | 0 | 0 | 0
F6_Commercial_Education_Existing_Space Heating_Natural Gas_Furnace_E1 | F6 | Commercial | Education | Existing | Space Heating | Natural Gas | Furnace | E1 | Utility - Value of Sales | 0.17886 | 0.18001 | 0.18065 | 0.18143 | 0.18303 | 0 | 0 | 0 | 0 | 0 | 0 | 0 | 0 | 0 | 0 | 0 | 0 | 0 | 0 | 0 | 0 | 0 | 0 | 0 | 0 | 0 | 0 | 0 | 0 | 0 | 0
F6_Commercial_Education_Existing_Space Heating_Natural Gas_Furnace_E2 | F6 | Commercial | Education | Existing | Space Heating | Natural Gas | Furnace | E2 | Utility - Value of Sales | 0.17665 | 0.17779 | 0.17842 | 0.17919 | 0.18077 | 0 | 0 | 0 | 0 | 0 | 0 | 0 | 0 | 0 | 0 | 0 | 0 | 0 | 0 | 0 | 0 | 0 | 0 | 0 | 0 | 0 | 0 | 0 | 0 | 0 | 0
F6_Commercial_Education_Existing_Space Heating_Natural Gas_Furnace_E3 | F6 | Commercial | Education | Existing | Space Heating | Natural Gas | Furnace | E3 | Utility - Value of Sales | 0.15724 | 0.15825 | 0.15881 | 0.1595 | 0.16091 | 0.15614 | 0.15276 | 0.15005 | 0.14915 | 0.14787 | 0.14717 | 0.14621 | 0.13123 | 0.13018 | 0.13004 | 0.12906 | 0.12872 | 0.12862 | 0.12622 | 0.12702 | 0.12737 | 0.12796 | 0.1288 | 0.07493 | 0.07306 | 0.07114 | 0.069151 | 0.067074 | 0.064888 | 0.062577 | 0.060121
F6_Commercial_Education_Existing_Space Heating_Natural Gas_Furnace_E4 | F6 | Commercial | Education | Existing | Space Heating | Natural Gas | Furnace | E4 | Utility - Value of Sales | 0.14905 | 0.15001 | 0.15054 | 0.15119 | 0.15253 | 0.148 | 0.14481 | 0.14224 | 0.14138 | 0.14017 | 0.13951 | 0.13859 | 0.1244 | 0.1234 | 0.12327 | 0.12234 | 0.12202 | 0.12192 | 0.11965 | 0.12041 | 0.12073 | 0.1213 | 0.12209 | 0.071028 | 0.069255 | 0.067435 | 0.06555 | 0.06358 | 0.061509 | 0.059318 | 0.05699
F6_Commercial_Education_Existing_Space Heating_Natural Gas_Furnace_E5 | F6 | Commercial | Education | Existing | Space Heating | Natural Gas | Furnace | E5 | Utility - Value of Sales | 0 | 0 | 0 | 0 | 0 | 0 | 0 | 0.10504 | 0.10441 | 0.10351 | 0.10302 | 0.10234 | 0.091864 | 0.091123 | 0.091031 | 0.090345 | 0.090103 | 0.090031 | 0.088355 | 0.088917 | 0.089158 | 0.089574 | 0.090158 | 0.052451 | 0.051142 | 0.049798 | 0.048406 | 0.046952 | 0.045422 | 0.043804 | 0.042085
F6_Commercial_Education_Existing_Space Heating_Natural Gas_Furnace_E6 | F6 | Commercial | Education | Existing | Space Heating | Natural Gas | Furnace | E6 | Utility - Value of Sales | 0 | 0 | 0 | 0 | 0 | 0 | 0 | 0 | 0 | 0 | 0 | 0 | 0 | 0 | 0 | 0 | 0 | 0 | 0 | 0 | 0 | 0 | 0 | 0 | 0 | 0 | 0 | 0 | 0 | 0 | 0
F6_Commercial_Education_Existing_Space Heating_Natural Gas_Furnace_E7 | F6 | Commercial | Education | Existing | Space Heating | Natural Gas | Furnace | E7 | Utility - Value of Sales | 0 | 0 | 0 | 0 | 0 | 0 | 0 | 0 | 0 | 0 | 0 | 0 | 0 | 0 | 0 | 0 | 0 | 0 | 0 | 0 | 0 | 0 | 0 | 0 | 0 | 0 | 0 | 0 | 0 | 0 | 0
F6_Commercial_Education_Existing_Space Heating_Natural Gas_Furnace_E8 | F6 | Commercial | Education | Existing | Space Heating | Natural Gas | Furnace | E8 | Utility - Value of Sales | 0 | 0 | 0 | 0 | 0 | 0 | 0 | 0 | 0 | 0 | 0 | 0 | 0 | 0 | 0 | 0 | 0 | 0 | 0 | 0 | 0 | 0 | 0 | 0 | 0 | 0 | 0 | 0 | 0 | 0 | 0
F6_Commercial_Education_Existing_Space Heating_Natural Gas_Furnace_E9 | F6 | Commercial | Education | Existing | Space Heating | Natural Gas | Furnace | E9 | Utility - Value of Sales | 0 | 0 | 0 | 0 | 0 | 0 | 0 | 0 | 0 | 0 | 0 | 0 | 0 | 0 | 0 | 0 | 0 | 0 | 0 | 0 | 0 | 0 | 0 | 0 | 0 | 0 | 0 | 0 | 0 | 0 | 0
F6_Commercial_Education_Existing_Space Heating_Natural Gas_Furnace_E10 | F6 | Commercial | Education | Existing | Space Heating | Natural Gas | Furnace | E10 | Utility - Value of Sales | 0 | 0 | 0 | 0 | 0 | 0 | 0 | 0 | 0 | 0 | 0 | 0 | 0 | 0 | 0 | 0 | 0 | 0 | 0 | 0 | 0 | 0 | 0 | 0 | 0 | 0 | 0 | 0 | 0 | 0 | 0
F1_Commercial_Education_Existing_Space Heating_Natural Gas_Boiler_E1 | F1 | Commercial | Education | Existing | Space Heating | Natural Gas | Boiler | E1 | Participant - Cost of Equipment | 0.16414 | 0.16414 | 0.16414 | 0.16414 | 0.16414 | 0 | 0 | 0 | 0 | 0 | 0 | 0 | 0 | 0 | 0 | 0 | 0 | 0 | 0 | 0 | 0 | 0 | 0 | 0 | 0 | 0 | 0 | 0 | 0 | 0 | 0
F1_Commercial_Education_Existing_Space Heating_Natural Gas_Boiler_E2 | F1 | Commercial | Education | Existing | Space Heating | Natural Gas | Boiler | E2 | Participant - Cost of Equipment | 0.16967 | 0.16967 | 0.16967 | 0.16967 | 0.16967 | 0 | 0 | 0 | 0 | 0 | 0 | 0 | 0 | 0 | 0 | 0 | 0 | 0 | 0 | 0 | 0 | 0 | 0 | 0 | 0 | 0 | 0 | 0 | 0 | 0 | 0
F1_Commercial_Education_Existing_Space Heating_Natural Gas_Boiler_E3 | F1 | Commercial | Education | Existing | Space Heating | Natural Gas | Boiler | E3 | Participant - Cost of Equipment | 0.2667 | 0.2667 | 0.2667 | 0.2667 | 0.2667 | 0.2667 | 0.2667 | 0.2667 | 0.2667 | 0.2667 | 0.2667 | 0.2667 | 0.2667 | 0.2667 | 0.2667 | 0.2667 | 0.2667 | 0.2667 | 0.2667 | 0.2667 | 0.2667 | 0.2667 | 0.2667 | 0.2667 | 0.2667 | 0.2667 | 0.2667 | 0.2667 | 0.2667 | 0.2667 | 0.2667
F1_Commercial_Education_Existing_Space Heating_Natural Gas_Boiler_E4 | F1 | Commercial | Education | Existing | Space Heating | Natural Gas | Boiler | E4 | Participant - Cost of Equipment | 0.29167 | 0.29167 | 0.29167 | 0.29167 | 0.29167 | 0.29167 | 0.29167 | 0.29167 | 0.29167 | 0.29167 | 0.29167 | 0.29167 | 0.29167 | 0.29167 | 0.29167 | 0.29167 | 0.29167 | 0.29167 | 0.29167 | 0.29167 | 0.29167 | 0.29167 | 0.29167 | 0.29167 | 0.29167 | 0.29167 | 0.29167 | 0.29167 | 0.29167 | 0.29167 | 0.29167
F1_Commercial_Education_Existing_Space Heating_Natural Gas_Boiler_E5 | F1 | Commercial | Education | Existing | Space Heating | Natural Gas | Boiler | E5 | Participant - Cost of Equipment | 0.96012 | 0.96012 | 0.96012 | 0.96012 | 0.96012 | 0.96012 | 0.96012 | 0.96012 | 0.96012 | 0.96012 | 0.96012 | 0.96012 | 0.96012 | 0.96012 | 0.96012 | 0.96012 | 0.96012 | 0.96012 | 0.96012 | 0.96012 | 0.96012 | 0.96012 | 0.96012 | 0.96012 | 0.96012 | 0.96012 | 0.96012 | 0.96012 | 0.96012 | 0.96012 | 0.96012
F1_Commercial_Education_Existing_Space Heating_Natural Gas_Boiler_E6 | F1 | Commercial | Education | Existing | Space Heating | Natural Gas | Boiler | E6 | Participant - Cost of Equipment | 0 | 0 | 0 | 0 | 0 | 0 | 0 | 0 | 0 | 0 | 0 | 0 | 0 | 0 | 0 | 0 | 0 | 0 | 0 | 0 | 0 | 0 | 0 | 0 | 0 | 0 | 0 | 0 | 0 | 0 | 0
F1_Commercial_Education_Existing_Space Heating_Natural Gas_Boiler_E7 | F1 | Commercial | Education | Existing | Space Heating | Natural Gas | Boiler | E7 | Participant - Cost of Equipment | 0 | 0 | 0 | 0 | 0 | 0 | 0 | 0 | 0 | 0 | 0 | 0 | 0 | 0 | 0 | 0 | 0 | 0 | 0 | 0 | 0 | 0 | 0 | 0 | 0 | 0 | 0 | 0 | 0 | 0 | 0
F1_Commercial_Education_Existing_Space Heating_Natural Gas_Boiler_E8 | F1 | Commercial | Education | Existing | Space Heating | Natural Gas | Boiler | E8 | Participant - Cost of Equipment | 0 | 0 | 0 | 0 | 0 | 0 | 0 | 0 | 0 | 0 | 0 | 0 | 0 | 0 | 0 | 0 | 0 | 0 | 0 | 0 | 0 | 0 | 0 | 0 | 0 | 0 | 0 | 0 | 0 | 0 | 0
F1_Commercial_Education_Existing_Space Heating_Natural Gas_Boiler_E9 | F1 | Commercial | Education | Existing | Space Heating | Natural Gas | Boiler | E9 | Participant - Cost of Equipment | 0 | 0 | 0 | 0 | 0 | 0 | 0 | 0 | 0 | 0 | 0 | 0 | 0 | 0 | 0 | 0 | 0 | 0 | 0 | 0 | 0 | 0 | 0 | 0 | 0 | 0 | 0 | 0 | 0 | 0 | 0
F1_Commercial_Education_Existing_Space Heating_Natural Gas_Boiler_E10 | F1 | Commercial | Education | Existing | Space Heating | Natural Gas | Boiler | E10 | Participant - Cost of Equipment | 0 | 0 | 0 | 0 | 0 | 0 | 0 | 0 | 0 | 0 | 0 | 0 | 0 | 0 | 0 | 0 | 0 | 0 | 0 | 0 | 0 | 0 | 0 | 0 | 0 | 0 | 0 | 0 | 0 | 0 | 0
F2_Commercial_Education_Existing_Space Heating_Natural Gas_Boiler_E1 | F2 | Commercial | Education | Existing | Space Heating | Natural Gas | Boiler | E1 | Participant - Cost of Operation | 0.34789 | 0.34997 | 0.35129 | 0.35286 | 0.35602 | 0 | 0 | 0 | 0 | 0 | 0 | 0 | 0 | 0 | 0 | 0 | 0 | 0 | 0 | 0 | 0 | 0 | 0 | 0 | 0 | 0 | 0 | 0 | 0 | 0 | 0
F2_Commercial_Education_Existing_Space Heating_Natural Gas_Boiler_E2 | F2 | Commercial | Education | Existing | Space Heating | Natural Gas | Boiler | E2 | Participant - Cost of Operation | 0.33132 | 0.3333 | 0.33456 | 0.33606 | 0.33906 | 0 | 0 | 0 | 0 | 0 | 0 | 0 | 0 | 0 | 0 | 0 | 0 | 0 | 0 | 0 | 0 | 0 | 0 | 0 | 0 | 0 | 0 | 0 | 0 | 0 | 0
F2_Commercial_Education_Existing_Space Heating_Natural Gas_Boiler_E3 | F2 | Commercial | Education | Existing | Space Heating | Natural Gas | Boiler | E3 | Participant - Cost of Operation | 0.29608 | 0.29784 | 0.29897 | 0.30031 | 0.30299 | 0.29144 | 0.2821 | 0.27709 | 0.27535 | 0.27292 | 0.27156 | 0.26971 | 0.24261 | 0.2406 | 0.24027 | 0.23841 | 0.2377 | 0.23743 | 0.23289 | 0.23398 | 0.23424 | 0.23494 | 0.23606 | 0.1385 | 0.13473 | 0.13085 | 0.12683 | 0.12265 | 0.11825 | 0.11361 | 0.1087
F2_Commercial_Education_Existing_Space Heating_Natural Gas_Boiler_E4 | F2 | Commercial | Education | Existing | Space Heating | Natural Gas | Boiler | E4 | Participant - Cost of Operation | 0.28399 | 0.28569 | 0.28676 | 0.28805 | 0.29063 | 0.27954 | 0.27059 | 0.26578 | 0.26411 | 0.26178 | 0.26047 | 0.25871 | 0.23271 | 0.23078 | 0.23046 | 0.22868 | 0.228 | 0.22774 | 0.22339 | 0.22443 | 0.22468 | 0.22535 | 0.22643 | 0.13285 | 0.12923 | 0.12551 | 0.12166 | 0.11764 | 0.11342 | 0.10897 | 0.10426
F2_Commercial_Education_Existing_Space Heating_Natural Gas_Boiler_E5 | F2 | Commercial | Education | Existing | Space Heating | Natural Gas | Boiler | E5 | Participant - Cost of Operation | 0.21409 | 0.21536 | 0.21618 | 0.21714 | 0.21909 | 0.21073 | 0.20398 | 0.20036 | 0.1991 | 0.19734 | 0.19636 | 0.19502 | 0.17542 | 0.17397 | 0.17373 | 0.17239 | 0.17188 | 0.17168 | 0.1684 | 0.16919 | 0.16937 | 0.16988 | 0.17069 | 0.10015 | 0.097417 | 0.094613 | 0.09171 | 0.088682 | 0.085504 | 0.08215 | 0.078598
F2_Commercial_Education_Existing_Space Heating_Natural Gas_Boiler_E6 | F2 | Commercial | Education | Existing | Space Heating | Natural Gas | Boiler | E6 | Participant - Cost of Operation | 0 | 0 | 0 | 0 | 0 | 0 | 0 | 0 | 0 | 0 | 0 | 0 | 0 | 0 | 0 | 0 | 0 | 0 | 0 | 0 | 0 | 0 | 0 | 0 | 0 | 0 | 0 | 0 | 0 | 0 | 0
F2_Commercial_Education_Existing_Space Heating_Natural Gas_Boiler_E7 | F2 | Commercial | Education | Existing | Space Heating | Natural Gas | Boiler | E7 | Participant - Cost of Operation | 0 | 0 | 0 | 0 | 0 | 0 | 0 | 0 | 0 | 0 | 0 | 0 | 0 | 0 | 0 | 0 | 0 | 0 | 0 | 0 | 0 | 0 | 0 | 0 | 0 | 0 | 0 | 0 | 0 | 0 | 0
F2_Commercial_Education_Existing_Space Heating_Natural Gas_Boiler_E8 | F2 | Commercial | Education | Existing | Space Heating | Natural Gas | Boiler | E8 | Participant - Cost of Operation | 0 | 0 | 0 | 0 | 0 | 0 | 0 | 0 | 0 | 0 | 0 | 0 | 0 | 0 | 0 | 0 | 0 | 0 | 0 | 0 | 0 | 0 | 0 | 0 | 0 | 0 | 0 | 0 | 0 | 0 | 0
F2_Commercial_Education_Existing_Space Heating_Natural Gas_Boiler_E9 | F2 | Commercial | Education | Existing | Space Heating | Natural Gas | Boiler | E9 | Participant - Cost of Operation | 0 | 0 | 0 | 0 | 0 | 0 | 0 | 0 | 0 | 0 | 0 | 0 | 0 | 0 | 0 | 0 | 0 | 0 | 0 | 0 | 0 | 0 | 0 | 0 | 0 | 0 | 0 | 0 | 0 | 0 | 0
F2_Commercial_Education_Existing_Space Heating_Natural Gas_Boiler_E10 | F2 | Commercial | Education | Existing | Space Heating | Natural Gas | Boiler | E10 | Participant - Cost of Operation | 0 | 0 | 0 | 0 | 0 | 0 | 0 | 0 | 0 | 0 | 0 | 0 | 0 | 0 | 0 | 0 | 0 | 0 | 0 | 0 | 0 | 0 | 0 | 0 | 0 | 0 | 0 | 0 | 0 | 0 | 0
F3_Commercial_Education_Existing_Space Heating_Natural Gas_Boiler_E1 | F3 | Commercial | Education | Existing | Space Heating | Natural Gas | Boiler | E1 | System - kBTUs of Conusmption | 29.9002 | 29.9289 | 29.9106 | 29.8981 | 29.8981 | 0 | 0 | 0 | 0 | 0 | 0 | 0 | 0 | 0 | 0 | 0 | 0 | 0 | 0 | 0 | 0 | 0 | 0 | 0 | 0 | 0 | 0 | 0 | 0 | 0 | 0
F3_Commercial_Education_Existing_Space Heating_Natural Gas_Boiler_E2 | F3 | Commercial | Education | Existing | Space Heating | Natural Gas | Boiler | E2 | System - kBTUs of Conusmption | 28.4764 | 28.5037 | 28.4863 | 28.4744 | 28.4744 | 0 | 0 | 0 | 0 | 0 | 0 | 0 | 0 | 0 | 0 | 0 | 0 | 0 | 0 | 0 | 0 | 0 | 0 | 0 | 0 | 0 | 0 | 0 | 0 | 0 | 0
F3_Commercial_Education_Existing_Space Heating_Natural Gas_Boiler_E3 | F3 | Commercial | Education | Existing | Space Heating | Natural Gas | Boiler | E3 | System - kBTUs of Conusmption | 25.447 | 25.4714 | 25.4558 | 25.4452 | 25.4452 | 25.4452 | 25.4452 | 25.4452 | 25.4452 | 25.4452 | 25.4452 | 25.4452 | 25.4452 | 25.4452 | 25.4452 | 25.4452 | 25.4452 | 25.4452 | 25.4452 | 25.4452 | 25.4452 | 25.4452 | 25.4452 | 25.4452 | 25.4452 | 25.4452 | 25.4452 | 25.4452 | 25.4452 | 25.4452 | 25.3669
F3_Commercial_Education_Existing_Space Heating_Natural Gas_Boiler_E4 | F3 | Commercial | Education | Existing | Space Heating | Natural Gas | Boiler | E4 | System - kBTUs of Conusmption | 24.4083 | 24.4317 | 24.4168 | 24.4066 | 24.4066 | 24.4066 | 24.4066 | 24.4066 | 24.4066 | 24.4066 | 24.4066 | 24.4066 | 24.4066 | 24.4066 | 24.4066 | 24.4066 | 24.4066 | 24.4066 | 24.4066 | 24.4066 | 24.4066 | 24.4066 | 24.4066 | 24.4066 | 24.4066 | 24.4066 | 24.4066 | 24.4066 | 24.4066 | 24.4066 | 24.3315
F3_Commercial_Education_Existing_Space Heating_Natural Gas_Boiler_E5 | F3 | Commercial | Education | Existing | Space Heating | Natural Gas | Boiler | E5 | System - kBTUs of Conusmption | 18.4001 | 18.4178 | 18.4065 | 18.3988 | 18.3988 | 18.3988 | 18.3988 | 18.3988 | 18.3988 | 18.3988 | 18.3988 | 18.3988 | 18.3988 | 18.3988 | 18.3988 | 18.3988 | 18.3988 | 18.3988 | 18.3988 | 18.3988 | 18.3988 | 18.3988 | 18.3988 | 18.3988 | 18.3988 | 18.3988 | 18.3988 | 18.3988 | 18.3988 | 18.3988 | 18.3422
F3_Commercial_Education_Existing_Space Heating_Natural Gas_Boiler_E6 | F3 | Commercial | Education | Existing | Space Heating | Natural Gas | Boiler | E6 | System - kBTUs of Conusmption | 0 | 0 | 0 | 0 | 0 | 0 | 0 | 0 | 0 | 0 | 0 | 0 | 0 | 0 | 0 | 0 | 0 | 0 | 0 | 0 | 0 | 0 | 0 | 0 | 0 | 0 | 0 | 0 | 0 | 0 | 0
F3_Commercial_Education_Existing_Space Heating_Natural Gas_Boiler_E7 | F3 | Commercial | Education | Existing | Space Heating | Natural Gas | Boiler | E7 | System - kBTUs of Conusmption | 0 | 0 | 0 | 0 | 0 | 0 | 0 | 0 | 0 | 0 | 0 | 0 | 0 | 0 | 0 | 0 | 0 | 0 | 0 | 0 | 0 | 0 | 0 | 0 | 0 | 0 | 0 | 0 | 0 | 0 | 0
F3_Commercial_Education_Existing_Space Heating_Natural Gas_Boiler_E8 | F3 | Commercial | Education | Existing | Space Heating | Natural Gas | Boiler | E8 | System - kBTUs of Conusmption | 0 | 0 | 0 | 0 | 0 | 0 | 0 | 0 | 0 | 0 | 0 | 0 | 0 | 0 | 0 | 0 | 0 | 0 | 0 | 0 | 0 | 0 | 0 | 0 | 0 | 0 | 0 | 0 | 0 | 0 | 0
F3_Commercial_Education_Existing_Space Heating_Natural Gas_Boiler_E9 | F3 | Commercial | Education | Existing | Space Heating | Natural Gas | Boiler | E9 | System - kBTUs of Conusmption | 0 | 0 | 0 | 0 | 0 | 0 | 0 | 0 | 0 | 0 | 0 | 0 | 0 | 0 | 0 | 0 | 0 | 0 | 0 | 0 | 0 | 0 | 0 | 0 | 0 | 0 | 0 | 0 | 0 | 0 | 0
F3_Commercial_Education_Existing_Space Heating_Natural Gas_Boiler_E10 | F3 | Commercial | Education | Existing | Space Heating | Natural Gas | Boiler | E10 | System - kBTUs of Conusmption | 0 | 0 | 0 | 0 | 0 | 0 | 0 | 0 | 0 | 0 | 0 | 0 | 0 | 0 | 0 | 0 | 0 | 0 | 0 | 0 | 0 | 0 | 0 | 0 | 0 | 0 | 0 | 0 | 0 | 0 | 0
F4_Commercial_Education_Existing_Space Heating_Natural Gas_Boiler_E1 | F4 | Commercial | Education | Existing | Space Heating | Natural Gas | Boiler | E1 | Utility - Cost of Equipment | 0.16414 | 0.16414 | 0.16414 | 0.16414 | 0.16414 | 0 | 0 | 0 | 0 | 0 | 0 | 0 | 0 | 0 | 0 | 0 | 0 | 0 | 0 | 0 | 0 | 0 | 0 | 0 | 0 | 0 | 0 | 0 | 0 | 0 | 0
F4_Commercial_Education_Existing_Space Heating_Natural Gas_Boiler_E2 | F4 | Commercial | Education | Existing | Space Heating | Natural Gas | Boiler | E2 | Utility - Cost of Equipment | 0.16967 | 0.16967 | 0.16967 | 0.16967 | 0.16967 | 0 | 0 | 0 | 0 | 0 | 0 | 0 | 0 | 0 | 0 | 0 | 0 | 0 | 0 | 0 | 0 | 0 | 0 | 0 | 0 | 0 | 0 | 0 | 0 | 0 | 0
F4_Commercial_Education_Existing_Space Heating_Natural Gas_Boiler_E3 | F4 | Commercial | Education | Existing | Space Heating | Natural Gas | Boiler | E3 | Utility - Cost of Equipment | 0.2667 | 0.2667 | 0.2667 | 0.2667 | 0.2667 | 0.2667 | 0.2667 | 0.2667 | 0.2667 | 0.2667 | 0.2667 | 0.2667 | 0.2667 | 0.2667 | 0.2667 | 0.2667 | 0.2667 | 0.2667 | 0.2667 | 0.2667 | 0.2667 | 0.2667 | 0.2667 | 0.2667 | 0.2667 | 0.2667 | 0.2667 | 0.2667 | 0.2667 | 0.2667 | 0.2667
F4_Commercial_Education_Existing_Space Heating_Natural Gas_Boiler_E4 | F4 | Commercial | Education | Existing | Space Heating | Natural Gas | Boiler | E4 | Utility - Cost of Equipment | 0.29167 | 0.29167 | 0.29167 | 0.29167 | 0.29167 | 0.29167 | 0.29167 | 0.29167 | 0.29167 | 0.29167 | 0.29167 | 0.29167 | 0.29167 | 0.29167 | 0.29167 | 0.29167 | 0.29167 | 0.29167 | 0.29167 | 0.29167 | 0.29167 | 0.29167 | 0.29167 | 0.29167 | 0.29167 | 0.29167 | 0.29167 | 0.29167 | 0.29167 | 0.29167 | 0.29167
F4_Commercial_Education_Existing_Space Heating_Natural Gas_Boiler_E5 | F4 | Commercial | Education | Existing | Space Heating | Natural Gas | Boiler | E5 | Utility - Cost of Equipment | 0.96012 | 0.96012 | 0.96012 | 0.96012 | 0.96012 | 0.96012 | 0.96012 | 0.96012 | 0.96012 | 0.96012 | 0.96012 | 0.96012 | 0.96012 | 0.96012 | 0.96012 | 0.96012 | 0.96012 | 0.96012 | 0.96012 | 0.96012 | 0.96012 | 0.96012 | 0.96012 | 0.96012 | 0.96012 | 0.96012 | 0.96012 | 0.96012 | 0.96012 | 0.96012 | 0.96012
F4_Commercial_Education_Existing_Space Heating_Natural Gas_Boiler_E6 | F4 | Commercial | Education | Existing | Space Heating | Natural Gas | Boiler | E6 | Utility - Cost of Equipment | 0 | 0 | 0 | 0 | 0 | 0 | 0 | 0 | 0 | 0 | 0 | 0 | 0 | 0 | 0 | 0 | 0 | 0 | 0 | 0 | 0 | 0 | 0 | 0 | 0 | 0 | 0 | 0 | 0 | 0 | 0
F4_Commercial_Education_Existing_Space Heating_Natural Gas_Boiler_E7 | F4 | Commercial | Education | Existing | Space Heating | Natural Gas | Boiler | E7 | Utility - Cost of Equipment | 0 | 0 | 0 | 0 | 0 | 0 | 0 | 0 | 0 | 0 | 0 | 0 | 0 | 0 | 0 | 0 | 0 | 0 | 0 | 0 | 0 | 0 | 0 | 0 | 0 | 0 | 0 | 0 | 0 | 0 | 0
F4_Commercial_Education_Existing_Space Heating_Natural Gas_Boiler_E8 | F4 | Commercial | Education | Existing | Space Heating | Natural Gas | Boiler | E8 | Utility - Cost of Equipment | 0 | 0 | 0 | 0 | 0 | 0 | 0 | 0 | 0 | 0 | 0 | 0 | 0 | 0 | 0 | 0 | 0 | 0 | 0 | 0 | 0 | 0 | 0 | 0 | 0 | 0 | 0 | 0 | 0 | 0 | 0
F4_Commercial_Education_Existing_Space Heating_Natural Gas_Boiler_E9 | F4 | Commercial | Education | Existing | Space Heating | Natural Gas | Boiler | E9 | Utility - Cost of Equipment | 0 | 0 | 0 | 0 | 0 | 0 | 0 | 0 | 0 | 0 | 0 | 0 | 0 | 0 | 0 | 0 | 0 | 0 | 0 | 0 | 0 | 0 | 0 | 0 | 0 | 0 | 0 | 0 | 0 | 0 | 0
F4_Commercial_Education_Existing_Space Heating_Natural Gas_Boiler_E10 | F4 | Commercial | Education | Existing | Space Heating | Natural Gas | Boiler | E10 | Utility - Cost of Equipment | 0 | 0 | 0 | 0 | 0 | 0 | 0 | 0 | 0 | 0 | 0 | 0 | 0 | 0 | 0 | 0 | 0 | 0 | 0 | 0 | 0 | 0 | 0 | 0 | 0 | 0 | 0 | 0 | 0 | 0 | 0
F5_Commercial_Education_Existing_Space Heating_Natural Gas_Boiler_E1 | F5 | Commercial | Education | Existing | Space Heating | Natural Gas | Boiler | E1 | Utility - Cost of Operation | 0.29038 | 0.29211 | 0.29321 | 0.29452 | 0.29716 | 0 | 0 | 0 | 0 | 0 | 0 | 0 | 0 | 0 | 0 | 0 | 0 | 0 | 0 | 0 | 0 | 0 | 0 | 0 | 0 | 0 | 0 | 0 | 0 | 0 | 0
F5_Commercial_Education_Existing_Space Heating_Natural Gas_Boiler_E2 | F5 | Commercial | Education | Existing | Space Heating | Natural Gas | Boiler | E2 | Utility - Cost of Operation | 0.27655 | 0.2782 | 0.27925 | 0.2805 | 0.28301 | 0 | 0 | 0 | 0 | 0 | 0 | 0 | 0 | 0 | 0 | 0 | 0 | 0 | 0 | 0 | 0 | 0 | 0 | 0 | 0 | 0 | 0 | 0 | 0 | 0 | 0
F5_Commercial_Education_Existing_Space Heating_Natural Gas_Boiler_E3 | F5 | Commercial | Education | Existing | Space Heating | Natural Gas | Boiler | E3 | Utility - Cost of Operation | 0.24713 | 0.2486 | 0.24954 | 0.25066 | 0.2529 | 0.24326 | 0.23546 | 0.23128 | 0.22982 | 0.2278 | 0.22666 | 0.22512 | 0.2025 | 0.20083 | 0.20055 | 0.199 | 0.1984 | 0.19818 | 0.19439 | 0.1953 | 0.19551 | 0.1961 | 0.19704 | 0.11561 | 0.11245 | 0.10922 | 0.10586 | 0.10237 | 0.098701 | 0.09483 | 0.090729
F5_Commercial_Education_Existing_Space Heating_Natural Gas_Boiler_E4 | F5 | Commercial | Education | Existing | Space Heating | Natural Gas | Boiler | E4 | Utility - Cost of Operation | 0.23704 | 0.23846 | 0.23936 | 0.24043 | 0.24258 | 0.23333 | 0.22585 | 0.22184 | 0.22044 | 0.2185 | 0.21741 | 0.21594 | 0.19423 | 0.19263 | 0.19236 | 0.19088 | 0.19031 | 0.19009 | 0.18646 | 0.18733 | 0.18753 | 0.18809 | 0.18899 | 0.11089 | 0.10786 | 0.10476 | 0.10154 | 0.098191 | 0.094672 | 0.090959 | 0.087025
F5_Commercial_Education_Existing_Space Heating_Natural Gas_Boiler_E5 | F5 | Commercial | Education | Existing | Space Heating | Natural Gas | Boiler | E5 | Utility - Cost of Operation | 0.17869 | 0.17976 | 0.18044 | 0.18125 | 0.18287 | 0.17589 | 0.17026 | 0.16723 | 0.16618 | 0.16472 | 0.16389 | 0.16278 | 0.14642 | 0.14521 | 0.14501 | 0.14389 | 0.14346 | 0.1433 | 0.14056 | 0.14122 | 0.14137 | 0.14179 | 0.14247 | 0.083592 | 0.081312 | 0.078971 | 0.076548 | 0.074021 | 0.071368 | 0.068569 | 0.065604
F5_Commercial_Education_Existing_Space Heating_Natural Gas_Boiler_E6 | F5 | Commercial | Education | Existing | Space Heating | Natural Gas | Boiler | E6 | Utility - Cost of Operation | 0 | 0 | 0 | 0 | 0 | 0 | 0 | 0 | 0 | 0 | 0 | 0 | 0 | 0 | 0 | 0 | 0 | 0 | 0 | 0 | 0 | 0 | 0 | 0 | 0 | 0 | 0 | 0 | 0 | 0 | 0
F5_Commercial_Education_Existing_Space Heating_Natural Gas_Boiler_E7 | F5 | Commercial | Education | Existing | Space Heating | Natural Gas | Boiler | E7 | Utility - Cost of Operation | 0 | 0 | 0 | 0 | 0 | 0 | 0 | 0 | 0 | 0 | 0 | 0 | 0 | 0 | 0 | 0 | 0 | 0 | 0 | 0 | 0 | 0 | 0 | 0 | 0 | 0 | 0 | 0 | 0 | 0 | 0
F5_Commercial_Education_Existing_Space Heating_Natural Gas_Boiler_E8 | F5 | Commercial | Education | Existing | Space Heating | Natural Gas | Boiler | E8 | Utility - Cost of Operation | 0 | 0 | 0 | 0 | 0 | 0 | 0 | 0 | 0 | 0 | 0 | 0 | 0 | 0 | 0 | 0 | 0 | 0 | 0 | 0 | 0 | 0 | 0 | 0 | 0 | 0 | 0 | 0 | 0 | 0 | 0
F5_Commercial_Education_Existing_Space Heating_Natural Gas_Boiler_E9 | F5 | Commercial | Education | Existing | Space Heating | Natural Gas | Boiler | E9 | Utility - Cost of Operation | 0 | 0 | 0 | 0 | 0 | 0 | 0 | 0 | 0 | 0 | 0 | 0 | 0 | 0 | 0 | 0 | 0 | 0 | 0 | 0 | 0 | 0 | 0 | 0 | 0 | 0 | 0 | 0 | 0 | 0 | 0
F5_Commercial_Education_Existing_Space Heating_Natural Gas_Boiler_E10 | F5 | Commercial | Education | Existing | Space Heating | Natural Gas | Boiler | E10 | Utility - Cost of Operation | 0 | 0 | 0 | 0 | 0 | 0 | 0 | 0 | 0 | 0 | 0 | 0 | 0 | 0 | 0 | 0 | 0 | 0 | 0 | 0 | 0 | 0 | 0 | 0 | 0 | 0 | 0 | 0 | 0 | 0 | 0
F6_Commercial_Education_Existing_Space Heating_Natural Gas_Boiler_E1 | F6 | Commercial | Education | Existing | Space Heating | Natural Gas | Boiler | E1 | Utility - Value of Sales | 0.34789 | 0.34997 | 0.35129 | 0.35286 | 0.35602 | 0 | 0 | 0 | 0 | 0 | 0 | 0 | 0 | 0 | 0 | 0 | 0 | 0 | 0 | 0 | 0 | 0 | 0 | 0 | 0 | 0 | 0 | 0 | 0 | 0 | 0
F6_Commercial_Education_Existing_Space Heating_Natural Gas_Boiler_E2 | F6 | Commercial | Education | Existing | Space Heating | Natural Gas | Boiler | E2 | Utility - Value of Sales | 0.33132 | 0.3333 | 0.33456 | 0.33606 | 0.33906 | 0 | 0 | 0 | 0 | 0 | 0 | 0 | 0 | 0 | 0 | 0 | 0 | 0 | 0 | 0 | 0 | 0 | 0 | 0 | 0 | 0 | 0 | 0 | 0 | 0 | 0
F6_Commercial_Education_Existing_Space Heating_Natural Gas_Boiler_E3 | F6 | Commercial | Education | Existing | Space Heating | Natural Gas | Boiler | E3 | Utility - Value of Sales | 0.29608 | 0.29784 | 0.29897 | 0.30031 | 0.30299 | 0.29144 | 0.2821 | 0.27709 | 0.27535 | 0.27292 | 0.27156 | 0.26971 | 0.24261 | 0.2406 | 0.24027 | 0.23841 | 0.2377 | 0.23743 | 0.23289 | 0.23398 | 0.23424 | 0.23494 | 0.23606 | 0.1385 | 0.13473 | 0.13085 | 0.12683 | 0.12265 | 0.11825 | 0.11361 | 0.1087
F6_Commercial_Education_Existing_Space Heating_Natural Gas_Boiler_E4 | F6 | Commercial | Education | Existing | Space Heating | Natural Gas | Boiler | E4 | Utility - Value of Sales | 0.28399 | 0.28569 | 0.28676 | 0.28805 | 0.29063 | 0.27954 | 0.27059 | 0.26578 | 0.26411 | 0.26178 | 0.26047 | 0.25871 | 0.23271 | 0.23078 | 0.23046 | 0.22868 | 0.228 | 0.22774 | 0.22339 | 0.22443 | 0.22468 | 0.22535 | 0.22643 | 0.13285 | 0.12923 | 0.12551 | 0.12166 | 0.11764 | 0.11342 | 0.10897 | 0.10426
F6_Commercial_Education_Existing_Space Heating_Natural Gas_Boiler_E5 | F6 | Commercial | Education | Existing | Space Heating | Natural Gas | Boiler | E5 | Utility - Value of Sales | 0.21409 | 0.21536 | 0.21618 | 0.21714 | 0.21909 | 0.21073 | 0.20398 | 0.20036 | 0.1991 | 0.19734 | 0.19636 | 0.19502 | 0.17542 | 0.17397 | 0.17373 | 0.17239 | 0.17188 | 0.17168 | 0.1684 | 0.16919 | 0.16937 | 0.16988 | 0.17069 | 0.10015 | 0.097417 | 0.094613 | 0.09171 | 0.088682 | 0.085504 | 0.08215 | 0.078598
F6_Commercial_Education_Existing_Space Heating_Natural Gas_Boiler_E6 | F6 | Commercial | Education | Existing | Space Heating | Natural Gas | Boiler | E6 | Utility - Value of Sales | 0 | 0 | 0 | 0 | 0 | 0 | 0 | 0 | 0 | 0 | 0 | 0 | 0 | 0 | 0 | 0 | 0 | 0 | 0 | 0 | 0 | 0 | 0 | 0 | 0 | 0 | 0 | 0 | 0 | 0 | 0
F6_Commercial_Education_Existing_Space Heating_Natural Gas_Boiler_E7 | F6 | Commercial | Education | Existing | Space Heating | Natural Gas | Boiler | E7 | Utility - Value of Sales | 0 | 0 | 0 | 0 | 0 | 0 | 0 | 0 | 0 | 0 | 0 | 0 | 0 | 0 | 0 | 0 | 0 | 0 | 0 | 0 | 0 | 0 | 0 | 0 | 0 | 0 | 0 | 0 | 0 | 0 | 0
F6_Commercial_Education_Existing_Space Heating_Natural Gas_Boiler_E8 | F6 | Commercial | Education | Existing | Space Heating | Natural Gas | Boiler | E8 | Utility - Value of Sales | 0 | 0 | 0 | 0 | 0 | 0 | 0 | 0 | 0 | 0 | 0 | 0 | 0 | 0 | 0 | 0 | 0 | 0 | 0 | 0 | 0 | 0 | 0 | 0 | 0 | 0 | 0 | 0 | 0 | 0 | 0
F6_Commercial_Education_Existing_Space Heating_Natural Gas_Boiler_E9 | F6 | Commercial | Education | Existing | Space Heating | Natural Gas | Boiler | E9 | Utility - Value of Sales | 0 | 0 | 0 | 0 | 0 | 0 | 0 | 0 | 0 | 0 | 0 | 0 | 0 | 0 | 0 | 0 | 0 | 0 | 0 | 0 | 0 | 0 | 0 | 0 | 0 | 0 | 0 | 0 | 0 | 0 | 0
F6_Commercial_Education_Existing_Space Heating_Natural Gas_Boiler_E10 | F6 | Commercial | Education | Existing | Space Heating | Natural Gas | Boiler | E10 | Utility - Value of Sales | 0 | 0 | 0 | 0 | 0 | 0 | 0 | 0 | 0 | 0 | 0 | 0 | 0 | 0 | 0 | 0 | 0 | 0 | 0 | 0 | 0 | 0 | 0 | 0 | 0 | 0 | 0 | 0 | 0 | 0 | 0
F1_Commercial_Education_Existing_Space Heating_Natural Gas_Unit Heater_E1 | F1 | Commercial | Education | Existing | Space Heating | Natural Gas | Unit Heater | E1 | Participant - Cost of Equipment | 0.023779 | 0.023779 | 0.023779 | 0.023779 | 0.023779 | 0 | 0 | 0 | 0 | 0 | 0 | 0 | 0 | 0 | 0 | 0 | 0 | 0 | 0 | 0 | 0 | 0 | 0 | 0 | 0 | 0 | 0 | 0 | 0 | 0 | 0
F1_Commercial_Education_Existing_Space Heating_Natural Gas_Unit Heater_E2 | F1 | Commercial | Education | Existing | Space Heating | Natural Gas | Unit Heater | E2 | Participant - Cost of Equipment | 0.07604 | 0.07604 | 0.07604 | 0.07604 | 0.07604 | 0.07604 | 0.07604 | 0.07604 | 0.07604 | 0.07604 | 0.07604 | 0.07604 | 0.07604 | 0.07604 | 0.07604 | 0.07604 | 0.07604 | 0.07604 | 0.07604 | 0.07604 | 0.07604 | 0.07604 | 0.07604 | 0.07604 | 0.07604 | 0.07604 | 0.07604 | 0.07604 | 0.07604 | 0.07604 | 0.07604
F1_Commercial_Education_Existing_Space Heating_Natural Gas_Unit Heater_E3 | F1 | Commercial | Education | Existing | Space Heating | Natural Gas | Unit Heater | E3 | Participant - Cost of Equipment | 0.032848 | 0.032848 | 0.032848 | 0.032848 | 0.032848 | 0.032848 | 0.032848 | 0.032848 | 0.032848 | 0.032848 | 0.032848 | 0.032848 | 0.032848 | 0.032848 | 0.032848 | 0.032848 | 0.032848 | 0.032848 | 0.032848 | 0.032848 | 0.032848 | 0.032848 | 0.032848 | 0.032848 | 0.032848 | 0.032848 | 0.032848 | 0.032848 | 0.032848 | 0.032848 | 0.032848
F1_Commercial_Education_Existing_Space Heating_Natural Gas_Unit Heater_E4 | F1 | Commercial | Education | Existing | Space Heating | Natural Gas | Unit Heater | E4 | Participant - Cost of Equipment | 0 | 0 | 0 | 0 | 0 | 0 | 0 | 0 | 0 | 0 | 0 | 0 | 0 | 0 | 0 | 0 | 0 | 0 | 0 | 0 | 0 | 0 | 0 | 0 | 0 | 0 | 0 | 0 | 0 | 0 | 0
F1_Commercial_Education_Existing_Space Heating_Natural Gas_Unit Heater_E5 | F1 | Commercial | Education | Existing | Space Heating | Natural Gas | Unit Heater | E5 | Participant - Cost of Equipment | 0 | 0 | 0 | 0 | 0 | 0 | 0 | 0 | 0 | 0 | 0 | 0 | 0 | 0 | 0 | 0 | 0 | 0 | 0 | 0 | 0 | 0 | 0 | 0 | 0 | 0 | 0 | 0 | 0 | 0 | 0
F1_Commercial_Education_Existing_Space Heating_Natural Gas_Unit Heater_E6 | F1 | Commercial | Education | Existing | Space Heating | Natural Gas | Unit Heater | E6 | Participant - Cost of Equipment | 0 | 0 | 0 | 0 | 0 | 0 | 0 | 0 | 0 | 0 | 0 | 0 | 0 | 0 | 0 | 0 | 0 | 0 | 0 | 0 | 0 | 0 | 0 | 0 | 0 | 0 | 0 | 0 | 0 | 0 | 0
F1_Commercial_Education_Existing_Space Heating_Natural Gas_Unit Heater_E7 | F1 | Commercial | Education | Existing | Space Heating | Natural Gas | Unit Heater | E7 | Participant - Cost of Equipment | 0 | 0 | 0 | 0 | 0 | 0 | 0 | 0 | 0 | 0 | 0 | 0 | 0 | 0 | 0 | 0 | 0 | 0 | 0 | 0 | 0 | 0 | 0 | 0 | 0 | 0 | 0 | 0 | 0 | 0 | 0
F1_Commercial_Education_Existing_Space Heating_Natural Gas_Unit Heater_E8 | F1 | Commercial | Education | Existing | Space Heating | Natural Gas | Unit Heater | E8 | Participant - Cost of Equipment | 0 | 0 | 0 | 0 | 0 | 0 | 0 | 0 | 0 | 0 | 0 | 0 | 0 | 0 | 0 | 0 | 0 | 0 | 0 | 0 | 0 | 0 | 0 | 0 | 0 | 0 | 0 | 0 | 0 | 0 | 0
F1_Commercial_Education_Existing_Space Heating_Natural Gas_Unit Heater_E9 | F1 | Commercial | Education | Existing | Space Heating | Natural Gas | Unit Heater | E9 | Participant - Cost of Equipment | 0 | 0 | 0 | 0 | 0 | 0 | 0 | 0 | 0 | 0 | 0 | 0 | 0 | 0 | 0 | 0 | 0 | 0 | 0 | 0 | 0 | 0 | 0 | 0 | 0 | 0 | 0 | 0 | 0 | 0 | 0
F1_Commercial_Education_Existing_Space Heating_Natural Gas_Unit Heater_E10 | F1 | Commercial | Education | Existing | Space Heating | Natural Gas | Unit Heater | E10 | Participant - Cost of Equipment | 0 | 0 | 0 | 0 | 0 | 0 | 0 | 0 | 0 | 0 | 0 | 0 | 0 | 0 | 0 | 0 | 0 | 0 | 0 | 0 | 0 | 0 | 0 | 0 | 0 | 0 | 0 | 0 | 0 | 0 | 0
F2_Commercial_Education_Existing_Space Heating_Natural Gas_Unit Heater_E1 | F2 | Commercial | Education | Existing | Space Heating | Natural Gas | Unit Heater | E1 | Participant - Cost of Operation | 0.25627 | 0.25902 | 0.2607 | 0.26271 | 0.2628 | 0 | 0 | 0 | 0 | 0 | 0 | 0 | 0 | 0 | 0 | 0 | 0 | 0 | 0 | 0 | 0 | 0 | 0 | 0 | 0 | 0 | 0 | 0 | 0 | 0 | 0
F2_Commercial_Education_Existing_Space Heating_Natural Gas_Unit Heater_E2 | F2 | Commercial | Education | Existing | Space Heating | Natural Gas | Unit Heater | E2 | Participant - Cost of Operation | 0.23061 | 0.23309 | 0.2346 | 0.23641 | 0.23649 | 0.22263 | 0.21133 | 0.2049 | 0.21024 | 0.21535 | 0.22188 | 0.22862 | 0.20577 | 0.21392 | 0.22504 | 0.22393 | 0.22415 | 0.22486 | 0.22057 | 0.22318 | 0.22494 | 0.22742 | 0.2306 | 0.11545 | 0.11319 | 0.11108 | 0.10907 | 0.10717 | 0.10534 | 0.10359 | 0.10189
F2_Commercial_Education_Existing_Space Heating_Natural Gas_Unit Heater_E3 | F2 | Commercial | Education | Existing | Space Heating | Natural Gas | Unit Heater | E3 | Participant - Cost of Operation | 0.19917 | 0.20131 | 0.20261 | 0.20418 | 0.20424 | 0.19227 | 0.18252 | 0.17696 | 0.18157 | 0.18599 | 0.19162 | 0.19745 | 0.17771 | 0.18475 | 0.19435 | 0.1934 | 0.19359 | 0.1942 | 0.1905 | 0.19275 | 0.19427 | 0.19641 | 0.19915 | 0.099707 | 0.09776 | 0.09593 | 0.094201 | 0.092556 | 0.090981 | 0.089463 | 0.087994
F2_Commercial_Education_Existing_Space Heating_Natural Gas_Unit Heater_E4 | F2 | Commercial | Education | Existing | Space Heating | Natural Gas | Unit Heater | E4 | Participant - Cost of Operation | 0 | 0 | 0 | 0 | 0 | 0 | 0 | 0 | 0 | 0 | 0 | 0 | 0 | 0 | 0 | 0 | 0 | 0 | 0 | 0 | 0 | 0 | 0 | 0 | 0 | 0 | 0 | 0 | 0 | 0 | 0
F2_Commercial_Education_Existing_Space Heating_Natural Gas_Unit Heater_E5 | F2 | Commercial | Education | Existing | Space Heating | Natural Gas | Unit Heater | E5 | Participant - Cost of Operation | 0 | 0 | 0 | 0 | 0 | 0 | 0 | 0 | 0 | 0 | 0 | 0 | 0 | 0 | 0 | 0 | 0 | 0 | 0 | 0 | 0 | 0 | 0 | 0 | 0 | 0 | 0 | 0 | 0 | 0 | 0
F2_Commercial_Education_Existing_Space Heating_Natural Gas_Unit Heater_E6 | F2 | Commercial | Education | Existing | Space Heating | Natural Gas | Unit Heater | E6 | Participant - Cost of Operation | 0 | 0 | 0 | 0 | 0 | 0 | 0 | 0 | 0 | 0 | 0 | 0 | 0 | 0 | 0 | 0 | 0 | 0 | 0 | 0 | 0 | 0 | 0 | 0 | 0 | 0 | 0 | 0 | 0 | 0 | 0
F2_Commercial_Education_Existing_Space Heating_Natural Gas_Unit Heater_E7 | F2 | Commercial | Education | Existing | Space Heating | Natural Gas | Unit Heater | E7 | Participant - Cost of Operation | 0 | 0 | 0 | 0 | 0 | 0 | 0 | 0 | 0 | 0 | 0 | 0 | 0 | 0 | 0 | 0 | 0 | 0 | 0 | 0 | 0 | 0 | 0 | 0 | 0 | 0 | 0 | 0 | 0 | 0 | 0
F2_Commercial_Education_Existing_Space Heating_Natural Gas_Unit Heater_E8 | F2 | Commercial | Education | Existing | Space Heating | Natural Gas | Unit Heater | E8 | Participant - Cost of Operation | 0 | 0 | 0 | 0 | 0 | 0 | 0 | 0 | 0 | 0 | 0 | 0 | 0 | 0 | 0 | 0 | 0 | 0 | 0 | 0 | 0 | 0 | 0 | 0 | 0 | 0 | 0 | 0 | 0 | 0 | 0
F2_Commercial_Education_Existing_Space Heating_Natural Gas_Unit Heater_E9 | F2 | Commercial | Education | Existing | Space Heating | Natural Gas | Unit Heater | E9 | Participant - Cost of Operation | 0 | 0 | 0 | 0 | 0 | 0 | 0 | 0 | 0 | 0 | 0 | 0 | 0 | 0 | 0 | 0 | 0 | 0 | 0 | 0 | 0 | 0 | 0 | 0 | 0 | 0 | 0 | 0 | 0 | 0 | 0
F2_Commercial_Education_Existing_Space Heating_Natural Gas_Unit Heater_E10 | F2 | Commercial | Education | Existing | Space Heating | Natural Gas | Unit Heater | E10 | Participant - Cost of Operation | 0 | 0 | 0 | 0 | 0 | 0 | 0 | 0 | 0 | 0 | 0 | 0 | 0 | 0 | 0 | 0 | 0 | 0 | 0 | 0 | 0 | 0 | 0 | 0 | 0 | 0 | 0 | 0 | 0 | 0 | 0
F3_Commercial_Education_Existing_Space Heating_Natural Gas_Unit Heater_E1 | F3 | Commercial | Education | Existing | Space Heating | Natural Gas | Unit Heater | E1 | System - kBTUs of Conusmption | 21.4199 | 21.4626 | 21.4354 | 21.4167 | 21.4167 | 0 | 0 | 0 | 0 | 0 | 0 | 0 | 0 | 0 | 0 | 0 | 0 | 0 | 0 | 0 | 0 | 0 | 0 | 0 | 0 | 0 | 0 | 0 | 0 | 0 | 0
F3_Commercial_Education_Existing_Space Heating_Natural Gas_Unit Heater_E2 | F3 | Commercial | Education | Existing | Space Heating | Natural Gas | Unit Heater | E2 | System - kBTUs of Conusmption | 19.2755 | 19.314 | 19.2894 | 19.2727 | 19.2727 | 19.2727 | 19.2727 | 19.2727 | 19.2727 | 19.2727 | 19.2727 | 19.2727 | 19.2727 | 19.2727 | 19.2727 | 19.2727 | 19.2727 | 19.2727 | 19.2727 | 19.2727 | 19.2727 | 19.2727 | 19.2727 | 19.2727 | 19.2727 | 19.2727 | 19.2727 | 19.2727 | 19.2727 | 19.2727 | 19.2727
F3_Commercial_Education_Existing_Space Heating_Natural Gas_Unit Heater_E3 | F3 | Commercial | Education | Existing | Space Heating | Natural Gas | Unit Heater | E3 | System - kBTUs of Conusmption | 16.6472 | 16.6805 | 16.6593 | 16.6448 | 16.6448 | 16.6448 | 16.6448 | 16.6448 | 16.6448 | 16.6448 | 16.6448 | 16.6448 | 16.6448 | 16.6448 | 16.6448 | 16.6448 | 16.6448 | 16.6448 | 16.6448 | 16.6448 | 16.6448 | 16.6448 | 16.6448 | 16.6448 | 16.6448 | 16.6448 | 16.6448 | 16.6448 | 16.6448 | 16.6448 | 16.6448
F3_Commercial_Education_Existing_Space Heating_Natural Gas_Unit Heater_E4 | F3 | Commercial | Education | Existing | Space Heating | Natural Gas | Unit Heater | E4 | System - kBTUs of Conusmption | 0 | 0 | 0 | 0 | 0 | 0 | 0 | 0 | 0 | 0 | 0 | 0 | 0 | 0 | 0 | 0 | 0 | 0 | 0 | 0 | 0 | 0 | 0 | 0 | 0 | 0 | 0 | 0 | 0 | 0 | 0
F3_Commercial_Education_Existing_Space Heating_Natural Gas_Unit Heater_E5 | F3 | Commercial | Education | Existing | Space Heating | Natural Gas | Unit Heater | E5 | System - kBTUs of Conusmption | 0 | 0 | 0 | 0 | 0 | 0 | 0 | 0 | 0 | 0 | 0 | 0 | 0 | 0 | 0 | 0 | 0 | 0 | 0 | 0 | 0 | 0 | 0 | 0 | 0 | 0 | 0 | 0 | 0 | 0 | 0
F3_Commercial_Education_Existing_Space Heating_Natural Gas_Unit Heater_E6 | F3 | Commercial | Education | Existing | Space Heating | Natural Gas | Unit Heater | E6 | System - kBTUs of Conusmption | 0 | 0 | 0 | 0 | 0 | 0 | 0 | 0 | 0 | 0 | 0 | 0 | 0 | 0 | 0 | 0 | 0 | 0 | 0 | 0 | 0 | 0 | 0 | 0 | 0 | 0 | 0 | 0 | 0 | 0 | 0
F3_Commercial_Education_Existing_Space Heating_Natural Gas_Unit Heater_E7 | F3 | Commercial | Education | Existing | Space Heating | Natural Gas | Unit Heater | E7 | System - kBTUs of Conusmption | 0 | 0 | 0 | 0 | 0 | 0 | 0 | 0 | 0 | 0 | 0 | 0 | 0 | 0 | 0 | 0 | 0 | 0 | 0 | 0 | 0 | 0 | 0 | 0 | 0 | 0 | 0 | 0 | 0 | 0 | 0
F3_Commercial_Education_Existing_Space Heating_Natural Gas_Unit Heater_E8 | F3 | Commercial | Education | Existing | Space Heating | Natural Gas | Unit Heater | E8 | System - kBTUs of Conusmption | 0 | 0 | 0 | 0 | 0 | 0 | 0 | 0 | 0 | 0 | 0 | 0 | 0 | 0 | 0 | 0 | 0 | 0 | 0 | 0 | 0 | 0 | 0 | 0 | 0 | 0 | 0 | 0 | 0 | 0 | 0
F3_Commercial_Education_Existing_Space Heating_Natural Gas_Unit Heater_E9 | F3 | Commercial | Education | Existing | Space Heating | Natural Gas | Unit Heater | E9 | System - kBTUs of Conusmption | 0 | 0 | 0 | 0 | 0 | 0 | 0 | 0 | 0 | 0 | 0 | 0 | 0 | 0 | 0 | 0 | 0 | 0 | 0 | 0 | 0 | 0 | 0 | 0 | 0 | 0 | 0 | 0 | 0 | 0 | 0
F3_Commercial_Education_Existing_Space Heating_Natural Gas_Unit Heater_E10 | F3 | Commercial | Education | Existing | Space Heating | Natural Gas | Unit Heater | E10 | System - kBTUs of Conusmption | 0 | 0 | 0 | 0 | 0 | 0 | 0 | 0 | 0 | 0 | 0 | 0 | 0 | 0 | 0 | 0 | 0 | 0 | 0 | 0 | 0 | 0 | 0 | 0 | 0 | 0 | 0 | 0 | 0 | 0 | 0
F4_Commercial_Education_Existing_Space Heating_Natural Gas_Unit Heater_E1 | F4 | Commercial | Education | Existing | Space Heating | Natural Gas | Unit Heater | E1 | Utility - Cost of Equipment | 0.023779 | 0.023779 | 0.023779 | 0.023779 | 0.023779 | 0 | 0 | 0 | 0 | 0 | 0 | 0 | 0 | 0 | 0 | 0 | 0 | 0 | 0 | 0 | 0 | 0 | 0 | 0 | 0 | 0 | 0 | 0 | 0 | 0 | 0
F4_Commercial_Education_Existing_Space Heating_Natural Gas_Unit Heater_E2 | F4 | Commercial | Education | Existing | Space Heating | Natural Gas | Unit Heater | E2 | Utility - Cost of Equipment | 0.07604 | 0.07604 | 0.07604 | 0.07604 | 0.07604 | 0.07604 | 0.07604 | 0.07604 | 0.07604 | 0.07604 | 0.07604 | 0.07604 | 0.07604 | 0.07604 | 0.07604 | 0.07604 | 0.07604 | 0.07604 | 0.07604 | 0.07604 | 0.07604 | 0.07604 | 0.07604 | 0.07604 | 0.07604 | 0.07604 | 0.07604 | 0.07604 | 0.07604 | 0.07604 | 0.07604
F4_Commercial_Education_Existing_Space Heating_Natural Gas_Unit Heater_E3 | F4 | Commercial | Education | Existing | Space Heating | Natural Gas | Unit Heater | E3 | Utility - Cost of Equipment | 0.032848 | 0.032848 | 0.032848 | 0.032848 | 0.032848 | 0.032848 | 0.032848 | 0.032848 | 0.032848 | 0.032848 | 0.032848 | 0.032848 | 0.032848 | 0.032848 | 0.032848 | 0.032848 | 0.032848 | 0.032848 | 0.032848 | 0.032848 | 0.032848 | 0.032848 | 0.032848 | 0.032848 | 0.032848 | 0.032848 | 0.032848 | 0.032848 | 0.032848 | 0.032848 | 0.032848
F4_Commercial_Education_Existing_Space Heating_Natural Gas_Unit Heater_E4 | F4 | Commercial | Education | Existing | Space Heating | Natural Gas | Unit Heater | E4 | Utility - Cost of Equipment | 0 | 0 | 0 | 0 | 0 | 0 | 0 | 0 | 0 | 0 | 0 | 0 | 0 | 0 | 0 | 0 | 0 | 0 | 0 | 0 | 0 | 0 | 0 | 0 | 0 | 0 | 0 | 0 | 0 | 0 | 0
F4_Commercial_Education_Existing_Space Heating_Natural Gas_Unit Heater_E5 | F4 | Commercial | Education | Existing | Space Heating | Natural Gas | Unit Heater | E5 | Utility - Cost of Equipment | 0 | 0 | 0 | 0 | 0 | 0 | 0 | 0 | 0 | 0 | 0 | 0 | 0 | 0 | 0 | 0 | 0 | 0 | 0 | 0 | 0 | 0 | 0 | 0 | 0 | 0 | 0 | 0 | 0 | 0 | 0
F4_Commercial_Education_Existing_Space Heating_Natural Gas_Unit Heater_E6 | F4 | Commercial | Education | Existing | Space Heating | Natural Gas | Unit Heater | E6 | Utility - Cost of Equipment | 0 | 0 | 0 | 0 | 0 | 0 | 0 | 0 | 0 | 0 | 0 | 0 | 0 | 0 | 0 | 0 | 0 | 0 | 0 | 0 | 0 | 0 | 0 | 0 | 0 | 0 | 0 | 0 | 0 | 0 | 0
F4_Commercial_Education_Existing_Space Heating_Natural Gas_Unit Heater_E7 | F4 | Commercial | Education | Existing | Space Heating | Natural Gas | Unit Heater | E7 | Utility - Cost of Equipment | 0 | 0 | 0 | 0 | 0 | 0 | 0 | 0 | 0 | 0 | 0 | 0 | 0 | 0 | 0 | 0 | 0 | 0 | 0 | 0 | 0 | 0 | 0 | 0 | 0 | 0 | 0 | 0 | 0 | 0 | 0
F4_Commercial_Education_Existing_Space Heating_Natural Gas_Unit Heater_E8 | F4 | Commercial | Education | Existing | Space Heating | Natural Gas | Unit Heater | E8 | Utility - Cost of Equipment | 0 | 0 | 0 | 0 | 0 | 0 | 0 | 0 | 0 | 0 | 0 | 0 | 0 | 0 | 0 | 0 | 0 | 0 | 0 | 0 | 0 | 0 | 0 | 0 | 0 | 0 | 0 | 0 | 0 | 0 | 0
F4_Commercial_Education_Existing_Space Heating_Natural Gas_Unit Heater_E9 | F4 | Commercial | Education | Existing | Space Heating | Natural Gas | Unit Heater | E9 | Utility - Cost of Equipment | 0 | 0 | 0 | 0 | 0 | 0 | 0 | 0 | 0 | 0 | 0 | 0 | 0 | 0 | 0 | 0 | 0 | 0 | 0 | 0 | 0 | 0 | 0 | 0 | 0 | 0 | 0 | 0 | 0 | 0 | 0
F4_Commercial_Education_Existing_Space Heating_Natural Gas_Unit Heater_E10 | F4 | Commercial | Education | Existing | Space Heating | Natural Gas | Unit Heater | E10 | Utility - Cost of Equipment | 0 | 0 | 0 | 0 | 0 | 0 | 0 | 0 | 0 | 0 | 0 | 0 | 0 | 0 | 0 | 0 | 0 | 0 | 0 | 0 | 0 | 0 | 0 | 0 | 0 | 0 | 0 | 0 | 0 | 0 | 0
F5_Commercial_Education_Existing_Space Heating_Natural Gas_Unit Heater_E1 | F5 | Commercial | Education | Existing | Space Heating | Natural Gas | Unit Heater | E1 | Utility - Cost of Operation | 0.2139 | 0.2162 | 0.2176 | 0.21928 | 0.21935 | 0 | 0 | 0 | 0 | 0 | 0 | 0 | 0 | 0 | 0 | 0 | 0 | 0 | 0 | 0 | 0 | 0 | 0 | 0 | 0 | 0 | 0 | 0 | 0 | 0 | 0
F5_Commercial_Education_Existing_Space Heating_Natural Gas_Unit Heater_E2 | F5 | Commercial | Education | Existing | Space Heating | Natural Gas | Unit Heater | E2 | Utility - Cost of Operation | 0.19249 | 0.19456 | 0.19581 | 0.19733 | 0.19739 | 0.18582 | 0.17639 | 0.17103 | 0.17548 | 0.17975 | 0.18519 | 0.19083 | 0.17175 | 0.17855 | 0.18783 | 0.18691 | 0.1871 | 0.18769 | 0.18411 | 0.18628 | 0.18776 | 0.18982 | 0.19247 | 0.096363 | 0.094481 | 0.092712 | 0.091041 | 0.089451 | 0.087929 | 0.086462 | 0.085042
F5_Commercial_Education_Existing_Space Heating_Natural Gas_Unit Heater_E3 | F5 | Commercial | Education | Existing | Space Heating | Natural Gas | Unit Heater | E3 | Utility - Cost of Operation | 0.16624 | 0.16803 | 0.16911 | 0.17042 | 0.17048 | 0.16048 | 0.15234 | 0.14771 | 0.15155 | 0.15524 | 0.15994 | 0.16481 | 0.14833 | 0.15421 | 0.16222 | 0.16142 | 0.16159 | 0.1621 | 0.159 | 0.16088 | 0.16215 | 0.16394 | 0.16623 | 0.083223 | 0.081598 | 0.080071 | 0.078628 | 0.077254 | 0.07594 | 0.074673 | 0.073447
F5_Commercial_Education_Existing_Space Heating_Natural Gas_Unit Heater_E4 | F5 | Commercial | Education | Existing | Space Heating | Natural Gas | Unit Heater | E4 | Utility - Cost of Operation | 0 | 0 | 0 | 0 | 0 | 0 | 0 | 0 | 0 | 0 | 0 | 0 | 0 | 0 | 0 | 0 | 0 | 0 | 0 | 0 | 0 | 0 | 0 | 0 | 0 | 0 | 0 | 0 | 0 | 0 | 0
F5_Commercial_Education_Existing_Space Heating_Natural Gas_Unit Heater_E5 | F5 | Commercial | Education | Existing | Space Heating | Natural Gas | Unit Heater | E5 | Utility - Cost of Operation | 0 | 0 | 0 | 0 | 0 | 0 | 0 | 0 | 0 | 0 | 0 | 0 | 0 | 0 | 0 | 0 | 0 | 0 | 0 | 0 | 0 | 0 | 0 | 0 | 0 | 0 | 0 | 0 | 0 | 0 | 0
F5_Commercial_Education_Existing_Space Heating_Natural Gas_Unit Heater_E6 | F5 | Commercial | Education | Existing | Space Heating | Natural Gas | Unit Heater | E6 | Utility - Cost of Operation | 0 | 0 | 0 | 0 | 0 | 0 | 0 | 0 | 0 | 0 | 0 | 0 | 0 | 0 | 0 | 0 | 0 | 0 | 0 | 0 | 0 | 0 | 0 | 0 | 0 | 0 | 0 | 0 | 0 | 0 | 0
F5_Commercial_Education_Existing_Space Heating_Natural Gas_Unit Heater_E7 | F5 | Commercial | Education | Existing | Space Heating | Natural Gas | Unit Heater | E7 | Utility - Cost of Operation | 0 | 0 | 0 | 0 | 0 | 0 | 0 | 0 | 0 | 0 | 0 | 0 | 0 | 0 | 0 | 0 | 0 | 0 | 0 | 0 | 0 | 0 | 0 | 0 | 0 | 0 | 0 | 0 | 0 | 0 | 0
F5_Commercial_Education_Existing_Space Heating_Natural Gas_Unit Heater_E8 | F5 | Commercial | Education | Existing | Space Heating | Natural Gas | Unit Heater | E8 | Utility - Cost of Operation | 0 | 0 | 0 | 0 | 0 | 0 | 0 | 0 | 0 | 0 | 0 | 0 | 0 | 0 | 0 | 0 | 0 | 0 | 0 | 0 | 0 | 0 | 0 | 0 | 0 | 0 | 0 | 0 | 0 | 0 | 0
F5_Commercial_Education_Existing_Space Heating_Natural Gas_Unit Heater_E9 | F5 | Commercial | Education | Existing | Space Heating | Natural Gas | Unit Heater | E9 | Utility - Cost of Operation | 0 | 0 | 0 | 0 | 0 | 0 | 0 | 0 | 0 | 0 | 0 | 0 | 0 | 0 | 0 | 0 | 0 | 0 | 0 | 0 | 0 | 0 | 0 | 0 | 0 | 0 | 0 | 0 | 0 | 0 | 0
F5_Commercial_Education_Existing_Space Heating_Natural Gas_Unit Heater_E10 | F5 | Commercial | Education | Existing | Space Heating | Natural Gas | Unit Heater | E10 | Utility - Cost of Operation | 0 | 0 | 0 | 0 | 0 | 0 | 0 | 0 | 0 | 0 | 0 | 0 | 0 | 0 | 0 | 0 | 0 | 0 | 0 | 0 | 0 | 0 | 0 | 0 | 0 | 0 | 0 | 0 | 0 | 0 | 0
F6_Commercial_Education_Existing_Space Heating_Natural Gas_Unit Heater_E1 | F6 | Commercial | Education | Existing | Space Heating | Natural Gas | Unit Heater | E1 | Utility - Value of Sales | 0.25627 | 0.25902 | 0.2607 | 0.26271 | 0.2628 | 0 | 0 | 0 | 0 | 0 | 0 | 0 | 0 | 0 | 0 | 0 | 0 | 0 | 0 | 0 | 0 | 0 | 0 | 0 | 0 | 0 | 0 | 0 | 0 | 0 | 0
F6_Commercial_Education_Existing_Space Heating_Natural Gas_Unit Heater_E2 | F6 | Commercial | Education | Existing | Space Heating | Natural Gas | Unit Heater | E2 | Utility - Value of Sales | 0.23061 | 0.23309 | 0.2346 | 0.23641 | 0.23649 | 0.22263 | 0.21133 | 0.2049 | 0.21024 | 0.21535 | 0.22188 | 0.22862 | 0.20577 | 0.21392 | 0.22504 | 0.22393 | 0.22415 | 0.22486 | 0.22057 | 0.22318 | 0.22494 | 0.22742 | 0.2306 | 0.11545 | 0.11319 | 0.11108 | 0.10907 | 0.10717 | 0.10534 | 0.10359 | 0.10189
F6_Commercial_Education_Existing_Space Heating_Natural Gas_Unit Heater_E3 | F6 | Commercial | Education | Existing | Space Heating | Natural Gas | Unit Heater | E3 | Utility - Value of Sales | 0.19917 | 0.20131 | 0.20261 | 0.20418 | 0.20424 | 0.19227 | 0.18252 | 0.17696 | 0.18157 | 0.18599 | 0.19162 | 0.19745 | 0.17771 | 0.18475 | 0.19435 | 0.1934 | 0.19359 | 0.1942 | 0.1905 | 0.19275 | 0.19427 | 0.19641 | 0.19915 | 0.099707 | 0.09776 | 0.09593 | 0.094201 | 0.092556 | 0.090981 | 0.089463 | 0.087994
F6_Commercial_Education_Existing_Space Heating_Natural Gas_Unit Heater_E4 | F6 | Commercial | Education | Existing | Space Heating | Natural Gas | Unit Heater | E4 | Utility - Value of Sales | 0 | 0 | 0 | 0 | 0 | 0 | 0 | 0 | 0 | 0 | 0 | 0 | 0 | 0 | 0 | 0 | 0 | 0 | 0 | 0 | 0 | 0 | 0 | 0 | 0 | 0 | 0 | 0 | 0 | 0 | 0
F6_Commercial_Education_Existing_Space Heating_Natural Gas_Unit Heater_E5 | F6 | Commercial | Education | Existing | Space Heating | Natural Gas | Unit Heater | E5 | Utility - Value of Sales | 0 | 0 | 0 | 0 | 0 | 0 | 0 | 0 | 0 | 0 | 0 | 0 | 0 | 0 | 0 | 0 | 0 | 0 | 0 | 0 | 0 | 0 | 0 | 0 | 0 | 0 | 0 | 0 | 0 | 0 | 0
F6_Commercial_Education_Existing_Space Heating_Natural Gas_Unit Heater_E6 | F6 | Commercial | Education | Existing | Space Heating | Natural Gas | Unit Heater | E6 | Utility - Value of Sales | 0 | 0 | 0 | 0 | 0 | 0 | 0 | 0 | 0 | 0 | 0 | 0 | 0 | 0 | 0 | 0 | 0 | 0 | 0 | 0 | 0 | 0 | 0 | 0 | 0 | 0 | 0 | 0 | 0 | 0 | 0
F6_Commercial_Education_Existing_Space Heating_Natural Gas_Unit Heater_E7 | F6 | Commercial | Education | Existing | Space Heating | Natural Gas | Unit Heater | E7 | Utility - Value of Sales | 0 | 0 | 0 | 0 | 0 | 0 | 0 | 0 | 0 | 0 | 0 | 0 | 0 | 0 | 0 | 0 | 0 | 0 | 0 | 0 | 0 | 0 | 0 | 0 | 0 | 0 | 0 | 0 | 0 | 0 | 0
F6_Commercial_Education_Existing_Space Heating_Natural Gas_Unit Heater_E8 | F6 | Commercial | Education | Existing | Space Heating | Natural Gas | Unit Heater | E8 | Utility - Value of Sales | 0 | 0 | 0 | 0 | 0 | 0 | 0 | 0 | 0 | 0 | 0 | 0 | 0 | 0 | 0 | 0 | 0 | 0 | 0 | 0 | 0 | 0 | 0 | 0 | 0 | 0 | 0 | 0 | 0 | 0 | 0
F6_Commercial_Education_Existing_Space Heating_Natural Gas_Unit Heater_E9 | F6 | Commercial | Education | Existing | Space Heating | Natural Gas | Unit Heater | E9 | Utility - Value of Sales | 0 | 0 | 0 | 0 | 0 | 0 | 0 | 0 | 0 | 0 | 0 | 0 | 0 | 0 | 0 | 0 | 0 | 0 | 0 | 0 | 0 | 0 | 0 | 0 | 0 | 0 | 0 | 0 | 0 | 0 | 0
F6_Commercial_Education_Existing_Space Heating_Natural Gas_Unit Heater_E10 | F6 | Commercial | Education | Existing | Space Heating | Natural Gas | Unit Heater | E10 | Utility - Value of Sales | 0 | 0 | 0 | 0 | 0 | 0 | 0 | 0 | 0 | 0 | 0 | 0 | 0 | 0 | 0 | 0 | 0 | 0 | 0 | 0 | 0 | 0 | 0 | 0 | 0 | 0 | 0 | 0 | 0 | 0 | 0
F1_Commercial_Education_Existing_Water Heating_Natural Gas_Water Heater_E1 | F1 | Commercial | Education | Existing | Water Heating | Natural Gas | Water Heater | E1 | Participant - Cost of Equipment | 0.0095107 | 0.0095107 | 0.0095107 | 0.0095107 | 0.0095107 | 0.0095107 | 0.0095107 | 0.0095107 | 0.0095107 | 0.0095107 | 0.0095107 | 0.0095107 | 0.0095107 | 0.0095107 | 0.0095107 | 0.0095107 | 0.0095107 | 0.0095107 | 0.0095107 | 0.0095107 | 0.0095107 | 0.0095107 | 0.0095107 | 0.0095107 | 0.0095107 | 0.0095107 | 0.0095107 | 0.0095107 | 0.0095107 | 0.0095107 | 0.0095107
F1_Commercial_Education_Existing_Water Heating_Natural Gas_Water Heater_E2 | F1 | Commercial | Education | Existing | Water Heating | Natural Gas | Water Heater | E2 | Participant - Cost of Equipment | 0.010628 | 0.010628 | 0.010628 | 0.010628 | 0.010628 | 0.010628 | 0.010628 | 0.010628 | 0.010628 | 0.010628 | 0.010628 | 0.010628 | 0.010628 | 0.010628 | 0.010628 | 0.010628 | 0.010628 | 0.010628 | 0.010628 | 0.010628 | 0.010628 | 0.010628 | 0.010628 | 0.010628 | 0.010628 | 0.010628 | 0.010628 | 0.010628 | 0.010628 | 0.010628 | 0.010628
F1_Commercial_Education_Existing_Water Heating_Natural Gas_Water Heater_E3 | F1 | Commercial | Education | Existing | Water Heating | Natural Gas | Water Heater | E3 | Participant - Cost of Equipment | 0.011109 | 0.011109 | 0.011109 | 0.011109 | 0.011109 | 0.011109 | 0.011109 | 0.011109 | 0.011109 | 0.011109 | 0.011109 | 0.011109 | 0.011109 | 0.011109 | 0.011109 | 0.011109 | 0.011109 | 0.011109 | 0.011109 | 0.011109 | 0.011109 | 0.011109 | 0.011109 | 0.011109 | 0.011109 | 0.011109 | 0.011109 | 0.011109 | 0.011109 | 0.011109 | 0.011109
F1_Commercial_Education_Existing_Water Heating_Natural Gas_Water Heater_E4 | F1 | Commercial | Education | Existing | Water Heating | Natural Gas | Water Heater | E4 | Participant - Cost of Equipment | 0 | 0 | 0 | 0 | 0 | 0 | 0 | 0.015233 | 0.015233 | 0.015233 | 0.015233 | 0.015233 | 0.015233 | 0.015233 | 0.015233 | 0.015233 | 0.015233 | 0.015233 | 0.015233 | 0.015233 | 0.015233 | 0.015233 | 0.015233 | 0.015233 | 0.015233 | 0.015233 | 0.015233 | 0.015233 | 0.015233 | 0.015233 | 0.015233
F1_Commercial_Education_Existing_Water Heating_Natural Gas_Water Heater_E5 | F1 | Commercial | Education | Existing | Water Heating | Natural Gas | Water Heater | E5 | Participant - Cost of Equipment | 0 | 0 | 0 | 0 | 0 | 0 | 0 | 0 | 0 | 0 | 0 | 0 | 0 | 0 | 0 | 0 | 0 | 0 | 0 | 0 | 0 | 0 | 0 | 0 | 0 | 0 | 0 | 0 | 0 | 0 | 0
F1_Commercial_Education_Existing_Water Heating_Natural Gas_Water Heater_E6 | F1 | Commercial | Education | Existing | Water Heating | Natural Gas | Water Heater | E6 | Participant - Cost of Equipment | 0 | 0 | 0 | 0 | 0 | 0 | 0 | 0 | 0 | 0 | 0 | 0 | 0 | 0 | 0 | 0 | 0 | 0 | 0 | 0 | 0 | 0 | 0 | 0 | 0 | 0 | 0 | 0 | 0 | 0 | 0
F1_Commercial_Education_Existing_Water Heating_Natural Gas_Water Heater_E7 | F1 | Commercial | Education | Existing | Water Heating | Natural Gas | Water Heater | E7 | Participant - Cost of Equipment | 0 | 0 | 0 | 0 | 0 | 0 | 0 | 0 | 0 | 0 | 0 | 0 | 0 | 0 | 0 | 0 | 0 | 0 | 0 | 0 | 0 | 0 | 0 | 0 | 0 | 0 | 0 | 0 | 0 | 0 | 0
F1_Commercial_Education_Existing_Water Heating_Natural Gas_Water Heater_E8 | F1 | Commercial | Education | Existing | Water Heating | Natural Gas | Water Heater | E8 | Participant - Cost of Equipment | 0 | 0 | 0 | 0 | 0 | 0 | 0 | 0 | 0 | 0 | 0 | 0 | 0 | 0 | 0 | 0 | 0 | 0 | 0 | 0 | 0 | 0 | 0 | 0 | 0 | 0 | 0 | 0 | 0 | 0 | 0
F1_Commercial_Education_Existing_Water Heating_Natural Gas_Water Heater_E9 | F1 | Commercial | Education | Existing | Water Heating | Natural Gas | Water Heater | E9 | Participant - Cost of Equipment | 0 | 0 | 0 | 0 | 0 | 0 | 0 | 0 | 0 | 0 | 0 | 0 | 0 | 0 | 0 | 0 | 0 | 0 | 0 | 0 | 0 | 0 | 0 | 0 | 0 | 0 | 0 | 0 | 0 | 0 | 0
F1_Commercial_Education_Existing_Water Heating_Natural Gas_Water Heater_E10 | F1 | Commercial | Education | Existing | Water Heating | Natural Gas | Water Heater | E10 | Participant - Cost of Equipment | 0 | 0 | 0 | 0 | 0 | 0 | 0 | 0 | 0 | 0 | 0 | 0 | 0 | 0 | 0 | 0 | 0 | 0 | 0 | 0 | 0 | 0 | 0 | 0 | 0 | 0 | 0 | 0 | 0 | 0 | 0
F2_Commercial_Education_Existing_Water Heating_Natural Gas_Water Heater_E1 | F2 | Commercial | Education | Existing | Water Heating | Natural Gas | Water Heater | E1 | Participant - Cost of Operation | 0.07396 | 0.075426 | 0.076475 | 0.077612 | 0.079244 | 0.074244 | 0.070336 | 0.068281 | 0.067543 | 0.06641 | 0.065646 | 0.069124 | 0.061863 | 0.066123 | 0.07159 | 0.076904 | 0.077102 | 0.077471 | 0.07599 | 0.077046 | 0.077785 | 0.078783 | 0.080037 | 0.037701 | 0.036949 | 0.036245 | 0.035583 | 0.034954 | 0.034354 | 0.033777 | 0.033219
F2_Commercial_Education_Existing_Water Heating_Natural Gas_Water Heater_E2 | F2 | Commercial | Education | Existing | Water Heating | Natural Gas | Water Heater | E2 | Participant - Cost of Operation | 0.062945 | 0.064193 | 0.065085 | 0.066052 | 0.067442 | 0.063186 | 0.05986 | 0.058111 | 0.057483 | 0.056519 | 0.055869 | 0.058829 | 0.052649 | 0.056275 | 0.060928 | 0.06545 | 0.065619 | 0.065932 | 0.064673 | 0.065571 | 0.0662 | 0.067049 | 0.068116 | 0.032086 | 0.031446 | 0.030847 | 0.030283 | 0.029748 | 0.029237 | 0.028746 | 0.028272
F2_Commercial_Education_Existing_Water Heating_Natural Gas_Water Heater_E3 | F2 | Commercial | Education | Existing | Water Heating | Natural Gas | Water Heater | E3 | Participant - Cost of Operation | 0.052454 | 0.053494 | 0.054238 | 0.055044 | 0.056202 | 0.052655 | 0.049884 | 0.048426 | 0.047903 | 0.047099 | 0.046557 | 0.049024 | 0.043874 | 0.046896 | 0.050773 | 0.054542 | 0.054683 | 0.054944 | 0.053894 | 0.054643 | 0.055167 | 0.055874 | 0.056764 | 0.026738 | 0.026205 | 0.025706 | 0.025236 | 0.02479 | 0.024364 | 0.023955 | 0.02356
F2_Commercial_Education_Existing_Water Heating_Natural Gas_Water Heater_E4 | F2 | Commercial | Education | Existing | Water Heating | Natural Gas | Water Heater | E4 | Participant - Cost of Operation | 0 | 0 | 0 | 0 | 0 | 0 | 0 | 0.037133 | 0.037673 | 0.038175 | 0.038941 | 0.039711 | 0.036123 | 0.035887 | 0.035942 | 0.035723 | 0.035703 | 0.035756 | 0.035078 | 0.035416 | 0.035631 | 0.035951 | 0.036376 | 0.019427 | 0.019056 | 0.018706 | 0.018374 | 0.018057 | 0.017753 | 0.017459 | 0.017114
F2_Commercial_Education_Existing_Water Heating_Natural Gas_Water Heater_E5 | F2 | Commercial | Education | Existing | Water Heating | Natural Gas | Water Heater | E5 | Participant - Cost of Operation | 0 | 0 | 0 | 0 | 0 | 0 | 0 | 0 | 0 | 0 | 0 | 0 | 0 | 0 | 0 | 0 | 0 | 0 | 0 | 0 | 0 | 0 | 0 | 0 | 0 | 0 | 0 | 0 | 0 | 0 | 0
F2_Commercial_Education_Existing_Water Heating_Natural Gas_Water Heater_E6 | F2 | Commercial | Education | Existing | Water Heating | Natural Gas | Water Heater | E6 | Participant - Cost of Operation | 0 | 0 | 0 | 0 | 0 | 0 | 0 | 0 | 0 | 0 | 0 | 0 | 0 | 0 | 0 | 0 | 0 | 0 | 0 | 0 | 0 | 0 | 0 | 0 | 0 | 0 | 0 | 0 | 0 | 0 | 0
F2_Commercial_Education_Existing_Water Heating_Natural Gas_Water Heater_E7 | F2 | Commercial | Education | Existing | Water Heating | Natural Gas | Water Heater | E7 | Participant - Cost of Operation | 0 | 0 | 0 | 0 | 0 | 0 | 0 | 0 | 0 | 0 | 0 | 0 | 0 | 0 | 0 | 0 | 0 | 0 | 0 | 0 | 0 | 0 | 0 | 0 | 0 | 0 | 0 | 0 | 0 | 0 | 0
F2_Commercial_Education_Existing_Water Heating_Natural Gas_Water Heater_E8 | F2 | Commercial | Education | Existing | Water Heating | Natural Gas | Water Heater | E8 | Participant - Cost of Operation | 0 | 0 | 0 | 0 | 0 | 0 | 0 | 0 | 0 | 0 | 0 | 0 | 0 | 0 | 0 | 0 | 0 | 0 | 0 | 0 | 0 | 0 | 0 | 0 | 0 | 0 | 0 | 0 | 0 | 0 | 0
F2_Commercial_Education_Existing_Water Heating_Natural Gas_Water Heater_E9 | F2 | Commercial | Education | Existing | Water Heating | Natural Gas | Water Heater | E9 | Participant - Cost of Operation | 0 | 0 | 0 | 0 | 0 | 0 | 0 | 0 | 0 | 0 | 0 | 0 | 0 | 0 | 0 | 0 | 0 | 0 | 0 | 0 | 0 | 0 | 0 | 0 | 0 | 0 | 0 | 0 | 0 | 0 | 0
F2_Commercial_Education_Existing_Water Heating_Natural Gas_Water Heater_E10 | F2 | Commercial | Education | Existing | Water Heating | Natural Gas | Water Heater | E10 | Participant - Cost of Operation | 0 | 0 | 0 | 0 | 0 | 0 | 0 | 0 | 0 | 0 | 0 | 0 | 0 | 0 | 0 | 0 | 0 | 0 | 0 | 0 | 0 | 0 | 0 | 0 | 0 | 0 | 0 | 0 | 0 | 0 | 0
F3_Commercial_Education_Existing_Water Heating_Natural Gas_Water Heater_E1 | F3 | Commercial | Education | Existing | Water Heating | Natural Gas | Water Heater | E1 | System - kBTUs of Conusmption | 6.189 | 6.2039 | 6.1944 | 6.1879 | 6.1879 | 6.1879 | 6.1879 | 6.1879 | 6.1879 | 6.1879 | 6.1879 | 6.1879 | 6.1879 | 6.1879 | 6.1879 | 6.1879 | 6.1879 | 6.1879 | 6.1879 | 6.1879 | 6.1879 | 6.1879 | 6.1879 | 6.1879 | 6.1879 | 6.1879 | 6.1879 | 6.1879 | 6.1879 | 6.1879 | 6.1879
F3_Commercial_Education_Existing_Water Heating_Natural Gas_Water Heater_E2 | F3 | Commercial | Education | Existing | Water Heating | Natural Gas | Water Heater | E2 | System - kBTUs of Conusmption | 5.2673 | 5.2799 | 5.2718 | 5.2663 | 5.2663 | 5.2663 | 5.2663 | 5.2663 | 5.2663 | 5.2663 | 5.2663 | 5.2663 | 5.2663 | 5.2663 | 5.2663 | 5.2663 | 5.2663 | 5.2663 | 5.2663 | 5.2663 | 5.2663 | 5.2663 | 5.2663 | 5.2663 | 5.2663 | 5.2663 | 5.2663 | 5.2663 | 5.2663 | 5.2663 | 5.2663
F3_Commercial_Education_Existing_Water Heating_Natural Gas_Water Heater_E3 | F3 | Commercial | Education | Existing | Water Heating | Natural Gas | Water Heater | E3 | System - kBTUs of Conusmption | 4.3894 | 4.3999 | 4.3932 | 4.3886 | 4.3886 | 4.3886 | 4.3886 | 4.3886 | 4.3886 | 4.3886 | 4.3886 | 4.3886 | 4.3886 | 4.3886 | 4.3886 | 4.3886 | 4.3886 | 4.3886 | 4.3886 | 4.3886 | 4.3886 | 4.3886 | 4.3886 | 4.3886 | 4.3886 | 4.3886 | 4.3886 | 4.3886 | 4.3886 | 4.3886 | 4.3886
F3_Commercial_Education_Existing_Water Heating_Natural Gas_Water Heater_E4 | F3 | Commercial | Education | Existing | Water Heating | Natural Gas | Water Heater | E4 | System - kBTUs of Conusmption | 0 | 0 | 0 | 0 | 0 | 0 | 0 | 3.3122 | 3.3122 | 3.3122 | 3.3122 | 3.3122 | 3.3122 | 3.3122 | 3.3122 | 3.3122 | 3.3122 | 3.3122 | 3.3122 | 3.3122 | 3.3122 | 3.3122 | 3.3122 | 3.3122 | 3.3122 | 3.3122 | 3.3122 | 3.3122 | 3.3122 | 3.3122 | 3.3122
F3_Commercial_Education_Existing_Water Heating_Natural Gas_Water Heater_E5 | F3 | Commercial | Education | Existing | Water Heating | Natural Gas | Water Heater | E5 | System - kBTUs of Conusmption | 0 | 0 | 0 | 0 | 0 | 0 | 0 | 0 | 0 | 0 | 0 | 0 | 0 | 0 | 0 | 0 | 0 | 0 | 0 | 0 | 0 | 0 | 0 | 0 | 0 | 0 | 0 | 0 | 0 | 0 | 0
F3_Commercial_Education_Existing_Water Heating_Natural Gas_Water Heater_E6 | F3 | Commercial | Education | Existing | Water Heating | Natural Gas | Water Heater | E6 | System - kBTUs of Conusmption | 0 | 0 | 0 | 0 | 0 | 0 | 0 | 0 | 0 | 0 | 0 | 0 | 0 | 0 | 0 | 0 | 0 | 0 | 0 | 0 | 0 | 0 | 0 | 0 | 0 | 0 | 0 | 0 | 0 | 0 | 0
F3_Commercial_Education_Existing_Water Heating_Natural Gas_Water Heater_E7 | F3 | Commercial | Education | Existing | Water Heating | Natural Gas | Water Heater | E7 | System - kBTUs of Conusmption | 0 | 0 | 0 | 0 | 0 | 0 | 0 | 0 | 0 | 0 | 0 | 0 | 0 | 0 | 0 | 0 | 0 | 0 | 0 | 0 | 0 | 0 | 0 | 0 | 0 | 0 | 0 | 0 | 0 | 0 | 0
F3_Commercial_Education_Existing_Water Heating_Natural Gas_Water Heater_E8 | F3 | Commercial | Education | Existing | Water Heating | Natural Gas | Water Heater | E8 | System - kBTUs of Conusmption | 0 | 0 | 0 | 0 | 0 | 0 | 0 | 0 | 0 | 0 | 0 | 0 | 0 | 0 | 0 | 0 | 0 | 0 | 0 | 0 | 0 | 0 | 0 | 0 | 0 | 0 | 0 | 0 | 0 | 0 | 0
F3_Commercial_Education_Existing_Water Heating_Natural Gas_Water Heater_E9 | F3 | Commercial | Education | Existing | Water Heating | Natural Gas | Water Heater | E9 | System - kBTUs of Conusmption | 0 | 0 | 0 | 0 | 0 | 0 | 0 | 0 | 0 | 0 | 0 | 0 | 0 | 0 | 0 | 0 | 0 | 0 | 0 | 0 | 0 | 0 | 0 | 0 | 0 | 0 | 0 | 0 | 0 | 0 | 0
F3_Commercial_Education_Existing_Water Heating_Natural Gas_Water Heater_E10 | F3 | Commercial | Education | Existing | Water Heating | Natural Gas | Water Heater | E10 | System - kBTUs of Conusmption | 0 | 0 | 0 | 0 | 0 | 0 | 0 | 0 | 0 | 0 | 0 | 0 | 0 | 0 | 0 | 0 | 0 | 0 | 0 | 0 | 0 | 0 | 0 | 0 | 0 | 0 | 0 | 0 | 0 | 0 | 0
F4_Commercial_Education_Existing_Water Heating_Natural Gas_Water Heater_E1 | F4 | Commercial | Education | Existing | Water Heating | Natural Gas | Water Heater | E1 | Utility - Cost of Equipment | 0.0095107 | 0.0095107 | 0.0095107 | 0.0095107 | 0.0095107 | 0.0095107 | 0.0095107 | 0.0095107 | 0.0095107 | 0.0095107 | 0.0095107 | 0.0095107 | 0.0095107 | 0.0095107 | 0.0095107 | 0.0095107 | 0.0095107 | 0.0095107 | 0.0095107 | 0.0095107 | 0.0095107 | 0.0095107 | 0.0095107 | 0.0095107 | 0.0095107 | 0.0095107 | 0.0095107 | 0.0095107 | 0.0095107 | 0.0095107 | 0.0095107
F4_Commercial_Education_Existing_Water Heating_Natural Gas_Water Heater_E2 | F4 | Commercial | Education | Existing | Water Heating | Natural Gas | Water Heater | E2 | Utility - Cost of Equipment | 0.010628 | 0.010628 | 0.010628 | 0.010628 | 0.010628 | 0.010628 | 0.010628 | 0.010628 | 0.010628 | 0.010628 | 0.010628 | 0.010628 | 0.010628 | 0.010628 | 0.010628 | 0.010628 | 0.010628 | 0.010628 | 0.010628 | 0.010628 | 0.010628 | 0.010628 | 0.010628 | 0.010628 | 0.010628 | 0.010628 | 0.010628 | 0.010628 | 0.010628 | 0.010628 | 0.010628
F4_Commercial_Education_Existing_Water Heating_Natural Gas_Water Heater_E3 | F4 | Commercial | Education | Existing | Water Heating | Natural Gas | Water Heater | E3 | Utility - Cost of Equipment | 0.011109 | 0.011109 | 0.011109 | 0.011109 | 0.011109 | 0.011109 | 0.011109 | 0.011109 | 0.011109 | 0.011109 | 0.011109 | 0.011109 | 0.011109 | 0.011109 | 0.011109 | 0.011109 | 0.011109 | 0.011109 | 0.011109 | 0.011109 | 0.011109 | 0.011109 | 0.011109 | 0.011109 | 0.011109 | 0.011109 | 0.011109 | 0.011109 | 0.011109 | 0.011109 | 0.011109
F4_Commercial_Education_Existing_Water Heating_Natural Gas_Water Heater_E4 | F4 | Commercial | Education | Existing | Water Heating | Natural Gas | Water Heater | E4 | Utility - Cost of Equipment | 0 | 0 | 0 | 0 | 0 | 0 | 0 | 0.015233 | 0.015233 | 0.015233 | 0.015233 | 0.015233 | 0.015233 | 0.015233 | 0.015233 | 0.015233 | 0.015233 | 0.015233 | 0.015233 | 0.015233 | 0.015233 | 0.015233 | 0.015233 | 0.015233 | 0.015233 | 0.015233 | 0.015233 | 0.015233 | 0.015233 | 0.015233 | 0.015233
F4_Commercial_Education_Existing_Water Heating_Natural Gas_Water Heater_E5 | F4 | Commercial | Education | Existing | Water Heating | Natural Gas | Water Heater | E5 | Utility - Cost of Equipment | 0 | 0 | 0 | 0 | 0 | 0 | 0 | 0 | 0 | 0 | 0 | 0 | 0 | 0 | 0 | 0 | 0 | 0 | 0 | 0 | 0 | 0 | 0 | 0 | 0 | 0 | 0 | 0 | 0 | 0 | 0
F4_Commercial_Education_Existing_Water Heating_Natural Gas_Water Heater_E6 | F4 | Commercial | Education | Existing | Water Heating | Natural Gas | Water Heater | E6 | Utility - Cost of Equipment | 0 | 0 | 0 | 0 | 0 | 0 | 0 | 0 | 0 | 0 | 0 | 0 | 0 | 0 | 0 | 0 | 0 | 0 | 0 | 0 | 0 | 0 | 0 | 0 | 0 | 0 | 0 | 0 | 0 | 0 | 0
F4_Commercial_Education_Existing_Water Heating_Natural Gas_Water Heater_E7 | F4 | Commercial | Education | Existing | Water Heating | Natural Gas | Water Heater | E7 | Utility - Cost of Equipment | 0 | 0 | 0 | 0 | 0 | 0 | 0 | 0 | 0 | 0 | 0 | 0 | 0 | 0 | 0 | 0 | 0 | 0 | 0 | 0 | 0 | 0 | 0 | 0 | 0 | 0 | 0 | 0 | 0 | 0 | 0
F4_Commercial_Education_Existing_Water Heating_Natural Gas_Water Heater_E8 | F4 | Commercial | Education | Existing | Water Heating | Natural Gas | Water Heater | E8 | Utility - Cost of Equipment | 0 | 0 | 0 | 0 | 0 | 0 | 0 | 0 | 0 | 0 | 0 | 0 | 0 | 0 | 0 | 0 | 0 | 0 | 0 | 0 | 0 | 0 | 0 | 0 | 0 | 0 | 0 | 0 | 0 | 0 | 0
F4_Commercial_Education_Existing_Water Heating_Natural Gas_Water Heater_E9 | F4 | Commercial | Education | Existing | Water Heating | Natural Gas | Water Heater | E9 | Utility - Cost of Equipment | 0 | 0 | 0 | 0 | 0 | 0 | 0 | 0 | 0 | 0 | 0 | 0 | 0 | 0 | 0 | 0 | 0 | 0 | 0 | 0 | 0 | 0 | 0 | 0 | 0 | 0 | 0 | 0 | 0 | 0 | 0
F4_Commercial_Education_Existing_Water Heating_Natural Gas_Water Heater_E10 | F4 | Commercial | Education | Existing | Water Heating | Natural Gas | Water Heater | E10 | Utility - Cost of Equipment | 0 | 0 | 0 | 0 | 0 | 0 | 0 | 0 | 0 | 0 | 0 | 0 | 0 | 0 | 0 | 0 | 0 | 0 | 0 | 0 | 0 | 0 | 0 | 0 | 0 | 0 | 0 | 0 | 0 | 0 | 0
F5_Commercial_Education_Existing_Water Heating_Natural Gas_Water Heater_E1 | F5 | Commercial | Education | Existing | Water Heating | Natural Gas | Water Heater | E1 | Utility - Cost of Operation | 0.061733 | 0.062957 | 0.063832 | 0.064781 | 0.066143 | 0.06197 | 0.058708 | 0.056993 | 0.056377 | 0.055431 | 0.054793 | 0.057696 | 0.051636 | 0.055191 | 0.059755 | 0.06419 | 0.064356 | 0.064663 | 0.063427 | 0.064309 | 0.064926 | 0.065759 | 0.066805 | 0.031468 | 0.030841 | 0.030253 | 0.0297 | 0.029175 | 0.028674 | 0.028193 | 0.027727
F5_Commercial_Education_Existing_Water Heating_Natural Gas_Water Heater_E2 | F5 | Commercial | Education | Existing | Water Heating | Natural Gas | Water Heater | E2 | Utility - Cost of Operation | 0.052539 | 0.05358 | 0.054325 | 0.055133 | 0.056292 | 0.05274 | 0.049964 | 0.048504 | 0.04798 | 0.047175 | 0.046632 | 0.049103 | 0.043945 | 0.046971 | 0.050855 | 0.05463 | 0.054771 | 0.055032 | 0.053981 | 0.054731 | 0.055256 | 0.055965 | 0.056855 | 0.026782 | 0.026247 | 0.025747 | 0.025277 | 0.02483 | 0.024404 | 0.023994 | 0.023598
F5_Commercial_Education_Existing_Water Heating_Natural Gas_Water Heater_E3 | F5 | Commercial | Education | Existing | Water Heating | Natural Gas | Water Heater | E3 | Utility - Cost of Operation | 0.043782 | 0.04465 | 0.045271 | 0.045944 | 0.04691 | 0.04395 | 0.041637 | 0.04042 | 0.039983 | 0.039313 | 0.03886 | 0.040919 | 0.036621 | 0.039143 | 0.042379 | 0.045525 | 0.045642 | 0.04586 | 0.044984 | 0.045609 | 0.046047 | 0.046637 | 0.047379 | 0.022318 | 0.021873 | 0.021456 | 0.021064 | 0.020692 | 0.020336 | 0.019995 | 0.019665
F5_Commercial_Education_Existing_Water Heating_Natural Gas_Water Heater_E4 | F5 | Commercial | Education | Existing | Water Heating | Natural Gas | Water Heater | E4 | Utility - Cost of Operation | 0 | 0 | 0 | 0 | 0 | 0 | 0 | 0.030995 | 0.031445 | 0.031864 | 0.032503 | 0.033146 | 0.030151 | 0.029954 | 0.03 | 0.029817 | 0.0298 | 0.029845 | 0.029279 | 0.029561 | 0.02974 | 0.030008 | 0.030363 | 0.016215 | 0.015906 | 0.015614 | 0.015337 | 0.015072 | 0.014818 | 0.014573 | 0.014285
F5_Commercial_Education_Existing_Water Heating_Natural Gas_Water Heater_E5 | F5 | Commercial | Education | Existing | Water Heating | Natural Gas | Water Heater | E5 | Utility - Cost of Operation | 0 | 0 | 0 | 0 | 0 | 0 | 0 | 0 | 0 | 0 | 0 | 0 | 0 | 0 | 0 | 0 | 0 | 0 | 0 | 0 | 0 | 0 | 0 | 0 | 0 | 0 | 0 | 0 | 0 | 0 | 0
F5_Commercial_Education_Existing_Water Heating_Natural Gas_Water Heater_E6 | F5 | Commercial | Education | Existing | Water Heating | Natural Gas | Water Heater | E6 | Utility - Cost of Operation | 0 | 0 | 0 | 0 | 0 | 0 | 0 | 0 | 0 | 0 | 0 | 0 | 0 | 0 | 0 | 0 | 0 | 0 | 0 | 0 | 0 | 0 | 0 | 0 | 0 | 0 | 0 | 0 | 0 | 0 | 0
F5_Commercial_Education_Existing_Water Heating_Natural Gas_Water Heater_E7 | F5 | Commercial | Education | Existing | Water Heating | Natural Gas | Water Heater | E7 | Utility - Cost of Operation | 0 | 0 | 0 | 0 | 0 | 0 | 0 | 0 | 0 | 0 | 0 | 0 | 0 | 0 | 0 | 0 | 0 | 0 | 0 | 0 | 0 | 0 | 0 | 0 | 0 | 0 | 0 | 0 | 0 | 0 | 0
F5_Commercial_Education_Existing_Water Heating_Natural Gas_Water Heater_E8 | F5 | Commercial | Education | Existing | Water Heating | Natural Gas | Water Heater | E8 | Utility - Cost of Operation | 0 | 0 | 0 | 0 | 0 | 0 | 0 | 0 | 0 | 0 | 0 | 0 | 0 | 0 | 0 | 0 | 0 | 0 | 0 | 0 | 0 | 0 | 0 | 0 | 0 | 0 | 0 | 0 | 0 | 0 | 0
F5_Commercial_Education_Existing_Water Heating_Natural Gas_Water Heater_E9 | F5 | Commercial | Education | Existing | Water Heating | Natural Gas | Water Heater | E9 | Utility - Cost of Operation | 0 | 0 | 0 | 0 | 0 | 0 | 0 | 0 | 0 | 0 | 0 | 0 | 0 | 0 | 0 | 0 | 0 | 0 | 0 | 0 | 0 | 0 | 0 | 0 | 0 | 0 | 0 | 0 | 0 | 0 | 0
F5_Commercial_Education_Existing_Water Heating_Natural Gas_Water Heater_E10 | F5 | Commercial | Education | Existing | Water Heating | Natural Gas | Water Heater | E10 | Utility - Cost of Operation | 0 | 0 | 0 | 0 | 0 | 0 | 0 | 0 | 0 | 0 | 0 | 0 | 0 | 0 | 0 | 0 | 0 | 0 | 0 | 0 | 0 | 0 | 0 | 0 | 0 | 0 | 0 | 0 | 0 | 0 | 0
F6_Commercial_Education_Existing_Water Heating_Natural Gas_Water Heater_E1 | F6 | Commercial | Education | Existing | Water Heating | Natural Gas | Water Heater | E1 | Utility - Value of Sales | 0.07396 | 0.075426 | 0.076475 | 0.077612 | 0.079244 | 0.074244 | 0.070336 | 0.068281 | 0.067543 | 0.06641 | 0.065646 | 0.069124 | 0.061863 | 0.066123 | 0.07159 | 0.076904 | 0.077102 | 0.077471 | 0.07599 | 0.077046 | 0.077785 | 0.078783 | 0.080037 | 0.037701 | 0.036949 | 0.036245 | 0.035583 | 0.034954 | 0.034354 | 0.033777 | 0.033219
F6_Commercial_Education_Existing_Water Heating_Natural Gas_Water Heater_E2 | F6 | Commercial | Education | Existing | Water Heating | Natural Gas | Water Heater | E2 | Utility - Value of Sales | 0.062945 | 0.064193 | 0.065085 | 0.066052 | 0.067442 | 0.063186 | 0.05986 | 0.058111 | 0.057483 | 0.056519 | 0.055869 | 0.058829 | 0.052649 | 0.056275 | 0.060928 | 0.06545 | 0.065619 | 0.065932 | 0.064673 | 0.065571 | 0.0662 | 0.067049 | 0.068116 | 0.032086 | 0.031446 | 0.030847 | 0.030283 | 0.029748 | 0.029237 | 0.028746 | 0.028272
F6_Commercial_Education_Existing_Water Heating_Natural Gas_Water Heater_E3 | F6 | Commercial | Education | Existing | Water Heating | Natural Gas | Water Heater | E3 | Utility - Value of Sales | 0.052454 | 0.053494 | 0.054238 | 0.055044 | 0.056202 | 0.052655 | 0.049884 | 0.048426 | 0.047903 | 0.047099 | 0.046557 | 0.049024 | 0.043874 | 0.046896 | 0.050773 | 0.054542 | 0.054683 | 0.054944 | 0.053894 | 0.054643 | 0.055167 | 0.055874 | 0.056764 | 0.026738 | 0.026205 | 0.025706 | 0.025236 | 0.02479 | 0.024364 | 0.023955 | 0.02356
F6_Commercial_Education_Existing_Water Heating_Natural Gas_Water Heater_E4 | F6 | Commercial | Education | Existing | Water Heating | Natural Gas | Water Heater | E4 | Utility - Value of Sales | 0 | 0 | 0 | 0 | 0 | 0 | 0 | 0.037133 | 0.037673 | 0.038175 | 0.038941 | 0.039711 | 0.036123 | 0.035887 | 0.035942 | 0.035723 | 0.035703 | 0.035756 | 0.035078 | 0.035416 | 0.035631 | 0.035951 | 0.036376 | 0.019427 | 0.019056 | 0.018706 | 0.018374 | 0.018057 | 0.017753 | 0.017459 | 0.017114
F6_Commercial_Education_Existing_Water Heating_Natural Gas_Water Heater_E5 | F6 | Commercial | Education | Existing | Water Heating | Natural Gas | Water Heater | E5 | Utility - Value of Sales | 0 | 0 | 0 | 0 | 0 | 0 | 0 | 0 | 0 | 0 | 0 | 0 | 0 | 0 | 0 | 0 | 0 | 0 | 0 | 0 | 0 | 0 | 0 | 0 | 0 | 0 | 0 | 0 | 0 | 0 | 0
F6_Commercial_Education_Existing_Water Heating_Natural Gas_Water Heater_E6 | F6 | Commercial | Education | Existing | Water Heating | Natural Gas | Water Heater | E6 | Utility - Value of Sales | 0 | 0 | 0 | 0 | 0 | 0 | 0 | 0 | 0 | 0 | 0 | 0 | 0 | 0 | 0 | 0 | 0 | 0 | 0 | 0 | 0 | 0 | 0 | 0 | 0 | 0 | 0 | 0 | 0 | 0 | 0
F6_Commercial_Education_Existing_Water Heating_Natural Gas_Water Heater_E7 | F6 | Commercial | Education | Existing | Water Heating | Natural Gas | Water Heater | E7 | Utility - Value of Sales | 0 | 0 | 0 | 0 | 0 | 0 | 0 | 0 | 0 | 0 | 0 | 0 | 0 | 0 | 0 | 0 | 0 | 0 | 0 | 0 | 0 | 0 | 0 | 0 | 0 | 0 | 0 | 0 | 0 | 0 | 0
F6_Commercial_Education_Existing_Water Heating_Natural Gas_Water Heater_E8 | F6 | Commercial | Education | Existing | Water Heating | Natural Gas | Water Heater | E8 | Utility - Value of Sales | 0 | 0 | 0 | 0 | 0 | 0 | 0 | 0 | 0 | 0 | 0 | 0 | 0 | 0 | 0 | 0 | 0 | 0 | 0 | 0 | 0 | 0 | 0 | 0 | 0 | 0 | 0 | 0 | 0 | 0 | 0
F6_Commercial_Education_Existing_Water Heating_Natural Gas_Water Heater_E9 | F6 | Commercial | Education | Existing | Water Heating | Natural Gas | Water Heater | E9 | Utility - Value of Sales | 0 | 0 | 0 | 0 | 0 | 0 | 0 | 0 | 0 | 0 | 0 | 0 | 0 | 0 | 0 | 0 | 0 | 0 | 0 | 0 | 0 | 0 | 0 | 0 | 0 | 0 | 0 | 0 | 0 | 0 | 0
F6_Commercial_Education_Existing_Water Heating_Natural Gas_Water Heater_E10 | F6 | Commercial | Education | Existing | Water Heating | Natural Gas | Water Heater | E10 | Utility - Value of Sales | 0 | 0 | 0 | 0 | 0 | 0 | 0 | 0 | 0 | 0 | 0 | 0 | 0 | 0 | 0 | 0 | 0 | 0 | 0 | 0 | 0 | 0 | 0 | 0 | 0 | 0 | 0 | 0 | 0 | 0 | 0
F1_Commercial_Education_Existing_Food Preparation_Natural Gas_Oven_E1 | F1 | Commercial | Education | Existing | Food Preparation | Natural Gas | Oven | E1 | Participant - Cost of Equipment | 0.0031844 | 0.0031844 | 0.0031844 | 0.0031844 | 0.0031844 | 0.0031844 | 0.0031844 | 0.0031844 | 0.0031844 | 0.0031844 | 0.0031844 | 0.0031844 | 0.0031844 | 0.0031844 | 0.0031844 | 0.0031844 | 0.0031844 | 0.0031844 | 0.0031844 | 0.0031844 | 0.0031844 | 0.0031844 | 0.0031844 | 0.0031844 | 0.0031844 | 0.0031844 | 0.0031844 | 0.0031844 | 0.0031844 | 0.0031844 | 0.0031844
F1_Commercial_Education_Existing_Food Preparation_Natural Gas_Oven_E2 | F1 | Commercial | Education | Existing | Food Preparation | Natural Gas | Oven | E2 | Participant - Cost of Equipment | 0.0033183 | 0.0033183 | 0.0033183 | 0.0033183 | 0.0033183 | 0.0033183 | 0.0033183 | 0.0033183 | 0.0033183 | 0.0033183 | 0.0033183 | 0.0033183 | 0.0033183 | 0.0033183 | 0.0033183 | 0.0033183 | 0.0033183 | 0.0033183 | 0.0033183 | 0.0033183 | 0.0033183 | 0.0033183 | 0.0033183 | 0.0033183 | 0.0033183 | 0.0033183 | 0.0033183 | 0.0033183 | 0.0033183 | 0.0033183 | 0.0033183
F1_Commercial_Education_Existing_Food Preparation_Natural Gas_Oven_E3 | F1 | Commercial | Education | Existing | Food Preparation | Natural Gas | Oven | E3 | Participant - Cost of Equipment | 0 | 0 | 0 | 0 | 0 | 0 | 0 | 0 | 0 | 0 | 0 | 0 | 0 | 0 | 0 | 0 | 0 | 0 | 0 | 0 | 0 | 0 | 0 | 0 | 0 | 0 | 0 | 0 | 0 | 0 | 0
F1_Commercial_Education_Existing_Food Preparation_Natural Gas_Oven_E4 | F1 | Commercial | Education | Existing | Food Preparation | Natural Gas | Oven | E4 | Participant - Cost of Equipment | 0 | 0 | 0 | 0 | 0 | 0 | 0 | 0 | 0 | 0 | 0 | 0 | 0 | 0 | 0 | 0 | 0 | 0 | 0 | 0 | 0 | 0 | 0 | 0 | 0 | 0 | 0 | 0 | 0 | 0 | 0
F1_Commercial_Education_Existing_Food Preparation_Natural Gas_Oven_E5 | F1 | Commercial | Education | Existing | Food Preparation | Natural Gas | Oven | E5 | Participant - Cost of Equipment | 0 | 0 | 0 | 0 | 0 | 0 | 0 | 0 | 0 | 0 | 0 | 0 | 0 | 0 | 0 | 0 | 0 | 0 | 0 | 0 | 0 | 0 | 0 | 0 | 0 | 0 | 0 | 0 | 0 | 0 | 0
F1_Commercial_Education_Existing_Food Preparation_Natural Gas_Oven_E6 | F1 | Commercial | Education | Existing | Food Preparation | Natural Gas | Oven | E6 | Participant - Cost of Equipment | 0 | 0 | 0 | 0 | 0 | 0 | 0 | 0 | 0 | 0 | 0 | 0 | 0 | 0 | 0 | 0 | 0 | 0 | 0 | 0 | 0 | 0 | 0 | 0 | 0 | 0 | 0 | 0 | 0 | 0 | 0
F1_Commercial_Education_Existing_Food Preparation_Natural Gas_Oven_E7 | F1 | Commercial | Education | Existing | Food Preparation | Natural Gas | Oven | E7 | Participant - Cost of Equipment | 0 | 0 | 0 | 0 | 0 | 0 | 0 | 0 | 0 | 0 | 0 | 0 | 0 | 0 | 0 | 0 | 0 | 0 | 0 | 0 | 0 | 0 | 0 | 0 | 0 | 0 | 0 | 0 | 0 | 0 | 0
F1_Commercial_Education_Existing_Food Preparation_Natural Gas_Oven_E8 | F1 | Commercial | Education | Existing | Food Preparation | Natural Gas | Oven | E8 | Participant - Cost of Equipment | 0 | 0 | 0 | 0 | 0 | 0 | 0 | 0 | 0 | 0 | 0 | 0 | 0 | 0 | 0 | 0 | 0 | 0 | 0 | 0 | 0 | 0 | 0 | 0 | 0 | 0 | 0 | 0 | 0 | 0 | 0
F1_Commercial_Education_Existing_Food Preparation_Natural Gas_Oven_E9 | F1 | Commercial | Education | Existing | Food Preparation | Natural Gas | Oven | E9 | Participant - Cost of Equipment | 0 | 0 | 0 | 0 | 0 | 0 | 0 | 0 | 0 | 0 | 0 | 0 | 0 | 0 | 0 | 0 | 0 | 0 | 0 | 0 | 0 | 0 | 0 | 0 | 0 | 0 | 0 | 0 | 0 | 0 | 0
F1_Commercial_Education_Existing_Food Preparation_Natural Gas_Oven_E10 | F1 | Commercial | Education | Existing | Food Preparation | Natural Gas | Oven | E10 | Participant - Cost of Equipment | 0 | 0 | 0 | 0 | 0 | 0 | 0 | 0 | 0 | 0 | 0 | 0 | 0 | 0 | 0 | 0 | 0 | 0 | 0 | 0 | 0 | 0 | 0 | 0 | 0 | 0 | 0 | 0 | 0 | 0 | 0
F2_Commercial_Education_Existing_Food Preparation_Natural Gas_Oven_E1 | F2 | Commercial | Education | Existing | Food Preparation | Natural Gas | Oven | E1 | Participant - Cost of Operation | 0.0013006 | 0.0013204 | 0.0013343 | 0.0013486 | 0.0013709 | 0.0012885 | 0.0012204 | 0.0011843 | 0.0011703 | 0.0011496 | 0.0012 | 0.0012478 | 0.0011131 | 0.0011716 | 0.0012491 | 0.0013225 | 0.0013254 | 0.0013311 | 0.0013057 | 0.0013231 | 0.0013352 | 0.0013517 | 0.0013725 | 0.00065733 | 0.0006443 | 0.00063208 | 0.00062057 | 0.00060964 | 0.0005992 | 0.00058916 | 0.00057945
F2_Commercial_Education_Existing_Food Preparation_Natural Gas_Oven_E2 | F2 | Commercial | Education | Existing | Food Preparation | Natural Gas | Oven | E2 | Participant - Cost of Operation | 0.00074479 | 0.00075611 | 0.00076403 | 0.00077223 | 0.00078504 | 0.00073783 | 0.00069885 | 0.00067815 | 0.00067017 | 0.00065831 | 0.00068714 | 0.00071455 | 0.00063736 | 0.00067087 | 0.00071527 | 0.00075732 | 0.00075895 | 0.00076225 | 0.00074768 | 0.00075766 | 0.00076459 | 0.00077402 | 0.00078594 | 0.00037641 | 0.00036894 | 0.00036195 | 0.00035536 | 0.0003491 | 0.00034312 | 0.00033737 | 0.00033181
F2_Commercial_Education_Existing_Food Preparation_Natural Gas_Oven_E3 | F2 | Commercial | Education | Existing | Food Preparation | Natural Gas | Oven | E3 | Participant - Cost of Operation | 0 | 0 | 0 | 0 | 0 | 0 | 0 | 0 | 0 | 0 | 0 | 0 | 0 | 0 | 0 | 0 | 0 | 0 | 0 | 0 | 0 | 0 | 0 | 0 | 0 | 0 | 0 | 0 | 0 | 0 | 0
F2_Commercial_Education_Existing_Food Preparation_Natural Gas_Oven_E4 | F2 | Commercial | Education | Existing | Food Preparation | Natural Gas | Oven | E4 | Participant - Cost of Operation | 0 | 0 | 0 | 0 | 0 | 0 | 0 | 0 | 0 | 0 | 0 | 0 | 0 | 0 | 0 | 0 | 0 | 0 | 0 | 0 | 0 | 0 | 0 | 0 | 0 | 0 | 0 | 0 | 0 | 0 | 0
F2_Commercial_Education_Existing_Food Preparation_Natural Gas_Oven_E5 | F2 | Commercial | Education | Existing | Food Preparation | Natural Gas | Oven | E5 | Participant - Cost of Operation | 0 | 0 | 0 | 0 | 0 | 0 | 0 | 0 | 0 | 0 | 0 | 0 | 0 | 0 | 0 | 0 | 0 | 0 | 0 | 0 | 0 | 0 | 0 | 0 | 0 | 0 | 0 | 0 | 0 | 0 | 0
F2_Commercial_Education_Existing_Food Preparation_Natural Gas_Oven_E6 | F2 | Commercial | Education | Existing | Food Preparation | Natural Gas | Oven | E6 | Participant - Cost of Operation | 0 | 0 | 0 | 0 | 0 | 0 | 0 | 0 | 0 | 0 | 0 | 0 | 0 | 0 | 0 | 0 | 0 | 0 | 0 | 0 | 0 | 0 | 0 | 0 | 0 | 0 | 0 | 0 | 0 | 0 | 0
F2_Commercial_Education_Existing_Food Preparation_Natural Gas_Oven_E7 | F2 | Commercial | Education | Existing | Food Preparation | Natural Gas | Oven | E7 | Participant - Cost of Operation | 0 | 0 | 0 | 0 | 0 | 0 | 0 | 0 | 0 | 0 | 0 | 0 | 0 | 0 | 0 | 0 | 0 | 0 | 0 | 0 | 0 | 0 | 0 | 0 | 0 | 0 | 0 | 0 | 0 | 0 | 0
F2_Commercial_Education_Existing_Food Preparation_Natural Gas_Oven_E8 | F2 | Commercial | Education | Existing | Food Preparation | Natural Gas | Oven | E8 | Participant - Cost of Operation | 0 | 0 | 0 | 0 | 0 | 0 | 0 | 0 | 0 | 0 | 0 | 0 | 0 | 0 | 0 | 0 | 0 | 0 | 0 | 0 | 0 | 0 | 0 | 0 | 0 | 0 | 0 | 0 | 0 | 0 | 0
F2_Commercial_Education_Existing_Food Preparation_Natural Gas_Oven_E9 | F2 | Commercial | Education | Existing | Food Preparation | Natural Gas | Oven | E9 | Participant - Cost of Operation | 0 | 0 | 0 | 0 | 0 | 0 | 0 | 0 | 0 | 0 | 0 | 0 | 0 | 0 | 0 | 0 | 0 | 0 | 0 | 0 | 0 | 0 | 0 | 0 | 0 | 0 | 0 | 0 | 0 | 0 | 0
F2_Commercial_Education_Existing_Food Preparation_Natural Gas_Oven_E10 | F2 | Commercial | Education | Existing | Food Preparation | Natural Gas | Oven | E10 | Participant - Cost of Operation | 0 | 0 | 0 | 0 | 0 | 0 | 0 | 0 | 0 | 0 | 0 | 0 | 0 | 0 | 0 | 0 | 0 | 0 | 0 | 0 | 0 | 0 | 0 | 0 | 0 | 0 | 0 | 0 | 0 | 0 | 0
F3_Commercial_Education_Existing_Food Preparation_Natural Gas_Oven_E1 | F3 | Commercial | Education | Existing | Food Preparation | Natural Gas | Oven | E1 | System - kBTUs of Conusmption | 0.10849 | 0.10874 | 0.10858 | 0.10847 | 0.10847 | 0.10847 | 0.10847 | 0.10847 | 0.10847 | 0.10847 | 0.10847 | 0.10847 | 0.10847 | 0.10847 | 0.10847 | 0.10847 | 0.10847 | 0.10847 | 0.10847 | 0.10847 | 0.10847 | 0.10847 | 0.10847 | 0.10847 | 0.10847 | 0.10847 | 0.10847 | 0.10847 | 0.10847 | 0.10847 | 0.10847
F3_Commercial_Education_Existing_Food Preparation_Natural Gas_Oven_E2 | F3 | Commercial | Education | Existing | Food Preparation | Natural Gas | Oven | E2 | System - kBTUs of Conusmption | 0.062125 | 0.062267 | 0.062176 | 0.062115 | 0.062115 | 0.062115 | 0.062115 | 0.062115 | 0.062115 | 0.062115 | 0.062115 | 0.062115 | 0.062115 | 0.062115 | 0.062115 | 0.062115 | 0.062115 | 0.062115 | 0.062115 | 0.062115 | 0.062115 | 0.062115 | 0.062115 | 0.062115 | 0.062115 | 0.062115 | 0.062115 | 0.062115 | 0.062115 | 0.062115 | 0.062115
F3_Commercial_Education_Existing_Food Preparation_Natural Gas_Oven_E3 | F3 | Commercial | Education | Existing | Food Preparation | Natural Gas | Oven | E3 | System - kBTUs of Conusmption | 0 | 0 | 0 | 0 | 0 | 0 | 0 | 0 | 0 | 0 | 0 | 0 | 0 | 0 | 0 | 0 | 0 | 0 | 0 | 0 | 0 | 0 | 0 | 0 | 0 | 0 | 0 | 0 | 0 | 0 | 0
F3_Commercial_Education_Existing_Food Preparation_Natural Gas_Oven_E4 | F3 | Commercial | Education | Existing | Food Preparation | Natural Gas | Oven | E4 | System - kBTUs of Conusmption | 0 | 0 | 0 | 0 | 0 | 0 | 0 | 0 | 0 | 0 | 0 | 0 | 0 | 0 | 0 | 0 | 0 | 0 | 0 | 0 | 0 | 0 | 0 | 0 | 0 | 0 | 0 | 0 | 0 | 0 | 0
F3_Commercial_Education_Existing_Food Preparation_Natural Gas_Oven_E5 | F3 | Commercial | Education | Existing | Food Preparation | Natural Gas | Oven | E5 | System - kBTUs of Conusmption | 0 | 0 | 0 | 0 | 0 | 0 | 0 | 0 | 0 | 0 | 0 | 0 | 0 | 0 | 0 | 0 | 0 | 0 | 0 | 0 | 0 | 0 | 0 | 0 | 0 | 0 | 0 | 0 | 0 | 0 | 0
F3_Commercial_Education_Existing_Food Preparation_Natural Gas_Oven_E6 | F3 | Commercial | Education | Existing | Food Preparation | Natural Gas | Oven | E6 | System - kBTUs of Conusmption | 0 | 0 | 0 | 0 | 0 | 0 | 0 | 0 | 0 | 0 | 0 | 0 | 0 | 0 | 0 | 0 | 0 | 0 | 0 | 0 | 0 | 0 | 0 | 0 | 0 | 0 | 0 | 0 | 0 | 0 | 0
F3_Commercial_Education_Existing_Food Preparation_Natural Gas_Oven_E7 | F3 | Commercial | Education | Existing | Food Preparation | Natural Gas | Oven | E7 | System - kBTUs of Conusmption | 0 | 0 | 0 | 0 | 0 | 0 | 0 | 0 | 0 | 0 | 0 | 0 | 0 | 0 | 0 | 0 | 0 | 0 | 0 | 0 | 0 | 0 | 0 | 0 | 0 | 0 | 0 | 0 | 0 | 0 | 0
F3_Commercial_Education_Existing_Food Preparation_Natural Gas_Oven_E8 | F3 | Commercial | Education | Existing | Food Preparation | Natural Gas | Oven | E8 | System - kBTUs of Conusmption | 0 | 0 | 0 | 0 | 0 | 0 | 0 | 0 | 0 | 0 | 0 | 0 | 0 | 0 | 0 | 0 | 0 | 0 | 0 | 0 | 0 | 0 | 0 | 0 | 0 | 0 | 0 | 0 | 0 | 0 | 0
F3_Commercial_Education_Existing_Food Preparation_Natural Gas_Oven_E9 | F3 | Commercial | Education | Existing | Food Preparation | Natural Gas | Oven | E9 | System - kBTUs of Conusmption | 0 | 0 | 0 | 0 | 0 | 0 | 0 | 0 | 0 | 0 | 0 | 0 | 0 | 0 | 0 | 0 | 0 | 0 | 0 | 0 | 0 | 0 | 0 | 0 | 0 | 0 | 0 | 0 | 0 | 0 | 0
F3_Commercial_Education_Existing_Food Preparation_Natural Gas_Oven_E10 | F3 | Commercial | Education | Existing | Food Preparation | Natural Gas | Oven | E10 | System - kBTUs of Conusmption | 0 | 0 | 0 | 0 | 0 | 0 | 0 | 0 | 0 | 0 | 0 | 0 | 0 | 0 | 0 | 0 | 0 | 0 | 0 | 0 | 0 | 0 | 0 | 0 | 0 | 0 | 0 | 0 | 0 | 0 | 0
F4_Commercial_Education_Existing_Food Preparation_Natural Gas_Oven_E1 | F4 | Commercial | Education | Existing | Food Preparation | Natural Gas | Oven | E1 | Utility - Cost of Equipment | 0.0031844 | 0.0031844 | 0.0031844 | 0.0031844 | 0.0031844 | 0.0031844 | 0.0031844 | 0.0031844 | 0.0031844 | 0.0031844 | 0.0031844 | 0.0031844 | 0.0031844 | 0.0031844 | 0.0031844 | 0.0031844 | 0.0031844 | 0.0031844 | 0.0031844 | 0.0031844 | 0.0031844 | 0.0031844 | 0.0031844 | 0.0031844 | 0.0031844 | 0.0031844 | 0.0031844 | 0.0031844 | 0.0031844 | 0.0031844 | 0.0031844
F4_Commercial_Education_Existing_Food Preparation_Natural Gas_Oven_E2 | F4 | Commercial | Education | Existing | Food Preparation | Natural Gas | Oven | E2 | Utility - Cost of Equipment | 0.0033183 | 0.0033183 | 0.0033183 | 0.0033183 | 0.0033183 | 0.0033183 | 0.0033183 | 0.0033183 | 0.0033183 | 0.0033183 | 0.0033183 | 0.0033183 | 0.0033183 | 0.0033183 | 0.0033183 | 0.0033183 | 0.0033183 | 0.0033183 | 0.0033183 | 0.0033183 | 0.0033183 | 0.0033183 | 0.0033183 | 0.0033183 | 0.0033183 | 0.0033183 | 0.0033183 | 0.0033183 | 0.0033183 | 0.0033183 | 0.0033183
F4_Commercial_Education_Existing_Food Preparation_Natural Gas_Oven_E3 | F4 | Commercial | Education | Existing | Food Preparation | Natural Gas | Oven | E3 | Utility - Cost of Equipment | 0 | 0 | 0 | 0 | 0 | 0 | 0 | 0 | 0 | 0 | 0 | 0 | 0 | 0 | 0 | 0 | 0 | 0 | 0 | 0 | 0 | 0 | 0 | 0 | 0 | 0 | 0 | 0 | 0 | 0 | 0
F4_Commercial_Education_Existing_Food Preparation_Natural Gas_Oven_E4 | F4 | Commercial | Education | Existing | Food Preparation | Natural Gas | Oven | E4 | Utility - Cost of Equipment | 0 | 0 | 0 | 0 | 0 | 0 | 0 | 0 | 0 | 0 | 0 | 0 | 0 | 0 | 0 | 0 | 0 | 0 | 0 | 0 | 0 | 0 | 0 | 0 | 0 | 0 | 0 | 0 | 0 | 0 | 0
F4_Commercial_Education_Existing_Food Preparation_Natural Gas_Oven_E5 | F4 | Commercial | Education | Existing | Food Preparation | Natural Gas | Oven | E5 | Utility - Cost of Equipment | 0 | 0 | 0 | 0 | 0 | 0 | 0 | 0 | 0 | 0 | 0 | 0 | 0 | 0 | 0 | 0 | 0 | 0 | 0 | 0 | 0 | 0 | 0 | 0 | 0 | 0 | 0 | 0 | 0 | 0 | 0
F4_Commercial_Education_Existing_Food Preparation_Natural Gas_Oven_E6 | F4 | Commercial | Education | Existing | Food Preparation | Natural Gas | Oven | E6 | Utility - Cost of Equipment | 0 | 0 | 0 | 0 | 0 | 0 | 0 | 0 | 0 | 0 | 0 | 0 | 0 | 0 | 0 | 0 | 0 | 0 | 0 | 0 | 0 | 0 | 0 | 0 | 0 | 0 | 0 | 0 | 0 | 0 | 0
F4_Commercial_Education_Existing_Food Preparation_Natural Gas_Oven_E7 | F4 | Commercial | Education | Existing | Food Preparation | Natural Gas | Oven | E7 | Utility - Cost of Equipment | 0 | 0 | 0 | 0 | 0 | 0 | 0 | 0 | 0 | 0 | 0 | 0 | 0 | 0 | 0 | 0 | 0 | 0 | 0 | 0 | 0 | 0 | 0 | 0 | 0 | 0 | 0 | 0 | 0 | 0 | 0
F4_Commercial_Education_Existing_Food Preparation_Natural Gas_Oven_E8 | F4 | Commercial | Education | Existing | Food Preparation | Natural Gas | Oven | E8 | Utility - Cost of Equipment | 0 | 0 | 0 | 0 | 0 | 0 | 0 | 0 | 0 | 0 | 0 | 0 | 0 | 0 | 0 | 0 | 0 | 0 | 0 | 0 | 0 | 0 | 0 | 0 | 0 | 0 | 0 | 0 | 0 | 0 | 0
F4_Commercial_Education_Existing_Food Preparation_Natural Gas_Oven_E9 | F4 | Commercial | Education | Existing | Food Preparation | Natural Gas | Oven | E9 | Utility - Cost of Equipment | 0 | 0 | 0 | 0 | 0 | 0 | 0 | 0 | 0 | 0 | 0 | 0 | 0 | 0 | 0 | 0 | 0 | 0 | 0 | 0 | 0 | 0 | 0 | 0 | 0 | 0 | 0 | 0 | 0 | 0 | 0
F4_Commercial_Education_Existing_Food Preparation_Natural Gas_Oven_E10 | F4 | Commercial | Education | Existing | Food Preparation | Natural Gas | Oven | E10 | Utility - Cost of Equipment | 0 | 0 | 0 | 0 | 0 | 0 | 0 | 0 | 0 | 0 | 0 | 0 | 0 | 0 | 0 | 0 | 0 | 0 | 0 | 0 | 0 | 0 | 0 | 0 | 0 | 0 | 0 | 0 | 0 | 0 | 0
F5_Commercial_Education_Existing_Food Preparation_Natural Gas_Oven_E1 | F5 | Commercial | Education | Existing | Food Preparation | Natural Gas | Oven | E1 | Utility - Cost of Operation | 0.0010856 | 0.0011021 | 0.0011137 | 0.0011256 | 0.0011443 | 0.0010755 | 0.0010187 | 0.00098849 | 0.00097686 | 0.00095957 | 0.0010016 | 0.0010415 | 0.00092904 | 0.00097788 | 0.0010426 | 0.0011039 | 0.0011063 | 0.0011111 | 0.0010898 | 0.0011044 | 0.0011145 | 0.0011282 | 0.0011456 | 0.00054866 | 0.00053778 | 0.00052759 | 0.00051798 | 0.00050886 | 0.00050014 | 0.00049176 | 0.00048365
F5_Commercial_Education_Existing_Food Preparation_Natural Gas_Oven_E2 | F5 | Commercial | Education | Existing | Food Preparation | Natural Gas | Oven | E2 | Utility - Cost of Operation | 0.00062166 | 0.00063111 | 0.00063772 | 0.00064457 | 0.00065526 | 0.00061585 | 0.00058332 | 0.00056604 | 0.00055938 | 0.00054947 | 0.00057354 | 0.00059642 | 0.00053199 | 0.00055996 | 0.00059702 | 0.00063212 | 0.00063348 | 0.00063623 | 0.00062408 | 0.0006324 | 0.00063818 | 0.00064606 | 0.00065601 | 0.00031418 | 0.00030795 | 0.00030211 | 0.00029661 | 0.00029139 | 0.0002864 | 0.00028159 | 0.00027695
F5_Commercial_Education_Existing_Food Preparation_Natural Gas_Oven_E3 | F5 | Commercial | Education | Existing | Food Preparation | Natural Gas | Oven | E3 | Utility - Cost of Operation | 0 | 0 | 0 | 0 | 0 | 0 | 0 | 0 | 0 | 0 | 0 | 0 | 0 | 0 | 0 | 0 | 0 | 0 | 0 | 0 | 0 | 0 | 0 | 0 | 0 | 0 | 0 | 0 | 0 | 0 | 0
F5_Commercial_Education_Existing_Food Preparation_Natural Gas_Oven_E4 | F5 | Commercial | Education | Existing | Food Preparation | Natural Gas | Oven | E4 | Utility - Cost of Operation | 0 | 0 | 0 | 0 | 0 | 0 | 0 | 0 | 0 | 0 | 0 | 0 | 0 | 0 | 0 | 0 | 0 | 0 | 0 | 0 | 0 | 0 | 0 | 0 | 0 | 0 | 0 | 0 | 0 | 0 | 0
F5_Commercial_Education_Existing_Food Preparation_Natural Gas_Oven_E5 | F5 | Commercial | Education | Existing | Food Preparation | Natural Gas | Oven | E5 | Utility - Cost of Operation | 0 | 0 | 0 | 0 | 0 | 0 | 0 | 0 | 0 | 0 | 0 | 0 | 0 | 0 | 0 | 0 | 0 | 0 | 0 | 0 | 0 | 0 | 0 | 0 | 0 | 0 | 0 | 0 | 0 | 0 | 0
F5_Commercial_Education_Existing_Food Preparation_Natural Gas_Oven_E6 | F5 | Commercial | Education | Existing | Food Preparation | Natural Gas | Oven | E6 | Utility - Cost of Operation | 0 | 0 | 0 | 0 | 0 | 0 | 0 | 0 | 0 | 0 | 0 | 0 | 0 | 0 | 0 | 0 | 0 | 0 | 0 | 0 | 0 | 0 | 0 | 0 | 0 | 0 | 0 | 0 | 0 | 0 | 0
F5_Commercial_Education_Existing_Food Preparation_Natural Gas_Oven_E7 | F5 | Commercial | Education | Existing | Food Preparation | Natural Gas | Oven | E7 | Utility - Cost of Operation | 0 | 0 | 0 | 0 | 0 | 0 | 0 | 0 | 0 | 0 | 0 | 0 | 0 | 0 | 0 | 0 | 0 | 0 | 0 | 0 | 0 | 0 | 0 | 0 | 0 | 0 | 0 | 0 | 0 | 0 | 0
F5_Commercial_Education_Existing_Food Preparation_Natural Gas_Oven_E8 | F5 | Commercial | Education | Existing | Food Preparation | Natural Gas | Oven | E8 | Utility - Cost of Operation | 0 | 0 | 0 | 0 | 0 | 0 | 0 | 0 | 0 | 0 | 0 | 0 | 0 | 0 | 0 | 0 | 0 | 0 | 0 | 0 | 0 | 0 | 0 | 0 | 0 | 0 | 0 | 0 | 0 | 0 | 0
F5_Commercial_Education_Existing_Food Preparation_Natural Gas_Oven_E9 | F5 | Commercial | Education | Existing | Food Preparation | Natural Gas | Oven | E9 | Utility - Cost of Operation | 0 | 0 | 0 | 0 | 0 | 0 | 0 | 0 | 0 | 0 | 0 | 0 | 0 | 0 | 0 | 0 | 0 | 0 | 0 | 0 | 0 | 0 | 0 | 0 | 0 | 0 | 0 | 0 | 0 | 0 | 0
F5_Commercial_Education_Existing_Food Preparation_Natural Gas_Oven_E10 | F5 | Commercial | Education | Existing | Food Preparation | Natural Gas | Oven | E10 | Utility - Cost of Operation | 0 | 0 | 0 | 0 | 0 | 0 | 0 | 0 | 0 | 0 | 0 | 0 | 0 | 0 | 0 | 0 | 0 | 0 | 0 | 0 | 0 | 0 | 0 | 0 | 0 | 0 | 0 | 0 | 0 | 0 | 0
F6_Commercial_Education_Existing_Food Preparation_Natural Gas_Oven_E1 | F6 | Commercial | Education | Existing | Food Preparation | Natural Gas | Oven | E1 | Utility - Value of Sales | 0.0013006 | 0.0013204 | 0.0013343 | 0.0013486 | 0.0013709 | 0.0012885 | 0.0012204 | 0.0011843 | 0.0011703 | 0.0011496 | 0.0012 | 0.0012478 | 0.0011131 | 0.0011716 | 0.0012491 | 0.0013225 | 0.0013254 | 0.0013311 | 0.0013057 | 0.0013231 | 0.0013352 | 0.0013517 | 0.0013725 | 0.00065733 | 0.0006443 | 0.00063208 | 0.00062057 | 0.00060964 | 0.0005992 | 0.00058916 | 0.00057945
F6_Commercial_Education_Existing_Food Preparation_Natural Gas_Oven_E2 | F6 | Commercial | Education | Existing | Food Preparation | Natural Gas | Oven | E2 | Utility - Value of Sales | 0.00074479 | 0.00075611 | 0.00076403 | 0.00077223 | 0.00078504 | 0.00073783 | 0.00069885 | 0.00067815 | 0.00067017 | 0.00065831 | 0.00068714 | 0.00071455 | 0.00063736 | 0.00067087 | 0.00071527 | 0.00075732 | 0.00075895 | 0.00076225 | 0.00074768 | 0.00075766 | 0.00076459 | 0.00077402 | 0.00078594 | 0.00037641 | 0.00036894 | 0.00036195 | 0.00035536 | 0.0003491 | 0.00034312 | 0.00033737 | 0.00033181
F6_Commercial_Education_Existing_Food Preparation_Natural Gas_Oven_E3 | F6 | Commercial | Education | Existing | Food Preparation | Natural Gas | Oven | E3 | Utility - Value of Sales | 0 | 0 | 0 | 0 | 0 | 0 | 0 | 0 | 0 | 0 | 0 | 0 | 0 | 0 | 0 | 0 | 0 | 0 | 0 | 0 | 0 | 0 | 0 | 0 | 0 | 0 | 0 | 0 | 0 | 0 | 0
F6_Commercial_Education_Existing_Food Preparation_Natural Gas_Oven_E4 | F6 | Commercial | Education | Existing | Food Preparation | Natural Gas | Oven | E4 | Utility - Value of Sales | 0 | 0 | 0 | 0 | 0 | 0 | 0 | 0 | 0 | 0 | 0 | 0 | 0 | 0 | 0 | 0 | 0 | 0 | 0 | 0 | 0 | 0 | 0 | 0 | 0 | 0 | 0 | 0 | 0 | 0 | 0
F6_Commercial_Education_Existing_Food Preparation_Natural Gas_Oven_E5 | F6 | Commercial | Education | Existing | Food Preparation | Natural Gas | Oven | E5 | Utility - Value of Sales | 0 | 0 | 0 | 0 | 0 | 0 | 0 | 0 | 0 | 0 | 0 | 0 | 0 | 0 | 0 | 0 | 0 | 0 | 0 | 0 | 0 | 0 | 0 | 0 | 0 | 0 | 0 | 0 | 0 | 0 | 0
F6_Commercial_Education_Existing_Food Preparation_Natural Gas_Oven_E6 | F6 | Commercial | Education | Existing | Food Preparation | Natural Gas | Oven | E6 | Utility - Value of Sales | 0 | 0 | 0 | 0 | 0 | 0 | 0 | 0 | 0 | 0 | 0 | 0 | 0 | 0 | 0 | 0 | 0 | 0 | 0 | 0 | 0 | 0 | 0 | 0 | 0 | 0 | 0 | 0 | 0 | 0 | 0
F6_Commercial_Education_Existing_Food Preparation_Natural Gas_Oven_E7 | F6 | Commercial | Education | Existing | Food Preparation | Natural Gas | Oven | E7 | Utility - Value of Sales | 0 | 0 | 0 | 0 | 0 | 0 | 0 | 0 | 0 | 0 | 0 | 0 | 0 | 0 | 0 | 0 | 0 | 0 | 0 | 0 | 0 | 0 | 0 | 0 | 0 | 0 | 0 | 0 | 0 | 0 | 0
F6_Commercial_Education_Existing_Food Preparation_Natural Gas_Oven_E8 | F6 | Commercial | Education | Existing | Food Preparation | Natural Gas | Oven | E8 | Utility - Value of Sales | 0 | 0 | 0 | 0 | 0 | 0 | 0 | 0 | 0 | 0 | 0 | 0 | 0 | 0 | 0 | 0 | 0 | 0 | 0 | 0 | 0 | 0 | 0 | 0 | 0 | 0 | 0 | 0 | 0 | 0 | 0
F6_Commercial_Education_Existing_Food Preparation_Natural Gas_Oven_E9 | F6 | Commercial | Education | Existing | Food Preparation | Natural Gas | Oven | E9 | Utility - Value of Sales | 0 | 0 | 0 | 0 | 0 | 0 | 0 | 0 | 0 | 0 | 0 | 0 | 0 | 0 | 0 | 0 | 0 | 0 | 0 | 0 | 0 | 0 | 0 | 0 | 0 | 0 | 0 | 0 | 0 | 0 | 0
F6_Commercial_Education_Existing_Food Preparation_Natural Gas_Oven_E10 | F6 | Commercial | Education | Existing | Food Preparation | Natural Gas | Oven | E10 | Utility - Value of Sales | 0 | 0 | 0 | 0 | 0 | 0 | 0 | 0 | 0 | 0 | 0 | 0 | 0 | 0 | 0 | 0 | 0 | 0 | 0 | 0 | 0 | 0 | 0 | 0 | 0 | 0 | 0 | 0 | 0 | 0 | 0
F1_Commercial_Education_Existing_Food Preparation_Natural Gas_Conveyor Oven_E1 | F1 | Commercial | Education | Existing | Food Preparation | Natural Gas | Conveyor Oven | E1 | Participant - Cost of Equipment | 0.00053922 | 0.00053922 | 0.00053922 | 0.00053922 | 0.00053922 | 0.00053922 | 0.00053922 | 0.00053922 | 0.00053922 | 0.00053922 | 0.00053922 | 0.00053922 | 0.00053922 | 0.00053922 | 0.00053922 | 0.00053922 | 0.00053922 | 0.00053922 | 0.00053922 | 0.00053922 | 0.00053922 | 0.00053922 | 0.00053922 | 0.00053922 | 0.00053922 | 0.00053922 | 0.00053922 | 0.00053922 | 0.00053922 | 0.00053922 | 0.00053922
F1_Commercial_Education_Existing_Food Preparation_Natural Gas_Conveyor Oven_E2 | F1 | Commercial | Education | Existing | Food Preparation | Natural Gas | Conveyor Oven | E2 | Participant - Cost of Equipment | 0.00065737 | 0.00065737 | 0.00065737 | 0.00065737 | 0.00065737 | 0.00065737 | 0.00065737 | 0.00065737 | 0.00065737 | 0.00065737 | 0.00065737 | 0.00065737 | 0.00065737 | 0.00065737 | 0.00065737 | 0.00065737 | 0.00065737 | 0.00065737 | 0.00065737 | 0.00065737 | 0.00065737 | 0.00065737 | 0.00065737 | 0.00065737 | 0.00065737 | 0.00065737 | 0.00065737 | 0.00065737 | 0.00065737 | 0.00065737 | 0.00065737
F1_Commercial_Education_Existing_Food Preparation_Natural Gas_Conveyor Oven_E3 | F1 | Commercial | Education | Existing | Food Preparation | Natural Gas | Conveyor Oven | E3 | Participant - Cost of Equipment | 0 | 0 | 0 | 0 | 0 | 0 | 0 | 0 | 0 | 0 | 0 | 0 | 0 | 0 | 0 | 0 | 0 | 0 | 0 | 0 | 0 | 0 | 0 | 0 | 0 | 0 | 0 | 0 | 0 | 0 | 0
F1_Commercial_Education_Existing_Food Preparation_Natural Gas_Conveyor Oven_E4 | F1 | Commercial | Education | Existing | Food Preparation | Natural Gas | Conveyor Oven | E4 | Participant - Cost of Equipment | 0 | 0 | 0 | 0 | 0 | 0 | 0 | 0 | 0 | 0 | 0 | 0 | 0 | 0 | 0 | 0 | 0 | 0 | 0 | 0 | 0 | 0 | 0 | 0 | 0 | 0 | 0 | 0 | 0 | 0 | 0
F1_Commercial_Education_Existing_Food Preparation_Natural Gas_Conveyor Oven_E5 | F1 | Commercial | Education | Existing | Food Preparation | Natural Gas | Conveyor Oven | E5 | Participant - Cost of Equipment | 0 | 0 | 0 | 0 | 0 | 0 | 0 | 0 | 0 | 0 | 0 | 0 | 0 | 0 | 0 | 0 | 0 | 0 | 0 | 0 | 0 | 0 | 0 | 0 | 0 | 0 | 0 | 0 | 0 | 0 | 0
F1_Commercial_Education_Existing_Food Preparation_Natural Gas_Conveyor Oven_E6 | F1 | Commercial | Education | Existing | Food Preparation | Natural Gas | Conveyor Oven | E6 | Participant - Cost of Equipment | 0 | 0 | 0 | 0 | 0 | 0 | 0 | 0 | 0 | 0 | 0 | 0 | 0 | 0 | 0 | 0 | 0 | 0 | 0 | 0 | 0 | 0 | 0 | 0 | 0 | 0 | 0 | 0 | 0 | 0 | 0
F1_Commercial_Education_Existing_Food Preparation_Natural Gas_Conveyor Oven_E7 | F1 | Commercial | Education | Existing | Food Preparation | Natural Gas | Conveyor Oven | E7 | Participant - Cost of Equipment | 0 | 0 | 0 | 0 | 0 | 0 | 0 | 0 | 0 | 0 | 0 | 0 | 0 | 0 | 0 | 0 | 0 | 0 | 0 | 0 | 0 | 0 | 0 | 0 | 0 | 0 | 0 | 0 | 0 | 0 | 0
F1_Commercial_Education_Existing_Food Preparation_Natural Gas_Conveyor Oven_E8 | F1 | Commercial | Education | Existing | Food Preparation | Natural Gas | Conveyor Oven | E8 | Participant - Cost of Equipment | 0 | 0 | 0 | 0 | 0 | 0 | 0 | 0 | 0 | 0 | 0 | 0 | 0 | 0 | 0 | 0 | 0 | 0 | 0 | 0 | 0 | 0 | 0 | 0 | 0 | 0 | 0 | 0 | 0 | 0 | 0
F1_Commercial_Education_Existing_Food Preparation_Natural Gas_Conveyor Oven_E9 | F1 | Commercial | Education | Existing | Food Preparation | Natural Gas | Conveyor Oven | E9 | Participant - Cost of Equipment | 0 | 0 | 0 | 0 | 0 | 0 | 0 | 0 | 0 | 0 | 0 | 0 | 0 | 0 | 0 | 0 | 0 | 0 | 0 | 0 | 0 | 0 | 0 | 0 | 0 | 0 | 0 | 0 | 0 | 0 | 0
F1_Commercial_Education_Existing_Food Preparation_Natural Gas_Conveyor Oven_E10 | F1 | Commercial | Education | Existing | Food Preparation | Natural Gas | Conveyor Oven | E10 | Participant - Cost of Equipment | 0 | 0 | 0 | 0 | 0 | 0 | 0 | 0 | 0 | 0 | 0 | 0 | 0 | 0 | 0 | 0 | 0 | 0 | 0 | 0 | 0 | 0 | 0 | 0 | 0 | 0 | 0 | 0 | 0 | 0 | 0
F2_Commercial_Education_Existing_Food Preparation_Natural Gas_Conveyor Oven_E1 | F2 | Commercial | Education | Existing | Food Preparation | Natural Gas | Conveyor Oven | E1 | Participant - Cost of Operation | 0.0018878 | 0.0018827 | 0.0018698 | 0.0018554 | 0.0019062 | 0.0018721 | 0.001861 | 0.0018902 | 0.001952 | 0.0019371 | 0.0019304 | 0.0019197 | 0.0017085 | 0.0016962 | 0.0016971 | 0.0016857 | 0.0016834 | 0.0016844 | 0.0016527 | 0.0016666 | 0.001675 | 0.0016883 | 0.0017062 | 0.000943 | 0.00092523 | 0.00090841 | 0.00089243 | 0.00087713 | 0.00086242 | 0.0008482 | 0.00082954
F2_Commercial_Education_Existing_Food Preparation_Natural Gas_Conveyor Oven_E2 | F2 | Commercial | Education | Existing | Food Preparation | Natural Gas | Conveyor Oven | E2 | Participant - Cost of Operation | 0.001435 | 0.0014312 | 0.0014213 | 0.0014104 | 0.001449 | 0.0014231 | 0.0014146 | 0.0014368 | 0.0014838 | 0.0014725 | 0.0014674 | 0.0014593 | 0.0012987 | 0.0012894 | 0.00129 | 0.0012814 | 0.0012796 | 0.0012804 | 0.0012563 | 0.0012669 | 0.0012733 | 0.0012833 | 0.001297 | 0.00071683 | 0.00070332 | 0.00069053 | 0.00067838 | 0.00066676 | 0.00065558 | 0.00064477 | 0.00063058
F2_Commercial_Education_Existing_Food Preparation_Natural Gas_Conveyor Oven_E3 | F2 | Commercial | Education | Existing | Food Preparation | Natural Gas | Conveyor Oven | E3 | Participant - Cost of Operation | 0 | 0 | 0 | 0 | 0 | 0 | 0 | 0 | 0 | 0 | 0 | 0 | 0 | 0 | 0 | 0 | 0 | 0 | 0 | 0 | 0 | 0 | 0 | 0 | 0 | 0 | 0 | 0 | 0 | 0 | 0
F2_Commercial_Education_Existing_Food Preparation_Natural Gas_Conveyor Oven_E4 | F2 | Commercial | Education | Existing | Food Preparation | Natural Gas | Conveyor Oven | E4 | Participant - Cost of Operation | 0 | 0 | 0 | 0 | 0 | 0 | 0 | 0 | 0 | 0 | 0 | 0 | 0 | 0 | 0 | 0 | 0 | 0 | 0 | 0 | 0 | 0 | 0 | 0 | 0 | 0 | 0 | 0 | 0 | 0 | 0
F2_Commercial_Education_Existing_Food Preparation_Natural Gas_Conveyor Oven_E5 | F2 | Commercial | Education | Existing | Food Preparation | Natural Gas | Conveyor Oven | E5 | Participant - Cost of Operation | 0 | 0 | 0 | 0 | 0 | 0 | 0 | 0 | 0 | 0 | 0 | 0 | 0 | 0 | 0 | 0 | 0 | 0 | 0 | 0 | 0 | 0 | 0 | 0 | 0 | 0 | 0 | 0 | 0 | 0 | 0
F2_Commercial_Education_Existing_Food Preparation_Natural Gas_Conveyor Oven_E6 | F2 | Commercial | Education | Existing | Food Preparation | Natural Gas | Conveyor Oven | E6 | Participant - Cost of Operation | 0 | 0 | 0 | 0 | 0 | 0 | 0 | 0 | 0 | 0 | 0 | 0 | 0 | 0 | 0 | 0 | 0 | 0 | 0 | 0 | 0 | 0 | 0 | 0 | 0 | 0 | 0 | 0 | 0 | 0 | 0
F2_Commercial_Education_Existing_Food Preparation_Natural Gas_Conveyor Oven_E7 | F2 | Commercial | Education | Existing | Food Preparation | Natural Gas | Conveyor Oven | E7 | Participant - Cost of Operation | 0 | 0 | 0 | 0 | 0 | 0 | 0 | 0 | 0 | 0 | 0 | 0 | 0 | 0 | 0 | 0 | 0 | 0 | 0 | 0 | 0 | 0 | 0 | 0 | 0 | 0 | 0 | 0 | 0 | 0 | 0
F2_Commercial_Education_Existing_Food Preparation_Natural Gas_Conveyor Oven_E8 | F2 | Commercial | Education | Existing | Food Preparation | Natural Gas | Conveyor Oven | E8 | Participant - Cost of Operation | 0 | 0 | 0 | 0 | 0 | 0 | 0 | 0 | 0 | 0 | 0 | 0 | 0 | 0 | 0 | 0 | 0 | 0 | 0 | 0 | 0 | 0 | 0 | 0 | 0 | 0 | 0 | 0 | 0 | 0 | 0
F2_Commercial_Education_Existing_Food Preparation_Natural Gas_Conveyor Oven_E9 | F2 | Commercial | Education | Existing | Food Preparation | Natural Gas | Conveyor Oven | E9 | Participant - Cost of Operation | 0 | 0 | 0 | 0 | 0 | 0 | 0 | 0 | 0 | 0 | 0 | 0 | 0 | 0 | 0 | 0 | 0 | 0 | 0 | 0 | 0 | 0 | 0 | 0 | 0 | 0 | 0 | 0 | 0 | 0 | 0
F2_Commercial_Education_Existing_Food Preparation_Natural Gas_Conveyor Oven_E10 | F2 | Commercial | Education | Existing | Food Preparation | Natural Gas | Conveyor Oven | E10 | Participant - Cost of Operation | 0 | 0 | 0 | 0 | 0 | 0 | 0 | 0 | 0 | 0 | 0 | 0 | 0 | 0 | 0 | 0 | 0 | 0 | 0 | 0 | 0 | 0 | 0 | 0 | 0 | 0 | 0 | 0 | 0 | 0 | 0
F3_Commercial_Education_Existing_Food Preparation_Natural Gas_Conveyor Oven_E1 | F3 | Commercial | Education | Existing | Food Preparation | Natural Gas | Conveyor Oven | E1 | System - kBTUs of Conusmption | 0.1617 | 0.16193 | 0.16178 | 0.16168 | 0.16168 | 0.16168 | 0.16168 | 0.16168 | 0.16168 | 0.16168 | 0.16168 | 0.16168 | 0.16168 | 0.16168 | 0.16168 | 0.16168 | 0.16168 | 0.16168 | 0.16168 | 0.16168 | 0.16168 | 0.16168 | 0.16168 | 0.16168 | 0.16168 | 0.16168 | 0.16168 | 0.16168 | 0.16168 | 0.16168 | 0.16168
F3_Commercial_Education_Existing_Food Preparation_Natural Gas_Conveyor Oven_E2 | F3 | Commercial | Education | Existing | Food Preparation | Natural Gas | Conveyor Oven | E2 | System - kBTUs of Conusmption | 0.12292 | 0.12309 | 0.12298 | 0.12291 | 0.12291 | 0.12291 | 0.12291 | 0.12291 | 0.12291 | 0.12291 | 0.12291 | 0.12291 | 0.12291 | 0.12291 | 0.12291 | 0.12291 | 0.12291 | 0.12291 | 0.12291 | 0.12291 | 0.12291 | 0.12291 | 0.12291 | 0.12291 | 0.12291 | 0.12291 | 0.12291 | 0.12291 | 0.12291 | 0.12291 | 0.12291
F3_Commercial_Education_Existing_Food Preparation_Natural Gas_Conveyor Oven_E3 | F3 | Commercial | Education | Existing | Food Preparation | Natural Gas | Conveyor Oven | E3 | System - kBTUs of Conusmption | 0 | 0 | 0 | 0 | 0 | 0 | 0 | 0 | 0 | 0 | 0 | 0 | 0 | 0 | 0 | 0 | 0 | 0 | 0 | 0 | 0 | 0 | 0 | 0 | 0 | 0 | 0 | 0 | 0 | 0 | 0
F3_Commercial_Education_Existing_Food Preparation_Natural Gas_Conveyor Oven_E4 | F3 | Commercial | Education | Existing | Food Preparation | Natural Gas | Conveyor Oven | E4 | System - kBTUs of Conusmption | 0 | 0 | 0 | 0 | 0 | 0 | 0 | 0 | 0 | 0 | 0 | 0 | 0 | 0 | 0 | 0 | 0 | 0 | 0 | 0 | 0 | 0 | 0 | 0 | 0 | 0 | 0 | 0 | 0 | 0 | 0
F3_Commercial_Education_Existing_Food Preparation_Natural Gas_Conveyor Oven_E5 | F3 | Commercial | Education | Existing | Food Preparation | Natural Gas | Conveyor Oven | E5 | System - kBTUs of Conusmption | 0 | 0 | 0 | 0 | 0 | 0 | 0 | 0 | 0 | 0 | 0 | 0 | 0 | 0 | 0 | 0 | 0 | 0 | 0 | 0 | 0 | 0 | 0 | 0 | 0 | 0 | 0 | 0 | 0 | 0 | 0
F3_Commercial_Education_Existing_Food Preparation_Natural Gas_Conveyor Oven_E6 | F3 | Commercial | Education | Existing | Food Preparation | Natural Gas | Conveyor Oven | E6 | System - kBTUs of Conusmption | 0 | 0 | 0 | 0 | 0 | 0 | 0 | 0 | 0 | 0 | 0 | 0 | 0 | 0 | 0 | 0 | 0 | 0 | 0 | 0 | 0 | 0 | 0 | 0 | 0 | 0 | 0 | 0 | 0 | 0 | 0
F3_Commercial_Education_Existing_Food Preparation_Natural Gas_Conveyor Oven_E7 | F3 | Commercial | Education | Existing | Food Preparation | Natural Gas | Conveyor Oven | E7 | System - kBTUs of Conusmption | 0 | 0 | 0 | 0 | 0 | 0 | 0 | 0 | 0 | 0 | 0 | 0 | 0 | 0 | 0 | 0 | 0 | 0 | 0 | 0 | 0 | 0 | 0 | 0 | 0 | 0 | 0 | 0 | 0 | 0 | 0
F3_Commercial_Education_Existing_Food Preparation_Natural Gas_Conveyor Oven_E8 | F3 | Commercial | Education | Existing | Food Preparation | Natural Gas | Conveyor Oven | E8 | System - kBTUs of Conusmption | 0 | 0 | 0 | 0 | 0 | 0 | 0 | 0 | 0 | 0 | 0 | 0 | 0 | 0 | 0 | 0 | 0 | 0 | 0 | 0 | 0 | 0 | 0 | 0 | 0 | 0 | 0 | 0 | 0 | 0 | 0
F3_Commercial_Education_Existing_Food Preparation_Natural Gas_Conveyor Oven_E9 | F3 | Commercial | Education | Existing | Food Preparation | Natural Gas | Conveyor Oven | E9 | System - kBTUs of Conusmption | 0 | 0 | 0 | 0 | 0 | 0 | 0 | 0 | 0 | 0 | 0 | 0 | 0 | 0 | 0 | 0 | 0 | 0 | 0 | 0 | 0 | 0 | 0 | 0 | 0 | 0 | 0 | 0 | 0 | 0 | 0
F3_Commercial_Education_Existing_Food Preparation_Natural Gas_Conveyor Oven_E10 | F3 | Commercial | Education | Existing | Food Preparation | Natural Gas | Conveyor Oven | E10 | System - kBTUs of Conusmption | 0 | 0 | 0 | 0 | 0 | 0 | 0 | 0 | 0 | 0 | 0 | 0 | 0 | 0 | 0 | 0 | 0 | 0 | 0 | 0 | 0 | 0 | 0 | 0 | 0 | 0 | 0 | 0 | 0 | 0 | 0
F4_Commercial_Education_Existing_Food Preparation_Natural Gas_Conveyor Oven_E1 | F4 | Commercial | Education | Existing | Food Preparation | Natural Gas | Conveyor Oven | E1 | Utility - Cost of Equipment | 0.00053922 | 0.00053922 | 0.00053922 | 0.00053922 | 0.00053922 | 0.00053922 | 0.00053922 | 0.00053922 | 0.00053922 | 0.00053922 | 0.00053922 | 0.00053922 | 0.00053922 | 0.00053922 | 0.00053922 | 0.00053922 | 0.00053922 | 0.00053922 | 0.00053922 | 0.00053922 | 0.00053922 | 0.00053922 | 0.00053922 | 0.00053922 | 0.00053922 | 0.00053922 | 0.00053922 | 0.00053922 | 0.00053922 | 0.00053922 | 0.00053922
F4_Commercial_Education_Existing_Food Preparation_Natural Gas_Conveyor Oven_E2 | F4 | Commercial | Education | Existing | Food Preparation | Natural Gas | Conveyor Oven | E2 | Utility - Cost of Equipment | 0.00065737 | 0.00065737 | 0.00065737 | 0.00065737 | 0.00065737 | 0.00065737 | 0.00065737 | 0.00065737 | 0.00065737 | 0.00065737 | 0.00065737 | 0.00065737 | 0.00065737 | 0.00065737 | 0.00065737 | 0.00065737 | 0.00065737 | 0.00065737 | 0.00065737 | 0.00065737 | 0.00065737 | 0.00065737 | 0.00065737 | 0.00065737 | 0.00065737 | 0.00065737 | 0.00065737 | 0.00065737 | 0.00065737 | 0.00065737 | 0.00065737
F4_Commercial_Education_Existing_Food Preparation_Natural Gas_Conveyor Oven_E3 | F4 | Commercial | Education | Existing | Food Preparation | Natural Gas | Conveyor Oven | E3 | Utility - Cost of Equipment | 0 | 0 | 0 | 0 | 0 | 0 | 0 | 0 | 0 | 0 | 0 | 0 | 0 | 0 | 0 | 0 | 0 | 0 | 0 | 0 | 0 | 0 | 0 | 0 | 0 | 0 | 0 | 0 | 0 | 0 | 0
F4_Commercial_Education_Existing_Food Preparation_Natural Gas_Conveyor Oven_E4 | F4 | Commercial | Education | Existing | Food Preparation | Natural Gas | Conveyor Oven | E4 | Utility - Cost of Equipment | 0 | 0 | 0 | 0 | 0 | 0 | 0 | 0 | 0 | 0 | 0 | 0 | 0 | 0 | 0 | 0 | 0 | 0 | 0 | 0 | 0 | 0 | 0 | 0 | 0 | 0 | 0 | 0 | 0 | 0 | 0
F4_Commercial_Education_Existing_Food Preparation_Natural Gas_Conveyor Oven_E5 | F4 | Commercial | Education | Existing | Food Preparation | Natural Gas | Conveyor Oven | E5 | Utility - Cost of Equipment | 0 | 0 | 0 | 0 | 0 | 0 | 0 | 0 | 0 | 0 | 0 | 0 | 0 | 0 | 0 | 0 | 0 | 0 | 0 | 0 | 0 | 0 | 0 | 0 | 0 | 0 | 0 | 0 | 0 | 0 | 0
F4_Commercial_Education_Existing_Food Preparation_Natural Gas_Conveyor Oven_E6 | F4 | Commercial | Education | Existing | Food Preparation | Natural Gas | Conveyor Oven | E6 | Utility - Cost of Equipment | 0 | 0 | 0 | 0 | 0 | 0 | 0 | 0 | 0 | 0 | 0 | 0 | 0 | 0 | 0 | 0 | 0 | 0 | 0 | 0 | 0 | 0 | 0 | 0 | 0 | 0 | 0 | 0 | 0 | 0 | 0
F4_Commercial_Education_Existing_Food Preparation_Natural Gas_Conveyor Oven_E7 | F4 | Commercial | Education | Existing | Food Preparation | Natural Gas | Conveyor Oven | E7 | Utility - Cost of Equipment | 0 | 0 | 0 | 0 | 0 | 0 | 0 | 0 | 0 | 0 | 0 | 0 | 0 | 0 | 0 | 0 | 0 | 0 | 0 | 0 | 0 | 0 | 0 | 0 | 0 | 0 | 0 | 0 | 0 | 0 | 0
F4_Commercial_Education_Existing_Food Preparation_Natural Gas_Conveyor Oven_E8 | F4 | Commercial | Education | Existing | Food Preparation | Natural Gas | Conveyor Oven | E8 | Utility - Cost of Equipment | 0 | 0 | 0 | 0 | 0 | 0 | 0 | 0 | 0 | 0 | 0 | 0 | 0 | 0 | 0 | 0 | 0 | 0 | 0 | 0 | 0 | 0 | 0 | 0 | 0 | 0 | 0 | 0 | 0 | 0 | 0
F4_Commercial_Education_Existing_Food Preparation_Natural Gas_Conveyor Oven_E9 | F4 | Commercial | Education | Existing | Food Preparation | Natural Gas | Conveyor Oven | E9 | Utility - Cost of Equipment | 0 | 0 | 0 | 0 | 0 | 0 | 0 | 0 | 0 | 0 | 0 | 0 | 0 | 0 | 0 | 0 | 0 | 0 | 0 | 0 | 0 | 0 | 0 | 0 | 0 | 0 | 0 | 0 | 0 | 0 | 0
F4_Commercial_Education_Existing_Food Preparation_Natural Gas_Conveyor Oven_E10 | F4 | Commercial | Education | Existing | Food Preparation | Natural Gas | Conveyor Oven | E10 | Utility - Cost of Equipment | 0 | 0 | 0 | 0 | 0 | 0 | 0 | 0 | 0 | 0 | 0 | 0 | 0 | 0 | 0 | 0 | 0 | 0 | 0 | 0 | 0 | 0 | 0 | 0 | 0 | 0 | 0 | 0 | 0 | 0 | 0
F5_Commercial_Education_Existing_Food Preparation_Natural Gas_Conveyor Oven_E1 | F5 | Commercial | Education | Existing | Food Preparation | Natural Gas | Conveyor Oven | E1 | Utility - Cost of Operation | 0.0015757 | 0.0015715 | 0.0015607 | 0.0015487 | 0.001591 | 0.0015626 | 0.0015533 | 0.0015777 | 0.0016293 | 0.0016169 | 0.0016113 | 0.0016024 | 0.001426 | 0.0014158 | 0.0014165 | 0.001407 | 0.0014051 | 0.001406 | 0.0013794 | 0.0013911 | 0.0013981 | 0.0014092 | 0.0014241 | 0.0007871 | 0.00077227 | 0.00075823 | 0.00074489 | 0.00073212 | 0.00071985 | 0.00070798 | 0.0006924
F5_Commercial_Education_Existing_Food Preparation_Natural Gas_Conveyor Oven_E2 | F5 | Commercial | Education | Existing | Food Preparation | Natural Gas | Conveyor Oven | E2 | Utility - Cost of Operation | 0.0011978 | 0.0011946 | 0.0011864 | 0.0011772 | 0.0012094 | 0.0011878 | 0.0011808 | 0.0011993 | 0.0012385 | 0.0012291 | 0.0012248 | 0.001218 | 0.001084 | 0.0010762 | 0.0010768 | 0.0010696 | 0.0010681 | 0.0010687 | 0.0010486 | 0.0010574 | 0.0010628 | 0.0010712 | 0.0010826 | 0.00059832 | 0.00058704 | 0.00057638 | 0.00056623 | 0.00055653 | 0.0005472 | 0.00053817 | 0.00052633
F5_Commercial_Education_Existing_Food Preparation_Natural Gas_Conveyor Oven_E3 | F5 | Commercial | Education | Existing | Food Preparation | Natural Gas | Conveyor Oven | E3 | Utility - Cost of Operation | 0 | 0 | 0 | 0 | 0 | 0 | 0 | 0 | 0 | 0 | 0 | 0 | 0 | 0 | 0 | 0 | 0 | 0 | 0 | 0 | 0 | 0 | 0 | 0 | 0 | 0 | 0 | 0 | 0 | 0 | 0
F5_Commercial_Education_Existing_Food Preparation_Natural Gas_Conveyor Oven_E4 | F5 | Commercial | Education | Existing | Food Preparation | Natural Gas | Conveyor Oven | E4 | Utility - Cost of Operation | 0 | 0 | 0 | 0 | 0 | 0 | 0 | 0 | 0 | 0 | 0 | 0 | 0 | 0 | 0 | 0 | 0 | 0 | 0 | 0 | 0 | 0 | 0 | 0 | 0 | 0 | 0 | 0 | 0 | 0 | 0
F5_Commercial_Education_Existing_Food Preparation_Natural Gas_Conveyor Oven_E5 | F5 | Commercial | Education | Existing | Food Preparation | Natural Gas | Conveyor Oven | E5 | Utility - Cost of Operation | 0 | 0 | 0 | 0 | 0 | 0 | 0 | 0 | 0 | 0 | 0 | 0 | 0 | 0 | 0 | 0 | 0 | 0 | 0 | 0 | 0 | 0 | 0 | 0 | 0 | 0 | 0 | 0 | 0 | 0 | 0
F5_Commercial_Education_Existing_Food Preparation_Natural Gas_Conveyor Oven_E6 | F5 | Commercial | Education | Existing | Food Preparation | Natural Gas | Conveyor Oven | E6 | Utility - Cost of Operation | 0 | 0 | 0 | 0 | 0 | 0 | 0 | 0 | 0 | 0 | 0 | 0 | 0 | 0 | 0 | 0 | 0 | 0 | 0 | 0 | 0 | 0 | 0 | 0 | 0 | 0 | 0 | 0 | 0 | 0 | 0
F5_Commercial_Education_Existing_Food Preparation_Natural Gas_Conveyor Oven_E7 | F5 | Commercial | Education | Existing | Food Preparation | Natural Gas | Conveyor Oven | E7 | Utility - Cost of Operation | 0 | 0 | 0 | 0 | 0 | 0 | 0 | 0 | 0 | 0 | 0 | 0 | 0 | 0 | 0 | 0 | 0 | 0 | 0 | 0 | 0 | 0 | 0 | 0 | 0 | 0 | 0 | 0 | 0 | 0 | 0
F5_Commercial_Education_Existing_Food Preparation_Natural Gas_Conveyor Oven_E8 | F5 | Commercial | Education | Existing | Food Preparation | Natural Gas | Conveyor Oven | E8 | Utility - Cost of Operation | 0 | 0 | 0 | 0 | 0 | 0 | 0 | 0 | 0 | 0 | 0 | 0 | 0 | 0 | 0 | 0 | 0 | 0 | 0 | 0 | 0 | 0 | 0 | 0 | 0 | 0 | 0 | 0 | 0 | 0 | 0
F5_Commercial_Education_Existing_Food Preparation_Natural Gas_Conveyor Oven_E9 | F5 | Commercial | Education | Existing | Food Preparation | Natural Gas | Conveyor Oven | E9 | Utility - Cost of Operation | 0 | 0 | 0 | 0 | 0 | 0 | 0 | 0 | 0 | 0 | 0 | 0 | 0 | 0 | 0 | 0 | 0 | 0 | 0 | 0 | 0 | 0 | 0 | 0 | 0 | 0 | 0 | 0 | 0 | 0 | 0
F5_Commercial_Education_Existing_Food Preparation_Natural Gas_Conveyor Oven_E10 | F5 | Commercial | Education | Existing | Food Preparation | Natural Gas | Conveyor Oven | E10 | Utility - Cost of Operation | 0 | 0 | 0 | 0 | 0 | 0 | 0 | 0 | 0 | 0 | 0 | 0 | 0 | 0 | 0 | 0 | 0 | 0 | 0 | 0 | 0 | 0 | 0 | 0 | 0 | 0 | 0 | 0 | 0 | 0 | 0
F6_Commercial_Education_Existing_Food Preparation_Natural Gas_Conveyor Oven_E1 | F6 | Commercial | Education | Existing | Food Preparation | Natural Gas | Conveyor Oven | E1 | Utility - Value of Sales | 0.0018878 | 0.0018827 | 0.0018698 | 0.0018554 | 0.0019062 | 0.0018721 | 0.001861 | 0.0018902 | 0.001952 | 0.0019371 | 0.0019304 | 0.0019197 | 0.0017085 | 0.0016962 | 0.0016971 | 0.0016857 | 0.0016834 | 0.0016844 | 0.0016527 | 0.0016666 | 0.001675 | 0.0016883 | 0.0017062 | 0.000943 | 0.00092523 | 0.00090841 | 0.00089243 | 0.00087713 | 0.00086242 | 0.0008482 | 0.00082954
F6_Commercial_Education_Existing_Food Preparation_Natural Gas_Conveyor Oven_E2 | F6 | Commercial | Education | Existing | Food Preparation | Natural Gas | Conveyor Oven | E2 | Utility - Value of Sales | 0.001435 | 0.0014312 | 0.0014213 | 0.0014104 | 0.001449 | 0.0014231 | 0.0014146 | 0.0014368 | 0.0014838 | 0.0014725 | 0.0014674 | 0.0014593 | 0.0012987 | 0.0012894 | 0.00129 | 0.0012814 | 0.0012796 | 0.0012804 | 0.0012563 | 0.0012669 | 0.0012733 | 0.0012833 | 0.001297 | 0.00071683 | 0.00070332 | 0.00069053 | 0.00067838 | 0.00066676 | 0.00065558 | 0.00064477 | 0.00063058
F6_Commercial_Education_Existing_Food Preparation_Natural Gas_Conveyor Oven_E3 | F6 | Commercial | Education | Existing | Food Preparation | Natural Gas | Conveyor Oven | E3 | Utility - Value of Sales | 0 | 0 | 0 | 0 | 0 | 0 | 0 | 0 | 0 | 0 | 0 | 0 | 0 | 0 | 0 | 0 | 0 | 0 | 0 | 0 | 0 | 0 | 0 | 0 | 0 | 0 | 0 | 0 | 0 | 0 | 0
F6_Commercial_Education_Existing_Food Preparation_Natural Gas_Conveyor Oven_E4 | F6 | Commercial | Education | Existing | Food Preparation | Natural Gas | Conveyor Oven | E4 | Utility - Value of Sales | 0 | 0 | 0 | 0 | 0 | 0 | 0 | 0 | 0 | 0 | 0 | 0 | 0 | 0 | 0 | 0 | 0 | 0 | 0 | 0 | 0 | 0 | 0 | 0 | 0 | 0 | 0 | 0 | 0 | 0 | 0
F6_Commercial_Education_Existing_Food Preparation_Natural Gas_Conveyor Oven_E5 | F6 | Commercial | Education | Existing | Food Preparation | Natural Gas | Conveyor Oven | E5 | Utility - Value of Sales | 0 | 0 | 0 | 0 | 0 | 0 | 0 | 0 | 0 | 0 | 0 | 0 | 0 | 0 | 0 | 0 | 0 | 0 | 0 | 0 | 0 | 0 | 0 | 0 | 0 | 0 | 0 | 0 | 0 | 0 | 0
F6_Commercial_Education_Existing_Food Preparation_Natural Gas_Conveyor Oven_E6 | F6 | Commercial | Education | Existing | Food Preparation | Natural Gas | Conveyor Oven | E6 | Utility - Value of Sales | 0 | 0 | 0 | 0 | 0 | 0 | 0 | 0 | 0 | 0 | 0 | 0 | 0 | 0 | 0 | 0 | 0 | 0 | 0 | 0 | 0 | 0 | 0 | 0 | 0 | 0 | 0 | 0 | 0 | 0 | 0
F6_Commercial_Education_Existing_Food Preparation_Natural Gas_Conveyor Oven_E7 | F6 | Commercial | Education | Existing | Food Preparation | Natural Gas | Conveyor Oven | E7 | Utility - Value of Sales | 0 | 0 | 0 | 0 | 0 | 0 | 0 | 0 | 0 | 0 | 0 | 0 | 0 | 0 | 0 | 0 | 0 | 0 | 0 | 0 | 0 | 0 | 0 | 0 | 0 | 0 | 0 | 0 | 0 | 0 | 0
F6_Commercial_Education_Existing_Food Preparation_Natural Gas_Conveyor Oven_E8 | F6 | Commercial | Education | Existing | Food Preparation | Natural Gas | Conveyor Oven | E8 | Utility - Value of Sales | 0 | 0 | 0 | 0 | 0 | 0 | 0 | 0 | 0 | 0 | 0 | 0 | 0 | 0 | 0 | 0 | 0 | 0 | 0 | 0 | 0 | 0 | 0 | 0 | 0 | 0 | 0 | 0 | 0 | 0 | 0
F6_Commercial_Education_Existing_Food Preparation_Natural Gas_Conveyor Oven_E9 | F6 | Commercial | Education | Existing | Food Preparation | Natural Gas | Conveyor Oven | E9 | Utility - Value of Sales | 0 | 0 | 0 | 0 | 0 | 0 | 0 | 0 | 0 | 0 | 0 | 0 | 0 | 0 | 0 | 0 | 0 | 0 | 0 | 0 | 0 | 0 | 0 | 0 | 0 | 0 | 0 | 0 | 0 | 0 | 0
F6_Commercial_Education_Existing_Food Preparation_Natural Gas_Conveyor Oven_E10 | F6 | Commercial | Education | Existing | Food Preparation | Natural Gas | Conveyor Oven | E10 | Utility - Value of Sales | 0 | 0 | 0 | 0 | 0 | 0 | 0 | 0 | 0 | 0 | 0 | 0 | 0 | 0 | 0 | 0 | 0 | 0 | 0 | 0 | 0 | 0 | 0 | 0 | 0 | 0 | 0 | 0 | 0 | 0 | 0
F1_Commercial_Education_Existing_Food Preparation_Natural Gas_Double Rack Oven_E1 | F1 | Commercial | Education | Existing | Food Preparation | Natural Gas | Double Rack Oven | E1 | Participant - Cost of Equipment | 0.0010077 | 0.0010077 | 0.0010077 | 0.0010077 | 0.0010077 | 0.0010077 | 0.0010077 | 0.0010077 | 0.0010077 | 0.0010077 | 0.0010077 | 0.0010077 | 0.0010077 | 0.0010077 | 0.0010077 | 0.0010077 | 0.0010077 | 0.0010077 | 0.0010077 | 0.0010077 | 0.0010077 | 0.0010077 | 0.0010077 | 0.0010077 | 0.0010077 | 0.0010077 | 0.0010077 | 0.0010077 | 0.0010077 | 0.0010077 | 0.0010077
F1_Commercial_Education_Existing_Food Preparation_Natural Gas_Double Rack Oven_E2 | F1 | Commercial | Education | Existing | Food Preparation | Natural Gas | Double Rack Oven | E2 | Participant - Cost of Equipment | 0.0013402 | 0.0013402 | 0.0013402 | 0.0013402 | 0.0013402 | 0.0013402 | 0.0013402 | 0.0013402 | 0.0013402 | 0.0013402 | 0.0013402 | 0.0013402 | 0.0013402 | 0.0013402 | 0.0013402 | 0.0013402 | 0.0013402 | 0.0013402 | 0.0013402 | 0.0013402 | 0.0013402 | 0.0013402 | 0.0013402 | 0.0013402 | 0.0013402 | 0.0013402 | 0.0013402 | 0.0013402 | 0.0013402 | 0.0013402 | 0.0013402
F1_Commercial_Education_Existing_Food Preparation_Natural Gas_Double Rack Oven_E3 | F1 | Commercial | Education | Existing | Food Preparation | Natural Gas | Double Rack Oven | E3 | Participant - Cost of Equipment | 0 | 0 | 0 | 0 | 0 | 0 | 0 | 0 | 0 | 0 | 0 | 0 | 0 | 0 | 0 | 0 | 0 | 0 | 0 | 0 | 0 | 0 | 0 | 0 | 0 | 0 | 0 | 0 | 0 | 0 | 0
F1_Commercial_Education_Existing_Food Preparation_Natural Gas_Double Rack Oven_E4 | F1 | Commercial | Education | Existing | Food Preparation | Natural Gas | Double Rack Oven | E4 | Participant - Cost of Equipment | 0 | 0 | 0 | 0 | 0 | 0 | 0 | 0 | 0 | 0 | 0 | 0 | 0 | 0 | 0 | 0 | 0 | 0 | 0 | 0 | 0 | 0 | 0 | 0 | 0 | 0 | 0 | 0 | 0 | 0 | 0
F1_Commercial_Education_Existing_Food Preparation_Natural Gas_Double Rack Oven_E5 | F1 | Commercial | Education | Existing | Food Preparation | Natural Gas | Double Rack Oven | E5 | Participant - Cost of Equipment | 0 | 0 | 0 | 0 | 0 | 0 | 0 | 0 | 0 | 0 | 0 | 0 | 0 | 0 | 0 | 0 | 0 | 0 | 0 | 0 | 0 | 0 | 0 | 0 | 0 | 0 | 0 | 0 | 0 | 0 | 0
F1_Commercial_Education_Existing_Food Preparation_Natural Gas_Double Rack Oven_E6 | F1 | Commercial | Education | Existing | Food Preparation | Natural Gas | Double Rack Oven | E6 | Participant - Cost of Equipment | 0 | 0 | 0 | 0 | 0 | 0 | 0 | 0 | 0 | 0 | 0 | 0 | 0 | 0 | 0 | 0 | 0 | 0 | 0 | 0 | 0 | 0 | 0 | 0 | 0 | 0 | 0 | 0 | 0 | 0 | 0
F1_Commercial_Education_Existing_Food Preparation_Natural Gas_Double Rack Oven_E7 | F1 | Commercial | Education | Existing | Food Preparation | Natural Gas | Double Rack Oven | E7 | Participant - Cost of Equipment | 0 | 0 | 0 | 0 | 0 | 0 | 0 | 0 | 0 | 0 | 0 | 0 | 0 | 0 | 0 | 0 | 0 | 0 | 0 | 0 | 0 | 0 | 0 | 0 | 0 | 0 | 0 | 0 | 0 | 0 | 0
F1_Commercial_Education_Existing_Food Preparation_Natural Gas_Double Rack Oven_E8 | F1 | Commercial | Education | Existing | Food Preparation | Natural Gas | Double Rack Oven | E8 | Participant - Cost of Equipment | 0 | 0 | 0 | 0 | 0 | 0 | 0 | 0 | 0 | 0 | 0 | 0 | 0 | 0 | 0 | 0 | 0 | 0 | 0 | 0 | 0 | 0 | 0 | 0 | 0 | 0 | 0 | 0 | 0 | 0 | 0
F1_Commercial_Education_Existing_Food Preparation_Natural Gas_Double Rack Oven_E9 | F1 | Commercial | Education | Existing | Food Preparation | Natural Gas | Double Rack Oven | E9 | Participant - Cost of Equipment | 0 | 0 | 0 | 0 | 0 | 0 | 0 | 0 | 0 | 0 | 0 | 0 | 0 | 0 | 0 | 0 | 0 | 0 | 0 | 0 | 0 | 0 | 0 | 0 | 0 | 0 | 0 | 0 | 0 | 0 | 0
F1_Commercial_Education_Existing_Food Preparation_Natural Gas_Double Rack Oven_E10 | F1 | Commercial | Education | Existing | Food Preparation | Natural Gas | Double Rack Oven | E10 | Participant - Cost of Equipment | 0 | 0 | 0 | 0 | 0 | 0 | 0 | 0 | 0 | 0 | 0 | 0 | 0 | 0 | 0 | 0 | 0 | 0 | 0 | 0 | 0 | 0 | 0 | 0 | 0 | 0 | 0 | 0 | 0 | 0 | 0
F2_Commercial_Education_Existing_Food Preparation_Natural Gas_Double Rack Oven_E1 | F2 | Commercial | Education | Existing | Food Preparation | Natural Gas | Double Rack Oven | E1 | Participant - Cost of Operation | 0.0034683 | 0.0035218 | 0.0035606 | 0.0035408 | 0.0035444 | 0.0033408 | 0.0031725 | 0.0030785 | 0.0030395 | 0.0031521 | 0.0033001 | 0.0034547 | 0.0031728 | 0.003361 | 0.0033724 | 0.0033556 | 0.0033587 | 0.003369 | 0.0033047 | 0.0033435 | 0.0033697 | 0.0034066 | 0.003454 | 0.0017323 | 0.0016985 | 0.0016667 | 0.0016366 | 0.0016081 | 0.0015807 | 0.0015543 | 0.0015288
F2_Commercial_Education_Existing_Food Preparation_Natural Gas_Double Rack Oven_E2 | F2 | Commercial | Education | Existing | Food Preparation | Natural Gas | Double Rack Oven | E2 | Participant - Cost of Operation | 0.0018918 | 0.001921 | 0.0019422 | 0.0019313 | 0.0019333 | 0.0018223 | 0.0017304 | 0.0016792 | 0.0016579 | 0.0017194 | 0.0018001 | 0.0018844 | 0.0017306 | 0.0018333 | 0.0018395 | 0.0018303 | 0.001832 | 0.0018377 | 0.0018025 | 0.0018237 | 0.001838 | 0.0018581 | 0.001884 | 0.00094488 | 0.00092643 | 0.00090909 | 0.00089271 | 0.00087712 | 0.0008622 | 0.00084781 | 0.00083389
F2_Commercial_Education_Existing_Food Preparation_Natural Gas_Double Rack Oven_E3 | F2 | Commercial | Education | Existing | Food Preparation | Natural Gas | Double Rack Oven | E3 | Participant - Cost of Operation | 0 | 0 | 0 | 0 | 0 | 0 | 0 | 0 | 0 | 0 | 0 | 0 | 0 | 0 | 0 | 0 | 0 | 0 | 0 | 0 | 0 | 0 | 0 | 0 | 0 | 0 | 0 | 0 | 0 | 0 | 0
F2_Commercial_Education_Existing_Food Preparation_Natural Gas_Double Rack Oven_E4 | F2 | Commercial | Education | Existing | Food Preparation | Natural Gas | Double Rack Oven | E4 | Participant - Cost of Operation | 0 | 0 | 0 | 0 | 0 | 0 | 0 | 0 | 0 | 0 | 0 | 0 | 0 | 0 | 0 | 0 | 0 | 0 | 0 | 0 | 0 | 0 | 0 | 0 | 0 | 0 | 0 | 0 | 0 | 0 | 0
F2_Commercial_Education_Existing_Food Preparation_Natural Gas_Double Rack Oven_E5 | F2 | Commercial | Education | Existing | Food Preparation | Natural Gas | Double Rack Oven | E5 | Participant - Cost of Operation | 0 | 0 | 0 | 0 | 0 | 0 | 0 | 0 | 0 | 0 | 0 | 0 | 0 | 0 | 0 | 0 | 0 | 0 | 0 | 0 | 0 | 0 | 0 | 0 | 0 | 0 | 0 | 0 | 0 | 0 | 0
F2_Commercial_Education_Existing_Food Preparation_Natural Gas_Double Rack Oven_E6 | F2 | Commercial | Education | Existing | Food Preparation | Natural Gas | Double Rack Oven | E6 | Participant - Cost of Operation | 0 | 0 | 0 | 0 | 0 | 0 | 0 | 0 | 0 | 0 | 0 | 0 | 0 | 0 | 0 | 0 | 0 | 0 | 0 | 0 | 0 | 0 | 0 | 0 | 0 | 0 | 0 | 0 | 0 | 0 | 0
F2_Commercial_Education_Existing_Food Preparation_Natural Gas_Double Rack Oven_E7 | F2 | Commercial | Education | Existing | Food Preparation | Natural Gas | Double Rack Oven | E7 | Participant - Cost of Operation | 0 | 0 | 0 | 0 | 0 | 0 | 0 | 0 | 0 | 0 | 0 | 0 | 0 | 0 | 0 | 0 | 0 | 0 | 0 | 0 | 0 | 0 | 0 | 0 | 0 | 0 | 0 | 0 | 0 | 0 | 0
F2_Commercial_Education_Existing_Food Preparation_Natural Gas_Double Rack Oven_E8 | F2 | Commercial | Education | Existing | Food Preparation | Natural Gas | Double Rack Oven | E8 | Participant - Cost of Operation | 0 | 0 | 0 | 0 | 0 | 0 | 0 | 0 | 0 | 0 | 0 | 0 | 0 | 0 | 0 | 0 | 0 | 0 | 0 | 0 | 0 | 0 | 0 | 0 | 0 | 0 | 0 | 0 | 0 | 0 | 0
F2_Commercial_Education_Existing_Food Preparation_Natural Gas_Double Rack Oven_E9 | F2 | Commercial | Education | Existing | Food Preparation | Natural Gas | Double Rack Oven | E9 | Participant - Cost of Operation | 0 | 0 | 0 | 0 | 0 | 0 | 0 | 0 | 0 | 0 | 0 | 0 | 0 | 0 | 0 | 0 | 0 | 0 | 0 | 0 | 0 | 0 | 0 | 0 | 0 | 0 | 0 | 0 | 0 | 0 | 0
F2_Commercial_Education_Existing_Food Preparation_Natural Gas_Double Rack Oven_E10 | F2 | Commercial | Education | Existing | Food Preparation | Natural Gas | Double Rack Oven | E10 | Participant - Cost of Operation | 0 | 0 | 0 | 0 | 0 | 0 | 0 | 0 | 0 | 0 | 0 | 0 | 0 | 0 | 0 | 0 | 0 | 0 | 0 | 0 | 0 | 0 | 0 | 0 | 0 | 0 | 0 | 0 | 0 | 0 | 0
F3_Commercial_Education_Existing_Food Preparation_Natural Gas_Double Rack Oven_E1 | F3 | Commercial | Education | Existing | Food Preparation | Natural Gas | Double Rack Oven | E1 | System - kBTUs of Conusmption | 0.28819 | 0.28876 | 0.2884 | 0.28814 | 0.28814 | 0.28814 | 0.28814 | 0.28814 | 0.28814 | 0.28814 | 0.28814 | 0.28814 | 0.28814 | 0.28814 | 0.28814 | 0.28814 | 0.28814 | 0.28814 | 0.28814 | 0.28814 | 0.28814 | 0.28814 | 0.28814 | 0.28814 | 0.28814 | 0.28814 | 0.28814 | 0.28814 | 0.28814 | 0.28814 | 0.28814
F3_Commercial_Education_Existing_Food Preparation_Natural Gas_Double Rack Oven_E2 | F3 | Commercial | Education | Existing | Food Preparation | Natural Gas | Double Rack Oven | E2 | System - kBTUs of Conusmption | 0.15719 | 0.15751 | 0.15731 | 0.15717 | 0.15717 | 0.15717 | 0.15717 | 0.15717 | 0.15717 | 0.15717 | 0.15717 | 0.15717 | 0.15717 | 0.15717 | 0.15717 | 0.15717 | 0.15717 | 0.15717 | 0.15717 | 0.15717 | 0.15717 | 0.15717 | 0.15717 | 0.15717 | 0.15717 | 0.15717 | 0.15717 | 0.15717 | 0.15717 | 0.15717 | 0.15717
F3_Commercial_Education_Existing_Food Preparation_Natural Gas_Double Rack Oven_E3 | F3 | Commercial | Education | Existing | Food Preparation | Natural Gas | Double Rack Oven | E3 | System - kBTUs of Conusmption | 0 | 0 | 0 | 0 | 0 | 0 | 0 | 0 | 0 | 0 | 0 | 0 | 0 | 0 | 0 | 0 | 0 | 0 | 0 | 0 | 0 | 0 | 0 | 0 | 0 | 0 | 0 | 0 | 0 | 0 | 0
F3_Commercial_Education_Existing_Food Preparation_Natural Gas_Double Rack Oven_E4 | F3 | Commercial | Education | Existing | Food Preparation | Natural Gas | Double Rack Oven | E4 | System - kBTUs of Conusmption | 0 | 0 | 0 | 0 | 0 | 0 | 0 | 0 | 0 | 0 | 0 | 0 | 0 | 0 | 0 | 0 | 0 | 0 | 0 | 0 | 0 | 0 | 0 | 0 | 0 | 0 | 0 | 0 | 0 | 0 | 0
F3_Commercial_Education_Existing_Food Preparation_Natural Gas_Double Rack Oven_E5 | F3 | Commercial | Education | Existing | Food Preparation | Natural Gas | Double Rack Oven | E5 | System - kBTUs of Conusmption | 0 | 0 | 0 | 0 | 0 | 0 | 0 | 0 | 0 | 0 | 0 | 0 | 0 | 0 | 0 | 0 | 0 | 0 | 0 | 0 | 0 | 0 | 0 | 0 | 0 | 0 | 0 | 0 | 0 | 0 | 0
F3_Commercial_Education_Existing_Food Preparation_Natural Gas_Double Rack Oven_E6 | F3 | Commercial | Education | Existing | Food Preparation | Natural Gas | Double Rack Oven | E6 | System - kBTUs of Conusmption | 0 | 0 | 0 | 0 | 0 | 0 | 0 | 0 | 0 | 0 | 0 | 0 | 0 | 0 | 0 | 0 | 0 | 0 | 0 | 0 | 0 | 0 | 0 | 0 | 0 | 0 | 0 | 0 | 0 | 0 | 0
F3_Commercial_Education_Existing_Food Preparation_Natural Gas_Double Rack Oven_E7 | F3 | Commercial | Education | Existing | Food Preparation | Natural Gas | Double Rack Oven | E7 | System - kBTUs of Conusmption | 0 | 0 | 0 | 0 | 0 | 0 | 0 | 0 | 0 | 0 | 0 | 0 | 0 | 0 | 0 | 0 | 0 | 0 | 0 | 0 | 0 | 0 | 0 | 0 | 0 | 0 | 0 | 0 | 0 | 0 | 0
F3_Commercial_Education_Existing_Food Preparation_Natural Gas_Double Rack Oven_E8 | F3 | Commercial | Education | Existing | Food Preparation | Natural Gas | Double Rack Oven | E8 | System - kBTUs of Conusmption | 0 | 0 | 0 | 0 | 0 | 0 | 0 | 0 | 0 | 0 | 0 | 0 | 0 | 0 | 0 | 0 | 0 | 0 | 0 | 0 | 0 | 0 | 0 | 0 | 0 | 0 | 0 | 0 | 0 | 0 | 0
F3_Commercial_Education_Existing_Food Preparation_Natural Gas_Double Rack Oven_E9 | F3 | Commercial | Education | Existing | Food Preparation | Natural Gas | Double Rack Oven | E9 | System - kBTUs of Conusmption | 0 | 0 | 0 | 0 | 0 | 0 | 0 | 0 | 0 | 0 | 0 | 0 | 0 | 0 | 0 | 0 | 0 | 0 | 0 | 0 | 0 | 0 | 0 | 0 | 0 | 0 | 0 | 0 | 0 | 0 | 0
F3_Commercial_Education_Existing_Food Preparation_Natural Gas_Double Rack Oven_E10 | F3 | Commercial | Education | Existing | Food Preparation | Natural Gas | Double Rack Oven | E10 | System - kBTUs of Conusmption | 0 | 0 | 0 | 0 | 0 | 0 | 0 | 0 | 0 | 0 | 0 | 0 | 0 | 0 | 0 | 0 | 0 | 0 | 0 | 0 | 0 | 0 | 0 | 0 | 0 | 0 | 0 | 0 | 0 | 0 | 0
F4_Commercial_Education_Existing_Food Preparation_Natural Gas_Double Rack Oven_E1 | F4 | Commercial | Education | Existing | Food Preparation | Natural Gas | Double Rack Oven | E1 | Utility - Cost of Equipment | 0.0010077 | 0.0010077 | 0.0010077 | 0.0010077 | 0.0010077 | 0.0010077 | 0.0010077 | 0.0010077 | 0.0010077 | 0.0010077 | 0.0010077 | 0.0010077 | 0.0010077 | 0.0010077 | 0.0010077 | 0.0010077 | 0.0010077 | 0.0010077 | 0.0010077 | 0.0010077 | 0.0010077 | 0.0010077 | 0.0010077 | 0.0010077 | 0.0010077 | 0.0010077 | 0.0010077 | 0.0010077 | 0.0010077 | 0.0010077 | 0.0010077
F4_Commercial_Education_Existing_Food Preparation_Natural Gas_Double Rack Oven_E2 | F4 | Commercial | Education | Existing | Food Preparation | Natural Gas | Double Rack Oven | E2 | Utility - Cost of Equipment | 0.0013402 | 0.0013402 | 0.0013402 | 0.0013402 | 0.0013402 | 0.0013402 | 0.0013402 | 0.0013402 | 0.0013402 | 0.0013402 | 0.0013402 | 0.0013402 | 0.0013402 | 0.0013402 | 0.0013402 | 0.0013402 | 0.0013402 | 0.0013402 | 0.0013402 | 0.0013402 | 0.0013402 | 0.0013402 | 0.0013402 | 0.0013402 | 0.0013402 | 0.0013402 | 0.0013402 | 0.0013402 | 0.0013402 | 0.0013402 | 0.0013402
F4_Commercial_Education_Existing_Food Preparation_Natural Gas_Double Rack Oven_E3 | F4 | Commercial | Education | Existing | Food Preparation | Natural Gas | Double Rack Oven | E3 | Utility - Cost of Equipment | 0 | 0 | 0 | 0 | 0 | 0 | 0 | 0 | 0 | 0 | 0 | 0 | 0 | 0 | 0 | 0 | 0 | 0 | 0 | 0 | 0 | 0 | 0 | 0 | 0 | 0 | 0 | 0 | 0 | 0 | 0
F4_Commercial_Education_Existing_Food Preparation_Natural Gas_Double Rack Oven_E4 | F4 | Commercial | Education | Existing | Food Preparation | Natural Gas | Double Rack Oven | E4 | Utility - Cost of Equipment | 0 | 0 | 0 | 0 | 0 | 0 | 0 | 0 | 0 | 0 | 0 | 0 | 0 | 0 | 0 | 0 | 0 | 0 | 0 | 0 | 0 | 0 | 0 | 0 | 0 | 0 | 0 | 0 | 0 | 0 | 0
F4_Commercial_Education_Existing_Food Preparation_Natural Gas_Double Rack Oven_E5 | F4 | Commercial | Education | Existing | Food Preparation | Natural Gas | Double Rack Oven | E5 | Utility - Cost of Equipment | 0 | 0 | 0 | 0 | 0 | 0 | 0 | 0 | 0 | 0 | 0 | 0 | 0 | 0 | 0 | 0 | 0 | 0 | 0 | 0 | 0 | 0 | 0 | 0 | 0 | 0 | 0 | 0 | 0 | 0 | 0
F4_Commercial_Education_Existing_Food Preparation_Natural Gas_Double Rack Oven_E6 | F4 | Commercial | Education | Existing | Food Preparation | Natural Gas | Double Rack Oven | E6 | Utility - Cost of Equipment | 0 | 0 | 0 | 0 | 0 | 0 | 0 | 0 | 0 | 0 | 0 | 0 | 0 | 0 | 0 | 0 | 0 | 0 | 0 | 0 | 0 | 0 | 0 | 0 | 0 | 0 | 0 | 0 | 0 | 0 | 0
F4_Commercial_Education_Existing_Food Preparation_Natural Gas_Double Rack Oven_E7 | F4 | Commercial | Education | Existing | Food Preparation | Natural Gas | Double Rack Oven | E7 | Utility - Cost of Equipment | 0 | 0 | 0 | 0 | 0 | 0 | 0 | 0 | 0 | 0 | 0 | 0 | 0 | 0 | 0 | 0 | 0 | 0 | 0 | 0 | 0 | 0 | 0 | 0 | 0 | 0 | 0 | 0 | 0 | 0 | 0
F4_Commercial_Education_Existing_Food Preparation_Natural Gas_Double Rack Oven_E8 | F4 | Commercial | Education | Existing | Food Preparation | Natural Gas | Double Rack Oven | E8 | Utility - Cost of Equipment | 0 | 0 | 0 | 0 | 0 | 0 | 0 | 0 | 0 | 0 | 0 | 0 | 0 | 0 | 0 | 0 | 0 | 0 | 0 | 0 | 0 | 0 | 0 | 0 | 0 | 0 | 0 | 0 | 0 | 0 | 0
F4_Commercial_Education_Existing_Food Preparation_Natural Gas_Double Rack Oven_E9 | F4 | Commercial | Education | Existing | Food Preparation | Natural Gas | Double Rack Oven | E9 | Utility - Cost of Equipment | 0 | 0 | 0 | 0 | 0 | 0 | 0 | 0 | 0 | 0 | 0 | 0 | 0 | 0 | 0 | 0 | 0 | 0 | 0 | 0 | 0 | 0 | 0 | 0 | 0 | 0 | 0 | 0 | 0 | 0 | 0
F4_Commercial_Education_Existing_Food Preparation_Natural Gas_Double Rack Oven_E10 | F4 | Commercial | Education | Existing | Food Preparation | Natural Gas | Double Rack Oven | E10 | Utility - Cost of Equipment | 0 | 0 | 0 | 0 | 0 | 0 | 0 | 0 | 0 | 0 | 0 | 0 | 0 | 0 | 0 | 0 | 0 | 0 | 0 | 0 | 0 | 0 | 0 | 0 | 0 | 0 | 0 | 0 | 0 | 0 | 0
F5_Commercial_Education_Existing_Food Preparation_Natural Gas_Double Rack Oven_E1 | F5 | Commercial | Education | Existing | Food Preparation | Natural Gas | Double Rack Oven | E1 | Utility - Cost of Operation | 0.0028949 | 0.0029396 | 0.002972 | 0.0029554 | 0.0029584 | 0.0027885 | 0.002648 | 0.0025695 | 0.002537 | 0.002631 | 0.0027545 | 0.0028836 | 0.0026483 | 0.0028053 | 0.0028149 | 0.0028009 | 0.0028034 | 0.0028121 | 0.0027583 | 0.0027908 | 0.0028126 | 0.0028434 | 0.0028829 | 0.0014459 | 0.0014177 | 0.0013911 | 0.0013661 | 0.0013422 | 0.0013194 | 0.0012974 | 0.0012761
F5_Commercial_Education_Existing_Food Preparation_Natural Gas_Double Rack Oven_E2 | F5 | Commercial | Education | Existing | Food Preparation | Natural Gas | Double Rack Oven | E2 | Utility - Cost of Operation | 0.001579 | 0.0016034 | 0.0016211 | 0.0016121 | 0.0016137 | 0.001521 | 0.0014444 | 0.0014016 | 0.0013838 | 0.0014351 | 0.0015025 | 0.0015729 | 0.0014445 | 0.0015302 | 0.0015354 | 0.0015277 | 0.0015291 | 0.0015339 | 0.0015045 | 0.0015222 | 0.0015342 | 0.0015509 | 0.0015725 | 0.00078867 | 0.00077327 | 0.0007588 | 0.00074513 | 0.00073212 | 0.00071966 | 0.00070765 | 0.00069603
F5_Commercial_Education_Existing_Food Preparation_Natural Gas_Double Rack Oven_E3 | F5 | Commercial | Education | Existing | Food Preparation | Natural Gas | Double Rack Oven | E3 | Utility - Cost of Operation | 0 | 0 | 0 | 0 | 0 | 0 | 0 | 0 | 0 | 0 | 0 | 0 | 0 | 0 | 0 | 0 | 0 | 0 | 0 | 0 | 0 | 0 | 0 | 0 | 0 | 0 | 0 | 0 | 0 | 0 | 0
F5_Commercial_Education_Existing_Food Preparation_Natural Gas_Double Rack Oven_E4 | F5 | Commercial | Education | Existing | Food Preparation | Natural Gas | Double Rack Oven | E4 | Utility - Cost of Operation | 0 | 0 | 0 | 0 | 0 | 0 | 0 | 0 | 0 | 0 | 0 | 0 | 0 | 0 | 0 | 0 | 0 | 0 | 0 | 0 | 0 | 0 | 0 | 0 | 0 | 0 | 0 | 0 | 0 | 0 | 0
F5_Commercial_Education_Existing_Food Preparation_Natural Gas_Double Rack Oven_E5 | F5 | Commercial | Education | Existing | Food Preparation | Natural Gas | Double Rack Oven | E5 | Utility - Cost of Operation | 0 | 0 | 0 | 0 | 0 | 0 | 0 | 0 | 0 | 0 | 0 | 0 | 0 | 0 | 0 | 0 | 0 | 0 | 0 | 0 | 0 | 0 | 0 | 0 | 0 | 0 | 0 | 0 | 0 | 0 | 0
F5_Commercial_Education_Existing_Food Preparation_Natural Gas_Double Rack Oven_E6 | F5 | Commercial | Education | Existing | Food Preparation | Natural Gas | Double Rack Oven | E6 | Utility - Cost of Operation | 0 | 0 | 0 | 0 | 0 | 0 | 0 | 0 | 0 | 0 | 0 | 0 | 0 | 0 | 0 | 0 | 0 | 0 | 0 | 0 | 0 | 0 | 0 | 0 | 0 | 0 | 0 | 0 | 0 | 0 | 0
F5_Commercial_Education_Existing_Food Preparation_Natural Gas_Double Rack Oven_E7 | F5 | Commercial | Education | Existing | Food Preparation | Natural Gas | Double Rack Oven | E7 | Utility - Cost of Operation | 0 | 0 | 0 | 0 | 0 | 0 | 0 | 0 | 0 | 0 | 0 | 0 | 0 | 0 | 0 | 0 | 0 | 0 | 0 | 0 | 0 | 0 | 0 | 0 | 0 | 0 | 0 | 0 | 0 | 0 | 0
F5_Commercial_Education_Existing_Food Preparation_Natural Gas_Double Rack Oven_E8 | F5 | Commercial | Education | Existing | Food Preparation | Natural Gas | Double Rack Oven | E8 | Utility - Cost of Operation | 0 | 0 | 0 | 0 | 0 | 0 | 0 | 0 | 0 | 0 | 0 | 0 | 0 | 0 | 0 | 0 | 0 | 0 | 0 | 0 | 0 | 0 | 0 | 0 | 0 | 0 | 0 | 0 | 0 | 0 | 0
F5_Commercial_Education_Existing_Food Preparation_Natural Gas_Double Rack Oven_E9 | F5 | Commercial | Education | Existing | Food Preparation | Natural Gas | Double Rack Oven | E9 | Utility - Cost of Operation | 0 | 0 | 0 | 0 | 0 | 0 | 0 | 0 | 0 | 0 | 0 | 0 | 0 | 0 | 0 | 0 | 0 | 0 | 0 | 0 | 0 | 0 | 0 | 0 | 0 | 0 | 0 | 0 | 0 | 0 | 0
F5_Commercial_Education_Existing_Food Preparation_Natural Gas_Double Rack Oven_E10 | F5 | Commercial | Education | Existing | Food Preparation | Natural Gas | Double Rack Oven | E10 | Utility - Cost of Operation | 0 | 0 | 0 | 0 | 0 | 0 | 0 | 0 | 0 | 0 | 0 | 0 | 0 | 0 | 0 | 0 | 0 | 0 | 0 | 0 | 0 | 0 | 0 | 0 | 0 | 0 | 0 | 0 | 0 | 0 | 0
F6_Commercial_Education_Existing_Food Preparation_Natural Gas_Double Rack Oven_E1 | F6 | Commercial | Education | Existing | Food Preparation | Natural Gas | Double Rack Oven | E1 | Utility - Value of Sales | 0.0034683 | 0.0035218 | 0.0035606 | 0.0035408 | 0.0035444 | 0.0033408 | 0.0031725 | 0.0030785 | 0.0030395 | 0.0031521 | 0.0033001 | 0.0034547 | 0.0031728 | 0.003361 | 0.0033724 | 0.0033556 | 0.0033587 | 0.003369 | 0.0033047 | 0.0033435 | 0.0033697 | 0.0034066 | 0.003454 | 0.0017323 | 0.0016985 | 0.0016667 | 0.0016366 | 0.0016081 | 0.0015807 | 0.0015543 | 0.0015288
F6_Commercial_Education_Existing_Food Preparation_Natural Gas_Double Rack Oven_E2 | F6 | Commercial | Education | Existing | Food Preparation | Natural Gas | Double Rack Oven | E2 | Utility - Value of Sales | 0.0018918 | 0.001921 | 0.0019422 | 0.0019313 | 0.0019333 | 0.0018223 | 0.0017304 | 0.0016792 | 0.0016579 | 0.0017194 | 0.0018001 | 0.0018844 | 0.0017306 | 0.0018333 | 0.0018395 | 0.0018303 | 0.001832 | 0.0018377 | 0.0018025 | 0.0018237 | 0.001838 | 0.0018581 | 0.001884 | 0.00094488 | 0.00092643 | 0.00090909 | 0.00089271 | 0.00087712 | 0.0008622 | 0.00084781 | 0.00083389
F6_Commercial_Education_Existing_Food Preparation_Natural Gas_Double Rack Oven_E3 | F6 | Commercial | Education | Existing | Food Preparation | Natural Gas | Double Rack Oven | E3 | Utility - Value of Sales | 0 | 0 | 0 | 0 | 0 | 0 | 0 | 0 | 0 | 0 | 0 | 0 | 0 | 0 | 0 | 0 | 0 | 0 | 0 | 0 | 0 | 0 | 0 | 0 | 0 | 0 | 0 | 0 | 0 | 0 | 0
F6_Commercial_Education_Existing_Food Preparation_Natural Gas_Double Rack Oven_E4 | F6 | Commercial | Education | Existing | Food Preparation | Natural Gas | Double Rack Oven | E4 | Utility - Value of Sales | 0 | 0 | 0 | 0 | 0 | 0 | 0 | 0 | 0 | 0 | 0 | 0 | 0 | 0 | 0 | 0 | 0 | 0 | 0 | 0 | 0 | 0 | 0 | 0 | 0 | 0 | 0 | 0 | 0 | 0 | 0
F6_Commercial_Education_Existing_Food Preparation_Natural Gas_Double Rack Oven_E5 | F6 | Commercial | Education | Existing | Food Preparation | Natural Gas | Double Rack Oven | E5 | Utility - Value of Sales | 0 | 0 | 0 | 0 | 0 | 0 | 0 | 0 | 0 | 0 | 0 | 0 | 0 | 0 | 0 | 0 | 0 | 0 | 0 | 0 | 0 | 0 | 0 | 0 | 0 | 0 | 0 | 0 | 0 | 0 | 0
F6_Commercial_Education_Existing_Food Preparation_Natural Gas_Double Rack Oven_E6 | F6 | Commercial | Education | Existing | Food Preparation | Natural Gas | Double Rack Oven | E6 | Utility - Value of Sales | 0 | 0 | 0 | 0 | 0 | 0 | 0 | 0 | 0 | 0 | 0 | 0 | 0 | 0 | 0 | 0 | 0 | 0 | 0 | 0 | 0 | 0 | 0 | 0 | 0 | 0 | 0 | 0 | 0 | 0 | 0
F6_Commercial_Education_Existing_Food Preparation_Natural Gas_Double Rack Oven_E7 | F6 | Commercial | Education | Existing | Food Preparation | Natural Gas | Double Rack Oven | E7 | Utility - Value of Sales | 0 | 0 | 0 | 0 | 0 | 0 | 0 | 0 | 0 | 0 | 0 | 0 | 0 | 0 | 0 | 0 | 0 | 0 | 0 | 0 | 0 | 0 | 0 | 0 | 0 | 0 | 0 | 0 | 0 | 0 | 0
F6_Commercial_Education_Existing_Food Preparation_Natural Gas_Double Rack Oven_E8 | F6 | Commercial | Education | Existing | Food Preparation | Natural Gas | Double Rack Oven | E8 | Utility - Value of Sales | 0 | 0 | 0 | 0 | 0 | 0 | 0 | 0 | 0 | 0 | 0 | 0 | 0 | 0 | 0 | 0 | 0 | 0 | 0 | 0 | 0 | 0 | 0 | 0 | 0 | 0 | 0 | 0 | 0 | 0 | 0
F6_Commercial_Education_Existing_Food Preparation_Natural Gas_Double Rack Oven_E9 | F6 | Commercial | Education | Existing | Food Preparation | Natural Gas | Double Rack Oven | E9 | Utility - Value of Sales | 0 | 0 | 0 | 0 | 0 | 0 | 0 | 0 | 0 | 0 | 0 | 0 | 0 | 0 | 0 | 0 | 0 | 0 | 0 | 0 | 0 | 0 | 0 | 0 | 0 | 0 | 0 | 0 | 0 | 0 | 0
F6_Commercial_Education_Existing_Food Preparation_Natural Gas_Double Rack Oven_E10 | F6 | Commercial | Education | Existing | Food Preparation | Natural Gas | Double Rack Oven | E10 | Utility - Value of Sales | 0 | 0 | 0 | 0 | 0 | 0 | 0 | 0 | 0 | 0 | 0 | 0 | 0 | 0 | 0 | 0 | 0 | 0 | 0 | 0 | 0 | 0 | 0 | 0 | 0 | 0 | 0 | 0 | 0 | 0 | 0
F1_Commercial_Education_Existing_Food Preparation_Natural Gas_Fryer_E1 | F1 | Commercial | Education | Existing | Food Preparation | Natural Gas | Fryer | E1 | Participant - Cost of Equipment | 0.00079397 | 0.00079397 | 0.00079397 | 0 | 0 | 0 | 0 | 0 | 0 | 0 | 0 | 0 | 0 | 0 | 0 | 0 | 0 | 0 | 0 | 0 | 0 | 0 | 0 | 0 | 0 | 0 | 0 | 0 | 0 | 0 | 0
F1_Commercial_Education_Existing_Food Preparation_Natural Gas_Fryer_E2 | F1 | Commercial | Education | Existing | Food Preparation | Natural Gas | Fryer | E2 | Participant - Cost of Equipment | 0.00094691 | 0.00094691 | 0.00094691 | 0.00094691 | 0.00094691 | 0.00094691 | 0.00094691 | 0.00094691 | 0.00094691 | 0.00094691 | 0.00094691 | 0.00094691 | 0.00094691 | 0.00094691 | 0.00094691 | 0.00094691 | 0.00094691 | 0.00094691 | 0.00094691 | 0.00094691 | 0.00094691 | 0.00094691 | 0.00094691 | 0.00094691 | 0.00094691 | 0.00094691 | 0.00094691 | 0.00094691 | 0.00094691 | 0.00094691 | 0.00094691
F1_Commercial_Education_Existing_Food Preparation_Natural Gas_Fryer_E3 | F1 | Commercial | Education | Existing | Food Preparation | Natural Gas | Fryer | E3 | Participant - Cost of Equipment | 0 | 0 | 0 | 0 | 0 | 0 | 0 | 0 | 0 | 0 | 0 | 0 | 0 | 0 | 0 | 0 | 0 | 0 | 0 | 0 | 0 | 0 | 0 | 0 | 0 | 0 | 0 | 0 | 0 | 0 | 0
F1_Commercial_Education_Existing_Food Preparation_Natural Gas_Fryer_E4 | F1 | Commercial | Education | Existing | Food Preparation | Natural Gas | Fryer | E4 | Participant - Cost of Equipment | 0 | 0 | 0 | 0 | 0 | 0 | 0 | 0 | 0 | 0 | 0 | 0 | 0 | 0 | 0 | 0 | 0 | 0 | 0 | 0 | 0 | 0 | 0 | 0 | 0 | 0 | 0 | 0 | 0 | 0 | 0
F1_Commercial_Education_Existing_Food Preparation_Natural Gas_Fryer_E5 | F1 | Commercial | Education | Existing | Food Preparation | Natural Gas | Fryer | E5 | Participant - Cost of Equipment | 0 | 0 | 0 | 0 | 0 | 0 | 0 | 0 | 0 | 0 | 0 | 0 | 0 | 0 | 0 | 0 | 0 | 0 | 0 | 0 | 0 | 0 | 0 | 0 | 0 | 0 | 0 | 0 | 0 | 0 | 0
F1_Commercial_Education_Existing_Food Preparation_Natural Gas_Fryer_E6 | F1 | Commercial | Education | Existing | Food Preparation | Natural Gas | Fryer | E6 | Participant - Cost of Equipment | 0 | 0 | 0 | 0 | 0 | 0 | 0 | 0 | 0 | 0 | 0 | 0 | 0 | 0 | 0 | 0 | 0 | 0 | 0 | 0 | 0 | 0 | 0 | 0 | 0 | 0 | 0 | 0 | 0 | 0 | 0
F1_Commercial_Education_Existing_Food Preparation_Natural Gas_Fryer_E7 | F1 | Commercial | Education | Existing | Food Preparation | Natural Gas | Fryer | E7 | Participant - Cost of Equipment | 0 | 0 | 0 | 0 | 0 | 0 | 0 | 0 | 0 | 0 | 0 | 0 | 0 | 0 | 0 | 0 | 0 | 0 | 0 | 0 | 0 | 0 | 0 | 0 | 0 | 0 | 0 | 0 | 0 | 0 | 0
F1_Commercial_Education_Existing_Food Preparation_Natural Gas_Fryer_E8 | F1 | Commercial | Education | Existing | Food Preparation | Natural Gas | Fryer | E8 | Participant - Cost of Equipment | 0 | 0 | 0 | 0 | 0 | 0 | 0 | 0 | 0 | 0 | 0 | 0 | 0 | 0 | 0 | 0 | 0 | 0 | 0 | 0 | 0 | 0 | 0 | 0 | 0 | 0 | 0 | 0 | 0 | 0 | 0
F1_Commercial_Education_Existing_Food Preparation_Natural Gas_Fryer_E9 | F1 | Commercial | Education | Existing | Food Preparation | Natural Gas | Fryer | E9 | Participant - Cost of Equipment | 0 | 0 | 0 | 0 | 0 | 0 | 0 | 0 | 0 | 0 | 0 | 0 | 0 | 0 | 0 | 0 | 0 | 0 | 0 | 0 | 0 | 0 | 0 | 0 | 0 | 0 | 0 | 0 | 0 | 0 | 0
F1_Commercial_Education_Existing_Food Preparation_Natural Gas_Fryer_E10 | F1 | Commercial | Education | Existing | Food Preparation | Natural Gas | Fryer | E10 | Participant - Cost of Equipment | 0 | 0 | 0 | 0 | 0 | 0 | 0 | 0 | 0 | 0 | 0 | 0 | 0 | 0 | 0 | 0 | 0 | 0 | 0 | 0 | 0 | 0 | 0 | 0 | 0 | 0 | 0 | 0 | 0 | 0 | 0
F2_Commercial_Education_Existing_Food Preparation_Natural Gas_Fryer_E1 | F2 | Commercial | Education | Existing | Food Preparation | Natural Gas | Fryer | E1 | Participant - Cost of Operation | 0.0017041 | 0.0017416 | 0.0017718 | 0 | 0 | 0 | 0 | 0 | 0 | 0 | 0 | 0 | 0 | 0 | 0 | 0 | 0 | 0 | 0 | 0 | 0 | 0 | 0 | 0 | 0 | 0 | 0 | 0 | 0 | 0 | 0
F2_Commercial_Education_Existing_Food Preparation_Natural Gas_Fryer_E2 | F2 | Commercial | Education | Existing | Food Preparation | Natural Gas | Fryer | E2 | Participant - Cost of Operation | 0.0011451 | 0.0011703 | 0.0011906 | 0.00121 | 0.0012392 | 0.0011833 | 0.0011158 | 0.0010827 | 0.0010729 | 0.0010558 | 0.0010449 | 0.0010286 | 0.00090233 | 0.00097181 | 0.0010612 | 0.0011474 | 0.0012515 | 0.0012588 | 0.0012349 | 0.0012537 | 0.0012672 | 0.0012849 | 0.001307 | 0.00059143 | 0.00057948 | 0.00056832 | 0.00055783 | 0.00054791 | 0.00053845 | 0.00052937 | 0.0005206
F2_Commercial_Education_Existing_Food Preparation_Natural Gas_Fryer_E3 | F2 | Commercial | Education | Existing | Food Preparation | Natural Gas | Fryer | E3 | Participant - Cost of Operation | 0 | 0 | 0 | 0 | 0 | 0 | 0 | 0 | 0 | 0 | 0 | 0 | 0 | 0 | 0 | 0 | 0 | 0 | 0 | 0 | 0 | 0 | 0 | 0 | 0 | 0 | 0 | 0 | 0 | 0 | 0
F2_Commercial_Education_Existing_Food Preparation_Natural Gas_Fryer_E4 | F2 | Commercial | Education | Existing | Food Preparation | Natural Gas | Fryer | E4 | Participant - Cost of Operation | 0 | 0 | 0 | 0 | 0 | 0 | 0 | 0 | 0 | 0 | 0 | 0 | 0 | 0 | 0 | 0 | 0 | 0 | 0 | 0 | 0 | 0 | 0 | 0 | 0 | 0 | 0 | 0 | 0 | 0 | 0
F2_Commercial_Education_Existing_Food Preparation_Natural Gas_Fryer_E5 | F2 | Commercial | Education | Existing | Food Preparation | Natural Gas | Fryer | E5 | Participant - Cost of Operation | 0 | 0 | 0 | 0 | 0 | 0 | 0 | 0 | 0 | 0 | 0 | 0 | 0 | 0 | 0 | 0 | 0 | 0 | 0 | 0 | 0 | 0 | 0 | 0 | 0 | 0 | 0 | 0 | 0 | 0 | 0
F2_Commercial_Education_Existing_Food Preparation_Natural Gas_Fryer_E6 | F2 | Commercial | Education | Existing | Food Preparation | Natural Gas | Fryer | E6 | Participant - Cost of Operation | 0 | 0 | 0 | 0 | 0 | 0 | 0 | 0 | 0 | 0 | 0 | 0 | 0 | 0 | 0 | 0 | 0 | 0 | 0 | 0 | 0 | 0 | 0 | 0 | 0 | 0 | 0 | 0 | 0 | 0 | 0
F2_Commercial_Education_Existing_Food Preparation_Natural Gas_Fryer_E7 | F2 | Commercial | Education | Existing | Food Preparation | Natural Gas | Fryer | E7 | Participant - Cost of Operation | 0 | 0 | 0 | 0 | 0 | 0 | 0 | 0 | 0 | 0 | 0 | 0 | 0 | 0 | 0 | 0 | 0 | 0 | 0 | 0 | 0 | 0 | 0 | 0 | 0 | 0 | 0 | 0 | 0 | 0 | 0
F2_Commercial_Education_Existing_Food Preparation_Natural Gas_Fryer_E8 | F2 | Commercial | Education | Existing | Food Preparation | Natural Gas | Fryer | E8 | Participant - Cost of Operation | 0 | 0 | 0 | 0 | 0 | 0 | 0 | 0 | 0 | 0 | 0 | 0 | 0 | 0 | 0 | 0 | 0 | 0 | 0 | 0 | 0 | 0 | 0 | 0 | 0 | 0 | 0 | 0 | 0 | 0 | 0
F2_Commercial_Education_Existing_Food Preparation_Natural Gas_Fryer_E9 | F2 | Commercial | Education | Existing | Food Preparation | Natural Gas | Fryer | E9 | Participant - Cost of Operation | 0 | 0 | 0 | 0 | 0 | 0 | 0 | 0 | 0 | 0 | 0 | 0 | 0 | 0 | 0 | 0 | 0 | 0 | 0 | 0 | 0 | 0 | 0 | 0 | 0 | 0 | 0 | 0 | 0 | 0 | 0
F2_Commercial_Education_Existing_Food Preparation_Natural Gas_Fryer_E10 | F2 | Commercial | Education | Existing | Food Preparation | Natural Gas | Fryer | E10 | Participant - Cost of Operation | 0 | 0 | 0 | 0 | 0 | 0 | 0 | 0 | 0 | 0 | 0 | 0 | 0 | 0 | 0 | 0 | 0 | 0 | 0 | 0 | 0 | 0 | 0 | 0 | 0 | 0 | 0 | 0 | 0 | 0 | 0
F3_Commercial_Education_Existing_Food Preparation_Natural Gas_Fryer_E1 | F3 | Commercial | Education | Existing | Food Preparation | Natural Gas | Fryer | E1 | System - kBTUs of Conusmption | 0.14348 | 0.14387 | 0.14362 | 0 | 0 | 0 | 0 | 0 | 0 | 0 | 0 | 0 | 0 | 0 | 0 | 0 | 0 | 0 | 0 | 0 | 0 | 0 | 0 | 0 | 0 | 0 | 0 | 0 | 0 | 0 | 0
F3_Commercial_Education_Existing_Food Preparation_Natural Gas_Fryer_E2 | F3 | Commercial | Education | Existing | Food Preparation | Natural Gas | Fryer | E2 | System - kBTUs of Conusmption | 0.096419 | 0.096676 | 0.096513 | 0.096401 | 0.096401 | 0.096401 | 0.096401 | 0.096401 | 0.096401 | 0.096401 | 0.096401 | 0.096401 | 0.096401 | 0.096401 | 0.096401 | 0.096401 | 0.096401 | 0.096401 | 0.096401 | 0.096401 | 0.096401 | 0.096401 | 0.096401 | 0.096401 | 0.096401 | 0.096401 | 0.096401 | 0.096401 | 0.096401 | 0.096401 | 0.096401
F3_Commercial_Education_Existing_Food Preparation_Natural Gas_Fryer_E3 | F3 | Commercial | Education | Existing | Food Preparation | Natural Gas | Fryer | E3 | System - kBTUs of Conusmption | 0 | 0 | 0 | 0 | 0 | 0 | 0 | 0 | 0 | 0 | 0 | 0 | 0 | 0 | 0 | 0 | 0 | 0 | 0 | 0 | 0 | 0 | 0 | 0 | 0 | 0 | 0 | 0 | 0 | 0 | 0
F3_Commercial_Education_Existing_Food Preparation_Natural Gas_Fryer_E4 | F3 | Commercial | Education | Existing | Food Preparation | Natural Gas | Fryer | E4 | System - kBTUs of Conusmption | 0 | 0 | 0 | 0 | 0 | 0 | 0 | 0 | 0 | 0 | 0 | 0 | 0 | 0 | 0 | 0 | 0 | 0 | 0 | 0 | 0 | 0 | 0 | 0 | 0 | 0 | 0 | 0 | 0 | 0 | 0
F3_Commercial_Education_Existing_Food Preparation_Natural Gas_Fryer_E5 | F3 | Commercial | Education | Existing | Food Preparation | Natural Gas | Fryer | E5 | System - kBTUs of Conusmption | 0 | 0 | 0 | 0 | 0 | 0 | 0 | 0 | 0 | 0 | 0 | 0 | 0 | 0 | 0 | 0 | 0 | 0 | 0 | 0 | 0 | 0 | 0 | 0 | 0 | 0 | 0 | 0 | 0 | 0 | 0
F3_Commercial_Education_Existing_Food Preparation_Natural Gas_Fryer_E6 | F3 | Commercial | Education | Existing | Food Preparation | Natural Gas | Fryer | E6 | System - kBTUs of Conusmption | 0 | 0 | 0 | 0 | 0 | 0 | 0 | 0 | 0 | 0 | 0 | 0 | 0 | 0 | 0 | 0 | 0 | 0 | 0 | 0 | 0 | 0 | 0 | 0 | 0 | 0 | 0 | 0 | 0 | 0 | 0
F3_Commercial_Education_Existing_Food Preparation_Natural Gas_Fryer_E7 | F3 | Commercial | Education | Existing | Food Preparation | Natural Gas | Fryer | E7 | System - kBTUs of Conusmption | 0 | 0 | 0 | 0 | 0 | 0 | 0 | 0 | 0 | 0 | 0 | 0 | 0 | 0 | 0 | 0 | 0 | 0 | 0 | 0 | 0 | 0 | 0 | 0 | 0 | 0 | 0 | 0 | 0 | 0 | 0
F3_Commercial_Education_Existing_Food Preparation_Natural Gas_Fryer_E8 | F3 | Commercial | Education | Existing | Food Preparation | Natural Gas | Fryer | E8 | System - kBTUs of Conusmption | 0 | 0 | 0 | 0 | 0 | 0 | 0 | 0 | 0 | 0 | 0 | 0 | 0 | 0 | 0 | 0 | 0 | 0 | 0 | 0 | 0 | 0 | 0 | 0 | 0 | 0 | 0 | 0 | 0 | 0 | 0
F3_Commercial_Education_Existing_Food Preparation_Natural Gas_Fryer_E9 | F3 | Commercial | Education | Existing | Food Preparation | Natural Gas | Fryer | E9 | System - kBTUs of Conusmption | 0 | 0 | 0 | 0 | 0 | 0 | 0 | 0 | 0 | 0 | 0 | 0 | 0 | 0 | 0 | 0 | 0 | 0 | 0 | 0 | 0 | 0 | 0 | 0 | 0 | 0 | 0 | 0 | 0 | 0 | 0
F3_Commercial_Education_Existing_Food Preparation_Natural Gas_Fryer_E10 | F3 | Commercial | Education | Existing | Food Preparation | Natural Gas | Fryer | E10 | System - kBTUs of Conusmption | 0 | 0 | 0 | 0 | 0 | 0 | 0 | 0 | 0 | 0 | 0 | 0 | 0 | 0 | 0 | 0 | 0 | 0 | 0 | 0 | 0 | 0 | 0 | 0 | 0 | 0 | 0 | 0 | 0 | 0 | 0
F4_Commercial_Education_Existing_Food Preparation_Natural Gas_Fryer_E1 | F4 | Commercial | Education | Existing | Food Preparation | Natural Gas | Fryer | E1 | Utility - Cost of Equipment | 0.00079397 | 0.00079397 | 0.00079397 | 0 | 0 | 0 | 0 | 0 | 0 | 0 | 0 | 0 | 0 | 0 | 0 | 0 | 0 | 0 | 0 | 0 | 0 | 0 | 0 | 0 | 0 | 0 | 0 | 0 | 0 | 0 | 0
F4_Commercial_Education_Existing_Food Preparation_Natural Gas_Fryer_E2 | F4 | Commercial | Education | Existing | Food Preparation | Natural Gas | Fryer | E2 | Utility - Cost of Equipment | 0.00094691 | 0.00094691 | 0.00094691 | 0.00094691 | 0.00094691 | 0.00094691 | 0.00094691 | 0.00094691 | 0.00094691 | 0.00094691 | 0.00094691 | 0.00094691 | 0.00094691 | 0.00094691 | 0.00094691 | 0.00094691 | 0.00094691 | 0.00094691 | 0.00094691 | 0.00094691 | 0.00094691 | 0.00094691 | 0.00094691 | 0.00094691 | 0.00094691 | 0.00094691 | 0.00094691 | 0.00094691 | 0.00094691 | 0.00094691 | 0.00094691
F4_Commercial_Education_Existing_Food Preparation_Natural Gas_Fryer_E3 | F4 | Commercial | Education | Existing | Food Preparation | Natural Gas | Fryer | E3 | Utility - Cost of Equipment | 0 | 0 | 0 | 0 | 0 | 0 | 0 | 0 | 0 | 0 | 0 | 0 | 0 | 0 | 0 | 0 | 0 | 0 | 0 | 0 | 0 | 0 | 0 | 0 | 0 | 0 | 0 | 0 | 0 | 0 | 0
F4_Commercial_Education_Existing_Food Preparation_Natural Gas_Fryer_E4 | F4 | Commercial | Education | Existing | Food Preparation | Natural Gas | Fryer | E4 | Utility - Cost of Equipment | 0 | 0 | 0 | 0 | 0 | 0 | 0 | 0 | 0 | 0 | 0 | 0 | 0 | 0 | 0 | 0 | 0 | 0 | 0 | 0 | 0 | 0 | 0 | 0 | 0 | 0 | 0 | 0 | 0 | 0 | 0
F4_Commercial_Education_Existing_Food Preparation_Natural Gas_Fryer_E5 | F4 | Commercial | Education | Existing | Food Preparation | Natural Gas | Fryer | E5 | Utility - Cost of Equipment | 0 | 0 | 0 | 0 | 0 | 0 | 0 | 0 | 0 | 0 | 0 | 0 | 0 | 0 | 0 | 0 | 0 | 0 | 0 | 0 | 0 | 0 | 0 | 0 | 0 | 0 | 0 | 0 | 0 | 0 | 0
F4_Commercial_Education_Existing_Food Preparation_Natural Gas_Fryer_E6 | F4 | Commercial | Education | Existing | Food Preparation | Natural Gas | Fryer | E6 | Utility - Cost of Equipment | 0 | 0 | 0 | 0 | 0 | 0 | 0 | 0 | 0 | 0 | 0 | 0 | 0 | 0 | 0 | 0 | 0 | 0 | 0 | 0 | 0 | 0 | 0 | 0 | 0 | 0 | 0 | 0 | 0 | 0 | 0
F4_Commercial_Education_Existing_Food Preparation_Natural Gas_Fryer_E7 | F4 | Commercial | Education | Existing | Food Preparation | Natural Gas | Fryer | E7 | Utility - Cost of Equipment | 0 | 0 | 0 | 0 | 0 | 0 | 0 | 0 | 0 | 0 | 0 | 0 | 0 | 0 | 0 | 0 | 0 | 0 | 0 | 0 | 0 | 0 | 0 | 0 | 0 | 0 | 0 | 0 | 0 | 0 | 0
F4_Commercial_Education_Existing_Food Preparation_Natural Gas_Fryer_E8 | F4 | Commercial | Education | Existing | Food Preparation | Natural Gas | Fryer | E8 | Utility - Cost of Equipment | 0 | 0 | 0 | 0 | 0 | 0 | 0 | 0 | 0 | 0 | 0 | 0 | 0 | 0 | 0 | 0 | 0 | 0 | 0 | 0 | 0 | 0 | 0 | 0 | 0 | 0 | 0 | 0 | 0 | 0 | 0
F4_Commercial_Education_Existing_Food Preparation_Natural Gas_Fryer_E9 | F4 | Commercial | Education | Existing | Food Preparation | Natural Gas | Fryer | E9 | Utility - Cost of Equipment | 0 | 0 | 0 | 0 | 0 | 0 | 0 | 0 | 0 | 0 | 0 | 0 | 0 | 0 | 0 | 0 | 0 | 0 | 0 | 0 | 0 | 0 | 0 | 0 | 0 | 0 | 0 | 0 | 0 | 0 | 0
F4_Commercial_Education_Existing_Food Preparation_Natural Gas_Fryer_E10 | F4 | Commercial | Education | Existing | Food Preparation | Natural Gas | Fryer | E10 | Utility - Cost of Equipment | 0 | 0 | 0 | 0 | 0 | 0 | 0 | 0 | 0 | 0 | 0 | 0 | 0 | 0 | 0 | 0 | 0 | 0 | 0 | 0 | 0 | 0 | 0 | 0 | 0 | 0 | 0 | 0 | 0 | 0 | 0
F5_Commercial_Education_Existing_Food Preparation_Natural Gas_Fryer_E1 | F5 | Commercial | Education | Existing | Food Preparation | Natural Gas | Fryer | E1 | Utility - Cost of Operation | 0.0014224 | 0.0014537 | 0.0014788 | 0 | 0 | 0 | 0 | 0 | 0 | 0 | 0 | 0 | 0 | 0 | 0 | 0 | 0 | 0 | 0 | 0 | 0 | 0 | 0 | 0 | 0 | 0 | 0 | 0 | 0 | 0 | 0
F5_Commercial_Education_Existing_Food Preparation_Natural Gas_Fryer_E2 | F5 | Commercial | Education | Existing | Food Preparation | Natural Gas | Fryer | E2 | Utility - Cost of Operation | 0.00095581 | 0.00097687 | 0.00099377 | 0.0010099 | 0.0010343 | 0.00098764 | 0.00093134 | 0.00090371 | 0.00089556 | 0.00088124 | 0.00087215 | 0.00085856 | 0.00075316 | 0.00081115 | 0.00088573 | 0.00095768 | 0.0010446 | 0.0010507 | 0.0010307 | 0.0010465 | 0.0010577 | 0.0010725 | 0.0010909 | 0.00049366 | 0.00048368 | 0.00047436 | 0.00046561 | 0.00045733 | 0.00044943 | 0.00044185 | 0.00043454
F5_Commercial_Education_Existing_Food Preparation_Natural Gas_Fryer_E3 | F5 | Commercial | Education | Existing | Food Preparation | Natural Gas | Fryer | E3 | Utility - Cost of Operation | 0 | 0 | 0 | 0 | 0 | 0 | 0 | 0 | 0 | 0 | 0 | 0 | 0 | 0 | 0 | 0 | 0 | 0 | 0 | 0 | 0 | 0 | 0 | 0 | 0 | 0 | 0 | 0 | 0 | 0 | 0
F5_Commercial_Education_Existing_Food Preparation_Natural Gas_Fryer_E4 | F5 | Commercial | Education | Existing | Food Preparation | Natural Gas | Fryer | E4 | Utility - Cost of Operation | 0 | 0 | 0 | 0 | 0 | 0 | 0 | 0 | 0 | 0 | 0 | 0 | 0 | 0 | 0 | 0 | 0 | 0 | 0 | 0 | 0 | 0 | 0 | 0 | 0 | 0 | 0 | 0 | 0 | 0 | 0
F5_Commercial_Education_Existing_Food Preparation_Natural Gas_Fryer_E5 | F5 | Commercial | Education | Existing | Food Preparation | Natural Gas | Fryer | E5 | Utility - Cost of Operation | 0 | 0 | 0 | 0 | 0 | 0 | 0 | 0 | 0 | 0 | 0 | 0 | 0 | 0 | 0 | 0 | 0 | 0 | 0 | 0 | 0 | 0 | 0 | 0 | 0 | 0 | 0 | 0 | 0 | 0 | 0
F5_Commercial_Education_Existing_Food Preparation_Natural Gas_Fryer_E6 | F5 | Commercial | Education | Existing | Food Preparation | Natural Gas | Fryer | E6 | Utility - Cost of Operation | 0 | 0 | 0 | 0 | 0 | 0 | 0 | 0 | 0 | 0 | 0 | 0 | 0 | 0 | 0 | 0 | 0 | 0 | 0 | 0 | 0 | 0 | 0 | 0 | 0 | 0 | 0 | 0 | 0 | 0 | 0
F5_Commercial_Education_Existing_Food Preparation_Natural Gas_Fryer_E7 | F5 | Commercial | Education | Existing | Food Preparation | Natural Gas | Fryer | E7 | Utility - Cost of Operation | 0 | 0 | 0 | 0 | 0 | 0 | 0 | 0 | 0 | 0 | 0 | 0 | 0 | 0 | 0 | 0 | 0 | 0 | 0 | 0 | 0 | 0 | 0 | 0 | 0 | 0 | 0 | 0 | 0 | 0 | 0
F5_Commercial_Education_Existing_Food Preparation_Natural Gas_Fryer_E8 | F5 | Commercial | Education | Existing | Food Preparation | Natural Gas | Fryer | E8 | Utility - Cost of Operation | 0 | 0 | 0 | 0 | 0 | 0 | 0 | 0 | 0 | 0 | 0 | 0 | 0 | 0 | 0 | 0 | 0 | 0 | 0 | 0 | 0 | 0 | 0 | 0 | 0 | 0 | 0 | 0 | 0 | 0 | 0
F5_Commercial_Education_Existing_Food Preparation_Natural Gas_Fryer_E9 | F5 | Commercial | Education | Existing | Food Preparation | Natural Gas | Fryer | E9 | Utility - Cost of Operation | 0 | 0 | 0 | 0 | 0 | 0 | 0 | 0 | 0 | 0 | 0 | 0 | 0 | 0 | 0 | 0 | 0 | 0 | 0 | 0 | 0 | 0 | 0 | 0 | 0 | 0 | 0 | 0 | 0 | 0 | 0
F5_Commercial_Education_Existing_Food Preparation_Natural Gas_Fryer_E10 | F5 | Commercial | Education | Existing | Food Preparation | Natural Gas | Fryer | E10 | Utility - Cost of Operation | 0 | 0 | 0 | 0 | 0 | 0 | 0 | 0 | 0 | 0 | 0 | 0 | 0 | 0 | 0 | 0 | 0 | 0 | 0 | 0 | 0 | 0 | 0 | 0 | 0 | 0 | 0 | 0 | 0 | 0 | 0
F6_Commercial_Education_Existing_Food Preparation_Natural Gas_Fryer_E1 | F6 | Commercial | Education | Existing | Food Preparation | Natural Gas | Fryer | E1 | Utility - Value of Sales | 0.0017041 | 0.0017416 | 0.0017718 | 0 | 0 | 0 | 0 | 0 | 0 | 0 | 0 | 0 | 0 | 0 | 0 | 0 | 0 | 0 | 0 | 0 | 0 | 0 | 0 | 0 | 0 | 0 | 0 | 0 | 0 | 0 | 0
F6_Commercial_Education_Existing_Food Preparation_Natural Gas_Fryer_E2 | F6 | Commercial | Education | Existing | Food Preparation | Natural Gas | Fryer | E2 | Utility - Value of Sales | 0.0011451 | 0.0011703 | 0.0011906 | 0.00121 | 0.0012392 | 0.0011833 | 0.0011158 | 0.0010827 | 0.0010729 | 0.0010558 | 0.0010449 | 0.0010286 | 0.00090233 | 0.00097181 | 0.0010612 | 0.0011474 | 0.0012515 | 0.0012588 | 0.0012349 | 0.0012537 | 0.0012672 | 0.0012849 | 0.001307 | 0.00059143 | 0.00057948 | 0.00056832 | 0.00055783 | 0.00054791 | 0.00053845 | 0.00052937 | 0.0005206
F6_Commercial_Education_Existing_Food Preparation_Natural Gas_Fryer_E3 | F6 | Commercial | Education | Existing | Food Preparation | Natural Gas | Fryer | E3 | Utility - Value of Sales | 0 | 0 | 0 | 0 | 0 | 0 | 0 | 0 | 0 | 0 | 0 | 0 | 0 | 0 | 0 | 0 | 0 | 0 | 0 | 0 | 0 | 0 | 0 | 0 | 0 | 0 | 0 | 0 | 0 | 0 | 0
F6_Commercial_Education_Existing_Food Preparation_Natural Gas_Fryer_E4 | F6 | Commercial | Education | Existing | Food Preparation | Natural Gas | Fryer | E4 | Utility - Value of Sales | 0 | 0 | 0 | 0 | 0 | 0 | 0 | 0 | 0 | 0 | 0 | 0 | 0 | 0 | 0 | 0 | 0 | 0 | 0 | 0 | 0 | 0 | 0 | 0 | 0 | 0 | 0 | 0 | 0 | 0 | 0
F6_Commercial_Education_Existing_Food Preparation_Natural Gas_Fryer_E5 | F6 | Commercial | Education | Existing | Food Preparation | Natural Gas | Fryer | E5 | Utility - Value of Sales | 0 | 0 | 0 | 0 | 0 | 0 | 0 | 0 | 0 | 0 | 0 | 0 | 0 | 0 | 0 | 0 | 0 | 0 | 0 | 0 | 0 | 0 | 0 | 0 | 0 | 0 | 0 | 0 | 0 | 0 | 0
F6_Commercial_Education_Existing_Food Preparation_Natural Gas_Fryer_E6 | F6 | Commercial | Education | Existing | Food Preparation | Natural Gas | Fryer | E6 | Utility - Value of Sales | 0 | 0 | 0 | 0 | 0 | 0 | 0 | 0 | 0 | 0 | 0 | 0 | 0 | 0 | 0 | 0 | 0 | 0 | 0 | 0 | 0 | 0 | 0 | 0 | 0 | 0 | 0 | 0 | 0 | 0 | 0
F6_Commercial_Education_Existing_Food Preparation_Natural Gas_Fryer_E7 | F6 | Commercial | Education | Existing | Food Preparation | Natural Gas | Fryer | E7 | Utility - Value of Sales | 0 | 0 | 0 | 0 | 0 | 0 | 0 | 0 | 0 | 0 | 0 | 0 | 0 | 0 | 0 | 0 | 0 | 0 | 0 | 0 | 0 | 0 | 0 | 0 | 0 | 0 | 0 | 0 | 0 | 0 | 0
F6_Commercial_Education_Existing_Food Preparation_Natural Gas_Fryer_E8 | F6 | Commercial | Education | Existing | Food Preparation | Natural Gas | Fryer | E8 | Utility - Value of Sales | 0 | 0 | 0 | 0 | 0 | 0 | 0 | 0 | 0 | 0 | 0 | 0 | 0 | 0 | 0 | 0 | 0 | 0 | 0 | 0 | 0 | 0 | 0 | 0 | 0 | 0 | 0 | 0 | 0 | 0 | 0
F6_Commercial_Education_Existing_Food Preparation_Natural Gas_Fryer_E9 | F6 | Commercial | Education | Existing | Food Preparation | Natural Gas | Fryer | E9 | Utility - Value of Sales | 0 | 0 | 0 | 0 | 0 | 0 | 0 | 0 | 0 | 0 | 0 | 0 | 0 | 0 | 0 | 0 | 0 | 0 | 0 | 0 | 0 | 0 | 0 | 0 | 0 | 0 | 0 | 0 | 0 | 0 | 0
F6_Commercial_Education_Existing_Food Preparation_Natural Gas_Fryer_E10 | F6 | Commercial | Education | Existing | Food Preparation | Natural Gas | Fryer | E10 | Utility - Value of Sales | 0 | 0 | 0 | 0 | 0 | 0 | 0 | 0 | 0 | 0 | 0 | 0 | 0 | 0 | 0 | 0 | 0 | 0 | 0 | 0 | 0 | 0 | 0 | 0 | 0 | 0 | 0 | 0 | 0 | 0 | 0
F1_Commercial_Education_Existing_Food Preparation_Natural Gas_Broiler_E1 | F1 | Commercial | Education | Existing | Food Preparation | Natural Gas | Broiler | E1 | Participant - Cost of Equipment | 0.0007119 | 0.0007119 | 0.0007119 | 0.0007119 | 0.0007119 | 0.0007119 | 0.0007119 | 0.0007119 | 0.0007119 | 0.0007119 | 0.0007119 | 0.0007119 | 0.0007119 | 0.0007119 | 0.0007119 | 0.0007119 | 0.0007119 | 0.0007119 | 0.0007119 | 0.0007119 | 0.0007119 | 0.0007119 | 0.0007119 | 0.0007119 | 0.0007119 | 0.0007119 | 0.0007119 | 0.0007119 | 0.0007119 | 0.0007119 | 0.0007119
F1_Commercial_Education_Existing_Food Preparation_Natural Gas_Broiler_E2 | F1 | Commercial | Education | Existing | Food Preparation | Natural Gas | Broiler | E2 | Participant - Cost of Equipment | 0.00099666 | 0.00099666 | 0.00099666 | 0.00099666 | 0.00099666 | 0.00099666 | 0.00099666 | 0.00099666 | 0.00099666 | 0.00099666 | 0.00099666 | 0.00099666 | 0.00099666 | 0.00099666 | 0.00099666 | 0.00099666 | 0.00099666 | 0.00099666 | 0.00099666 | 0.00099666 | 0.00099666 | 0.00099666 | 0.00099666 | 0.00099666 | 0.00099666 | 0.00099666 | 0.00099666 | 0.00099666 | 0.00099666 | 0.00099666 | 0.00099666
F1_Commercial_Education_Existing_Food Preparation_Natural Gas_Broiler_E3 | F1 | Commercial | Education | Existing | Food Preparation | Natural Gas | Broiler | E3 | Participant - Cost of Equipment | 0 | 0 | 0 | 0 | 0 | 0 | 0 | 0 | 0 | 0 | 0 | 0 | 0 | 0 | 0 | 0 | 0 | 0 | 0 | 0 | 0 | 0 | 0 | 0 | 0 | 0 | 0 | 0 | 0 | 0 | 0
F1_Commercial_Education_Existing_Food Preparation_Natural Gas_Broiler_E4 | F1 | Commercial | Education | Existing | Food Preparation | Natural Gas | Broiler | E4 | Participant - Cost of Equipment | 0 | 0 | 0 | 0 | 0 | 0 | 0 | 0 | 0 | 0 | 0 | 0 | 0 | 0 | 0 | 0 | 0 | 0 | 0 | 0 | 0 | 0 | 0 | 0 | 0 | 0 | 0 | 0 | 0 | 0 | 0
F1_Commercial_Education_Existing_Food Preparation_Natural Gas_Broiler_E5 | F1 | Commercial | Education | Existing | Food Preparation | Natural Gas | Broiler | E5 | Participant - Cost of Equipment | 0 | 0 | 0 | 0 | 0 | 0 | 0 | 0 | 0 | 0 | 0 | 0 | 0 | 0 | 0 | 0 | 0 | 0 | 0 | 0 | 0 | 0 | 0 | 0 | 0 | 0 | 0 | 0 | 0 | 0 | 0
F1_Commercial_Education_Existing_Food Preparation_Natural Gas_Broiler_E6 | F1 | Commercial | Education | Existing | Food Preparation | Natural Gas | Broiler | E6 | Participant - Cost of Equipment | 0 | 0 | 0 | 0 | 0 | 0 | 0 | 0 | 0 | 0 | 0 | 0 | 0 | 0 | 0 | 0 | 0 | 0 | 0 | 0 | 0 | 0 | 0 | 0 | 0 | 0 | 0 | 0 | 0 | 0 | 0
F1_Commercial_Education_Existing_Food Preparation_Natural Gas_Broiler_E7 | F1 | Commercial | Education | Existing | Food Preparation | Natural Gas | Broiler | E7 | Participant - Cost of Equipment | 0 | 0 | 0 | 0 | 0 | 0 | 0 | 0 | 0 | 0 | 0 | 0 | 0 | 0 | 0 | 0 | 0 | 0 | 0 | 0 | 0 | 0 | 0 | 0 | 0 | 0 | 0 | 0 | 0 | 0 | 0
F1_Commercial_Education_Existing_Food Preparation_Natural Gas_Broiler_E8 | F1 | Commercial | Education | Existing | Food Preparation | Natural Gas | Broiler | E8 | Participant - Cost of Equipment | 0 | 0 | 0 | 0 | 0 | 0 | 0 | 0 | 0 | 0 | 0 | 0 | 0 | 0 | 0 | 0 | 0 | 0 | 0 | 0 | 0 | 0 | 0 | 0 | 0 | 0 | 0 | 0 | 0 | 0 | 0
F1_Commercial_Education_Existing_Food Preparation_Natural Gas_Broiler_E9 | F1 | Commercial | Education | Existing | Food Preparation | Natural Gas | Broiler | E9 | Participant - Cost of Equipment | 0 | 0 | 0 | 0 | 0 | 0 | 0 | 0 | 0 | 0 | 0 | 0 | 0 | 0 | 0 | 0 | 0 | 0 | 0 | 0 | 0 | 0 | 0 | 0 | 0 | 0 | 0 | 0 | 0 | 0 | 0
F1_Commercial_Education_Existing_Food Preparation_Natural Gas_Broiler_E10 | F1 | Commercial | Education | Existing | Food Preparation | Natural Gas | Broiler | E10 | Participant - Cost of Equipment | 0 | 0 | 0 | 0 | 0 | 0 | 0 | 0 | 0 | 0 | 0 | 0 | 0 | 0 | 0 | 0 | 0 | 0 | 0 | 0 | 0 | 0 | 0 | 0 | 0 | 0 | 0 | 0 | 0 | 0 | 0
F2_Commercial_Education_Existing_Food Preparation_Natural Gas_Broiler_E1 | F2 | Commercial | Education | Existing | Food Preparation | Natural Gas | Broiler | E1 | Participant - Cost of Operation | 0.0017885 | 0.001816 | 0.0018361 | 0.0018259 | 0.0018277 | 0.0017227 | 0.0016359 | 0.0015875 | 0.0015673 | 0.0016254 | 0.0017017 | 0.0017815 | 0.0016361 | 0.0017331 | 0.001739 | 0.0017304 | 0.0017319 | 0.0017373 | 0.0017041 | 0.0017241 | 0.0017376 | 0.0017566 | 0.0017811 | 0.00089327 | 0.00087583 | 0.00085944 | 0.00084395 | 0.00082921 | 0.0008151 | 0.00080151 | 0.00078835
F2_Commercial_Education_Existing_Food Preparation_Natural Gas_Broiler_E2 | F2 | Commercial | Education | Existing | Food Preparation | Natural Gas | Broiler | E2 | Participant - Cost of Operation | 0.0011497 | 0.0011675 | 0.0011803 | 0.0011738 | 0.001175 | 0.0011075 | 0.0010517 | 0.0010205 | 0.0010076 | 0.0010449 | 0.001094 | 0.0011452 | 0.0010518 | 0.0011142 | 0.001118 | 0.0011124 | 0.0011134 | 0.0011168 | 0.0010955 | 0.0011084 | 0.001117 | 0.0011293 | 0.001145 | 0.00057424 | 0.00056303 | 0.0005525 | 0.00054254 | 0.00053307 | 0.00052399 | 0.00051525 | 0.00050679
F2_Commercial_Education_Existing_Food Preparation_Natural Gas_Broiler_E3 | F2 | Commercial | Education | Existing | Food Preparation | Natural Gas | Broiler | E3 | Participant - Cost of Operation | 0 | 0 | 0 | 0 | 0 | 0 | 0 | 0 | 0 | 0 | 0 | 0 | 0 | 0 | 0 | 0 | 0 | 0 | 0 | 0 | 0 | 0 | 0 | 0 | 0 | 0 | 0 | 0 | 0 | 0 | 0
F2_Commercial_Education_Existing_Food Preparation_Natural Gas_Broiler_E4 | F2 | Commercial | Education | Existing | Food Preparation | Natural Gas | Broiler | E4 | Participant - Cost of Operation | 0 | 0 | 0 | 0 | 0 | 0 | 0 | 0 | 0 | 0 | 0 | 0 | 0 | 0 | 0 | 0 | 0 | 0 | 0 | 0 | 0 | 0 | 0 | 0 | 0 | 0 | 0 | 0 | 0 | 0 | 0
F2_Commercial_Education_Existing_Food Preparation_Natural Gas_Broiler_E5 | F2 | Commercial | Education | Existing | Food Preparation | Natural Gas | Broiler | E5 | Participant - Cost of Operation | 0 | 0 | 0 | 0 | 0 | 0 | 0 | 0 | 0 | 0 | 0 | 0 | 0 | 0 | 0 | 0 | 0 | 0 | 0 | 0 | 0 | 0 | 0 | 0 | 0 | 0 | 0 | 0 | 0 | 0 | 0
F2_Commercial_Education_Existing_Food Preparation_Natural Gas_Broiler_E6 | F2 | Commercial | Education | Existing | Food Preparation | Natural Gas | Broiler | E6 | Participant - Cost of Operation | 0 | 0 | 0 | 0 | 0 | 0 | 0 | 0 | 0 | 0 | 0 | 0 | 0 | 0 | 0 | 0 | 0 | 0 | 0 | 0 | 0 | 0 | 0 | 0 | 0 | 0 | 0 | 0 | 0 | 0 | 0
F2_Commercial_Education_Existing_Food Preparation_Natural Gas_Broiler_E7 | F2 | Commercial | Education | Existing | Food Preparation | Natural Gas | Broiler | E7 | Participant - Cost of Operation | 0 | 0 | 0 | 0 | 0 | 0 | 0 | 0 | 0 | 0 | 0 | 0 | 0 | 0 | 0 | 0 | 0 | 0 | 0 | 0 | 0 | 0 | 0 | 0 | 0 | 0 | 0 | 0 | 0 | 0 | 0
F2_Commercial_Education_Existing_Food Preparation_Natural Gas_Broiler_E8 | F2 | Commercial | Education | Existing | Food Preparation | Natural Gas | Broiler | E8 | Participant - Cost of Operation | 0 | 0 | 0 | 0 | 0 | 0 | 0 | 0 | 0 | 0 | 0 | 0 | 0 | 0 | 0 | 0 | 0 | 0 | 0 | 0 | 0 | 0 | 0 | 0 | 0 | 0 | 0 | 0 | 0 | 0 | 0
F2_Commercial_Education_Existing_Food Preparation_Natural Gas_Broiler_E9 | F2 | Commercial | Education | Existing | Food Preparation | Natural Gas | Broiler | E9 | Participant - Cost of Operation | 0 | 0 | 0 | 0 | 0 | 0 | 0 | 0 | 0 | 0 | 0 | 0 | 0 | 0 | 0 | 0 | 0 | 0 | 0 | 0 | 0 | 0 | 0 | 0 | 0 | 0 | 0 | 0 | 0 | 0 | 0
F2_Commercial_Education_Existing_Food Preparation_Natural Gas_Broiler_E10 | F2 | Commercial | Education | Existing | Food Preparation | Natural Gas | Broiler | E10 | Participant - Cost of Operation | 0 | 0 | 0 | 0 | 0 | 0 | 0 | 0 | 0 | 0 | 0 | 0 | 0 | 0 | 0 | 0 | 0 | 0 | 0 | 0 | 0 | 0 | 0 | 0 | 0 | 0 | 0 | 0 | 0 | 0 | 0
F3_Commercial_Education_Existing_Food Preparation_Natural Gas_Broiler_E1 | F3 | Commercial | Education | Existing | Food Preparation | Natural Gas | Broiler | E1 | System - kBTUs of Conusmption | 0.14861 | 0.1489 | 0.14871 | 0.14859 | 0.14859 | 0.14859 | 0.14859 | 0.14859 | 0.14859 | 0.14859 | 0.14859 | 0.14859 | 0.14859 | 0.14859 | 0.14859 | 0.14859 | 0.14859 | 0.14859 | 0.14859 | 0.14859 | 0.14859 | 0.14859 | 0.14859 | 0.14859 | 0.14859 | 0.14859 | 0.14859 | 0.14859 | 0.14859 | 0.14859 | 0.14859
F3_Commercial_Education_Existing_Food Preparation_Natural Gas_Broiler_E2 | F3 | Commercial | Education | Existing | Food Preparation | Natural Gas | Broiler | E2 | System - kBTUs of Conusmption | 0.095533 | 0.095724 | 0.095602 | 0.095519 | 0.095519 | 0.095519 | 0.095519 | 0.095519 | 0.095519 | 0.095519 | 0.095519 | 0.095519 | 0.095519 | 0.095519 | 0.095519 | 0.095519 | 0.095519 | 0.095519 | 0.095519 | 0.095519 | 0.095519 | 0.095519 | 0.095519 | 0.095519 | 0.095519 | 0.095519 | 0.095519 | 0.095519 | 0.095519 | 0.095519 | 0.095519
F3_Commercial_Education_Existing_Food Preparation_Natural Gas_Broiler_E3 | F3 | Commercial | Education | Existing | Food Preparation | Natural Gas | Broiler | E3 | System - kBTUs of Conusmption | 0 | 0 | 0 | 0 | 0 | 0 | 0 | 0 | 0 | 0 | 0 | 0 | 0 | 0 | 0 | 0 | 0 | 0 | 0 | 0 | 0 | 0 | 0 | 0 | 0 | 0 | 0 | 0 | 0 | 0 | 0
F3_Commercial_Education_Existing_Food Preparation_Natural Gas_Broiler_E4 | F3 | Commercial | Education | Existing | Food Preparation | Natural Gas | Broiler | E4 | System - kBTUs of Conusmption | 0 | 0 | 0 | 0 | 0 | 0 | 0 | 0 | 0 | 0 | 0 | 0 | 0 | 0 | 0 | 0 | 0 | 0 | 0 | 0 | 0 | 0 | 0 | 0 | 0 | 0 | 0 | 0 | 0 | 0 | 0
F3_Commercial_Education_Existing_Food Preparation_Natural Gas_Broiler_E5 | F3 | Commercial | Education | Existing | Food Preparation | Natural Gas | Broiler | E5 | System - kBTUs of Conusmption | 0 | 0 | 0 | 0 | 0 | 0 | 0 | 0 | 0 | 0 | 0 | 0 | 0 | 0 | 0 | 0 | 0 | 0 | 0 | 0 | 0 | 0 | 0 | 0 | 0 | 0 | 0 | 0 | 0 | 0 | 0
F3_Commercial_Education_Existing_Food Preparation_Natural Gas_Broiler_E6 | F3 | Commercial | Education | Existing | Food Preparation | Natural Gas | Broiler | E6 | System - kBTUs of Conusmption | 0 | 0 | 0 | 0 | 0 | 0 | 0 | 0 | 0 | 0 | 0 | 0 | 0 | 0 | 0 | 0 | 0 | 0 | 0 | 0 | 0 | 0 | 0 | 0 | 0 | 0 | 0 | 0 | 0 | 0 | 0
F3_Commercial_Education_Existing_Food Preparation_Natural Gas_Broiler_E7 | F3 | Commercial | Education | Existing | Food Preparation | Natural Gas | Broiler | E7 | System - kBTUs of Conusmption | 0 | 0 | 0 | 0 | 0 | 0 | 0 | 0 | 0 | 0 | 0 | 0 | 0 | 0 | 0 | 0 | 0 | 0 | 0 | 0 | 0 | 0 | 0 | 0 | 0 | 0 | 0 | 0 | 0 | 0 | 0
F3_Commercial_Education_Existing_Food Preparation_Natural Gas_Broiler_E8 | F3 | Commercial | Education | Existing | Food Preparation | Natural Gas | Broiler | E8 | System - kBTUs of Conusmption | 0 | 0 | 0 | 0 | 0 | 0 | 0 | 0 | 0 | 0 | 0 | 0 | 0 | 0 | 0 | 0 | 0 | 0 | 0 | 0 | 0 | 0 | 0 | 0 | 0 | 0 | 0 | 0 | 0 | 0 | 0
F3_Commercial_Education_Existing_Food Preparation_Natural Gas_Broiler_E9 | F3 | Commercial | Education | Existing | Food Preparation | Natural Gas | Broiler | E9 | System - kBTUs of Conusmption | 0 | 0 | 0 | 0 | 0 | 0 | 0 | 0 | 0 | 0 | 0 | 0 | 0 | 0 | 0 | 0 | 0 | 0 | 0 | 0 | 0 | 0 | 0 | 0 | 0 | 0 | 0 | 0 | 0 | 0 | 0
F3_Commercial_Education_Existing_Food Preparation_Natural Gas_Broiler_E10 | F3 | Commercial | Education | Existing | Food Preparation | Natural Gas | Broiler | E10 | System - kBTUs of Conusmption | 0 | 0 | 0 | 0 | 0 | 0 | 0 | 0 | 0 | 0 | 0 | 0 | 0 | 0 | 0 | 0 | 0 | 0 | 0 | 0 | 0 | 0 | 0 | 0 | 0 | 0 | 0 | 0 | 0 | 0 | 0
F4_Commercial_Education_Existing_Food Preparation_Natural Gas_Broiler_E1 | F4 | Commercial | Education | Existing | Food Preparation | Natural Gas | Broiler | E1 | Utility - Cost of Equipment | 0.0007119 | 0.0007119 | 0.0007119 | 0.0007119 | 0.0007119 | 0.0007119 | 0.0007119 | 0.0007119 | 0.0007119 | 0.0007119 | 0.0007119 | 0.0007119 | 0.0007119 | 0.0007119 | 0.0007119 | 0.0007119 | 0.0007119 | 0.0007119 | 0.0007119 | 0.0007119 | 0.0007119 | 0.0007119 | 0.0007119 | 0.0007119 | 0.0007119 | 0.0007119 | 0.0007119 | 0.0007119 | 0.0007119 | 0.0007119 | 0.0007119
F4_Commercial_Education_Existing_Food Preparation_Natural Gas_Broiler_E2 | F4 | Commercial | Education | Existing | Food Preparation | Natural Gas | Broiler | E2 | Utility - Cost of Equipment | 0.00099666 | 0.00099666 | 0.00099666 | 0.00099666 | 0.00099666 | 0.00099666 | 0.00099666 | 0.00099666 | 0.00099666 | 0.00099666 | 0.00099666 | 0.00099666 | 0.00099666 | 0.00099666 | 0.00099666 | 0.00099666 | 0.00099666 | 0.00099666 | 0.00099666 | 0.00099666 | 0.00099666 | 0.00099666 | 0.00099666 | 0.00099666 | 0.00099666 | 0.00099666 | 0.00099666 | 0.00099666 | 0.00099666 | 0.00099666 | 0.00099666
F4_Commercial_Education_Existing_Food Preparation_Natural Gas_Broiler_E3 | F4 | Commercial | Education | Existing | Food Preparation | Natural Gas | Broiler | E3 | Utility - Cost of Equipment | 0 | 0 | 0 | 0 | 0 | 0 | 0 | 0 | 0 | 0 | 0 | 0 | 0 | 0 | 0 | 0 | 0 | 0 | 0 | 0 | 0 | 0 | 0 | 0 | 0 | 0 | 0 | 0 | 0 | 0 | 0
F4_Commercial_Education_Existing_Food Preparation_Natural Gas_Broiler_E4 | F4 | Commercial | Education | Existing | Food Preparation | Natural Gas | Broiler | E4 | Utility - Cost of Equipment | 0 | 0 | 0 | 0 | 0 | 0 | 0 | 0 | 0 | 0 | 0 | 0 | 0 | 0 | 0 | 0 | 0 | 0 | 0 | 0 | 0 | 0 | 0 | 0 | 0 | 0 | 0 | 0 | 0 | 0 | 0
F4_Commercial_Education_Existing_Food Preparation_Natural Gas_Broiler_E5 | F4 | Commercial | Education | Existing | Food Preparation | Natural Gas | Broiler | E5 | Utility - Cost of Equipment | 0 | 0 | 0 | 0 | 0 | 0 | 0 | 0 | 0 | 0 | 0 | 0 | 0 | 0 | 0 | 0 | 0 | 0 | 0 | 0 | 0 | 0 | 0 | 0 | 0 | 0 | 0 | 0 | 0 | 0 | 0
F4_Commercial_Education_Existing_Food Preparation_Natural Gas_Broiler_E6 | F4 | Commercial | Education | Existing | Food Preparation | Natural Gas | Broiler | E6 | Utility - Cost of Equipment | 0 | 0 | 0 | 0 | 0 | 0 | 0 | 0 | 0 | 0 | 0 | 0 | 0 | 0 | 0 | 0 | 0 | 0 | 0 | 0 | 0 | 0 | 0 | 0 | 0 | 0 | 0 | 0 | 0 | 0 | 0
F4_Commercial_Education_Existing_Food Preparation_Natural Gas_Broiler_E7 | F4 | Commercial | Education | Existing | Food Preparation | Natural Gas | Broiler | E7 | Utility - Cost of Equipment | 0 | 0 | 0 | 0 | 0 | 0 | 0 | 0 | 0 | 0 | 0 | 0 | 0 | 0 | 0 | 0 | 0 | 0 | 0 | 0 | 0 | 0 | 0 | 0 | 0 | 0 | 0 | 0 | 0 | 0 | 0
F4_Commercial_Education_Existing_Food Preparation_Natural Gas_Broiler_E8 | F4 | Commercial | Education | Existing | Food Preparation | Natural Gas | Broiler | E8 | Utility - Cost of Equipment | 0 | 0 | 0 | 0 | 0 | 0 | 0 | 0 | 0 | 0 | 0 | 0 | 0 | 0 | 0 | 0 | 0 | 0 | 0 | 0 | 0 | 0 | 0 | 0 | 0 | 0 | 0 | 0 | 0 | 0 | 0
F4_Commercial_Education_Existing_Food Preparation_Natural Gas_Broiler_E9 | F4 | Commercial | Education | Existing | Food Preparation | Natural Gas | Broiler | E9 | Utility - Cost of Equipment | 0 | 0 | 0 | 0 | 0 | 0 | 0 | 0 | 0 | 0 | 0 | 0 | 0 | 0 | 0 | 0 | 0 | 0 | 0 | 0 | 0 | 0 | 0 | 0 | 0 | 0 | 0 | 0 | 0 | 0 | 0
F4_Commercial_Education_Existing_Food Preparation_Natural Gas_Broiler_E10 | F4 | Commercial | Education | Existing | Food Preparation | Natural Gas | Broiler | E10 | Utility - Cost of Equipment | 0 | 0 | 0 | 0 | 0 | 0 | 0 | 0 | 0 | 0 | 0 | 0 | 0 | 0 | 0 | 0 | 0 | 0 | 0 | 0 | 0 | 0 | 0 | 0 | 0 | 0 | 0 | 0 | 0 | 0 | 0
F5_Commercial_Education_Existing_Food Preparation_Natural Gas_Broiler_E1 | F5 | Commercial | Education | Existing | Food Preparation | Natural Gas | Broiler | E1 | Utility - Cost of Operation | 0.0014928 | 0.0015158 | 0.0015325 | 0.001524 | 0.0015256 | 0.0014379 | 0.0013655 | 0.001325 | 0.0013082 | 0.0013567 | 0.0014204 | 0.001487 | 0.0013656 | 0.0014466 | 0.0014515 | 0.0014443 | 0.0014456 | 0.0014501 | 0.0014224 | 0.0014391 | 0.0014504 | 0.0014662 | 0.0014866 | 0.00074559 | 0.00073104 | 0.00071736 | 0.00070443 | 0.00069213 | 0.00068035 | 0.000669 | 0.00065802
F5_Commercial_Education_Existing_Food Preparation_Natural Gas_Broiler_E2 | F5 | Commercial | Education | Existing | Food Preparation | Natural Gas | Broiler | E2 | Utility - Cost of Operation | 0.00095965 | 0.00097445 | 0.00098521 | 0.00097972 | 0.00098071 | 0.00092439 | 0.0008778 | 0.0008518 | 0.00084101 | 0.00087218 | 0.00091312 | 0.0009559 | 0.00087789 | 0.00092996 | 0.00093313 | 0.00092848 | 0.00092933 | 0.00093219 | 0.00091438 | 0.00092513 | 0.00093237 | 0.00094257 | 0.00095569 | 0.00047931 | 0.00046995 | 0.00046116 | 0.00045285 | 0.00044494 | 0.00043737 | 0.00043007 | 0.00042301
F5_Commercial_Education_Existing_Food Preparation_Natural Gas_Broiler_E3 | F5 | Commercial | Education | Existing | Food Preparation | Natural Gas | Broiler | E3 | Utility - Cost of Operation | 0 | 0 | 0 | 0 | 0 | 0 | 0 | 0 | 0 | 0 | 0 | 0 | 0 | 0 | 0 | 0 | 0 | 0 | 0 | 0 | 0 | 0 | 0 | 0 | 0 | 0 | 0 | 0 | 0 | 0 | 0
F5_Commercial_Education_Existing_Food Preparation_Natural Gas_Broiler_E4 | F5 | Commercial | Education | Existing | Food Preparation | Natural Gas | Broiler | E4 | Utility - Cost of Operation | 0 | 0 | 0 | 0 | 0 | 0 | 0 | 0 | 0 | 0 | 0 | 0 | 0 | 0 | 0 | 0 | 0 | 0 | 0 | 0 | 0 | 0 | 0 | 0 | 0 | 0 | 0 | 0 | 0 | 0 | 0
F5_Commercial_Education_Existing_Food Preparation_Natural Gas_Broiler_E5 | F5 | Commercial | Education | Existing | Food Preparation | Natural Gas | Broiler | E5 | Utility - Cost of Operation | 0 | 0 | 0 | 0 | 0 | 0 | 0 | 0 | 0 | 0 | 0 | 0 | 0 | 0 | 0 | 0 | 0 | 0 | 0 | 0 | 0 | 0 | 0 | 0 | 0 | 0 | 0 | 0 | 0 | 0 | 0
F5_Commercial_Education_Existing_Food Preparation_Natural Gas_Broiler_E6 | F5 | Commercial | Education | Existing | Food Preparation | Natural Gas | Broiler | E6 | Utility - Cost of Operation | 0 | 0 | 0 | 0 | 0 | 0 | 0 | 0 | 0 | 0 | 0 | 0 | 0 | 0 | 0 | 0 | 0 | 0 | 0 | 0 | 0 | 0 | 0 | 0 | 0 | 0 | 0 | 0 | 0 | 0 | 0
F5_Commercial_Education_Existing_Food Preparation_Natural Gas_Broiler_E7 | F5 | Commercial | Education | Existing | Food Preparation | Natural Gas | Broiler | E7 | Utility - Cost of Operation | 0 | 0 | 0 | 0 | 0 | 0 | 0 | 0 | 0 | 0 | 0 | 0 | 0 | 0 | 0 | 0 | 0 | 0 | 0 | 0 | 0 | 0 | 0 | 0 | 0 | 0 | 0 | 0 | 0 | 0 | 0
F5_Commercial_Education_Existing_Food Preparation_Natural Gas_Broiler_E8 | F5 | Commercial | Education | Existing | Food Preparation | Natural Gas | Broiler | E8 | Utility - Cost of Operation | 0 | 0 | 0 | 0 | 0 | 0 | 0 | 0 | 0 | 0 | 0 | 0 | 0 | 0 | 0 | 0 | 0 | 0 | 0 | 0 | 0 | 0 | 0 | 0 | 0 | 0 | 0 | 0 | 0 | 0 | 0
F5_Commercial_Education_Existing_Food Preparation_Natural Gas_Broiler_E9 | F5 | Commercial | Education | Existing | Food Preparation | Natural Gas | Broiler | E9 | Utility - Cost of Operation | 0 | 0 | 0 | 0 | 0 | 0 | 0 | 0 | 0 | 0 | 0 | 0 | 0 | 0 | 0 | 0 | 0 | 0 | 0 | 0 | 0 | 0 | 0 | 0 | 0 | 0 | 0 | 0 | 0 | 0 | 0
F5_Commercial_Education_Existing_Food Preparation_Natural Gas_Broiler_E10 | F5 | Commercial | Education | Existing | Food Preparation | Natural Gas | Broiler | E10 | Utility - Cost of Operation | 0 | 0 | 0 | 0 | 0 | 0 | 0 | 0 | 0 | 0 | 0 | 0 | 0 | 0 | 0 | 0 | 0 | 0 | 0 | 0 | 0 | 0 | 0 | 0 | 0 | 0 | 0 | 0 | 0 | 0 | 0
F6_Commercial_Education_Existing_Food Preparation_Natural Gas_Broiler_E1 | F6 | Commercial | Education | Existing | Food Preparation | Natural Gas | Broiler | E1 | Utility - Value of Sales | 0.0017885 | 0.001816 | 0.0018361 | 0.0018259 | 0.0018277 | 0.0017227 | 0.0016359 | 0.0015875 | 0.0015673 | 0.0016254 | 0.0017017 | 0.0017815 | 0.0016361 | 0.0017331 | 0.001739 | 0.0017304 | 0.0017319 | 0.0017373 | 0.0017041 | 0.0017241 | 0.0017376 | 0.0017566 | 0.0017811 | 0.00089327 | 0.00087583 | 0.00085944 | 0.00084395 | 0.00082921 | 0.0008151 | 0.00080151 | 0.00078835
F6_Commercial_Education_Existing_Food Preparation_Natural Gas_Broiler_E2 | F6 | Commercial | Education | Existing | Food Preparation | Natural Gas | Broiler | E2 | Utility - Value of Sales | 0.0011497 | 0.0011675 | 0.0011803 | 0.0011738 | 0.001175 | 0.0011075 | 0.0010517 | 0.0010205 | 0.0010076 | 0.0010449 | 0.001094 | 0.0011452 | 0.0010518 | 0.0011142 | 0.001118 | 0.0011124 | 0.0011134 | 0.0011168 | 0.0010955 | 0.0011084 | 0.001117 | 0.0011293 | 0.001145 | 0.00057424 | 0.00056303 | 0.0005525 | 0.00054254 | 0.00053307 | 0.00052399 | 0.00051525 | 0.00050679
F6_Commercial_Education_Existing_Food Preparation_Natural Gas_Broiler_E3 | F6 | Commercial | Education | Existing | Food Preparation | Natural Gas | Broiler | E3 | Utility - Value of Sales | 0 | 0 | 0 | 0 | 0 | 0 | 0 | 0 | 0 | 0 | 0 | 0 | 0 | 0 | 0 | 0 | 0 | 0 | 0 | 0 | 0 | 0 | 0 | 0 | 0 | 0 | 0 | 0 | 0 | 0 | 0
F6_Commercial_Education_Existing_Food Preparation_Natural Gas_Broiler_E4 | F6 | Commercial | Education | Existing | Food Preparation | Natural Gas | Broiler | E4 | Utility - Value of Sales | 0 | 0 | 0 | 0 | 0 | 0 | 0 | 0 | 0 | 0 | 0 | 0 | 0 | 0 | 0 | 0 | 0 | 0 | 0 | 0 | 0 | 0 | 0 | 0 | 0 | 0 | 0 | 0 | 0 | 0 | 0
F6_Commercial_Education_Existing_Food Preparation_Natural Gas_Broiler_E5 | F6 | Commercial | Education | Existing | Food Preparation | Natural Gas | Broiler | E5 | Utility - Value of Sales | 0 | 0 | 0 | 0 | 0 | 0 | 0 | 0 | 0 | 0 | 0 | 0 | 0 | 0 | 0 | 0 | 0 | 0 | 0 | 0 | 0 | 0 | 0 | 0 | 0 | 0 | 0 | 0 | 0 | 0 | 0
F6_Commercial_Education_Existing_Food Preparation_Natural Gas_Broiler_E6 | F6 | Commercial | Education | Existing | Food Preparation | Natural Gas | Broiler | E6 | Utility - Value of Sales | 0 | 0 | 0 | 0 | 0 | 0 | 0 | 0 | 0 | 0 | 0 | 0 | 0 | 0 | 0 | 0 | 0 | 0 | 0 | 0 | 0 | 0 | 0 | 0 | 0 | 0 | 0 | 0 | 0 | 0 | 0
F6_Commercial_Education_Existing_Food Preparation_Natural Gas_Broiler_E7 | F6 | Commercial | Education | Existing | Food Preparation | Natural Gas | Broiler | E7 | Utility - Value of Sales | 0 | 0 | 0 | 0 | 0 | 0 | 0 | 0 | 0 | 0 | 0 | 0 | 0 | 0 | 0 | 0 | 0 | 0 | 0 | 0 | 0 | 0 | 0 | 0 | 0 | 0 | 0 | 0 | 0 | 0 | 0
F6_Commercial_Education_Existing_Food Preparation_Natural Gas_Broiler_E8 | F6 | Commercial | Education | Existing | Food Preparation | Natural Gas | Broiler | E8 | Utility - Value of Sales | 0 | 0 | 0 | 0 | 0 | 0 | 0 | 0 | 0 | 0 | 0 | 0 | 0 | 0 | 0 | 0 | 0 | 0 | 0 | 0 | 0 | 0 | 0 | 0 | 0 | 0 | 0 | 0 | 0 | 0 | 0
F6_Commercial_Education_Existing_Food Preparation_Natural Gas_Broiler_E9 | F6 | Commercial | Education | Existing | Food Preparation | Natural Gas | Broiler | E9 | Utility - Value of Sales | 0 | 0 | 0 | 0 | 0 | 0 | 0 | 0 | 0 | 0 | 0 | 0 | 0 | 0 | 0 | 0 | 0 | 0 | 0 | 0 | 0 | 0 | 0 | 0 | 0 | 0 | 0 | 0 | 0 | 0 | 0
F6_Commercial_Education_Existing_Food Preparation_Natural Gas_Broiler_E10 | F6 | Commercial | Education | Existing | Food Preparation | Natural Gas | Broiler | E10 | Utility - Value of Sales | 0 | 0 | 0 | 0 | 0 | 0 | 0 | 0 | 0 | 0 | 0 | 0 | 0 | 0 | 0 | 0 | 0 | 0 | 0 | 0 | 0 | 0 | 0 | 0 | 0 | 0 | 0 | 0 | 0 | 0 | 0
F1_Commercial_Education_Existing_Food Preparation_Natural Gas_Griddle_E1 | F1 | Commercial | Education | Existing | Food Preparation | Natural Gas | Griddle | E1 | Participant - Cost of Equipment | 0.0005182 | 0.0005182 | 0.0005182 | 0.0005182 | 0.0005182 | 0.0005182 | 0.0005182 | 0.0005182 | 0.0005182 | 0.0005182 | 0.0005182 | 0.0005182 | 0.0005182 | 0.0005182 | 0.0005182 | 0.0005182 | 0.0005182 | 0.0005182 | 0.0005182 | 0.0005182 | 0.0005182 | 0.0005182 | 0.0005182 | 0.0005182 | 0.0005182 | 0.0005182 | 0.0005182 | 0.0005182 | 0.0005182 | 0.0005182 | 0.0005182
F1_Commercial_Education_Existing_Food Preparation_Natural Gas_Griddle_E2 | F1 | Commercial | Education | Existing | Food Preparation | Natural Gas | Griddle | E2 | Participant - Cost of Equipment | 0.00055442 | 0.00055442 | 0.00055442 | 0.00055442 | 0.00055442 | 0.00055442 | 0.00055442 | 0.00055442 | 0.00055442 | 0.00055442 | 0.00055442 | 0.00055442 | 0.00055442 | 0.00055442 | 0.00055442 | 0.00055442 | 0.00055442 | 0.00055442 | 0.00055442 | 0.00055442 | 0.00055442 | 0.00055442 | 0.00055442 | 0.00055442 | 0.00055442 | 0.00055442 | 0.00055442 | 0.00055442 | 0.00055442 | 0.00055442 | 0.00055442
F1_Commercial_Education_Existing_Food Preparation_Natural Gas_Griddle_E3 | F1 | Commercial | Education | Existing | Food Preparation | Natural Gas | Griddle | E3 | Participant - Cost of Equipment | 0 | 0 | 0 | 0 | 0 | 0 | 0 | 0 | 0 | 0 | 0 | 0 | 0 | 0 | 0 | 0 | 0 | 0 | 0 | 0 | 0 | 0 | 0 | 0 | 0 | 0 | 0 | 0 | 0 | 0 | 0
F1_Commercial_Education_Existing_Food Preparation_Natural Gas_Griddle_E4 | F1 | Commercial | Education | Existing | Food Preparation | Natural Gas | Griddle | E4 | Participant - Cost of Equipment | 0 | 0 | 0 | 0 | 0 | 0 | 0 | 0 | 0 | 0 | 0 | 0 | 0 | 0 | 0 | 0 | 0 | 0 | 0 | 0 | 0 | 0 | 0 | 0 | 0 | 0 | 0 | 0 | 0 | 0 | 0
F1_Commercial_Education_Existing_Food Preparation_Natural Gas_Griddle_E5 | F1 | Commercial | Education | Existing | Food Preparation | Natural Gas | Griddle | E5 | Participant - Cost of Equipment | 0 | 0 | 0 | 0 | 0 | 0 | 0 | 0 | 0 | 0 | 0 | 0 | 0 | 0 | 0 | 0 | 0 | 0 | 0 | 0 | 0 | 0 | 0 | 0 | 0 | 0 | 0 | 0 | 0 | 0 | 0
F1_Commercial_Education_Existing_Food Preparation_Natural Gas_Griddle_E6 | F1 | Commercial | Education | Existing | Food Preparation | Natural Gas | Griddle | E6 | Participant - Cost of Equipment | 0 | 0 | 0 | 0 | 0 | 0 | 0 | 0 | 0 | 0 | 0 | 0 | 0 | 0 | 0 | 0 | 0 | 0 | 0 | 0 | 0 | 0 | 0 | 0 | 0 | 0 | 0 | 0 | 0 | 0 | 0
F1_Commercial_Education_Existing_Food Preparation_Natural Gas_Griddle_E7 | F1 | Commercial | Education | Existing | Food Preparation | Natural Gas | Griddle | E7 | Participant - Cost of Equipment | 0 | 0 | 0 | 0 | 0 | 0 | 0 | 0 | 0 | 0 | 0 | 0 | 0 | 0 | 0 | 0 | 0 | 0 | 0 | 0 | 0 | 0 | 0 | 0 | 0 | 0 | 0 | 0 | 0 | 0 | 0
F1_Commercial_Education_Existing_Food Preparation_Natural Gas_Griddle_E8 | F1 | Commercial | Education | Existing | Food Preparation | Natural Gas | Griddle | E8 | Participant - Cost of Equipment | 0 | 0 | 0 | 0 | 0 | 0 | 0 | 0 | 0 | 0 | 0 | 0 | 0 | 0 | 0 | 0 | 0 | 0 | 0 | 0 | 0 | 0 | 0 | 0 | 0 | 0 | 0 | 0 | 0 | 0 | 0
F1_Commercial_Education_Existing_Food Preparation_Natural Gas_Griddle_E9 | F1 | Commercial | Education | Existing | Food Preparation | Natural Gas | Griddle | E9 | Participant - Cost of Equipment | 0 | 0 | 0 | 0 | 0 | 0 | 0 | 0 | 0 | 0 | 0 | 0 | 0 | 0 | 0 | 0 | 0 | 0 | 0 | 0 | 0 | 0 | 0 | 0 | 0 | 0 | 0 | 0 | 0 | 0 | 0
F1_Commercial_Education_Existing_Food Preparation_Natural Gas_Griddle_E10 | F1 | Commercial | Education | Existing | Food Preparation | Natural Gas | Griddle | E10 | Participant - Cost of Equipment | 0 | 0 | 0 | 0 | 0 | 0 | 0 | 0 | 0 | 0 | 0 | 0 | 0 | 0 | 0 | 0 | 0 | 0 | 0 | 0 | 0 | 0 | 0 | 0 | 0 | 0 | 0 | 0 | 0 | 0 | 0
F2_Commercial_Education_Existing_Food Preparation_Natural Gas_Griddle_E1 | F2 | Commercial | Education | Existing | Food Preparation | Natural Gas | Griddle | E1 | Participant - Cost of Operation | 0.0012006 | 0.0012191 | 0.0012326 | 0.0012257 | 0.001227 | 0.0011565 | 0.0010982 | 0.0010657 | 0.0010522 | 0.0010912 | 0.0011424 | 0.0011959 | 0.0010983 | 0.0011635 | 0.0011674 | 0.0011616 | 0.0011627 | 0.0011663 | 0.001144 | 0.0011574 | 0.0011665 | 0.0011792 | 0.0011957 | 0.00059966 | 0.00058795 | 0.00057695 | 0.00056655 | 0.00055666 | 0.00054719 | 0.00053806 | 0.00052922
F2_Commercial_Education_Existing_Food Preparation_Natural Gas_Griddle_E2 | F2 | Commercial | Education | Existing | Food Preparation | Natural Gas | Griddle | E2 | Participant - Cost of Operation | 0.0010369 | 0.0010529 | 0.0010645 | 0.0010586 | 0.0010597 | 0.00099883 | 0.00094849 | 0.00092039 | 0.00090873 | 0.00094241 | 0.00098665 | 0.0010329 | 0.00094859 | 0.0010048 | 0.0010083 | 0.0010032 | 0.0010042 | 0.0010073 | 0.00098801 | 0.00099963 | 0.0010075 | 0.0010185 | 0.0010326 | 0.00051791 | 0.0005078 | 0.00049829 | 0.00048931 | 0.00048077 | 0.00047259 | 0.0004647 | 0.00045707
F2_Commercial_Education_Existing_Food Preparation_Natural Gas_Griddle_E3 | F2 | Commercial | Education | Existing | Food Preparation | Natural Gas | Griddle | E3 | Participant - Cost of Operation | 0 | 0 | 0 | 0 | 0 | 0 | 0 | 0 | 0 | 0 | 0 | 0 | 0 | 0 | 0 | 0 | 0 | 0 | 0 | 0 | 0 | 0 | 0 | 0 | 0 | 0 | 0 | 0 | 0 | 0 | 0
F2_Commercial_Education_Existing_Food Preparation_Natural Gas_Griddle_E4 | F2 | Commercial | Education | Existing | Food Preparation | Natural Gas | Griddle | E4 | Participant - Cost of Operation | 0 | 0 | 0 | 0 | 0 | 0 | 0 | 0 | 0 | 0 | 0 | 0 | 0 | 0 | 0 | 0 | 0 | 0 | 0 | 0 | 0 | 0 | 0 | 0 | 0 | 0 | 0 | 0 | 0 | 0 | 0
F2_Commercial_Education_Existing_Food Preparation_Natural Gas_Griddle_E5 | F2 | Commercial | Education | Existing | Food Preparation | Natural Gas | Griddle | E5 | Participant - Cost of Operation | 0 | 0 | 0 | 0 | 0 | 0 | 0 | 0 | 0 | 0 | 0 | 0 | 0 | 0 | 0 | 0 | 0 | 0 | 0 | 0 | 0 | 0 | 0 | 0 | 0 | 0 | 0 | 0 | 0 | 0 | 0
F2_Commercial_Education_Existing_Food Preparation_Natural Gas_Griddle_E6 | F2 | Commercial | Education | Existing | Food Preparation | Natural Gas | Griddle | E6 | Participant - Cost of Operation | 0 | 0 | 0 | 0 | 0 | 0 | 0 | 0 | 0 | 0 | 0 | 0 | 0 | 0 | 0 | 0 | 0 | 0 | 0 | 0 | 0 | 0 | 0 | 0 | 0 | 0 | 0 | 0 | 0 | 0 | 0
F2_Commercial_Education_Existing_Food Preparation_Natural Gas_Griddle_E7 | F2 | Commercial | Education | Existing | Food Preparation | Natural Gas | Griddle | E7 | Participant - Cost of Operation | 0 | 0 | 0 | 0 | 0 | 0 | 0 | 0 | 0 | 0 | 0 | 0 | 0 | 0 | 0 | 0 | 0 | 0 | 0 | 0 | 0 | 0 | 0 | 0 | 0 | 0 | 0 | 0 | 0 | 0 | 0
F2_Commercial_Education_Existing_Food Preparation_Natural Gas_Griddle_E8 | F2 | Commercial | Education | Existing | Food Preparation | Natural Gas | Griddle | E8 | Participant - Cost of Operation | 0 | 0 | 0 | 0 | 0 | 0 | 0 | 0 | 0 | 0 | 0 | 0 | 0 | 0 | 0 | 0 | 0 | 0 | 0 | 0 | 0 | 0 | 0 | 0 | 0 | 0 | 0 | 0 | 0 | 0 | 0
F2_Commercial_Education_Existing_Food Preparation_Natural Gas_Griddle_E9 | F2 | Commercial | Education | Existing | Food Preparation | Natural Gas | Griddle | E9 | Participant - Cost of Operation | 0 | 0 | 0 | 0 | 0 | 0 | 0 | 0 | 0 | 0 | 0 | 0 | 0 | 0 | 0 | 0 | 0 | 0 | 0 | 0 | 0 | 0 | 0 | 0 | 0 | 0 | 0 | 0 | 0 | 0 | 0
F2_Commercial_Education_Existing_Food Preparation_Natural Gas_Griddle_E10 | F2 | Commercial | Education | Existing | Food Preparation | Natural Gas | Griddle | E10 | Participant - Cost of Operation | 0 | 0 | 0 | 0 | 0 | 0 | 0 | 0 | 0 | 0 | 0 | 0 | 0 | 0 | 0 | 0 | 0 | 0 | 0 | 0 | 0 | 0 | 0 | 0 | 0 | 0 | 0 | 0 | 0 | 0 | 0
F3_Commercial_Education_Existing_Food Preparation_Natural Gas_Griddle_E1 | F3 | Commercial | Education | Existing | Food Preparation | Natural Gas | Griddle | E1 | System - kBTUs of Conusmption | 0.099761 | 0.09996 | 0.099834 | 0.099747 | 0.099747 | 0.099747 | 0.099747 | 0.099747 | 0.099747 | 0.099747 | 0.099747 | 0.099747 | 0.099747 | 0.099747 | 0.099747 | 0.099747 | 0.099747 | 0.099747 | 0.099747 | 0.099747 | 0.099747 | 0.099747 | 0.099747 | 0.099747 | 0.099747 | 0.099747 | 0.099747 | 0.099747 | 0.099747 | 0.099747 | 0.099747
F3_Commercial_Education_Existing_Food Preparation_Natural Gas_Griddle_E2 | F3 | Commercial | Education | Existing | Food Preparation | Natural Gas | Griddle | E2 | System - kBTUs of Conusmption | 0.086161 | 0.086333 | 0.086223 | 0.086148 | 0.086148 | 0.086148 | 0.086148 | 0.086148 | 0.086148 | 0.086148 | 0.086148 | 0.086148 | 0.086148 | 0.086148 | 0.086148 | 0.086148 | 0.086148 | 0.086148 | 0.086148 | 0.086148 | 0.086148 | 0.086148 | 0.086148 | 0.086148 | 0.086148 | 0.086148 | 0.086148 | 0.086148 | 0.086148 | 0.086148 | 0.086148
F3_Commercial_Education_Existing_Food Preparation_Natural Gas_Griddle_E3 | F3 | Commercial | Education | Existing | Food Preparation | Natural Gas | Griddle | E3 | System - kBTUs of Conusmption | 0 | 0 | 0 | 0 | 0 | 0 | 0 | 0 | 0 | 0 | 0 | 0 | 0 | 0 | 0 | 0 | 0 | 0 | 0 | 0 | 0 | 0 | 0 | 0 | 0 | 0 | 0 | 0 | 0 | 0 | 0
F3_Commercial_Education_Existing_Food Preparation_Natural Gas_Griddle_E4 | F3 | Commercial | Education | Existing | Food Preparation | Natural Gas | Griddle | E4 | System - kBTUs of Conusmption | 0 | 0 | 0 | 0 | 0 | 0 | 0 | 0 | 0 | 0 | 0 | 0 | 0 | 0 | 0 | 0 | 0 | 0 | 0 | 0 | 0 | 0 | 0 | 0 | 0 | 0 | 0 | 0 | 0 | 0 | 0
F3_Commercial_Education_Existing_Food Preparation_Natural Gas_Griddle_E5 | F3 | Commercial | Education | Existing | Food Preparation | Natural Gas | Griddle | E5 | System - kBTUs of Conusmption | 0 | 0 | 0 | 0 | 0 | 0 | 0 | 0 | 0 | 0 | 0 | 0 | 0 | 0 | 0 | 0 | 0 | 0 | 0 | 0 | 0 | 0 | 0 | 0 | 0 | 0 | 0 | 0 | 0 | 0 | 0
F3_Commercial_Education_Existing_Food Preparation_Natural Gas_Griddle_E6 | F3 | Commercial | Education | Existing | Food Preparation | Natural Gas | Griddle | E6 | System - kBTUs of Conusmption | 0 | 0 | 0 | 0 | 0 | 0 | 0 | 0 | 0 | 0 | 0 | 0 | 0 | 0 | 0 | 0 | 0 | 0 | 0 | 0 | 0 | 0 | 0 | 0 | 0 | 0 | 0 | 0 | 0 | 0 | 0
F3_Commercial_Education_Existing_Food Preparation_Natural Gas_Griddle_E7 | F3 | Commercial | Education | Existing | Food Preparation | Natural Gas | Griddle | E7 | System - kBTUs of Conusmption | 0 | 0 | 0 | 0 | 0 | 0 | 0 | 0 | 0 | 0 | 0 | 0 | 0 | 0 | 0 | 0 | 0 | 0 | 0 | 0 | 0 | 0 | 0 | 0 | 0 | 0 | 0 | 0 | 0 | 0 | 0
F3_Commercial_Education_Existing_Food Preparation_Natural Gas_Griddle_E8 | F3 | Commercial | Education | Existing | Food Preparation | Natural Gas | Griddle | E8 | System - kBTUs of Conusmption | 0 | 0 | 0 | 0 | 0 | 0 | 0 | 0 | 0 | 0 | 0 | 0 | 0 | 0 | 0 | 0 | 0 | 0 | 0 | 0 | 0 | 0 | 0 | 0 | 0 | 0 | 0 | 0 | 0 | 0 | 0
F3_Commercial_Education_Existing_Food Preparation_Natural Gas_Griddle_E9 | F3 | Commercial | Education | Existing | Food Preparation | Natural Gas | Griddle | E9 | System - kBTUs of Conusmption | 0 | 0 | 0 | 0 | 0 | 0 | 0 | 0 | 0 | 0 | 0 | 0 | 0 | 0 | 0 | 0 | 0 | 0 | 0 | 0 | 0 | 0 | 0 | 0 | 0 | 0 | 0 | 0 | 0 | 0 | 0
F3_Commercial_Education_Existing_Food Preparation_Natural Gas_Griddle_E10 | F3 | Commercial | Education | Existing | Food Preparation | Natural Gas | Griddle | E10 | System - kBTUs of Conusmption | 0 | 0 | 0 | 0 | 0 | 0 | 0 | 0 | 0 | 0 | 0 | 0 | 0 | 0 | 0 | 0 | 0 | 0 | 0 | 0 | 0 | 0 | 0 | 0 | 0 | 0 | 0 | 0 | 0 | 0 | 0
F4_Commercial_Education_Existing_Food Preparation_Natural Gas_Griddle_E1 | F4 | Commercial | Education | Existing | Food Preparation | Natural Gas | Griddle | E1 | Utility - Cost of Equipment | 0.0005182 | 0.0005182 | 0.0005182 | 0.0005182 | 0.0005182 | 0.0005182 | 0.0005182 | 0.0005182 | 0.0005182 | 0.0005182 | 0.0005182 | 0.0005182 | 0.0005182 | 0.0005182 | 0.0005182 | 0.0005182 | 0.0005182 | 0.0005182 | 0.0005182 | 0.0005182 | 0.0005182 | 0.0005182 | 0.0005182 | 0.0005182 | 0.0005182 | 0.0005182 | 0.0005182 | 0.0005182 | 0.0005182 | 0.0005182 | 0.0005182
F4_Commercial_Education_Existing_Food Preparation_Natural Gas_Griddle_E2 | F4 | Commercial | Education | Existing | Food Preparation | Natural Gas | Griddle | E2 | Utility - Cost of Equipment | 0.00055442 | 0.00055442 | 0.00055442 | 0.00055442 | 0.00055442 | 0.00055442 | 0.00055442 | 0.00055442 | 0.00055442 | 0.00055442 | 0.00055442 | 0.00055442 | 0.00055442 | 0.00055442 | 0.00055442 | 0.00055442 | 0.00055442 | 0.00055442 | 0.00055442 | 0.00055442 | 0.00055442 | 0.00055442 | 0.00055442 | 0.00055442 | 0.00055442 | 0.00055442 | 0.00055442 | 0.00055442 | 0.00055442 | 0.00055442 | 0.00055442
F4_Commercial_Education_Existing_Food Preparation_Natural Gas_Griddle_E3 | F4 | Commercial | Education | Existing | Food Preparation | Natural Gas | Griddle | E3 | Utility - Cost of Equipment | 0 | 0 | 0 | 0 | 0 | 0 | 0 | 0 | 0 | 0 | 0 | 0 | 0 | 0 | 0 | 0 | 0 | 0 | 0 | 0 | 0 | 0 | 0 | 0 | 0 | 0 | 0 | 0 | 0 | 0 | 0
F4_Commercial_Education_Existing_Food Preparation_Natural Gas_Griddle_E4 | F4 | Commercial | Education | Existing | Food Preparation | Natural Gas | Griddle | E4 | Utility - Cost of Equipment | 0 | 0 | 0 | 0 | 0 | 0 | 0 | 0 | 0 | 0 | 0 | 0 | 0 | 0 | 0 | 0 | 0 | 0 | 0 | 0 | 0 | 0 | 0 | 0 | 0 | 0 | 0 | 0 | 0 | 0 | 0
F4_Commercial_Education_Existing_Food Preparation_Natural Gas_Griddle_E5 | F4 | Commercial | Education | Existing | Food Preparation | Natural Gas | Griddle | E5 | Utility - Cost of Equipment | 0 | 0 | 0 | 0 | 0 | 0 | 0 | 0 | 0 | 0 | 0 | 0 | 0 | 0 | 0 | 0 | 0 | 0 | 0 | 0 | 0 | 0 | 0 | 0 | 0 | 0 | 0 | 0 | 0 | 0 | 0
F4_Commercial_Education_Existing_Food Preparation_Natural Gas_Griddle_E6 | F4 | Commercial | Education | Existing | Food Preparation | Natural Gas | Griddle | E6 | Utility - Cost of Equipment | 0 | 0 | 0 | 0 | 0 | 0 | 0 | 0 | 0 | 0 | 0 | 0 | 0 | 0 | 0 | 0 | 0 | 0 | 0 | 0 | 0 | 0 | 0 | 0 | 0 | 0 | 0 | 0 | 0 | 0 | 0
F4_Commercial_Education_Existing_Food Preparation_Natural Gas_Griddle_E7 | F4 | Commercial | Education | Existing | Food Preparation | Natural Gas | Griddle | E7 | Utility - Cost of Equipment | 0 | 0 | 0 | 0 | 0 | 0 | 0 | 0 | 0 | 0 | 0 | 0 | 0 | 0 | 0 | 0 | 0 | 0 | 0 | 0 | 0 | 0 | 0 | 0 | 0 | 0 | 0 | 0 | 0 | 0 | 0
F4_Commercial_Education_Existing_Food Preparation_Natural Gas_Griddle_E8 | F4 | Commercial | Education | Existing | Food Preparation | Natural Gas | Griddle | E8 | Utility - Cost of Equipment | 0 | 0 | 0 | 0 | 0 | 0 | 0 | 0 | 0 | 0 | 0 | 0 | 0 | 0 | 0 | 0 | 0 | 0 | 0 | 0 | 0 | 0 | 0 | 0 | 0 | 0 | 0 | 0 | 0 | 0 | 0
F4_Commercial_Education_Existing_Food Preparation_Natural Gas_Griddle_E9 | F4 | Commercial | Education | Existing | Food Preparation | Natural Gas | Griddle | E9 | Utility - Cost of Equipment | 0 | 0 | 0 | 0 | 0 | 0 | 0 | 0 | 0 | 0 | 0 | 0 | 0 | 0 | 0 | 0 | 0 | 0 | 0 | 0 | 0 | 0 | 0 | 0 | 0 | 0 | 0 | 0 | 0 | 0 | 0
F4_Commercial_Education_Existing_Food Preparation_Natural Gas_Griddle_E10 | F4 | Commercial | Education | Existing | Food Preparation | Natural Gas | Griddle | E10 | Utility - Cost of Equipment | 0 | 0 | 0 | 0 | 0 | 0 | 0 | 0 | 0 | 0 | 0 | 0 | 0 | 0 | 0 | 0 | 0 | 0 | 0 | 0 | 0 | 0 | 0 | 0 | 0 | 0 | 0 | 0 | 0 | 0 | 0
F5_Commercial_Education_Existing_Food Preparation_Natural Gas_Griddle_E1 | F5 | Commercial | Education | Existing | Food Preparation | Natural Gas | Griddle | E1 | Utility - Cost of Operation | 0.0010021 | 0.0010176 | 0.0010288 | 0.0010231 | 0.0010241 | 0.0009653 | 0.00091666 | 0.0008895 | 0.00087823 | 0.00091078 | 0.00095353 | 0.00099821 | 0.00091675 | 0.00097112 | 0.00097443 | 0.00096957 | 0.00097046 | 0.00097345 | 0.00095485 | 0.00096608 | 0.00097364 | 0.00098429 | 0.00099799 | 0.00050052 | 0.00049075 | 0.00048157 | 0.00047289 | 0.00046463 | 0.00045673 | 0.00044911 | 0.00044173
F5_Commercial_Education_Existing_Food Preparation_Natural Gas_Griddle_E2 | F5 | Commercial | Education | Existing | Food Preparation | Natural Gas | Griddle | E2 | Utility - Cost of Operation | 0.0008655 | 0.00087885 | 0.00088855 | 0.0008836 | 0.0008845 | 0.0008337 | 0.00079169 | 0.00076823 | 0.0007585 | 0.00078661 | 0.00082354 | 0.00086212 | 0.00079177 | 0.00083873 | 0.00084159 | 0.00083739 | 0.00083816 | 0.00084074 | 0.00082467 | 0.00083437 | 0.0008409 | 0.0008501 | 0.00086193 | 0.00043229 | 0.00042385 | 0.00041592 | 0.00040842 | 0.00040129 | 0.00039446 | 0.00038788 | 0.00038151
F5_Commercial_Education_Existing_Food Preparation_Natural Gas_Griddle_E3 | F5 | Commercial | Education | Existing | Food Preparation | Natural Gas | Griddle | E3 | Utility - Cost of Operation | 0 | 0 | 0 | 0 | 0 | 0 | 0 | 0 | 0 | 0 | 0 | 0 | 0 | 0 | 0 | 0 | 0 | 0 | 0 | 0 | 0 | 0 | 0 | 0 | 0 | 0 | 0 | 0 | 0 | 0 | 0
F5_Commercial_Education_Existing_Food Preparation_Natural Gas_Griddle_E4 | F5 | Commercial | Education | Existing | Food Preparation | Natural Gas | Griddle | E4 | Utility - Cost of Operation | 0 | 0 | 0 | 0 | 0 | 0 | 0 | 0 | 0 | 0 | 0 | 0 | 0 | 0 | 0 | 0 | 0 | 0 | 0 | 0 | 0 | 0 | 0 | 0 | 0 | 0 | 0 | 0 | 0 | 0 | 0
F5_Commercial_Education_Existing_Food Preparation_Natural Gas_Griddle_E5 | F5 | Commercial | Education | Existing | Food Preparation | Natural Gas | Griddle | E5 | Utility - Cost of Operation | 0 | 0 | 0 | 0 | 0 | 0 | 0 | 0 | 0 | 0 | 0 | 0 | 0 | 0 | 0 | 0 | 0 | 0 | 0 | 0 | 0 | 0 | 0 | 0 | 0 | 0 | 0 | 0 | 0 | 0 | 0
F5_Commercial_Education_Existing_Food Preparation_Natural Gas_Griddle_E6 | F5 | Commercial | Education | Existing | Food Preparation | Natural Gas | Griddle | E6 | Utility - Cost of Operation | 0 | 0 | 0 | 0 | 0 | 0 | 0 | 0 | 0 | 0 | 0 | 0 | 0 | 0 | 0 | 0 | 0 | 0 | 0 | 0 | 0 | 0 | 0 | 0 | 0 | 0 | 0 | 0 | 0 | 0 | 0
F5_Commercial_Education_Existing_Food Preparation_Natural Gas_Griddle_E7 | F5 | Commercial | Education | Existing | Food Preparation | Natural Gas | Griddle | E7 | Utility - Cost of Operation | 0 | 0 | 0 | 0 | 0 | 0 | 0 | 0 | 0 | 0 | 0 | 0 | 0 | 0 | 0 | 0 | 0 | 0 | 0 | 0 | 0 | 0 | 0 | 0 | 0 | 0 | 0 | 0 | 0 | 0 | 0
F5_Commercial_Education_Existing_Food Preparation_Natural Gas_Griddle_E8 | F5 | Commercial | Education | Existing | Food Preparation | Natural Gas | Griddle | E8 | Utility - Cost of Operation | 0 | 0 | 0 | 0 | 0 | 0 | 0 | 0 | 0 | 0 | 0 | 0 | 0 | 0 | 0 | 0 | 0 | 0 | 0 | 0 | 0 | 0 | 0 | 0 | 0 | 0 | 0 | 0 | 0 | 0 | 0
F5_Commercial_Education_Existing_Food Preparation_Natural Gas_Griddle_E9 | F5 | Commercial | Education | Existing | Food Preparation | Natural Gas | Griddle | E9 | Utility - Cost of Operation | 0 | 0 | 0 | 0 | 0 | 0 | 0 | 0 | 0 | 0 | 0 | 0 | 0 | 0 | 0 | 0 | 0 | 0 | 0 | 0 | 0 | 0 | 0 | 0 | 0 | 0 | 0 | 0 | 0 | 0 | 0
F5_Commercial_Education_Existing_Food Preparation_Natural Gas_Griddle_E10 | F5 | Commercial | Education | Existing | Food Preparation | Natural Gas | Griddle | E10 | Utility - Cost of Operation | 0 | 0 | 0 | 0 | 0 | 0 | 0 | 0 | 0 | 0 | 0 | 0 | 0 | 0 | 0 | 0 | 0 | 0 | 0 | 0 | 0 | 0 | 0 | 0 | 0 | 0 | 0 | 0 | 0 | 0 | 0
F6_Commercial_Education_Existing_Food Preparation_Natural Gas_Griddle_E1 | F6 | Commercial | Education | Existing | Food Preparation | Natural Gas | Griddle | E1 | Utility - Value of Sales | 0.0012006 | 0.0012191 | 0.0012326 | 0.0012257 | 0.001227 | 0.0011565 | 0.0010982 | 0.0010657 | 0.0010522 | 0.0010912 | 0.0011424 | 0.0011959 | 0.0010983 | 0.0011635 | 0.0011674 | 0.0011616 | 0.0011627 | 0.0011663 | 0.001144 | 0.0011574 | 0.0011665 | 0.0011792 | 0.0011957 | 0.00059966 | 0.00058795 | 0.00057695 | 0.00056655 | 0.00055666 | 0.00054719 | 0.00053806 | 0.00052922
F6_Commercial_Education_Existing_Food Preparation_Natural Gas_Griddle_E2 | F6 | Commercial | Education | Existing | Food Preparation | Natural Gas | Griddle | E2 | Utility - Value of Sales | 0.0010369 | 0.0010529 | 0.0010645 | 0.0010586 | 0.0010597 | 0.00099883 | 0.00094849 | 0.00092039 | 0.00090873 | 0.00094241 | 0.00098665 | 0.0010329 | 0.00094859 | 0.0010048 | 0.0010083 | 0.0010032 | 0.0010042 | 0.0010073 | 0.00098801 | 0.00099963 | 0.0010075 | 0.0010185 | 0.0010326 | 0.00051791 | 0.0005078 | 0.00049829 | 0.00048931 | 0.00048077 | 0.00047259 | 0.0004647 | 0.00045707
F6_Commercial_Education_Existing_Food Preparation_Natural Gas_Griddle_E3 | F6 | Commercial | Education | Existing | Food Preparation | Natural Gas | Griddle | E3 | Utility - Value of Sales | 0 | 0 | 0 | 0 | 0 | 0 | 0 | 0 | 0 | 0 | 0 | 0 | 0 | 0 | 0 | 0 | 0 | 0 | 0 | 0 | 0 | 0 | 0 | 0 | 0 | 0 | 0 | 0 | 0 | 0 | 0
F6_Commercial_Education_Existing_Food Preparation_Natural Gas_Griddle_E4 | F6 | Commercial | Education | Existing | Food Preparation | Natural Gas | Griddle | E4 | Utility - Value of Sales | 0 | 0 | 0 | 0 | 0 | 0 | 0 | 0 | 0 | 0 | 0 | 0 | 0 | 0 | 0 | 0 | 0 | 0 | 0 | 0 | 0 | 0 | 0 | 0 | 0 | 0 | 0 | 0 | 0 | 0 | 0
F6_Commercial_Education_Existing_Food Preparation_Natural Gas_Griddle_E5 | F6 | Commercial | Education | Existing | Food Preparation | Natural Gas | Griddle | E5 | Utility - Value of Sales | 0 | 0 | 0 | 0 | 0 | 0 | 0 | 0 | 0 | 0 | 0 | 0 | 0 | 0 | 0 | 0 | 0 | 0 | 0 | 0 | 0 | 0 | 0 | 0 | 0 | 0 | 0 | 0 | 0 | 0 | 0
F6_Commercial_Education_Existing_Food Preparation_Natural Gas_Griddle_E6 | F6 | Commercial | Education | Existing | Food Preparation | Natural Gas | Griddle | E6 | Utility - Value of Sales | 0 | 0 | 0 | 0 | 0 | 0 | 0 | 0 | 0 | 0 | 0 | 0 | 0 | 0 | 0 | 0 | 0 | 0 | 0 | 0 | 0 | 0 | 0 | 0 | 0 | 0 | 0 | 0 | 0 | 0 | 0
F6_Commercial_Education_Existing_Food Preparation_Natural Gas_Griddle_E7 | F6 | Commercial | Education | Existing | Food Preparation | Natural Gas | Griddle | E7 | Utility - Value of Sales | 0 | 0 | 0 | 0 | 0 | 0 | 0 | 0 | 0 | 0 | 0 | 0 | 0 | 0 | 0 | 0 | 0 | 0 | 0 | 0 | 0 | 0 | 0 | 0 | 0 | 0 | 0 | 0 | 0 | 0 | 0
F6_Commercial_Education_Existing_Food Preparation_Natural Gas_Griddle_E8 | F6 | Commercial | Education | Existing | Food Preparation | Natural Gas | Griddle | E8 | Utility - Value of Sales | 0 | 0 | 0 | 0 | 0 | 0 | 0 | 0 | 0 | 0 | 0 | 0 | 0 | 0 | 0 | 0 | 0 | 0 | 0 | 0 | 0 | 0 | 0 | 0 | 0 | 0 | 0 | 0 | 0 | 0 | 0
F6_Commercial_Education_Existing_Food Preparation_Natural Gas_Griddle_E9 | F6 | Commercial | Education | Existing | Food Preparation | Natural Gas | Griddle | E9 | Utility - Value of Sales | 0 | 0 | 0 | 0 | 0 | 0 | 0 | 0 | 0 | 0 | 0 | 0 | 0 | 0 | 0 | 0 | 0 | 0 | 0 | 0 | 0 | 0 | 0 | 0 | 0 | 0 | 0 | 0 | 0 | 0 | 0
F6_Commercial_Education_Existing_Food Preparation_Natural Gas_Griddle_E10 | F6 | Commercial | Education | Existing | Food Preparation | Natural Gas | Griddle | E10 | Utility - Value of Sales | 0 | 0 | 0 | 0 | 0 | 0 | 0 | 0 | 0 | 0 | 0 | 0 | 0 | 0 | 0 | 0 | 0 | 0 | 0 | 0 | 0 | 0 | 0 | 0 | 0 | 0 | 0 | 0 | 0 | 0 | 0
F1_Commercial_Education_Existing_Food Preparation_Natural Gas_Range_E1 | F1 | Commercial | Education | Existing | Food Preparation | Natural Gas | Range | E1 | Participant - Cost of Equipment | 0.00097534 | 0.00097534 | 0.00097534 | 0.00097534 | 0.00097534 | 0.00097534 | 0.00097534 | 0.00097534 | 0.00097534 | 0.00097534 | 0.00097534 | 0.00097534 | 0.00097534 | 0.00097534 | 0.00097534 | 0.00097534 | 0.00097534 | 0.00097534 | 0.00097534 | 0.00097534 | 0.00097534 | 0.00097534 | 0.00097534 | 0.00097534 | 0.00097534 | 0.00097534 | 0.00097534 | 0.00097534 | 0.00097534 | 0.00097534 | 0.00097534
F1_Commercial_Education_Existing_Food Preparation_Natural Gas_Range_E2 | F1 | Commercial | Education | Existing | Food Preparation | Natural Gas | Range | E2 | Participant - Cost of Equipment | 0.00097547 | 0.00097547 | 0.00097547 | 0.00097547 | 0.00097547 | 0.00097547 | 0.00097547 | 0.00097547 | 0.00097547 | 0.00097547 | 0.00097547 | 0.00097547 | 0.00097547 | 0.00097547 | 0.00097547 | 0.00097547 | 0.00097547 | 0.00097547 | 0.00097547 | 0.00097547 | 0.00097547 | 0.00097547 | 0.00097547 | 0.00097547 | 0.00097547 | 0.00097547 | 0.00097547 | 0.00097547 | 0.00097547 | 0.00097547 | 0.00097547
F1_Commercial_Education_Existing_Food Preparation_Natural Gas_Range_E3 | F1 | Commercial | Education | Existing | Food Preparation | Natural Gas | Range | E3 | Participant - Cost of Equipment | 0 | 0 | 0 | 0 | 0 | 0 | 0 | 0 | 0 | 0 | 0 | 0 | 0 | 0 | 0 | 0 | 0 | 0 | 0 | 0 | 0 | 0 | 0 | 0 | 0 | 0 | 0 | 0 | 0 | 0 | 0
F1_Commercial_Education_Existing_Food Preparation_Natural Gas_Range_E4 | F1 | Commercial | Education | Existing | Food Preparation | Natural Gas | Range | E4 | Participant - Cost of Equipment | 0 | 0 | 0 | 0 | 0 | 0 | 0 | 0 | 0 | 0 | 0 | 0 | 0 | 0 | 0 | 0 | 0 | 0 | 0 | 0 | 0 | 0 | 0 | 0 | 0 | 0 | 0 | 0 | 0 | 0 | 0
F1_Commercial_Education_Existing_Food Preparation_Natural Gas_Range_E5 | F1 | Commercial | Education | Existing | Food Preparation | Natural Gas | Range | E5 | Participant - Cost of Equipment | 0 | 0 | 0 | 0 | 0 | 0 | 0 | 0 | 0 | 0 | 0 | 0 | 0 | 0 | 0 | 0 | 0 | 0 | 0 | 0 | 0 | 0 | 0 | 0 | 0 | 0 | 0 | 0 | 0 | 0 | 0
F1_Commercial_Education_Existing_Food Preparation_Natural Gas_Range_E6 | F1 | Commercial | Education | Existing | Food Preparation | Natural Gas | Range | E6 | Participant - Cost of Equipment | 0 | 0 | 0 | 0 | 0 | 0 | 0 | 0 | 0 | 0 | 0 | 0 | 0 | 0 | 0 | 0 | 0 | 0 | 0 | 0 | 0 | 0 | 0 | 0 | 0 | 0 | 0 | 0 | 0 | 0 | 0
F1_Commercial_Education_Existing_Food Preparation_Natural Gas_Range_E7 | F1 | Commercial | Education | Existing | Food Preparation | Natural Gas | Range | E7 | Participant - Cost of Equipment | 0 | 0 | 0 | 0 | 0 | 0 | 0 | 0 | 0 | 0 | 0 | 0 | 0 | 0 | 0 | 0 | 0 | 0 | 0 | 0 | 0 | 0 | 0 | 0 | 0 | 0 | 0 | 0 | 0 | 0 | 0
F1_Commercial_Education_Existing_Food Preparation_Natural Gas_Range_E8 | F1 | Commercial | Education | Existing | Food Preparation | Natural Gas | Range | E8 | Participant - Cost of Equipment | 0 | 0 | 0 | 0 | 0 | 0 | 0 | 0 | 0 | 0 | 0 | 0 | 0 | 0 | 0 | 0 | 0 | 0 | 0 | 0 | 0 | 0 | 0 | 0 | 0 | 0 | 0 | 0 | 0 | 0 | 0
F1_Commercial_Education_Existing_Food Preparation_Natural Gas_Range_E9 | F1 | Commercial | Education | Existing | Food Preparation | Natural Gas | Range | E9 | Participant - Cost of Equipment | 0 | 0 | 0 | 0 | 0 | 0 | 0 | 0 | 0 | 0 | 0 | 0 | 0 | 0 | 0 | 0 | 0 | 0 | 0 | 0 | 0 | 0 | 0 | 0 | 0 | 0 | 0 | 0 | 0 | 0 | 0
F1_Commercial_Education_Existing_Food Preparation_Natural Gas_Range_E10 | F1 | Commercial | Education | Existing | Food Preparation | Natural Gas | Range | E10 | Participant - Cost of Equipment | 0 | 0 | 0 | 0 | 0 | 0 | 0 | 0 | 0 | 0 | 0 | 0 | 0 | 0 | 0 | 0 | 0 | 0 | 0 | 0 | 0 | 0 | 0 | 0 | 0 | 0 | 0 | 0 | 0 | 0 | 0
F2_Commercial_Education_Existing_Food Preparation_Natural Gas_Range_E1 | F2 | Commercial | Education | Existing | Food Preparation | Natural Gas | Range | E1 | Participant - Cost of Operation | 0.0013933 | 0.0014209 | 0.0014407 | 0.0014621 | 0.0014928 | 0.0013986 | 0.001325 | 0.0012863 | 0.0012724 | 0.0012511 | 0.0012367 | 0.0013022 | 0.0011654 | 0.0012456 | 0.0013486 | 0.0014487 | 0.0014525 | 0.0014594 | 0.0014315 | 0.0014514 | 0.0014653 | 0.0014841 | 0.0015078 | 0.00071023 | 0.00069606 | 0.0006828 | 0.00067032 | 0.00065848 | 0.00064717 | 0.0006363 | 0.0006258
F2_Commercial_Education_Existing_Food Preparation_Natural Gas_Range_E2 | F2 | Commercial | Education | Existing | Food Preparation | Natural Gas | Range | E2 | Participant - Cost of Operation | 0.001045 | 0.0010657 | 0.0010805 | 0.0010966 | 0.0011196 | 0.001049 | 0.00099376 | 0.00096473 | 0.0009543 | 0.00093829 | 0.00092749 | 0.00097663 | 0.00087405 | 0.00093423 | 0.0010115 | 0.0010866 | 0.0010894 | 0.0010946 | 0.0010736 | 0.0010886 | 0.001099 | 0.0011131 | 0.0011308 | 0.00053267 | 0.00052205 | 0.0005121 | 0.00050274 | 0.00049386 | 0.00048538 | 0.00047722 | 0.00046935
F2_Commercial_Education_Existing_Food Preparation_Natural Gas_Range_E3 | F2 | Commercial | Education | Existing | Food Preparation | Natural Gas | Range | E3 | Participant - Cost of Operation | 0 | 0 | 0 | 0 | 0 | 0 | 0 | 0 | 0 | 0 | 0 | 0 | 0 | 0 | 0 | 0 | 0 | 0 | 0 | 0 | 0 | 0 | 0 | 0 | 0 | 0 | 0 | 0 | 0 | 0 | 0
F2_Commercial_Education_Existing_Food Preparation_Natural Gas_Range_E4 | F2 | Commercial | Education | Existing | Food Preparation | Natural Gas | Range | E4 | Participant - Cost of Operation | 0 | 0 | 0 | 0 | 0 | 0 | 0 | 0 | 0 | 0 | 0 | 0 | 0 | 0 | 0 | 0 | 0 | 0 | 0 | 0 | 0 | 0 | 0 | 0 | 0 | 0 | 0 | 0 | 0 | 0 | 0
F2_Commercial_Education_Existing_Food Preparation_Natural Gas_Range_E5 | F2 | Commercial | Education | Existing | Food Preparation | Natural Gas | Range | E5 | Participant - Cost of Operation | 0 | 0 | 0 | 0 | 0 | 0 | 0 | 0 | 0 | 0 | 0 | 0 | 0 | 0 | 0 | 0 | 0 | 0 | 0 | 0 | 0 | 0 | 0 | 0 | 0 | 0 | 0 | 0 | 0 | 0 | 0
F2_Commercial_Education_Existing_Food Preparation_Natural Gas_Range_E6 | F2 | Commercial | Education | Existing | Food Preparation | Natural Gas | Range | E6 | Participant - Cost of Operation | 0 | 0 | 0 | 0 | 0 | 0 | 0 | 0 | 0 | 0 | 0 | 0 | 0 | 0 | 0 | 0 | 0 | 0 | 0 | 0 | 0 | 0 | 0 | 0 | 0 | 0 | 0 | 0 | 0 | 0 | 0
F2_Commercial_Education_Existing_Food Preparation_Natural Gas_Range_E7 | F2 | Commercial | Education | Existing | Food Preparation | Natural Gas | Range | E7 | Participant - Cost of Operation | 0 | 0 | 0 | 0 | 0 | 0 | 0 | 0 | 0 | 0 | 0 | 0 | 0 | 0 | 0 | 0 | 0 | 0 | 0 | 0 | 0 | 0 | 0 | 0 | 0 | 0 | 0 | 0 | 0 | 0 | 0
F2_Commercial_Education_Existing_Food Preparation_Natural Gas_Range_E8 | F2 | Commercial | Education | Existing | Food Preparation | Natural Gas | Range | E8 | Participant - Cost of Operation | 0 | 0 | 0 | 0 | 0 | 0 | 0 | 0 | 0 | 0 | 0 | 0 | 0 | 0 | 0 | 0 | 0 | 0 | 0 | 0 | 0 | 0 | 0 | 0 | 0 | 0 | 0 | 0 | 0 | 0 | 0
F2_Commercial_Education_Existing_Food Preparation_Natural Gas_Range_E9 | F2 | Commercial | Education | Existing | Food Preparation | Natural Gas | Range | E9 | Participant - Cost of Operation | 0 | 0 | 0 | 0 | 0 | 0 | 0 | 0 | 0 | 0 | 0 | 0 | 0 | 0 | 0 | 0 | 0 | 0 | 0 | 0 | 0 | 0 | 0 | 0 | 0 | 0 | 0 | 0 | 0 | 0 | 0
F2_Commercial_Education_Existing_Food Preparation_Natural Gas_Range_E10 | F2 | Commercial | Education | Existing | Food Preparation | Natural Gas | Range | E10 | Participant - Cost of Operation | 0 | 0 | 0 | 0 | 0 | 0 | 0 | 0 | 0 | 0 | 0 | 0 | 0 | 0 | 0 | 0 | 0 | 0 | 0 | 0 | 0 | 0 | 0 | 0 | 0 | 0 | 0 | 0 | 0 | 0 | 0
F3_Commercial_Education_Existing_Food Preparation_Natural Gas_Range_E1 | F3 | Commercial | Education | Existing | Food Preparation | Natural Gas | Range | E1 | System - kBTUs of Conusmption | 0.11659 | 0.11687 | 0.11669 | 0.11657 | 0.11657 | 0.11657 | 0.11657 | 0.11657 | 0.11657 | 0.11657 | 0.11657 | 0.11657 | 0.11657 | 0.11657 | 0.11657 | 0.11657 | 0.11657 | 0.11657 | 0.11657 | 0.11657 | 0.11657 | 0.11657 | 0.11657 | 0.11657 | 0.11657 | 0.11657 | 0.11657 | 0.11657 | 0.11657 | 0.11657 | 0.11657
F3_Commercial_Education_Existing_Food Preparation_Natural Gas_Range_E2 | F3 | Commercial | Education | Existing | Food Preparation | Natural Gas | Range | E2 | System - kBTUs of Conusmption | 0.087443 | 0.087653 | 0.087519 | 0.087428 | 0.087428 | 0.087428 | 0.087428 | 0.087428 | 0.087428 | 0.087428 | 0.087428 | 0.087428 | 0.087428 | 0.087428 | 0.087428 | 0.087428 | 0.087428 | 0.087428 | 0.087428 | 0.087428 | 0.087428 | 0.087428 | 0.087428 | 0.087428 | 0.087428 | 0.087428 | 0.087428 | 0.087428 | 0.087428 | 0.087428 | 0.087428
F3_Commercial_Education_Existing_Food Preparation_Natural Gas_Range_E3 | F3 | Commercial | Education | Existing | Food Preparation | Natural Gas | Range | E3 | System - kBTUs of Conusmption | 0 | 0 | 0 | 0 | 0 | 0 | 0 | 0 | 0 | 0 | 0 | 0 | 0 | 0 | 0 | 0 | 0 | 0 | 0 | 0 | 0 | 0 | 0 | 0 | 0 | 0 | 0 | 0 | 0 | 0 | 0
F3_Commercial_Education_Existing_Food Preparation_Natural Gas_Range_E4 | F3 | Commercial | Education | Existing | Food Preparation | Natural Gas | Range | E4 | System - kBTUs of Conusmption | 0 | 0 | 0 | 0 | 0 | 0 | 0 | 0 | 0 | 0 | 0 | 0 | 0 | 0 | 0 | 0 | 0 | 0 | 0 | 0 | 0 | 0 | 0 | 0 | 0 | 0 | 0 | 0 | 0 | 0 | 0
F3_Commercial_Education_Existing_Food Preparation_Natural Gas_Range_E5 | F3 | Commercial | Education | Existing | Food Preparation | Natural Gas | Range | E5 | System - kBTUs of Conusmption | 0 | 0 | 0 | 0 | 0 | 0 | 0 | 0 | 0 | 0 | 0 | 0 | 0 | 0 | 0 | 0 | 0 | 0 | 0 | 0 | 0 | 0 | 0 | 0 | 0 | 0 | 0 | 0 | 0 | 0 | 0
F3_Commercial_Education_Existing_Food Preparation_Natural Gas_Range_E6 | F3 | Commercial | Education | Existing | Food Preparation | Natural Gas | Range | E6 | System - kBTUs of Conusmption | 0 | 0 | 0 | 0 | 0 | 0 | 0 | 0 | 0 | 0 | 0 | 0 | 0 | 0 | 0 | 0 | 0 | 0 | 0 | 0 | 0 | 0 | 0 | 0 | 0 | 0 | 0 | 0 | 0 | 0 | 0
F3_Commercial_Education_Existing_Food Preparation_Natural Gas_Range_E7 | F3 | Commercial | Education | Existing | Food Preparation | Natural Gas | Range | E7 | System - kBTUs of Conusmption | 0 | 0 | 0 | 0 | 0 | 0 | 0 | 0 | 0 | 0 | 0 | 0 | 0 | 0 | 0 | 0 | 0 | 0 | 0 | 0 | 0 | 0 | 0 | 0 | 0 | 0 | 0 | 0 | 0 | 0 | 0
F3_Commercial_Education_Existing_Food Preparation_Natural Gas_Range_E8 | F3 | Commercial | Education | Existing | Food Preparation | Natural Gas | Range | E8 | System - kBTUs of Conusmption | 0 | 0 | 0 | 0 | 0 | 0 | 0 | 0 | 0 | 0 | 0 | 0 | 0 | 0 | 0 | 0 | 0 | 0 | 0 | 0 | 0 | 0 | 0 | 0 | 0 | 0 | 0 | 0 | 0 | 0 | 0
F3_Commercial_Education_Existing_Food Preparation_Natural Gas_Range_E9 | F3 | Commercial | Education | Existing | Food Preparation | Natural Gas | Range | E9 | System - kBTUs of Conusmption | 0 | 0 | 0 | 0 | 0 | 0 | 0 | 0 | 0 | 0 | 0 | 0 | 0 | 0 | 0 | 0 | 0 | 0 | 0 | 0 | 0 | 0 | 0 | 0 | 0 | 0 | 0 | 0 | 0 | 0 | 0
F3_Commercial_Education_Existing_Food Preparation_Natural Gas_Range_E10 | F3 | Commercial | Education | Existing | Food Preparation | Natural Gas | Range | E10 | System - kBTUs of Conusmption | 0 | 0 | 0 | 0 | 0 | 0 | 0 | 0 | 0 | 0 | 0 | 0 | 0 | 0 | 0 | 0 | 0 | 0 | 0 | 0 | 0 | 0 | 0 | 0 | 0 | 0 | 0 | 0 | 0 | 0 | 0
F4_Commercial_Education_Existing_Food Preparation_Natural Gas_Range_E1 | F4 | Commercial | Education | Existing | Food Preparation | Natural Gas | Range | E1 | Utility - Cost of Equipment | 0.00097534 | 0.00097534 | 0.00097534 | 0.00097534 | 0.00097534 | 0.00097534 | 0.00097534 | 0.00097534 | 0.00097534 | 0.00097534 | 0.00097534 | 0.00097534 | 0.00097534 | 0.00097534 | 0.00097534 | 0.00097534 | 0.00097534 | 0.00097534 | 0.00097534 | 0.00097534 | 0.00097534 | 0.00097534 | 0.00097534 | 0.00097534 | 0.00097534 | 0.00097534 | 0.00097534 | 0.00097534 | 0.00097534 | 0.00097534 | 0.00097534
F4_Commercial_Education_Existing_Food Preparation_Natural Gas_Range_E2 | F4 | Commercial | Education | Existing | Food Preparation | Natural Gas | Range | E2 | Utility - Cost of Equipment | 0.00097547 | 0.00097547 | 0.00097547 | 0.00097547 | 0.00097547 | 0.00097547 | 0.00097547 | 0.00097547 | 0.00097547 | 0.00097547 | 0.00097547 | 0.00097547 | 0.00097547 | 0.00097547 | 0.00097547 | 0.00097547 | 0.00097547 | 0.00097547 | 0.00097547 | 0.00097547 | 0.00097547 | 0.00097547 | 0.00097547 | 0.00097547 | 0.00097547 | 0.00097547 | 0.00097547 | 0.00097547 | 0.00097547 | 0.00097547 | 0.00097547
F4_Commercial_Education_Existing_Food Preparation_Natural Gas_Range_E3 | F4 | Commercial | Education | Existing | Food Preparation | Natural Gas | Range | E3 | Utility - Cost of Equipment | 0 | 0 | 0 | 0 | 0 | 0 | 0 | 0 | 0 | 0 | 0 | 0 | 0 | 0 | 0 | 0 | 0 | 0 | 0 | 0 | 0 | 0 | 0 | 0 | 0 | 0 | 0 | 0 | 0 | 0 | 0
F4_Commercial_Education_Existing_Food Preparation_Natural Gas_Range_E4 | F4 | Commercial | Education | Existing | Food Preparation | Natural Gas | Range | E4 | Utility - Cost of Equipment | 0 | 0 | 0 | 0 | 0 | 0 | 0 | 0 | 0 | 0 | 0 | 0 | 0 | 0 | 0 | 0 | 0 | 0 | 0 | 0 | 0 | 0 | 0 | 0 | 0 | 0 | 0 | 0 | 0 | 0 | 0
F4_Commercial_Education_Existing_Food Preparation_Natural Gas_Range_E5 | F4 | Commercial | Education | Existing | Food Preparation | Natural Gas | Range | E5 | Utility - Cost of Equipment | 0 | 0 | 0 | 0 | 0 | 0 | 0 | 0 | 0 | 0 | 0 | 0 | 0 | 0 | 0 | 0 | 0 | 0 | 0 | 0 | 0 | 0 | 0 | 0 | 0 | 0 | 0 | 0 | 0 | 0 | 0
F4_Commercial_Education_Existing_Food Preparation_Natural Gas_Range_E6 | F4 | Commercial | Education | Existing | Food Preparation | Natural Gas | Range | E6 | Utility - Cost of Equipment | 0 | 0 | 0 | 0 | 0 | 0 | 0 | 0 | 0 | 0 | 0 | 0 | 0 | 0 | 0 | 0 | 0 | 0 | 0 | 0 | 0 | 0 | 0 | 0 | 0 | 0 | 0 | 0 | 0 | 0 | 0
F4_Commercial_Education_Existing_Food Preparation_Natural Gas_Range_E7 | F4 | Commercial | Education | Existing | Food Preparation | Natural Gas | Range | E7 | Utility - Cost of Equipment | 0 | 0 | 0 | 0 | 0 | 0 | 0 | 0 | 0 | 0 | 0 | 0 | 0 | 0 | 0 | 0 | 0 | 0 | 0 | 0 | 0 | 0 | 0 | 0 | 0 | 0 | 0 | 0 | 0 | 0 | 0
F4_Commercial_Education_Existing_Food Preparation_Natural Gas_Range_E8 | F4 | Commercial | Education | Existing | Food Preparation | Natural Gas | Range | E8 | Utility - Cost of Equipment | 0 | 0 | 0 | 0 | 0 | 0 | 0 | 0 | 0 | 0 | 0 | 0 | 0 | 0 | 0 | 0 | 0 | 0 | 0 | 0 | 0 | 0 | 0 | 0 | 0 | 0 | 0 | 0 | 0 | 0 | 0
F4_Commercial_Education_Existing_Food Preparation_Natural Gas_Range_E9 | F4 | Commercial | Education | Existing | Food Preparation | Natural Gas | Range | E9 | Utility - Cost of Equipment | 0 | 0 | 0 | 0 | 0 | 0 | 0 | 0 | 0 | 0 | 0 | 0 | 0 | 0 | 0 | 0 | 0 | 0 | 0 | 0 | 0 | 0 | 0 | 0 | 0 | 0 | 0 | 0 | 0 | 0 | 0
F4_Commercial_Education_Existing_Food Preparation_Natural Gas_Range_E10 | F4 | Commercial | Education | Existing | Food Preparation | Natural Gas | Range | E10 | Utility - Cost of Equipment | 0 | 0 | 0 | 0 | 0 | 0 | 0 | 0 | 0 | 0 | 0 | 0 | 0 | 0 | 0 | 0 | 0 | 0 | 0 | 0 | 0 | 0 | 0 | 0 | 0 | 0 | 0 | 0 | 0 | 0 | 0
F5_Commercial_Education_Existing_Food Preparation_Natural Gas_Range_E1 | F5 | Commercial | Education | Existing | Food Preparation | Natural Gas | Range | E1 | Utility - Cost of Operation | 0.001163 | 0.001186 | 0.0012025 | 0.0012204 | 0.001246 | 0.0011674 | 0.001106 | 0.0010736 | 0.001062 | 0.0010442 | 0.0010322 | 0.0010869 | 0.00097273 | 0.0010397 | 0.0011257 | 0.0012092 | 0.0012124 | 0.0012181 | 0.0011949 | 0.0012115 | 0.0012231 | 0.0012388 | 0.0012585 | 0.00059281 | 0.00058099 | 0.00056992 | 0.0005595 | 0.00054962 | 0.00054018 | 0.00053111 | 0.00052234
F5_Commercial_Education_Existing_Food Preparation_Natural Gas_Range_E2 | F5 | Commercial | Education | Existing | Food Preparation | Natural Gas | Range | E2 | Utility - Cost of Operation | 0.00087221 | 0.0008895 | 0.00090187 | 0.00091527 | 0.00093453 | 0.00087556 | 0.00082947 | 0.00080524 | 0.00079653 | 0.00078317 | 0.00077416 | 0.00081518 | 0.00072955 | 0.00077978 | 0.00084426 | 0.00090693 | 0.00090927 | 0.00091361 | 0.00089615 | 0.00090861 | 0.00091732 | 0.00092909 | 0.00094387 | 0.00044461 | 0.00043574 | 0.00042744 | 0.00041962 | 0.00041221 | 0.00040513 | 0.00039833 | 0.00039175
F5_Commercial_Education_Existing_Food Preparation_Natural Gas_Range_E3 | F5 | Commercial | Education | Existing | Food Preparation | Natural Gas | Range | E3 | Utility - Cost of Operation | 0 | 0 | 0 | 0 | 0 | 0 | 0 | 0 | 0 | 0 | 0 | 0 | 0 | 0 | 0 | 0 | 0 | 0 | 0 | 0 | 0 | 0 | 0 | 0 | 0 | 0 | 0 | 0 | 0 | 0 | 0
F5_Commercial_Education_Existing_Food Preparation_Natural Gas_Range_E4 | F5 | Commercial | Education | Existing | Food Preparation | Natural Gas | Range | E4 | Utility - Cost of Operation | 0 | 0 | 0 | 0 | 0 | 0 | 0 | 0 | 0 | 0 | 0 | 0 | 0 | 0 | 0 | 0 | 0 | 0 | 0 | 0 | 0 | 0 | 0 | 0 | 0 | 0 | 0 | 0 | 0 | 0 | 0
F5_Commercial_Education_Existing_Food Preparation_Natural Gas_Range_E5 | F5 | Commercial | Education | Existing | Food Preparation | Natural Gas | Range | E5 | Utility - Cost of Operation | 0 | 0 | 0 | 0 | 0 | 0 | 0 | 0 | 0 | 0 | 0 | 0 | 0 | 0 | 0 | 0 | 0 | 0 | 0 | 0 | 0 | 0 | 0 | 0 | 0 | 0 | 0 | 0 | 0 | 0 | 0
F5_Commercial_Education_Existing_Food Preparation_Natural Gas_Range_E6 | F5 | Commercial | Education | Existing | Food Preparation | Natural Gas | Range | E6 | Utility - Cost of Operation | 0 | 0 | 0 | 0 | 0 | 0 | 0 | 0 | 0 | 0 | 0 | 0 | 0 | 0 | 0 | 0 | 0 | 0 | 0 | 0 | 0 | 0 | 0 | 0 | 0 | 0 | 0 | 0 | 0 | 0 | 0
F5_Commercial_Education_Existing_Food Preparation_Natural Gas_Range_E7 | F5 | Commercial | Education | Existing | Food Preparation | Natural Gas | Range | E7 | Utility - Cost of Operation | 0 | 0 | 0 | 0 | 0 | 0 | 0 | 0 | 0 | 0 | 0 | 0 | 0 | 0 | 0 | 0 | 0 | 0 | 0 | 0 | 0 | 0 | 0 | 0 | 0 | 0 | 0 | 0 | 0 | 0 | 0
F5_Commercial_Education_Existing_Food Preparation_Natural Gas_Range_E8 | F5 | Commercial | Education | Existing | Food Preparation | Natural Gas | Range | E8 | Utility - Cost of Operation | 0 | 0 | 0 | 0 | 0 | 0 | 0 | 0 | 0 | 0 | 0 | 0 | 0 | 0 | 0 | 0 | 0 | 0 | 0 | 0 | 0 | 0 | 0 | 0 | 0 | 0 | 0 | 0 | 0 | 0 | 0
F5_Commercial_Education_Existing_Food Preparation_Natural Gas_Range_E9 | F5 | Commercial | Education | Existing | Food Preparation | Natural Gas | Range | E9 | Utility - Cost of Operation | 0 | 0 | 0 | 0 | 0 | 0 | 0 | 0 | 0 | 0 | 0 | 0 | 0 | 0 | 0 | 0 | 0 | 0 | 0 | 0 | 0 | 0 | 0 | 0 | 0 | 0 | 0 | 0 | 0 | 0 | 0
F5_Commercial_Education_Existing_Food Preparation_Natural Gas_Range_E10 | F5 | Commercial | Education | Existing | Food Preparation | Natural Gas | Range | E10 | Utility - Cost of Operation | 0 | 0 | 0 | 0 | 0 | 0 | 0 | 0 | 0 | 0 | 0 | 0 | 0 | 0 | 0 | 0 | 0 | 0 | 0 | 0 | 0 | 0 | 0 | 0 | 0 | 0 | 0 | 0 | 0 | 0 | 0
F6_Commercial_Education_Existing_Food Preparation_Natural Gas_Range_E1 | F6 | Commercial | Education | Existing | Food Preparation | Natural Gas | Range | E1 | Utility - Value of Sales | 0.0013933 | 0.0014209 | 0.0014407 | 0.0014621 | 0.0014928 | 0.0013986 | 0.001325 | 0.0012863 | 0.0012724 | 0.0012511 | 0.0012367 | 0.0013022 | 0.0011654 | 0.0012456 | 0.0013486 | 0.0014487 | 0.0014525 | 0.0014594 | 0.0014315 | 0.0014514 | 0.0014653 | 0.0014841 | 0.0015078 | 0.00071023 | 0.00069606 | 0.0006828 | 0.00067032 | 0.00065848 | 0.00064717 | 0.0006363 | 0.0006258
F6_Commercial_Education_Existing_Food Preparation_Natural Gas_Range_E2 | F6 | Commercial | Education | Existing | Food Preparation | Natural Gas | Range | E2 | Utility - Value of Sales | 0.001045 | 0.0010657 | 0.0010805 | 0.0010966 | 0.0011196 | 0.001049 | 0.00099376 | 0.00096473 | 0.0009543 | 0.00093829 | 0.00092749 | 0.00097663 | 0.00087405 | 0.00093423 | 0.0010115 | 0.0010866 | 0.0010894 | 0.0010946 | 0.0010736 | 0.0010886 | 0.001099 | 0.0011131 | 0.0011308 | 0.00053267 | 0.00052205 | 0.0005121 | 0.00050274 | 0.00049386 | 0.00048538 | 0.00047722 | 0.00046935
F6_Commercial_Education_Existing_Food Preparation_Natural Gas_Range_E3 | F6 | Commercial | Education | Existing | Food Preparation | Natural Gas | Range | E3 | Utility - Value of Sales | 0 | 0 | 0 | 0 | 0 | 0 | 0 | 0 | 0 | 0 | 0 | 0 | 0 | 0 | 0 | 0 | 0 | 0 | 0 | 0 | 0 | 0 | 0 | 0 | 0 | 0 | 0 | 0 | 0 | 0 | 0
F6_Commercial_Education_Existing_Food Preparation_Natural Gas_Range_E4 | F6 | Commercial | Education | Existing | Food Preparation | Natural Gas | Range | E4 | Utility - Value of Sales | 0 | 0 | 0 | 0 | 0 | 0 | 0 | 0 | 0 | 0 | 0 | 0 | 0 | 0 | 0 | 0 | 0 | 0 | 0 | 0 | 0 | 0 | 0 | 0 | 0 | 0 | 0 | 0 | 0 | 0 | 0
F6_Commercial_Education_Existing_Food Preparation_Natural Gas_Range_E5 | F6 | Commercial | Education | Existing | Food Preparation | Natural Gas | Range | E5 | Utility - Value of Sales | 0 | 0 | 0 | 0 | 0 | 0 | 0 | 0 | 0 | 0 | 0 | 0 | 0 | 0 | 0 | 0 | 0 | 0 | 0 | 0 | 0 | 0 | 0 | 0 | 0 | 0 | 0 | 0 | 0 | 0 | 0
F6_Commercial_Education_Existing_Food Preparation_Natural Gas_Range_E6 | F6 | Commercial | Education | Existing | Food Preparation | Natural Gas | Range | E6 | Utility - Value of Sales | 0 | 0 | 0 | 0 | 0 | 0 | 0 | 0 | 0 | 0 | 0 | 0 | 0 | 0 | 0 | 0 | 0 | 0 | 0 | 0 | 0 | 0 | 0 | 0 | 0 | 0 | 0 | 0 | 0 | 0 | 0
F6_Commercial_Education_Existing_Food Preparation_Natural Gas_Range_E7 | F6 | Commercial | Education | Existing | Food Preparation | Natural Gas | Range | E7 | Utility - Value of Sales | 0 | 0 | 0 | 0 | 0 | 0 | 0 | 0 | 0 | 0 | 0 | 0 | 0 | 0 | 0 | 0 | 0 | 0 | 0 | 0 | 0 | 0 | 0 | 0 | 0 | 0 | 0 | 0 | 0 | 0 | 0
F6_Commercial_Education_Existing_Food Preparation_Natural Gas_Range_E8 | F6 | Commercial | Education | Existing | Food Preparation | Natural Gas | Range | E8 | Utility - Value of Sales | 0 | 0 | 0 | 0 | 0 | 0 | 0 | 0 | 0 | 0 | 0 | 0 | 0 | 0 | 0 | 0 | 0 | 0 | 0 | 0 | 0 | 0 | 0 | 0 | 0 | 0 | 0 | 0 | 0 | 0 | 0
F6_Commercial_Education_Existing_Food Preparation_Natural Gas_Range_E9 | F6 | Commercial | Education | Existing | Food Preparation | Natural Gas | Range | E9 | Utility - Value of Sales | 0 | 0 | 0 | 0 | 0 | 0 | 0 | 0 | 0 | 0 | 0 | 0 | 0 | 0 | 0 | 0 | 0 | 0 | 0 | 0 | 0 | 0 | 0 | 0 | 0 | 0 | 0 | 0 | 0 | 0 | 0
F6_Commercial_Education_Existing_Food Preparation_Natural Gas_Range_E10 | F6 | Commercial | Education | Existing | Food Preparation | Natural Gas | Range | E10 | Utility - Value of Sales | 0 | 0 | 0 | 0 | 0 | 0 | 0 | 0 | 0 | 0 | 0 | 0 | 0 | 0 | 0 | 0 | 0 | 0 | 0 | 0 | 0 | 0 | 0 | 0 | 0 | 0 | 0 | 0 | 0 | 0 | 0
F1_Commercial_Education_Existing_Food Preparation_Natural Gas_Steamer_E1 | F1 | Commercial | Education | Existing | Food Preparation | Natural Gas | Steamer | E1 | Participant - Cost of Equipment | 0.0029846 | 0.0029846 | 0.0029846 | 0 | 0 | 0 | 0 | 0 | 0 | 0 | 0 | 0 | 0 | 0 | 0 | 0 | 0 | 0 | 0 | 0 | 0 | 0 | 0 | 0 | 0 | 0 | 0 | 0 | 0 | 0 | 0
F1_Commercial_Education_Existing_Food Preparation_Natural Gas_Steamer_E2 | F1 | Commercial | Education | Existing | Food Preparation | Natural Gas | Steamer | E2 | Participant - Cost of Equipment | 0.0032065 | 0.0032065 | 0.0032065 | 0.0032065 | 0.0032065 | 0.0032065 | 0.0032065 | 0.0032065 | 0.0032065 | 0.0032065 | 0.0032065 | 0.0032065 | 0.0032065 | 0.0032065 | 0.0032065 | 0.0032065 | 0.0032065 | 0.0032065 | 0.0032065 | 0.0032065 | 0.0032065 | 0.0032065 | 0.0032065 | 0.0032065 | 0.0032065 | 0.0032065 | 0.0032065 | 0.0032065 | 0.0032065 | 0.0032065 | 0.0032065
F1_Commercial_Education_Existing_Food Preparation_Natural Gas_Steamer_E3 | F1 | Commercial | Education | Existing | Food Preparation | Natural Gas | Steamer | E3 | Participant - Cost of Equipment | 0 | 0 | 0 | 0 | 0 | 0 | 0 | 0 | 0 | 0 | 0 | 0 | 0 | 0 | 0 | 0 | 0 | 0 | 0 | 0 | 0 | 0 | 0 | 0 | 0 | 0 | 0 | 0 | 0 | 0 | 0
F1_Commercial_Education_Existing_Food Preparation_Natural Gas_Steamer_E4 | F1 | Commercial | Education | Existing | Food Preparation | Natural Gas | Steamer | E4 | Participant - Cost of Equipment | 0 | 0 | 0 | 0 | 0 | 0 | 0 | 0 | 0 | 0 | 0 | 0 | 0 | 0 | 0 | 0 | 0 | 0 | 0 | 0 | 0 | 0 | 0 | 0 | 0 | 0 | 0 | 0 | 0 | 0 | 0
F1_Commercial_Education_Existing_Food Preparation_Natural Gas_Steamer_E5 | F1 | Commercial | Education | Existing | Food Preparation | Natural Gas | Steamer | E5 | Participant - Cost of Equipment | 0 | 0 | 0 | 0 | 0 | 0 | 0 | 0 | 0 | 0 | 0 | 0 | 0 | 0 | 0 | 0 | 0 | 0 | 0 | 0 | 0 | 0 | 0 | 0 | 0 | 0 | 0 | 0 | 0 | 0 | 0
F1_Commercial_Education_Existing_Food Preparation_Natural Gas_Steamer_E6 | F1 | Commercial | Education | Existing | Food Preparation | Natural Gas | Steamer | E6 | Participant - Cost of Equipment | 0 | 0 | 0 | 0 | 0 | 0 | 0 | 0 | 0 | 0 | 0 | 0 | 0 | 0 | 0 | 0 | 0 | 0 | 0 | 0 | 0 | 0 | 0 | 0 | 0 | 0 | 0 | 0 | 0 | 0 | 0
F1_Commercial_Education_Existing_Food Preparation_Natural Gas_Steamer_E7 | F1 | Commercial | Education | Existing | Food Preparation | Natural Gas | Steamer | E7 | Participant - Cost of Equipment | 0 | 0 | 0 | 0 | 0 | 0 | 0 | 0 | 0 | 0 | 0 | 0 | 0 | 0 | 0 | 0 | 0 | 0 | 0 | 0 | 0 | 0 | 0 | 0 | 0 | 0 | 0 | 0 | 0 | 0 | 0
F1_Commercial_Education_Existing_Food Preparation_Natural Gas_Steamer_E8 | F1 | Commercial | Education | Existing | Food Preparation | Natural Gas | Steamer | E8 | Participant - Cost of Equipment | 0 | 0 | 0 | 0 | 0 | 0 | 0 | 0 | 0 | 0 | 0 | 0 | 0 | 0 | 0 | 0 | 0 | 0 | 0 | 0 | 0 | 0 | 0 | 0 | 0 | 0 | 0 | 0 | 0 | 0 | 0
F1_Commercial_Education_Existing_Food Preparation_Natural Gas_Steamer_E9 | F1 | Commercial | Education | Existing | Food Preparation | Natural Gas | Steamer | E9 | Participant - Cost of Equipment | 0 | 0 | 0 | 0 | 0 | 0 | 0 | 0 | 0 | 0 | 0 | 0 | 0 | 0 | 0 | 0 | 0 | 0 | 0 | 0 | 0 | 0 | 0 | 0 | 0 | 0 | 0 | 0 | 0 | 0 | 0
F1_Commercial_Education_Existing_Food Preparation_Natural Gas_Steamer_E10 | F1 | Commercial | Education | Existing | Food Preparation | Natural Gas | Steamer | E10 | Participant - Cost of Equipment | 0 | 0 | 0 | 0 | 0 | 0 | 0 | 0 | 0 | 0 | 0 | 0 | 0 | 0 | 0 | 0 | 0 | 0 | 0 | 0 | 0 | 0 | 0 | 0 | 0 | 0 | 0 | 0 | 0 | 0 | 0
F2_Commercial_Education_Existing_Food Preparation_Natural Gas_Steamer_E1 | F2 | Commercial | Education | Existing | Food Preparation | Natural Gas | Steamer | E1 | Participant - Cost of Operation | 0.0032654 | 0.0032931 | 0.003309 | 0 | 0 | 0 | 0 | 0 | 0 | 0 | 0 | 0 | 0 | 0 | 0 | 0 | 0 | 0 | 0 | 0 | 0 | 0 | 0 | 0 | 0 | 0 | 0 | 0 | 0 | 0 | 0
F2_Commercial_Education_Existing_Food Preparation_Natural Gas_Steamer_E2 | F2 | Commercial | Education | Existing | Food Preparation | Natural Gas | Steamer | E2 | Participant - Cost of Operation | 0.00068114 | 0.00068691 | 0.00069023 | 0.00069334 | 0.00070016 | 0.0006589 | 0.00062479 | 0.00062352 | 0.00063482 | 0.00064494 | 0.00066024 | 0.00067413 | 0.00059971 | 0.00061672 | 0.00064175 | 0.00066364 | 0.00066437 | 0.00066654 | 0.00065384 | 0.00066165 | 0.00066693 | 0.00067432 | 0.00068381 | 0.00034154 | 0.00033487 | 0.0003286 | 0.00032268 | 0.00031704 | 0.00031164 | 0.00030644 | 0.00030141
F2_Commercial_Education_Existing_Food Preparation_Natural Gas_Steamer_E3 | F2 | Commercial | Education | Existing | Food Preparation | Natural Gas | Steamer | E3 | Participant - Cost of Operation | 0 | 0 | 0 | 0 | 0 | 0 | 0 | 0 | 0 | 0 | 0 | 0 | 0 | 0 | 0 | 0 | 0 | 0 | 0 | 0 | 0 | 0 | 0 | 0 | 0 | 0 | 0 | 0 | 0 | 0 | 0
F2_Commercial_Education_Existing_Food Preparation_Natural Gas_Steamer_E4 | F2 | Commercial | Education | Existing | Food Preparation | Natural Gas | Steamer | E4 | Participant - Cost of Operation | 0 | 0 | 0 | 0 | 0 | 0 | 0 | 0 | 0 | 0 | 0 | 0 | 0 | 0 | 0 | 0 | 0 | 0 | 0 | 0 | 0 | 0 | 0 | 0 | 0 | 0 | 0 | 0 | 0 | 0 | 0
F2_Commercial_Education_Existing_Food Preparation_Natural Gas_Steamer_E5 | F2 | Commercial | Education | Existing | Food Preparation | Natural Gas | Steamer | E5 | Participant - Cost of Operation | 0 | 0 | 0 | 0 | 0 | 0 | 0 | 0 | 0 | 0 | 0 | 0 | 0 | 0 | 0 | 0 | 0 | 0 | 0 | 0 | 0 | 0 | 0 | 0 | 0 | 0 | 0 | 0 | 0 | 0 | 0
F2_Commercial_Education_Existing_Food Preparation_Natural Gas_Steamer_E6 | F2 | Commercial | Education | Existing | Food Preparation | Natural Gas | Steamer | E6 | Participant - Cost of Operation | 0 | 0 | 0 | 0 | 0 | 0 | 0 | 0 | 0 | 0 | 0 | 0 | 0 | 0 | 0 | 0 | 0 | 0 | 0 | 0 | 0 | 0 | 0 | 0 | 0 | 0 | 0 | 0 | 0 | 0 | 0
F2_Commercial_Education_Existing_Food Preparation_Natural Gas_Steamer_E7 | F2 | Commercial | Education | Existing | Food Preparation | Natural Gas | Steamer | E7 | Participant - Cost of Operation | 0 | 0 | 0 | 0 | 0 | 0 | 0 | 0 | 0 | 0 | 0 | 0 | 0 | 0 | 0 | 0 | 0 | 0 | 0 | 0 | 0 | 0 | 0 | 0 | 0 | 0 | 0 | 0 | 0 | 0 | 0
F2_Commercial_Education_Existing_Food Preparation_Natural Gas_Steamer_E8 | F2 | Commercial | Education | Existing | Food Preparation | Natural Gas | Steamer | E8 | Participant - Cost of Operation | 0 | 0 | 0 | 0 | 0 | 0 | 0 | 0 | 0 | 0 | 0 | 0 | 0 | 0 | 0 | 0 | 0 | 0 | 0 | 0 | 0 | 0 | 0 | 0 | 0 | 0 | 0 | 0 | 0 | 0 | 0
F2_Commercial_Education_Existing_Food Preparation_Natural Gas_Steamer_E9 | F2 | Commercial | Education | Existing | Food Preparation | Natural Gas | Steamer | E9 | Participant - Cost of Operation | 0 | 0 | 0 | 0 | 0 | 0 | 0 | 0 | 0 | 0 | 0 | 0 | 0 | 0 | 0 | 0 | 0 | 0 | 0 | 0 | 0 | 0 | 0 | 0 | 0 | 0 | 0 | 0 | 0 | 0 | 0
F2_Commercial_Education_Existing_Food Preparation_Natural Gas_Steamer_E10 | F2 | Commercial | Education | Existing | Food Preparation | Natural Gas | Steamer | E10 | Participant - Cost of Operation | 0 | 0 | 0 | 0 | 0 | 0 | 0 | 0 | 0 | 0 | 0 | 0 | 0 | 0 | 0 | 0 | 0 | 0 | 0 | 0 | 0 | 0 | 0 | 0 | 0 | 0 | 0 | 0 | 0 | 0 | 0
F3_Commercial_Education_Existing_Food Preparation_Natural Gas_Steamer_E1 | F3 | Commercial | Education | Existing | Food Preparation | Natural Gas | Steamer | E1 | System - kBTUs of Conusmption | 0.2747 | 0.27525 | 0.2749 | 0 | 0 | 0 | 0 | 0 | 0 | 0 | 0 | 0 | 0 | 0 | 0 | 0 | 0 | 0 | 0 | 0 | 0 | 0 | 0 | 0 | 0 | 0 | 0 | 0 | 0 | 0 | 0
F3_Commercial_Education_Existing_Food Preparation_Natural Gas_Steamer_E2 | F3 | Commercial | Education | Existing | Food Preparation | Natural Gas | Steamer | E2 | System - kBTUs of Conusmption | 0.0573 | 0.057414 | 0.057341 | 0.057292 | 0.057292 | 0.057292 | 0.057292 | 0.057292 | 0.057292 | 0.057292 | 0.057292 | 0.057292 | 0.057292 | 0.057292 | 0.057292 | 0.057292 | 0.057292 | 0.057292 | 0.057292 | 0.057292 | 0.057292 | 0.057292 | 0.057292 | 0.057292 | 0.057292 | 0.057292 | 0.057292 | 0.057292 | 0.057292 | 0.057292 | 0.057292
F3_Commercial_Education_Existing_Food Preparation_Natural Gas_Steamer_E3 | F3 | Commercial | Education | Existing | Food Preparation | Natural Gas | Steamer | E3 | System - kBTUs of Conusmption | 0 | 0 | 0 | 0 | 0 | 0 | 0 | 0 | 0 | 0 | 0 | 0 | 0 | 0 | 0 | 0 | 0 | 0 | 0 | 0 | 0 | 0 | 0 | 0 | 0 | 0 | 0 | 0 | 0 | 0 | 0
F3_Commercial_Education_Existing_Food Preparation_Natural Gas_Steamer_E4 | F3 | Commercial | Education | Existing | Food Preparation | Natural Gas | Steamer | E4 | System - kBTUs of Conusmption | 0 | 0 | 0 | 0 | 0 | 0 | 0 | 0 | 0 | 0 | 0 | 0 | 0 | 0 | 0 | 0 | 0 | 0 | 0 | 0 | 0 | 0 | 0 | 0 | 0 | 0 | 0 | 0 | 0 | 0 | 0
F3_Commercial_Education_Existing_Food Preparation_Natural Gas_Steamer_E5 | F3 | Commercial | Education | Existing | Food Preparation | Natural Gas | Steamer | E5 | System - kBTUs of Conusmption | 0 | 0 | 0 | 0 | 0 | 0 | 0 | 0 | 0 | 0 | 0 | 0 | 0 | 0 | 0 | 0 | 0 | 0 | 0 | 0 | 0 | 0 | 0 | 0 | 0 | 0 | 0 | 0 | 0 | 0 | 0
F3_Commercial_Education_Existing_Food Preparation_Natural Gas_Steamer_E6 | F3 | Commercial | Education | Existing | Food Preparation | Natural Gas | Steamer | E6 | System - kBTUs of Conusmption | 0 | 0 | 0 | 0 | 0 | 0 | 0 | 0 | 0 | 0 | 0 | 0 | 0 | 0 | 0 | 0 | 0 | 0 | 0 | 0 | 0 | 0 | 0 | 0 | 0 | 0 | 0 | 0 | 0 | 0 | 0
F3_Commercial_Education_Existing_Food Preparation_Natural Gas_Steamer_E7 | F3 | Commercial | Education | Existing | Food Preparation | Natural Gas | Steamer | E7 | System - kBTUs of Conusmption | 0 | 0 | 0 | 0 | 0 | 0 | 0 | 0 | 0 | 0 | 0 | 0 | 0 | 0 | 0 | 0 | 0 | 0 | 0 | 0 | 0 | 0 | 0 | 0 | 0 | 0 | 0 | 0 | 0 | 0 | 0
F3_Commercial_Education_Existing_Food Preparation_Natural Gas_Steamer_E8 | F3 | Commercial | Education | Existing | Food Preparation | Natural Gas | Steamer | E8 | System - kBTUs of Conusmption | 0 | 0 | 0 | 0 | 0 | 0 | 0 | 0 | 0 | 0 | 0 | 0 | 0 | 0 | 0 | 0 | 0 | 0 | 0 | 0 | 0 | 0 | 0 | 0 | 0 | 0 | 0 | 0 | 0 | 0 | 0
F3_Commercial_Education_Existing_Food Preparation_Natural Gas_Steamer_E9 | F3 | Commercial | Education | Existing | Food Preparation | Natural Gas | Steamer | E9 | System - kBTUs of Conusmption | 0 | 0 | 0 | 0 | 0 | 0 | 0 | 0 | 0 | 0 | 0 | 0 | 0 | 0 | 0 | 0 | 0 | 0 | 0 | 0 | 0 | 0 | 0 | 0 | 0 | 0 | 0 | 0 | 0 | 0 | 0
F3_Commercial_Education_Existing_Food Preparation_Natural Gas_Steamer_E10 | F3 | Commercial | Education | Existing | Food Preparation | Natural Gas | Steamer | E10 | System - kBTUs of Conusmption | 0 | 0 | 0 | 0 | 0 | 0 | 0 | 0 | 0 | 0 | 0 | 0 | 0 | 0 | 0 | 0 | 0 | 0 | 0 | 0 | 0 | 0 | 0 | 0 | 0 | 0 | 0 | 0 | 0 | 0 | 0
F4_Commercial_Education_Existing_Food Preparation_Natural Gas_Steamer_E1 | F4 | Commercial | Education | Existing | Food Preparation | Natural Gas | Steamer | E1 | Utility - Cost of Equipment | 0.0029846 | 0.0029846 | 0.0029846 | 0 | 0 | 0 | 0 | 0 | 0 | 0 | 0 | 0 | 0 | 0 | 0 | 0 | 0 | 0 | 0 | 0 | 0 | 0 | 0 | 0 | 0 | 0 | 0 | 0 | 0 | 0 | 0
F4_Commercial_Education_Existing_Food Preparation_Natural Gas_Steamer_E2 | F4 | Commercial | Education | Existing | Food Preparation | Natural Gas | Steamer | E2 | Utility - Cost of Equipment | 0.0032065 | 0.0032065 | 0.0032065 | 0.0032065 | 0.0032065 | 0.0032065 | 0.0032065 | 0.0032065 | 0.0032065 | 0.0032065 | 0.0032065 | 0.0032065 | 0.0032065 | 0.0032065 | 0.0032065 | 0.0032065 | 0.0032065 | 0.0032065 | 0.0032065 | 0.0032065 | 0.0032065 | 0.0032065 | 0.0032065 | 0.0032065 | 0.0032065 | 0.0032065 | 0.0032065 | 0.0032065 | 0.0032065 | 0.0032065 | 0.0032065
F4_Commercial_Education_Existing_Food Preparation_Natural Gas_Steamer_E3 | F4 | Commercial | Education | Existing | Food Preparation | Natural Gas | Steamer | E3 | Utility - Cost of Equipment | 0 | 0 | 0 | 0 | 0 | 0 | 0 | 0 | 0 | 0 | 0 | 0 | 0 | 0 | 0 | 0 | 0 | 0 | 0 | 0 | 0 | 0 | 0 | 0 | 0 | 0 | 0 | 0 | 0 | 0 | 0
F4_Commercial_Education_Existing_Food Preparation_Natural Gas_Steamer_E4 | F4 | Commercial | Education | Existing | Food Preparation | Natural Gas | Steamer | E4 | Utility - Cost of Equipment | 0 | 0 | 0 | 0 | 0 | 0 | 0 | 0 | 0 | 0 | 0 | 0 | 0 | 0 | 0 | 0 | 0 | 0 | 0 | 0 | 0 | 0 | 0 | 0 | 0 | 0 | 0 | 0 | 0 | 0 | 0
F4_Commercial_Education_Existing_Food Preparation_Natural Gas_Steamer_E5 | F4 | Commercial | Education | Existing | Food Preparation | Natural Gas | Steamer | E5 | Utility - Cost of Equipment | 0 | 0 | 0 | 0 | 0 | 0 | 0 | 0 | 0 | 0 | 0 | 0 | 0 | 0 | 0 | 0 | 0 | 0 | 0 | 0 | 0 | 0 | 0 | 0 | 0 | 0 | 0 | 0 | 0 | 0 | 0
F4_Commercial_Education_Existing_Food Preparation_Natural Gas_Steamer_E6 | F4 | Commercial | Education | Existing | Food Preparation | Natural Gas | Steamer | E6 | Utility - Cost of Equipment | 0 | 0 | 0 | 0 | 0 | 0 | 0 | 0 | 0 | 0 | 0 | 0 | 0 | 0 | 0 | 0 | 0 | 0 | 0 | 0 | 0 | 0 | 0 | 0 | 0 | 0 | 0 | 0 | 0 | 0 | 0
F4_Commercial_Education_Existing_Food Preparation_Natural Gas_Steamer_E7 | F4 | Commercial | Education | Existing | Food Preparation | Natural Gas | Steamer | E7 | Utility - Cost of Equipment | 0 | 0 | 0 | 0 | 0 | 0 | 0 | 0 | 0 | 0 | 0 | 0 | 0 | 0 | 0 | 0 | 0 | 0 | 0 | 0 | 0 | 0 | 0 | 0 | 0 | 0 | 0 | 0 | 0 | 0 | 0
F4_Commercial_Education_Existing_Food Preparation_Natural Gas_Steamer_E8 | F4 | Commercial | Education | Existing | Food Preparation | Natural Gas | Steamer | E8 | Utility - Cost of Equipment | 0 | 0 | 0 | 0 | 0 | 0 | 0 | 0 | 0 | 0 | 0 | 0 | 0 | 0 | 0 | 0 | 0 | 0 | 0 | 0 | 0 | 0 | 0 | 0 | 0 | 0 | 0 | 0 | 0 | 0 | 0
F4_Commercial_Education_Existing_Food Preparation_Natural Gas_Steamer_E9 | F4 | Commercial | Education | Existing | Food Preparation | Natural Gas | Steamer | E9 | Utility - Cost of Equipment | 0 | 0 | 0 | 0 | 0 | 0 | 0 | 0 | 0 | 0 | 0 | 0 | 0 | 0 | 0 | 0 | 0 | 0 | 0 | 0 | 0 | 0 | 0 | 0 | 0 | 0 | 0 | 0 | 0 | 0 | 0
F4_Commercial_Education_Existing_Food Preparation_Natural Gas_Steamer_E10 | F4 | Commercial | Education | Existing | Food Preparation | Natural Gas | Steamer | E10 | Utility - Cost of Equipment | 0 | 0 | 0 | 0 | 0 | 0 | 0 | 0 | 0 | 0 | 0 | 0 | 0 | 0 | 0 | 0 | 0 | 0 | 0 | 0 | 0 | 0 | 0 | 0 | 0 | 0 | 0 | 0 | 0 | 0 | 0
F5_Commercial_Education_Existing_Food Preparation_Natural Gas_Steamer_E1 | F5 | Commercial | Education | Existing | Food Preparation | Natural Gas | Steamer | E1 | Utility - Cost of Operation | 0.0027256 | 0.0027487 | 0.002762 | 0 | 0 | 0 | 0 | 0 | 0 | 0 | 0 | 0 | 0 | 0 | 0 | 0 | 0 | 0 | 0 | 0 | 0 | 0 | 0 | 0 | 0 | 0 | 0 | 0 | 0 | 0 | 0
F5_Commercial_Education_Existing_Food Preparation_Natural Gas_Steamer_E2 | F5 | Commercial | Education | Existing | Food Preparation | Natural Gas | Steamer | E2 | Utility - Cost of Operation | 0.00056853 | 0.00057335 | 0.00057612 | 0.00057871 | 0.00058441 | 0.00054997 | 0.0005215 | 0.00052044 | 0.00052987 | 0.00053831 | 0.00055109 | 0.00056268 | 0.00050056 | 0.00051476 | 0.00053566 | 0.00055392 | 0.00055454 | 0.00055635 | 0.00054575 | 0.00055226 | 0.00055667 | 0.00056284 | 0.00057076 | 0.00028508 | 0.00027951 | 0.00027428 | 0.00026933 | 0.00026463 | 0.00026012 | 0.00025578 | 0.00025158
F5_Commercial_Education_Existing_Food Preparation_Natural Gas_Steamer_E3 | F5 | Commercial | Education | Existing | Food Preparation | Natural Gas | Steamer | E3 | Utility - Cost of Operation | 0 | 0 | 0 | 0 | 0 | 0 | 0 | 0 | 0 | 0 | 0 | 0 | 0 | 0 | 0 | 0 | 0 | 0 | 0 | 0 | 0 | 0 | 0 | 0 | 0 | 0 | 0 | 0 | 0 | 0 | 0
F5_Commercial_Education_Existing_Food Preparation_Natural Gas_Steamer_E4 | F5 | Commercial | Education | Existing | Food Preparation | Natural Gas | Steamer | E4 | Utility - Cost of Operation | 0 | 0 | 0 | 0 | 0 | 0 | 0 | 0 | 0 | 0 | 0 | 0 | 0 | 0 | 0 | 0 | 0 | 0 | 0 | 0 | 0 | 0 | 0 | 0 | 0 | 0 | 0 | 0 | 0 | 0 | 0
F5_Commercial_Education_Existing_Food Preparation_Natural Gas_Steamer_E5 | F5 | Commercial | Education | Existing | Food Preparation | Natural Gas | Steamer | E5 | Utility - Cost of Operation | 0 | 0 | 0 | 0 | 0 | 0 | 0 | 0 | 0 | 0 | 0 | 0 | 0 | 0 | 0 | 0 | 0 | 0 | 0 | 0 | 0 | 0 | 0 | 0 | 0 | 0 | 0 | 0 | 0 | 0 | 0
F5_Commercial_Education_Existing_Food Preparation_Natural Gas_Steamer_E6 | F5 | Commercial | Education | Existing | Food Preparation | Natural Gas | Steamer | E6 | Utility - Cost of Operation | 0 | 0 | 0 | 0 | 0 | 0 | 0 | 0 | 0 | 0 | 0 | 0 | 0 | 0 | 0 | 0 | 0 | 0 | 0 | 0 | 0 | 0 | 0 | 0 | 0 | 0 | 0 | 0 | 0 | 0 | 0
F5_Commercial_Education_Existing_Food Preparation_Natural Gas_Steamer_E7 | F5 | Commercial | Education | Existing | Food Preparation | Natural Gas | Steamer | E7 | Utility - Cost of Operation | 0 | 0 | 0 | 0 | 0 | 0 | 0 | 0 | 0 | 0 | 0 | 0 | 0 | 0 | 0 | 0 | 0 | 0 | 0 | 0 | 0 | 0 | 0 | 0 | 0 | 0 | 0 | 0 | 0 | 0 | 0
F5_Commercial_Education_Existing_Food Preparation_Natural Gas_Steamer_E8 | F5 | Commercial | Education | Existing | Food Preparation | Natural Gas | Steamer | E8 | Utility - Cost of Operation | 0 | 0 | 0 | 0 | 0 | 0 | 0 | 0 | 0 | 0 | 0 | 0 | 0 | 0 | 0 | 0 | 0 | 0 | 0 | 0 | 0 | 0 | 0 | 0 | 0 | 0 | 0 | 0 | 0 | 0 | 0
F5_Commercial_Education_Existing_Food Preparation_Natural Gas_Steamer_E9 | F5 | Commercial | Education | Existing | Food Preparation | Natural Gas | Steamer | E9 | Utility - Cost of Operation | 0 | 0 | 0 | 0 | 0 | 0 | 0 | 0 | 0 | 0 | 0 | 0 | 0 | 0 | 0 | 0 | 0 | 0 | 0 | 0 | 0 | 0 | 0 | 0 | 0 | 0 | 0 | 0 | 0 | 0 | 0
F5_Commercial_Education_Existing_Food Preparation_Natural Gas_Steamer_E10 | F5 | Commercial | Education | Existing | Food Preparation | Natural Gas | Steamer | E10 | Utility - Cost of Operation | 0 | 0 | 0 | 0 | 0 | 0 | 0 | 0 | 0 | 0 | 0 | 0 | 0 | 0 | 0 | 0 | 0 | 0 | 0 | 0 | 0 | 0 | 0 | 0 | 0 | 0 | 0 | 0 | 0 | 0 | 0
F6_Commercial_Education_Existing_Food Preparation_Natural Gas_Steamer_E1 | F6 | Commercial | Education | Existing | Food Preparation | Natural Gas | Steamer | E1 | Utility - Value of Sales | 0.0032654 | 0.0032931 | 0.003309 | 0 | 0 | 0 | 0 | 0 | 0 | 0 | 0 | 0 | 0 | 0 | 0 | 0 | 0 | 0 | 0 | 0 | 0 | 0 | 0 | 0 | 0 | 0 | 0 | 0 | 0 | 0 | 0
F6_Commercial_Education_Existing_Food Preparation_Natural Gas_Steamer_E2 | F6 | Commercial | Education | Existing | Food Preparation | Natural Gas | Steamer | E2 | Utility - Value of Sales | 0.00068114 | 0.00068691 | 0.00069023 | 0.00069334 | 0.00070016 | 0.0006589 | 0.00062479 | 0.00062352 | 0.00063482 | 0.00064494 | 0.00066024 | 0.00067413 | 0.00059971 | 0.00061672 | 0.00064175 | 0.00066364 | 0.00066437 | 0.00066654 | 0.00065384 | 0.00066165 | 0.00066693 | 0.00067432 | 0.00068381 | 0.00034154 | 0.00033487 | 0.0003286 | 0.00032268 | 0.00031704 | 0.00031164 | 0.00030644 | 0.00030141
F6_Commercial_Education_Existing_Food Preparation_Natural Gas_Steamer_E3 | F6 | Commercial | Education | Existing | Food Preparation | Natural Gas | Steamer | E3 | Utility - Value of Sales | 0 | 0 | 0 | 0 | 0 | 0 | 0 | 0 | 0 | 0 | 0 | 0 | 0 | 0 | 0 | 0 | 0 | 0 | 0 | 0 | 0 | 0 | 0 | 0 | 0 | 0 | 0 | 0 | 0 | 0 | 0
F6_Commercial_Education_Existing_Food Preparation_Natural Gas_Steamer_E4 | F6 | Commercial | Education | Existing | Food Preparation | Natural Gas | Steamer | E4 | Utility - Value of Sales | 0 | 0 | 0 | 0 | 0 | 0 | 0 | 0 | 0 | 0 | 0 | 0 | 0 | 0 | 0 | 0 | 0 | 0 | 0 | 0 | 0 | 0 | 0 | 0 | 0 | 0 | 0 | 0 | 0 | 0 | 0
F6_Commercial_Education_Existing_Food Preparation_Natural Gas_Steamer_E5 | F6 | Commercial | Education | Existing | Food Preparation | Natural Gas | Steamer | E5 | Utility - Value of Sales | 0 | 0 | 0 | 0 | 0 | 0 | 0 | 0 | 0 | 0 | 0 | 0 | 0 | 0 | 0 | 0 | 0 | 0 | 0 | 0 | 0 | 0 | 0 | 0 | 0 | 0 | 0 | 0 | 0 | 0 | 0
F6_Commercial_Education_Existing_Food Preparation_Natural Gas_Steamer_E6 | F6 | Commercial | Education | Existing | Food Preparation | Natural Gas | Steamer | E6 | Utility - Value of Sales | 0 | 0 | 0 | 0 | 0 | 0 | 0 | 0 | 0 | 0 | 0 | 0 | 0 | 0 | 0 | 0 | 0 | 0 | 0 | 0 | 0 | 0 | 0 | 0 | 0 | 0 | 0 | 0 | 0 | 0 | 0
F6_Commercial_Education_Existing_Food Preparation_Natural Gas_Steamer_E7 | F6 | Commercial | Education | Existing | Food Preparation | Natural Gas | Steamer | E7 | Utility - Value of Sales | 0 | 0 | 0 | 0 | 0 | 0 | 0 | 0 | 0 | 0 | 0 | 0 | 0 | 0 | 0 | 0 | 0 | 0 | 0 | 0 | 0 | 0 | 0 | 0 | 0 | 0 | 0 | 0 | 0 | 0 | 0
F6_Commercial_Education_Existing_Food Preparation_Natural Gas_Steamer_E8 | F6 | Commercial | Education | Existing | Food Preparation | Natural Gas | Steamer | E8 | Utility - Value of Sales | 0 | 0 | 0 | 0 | 0 | 0 | 0 | 0 | 0 | 0 | 0 | 0 | 0 | 0 | 0 | 0 | 0 | 0 | 0 | 0 | 0 | 0 | 0 | 0 | 0 | 0 | 0 | 0 | 0 | 0 | 0
F6_Commercial_Education_Existing_Food Preparation_Natural Gas_Steamer_E9 | F6 | Commercial | Education | Existing | Food Preparation | Natural Gas | Steamer | E9 | Utility - Value of Sales | 0 | 0 | 0 | 0 | 0 | 0 | 0 | 0 | 0 | 0 | 0 | 0 | 0 | 0 | 0 | 0 | 0 | 0 | 0 | 0 | 0 | 0 | 0 | 0 | 0 | 0 | 0 | 0 | 0 | 0 | 0
F6_Commercial_Education_Existing_Food Preparation_Natural Gas_Steamer_E10 | F6 | Commercial | Education | Existing | Food Preparation | Natural Gas | Steamer | E10 | Utility - Value of Sales | 0 | 0 | 0 | 0 | 0 | 0 | 0 | 0 | 0 | 0 | 0 | 0 | 0 | 0 | 0 | 0 | 0 | 0 | 0 | 0 | 0 | 0 | 0 | 0 | 0 | 0 | 0 | 0 | 0 | 0 | 0
F1_Commercial_Education_Existing_Food Preparation_Natural Gas_Food Prep Other_E1 | F1 | Commercial | Education | Existing | Food Preparation | Natural Gas | Food Prep Other | E1 | Participant - Cost of Equipment | 0.00012468 | 0.00012468 | 0.00012468 | 0.00012468 | 0.00012468 | 0.00012468 | 0.00012468 | 0.00012468 | 0.00012468 | 0.00012468 | 0.00012468 | 0.00012468 | 0.00012468 | 0.00012468 | 0.00012468 | 0.00012468 | 0.00012468 | 0.00012468 | 0.00012468 | 0.00012468 | 0.00012468 | 0.00012468 | 0.00012468 | 0.00012468 | 0.00012468 | 0.00012468 | 0.00012468 | 0.00012468 | 0.00012468 | 0.00012468 | 0.00012468
F1_Commercial_Education_Existing_Food Preparation_Natural Gas_Food Prep Other_E2 | F1 | Commercial | Education | Existing | Food Preparation | Natural Gas | Food Prep Other | E2 | Participant - Cost of Equipment | 0.0001248 | 0.0001248 | 0.0001248 | 0.0001248 | 0.0001248 | 0.0001248 | 0.0001248 | 0.0001248 | 0.0001248 | 0.0001248 | 0.0001248 | 0.0001248 | 0.0001248 | 0.0001248 | 0.0001248 | 0.0001248 | 0.0001248 | 0.0001248 | 0.0001248 | 0.0001248 | 0.0001248 | 0.0001248 | 0.0001248 | 0.0001248 | 0.0001248 | 0.0001248 | 0.0001248 | 0.0001248 | 0.0001248 | 0.0001248 | 0.0001248
F1_Commercial_Education_Existing_Food Preparation_Natural Gas_Food Prep Other_E3 | F1 | Commercial | Education | Existing | Food Preparation | Natural Gas | Food Prep Other | E3 | Participant - Cost of Equipment | 0 | 0 | 0 | 0 | 0 | 0 | 0 | 0 | 0 | 0 | 0 | 0 | 0 | 0 | 0 | 0 | 0 | 0 | 0 | 0 | 0 | 0 | 0 | 0 | 0 | 0 | 0 | 0 | 0 | 0 | 0
F1_Commercial_Education_Existing_Food Preparation_Natural Gas_Food Prep Other_E4 | F1 | Commercial | Education | Existing | Food Preparation | Natural Gas | Food Prep Other | E4 | Participant - Cost of Equipment | 0 | 0 | 0 | 0 | 0 | 0 | 0 | 0 | 0 | 0 | 0 | 0 | 0 | 0 | 0 | 0 | 0 | 0 | 0 | 0 | 0 | 0 | 0 | 0 | 0 | 0 | 0 | 0 | 0 | 0 | 0
F1_Commercial_Education_Existing_Food Preparation_Natural Gas_Food Prep Other_E5 | F1 | Commercial | Education | Existing | Food Preparation | Natural Gas | Food Prep Other | E5 | Participant - Cost of Equipment | 0 | 0 | 0 | 0 | 0 | 0 | 0 | 0 | 0 | 0 | 0 | 0 | 0 | 0 | 0 | 0 | 0 | 0 | 0 | 0 | 0 | 0 | 0 | 0 | 0 | 0 | 0 | 0 | 0 | 0 | 0
F1_Commercial_Education_Existing_Food Preparation_Natural Gas_Food Prep Other_E6 | F1 | Commercial | Education | Existing | Food Preparation | Natural Gas | Food Prep Other | E6 | Participant - Cost of Equipment | 0 | 0 | 0 | 0 | 0 | 0 | 0 | 0 | 0 | 0 | 0 | 0 | 0 | 0 | 0 | 0 | 0 | 0 | 0 | 0 | 0 | 0 | 0 | 0 | 0 | 0 | 0 | 0 | 0 | 0 | 0
F1_Commercial_Education_Existing_Food Preparation_Natural Gas_Food Prep Other_E7 | F1 | Commercial | Education | Existing | Food Preparation | Natural Gas | Food Prep Other | E7 | Participant - Cost of Equipment | 0 | 0 | 0 | 0 | 0 | 0 | 0 | 0 | 0 | 0 | 0 | 0 | 0 | 0 | 0 | 0 | 0 | 0 | 0 | 0 | 0 | 0 | 0 | 0 | 0 | 0 | 0 | 0 | 0 | 0 | 0
F1_Commercial_Education_Existing_Food Preparation_Natural Gas_Food Prep Other_E8 | F1 | Commercial | Education | Existing | Food Preparation | Natural Gas | Food Prep Other | E8 | Participant - Cost of Equipment | 0 | 0 | 0 | 0 | 0 | 0 | 0 | 0 | 0 | 0 | 0 | 0 | 0 | 0 | 0 | 0 | 0 | 0 | 0 | 0 | 0 | 0 | 0 | 0 | 0 | 0 | 0 | 0 | 0 | 0 | 0
F1_Commercial_Education_Existing_Food Preparation_Natural Gas_Food Prep Other_E9 | F1 | Commercial | Education | Existing | Food Preparation | Natural Gas | Food Prep Other | E9 | Participant - Cost of Equipment | 0 | 0 | 0 | 0 | 0 | 0 | 0 | 0 | 0 | 0 | 0 | 0 | 0 | 0 | 0 | 0 | 0 | 0 | 0 | 0 | 0 | 0 | 0 | 0 | 0 | 0 | 0 | 0 | 0 | 0 | 0
F1_Commercial_Education_Existing_Food Preparation_Natural Gas_Food Prep Other_E10 | F1 | Commercial | Education | Existing | Food Preparation | Natural Gas | Food Prep Other | E10 | Participant - Cost of Equipment | 0 | 0 | 0 | 0 | 0 | 0 | 0 | 0 | 0 | 0 | 0 | 0 | 0 | 0 | 0 | 0 | 0 | 0 | 0 | 0 | 0 | 0 | 0 | 0 | 0 | 0 | 0 | 0 | 0 | 0 | 0
F2_Commercial_Education_Existing_Food Preparation_Natural Gas_Food Prep Other_E1 | F2 | Commercial | Education | Existing | Food Preparation | Natural Gas | Food Prep Other | E1 | Participant - Cost of Operation | 0.001411 | 0.0014389 | 0.0014589 | 0.0014806 | 0.0015117 | 0.0014164 | 0.0013418 | 0.0013026 | 0.0012885 | 0.0012669 | 0.0012523 | 0.0013187 | 0.0011802 | 0.0012614 | 0.0013657 | 0.0014671 | 0.0014709 | 0.0014779 | 0.0014497 | 0.0014698 | 0.0014839 | 0.0015029 | 0.0015269 | 0.00071923 | 0.00070488 | 0.00069145 | 0.00067881 | 0.00066682 | 0.00065537 | 0.00064436 | 0.00063373
F2_Commercial_Education_Existing_Food Preparation_Natural Gas_Food Prep Other_E2 | F2 | Commercial | Education | Existing | Food Preparation | Natural Gas | Food Prep Other | E2 | Participant - Cost of Operation | 0.0014109 | 0.0014389 | 0.0014589 | 0.0014806 | 0.0015117 | 0.0014163 | 0.0013418 | 0.0013026 | 0.0012885 | 0.0012669 | 0.0012523 | 0.0013187 | 0.0011802 | 0.0012614 | 0.0013657 | 0.0014671 | 0.0014709 | 0.0014779 | 0.0014497 | 0.0014698 | 0.0014839 | 0.0015029 | 0.0015269 | 0.00071922 | 0.00070488 | 0.00069145 | 0.00067881 | 0.00066682 | 0.00065537 | 0.00064436 | 0.00063372
F2_Commercial_Education_Existing_Food Preparation_Natural Gas_Food Prep Other_E3 | F2 | Commercial | Education | Existing | Food Preparation | Natural Gas | Food Prep Other | E3 | Participant - Cost of Operation | 0 | 0 | 0 | 0 | 0 | 0 | 0 | 0 | 0 | 0 | 0 | 0 | 0 | 0 | 0 | 0 | 0 | 0 | 0 | 0 | 0 | 0 | 0 | 0 | 0 | 0 | 0 | 0 | 0 | 0 | 0
F2_Commercial_Education_Existing_Food Preparation_Natural Gas_Food Prep Other_E4 | F2 | Commercial | Education | Existing | Food Preparation | Natural Gas | Food Prep Other | E4 | Participant - Cost of Operation | 0 | 0 | 0 | 0 | 0 | 0 | 0 | 0 | 0 | 0 | 0 | 0 | 0 | 0 | 0 | 0 | 0 | 0 | 0 | 0 | 0 | 0 | 0 | 0 | 0 | 0 | 0 | 0 | 0 | 0 | 0
F2_Commercial_Education_Existing_Food Preparation_Natural Gas_Food Prep Other_E5 | F2 | Commercial | Education | Existing | Food Preparation | Natural Gas | Food Prep Other | E5 | Participant - Cost of Operation | 0 | 0 | 0 | 0 | 0 | 0 | 0 | 0 | 0 | 0 | 0 | 0 | 0 | 0 | 0 | 0 | 0 | 0 | 0 | 0 | 0 | 0 | 0 | 0 | 0 | 0 | 0 | 0 | 0 | 0 | 0
F2_Commercial_Education_Existing_Food Preparation_Natural Gas_Food Prep Other_E6 | F2 | Commercial | Education | Existing | Food Preparation | Natural Gas | Food Prep Other | E6 | Participant - Cost of Operation | 0 | 0 | 0 | 0 | 0 | 0 | 0 | 0 | 0 | 0 | 0 | 0 | 0 | 0 | 0 | 0 | 0 | 0 | 0 | 0 | 0 | 0 | 0 | 0 | 0 | 0 | 0 | 0 | 0 | 0 | 0
F2_Commercial_Education_Existing_Food Preparation_Natural Gas_Food Prep Other_E7 | F2 | Commercial | Education | Existing | Food Preparation | Natural Gas | Food Prep Other | E7 | Participant - Cost of Operation | 0 | 0 | 0 | 0 | 0 | 0 | 0 | 0 | 0 | 0 | 0 | 0 | 0 | 0 | 0 | 0 | 0 | 0 | 0 | 0 | 0 | 0 | 0 | 0 | 0 | 0 | 0 | 0 | 0 | 0 | 0
F2_Commercial_Education_Existing_Food Preparation_Natural Gas_Food Prep Other_E8 | F2 | Commercial | Education | Existing | Food Preparation | Natural Gas | Food Prep Other | E8 | Participant - Cost of Operation | 0 | 0 | 0 | 0 | 0 | 0 | 0 | 0 | 0 | 0 | 0 | 0 | 0 | 0 | 0 | 0 | 0 | 0 | 0 | 0 | 0 | 0 | 0 | 0 | 0 | 0 | 0 | 0 | 0 | 0 | 0
F2_Commercial_Education_Existing_Food Preparation_Natural Gas_Food Prep Other_E9 | F2 | Commercial | Education | Existing | Food Preparation | Natural Gas | Food Prep Other | E9 | Participant - Cost of Operation | 0 | 0 | 0 | 0 | 0 | 0 | 0 | 0 | 0 | 0 | 0 | 0 | 0 | 0 | 0 | 0 | 0 | 0 | 0 | 0 | 0 | 0 | 0 | 0 | 0 | 0 | 0 | 0 | 0 | 0 | 0
F2_Commercial_Education_Existing_Food Preparation_Natural Gas_Food Prep Other_E10 | F2 | Commercial | Education | Existing | Food Preparation | Natural Gas | Food Prep Other | E10 | Participant - Cost of Operation | 0 | 0 | 0 | 0 | 0 | 0 | 0 | 0 | 0 | 0 | 0 | 0 | 0 | 0 | 0 | 0 | 0 | 0 | 0 | 0 | 0 | 0 | 0 | 0 | 0 | 0 | 0 | 0 | 0 | 0 | 0
F3_Commercial_Education_Existing_Food Preparation_Natural Gas_Food Prep Other_E1 | F3 | Commercial | Education | Existing | Food Preparation | Natural Gas | Food Prep Other | E1 | System - kBTUs of Conusmption | 0.11807 | 0.11835 | 0.11817 | 0.11805 | 0.11805 | 0.11805 | 0.11805 | 0.11805 | 0.11805 | 0.11805 | 0.11805 | 0.11805 | 0.11805 | 0.11805 | 0.11805 | 0.11805 | 0.11805 | 0.11805 | 0.11805 | 0.11805 | 0.11805 | 0.11805 | 0.11805 | 0.11805 | 0.11805 | 0.11805 | 0.11805 | 0.11805 | 0.11805 | 0.11805 | 0.11805
F3_Commercial_Education_Existing_Food Preparation_Natural Gas_Food Prep Other_E2 | F3 | Commercial | Education | Existing | Food Preparation | Natural Gas | Food Prep Other | E2 | System - kBTUs of Conusmption | 0.11807 | 0.11835 | 0.11817 | 0.11805 | 0.11805 | 0.11805 | 0.11805 | 0.11805 | 0.11805 | 0.11805 | 0.11805 | 0.11805 | 0.11805 | 0.11805 | 0.11805 | 0.11805 | 0.11805 | 0.11805 | 0.11805 | 0.11805 | 0.11805 | 0.11805 | 0.11805 | 0.11805 | 0.11805 | 0.11805 | 0.11805 | 0.11805 | 0.11805 | 0.11805 | 0.11805
F3_Commercial_Education_Existing_Food Preparation_Natural Gas_Food Prep Other_E3 | F3 | Commercial | Education | Existing | Food Preparation | Natural Gas | Food Prep Other | E3 | System - kBTUs of Conusmption | 0 | 0 | 0 | 0 | 0 | 0 | 0 | 0 | 0 | 0 | 0 | 0 | 0 | 0 | 0 | 0 | 0 | 0 | 0 | 0 | 0 | 0 | 0 | 0 | 0 | 0 | 0 | 0 | 0 | 0 | 0
F3_Commercial_Education_Existing_Food Preparation_Natural Gas_Food Prep Other_E4 | F3 | Commercial | Education | Existing | Food Preparation | Natural Gas | Food Prep Other | E4 | System - kBTUs of Conusmption | 0 | 0 | 0 | 0 | 0 | 0 | 0 | 0 | 0 | 0 | 0 | 0 | 0 | 0 | 0 | 0 | 0 | 0 | 0 | 0 | 0 | 0 | 0 | 0 | 0 | 0 | 0 | 0 | 0 | 0 | 0
F3_Commercial_Education_Existing_Food Preparation_Natural Gas_Food Prep Other_E5 | F3 | Commercial | Education | Existing | Food Preparation | Natural Gas | Food Prep Other | E5 | System - kBTUs of Conusmption | 0 | 0 | 0 | 0 | 0 | 0 | 0 | 0 | 0 | 0 | 0 | 0 | 0 | 0 | 0 | 0 | 0 | 0 | 0 | 0 | 0 | 0 | 0 | 0 | 0 | 0 | 0 | 0 | 0 | 0 | 0
F3_Commercial_Education_Existing_Food Preparation_Natural Gas_Food Prep Other_E6 | F3 | Commercial | Education | Existing | Food Preparation | Natural Gas | Food Prep Other | E6 | System - kBTUs of Conusmption | 0 | 0 | 0 | 0 | 0 | 0 | 0 | 0 | 0 | 0 | 0 | 0 | 0 | 0 | 0 | 0 | 0 | 0 | 0 | 0 | 0 | 0 | 0 | 0 | 0 | 0 | 0 | 0 | 0 | 0 | 0
F3_Commercial_Education_Existing_Food Preparation_Natural Gas_Food Prep Other_E7 | F3 | Commercial | Education | Existing | Food Preparation | Natural Gas | Food Prep Other | E7 | System - kBTUs of Conusmption | 0 | 0 | 0 | 0 | 0 | 0 | 0 | 0 | 0 | 0 | 0 | 0 | 0 | 0 | 0 | 0 | 0 | 0 | 0 | 0 | 0 | 0 | 0 | 0 | 0 | 0 | 0 | 0 | 0 | 0 | 0
F3_Commercial_Education_Existing_Food Preparation_Natural Gas_Food Prep Other_E8 | F3 | Commercial | Education | Existing | Food Preparation | Natural Gas | Food Prep Other | E8 | System - kBTUs of Conusmption | 0 | 0 | 0 | 0 | 0 | 0 | 0 | 0 | 0 | 0 | 0 | 0 | 0 | 0 | 0 | 0 | 0 | 0 | 0 | 0 | 0 | 0 | 0 | 0 | 0 | 0 | 0 | 0 | 0 | 0 | 0
F3_Commercial_Education_Existing_Food Preparation_Natural Gas_Food Prep Other_E9 | F3 | Commercial | Education | Existing | Food Preparation | Natural Gas | Food Prep Other | E9 | System - kBTUs of Conusmption | 0 | 0 | 0 | 0 | 0 | 0 | 0 | 0 | 0 | 0 | 0 | 0 | 0 | 0 | 0 | 0 | 0 | 0 | 0 | 0 | 0 | 0 | 0 | 0 | 0 | 0 | 0 | 0 | 0 | 0 | 0
F3_Commercial_Education_Existing_Food Preparation_Natural Gas_Food Prep Other_E10 | F3 | Commercial | Education | Existing | Food Preparation | Natural Gas | Food Prep Other | E10 | System - kBTUs of Conusmption | 0 | 0 | 0 | 0 | 0 | 0 | 0 | 0 | 0 | 0 | 0 | 0 | 0 | 0 | 0 | 0 | 0 | 0 | 0 | 0 | 0 | 0 | 0 | 0 | 0 | 0 | 0 | 0 | 0 | 0 | 0
F4_Commercial_Education_Existing_Food Preparation_Natural Gas_Food Prep Other_E1 | F4 | Commercial | Education | Existing | Food Preparation | Natural Gas | Food Prep Other | E1 | Utility - Cost of Equipment | 0.00012468 | 0.00012468 | 0.00012468 | 0.00012468 | 0.00012468 | 0.00012468 | 0.00012468 | 0.00012468 | 0.00012468 | 0.00012468 | 0.00012468 | 0.00012468 | 0.00012468 | 0.00012468 | 0.00012468 | 0.00012468 | 0.00012468 | 0.00012468 | 0.00012468 | 0.00012468 | 0.00012468 | 0.00012468 | 0.00012468 | 0.00012468 | 0.00012468 | 0.00012468 | 0.00012468 | 0.00012468 | 0.00012468 | 0.00012468 | 0.00012468
F4_Commercial_Education_Existing_Food Preparation_Natural Gas_Food Prep Other_E2 | F4 | Commercial | Education | Existing | Food Preparation | Natural Gas | Food Prep Other | E2 | Utility - Cost of Equipment | 0.0001248 | 0.0001248 | 0.0001248 | 0.0001248 | 0.0001248 | 0.0001248 | 0.0001248 | 0.0001248 | 0.0001248 | 0.0001248 | 0.0001248 | 0.0001248 | 0.0001248 | 0.0001248 | 0.0001248 | 0.0001248 | 0.0001248 | 0.0001248 | 0.0001248 | 0.0001248 | 0.0001248 | 0.0001248 | 0.0001248 | 0.0001248 | 0.0001248 | 0.0001248 | 0.0001248 | 0.0001248 | 0.0001248 | 0.0001248 | 0.0001248
F4_Commercial_Education_Existing_Food Preparation_Natural Gas_Food Prep Other_E3 | F4 | Commercial | Education | Existing | Food Preparation | Natural Gas | Food Prep Other | E3 | Utility - Cost of Equipment | 0 | 0 | 0 | 0 | 0 | 0 | 0 | 0 | 0 | 0 | 0 | 0 | 0 | 0 | 0 | 0 | 0 | 0 | 0 | 0 | 0 | 0 | 0 | 0 | 0 | 0 | 0 | 0 | 0 | 0 | 0
F4_Commercial_Education_Existing_Food Preparation_Natural Gas_Food Prep Other_E4 | F4 | Commercial | Education | Existing | Food Preparation | Natural Gas | Food Prep Other | E4 | Utility - Cost of Equipment | 0 | 0 | 0 | 0 | 0 | 0 | 0 | 0 | 0 | 0 | 0 | 0 | 0 | 0 | 0 | 0 | 0 | 0 | 0 | 0 | 0 | 0 | 0 | 0 | 0 | 0 | 0 | 0 | 0 | 0 | 0
F4_Commercial_Education_Existing_Food Preparation_Natural Gas_Food Prep Other_E5 | F4 | Commercial | Education | Existing | Food Preparation | Natural Gas | Food Prep Other | E5 | Utility - Cost of Equipment | 0 | 0 | 0 | 0 | 0 | 0 | 0 | 0 | 0 | 0 | 0 | 0 | 0 | 0 | 0 | 0 | 0 | 0 | 0 | 0 | 0 | 0 | 0 | 0 | 0 | 0 | 0 | 0 | 0 | 0 | 0
F4_Commercial_Education_Existing_Food Preparation_Natural Gas_Food Prep Other_E6 | F4 | Commercial | Education | Existing | Food Preparation | Natural Gas | Food Prep Other | E6 | Utility - Cost of Equipment | 0 | 0 | 0 | 0 | 0 | 0 | 0 | 0 | 0 | 0 | 0 | 0 | 0 | 0 | 0 | 0 | 0 | 0 | 0 | 0 | 0 | 0 | 0 | 0 | 0 | 0 | 0 | 0 | 0 | 0 | 0
F4_Commercial_Education_Existing_Food Preparation_Natural Gas_Food Prep Other_E7 | F4 | Commercial | Education | Existing | Food Preparation | Natural Gas | Food Prep Other | E7 | Utility - Cost of Equipment | 0 | 0 | 0 | 0 | 0 | 0 | 0 | 0 | 0 | 0 | 0 | 0 | 0 | 0 | 0 | 0 | 0 | 0 | 0 | 0 | 0 | 0 | 0 | 0 | 0 | 0 | 0 | 0 | 0 | 0 | 0
F4_Commercial_Education_Existing_Food Preparation_Natural Gas_Food Prep Other_E8 | F4 | Commercial | Education | Existing | Food Preparation | Natural Gas | Food Prep Other | E8 | Utility - Cost of Equipment | 0 | 0 | 0 | 0 | 0 | 0 | 0 | 0 | 0 | 0 | 0 | 0 | 0 | 0 | 0 | 0 | 0 | 0 | 0 | 0 | 0 | 0 | 0 | 0 | 0 | 0 | 0 | 0 | 0 | 0 | 0
F4_Commercial_Education_Existing_Food Preparation_Natural Gas_Food Prep Other_E9 | F4 | Commercial | Education | Existing | Food Preparation | Natural Gas | Food Prep Other | E9 | Utility - Cost of Equipment | 0 | 0 | 0 | 0 | 0 | 0 | 0 | 0 | 0 | 0 | 0 | 0 | 0 | 0 | 0 | 0 | 0 | 0 | 0 | 0 | 0 | 0 | 0 | 0 | 0 | 0 | 0 | 0 | 0 | 0 | 0
F4_Commercial_Education_Existing_Food Preparation_Natural Gas_Food Prep Other_E10 | F4 | Commercial | Education | Existing | Food Preparation | Natural Gas | Food Prep Other | E10 | Utility - Cost of Equipment | 0 | 0 | 0 | 0 | 0 | 0 | 0 | 0 | 0 | 0 | 0 | 0 | 0 | 0 | 0 | 0 | 0 | 0 | 0 | 0 | 0 | 0 | 0 | 0 | 0 | 0 | 0 | 0 | 0 | 0 | 0
F5_Commercial_Education_Existing_Food Preparation_Natural Gas_Food Prep Other_E1 | F5 | Commercial | Education | Existing | Food Preparation | Natural Gas | Food Prep Other | E1 | Utility - Cost of Operation | 0.0011777 | 0.001201 | 0.0012177 | 0.0012358 | 0.0012618 | 0.0011822 | 0.00112 | 0.0010873 | 0.0010755 | 0.0010575 | 0.0010453 | 0.0011007 | 0.00098506 | 0.0010529 | 0.0011399 | 0.0012246 | 0.0012277 | 0.0012336 | 0.00121 | 0.0012268 | 0.0012386 | 0.0012545 | 0.0012744 | 0.00060033 | 0.00058835 | 0.00057714 | 0.00056659 | 0.00055658 | 0.00054703 | 0.00053784 | 0.00052896
F5_Commercial_Education_Existing_Food Preparation_Natural Gas_Food Prep Other_E2 | F5 | Commercial | Education | Existing | Food Preparation | Natural Gas | Food Prep Other | E2 | Utility - Cost of Operation | 0.0011777 | 0.001201 | 0.0012177 | 0.0012358 | 0.0012618 | 0.0011822 | 0.00112 | 0.0010872 | 0.0010755 | 0.0010575 | 0.0010453 | 0.0011007 | 0.00098505 | 0.0010529 | 0.0011399 | 0.0012246 | 0.0012277 | 0.0012336 | 0.00121 | 0.0012268 | 0.0012386 | 0.0012545 | 0.0012744 | 0.00060032 | 0.00058835 | 0.00057714 | 0.00056659 | 0.00055658 | 0.00054702 | 0.00053783 | 0.00052895
F5_Commercial_Education_Existing_Food Preparation_Natural Gas_Food Prep Other_E3 | F5 | Commercial | Education | Existing | Food Preparation | Natural Gas | Food Prep Other | E3 | Utility - Cost of Operation | 0 | 0 | 0 | 0 | 0 | 0 | 0 | 0 | 0 | 0 | 0 | 0 | 0 | 0 | 0 | 0 | 0 | 0 | 0 | 0 | 0 | 0 | 0 | 0 | 0 | 0 | 0 | 0 | 0 | 0 | 0
F5_Commercial_Education_Existing_Food Preparation_Natural Gas_Food Prep Other_E4 | F5 | Commercial | Education | Existing | Food Preparation | Natural Gas | Food Prep Other | E4 | Utility - Cost of Operation | 0 | 0 | 0 | 0 | 0 | 0 | 0 | 0 | 0 | 0 | 0 | 0 | 0 | 0 | 0 | 0 | 0 | 0 | 0 | 0 | 0 | 0 | 0 | 0 | 0 | 0 | 0 | 0 | 0 | 0 | 0
F5_Commercial_Education_Existing_Food Preparation_Natural Gas_Food Prep Other_E5 | F5 | Commercial | Education | Existing | Food Preparation | Natural Gas | Food Prep Other | E5 | Utility - Cost of Operation | 0 | 0 | 0 | 0 | 0 | 0 | 0 | 0 | 0 | 0 | 0 | 0 | 0 | 0 | 0 | 0 | 0 | 0 | 0 | 0 | 0 | 0 | 0 | 0 | 0 | 0 | 0 | 0 | 0 | 0 | 0
F5_Commercial_Education_Existing_Food Preparation_Natural Gas_Food Prep Other_E6 | F5 | Commercial | Education | Existing | Food Preparation | Natural Gas | Food Prep Other | E6 | Utility - Cost of Operation | 0 | 0 | 0 | 0 | 0 | 0 | 0 | 0 | 0 | 0 | 0 | 0 | 0 | 0 | 0 | 0 | 0 | 0 | 0 | 0 | 0 | 0 | 0 | 0 | 0 | 0 | 0 | 0 | 0 | 0 | 0
F5_Commercial_Education_Existing_Food Preparation_Natural Gas_Food Prep Other_E7 | F5 | Commercial | Education | Existing | Food Preparation | Natural Gas | Food Prep Other | E7 | Utility - Cost of Operation | 0 | 0 | 0 | 0 | 0 | 0 | 0 | 0 | 0 | 0 | 0 | 0 | 0 | 0 | 0 | 0 | 0 | 0 | 0 | 0 | 0 | 0 | 0 | 0 | 0 | 0 | 0 | 0 | 0 | 0 | 0
F5_Commercial_Education_Existing_Food Preparation_Natural Gas_Food Prep Other_E8 | F5 | Commercial | Education | Existing | Food Preparation | Natural Gas | Food Prep Other | E8 | Utility - Cost of Operation | 0 | 0 | 0 | 0 | 0 | 0 | 0 | 0 | 0 | 0 | 0 | 0 | 0 | 0 | 0 | 0 | 0 | 0 | 0 | 0 | 0 | 0 | 0 | 0 | 0 | 0 | 0 | 0 | 0 | 0 | 0
F5_Commercial_Education_Existing_Food Preparation_Natural Gas_Food Prep Other_E9 | F5 | Commercial | Education | Existing | Food Preparation | Natural Gas | Food Prep Other | E9 | Utility - Cost of Operation | 0 | 0 | 0 | 0 | 0 | 0 | 0 | 0 | 0 | 0 | 0 | 0 | 0 | 0 | 0 | 0 | 0 | 0 | 0 | 0 | 0 | 0 | 0 | 0 | 0 | 0 | 0 | 0 | 0 | 0 | 0
F5_Commercial_Education_Existing_Food Preparation_Natural Gas_Food Prep Other_E10 | F5 | Commercial | Education | Existing | Food Preparation | Natural Gas | Food Prep Other | E10 | Utility - Cost of Operation | 0 | 0 | 0 | 0 | 0 | 0 | 0 | 0 | 0 | 0 | 0 | 0 | 0 | 0 | 0 | 0 | 0 | 0 | 0 | 0 | 0 | 0 | 0 | 0 | 0 | 0 | 0 | 0 | 0 | 0 | 0
F6_Commercial_Education_Existing_Food Preparation_Natural Gas_Food Prep Other_E1 | F6 | Commercial | Education | Existing | Food Preparation | Natural Gas | Food Prep Other | E1 | Utility - Value of Sales | 0.001411 | 0.0014389 | 0.0014589 | 0.0014806 | 0.0015117 | 0.0014164 | 0.0013418 | 0.0013026 | 0.0012885 | 0.0012669 | 0.0012523 | 0.0013187 | 0.0011802 | 0.0012614 | 0.0013657 | 0.0014671 | 0.0014709 | 0.0014779 | 0.0014497 | 0.0014698 | 0.0014839 | 0.0015029 | 0.0015269 | 0.00071923 | 0.00070488 | 0.00069145 | 0.00067881 | 0.00066682 | 0.00065537 | 0.00064436 | 0.00063373
F6_Commercial_Education_Existing_Food Preparation_Natural Gas_Food Prep Other_E2 | F6 | Commercial | Education | Existing | Food Preparation | Natural Gas | Food Prep Other | E2 | Utility - Value of Sales | 0.0014109 | 0.0014389 | 0.0014589 | 0.0014806 | 0.0015117 | 0.0014163 | 0.0013418 | 0.0013026 | 0.0012885 | 0.0012669 | 0.0012523 | 0.0013187 | 0.0011802 | 0.0012614 | 0.0013657 | 0.0014671 | 0.0014709 | 0.0014779 | 0.0014497 | 0.0014698 | 0.0014839 | 0.0015029 | 0.0015269 | 0.00071922 | 0.00070488 | 0.00069145 | 0.00067881 | 0.00066682 | 0.00065537 | 0.00064436 | 0.00063372
F6_Commercial_Education_Existing_Food Preparation_Natural Gas_Food Prep Other_E3 | F6 | Commercial | Education | Existing | Food Preparation | Natural Gas | Food Prep Other | E3 | Utility - Value of Sales | 0 | 0 | 0 | 0 | 0 | 0 | 0 | 0 | 0 | 0 | 0 | 0 | 0 | 0 | 0 | 0 | 0 | 0 | 0 | 0 | 0 | 0 | 0 | 0 | 0 | 0 | 0 | 0 | 0 | 0 | 0
F6_Commercial_Education_Existing_Food Preparation_Natural Gas_Food Prep Other_E4 | F6 | Commercial | Education | Existing | Food Preparation | Natural Gas | Food Prep Other | E4 | Utility - Value of Sales | 0 | 0 | 0 | 0 | 0 | 0 | 0 | 0 | 0 | 0 | 0 | 0 | 0 | 0 | 0 | 0 | 0 | 0 | 0 | 0 | 0 | 0 | 0 | 0 | 0 | 0 | 0 | 0 | 0 | 0 | 0
F6_Commercial_Education_Existing_Food Preparation_Natural Gas_Food Prep Other_E5 | F6 | Commercial | Education | Existing | Food Preparation | Natural Gas | Food Prep Other | E5 | Utility - Value of Sales | 0 | 0 | 0 | 0 | 0 | 0 | 0 | 0 | 0 | 0 | 0 | 0 | 0 | 0 | 0 | 0 | 0 | 0 | 0 | 0 | 0 | 0 | 0 | 0 | 0 | 0 | 0 | 0 | 0 | 0 | 0
F6_Commercial_Education_Existing_Food Preparation_Natural Gas_Food Prep Other_E6 | F6 | Commercial | Education | Existing | Food Preparation | Natural Gas | Food Prep Other | E6 | Utility - Value of Sales | 0 | 0 | 0 | 0 | 0 | 0 | 0 | 0 | 0 | 0 | 0 | 0 | 0 | 0 | 0 | 0 | 0 | 0 | 0 | 0 | 0 | 0 | 0 | 0 | 0 | 0 | 0 | 0 | 0 | 0 | 0
F6_Commercial_Education_Existing_Food Preparation_Natural Gas_Food Prep Other_E7 | F6 | Commercial | Education | Existing | Food Preparation | Natural Gas | Food Prep Other | E7 | Utility - Value of Sales | 0 | 0 | 0 | 0 | 0 | 0 | 0 | 0 | 0 | 0 | 0 | 0 | 0 | 0 | 0 | 0 | 0 | 0 | 0 | 0 | 0 | 0 | 0 | 0 | 0 | 0 | 0 | 0 | 0 | 0 | 0
F6_Commercial_Education_Existing_Food Preparation_Natural Gas_Food Prep Other_E8 | F6 | Commercial | Education | Existing | Food Preparation | Natural Gas | Food Prep Other | E8 | Utility - Value of Sales | 0 | 0 | 0 | 0 | 0 | 0 | 0 | 0 | 0 | 0 | 0 | 0 | 0 | 0 | 0 | 0 | 0 | 0 | 0 | 0 | 0 | 0 | 0 | 0 | 0 | 0 | 0 | 0 | 0 | 0 | 0
F6_Commercial_Education_Existing_Food Preparation_Natural Gas_Food Prep Other_E9 | F6 | Commercial | Education | Existing | Food Preparation | Natural Gas | Food Prep Other | E9 | Utility - Value of Sales | 0 | 0 | 0 | 0 | 0 | 0 | 0 | 0 | 0 | 0 | 0 | 0 | 0 | 0 | 0 | 0 | 0 | 0 | 0 | 0 | 0 | 0 | 0 | 0 | 0 | 0 | 0 | 0 | 0 | 0 | 0
F6_Commercial_Education_Existing_Food Preparation_Natural Gas_Food Prep Other_E10 | F6 | Commercial | Education | Existing | Food Preparation | Natural Gas | Food Prep Other | E10 | Utility - Value of Sales | 0 | 0 | 0 | 0 | 0 | 0 | 0 | 0 | 0 | 0 | 0 | 0 | 0 | 0 | 0 | 0 | 0 | 0 | 0 | 0 | 0 | 0 | 0 | 0 | 0 | 0 | 0 | 0 | 0 | 0 | 0
F1_Commercial_Education_Existing_Miscellaneous_Natural Gas_Pool Heater_E1 | F1 | Commercial | Education | Existing | Miscellaneous | Natural Gas | Pool Heater | E1 | Participant - Cost of Equipment | 1.7516e-05 | 1.7516e-05 | 1.7516e-05 | 1.7516e-05 | 1.7516e-05 | 1.7516e-05 | 1.7516e-05 | 1.7516e-05 | 1.7516e-05 | 1.7516e-05 | 1.7516e-05 | 1.7516e-05 | 1.7516e-05 | 1.7516e-05 | 1.7516e-05 | 1.7516e-05 | 1.7516e-05 | 1.7516e-05 | 1.7516e-05 | 1.7516e-05 | 1.7516e-05 | 1.7516e-05 | 1.7516e-05 | 1.7516e-05 | 1.7516e-05 | 1.7516e-05 | 1.7516e-05 | 1.7516e-05 | 1.7516e-05 | 1.7516e-05 | 1.7516e-05
F1_Commercial_Education_Existing_Miscellaneous_Natural Gas_Pool Heater_E2 | F1 | Commercial | Education | Existing | Miscellaneous | Natural Gas | Pool Heater | E2 | Participant - Cost of Equipment | 2.8681e-05 | 2.8681e-05 | 2.8681e-05 | 2.8681e-05 | 2.8681e-05 | 2.8681e-05 | 2.8681e-05 | 2.8681e-05 | 2.8681e-05 | 2.8681e-05 | 2.8681e-05 | 2.8681e-05 | 2.8681e-05 | 2.8681e-05 | 2.8681e-05 | 2.8681e-05 | 2.8681e-05 | 2.8681e-05 | 2.8681e-05 | 2.8681e-05 | 2.8681e-05 | 2.8681e-05 | 2.8681e-05 | 2.8681e-05 | 2.8681e-05 | 2.8681e-05 | 2.8681e-05 | 2.8681e-05 | 2.8681e-05 | 2.8681e-05 | 2.8681e-05
F1_Commercial_Education_Existing_Miscellaneous_Natural Gas_Pool Heater_E3 | F1 | Commercial | Education | Existing | Miscellaneous | Natural Gas | Pool Heater | E3 | Participant - Cost of Equipment | 0 | 0 | 0 | 0 | 0 | 0 | 0 | 0 | 0 | 0 | 0 | 0 | 0 | 0 | 0 | 0 | 0 | 0 | 0 | 0 | 0 | 0 | 0 | 0 | 0 | 0 | 0 | 0 | 0 | 0 | 0
F1_Commercial_Education_Existing_Miscellaneous_Natural Gas_Pool Heater_E4 | F1 | Commercial | Education | Existing | Miscellaneous | Natural Gas | Pool Heater | E4 | Participant - Cost of Equipment | 0 | 0 | 0 | 0 | 0 | 0 | 0 | 0 | 0 | 0 | 0 | 0 | 0 | 0 | 0 | 0 | 0 | 0 | 0 | 0 | 0 | 0 | 0 | 0 | 0 | 0 | 0 | 0 | 0 | 0 | 0
F1_Commercial_Education_Existing_Miscellaneous_Natural Gas_Pool Heater_E5 | F1 | Commercial | Education | Existing | Miscellaneous | Natural Gas | Pool Heater | E5 | Participant - Cost of Equipment | 0 | 0 | 0 | 0 | 0 | 0 | 0 | 0 | 0 | 0 | 0 | 0 | 0 | 0 | 0 | 0 | 0 | 0 | 0 | 0 | 0 | 0 | 0 | 0 | 0 | 0 | 0 | 0 | 0 | 0 | 0
F1_Commercial_Education_Existing_Miscellaneous_Natural Gas_Pool Heater_E6 | F1 | Commercial | Education | Existing | Miscellaneous | Natural Gas | Pool Heater | E6 | Participant - Cost of Equipment | 0 | 0 | 0 | 0 | 0 | 0 | 0 | 0 | 0 | 0 | 0 | 0 | 0 | 0 | 0 | 0 | 0 | 0 | 0 | 0 | 0 | 0 | 0 | 0 | 0 | 0 | 0 | 0 | 0 | 0 | 0
F1_Commercial_Education_Existing_Miscellaneous_Natural Gas_Pool Heater_E7 | F1 | Commercial | Education | Existing | Miscellaneous | Natural Gas | Pool Heater | E7 | Participant - Cost of Equipment | 0 | 0 | 0 | 0 | 0 | 0 | 0 | 0 | 0 | 0 | 0 | 0 | 0 | 0 | 0 | 0 | 0 | 0 | 0 | 0 | 0 | 0 | 0 | 0 | 0 | 0 | 0 | 0 | 0 | 0 | 0
F1_Commercial_Education_Existing_Miscellaneous_Natural Gas_Pool Heater_E8 | F1 | Commercial | Education | Existing | Miscellaneous | Natural Gas | Pool Heater | E8 | Participant - Cost of Equipment | 0 | 0 | 0 | 0 | 0 | 0 | 0 | 0 | 0 | 0 | 0 | 0 | 0 | 0 | 0 | 0 | 0 | 0 | 0 | 0 | 0 | 0 | 0 | 0 | 0 | 0 | 0 | 0 | 0 | 0 | 0
F1_Commercial_Education_Existing_Miscellaneous_Natural Gas_Pool Heater_E9 | F1 | Commercial | Education | Existing | Miscellaneous | Natural Gas | Pool Heater | E9 | Participant - Cost of Equipment | 0 | 0 | 0 | 0 | 0 | 0 | 0 | 0 | 0 | 0 | 0 | 0 | 0 | 0 | 0 | 0 | 0 | 0 | 0 | 0 | 0 | 0 | 0 | 0 | 0 | 0 | 0 | 0 | 0 | 0 | 0
F1_Commercial_Education_Existing_Miscellaneous_Natural Gas_Pool Heater_E10 | F1 | Commercial | Education | Existing | Miscellaneous | Natural Gas | Pool Heater | E10 | Participant - Cost of Equipment | 0 | 0 | 0 | 0 | 0 | 0 | 0 | 0 | 0 | 0 | 0 | 0 | 0 | 0 | 0 | 0 | 0 | 0 | 0 | 0 | 0 | 0 | 0 | 0 | 0 | 0 | 0 | 0 | 0 | 0 | 0
F2_Commercial_Education_Existing_Miscellaneous_Natural Gas_Pool Heater_E1 | F2 | Commercial | Education | Existing | Miscellaneous | Natural Gas | Pool Heater | E1 | Participant - Cost of Operation | 8.0877e-05 | 8.3866e-05 | 8.5058e-05 | 8.5341e-05 | 8.8569e-05 | 8.3496e-05 | 7.9986e-05 | 7.9889e-05 | 8.225e-05 | 8.0864e-05 | 8.0485e-05 | 7.9617e-05 | 5.9735e-05 | 5.8281e-05 | 5.7856e-05 | 6.5393e-05 | 7.4678e-05 | 8.5129e-05 | 9.3464e-05 | 0.00010715 | 0.00010883 | 0.00011092 | 0.00011341 | 4.2794e-05 | 4.1884e-05 | 4.1041e-05 | 4.0256e-05 | 3.9519e-05 | 3.8822e-05 | 3.8156e-05 | 3.7516e-05
F2_Commercial_Education_Existing_Miscellaneous_Natural Gas_Pool Heater_E2 | F2 | Commercial | Education | Existing | Miscellaneous | Natural Gas | Pool Heater | E2 | Participant - Cost of Operation | 6.8745e-05 | 7.1286e-05 | 7.23e-05 | 7.254e-05 | 7.5284e-05 | 7.0971e-05 | 6.7988e-05 | 6.7906e-05 | 6.9912e-05 | 6.8735e-05 | 6.8412e-05 | 6.7674e-05 | 5.0775e-05 | 4.9538e-05 | 4.9178e-05 | 5.5584e-05 | 6.3477e-05 | 7.236e-05 | 7.9445e-05 | 9.1075e-05 | 9.2507e-05 | 9.4282e-05 | 9.6399e-05 | 3.6375e-05 | 3.5601e-05 | 3.4885e-05 | 3.4218e-05 | 3.3591e-05 | 3.2999e-05 | 3.2433e-05 | 3.1889e-05
F2_Commercial_Education_Existing_Miscellaneous_Natural Gas_Pool Heater_E3 | F2 | Commercial | Education | Existing | Miscellaneous | Natural Gas | Pool Heater | E3 | Participant - Cost of Operation | 0 | 0 | 0 | 0 | 0 | 0 | 0 | 0 | 0 | 0 | 0 | 0 | 0 | 0 | 0 | 0 | 0 | 0 | 0 | 0 | 0 | 0 | 0 | 0 | 0 | 0 | 0 | 0 | 0 | 0 | 0
F2_Commercial_Education_Existing_Miscellaneous_Natural Gas_Pool Heater_E4 | F2 | Commercial | Education | Existing | Miscellaneous | Natural Gas | Pool Heater | E4 | Participant - Cost of Operation | 0 | 0 | 0 | 0 | 0 | 0 | 0 | 0 | 0 | 0 | 0 | 0 | 0 | 0 | 0 | 0 | 0 | 0 | 0 | 0 | 0 | 0 | 0 | 0 | 0 | 0 | 0 | 0 | 0 | 0 | 0
F2_Commercial_Education_Existing_Miscellaneous_Natural Gas_Pool Heater_E5 | F2 | Commercial | Education | Existing | Miscellaneous | Natural Gas | Pool Heater | E5 | Participant - Cost of Operation | 0 | 0 | 0 | 0 | 0 | 0 | 0 | 0 | 0 | 0 | 0 | 0 | 0 | 0 | 0 | 0 | 0 | 0 | 0 | 0 | 0 | 0 | 0 | 0 | 0 | 0 | 0 | 0 | 0 | 0 | 0
F2_Commercial_Education_Existing_Miscellaneous_Natural Gas_Pool Heater_E6 | F2 | Commercial | Education | Existing | Miscellaneous | Natural Gas | Pool Heater | E6 | Participant - Cost of Operation | 0 | 0 | 0 | 0 | 0 | 0 | 0 | 0 | 0 | 0 | 0 | 0 | 0 | 0 | 0 | 0 | 0 | 0 | 0 | 0 | 0 | 0 | 0 | 0 | 0 | 0 | 0 | 0 | 0 | 0 | 0
F2_Commercial_Education_Existing_Miscellaneous_Natural Gas_Pool Heater_E7 | F2 | Commercial | Education | Existing | Miscellaneous | Natural Gas | Pool Heater | E7 | Participant - Cost of Operation | 0 | 0 | 0 | 0 | 0 | 0 | 0 | 0 | 0 | 0 | 0 | 0 | 0 | 0 | 0 | 0 | 0 | 0 | 0 | 0 | 0 | 0 | 0 | 0 | 0 | 0 | 0 | 0 | 0 | 0 | 0
F2_Commercial_Education_Existing_Miscellaneous_Natural Gas_Pool Heater_E8 | F2 | Commercial | Education | Existing | Miscellaneous | Natural Gas | Pool Heater | E8 | Participant - Cost of Operation | 0 | 0 | 0 | 0 | 0 | 0 | 0 | 0 | 0 | 0 | 0 | 0 | 0 | 0 | 0 | 0 | 0 | 0 | 0 | 0 | 0 | 0 | 0 | 0 | 0 | 0 | 0 | 0 | 0 | 0 | 0
F2_Commercial_Education_Existing_Miscellaneous_Natural Gas_Pool Heater_E9 | F2 | Commercial | Education | Existing | Miscellaneous | Natural Gas | Pool Heater | E9 | Participant - Cost of Operation | 0 | 0 | 0 | 0 | 0 | 0 | 0 | 0 | 0 | 0 | 0 | 0 | 0 | 0 | 0 | 0 | 0 | 0 | 0 | 0 | 0 | 0 | 0 | 0 | 0 | 0 | 0 | 0 | 0 | 0 | 0
F2_Commercial_Education_Existing_Miscellaneous_Natural Gas_Pool Heater_E10 | F2 | Commercial | Education | Existing | Miscellaneous | Natural Gas | Pool Heater | E10 | Participant - Cost of Operation | 0 | 0 | 0 | 0 | 0 | 0 | 0 | 0 | 0 | 0 | 0 | 0 | 0 | 0 | 0 | 0 | 0 | 0 | 0 | 0 | 0 | 0 | 0 | 0 | 0 | 0 | 0 | 0 | 0 | 0 | 0
F3_Commercial_Education_Existing_Miscellaneous_Natural Gas_Pool Heater_E1 | F3 | Commercial | Education | Existing | Miscellaneous | Natural Gas | Pool Heater | E1 | System - kBTUs of Conusmption | 0.0068288 | 0.0068561 | 0.0068387 | 0.0068268 | 0.0068268 | 0.0068268 | 0.0068268 | 0.0068268 | 0.0068268 | 0.0068268 | 0.0068268 | 0.0068268 | 0.0068268 | 0.0068268 | 0.0068268 | 0.0068268 | 0.0068268 | 0.0068268 | 0.0068268 | 0.0068268 | 0.0068268 | 0.0068268 | 0.0068268 | 0.0068268 | 0.0068268 | 0.0068268 | 0.0068268 | 0.0068268 | 0.0068268 | 0.0068268 | 0.0068268
F3_Commercial_Education_Existing_Miscellaneous_Natural Gas_Pool Heater_E2 | F3 | Commercial | Education | Existing | Miscellaneous | Natural Gas | Pool Heater | E2 | System - kBTUs of Conusmption | 0.0058045 | 0.0058277 | 0.0058129 | 0.0058028 | 0.0058028 | 0.0058028 | 0.0058028 | 0.0058028 | 0.0058028 | 0.0058028 | 0.0058028 | 0.0058028 | 0.0058028 | 0.0058028 | 0.0058028 | 0.0058028 | 0.0058028 | 0.0058028 | 0.0058028 | 0.0058028 | 0.0058028 | 0.0058028 | 0.0058028 | 0.0058028 | 0.0058028 | 0.0058028 | 0.0058028 | 0.0058028 | 0.0058028 | 0.0058028 | 0.0058028
F3_Commercial_Education_Existing_Miscellaneous_Natural Gas_Pool Heater_E3 | F3 | Commercial | Education | Existing | Miscellaneous | Natural Gas | Pool Heater | E3 | System - kBTUs of Conusmption | 0 | 0 | 0 | 0 | 0 | 0 | 0 | 0 | 0 | 0 | 0 | 0 | 0 | 0 | 0 | 0 | 0 | 0 | 0 | 0 | 0 | 0 | 0 | 0 | 0 | 0 | 0 | 0 | 0 | 0 | 0
F3_Commercial_Education_Existing_Miscellaneous_Natural Gas_Pool Heater_E4 | F3 | Commercial | Education | Existing | Miscellaneous | Natural Gas | Pool Heater | E4 | System - kBTUs of Conusmption | 0 | 0 | 0 | 0 | 0 | 0 | 0 | 0 | 0 | 0 | 0 | 0 | 0 | 0 | 0 | 0 | 0 | 0 | 0 | 0 | 0 | 0 | 0 | 0 | 0 | 0 | 0 | 0 | 0 | 0 | 0
F3_Commercial_Education_Existing_Miscellaneous_Natural Gas_Pool Heater_E5 | F3 | Commercial | Education | Existing | Miscellaneous | Natural Gas | Pool Heater | E5 | System - kBTUs of Conusmption | 0 | 0 | 0 | 0 | 0 | 0 | 0 | 0 | 0 | 0 | 0 | 0 | 0 | 0 | 0 | 0 | 0 | 0 | 0 | 0 | 0 | 0 | 0 | 0 | 0 | 0 | 0 | 0 | 0 | 0 | 0
F3_Commercial_Education_Existing_Miscellaneous_Natural Gas_Pool Heater_E6 | F3 | Commercial | Education | Existing | Miscellaneous | Natural Gas | Pool Heater | E6 | System - kBTUs of Conusmption | 0 | 0 | 0 | 0 | 0 | 0 | 0 | 0 | 0 | 0 | 0 | 0 | 0 | 0 | 0 | 0 | 0 | 0 | 0 | 0 | 0 | 0 | 0 | 0 | 0 | 0 | 0 | 0 | 0 | 0 | 0
F3_Commercial_Education_Existing_Miscellaneous_Natural Gas_Pool Heater_E7 | F3 | Commercial | Education | Existing | Miscellaneous | Natural Gas | Pool Heater | E7 | System - kBTUs of Conusmption | 0 | 0 | 0 | 0 | 0 | 0 | 0 | 0 | 0 | 0 | 0 | 0 | 0 | 0 | 0 | 0 | 0 | 0 | 0 | 0 | 0 | 0 | 0 | 0 | 0 | 0 | 0 | 0 | 0 | 0 | 0
F3_Commercial_Education_Existing_Miscellaneous_Natural Gas_Pool Heater_E8 | F3 | Commercial | Education | Existing | Miscellaneous | Natural Gas | Pool Heater | E8 | System - kBTUs of Conusmption | 0 | 0 | 0 | 0 | 0 | 0 | 0 | 0 | 0 | 0 | 0 | 0 | 0 | 0 | 0 | 0 | 0 | 0 | 0 | 0 | 0 | 0 | 0 | 0 | 0 | 0 | 0 | 0 | 0 | 0 | 0
F3_Commercial_Education_Existing_Miscellaneous_Natural Gas_Pool Heater_E9 | F3 | Commercial | Education | Existing | Miscellaneous | Natural Gas | Pool Heater | E9 | System - kBTUs of Conusmption | 0 | 0 | 0 | 0 | 0 | 0 | 0 | 0 | 0 | 0 | 0 | 0 | 0 | 0 | 0 | 0 | 0 | 0 | 0 | 0 | 0 | 0 | 0 | 0 | 0 | 0 | 0 | 0 | 0 | 0 | 0
F3_Commercial_Education_Existing_Miscellaneous_Natural Gas_Pool Heater_E10 | F3 | Commercial | Education | Existing | Miscellaneous | Natural Gas | Pool Heater | E10 | System - kBTUs of Conusmption | 0 | 0 | 0 | 0 | 0 | 0 | 0 | 0 | 0 | 0 | 0 | 0 | 0 | 0 | 0 | 0 | 0 | 0 | 0 | 0 | 0 | 0 | 0 | 0 | 0 | 0 | 0 | 0 | 0 | 0 | 0
F4_Commercial_Education_Existing_Miscellaneous_Natural Gas_Pool Heater_E1 | F4 | Commercial | Education | Existing | Miscellaneous | Natural Gas | Pool Heater | E1 | Utility - Cost of Equipment | 1.7516e-05 | 1.7516e-05 | 1.7516e-05 | 1.7516e-05 | 1.7516e-05 | 1.7516e-05 | 1.7516e-05 | 1.7516e-05 | 1.7516e-05 | 1.7516e-05 | 1.7516e-05 | 1.7516e-05 | 1.7516e-05 | 1.7516e-05 | 1.7516e-05 | 1.7516e-05 | 1.7516e-05 | 1.7516e-05 | 1.7516e-05 | 1.7516e-05 | 1.7516e-05 | 1.7516e-05 | 1.7516e-05 | 1.7516e-05 | 1.7516e-05 | 1.7516e-05 | 1.7516e-05 | 1.7516e-05 | 1.7516e-05 | 1.7516e-05 | 1.7516e-05
F4_Commercial_Education_Existing_Miscellaneous_Natural Gas_Pool Heater_E2 | F4 | Commercial | Education | Existing | Miscellaneous | Natural Gas | Pool Heater | E2 | Utility - Cost of Equipment | 2.8681e-05 | 2.8681e-05 | 2.8681e-05 | 2.8681e-05 | 2.8681e-05 | 2.8681e-05 | 2.8681e-05 | 2.8681e-05 | 2.8681e-05 | 2.8681e-05 | 2.8681e-05 | 2.8681e-05 | 2.8681e-05 | 2.8681e-05 | 2.8681e-05 | 2.8681e-05 | 2.8681e-05 | 2.8681e-05 | 2.8681e-05 | 2.8681e-05 | 2.8681e-05 | 2.8681e-05 | 2.8681e-05 | 2.8681e-05 | 2.8681e-05 | 2.8681e-05 | 2.8681e-05 | 2.8681e-05 | 2.8681e-05 | 2.8681e-05 | 2.8681e-05
F4_Commercial_Education_Existing_Miscellaneous_Natural Gas_Pool Heater_E3 | F4 | Commercial | Education | Existing | Miscellaneous | Natural Gas | Pool Heater | E3 | Utility - Cost of Equipment | 0 | 0 | 0 | 0 | 0 | 0 | 0 | 0 | 0 | 0 | 0 | 0 | 0 | 0 | 0 | 0 | 0 | 0 | 0 | 0 | 0 | 0 | 0 | 0 | 0 | 0 | 0 | 0 | 0 | 0 | 0
F4_Commercial_Education_Existing_Miscellaneous_Natural Gas_Pool Heater_E4 | F4 | Commercial | Education | Existing | Miscellaneous | Natural Gas | Pool Heater | E4 | Utility - Cost of Equipment | 0 | 0 | 0 | 0 | 0 | 0 | 0 | 0 | 0 | 0 | 0 | 0 | 0 | 0 | 0 | 0 | 0 | 0 | 0 | 0 | 0 | 0 | 0 | 0 | 0 | 0 | 0 | 0 | 0 | 0 | 0
F4_Commercial_Education_Existing_Miscellaneous_Natural Gas_Pool Heater_E5 | F4 | Commercial | Education | Existing | Miscellaneous | Natural Gas | Pool Heater | E5 | Utility - Cost of Equipment | 0 | 0 | 0 | 0 | 0 | 0 | 0 | 0 | 0 | 0 | 0 | 0 | 0 | 0 | 0 | 0 | 0 | 0 | 0 | 0 | 0 | 0 | 0 | 0 | 0 | 0 | 0 | 0 | 0 | 0 | 0
F4_Commercial_Education_Existing_Miscellaneous_Natural Gas_Pool Heater_E6 | F4 | Commercial | Education | Existing | Miscellaneous | Natural Gas | Pool Heater | E6 | Utility - Cost of Equipment | 0 | 0 | 0 | 0 | 0 | 0 | 0 | 0 | 0 | 0 | 0 | 0 | 0 | 0 | 0 | 0 | 0 | 0 | 0 | 0 | 0 | 0 | 0 | 0 | 0 | 0 | 0 | 0 | 0 | 0 | 0
F4_Commercial_Education_Existing_Miscellaneous_Natural Gas_Pool Heater_E7 | F4 | Commercial | Education | Existing | Miscellaneous | Natural Gas | Pool Heater | E7 | Utility - Cost of Equipment | 0 | 0 | 0 | 0 | 0 | 0 | 0 | 0 | 0 | 0 | 0 | 0 | 0 | 0 | 0 | 0 | 0 | 0 | 0 | 0 | 0 | 0 | 0 | 0 | 0 | 0 | 0 | 0 | 0 | 0 | 0
F4_Commercial_Education_Existing_Miscellaneous_Natural Gas_Pool Heater_E8 | F4 | Commercial | Education | Existing | Miscellaneous | Natural Gas | Pool Heater | E8 | Utility - Cost of Equipment | 0 | 0 | 0 | 0 | 0 | 0 | 0 | 0 | 0 | 0 | 0 | 0 | 0 | 0 | 0 | 0 | 0 | 0 | 0 | 0 | 0 | 0 | 0 | 0 | 0 | 0 | 0 | 0 | 0 | 0 | 0
F4_Commercial_Education_Existing_Miscellaneous_Natural Gas_Pool Heater_E9 | F4 | Commercial | Education | Existing | Miscellaneous | Natural Gas | Pool Heater | E9 | Utility - Cost of Equipment | 0 | 0 | 0 | 0 | 0 | 0 | 0 | 0 | 0 | 0 | 0 | 0 | 0 | 0 | 0 | 0 | 0 | 0 | 0 | 0 | 0 | 0 | 0 | 0 | 0 | 0 | 0 | 0 | 0 | 0 | 0
F4_Commercial_Education_Existing_Miscellaneous_Natural Gas_Pool Heater_E10 | F4 | Commercial | Education | Existing | Miscellaneous | Natural Gas | Pool Heater | E10 | Utility - Cost of Equipment | 0 | 0 | 0 | 0 | 0 | 0 | 0 | 0 | 0 | 0 | 0 | 0 | 0 | 0 | 0 | 0 | 0 | 0 | 0 | 0 | 0 | 0 | 0 | 0 | 0 | 0 | 0 | 0 | 0 | 0 | 0
F5_Commercial_Education_Existing_Miscellaneous_Natural Gas_Pool Heater_E1 | F5 | Commercial | Education | Existing | Miscellaneous | Natural Gas | Pool Heater | E1 | Utility - Cost of Operation | 6.7506e-05 | 7.0001e-05 | 7.0997e-05 | 7.1233e-05 | 7.3927e-05 | 6.9692e-05 | 6.6763e-05 | 6.6682e-05 | 6.8652e-05 | 6.7496e-05 | 6.7179e-05 | 6.6454e-05 | 4.986e-05 | 4.8646e-05 | 4.8291e-05 | 5.4582e-05 | 6.2332e-05 | 7.1055e-05 | 7.8013e-05 | 8.9434e-05 | 9.084e-05 | 9.2582e-05 | 9.4662e-05 | 3.5719e-05 | 3.496e-05 | 3.4256e-05 | 3.3601e-05 | 3.2986e-05 | 3.2404e-05 | 3.1848e-05 | 3.1314e-05
F5_Commercial_Education_Existing_Miscellaneous_Natural Gas_Pool Heater_E2 | F5 | Commercial | Education | Existing | Miscellaneous | Natural Gas | Pool Heater | E2 | Utility - Cost of Operation | 5.738e-05 | 5.9501e-05 | 6.0347e-05 | 6.0548e-05 | 6.2838e-05 | 5.9238e-05 | 5.6748e-05 | 5.6679e-05 | 5.8354e-05 | 5.7371e-05 | 5.7102e-05 | 5.6486e-05 | 4.2381e-05 | 4.1349e-05 | 4.1048e-05 | 4.6395e-05 | 5.2983e-05 | 6.0397e-05 | 6.6311e-05 | 7.6019e-05 | 7.7214e-05 | 7.8695e-05 | 8.0462e-05 | 3.0361e-05 | 2.9716e-05 | 2.9118e-05 | 2.8561e-05 | 2.8038e-05 | 2.7543e-05 | 2.7071e-05 | 2.6617e-05
F5_Commercial_Education_Existing_Miscellaneous_Natural Gas_Pool Heater_E3 | F5 | Commercial | Education | Existing | Miscellaneous | Natural Gas | Pool Heater | E3 | Utility - Cost of Operation | 0 | 0 | 0 | 0 | 0 | 0 | 0 | 0 | 0 | 0 | 0 | 0 | 0 | 0 | 0 | 0 | 0 | 0 | 0 | 0 | 0 | 0 | 0 | 0 | 0 | 0 | 0 | 0 | 0 | 0 | 0
F5_Commercial_Education_Existing_Miscellaneous_Natural Gas_Pool Heater_E4 | F5 | Commercial | Education | Existing | Miscellaneous | Natural Gas | Pool Heater | E4 | Utility - Cost of Operation | 0 | 0 | 0 | 0 | 0 | 0 | 0 | 0 | 0 | 0 | 0 | 0 | 0 | 0 | 0 | 0 | 0 | 0 | 0 | 0 | 0 | 0 | 0 | 0 | 0 | 0 | 0 | 0 | 0 | 0 | 0
F5_Commercial_Education_Existing_Miscellaneous_Natural Gas_Pool Heater_E5 | F5 | Commercial | Education | Existing | Miscellaneous | Natural Gas | Pool Heater | E5 | Utility - Cost of Operation | 0 | 0 | 0 | 0 | 0 | 0 | 0 | 0 | 0 | 0 | 0 | 0 | 0 | 0 | 0 | 0 | 0 | 0 | 0 | 0 | 0 | 0 | 0 | 0 | 0 | 0 | 0 | 0 | 0 | 0 | 0
F5_Commercial_Education_Existing_Miscellaneous_Natural Gas_Pool Heater_E6 | F5 | Commercial | Education | Existing | Miscellaneous | Natural Gas | Pool Heater | E6 | Utility - Cost of Operation | 0 | 0 | 0 | 0 | 0 | 0 | 0 | 0 | 0 | 0 | 0 | 0 | 0 | 0 | 0 | 0 | 0 | 0 | 0 | 0 | 0 | 0 | 0 | 0 | 0 | 0 | 0 | 0 | 0 | 0 | 0
F5_Commercial_Education_Existing_Miscellaneous_Natural Gas_Pool Heater_E7 | F5 | Commercial | Education | Existing | Miscellaneous | Natural Gas | Pool Heater | E7 | Utility - Cost of Operation | 0 | 0 | 0 | 0 | 0 | 0 | 0 | 0 | 0 | 0 | 0 | 0 | 0 | 0 | 0 | 0 | 0 | 0 | 0 | 0 | 0 | 0 | 0 | 0 | 0 | 0 | 0 | 0 | 0 | 0 | 0
F5_Commercial_Education_Existing_Miscellaneous_Natural Gas_Pool Heater_E8 | F5 | Commercial | Education | Existing | Miscellaneous | Natural Gas | Pool Heater | E8 | Utility - Cost of Operation | 0 | 0 | 0 | 0 | 0 | 0 | 0 | 0 | 0 | 0 | 0 | 0 | 0 | 0 | 0 | 0 | 0 | 0 | 0 | 0 | 0 | 0 | 0 | 0 | 0 | 0 | 0 | 0 | 0 | 0 | 0
F5_Commercial_Education_Existing_Miscellaneous_Natural Gas_Pool Heater_E9 | F5 | Commercial | Education | Existing | Miscellaneous | Natural Gas | Pool Heater | E9 | Utility - Cost of Operation | 0 | 0 | 0 | 0 | 0 | 0 | 0 | 0 | 0 | 0 | 0 | 0 | 0 | 0 | 0 | 0 | 0 | 0 | 0 | 0 | 0 | 0 | 0 | 0 | 0 | 0 | 0 | 0 | 0 | 0 | 0
F5_Commercial_Education_Existing_Miscellaneous_Natural Gas_Pool Heater_E10 | F5 | Commercial | Education | Existing | Miscellaneous | Natural Gas | Pool Heater | E10 | Utility - Cost of Operation | 0 | 0 | 0 | 0 | 0 | 0 | 0 | 0 | 0 | 0 | 0 | 0 | 0 | 0 | 0 | 0 | 0 | 0 | 0 | 0 | 0 | 0 | 0 | 0 | 0 | 0 | 0 | 0 | 0 | 0 | 0
F6_Commercial_Education_Existing_Miscellaneous_Natural Gas_Pool Heater_E1 | F6 | Commercial | Education | Existing | Miscellaneous | Natural Gas | Pool Heater | E1 | Utility - Value of Sales | 8.0877e-05 | 8.3866e-05 | 8.5058e-05 | 8.5341e-05 | 8.8569e-05 | 8.3496e-05 | 7.9986e-05 | 7.9889e-05 | 8.225e-05 | 8.0864e-05 | 8.0485e-05 | 7.9617e-05 | 5.9735e-05 | 5.8281e-05 | 5.7856e-05 | 6.5393e-05 | 7.4678e-05 | 8.5129e-05 | 9.3464e-05 | 0.00010715 | 0.00010883 | 0.00011092 | 0.00011341 | 4.2794e-05 | 4.1884e-05 | 4.1041e-05 | 4.0256e-05 | 3.9519e-05 | 3.8822e-05 | 3.8156e-05 | 3.7516e-05
F6_Commercial_Education_Existing_Miscellaneous_Natural Gas_Pool Heater_E2 | F6 | Commercial | Education | Existing | Miscellaneous | Natural Gas | Pool Heater | E2 | Utility - Value of Sales | 6.8745e-05 | 7.1286e-05 | 7.23e-05 | 7.254e-05 | 7.5284e-05 | 7.0971e-05 | 6.7988e-05 | 6.7906e-05 | 6.9912e-05 | 6.8735e-05 | 6.8412e-05 | 6.7674e-05 | 5.0775e-05 | 4.9538e-05 | 4.9178e-05 | 5.5584e-05 | 6.3477e-05 | 7.236e-05 | 7.9445e-05 | 9.1075e-05 | 9.2507e-05 | 9.4282e-05 | 9.6399e-05 | 3.6375e-05 | 3.5601e-05 | 3.4885e-05 | 3.4218e-05 | 3.3591e-05 | 3.2999e-05 | 3.2433e-05 | 3.1889e-05
F6_Commercial_Education_Existing_Miscellaneous_Natural Gas_Pool Heater_E3 | F6 | Commercial | Education | Existing | Miscellaneous | Natural Gas | Pool Heater | E3 | Utility - Value of Sales | 0 | 0 | 0 | 0 | 0 | 0 | 0 | 0 | 0 | 0 | 0 | 0 | 0 | 0 | 0 | 0 | 0 | 0 | 0 | 0 | 0 | 0 | 0 | 0 | 0 | 0 | 0 | 0 | 0 | 0 | 0
F6_Commercial_Education_Existing_Miscellaneous_Natural Gas_Pool Heater_E4 | F6 | Commercial | Education | Existing | Miscellaneous | Natural Gas | Pool Heater | E4 | Utility - Value of Sales | 0 | 0 | 0 | 0 | 0 | 0 | 0 | 0 | 0 | 0 | 0 | 0 | 0 | 0 | 0 | 0 | 0 | 0 | 0 | 0 | 0 | 0 | 0 | 0 | 0 | 0 | 0 | 0 | 0 | 0 | 0
F6_Commercial_Education_Existing_Miscellaneous_Natural Gas_Pool Heater_E5 | F6 | Commercial | Education | Existing | Miscellaneous | Natural Gas | Pool Heater | E5 | Utility - Value of Sales | 0 | 0 | 0 | 0 | 0 | 0 | 0 | 0 | 0 | 0 | 0 | 0 | 0 | 0 | 0 | 0 | 0 | 0 | 0 | 0 | 0 | 0 | 0 | 0 | 0 | 0 | 0 | 0 | 0 | 0 | 0
F6_Commercial_Education_Existing_Miscellaneous_Natural Gas_Pool Heater_E6 | F6 | Commercial | Education | Existing | Miscellaneous | Natural Gas | Pool Heater | E6 | Utility - Value of Sales | 0 | 0 | 0 | 0 | 0 | 0 | 0 | 0 | 0 | 0 | 0 | 0 | 0 | 0 | 0 | 0 | 0 | 0 | 0 | 0 | 0 | 0 | 0 | 0 | 0 | 0 | 0 | 0 | 0 | 0 | 0
F6_Commercial_Education_Existing_Miscellaneous_Natural Gas_Pool Heater_E7 | F6 | Commercial | Education | Existing | Miscellaneous | Natural Gas | Pool Heater | E7 | Utility - Value of Sales | 0 | 0 | 0 | 0 | 0 | 0 | 0 | 0 | 0 | 0 | 0 | 0 | 0 | 0 | 0 | 0 | 0 | 0 | 0 | 0 | 0 | 0 | 0 | 0 | 0 | 0 | 0 | 0 | 0 | 0 | 0
F6_Commercial_Education_Existing_Miscellaneous_Natural Gas_Pool Heater_E8 | F6 | Commercial | Education | Existing | Miscellaneous | Natural Gas | Pool Heater | E8 | Utility - Value of Sales | 0 | 0 | 0 | 0 | 0 | 0 | 0 | 0 | 0 | 0 | 0 | 0 | 0 | 0 | 0 | 0 | 0 | 0 | 0 | 0 | 0 | 0 | 0 | 0 | 0 | 0 | 0 | 0 | 0 | 0 | 0
F6_Commercial_Education_Existing_Miscellaneous_Natural Gas_Pool Heater_E9 | F6 | Commercial | Education | Existing | Miscellaneous | Natural Gas | Pool Heater | E9 | Utility - Value of Sales | 0 | 0 | 0 | 0 | 0 | 0 | 0 | 0 | 0 | 0 | 0 | 0 | 0 | 0 | 0 | 0 | 0 | 0 | 0 | 0 | 0 | 0 | 0 | 0 | 0 | 0 | 0 | 0 | 0 | 0 | 0
F6_Commercial_Education_Existing_Miscellaneous_Natural Gas_Pool Heater_E10 | F6 | Commercial | Education | Existing | Miscellaneous | Natural Gas | Pool Heater | E10 | Utility - Value of Sales | 0 | 0 | 0 | 0 | 0 | 0 | 0 | 0 | 0 | 0 | 0 | 0 | 0 | 0 | 0 | 0 | 0 | 0 | 0 | 0 | 0 | 0 | 0 | 0 | 0 | 0 | 0 | 0 | 0 | 0 | 0
F1_Commercial_Education_Existing_Miscellaneous_Natural Gas_Miscellaneous_E1 | F1 | Commercial | Education | Existing | Miscellaneous | Natural Gas | Miscellaneous | E1 | Participant - Cost of Equipment | 1.5552e-05 | 1.5552e-05 | 1.5552e-05 | 1.5552e-05 | 1.5552e-05 | 1.5552e-05 | 1.5552e-05 | 1.5552e-05 | 1.5552e-05 | 1.5552e-05 | 1.5552e-05 | 1.5552e-05 | 1.5552e-05 | 1.5552e-05 | 1.5552e-05 | 1.5552e-05 | 1.5552e-05 | 1.5552e-05 | 1.5552e-05 | 1.5552e-05 | 1.5552e-05 | 1.5552e-05 | 1.5552e-05 | 1.5552e-05 | 1.5552e-05 | 1.5552e-05 | 1.5552e-05 | 1.5552e-05 | 1.5552e-05 | 1.5552e-05 | 1.5552e-05
F1_Commercial_Education_Existing_Miscellaneous_Natural Gas_Miscellaneous_E2 | F1 | Commercial | Education | Existing | Miscellaneous | Natural Gas | Miscellaneous | E2 | Participant - Cost of Equipment | 0 | 0 | 0 | 0 | 0 | 0 | 0 | 0 | 0 | 0 | 0 | 0 | 0 | 0 | 0 | 0 | 0 | 0 | 0 | 0 | 0 | 0 | 0 | 0 | 0 | 0 | 0 | 0 | 0 | 0 | 0
F1_Commercial_Education_Existing_Miscellaneous_Natural Gas_Miscellaneous_E3 | F1 | Commercial | Education | Existing | Miscellaneous | Natural Gas | Miscellaneous | E3 | Participant - Cost of Equipment | 0 | 0 | 0 | 0 | 0 | 0 | 0 | 0 | 0 | 0 | 0 | 0 | 0 | 0 | 0 | 0 | 0 | 0 | 0 | 0 | 0 | 0 | 0 | 0 | 0 | 0 | 0 | 0 | 0 | 0 | 0
F1_Commercial_Education_Existing_Miscellaneous_Natural Gas_Miscellaneous_E4 | F1 | Commercial | Education | Existing | Miscellaneous | Natural Gas | Miscellaneous | E4 | Participant - Cost of Equipment | 0 | 0 | 0 | 0 | 0 | 0 | 0 | 0 | 0 | 0 | 0 | 0 | 0 | 0 | 0 | 0 | 0 | 0 | 0 | 0 | 0 | 0 | 0 | 0 | 0 | 0 | 0 | 0 | 0 | 0 | 0
F1_Commercial_Education_Existing_Miscellaneous_Natural Gas_Miscellaneous_E5 | F1 | Commercial | Education | Existing | Miscellaneous | Natural Gas | Miscellaneous | E5 | Participant - Cost of Equipment | 0 | 0 | 0 | 0 | 0 | 0 | 0 | 0 | 0 | 0 | 0 | 0 | 0 | 0 | 0 | 0 | 0 | 0 | 0 | 0 | 0 | 0 | 0 | 0 | 0 | 0 | 0 | 0 | 0 | 0 | 0
F1_Commercial_Education_Existing_Miscellaneous_Natural Gas_Miscellaneous_E6 | F1 | Commercial | Education | Existing | Miscellaneous | Natural Gas | Miscellaneous | E6 | Participant - Cost of Equipment | 0 | 0 | 0 | 0 | 0 | 0 | 0 | 0 | 0 | 0 | 0 | 0 | 0 | 0 | 0 | 0 | 0 | 0 | 0 | 0 | 0 | 0 | 0 | 0 | 0 | 0 | 0 | 0 | 0 | 0 | 0
F1_Commercial_Education_Existing_Miscellaneous_Natural Gas_Miscellaneous_E7 | F1 | Commercial | Education | Existing | Miscellaneous | Natural Gas | Miscellaneous | E7 | Participant - Cost of Equipment | 0 | 0 | 0 | 0 | 0 | 0 | 0 | 0 | 0 | 0 | 0 | 0 | 0 | 0 | 0 | 0 | 0 | 0 | 0 | 0 | 0 | 0 | 0 | 0 | 0 | 0 | 0 | 0 | 0 | 0 | 0
F1_Commercial_Education_Existing_Miscellaneous_Natural Gas_Miscellaneous_E8 | F1 | Commercial | Education | Existing | Miscellaneous | Natural Gas | Miscellaneous | E8 | Participant - Cost of Equipment | 0 | 0 | 0 | 0 | 0 | 0 | 0 | 0 | 0 | 0 | 0 | 0 | 0 | 0 | 0 | 0 | 0 | 0 | 0 | 0 | 0 | 0 | 0 | 0 | 0 | 0 | 0 | 0 | 0 | 0 | 0
F1_Commercial_Education_Existing_Miscellaneous_Natural Gas_Miscellaneous_E9 | F1 | Commercial | Education | Existing | Miscellaneous | Natural Gas | Miscellaneous | E9 | Participant - Cost of Equipment | 0 | 0 | 0 | 0 | 0 | 0 | 0 | 0 | 0 | 0 | 0 | 0 | 0 | 0 | 0 | 0 | 0 | 0 | 0 | 0 | 0 | 0 | 0 | 0 | 0 | 0 | 0 | 0 | 0 | 0 | 0
F1_Commercial_Education_Existing_Miscellaneous_Natural Gas_Miscellaneous_E10 | F1 | Commercial | Education | Existing | Miscellaneous | Natural Gas | Miscellaneous | E10 | Participant - Cost of Equipment | 0 | 0 | 0 | 0 | 0 | 0 | 0 | 0 | 0 | 0 | 0 | 0 | 0 | 0 | 0 | 0 | 0 | 0 | 0 | 0 | 0 | 0 | 0 | 0 | 0 | 0 | 0 | 0 | 0 | 0 | 0
F2_Commercial_Education_Existing_Miscellaneous_Natural Gas_Miscellaneous_E1 | F2 | Commercial | Education | Existing | Miscellaneous | Natural Gas | Miscellaneous | E1 | Participant - Cost of Operation | 7.4114e-05 | 7.6496e-05 | 7.8299e-05 | 8.0364e-05 | 8.4327e-05 | 7.8316e-05 | 7.3776e-05 | 7.2896e-05 | 7.4646e-05 | 7.5887e-05 | 7.8311e-05 | 7.7419e-05 | 5.5663e-05 | 5.4296e-05 | 5.3965e-05 | 5.9906e-05 | 6.7345e-05 | 7.5263e-05 | 8.0564e-05 | 9.1292e-05 | 0.00010227 | 0.00011466 | 0.00011757 | 3.9994e-05 | 3.9131e-05 | 3.8332e-05 | 3.7591e-05 | 3.6896e-05 | 3.6239e-05 | 3.5614e-05 | 3.5014e-05
F2_Commercial_Education_Existing_Miscellaneous_Natural Gas_Miscellaneous_E2 | F2 | Commercial | Education | Existing | Miscellaneous | Natural Gas | Miscellaneous | E2 | Participant - Cost of Operation | 0 | 0 | 0 | 0 | 0 | 0 | 0 | 0 | 0 | 0 | 0 | 0 | 0 | 0 | 0 | 0 | 0 | 0 | 0 | 0 | 0 | 0 | 0 | 0 | 0 | 0 | 0 | 0 | 0 | 0 | 0
F2_Commercial_Education_Existing_Miscellaneous_Natural Gas_Miscellaneous_E3 | F2 | Commercial | Education | Existing | Miscellaneous | Natural Gas | Miscellaneous | E3 | Participant - Cost of Operation | 0 | 0 | 0 | 0 | 0 | 0 | 0 | 0 | 0 | 0 | 0 | 0 | 0 | 0 | 0 | 0 | 0 | 0 | 0 | 0 | 0 | 0 | 0 | 0 | 0 | 0 | 0 | 0 | 0 | 0 | 0
F2_Commercial_Education_Existing_Miscellaneous_Natural Gas_Miscellaneous_E4 | F2 | Commercial | Education | Existing | Miscellaneous | Natural Gas | Miscellaneous | E4 | Participant - Cost of Operation | 0 | 0 | 0 | 0 | 0 | 0 | 0 | 0 | 0 | 0 | 0 | 0 | 0 | 0 | 0 | 0 | 0 | 0 | 0 | 0 | 0 | 0 | 0 | 0 | 0 | 0 | 0 | 0 | 0 | 0 | 0
F2_Commercial_Education_Existing_Miscellaneous_Natural Gas_Miscellaneous_E5 | F2 | Commercial | Education | Existing | Miscellaneous | Natural Gas | Miscellaneous | E5 | Participant - Cost of Operation | 0 | 0 | 0 | 0 | 0 | 0 | 0 | 0 | 0 | 0 | 0 | 0 | 0 | 0 | 0 | 0 | 0 | 0 | 0 | 0 | 0 | 0 | 0 | 0 | 0 | 0 | 0 | 0 | 0 | 0 | 0
F2_Commercial_Education_Existing_Miscellaneous_Natural Gas_Miscellaneous_E6 | F2 | Commercial | Education | Existing | Miscellaneous | Natural Gas | Miscellaneous | E6 | Participant - Cost of Operation | 0 | 0 | 0 | 0 | 0 | 0 | 0 | 0 | 0 | 0 | 0 | 0 | 0 | 0 | 0 | 0 | 0 | 0 | 0 | 0 | 0 | 0 | 0 | 0 | 0 | 0 | 0 | 0 | 0 | 0 | 0
F2_Commercial_Education_Existing_Miscellaneous_Natural Gas_Miscellaneous_E7 | F2 | Commercial | Education | Existing | Miscellaneous | Natural Gas | Miscellaneous | E7 | Participant - Cost of Operation | 0 | 0 | 0 | 0 | 0 | 0 | 0 | 0 | 0 | 0 | 0 | 0 | 0 | 0 | 0 | 0 | 0 | 0 | 0 | 0 | 0 | 0 | 0 | 0 | 0 | 0 | 0 | 0 | 0 | 0 | 0
F2_Commercial_Education_Existing_Miscellaneous_Natural Gas_Miscellaneous_E8 | F2 | Commercial | Education | Existing | Miscellaneous | Natural Gas | Miscellaneous | E8 | Participant - Cost of Operation | 0 | 0 | 0 | 0 | 0 | 0 | 0 | 0 | 0 | 0 | 0 | 0 | 0 | 0 | 0 | 0 | 0 | 0 | 0 | 0 | 0 | 0 | 0 | 0 | 0 | 0 | 0 | 0 | 0 | 0 | 0
F2_Commercial_Education_Existing_Miscellaneous_Natural Gas_Miscellaneous_E9 | F2 | Commercial | Education | Existing | Miscellaneous | Natural Gas | Miscellaneous | E9 | Participant - Cost of Operation | 0 | 0 | 0 | 0 | 0 | 0 | 0 | 0 | 0 | 0 | 0 | 0 | 0 | 0 | 0 | 0 | 0 | 0 | 0 | 0 | 0 | 0 | 0 | 0 | 0 | 0 | 0 | 0 | 0 | 0 | 0
F2_Commercial_Education_Existing_Miscellaneous_Natural Gas_Miscellaneous_E10 | F2 | Commercial | Education | Existing | Miscellaneous | Natural Gas | Miscellaneous | E10 | Participant - Cost of Operation | 0 | 0 | 0 | 0 | 0 | 0 | 0 | 0 | 0 | 0 | 0 | 0 | 0 | 0 | 0 | 0 | 0 | 0 | 0 | 0 | 0 | 0 | 0 | 0 | 0 | 0 | 0 | 0 | 0 | 0 | 0
F3_Commercial_Education_Existing_Miscellaneous_Natural Gas_Miscellaneous_E1 | F3 | Commercial | Education | Existing | Miscellaneous | Natural Gas | Miscellaneous | E1 | System - kBTUs of Conusmption | 0.0064111 | 0.0064437 | 0.0064241 | 0.0064107 | 0.0064107 | 0.0064107 | 0.0064107 | 0.0064107 | 0.0064107 | 0.0064107 | 0.0064107 | 0.0064107 | 0.0064107 | 0.0064107 | 0.0064107 | 0.0064107 | 0.0064107 | 0.0064107 | 0.0064107 | 0.0064107 | 0.0064107 | 0.0064107 | 0.0064107 | 0.0064107 | 0.0064107 | 0.0064107 | 0.0064107 | 0.0064107 | 0.0064107 | 0.0064107 | 0.0064107
F3_Commercial_Education_Existing_Miscellaneous_Natural Gas_Miscellaneous_E2 | F3 | Commercial | Education | Existing | Miscellaneous | Natural Gas | Miscellaneous | E2 | System - kBTUs of Conusmption | 0 | 0 | 0 | 0 | 0 | 0 | 0 | 0 | 0 | 0 | 0 | 0 | 0 | 0 | 0 | 0 | 0 | 0 | 0 | 0 | 0 | 0 | 0 | 0 | 0 | 0 | 0 | 0 | 0 | 0 | 0
F3_Commercial_Education_Existing_Miscellaneous_Natural Gas_Miscellaneous_E3 | F3 | Commercial | Education | Existing | Miscellaneous | Natural Gas | Miscellaneous | E3 | System - kBTUs of Conusmption | 0 | 0 | 0 | 0 | 0 | 0 | 0 | 0 | 0 | 0 | 0 | 0 | 0 | 0 | 0 | 0 | 0 | 0 | 0 | 0 | 0 | 0 | 0 | 0 | 0 | 0 | 0 | 0 | 0 | 0 | 0
F3_Commercial_Education_Existing_Miscellaneous_Natural Gas_Miscellaneous_E4 | F3 | Commercial | Education | Existing | Miscellaneous | Natural Gas | Miscellaneous | E4 | System - kBTUs of Conusmption | 0 | 0 | 0 | 0 | 0 | 0 | 0 | 0 | 0 | 0 | 0 | 0 | 0 | 0 | 0 | 0 | 0 | 0 | 0 | 0 | 0 | 0 | 0 | 0 | 0 | 0 | 0 | 0 | 0 | 0 | 0
F3_Commercial_Education_Existing_Miscellaneous_Natural Gas_Miscellaneous_E5 | F3 | Commercial | Education | Existing | Miscellaneous | Natural Gas | Miscellaneous | E5 | System - kBTUs of Conusmption | 0 | 0 | 0 | 0 | 0 | 0 | 0 | 0 | 0 | 0 | 0 | 0 | 0 | 0 | 0 | 0 | 0 | 0 | 0 | 0 | 0 | 0 | 0 | 0 | 0 | 0 | 0 | 0 | 0 | 0 | 0
F3_Commercial_Education_Existing_Miscellaneous_Natural Gas_Miscellaneous_E6 | F3 | Commercial | Education | Existing | Miscellaneous | Natural Gas | Miscellaneous | E6 | System - kBTUs of Conusmption | 0 | 0 | 0 | 0 | 0 | 0 | 0 | 0 | 0 | 0 | 0 | 0 | 0 | 0 | 0 | 0 | 0 | 0 | 0 | 0 | 0 | 0 | 0 | 0 | 0 | 0 | 0 | 0 | 0 | 0 | 0
F3_Commercial_Education_Existing_Miscellaneous_Natural Gas_Miscellaneous_E7 | F3 | Commercial | Education | Existing | Miscellaneous | Natural Gas | Miscellaneous | E7 | System - kBTUs of Conusmption | 0 | 0 | 0 | 0 | 0 | 0 | 0 | 0 | 0 | 0 | 0 | 0 | 0 | 0 | 0 | 0 | 0 | 0 | 0 | 0 | 0 | 0 | 0 | 0 | 0 | 0 | 0 | 0 | 0 | 0 | 0
F3_Commercial_Education_Existing_Miscellaneous_Natural Gas_Miscellaneous_E8 | F3 | Commercial | Education | Existing | Miscellaneous | Natural Gas | Miscellaneous | E8 | System - kBTUs of Conusmption | 0 | 0 | 0 | 0 | 0 | 0 | 0 | 0 | 0 | 0 | 0 | 0 | 0 | 0 | 0 | 0 | 0 | 0 | 0 | 0 | 0 | 0 | 0 | 0 | 0 | 0 | 0 | 0 | 0 | 0 | 0
F3_Commercial_Education_Existing_Miscellaneous_Natural Gas_Miscellaneous_E9 | F3 | Commercial | Education | Existing | Miscellaneous | Natural Gas | Miscellaneous | E9 | System - kBTUs of Conusmption | 0 | 0 | 0 | 0 | 0 | 0 | 0 | 0 | 0 | 0 | 0 | 0 | 0 | 0 | 0 | 0 | 0 | 0 | 0 | 0 | 0 | 0 | 0 | 0 | 0 | 0 | 0 | 0 | 0 | 0 | 0
F3_Commercial_Education_Existing_Miscellaneous_Natural Gas_Miscellaneous_E10 | F3 | Commercial | Education | Existing | Miscellaneous | Natural Gas | Miscellaneous | E10 | System - kBTUs of Conusmption | 0 | 0 | 0 | 0 | 0 | 0 | 0 | 0 | 0 | 0 | 0 | 0 | 0 | 0 | 0 | 0 | 0 | 0 | 0 | 0 | 0 | 0 | 0 | 0 | 0 | 0 | 0 | 0 | 0 | 0 | 0
F4_Commercial_Education_Existing_Miscellaneous_Natural Gas_Miscellaneous_E1 | F4 | Commercial | Education | Existing | Miscellaneous | Natural Gas | Miscellaneous | E1 | Utility - Cost of Equipment | 1.5552e-05 | 1.5552e-05 | 1.5552e-05 | 1.5552e-05 | 1.5552e-05 | 1.5552e-05 | 1.5552e-05 | 1.5552e-05 | 1.5552e-05 | 1.5552e-05 | 1.5552e-05 | 1.5552e-05 | 1.5552e-05 | 1.5552e-05 | 1.5552e-05 | 1.5552e-05 | 1.5552e-05 | 1.5552e-05 | 1.5552e-05 | 1.5552e-05 | 1.5552e-05 | 1.5552e-05 | 1.5552e-05 | 1.5552e-05 | 1.5552e-05 | 1.5552e-05 | 1.5552e-05 | 1.5552e-05 | 1.5552e-05 | 1.5552e-05 | 1.5552e-05
F4_Commercial_Education_Existing_Miscellaneous_Natural Gas_Miscellaneous_E2 | F4 | Commercial | Education | Existing | Miscellaneous | Natural Gas | Miscellaneous | E2 | Utility - Cost of Equipment | 0 | 0 | 0 | 0 | 0 | 0 | 0 | 0 | 0 | 0 | 0 | 0 | 0 | 0 | 0 | 0 | 0 | 0 | 0 | 0 | 0 | 0 | 0 | 0 | 0 | 0 | 0 | 0 | 0 | 0 | 0
F4_Commercial_Education_Existing_Miscellaneous_Natural Gas_Miscellaneous_E3 | F4 | Commercial | Education | Existing | Miscellaneous | Natural Gas | Miscellaneous | E3 | Utility - Cost of Equipment | 0 | 0 | 0 | 0 | 0 | 0 | 0 | 0 | 0 | 0 | 0 | 0 | 0 | 0 | 0 | 0 | 0 | 0 | 0 | 0 | 0 | 0 | 0 | 0 | 0 | 0 | 0 | 0 | 0 | 0 | 0
F4_Commercial_Education_Existing_Miscellaneous_Natural Gas_Miscellaneous_E4 | F4 | Commercial | Education | Existing | Miscellaneous | Natural Gas | Miscellaneous | E4 | Utility - Cost of Equipment | 0 | 0 | 0 | 0 | 0 | 0 | 0 | 0 | 0 | 0 | 0 | 0 | 0 | 0 | 0 | 0 | 0 | 0 | 0 | 0 | 0 | 0 | 0 | 0 | 0 | 0 | 0 | 0 | 0 | 0 | 0
F4_Commercial_Education_Existing_Miscellaneous_Natural Gas_Miscellaneous_E5 | F4 | Commercial | Education | Existing | Miscellaneous | Natural Gas | Miscellaneous | E5 | Utility - Cost of Equipment | 0 | 0 | 0 | 0 | 0 | 0 | 0 | 0 | 0 | 0 | 0 | 0 | 0 | 0 | 0 | 0 | 0 | 0 | 0 | 0 | 0 | 0 | 0 | 0 | 0 | 0 | 0 | 0 | 0 | 0 | 0
F4_Commercial_Education_Existing_Miscellaneous_Natural Gas_Miscellaneous_E6 | F4 | Commercial | Education | Existing | Miscellaneous | Natural Gas | Miscellaneous | E6 | Utility - Cost of Equipment | 0 | 0 | 0 | 0 | 0 | 0 | 0 | 0 | 0 | 0 | 0 | 0 | 0 | 0 | 0 | 0 | 0 | 0 | 0 | 0 | 0 | 0 | 0 | 0 | 0 | 0 | 0 | 0 | 0 | 0 | 0
F4_Commercial_Education_Existing_Miscellaneous_Natural Gas_Miscellaneous_E7 | F4 | Commercial | Education | Existing | Miscellaneous | Natural Gas | Miscellaneous | E7 | Utility - Cost of Equipment | 0 | 0 | 0 | 0 | 0 | 0 | 0 | 0 | 0 | 0 | 0 | 0 | 0 | 0 | 0 | 0 | 0 | 0 | 0 | 0 | 0 | 0 | 0 | 0 | 0 | 0 | 0 | 0 | 0 | 0 | 0
F4_Commercial_Education_Existing_Miscellaneous_Natural Gas_Miscellaneous_E8 | F4 | Commercial | Education | Existing | Miscellaneous | Natural Gas | Miscellaneous | E8 | Utility - Cost of Equipment | 0 | 0 | 0 | 0 | 0 | 0 | 0 | 0 | 0 | 0 | 0 | 0 | 0 | 0 | 0 | 0 | 0 | 0 | 0 | 0 | 0 | 0 | 0 | 0 | 0 | 0 | 0 | 0 | 0 | 0 | 0
F4_Commercial_Education_Existing_Miscellaneous_Natural Gas_Miscellaneous_E9 | F4 | Commercial | Education | Existing | Miscellaneous | Natural Gas | Miscellaneous | E9 | Utility - Cost of Equipment | 0 | 0 | 0 | 0 | 0 | 0 | 0 | 0 | 0 | 0 | 0 | 0 | 0 | 0 | 0 | 0 | 0 | 0 | 0 | 0 | 0 | 0 | 0 | 0 | 0 | 0 | 0 | 0 | 0 | 0 | 0
F4_Commercial_Education_Existing_Miscellaneous_Natural Gas_Miscellaneous_E10 | F4 | Commercial | Education | Existing | Miscellaneous | Natural Gas | Miscellaneous | E10 | Utility - Cost of Equipment | 0 | 0 | 0 | 0 | 0 | 0 | 0 | 0 | 0 | 0 | 0 | 0 | 0 | 0 | 0 | 0 | 0 | 0 | 0 | 0 | 0 | 0 | 0 | 0 | 0 | 0 | 0 | 0 | 0 | 0 | 0
F5_Commercial_Education_Existing_Miscellaneous_Natural Gas_Miscellaneous_E1 | F5 | Commercial | Education | Existing | Miscellaneous | Natural Gas | Miscellaneous | E1 | Utility - Cost of Operation | 6.1862e-05 | 6.3849e-05 | 6.5355e-05 | 6.7078e-05 | 7.0386e-05 | 6.5368e-05 | 6.158e-05 | 6.0845e-05 | 6.2306e-05 | 6.3341e-05 | 6.5365e-05 | 6.462e-05 | 4.6461e-05 | 4.532e-05 | 4.5043e-05 | 5.0002e-05 | 5.6212e-05 | 6.282e-05 | 6.7245e-05 | 7.6199e-05 | 8.5363e-05 | 9.5707e-05 | 9.8131e-05 | 3.3382e-05 | 3.2662e-05 | 3.1995e-05 | 3.1376e-05 | 3.0796e-05 | 3.0248e-05 | 2.9726e-05 | 2.9226e-05
F5_Commercial_Education_Existing_Miscellaneous_Natural Gas_Miscellaneous_E2 | F5 | Commercial | Education | Existing | Miscellaneous | Natural Gas | Miscellaneous | E2 | Utility - Cost of Operation | 0 | 0 | 0 | 0 | 0 | 0 | 0 | 0 | 0 | 0 | 0 | 0 | 0 | 0 | 0 | 0 | 0 | 0 | 0 | 0 | 0 | 0 | 0 | 0 | 0 | 0 | 0 | 0 | 0 | 0 | 0
F5_Commercial_Education_Existing_Miscellaneous_Natural Gas_Miscellaneous_E3 | F5 | Commercial | Education | Existing | Miscellaneous | Natural Gas | Miscellaneous | E3 | Utility - Cost of Operation | 0 | 0 | 0 | 0 | 0 | 0 | 0 | 0 | 0 | 0 | 0 | 0 | 0 | 0 | 0 | 0 | 0 | 0 | 0 | 0 | 0 | 0 | 0 | 0 | 0 | 0 | 0 | 0 | 0 | 0 | 0
F5_Commercial_Education_Existing_Miscellaneous_Natural Gas_Miscellaneous_E4 | F5 | Commercial | Education | Existing | Miscellaneous | Natural Gas | Miscellaneous | E4 | Utility - Cost of Operation | 0 | 0 | 0 | 0 | 0 | 0 | 0 | 0 | 0 | 0 | 0 | 0 | 0 | 0 | 0 | 0 | 0 | 0 | 0 | 0 | 0 | 0 | 0 | 0 | 0 | 0 | 0 | 0 | 0 | 0 | 0
F5_Commercial_Education_Existing_Miscellaneous_Natural Gas_Miscellaneous_E5 | F5 | Commercial | Education | Existing | Miscellaneous | Natural Gas | Miscellaneous | E5 | Utility - Cost of Operation | 0 | 0 | 0 | 0 | 0 | 0 | 0 | 0 | 0 | 0 | 0 | 0 | 0 | 0 | 0 | 0 | 0 | 0 | 0 | 0 | 0 | 0 | 0 | 0 | 0 | 0 | 0 | 0 | 0 | 0 | 0
F5_Commercial_Education_Existing_Miscellaneous_Natural Gas_Miscellaneous_E6 | F5 | Commercial | Education | Existing | Miscellaneous | Natural Gas | Miscellaneous | E6 | Utility - Cost of Operation | 0 | 0 | 0 | 0 | 0 | 0 | 0 | 0 | 0 | 0 | 0 | 0 | 0 | 0 | 0 | 0 | 0 | 0 | 0 | 0 | 0 | 0 | 0 | 0 | 0 | 0 | 0 | 0 | 0 | 0 | 0
F5_Commercial_Education_Existing_Miscellaneous_Natural Gas_Miscellaneous_E7 | F5 | Commercial | Education | Existing | Miscellaneous | Natural Gas | Miscellaneous | E7 | Utility - Cost of Operation | 0 | 0 | 0 | 0 | 0 | 0 | 0 | 0 | 0 | 0 | 0 | 0 | 0 | 0 | 0 | 0 | 0 | 0 | 0 | 0 | 0 | 0 | 0 | 0 | 0 | 0 | 0 | 0 | 0 | 0 | 0
F5_Commercial_Education_Existing_Miscellaneous_Natural Gas_Miscellaneous_E8 | F5 | Commercial | Education | Existing | Miscellaneous | Natural Gas | Miscellaneous | E8 | Utility - Cost of Operation | 0 | 0 | 0 | 0 | 0 | 0 | 0 | 0 | 0 | 0 | 0 | 0 | 0 | 0 | 0 | 0 | 0 | 0 | 0 | 0 | 0 | 0 | 0 | 0 | 0 | 0 | 0 | 0 | 0 | 0 | 0
F5_Commercial_Education_Existing_Miscellaneous_Natural Gas_Miscellaneous_E9 | F5 | Commercial | Education | Existing | Miscellaneous | Natural Gas | Miscellaneous | E9 | Utility - Cost of Operation | 0 | 0 | 0 | 0 | 0 | 0 | 0 | 0 | 0 | 0 | 0 | 0 | 0 | 0 | 0 | 0 | 0 | 0 | 0 | 0 | 0 | 0 | 0 | 0 | 0 | 0 | 0 | 0 | 0 | 0 | 0
F5_Commercial_Education_Existing_Miscellaneous_Natural Gas_Miscellaneous_E10 | F5 | Commercial | Education | Existing | Miscellaneous | Natural Gas | Miscellaneous | E10 | Utility - Cost of Operation | 0 | 0 | 0 | 0 | 0 | 0 | 0 | 0 | 0 | 0 | 0 | 0 | 0 | 0 | 0 | 0 | 0 | 0 | 0 | 0 | 0 | 0 | 0 | 0 | 0 | 0 | 0 | 0 | 0 | 0 | 0
F6_Commercial_Education_Existing_Miscellaneous_Natural Gas_Miscellaneous_E1 | F6 | Commercial | Education | Existing | Miscellaneous | Natural Gas | Miscellaneous | E1 | Utility - Value of Sales | 7.4114e-05 | 7.6496e-05 | 7.8299e-05 | 8.0364e-05 | 8.4327e-05 | 7.8316e-05 | 7.3776e-05 | 7.2896e-05 | 7.4646e-05 | 7.5887e-05 | 7.8311e-05 | 7.7419e-05 | 5.5663e-05 | 5.4296e-05 | 5.3965e-05 | 5.9906e-05 | 6.7345e-05 | 7.5263e-05 | 8.0564e-05 | 9.1292e-05 | 0.00010227 | 0.00011466 | 0.00011757 | 3.9994e-05 | 3.9131e-05 | 3.8332e-05 | 3.7591e-05 | 3.6896e-05 | 3.6239e-05 | 3.5614e-05 | 3.5014e-05
F6_Commercial_Education_Existing_Miscellaneous_Natural Gas_Miscellaneous_E2 | F6 | Commercial | Education | Existing | Miscellaneous | Natural Gas | Miscellaneous | E2 | Utility - Value of Sales | 0 | 0 | 0 | 0 | 0 | 0 | 0 | 0 | 0 | 0 | 0 | 0 | 0 | 0 | 0 | 0 | 0 | 0 | 0 | 0 | 0 | 0 | 0 | 0 | 0 | 0 | 0 | 0 | 0 | 0 | 0
F6_Commercial_Education_Existing_Miscellaneous_Natural Gas_Miscellaneous_E3 | F6 | Commercial | Education | Existing | Miscellaneous | Natural Gas | Miscellaneous | E3 | Utility - Value of Sales | 0 | 0 | 0 | 0 | 0 | 0 | 0 | 0 | 0 | 0 | 0 | 0 | 0 | 0 | 0 | 0 | 0 | 0 | 0 | 0 | 0 | 0 | 0 | 0 | 0 | 0 | 0 | 0 | 0 | 0 | 0
F6_Commercial_Education_Existing_Miscellaneous_Natural Gas_Miscellaneous_E4 | F6 | Commercial | Education | Existing | Miscellaneous | Natural Gas | Miscellaneous | E4 | Utility - Value of Sales | 0 | 0 | 0 | 0 | 0 | 0 | 0 | 0 | 0 | 0 | 0 | 0 | 0 | 0 | 0 | 0 | 0 | 0 | 0 | 0 | 0 | 0 | 0 | 0 | 0 | 0 | 0 | 0 | 0 | 0 | 0
F6_Commercial_Education_Existing_Miscellaneous_Natural Gas_Miscellaneous_E5 | F6 | Commercial | Education | Existing | Miscellaneous | Natural Gas | Miscellaneous | E5 | Utility - Value of Sales | 0 | 0 | 0 | 0 | 0 | 0 | 0 | 0 | 0 | 0 | 0 | 0 | 0 | 0 | 0 | 0 | 0 | 0 | 0 | 0 | 0 | 0 | 0 | 0 | 0 | 0 | 0 | 0 | 0 | 0 | 0
F6_Commercial_Education_Existing_Miscellaneous_Natural Gas_Miscellaneous_E6 | F6 | Commercial | Education | Existing | Miscellaneous | Natural Gas | Miscellaneous | E6 | Utility - Value of Sales | 0 | 0 | 0 | 0 | 0 | 0 | 0 | 0 | 0 | 0 | 0 | 0 | 0 | 0 | 0 | 0 | 0 | 0 | 0 | 0 | 0 | 0 | 0 | 0 | 0 | 0 | 0 | 0 | 0 | 0 | 0
F6_Commercial_Education_Existing_Miscellaneous_Natural Gas_Miscellaneous_E7 | F6 | Commercial | Education | Existing | Miscellaneous | Natural Gas | Miscellaneous | E7 | Utility - Value of Sales | 0 | 0 | 0 | 0 | 0 | 0 | 0 | 0 | 0 | 0 | 0 | 0 | 0 | 0 | 0 | 0 | 0 | 0 | 0 | 0 | 0 | 0 | 0 | 0 | 0 | 0 | 0 | 0 | 0 | 0 | 0
F6_Commercial_Education_Existing_Miscellaneous_Natural Gas_Miscellaneous_E8 | F6 | Commercial | Education | Existing | Miscellaneous | Natural Gas | Miscellaneous | E8 | Utility - Value of Sales | 0 | 0 | 0 | 0 | 0 | 0 | 0 | 0 | 0 | 0 | 0 | 0 | 0 | 0 | 0 | 0 | 0 | 0 | 0 | 0 | 0 | 0 | 0 | 0 | 0 | 0 | 0 | 0 | 0 | 0 | 0
F6_Commercial_Education_Existing_Miscellaneous_Natural Gas_Miscellaneous_E9 | F6 | Commercial | Education | Existing | Miscellaneous | Natural Gas | Miscellaneous | E9 | Utility - Value of Sales | 0 | 0 | 0 | 0 | 0 | 0 | 0 | 0 | 0 | 0 | 0 | 0 | 0 | 0 | 0 | 0 | 0 | 0 | 0 | 0 | 0 | 0 | 0 | 0 | 0 | 0 | 0 | 0 | 0 | 0 | 0
F6_Commercial_Education_Existing_Miscellaneous_Natural Gas_Miscellaneous_E10 | F6 | Commercial | Education | Existing | Miscellaneous | Natural Gas | Miscellaneous | E10 | Utility - Value of Sales | 0 | 0 | 0 | 0 | 0 | 0 | 0 | 0 | 0 | 0 | 0 | 0 | 0 | 0 | 0 | 0 | 0 | 0 | 0 | 0 | 0 | 0 | 0 | 0 | 0 | 0 | 0 | 0 | 0 | 0 | 0
F1_Commercial_Education_New_Space Heating_Natural Gas_Furnace_E1 | F1 | Commercial | Education | New | Space Heating | Natural Gas | Furnace | E1 | Participant - Cost of Equipment | 0.085014 | 0.085014 | 0.085014 | 0.085014 | 0.085014 | 0 | 0 | 0 | 0 | 0 | 0 | 0 | 0 | 0 | 0 | 0 | 0 | 0 | 0 | 0 | 0 | 0 | 0 | 0 | 0 | 0 | 0 | 0 | 0 | 0 | 0
F1_Commercial_Education_New_Space Heating_Natural Gas_Furnace_E2 | F1 | Commercial | Education | New | Space Heating | Natural Gas | Furnace | E2 | Participant - Cost of Equipment | 0.105 | 0.105 | 0.105 | 0.105 | 0.105 | 0 | 0 | 0 | 0 | 0 | 0 | 0 | 0 | 0 | 0 | 0 | 0 | 0 | 0 | 0 | 0 | 0 | 0 | 0 | 0 | 0 | 0 | 0 | 0 | 0 | 0
F1_Commercial_Education_New_Space Heating_Natural Gas_Furnace_E3 | F1 | Commercial | Education | New | Space Heating | Natural Gas | Furnace | E3 | Participant - Cost of Equipment | 0.1267 | 0.1267 | 0.1267 | 0.1267 | 0.1267 | 0.1267 | 0.1267 | 0.1267 | 0.1267 | 0.1267 | 0.1267 | 0.1267 | 0.1267 | 0.1267 | 0.1267 | 0.1267 | 0.1267 | 0.1267 | 0.1267 | 0.1267 | 0.1267 | 0.1267 | 0.1267 | 0.1267 | 0.1267 | 0.1267 | 0.1267 | 0.1267 | 0.1267 | 0.1267 | 0.1267
F1_Commercial_Education_New_Space Heating_Natural Gas_Furnace_E4 | F1 | Commercial | Education | New | Space Heating | Natural Gas | Furnace | E4 | Participant - Cost of Equipment | 0.1048 | 0.1048 | 0.1048 | 0.1048 | 0.1048 | 0.1048 | 0.1048 | 0.1048 | 0.1048 | 0.1048 | 0.1048 | 0.1048 | 0.1048 | 0.1048 | 0.1048 | 0.1048 | 0.1048 | 0.1048 | 0.1048 | 0.1048 | 0.1048 | 0.1048 | 0.1048 | 0.1048 | 0.1048 | 0.1048 | 0.1048 | 0.1048 | 0.1048 | 0.1048 | 0.1048
F1_Commercial_Education_New_Space Heating_Natural Gas_Furnace_E5 | F1 | Commercial | Education | New | Space Heating | Natural Gas | Furnace | E5 | Participant - Cost of Equipment | 0 | 0 | 0 | 0 | 0 | 0 | 0 | 0.87258 | 0.87258 | 0.87258 | 0.87258 | 0.87258 | 0.87258 | 0.87258 | 0.87258 | 0.87258 | 0.87258 | 0.87258 | 0.87258 | 0.87258 | 0.87258 | 0.87258 | 0.87258 | 0.87258 | 0.87258 | 0.87258 | 0.87258 | 0.87258 | 0.87258 | 0.87258 | 0.87258
F1_Commercial_Education_New_Space Heating_Natural Gas_Furnace_E6 | F1 | Commercial | Education | New | Space Heating | Natural Gas | Furnace | E6 | Participant - Cost of Equipment | 0 | 0 | 0 | 0 | 0 | 0 | 0 | 0 | 0 | 0 | 0 | 0 | 0 | 0 | 0 | 0 | 0 | 0 | 0 | 0 | 0 | 0 | 0 | 0 | 0 | 0 | 0 | 0 | 0 | 0 | 0
F1_Commercial_Education_New_Space Heating_Natural Gas_Furnace_E7 | F1 | Commercial | Education | New | Space Heating | Natural Gas | Furnace | E7 | Participant - Cost of Equipment | 0 | 0 | 0 | 0 | 0 | 0 | 0 | 0 | 0 | 0 | 0 | 0 | 0 | 0 | 0 | 0 | 0 | 0 | 0 | 0 | 0 | 0 | 0 | 0 | 0 | 0 | 0 | 0 | 0 | 0 | 0
F1_Commercial_Education_New_Space Heating_Natural Gas_Furnace_E8 | F1 | Commercial | Education | New | Space Heating | Natural Gas | Furnace | E8 | Participant - Cost of Equipment | 0 | 0 | 0 | 0 | 0 | 0 | 0 | 0 | 0 | 0 | 0 | 0 | 0 | 0 | 0 | 0 | 0 | 0 | 0 | 0 | 0 | 0 | 0 | 0 | 0 | 0 | 0 | 0 | 0 | 0 | 0
F1_Commercial_Education_New_Space Heating_Natural Gas_Furnace_E9 | F1 | Commercial | Education | New | Space Heating | Natural Gas | Furnace | E9 | Participant - Cost of Equipment | 0 | 0 | 0 | 0 | 0 | 0 | 0 | 0 | 0 | 0 | 0 | 0 | 0 | 0 | 0 | 0 | 0 | 0 | 0 | 0 | 0 | 0 | 0 | 0 | 0 | 0 | 0 | 0 | 0 | 0 | 0
F1_Commercial_Education_New_Space Heating_Natural Gas_Furnace_E10 | F1 | Commercial | Education | New | Space Heating | Natural Gas | Furnace | E10 | Participant - Cost of Equipment | 0 | 0 | 0 | 0 | 0 | 0 | 0 | 0 | 0 | 0 | 0 | 0 | 0 | 0 | 0 | 0 | 0 | 0 | 0 | 0 | 0 | 0 | 0 | 0 | 0 | 0 | 0 | 0 | 0 | 0 | 0
F2_Commercial_Education_New_Space Heating_Natural Gas_Furnace_E1 | F2 | Commercial | Education | New | Space Heating | Natural Gas | Furnace | E1 | Participant - Cost of Operation | 0.17886 | 0.18001 | 0.18065 | 0.18142 | 0.18303 | 0 | 0 | 0 | 0 | 0 | 0 | 0 | 0 | 0 | 0 | 0 | 0 | 0 | 0 | 0 | 0 | 0 | 0 | 0 | 0 | 0 | 0 | 0 | 0 | 0 | 0
F2_Commercial_Education_New_Space Heating_Natural Gas_Furnace_E2 | F2 | Commercial | Education | New | Space Heating | Natural Gas | Furnace | E2 | Participant - Cost of Operation | 0.17665 | 0.17779 | 0.17842 | 0.17918 | 0.18077 | 0 | 0 | 0 | 0 | 0 | 0 | 0 | 0 | 0 | 0 | 0 | 0 | 0 | 0 | 0 | 0 | 0 | 0 | 0 | 0 | 0 | 0 | 0 | 0 | 0 | 0
F2_Commercial_Education_New_Space Heating_Natural Gas_Furnace_E3 | F2 | Commercial | Education | New | Space Heating | Natural Gas | Furnace | E3 | Participant - Cost of Operation | 0.15724 | 0.15825 | 0.15881 | 0.15949 | 0.1609 | 0.15613 | 0.15276 | 0.15005 | 0.14915 | 0.14787 | 0.14717 | 0.1462 | 0.13123 | 0.13017 | 0.13004 | 0.12906 | 0.12872 | 0.12861 | 0.12622 | 0.12702 | 0.12737 | 0.12796 | 0.12879 | 0.074929 | 0.073059 | 0.071139 | 0.06915 | 0.067072 | 0.064887 | 0.062575 | 0.06012
F2_Commercial_Education_New_Space Heating_Natural Gas_Furnace_E4 | F2 | Commercial | Education | New | Space Heating | Natural Gas | Furnace | E4 | Participant - Cost of Operation | 0.14905 | 0.15001 | 0.15054 | 0.15119 | 0.15252 | 0.148 | 0.1448 | 0.14224 | 0.14138 | 0.14016 | 0.1395 | 0.13859 | 0.1244 | 0.12339 | 0.12327 | 0.12234 | 0.12201 | 0.12191 | 0.11964 | 0.12041 | 0.12073 | 0.1213 | 0.12209 | 0.071026 | 0.069254 | 0.067434 | 0.065548 | 0.063579 | 0.061508 | 0.059316 | 0.056989
F2_Commercial_Education_New_Space Heating_Natural Gas_Furnace_E5 | F2 | Commercial | Education | New | Space Heating | Natural Gas | Furnace | E5 | Participant - Cost of Operation | 0 | 0 | 0 | 0 | 0 | 0 | 0 | 0.10504 | 0.1044 | 0.10351 | 0.10302 | 0.10234 | 0.091862 | 0.091121 | 0.091029 | 0.090343 | 0.090102 | 0.090029 | 0.088353 | 0.088915 | 0.089156 | 0.089572 | 0.090156 | 0.05245 | 0.051141 | 0.049797 | 0.048405 | 0.046951 | 0.045421 | 0.043803 | 0.042084
F2_Commercial_Education_New_Space Heating_Natural Gas_Furnace_E6 | F2 | Commercial | Education | New | Space Heating | Natural Gas | Furnace | E6 | Participant - Cost of Operation | 0 | 0 | 0 | 0 | 0 | 0 | 0 | 0 | 0 | 0 | 0 | 0 | 0 | 0 | 0 | 0 | 0 | 0 | 0 | 0 | 0 | 0 | 0 | 0 | 0 | 0 | 0 | 0 | 0 | 0 | 0
F2_Commercial_Education_New_Space Heating_Natural Gas_Furnace_E7 | F2 | Commercial | Education | New | Space Heating | Natural Gas | Furnace | E7 | Participant - Cost of Operation | 0 | 0 | 0 | 0 | 0 | 0 | 0 | 0 | 0 | 0 | 0 | 0 | 0 | 0 | 0 | 0 | 0 | 0 | 0 | 0 | 0 | 0 | 0 | 0 | 0 | 0 | 0 | 0 | 0 | 0 | 0
F2_Commercial_Education_New_Space Heating_Natural Gas_Furnace_E8 | F2 | Commercial | Education | New | Space Heating | Natural Gas | Furnace | E8 | Participant - Cost of Operation | 0 | 0 | 0 | 0 | 0 | 0 | 0 | 0 | 0 | 0 | 0 | 0 | 0 | 0 | 0 | 0 | 0 | 0 | 0 | 0 | 0 | 0 | 0 | 0 | 0 | 0 | 0 | 0 | 0 | 0 | 0
F2_Commercial_Education_New_Space Heating_Natural Gas_Furnace_E9 | F2 | Commercial | Education | New | Space Heating | Natural Gas | Furnace | E9 | Participant - Cost of Operation | 0 | 0 | 0 | 0 | 0 | 0 | 0 | 0 | 0 | 0 | 0 | 0 | 0 | 0 | 0 | 0 | 0 | 0 | 0 | 0 | 0 | 0 | 0 | 0 | 0 | 0 | 0 | 0 | 0 | 0 | 0
F2_Commercial_Education_New_Space Heating_Natural Gas_Furnace_E10 | F2 | Commercial | Education | New | Space Heating | Natural Gas | Furnace | E10 | Participant - Cost of Operation | 0 | 0 | 0 | 0 | 0 | 0 | 0 | 0 | 0 | 0 | 0 | 0 | 0 | 0 | 0 | 0 | 0 | 0 | 0 | 0 | 0 | 0 | 0 | 0 | 0 | 0 | 0 | 0 | 0 | 0 | 0
F3_Commercial_Education_New_Space Heating_Natural Gas_Furnace_E1 | F3 | Commercial | Education | New | Space Heating | Natural Gas | Furnace | E1 | System - kBTUs of Conusmption | 15.3631 | 15.3791 | 15.3689 | 15.362 | 15.362 | 0 | 0 | 0 | 0 | 0 | 0 | 0 | 0 | 0 | 0 | 0 | 0 | 0 | 0 | 0 | 0 | 0 | 0 | 0 | 0 | 0 | 0 | 0 | 0 | 0 | 0
F3_Commercial_Education_New_Space Heating_Natural Gas_Furnace_E2 | F3 | Commercial | Education | New | Space Heating | Natural Gas | Furnace | E2 | System - kBTUs of Conusmption | 15.1735 | 15.1893 | 15.1792 | 15.1723 | 15.1723 | 0 | 0 | 0 | 0 | 0 | 0 | 0 | 0 | 0 | 0 | 0 | 0 | 0 | 0 | 0 | 0 | 0 | 0 | 0 | 0 | 0 | 0 | 0 | 0 | 0 | 0
F3_Commercial_Education_New_Space Heating_Natural Gas_Furnace_E3 | F3 | Commercial | Education | New | Space Heating | Natural Gas | Furnace | E3 | System - kBTUs of Conusmption | 13.506 | 13.5201 | 13.5112 | 13.505 | 13.505 | 13.505 | 13.505 | 13.505 | 13.505 | 13.505 | 13.505 | 13.505 | 13.505 | 13.505 | 13.505 | 13.505 | 13.505 | 13.505 | 13.505 | 13.505 | 13.505 | 13.505 | 13.505 | 13.505 | 13.505 | 13.505 | 13.505 | 13.505 | 13.505 | 13.505 | 13.505
F3_Commercial_Education_New_Space Heating_Natural Gas_Furnace_E4 | F3 | Commercial | Education | New | Space Heating | Natural Gas | Furnace | E4 | System - kBTUs of Conusmption | 12.8026 | 12.8159 | 12.8074 | 12.8016 | 12.8016 | 12.8016 | 12.8016 | 12.8016 | 12.8016 | 12.8016 | 12.8016 | 12.8016 | 12.8016 | 12.8016 | 12.8016 | 12.8016 | 12.8016 | 12.8016 | 12.8016 | 12.8016 | 12.8016 | 12.8016 | 12.8016 | 12.8016 | 12.8016 | 12.8016 | 12.8016 | 12.8016 | 12.8016 | 12.8016 | 12.8016
F3_Commercial_Education_New_Space Heating_Natural Gas_Furnace_E5 | F3 | Commercial | Education | New | Space Heating | Natural Gas | Furnace | E5 | System - kBTUs of Conusmption | 0 | 0 | 0 | 0 | 0 | 0 | 0 | 9.4535 | 9.4535 | 9.4535 | 9.4535 | 9.4535 | 9.4535 | 9.4535 | 9.4535 | 9.4535 | 9.4535 | 9.4535 | 9.4535 | 9.4535 | 9.4535 | 9.4535 | 9.4535 | 9.4535 | 9.4535 | 9.4535 | 9.4535 | 9.4535 | 9.4535 | 9.4535 | 9.4535
F3_Commercial_Education_New_Space Heating_Natural Gas_Furnace_E6 | F3 | Commercial | Education | New | Space Heating | Natural Gas | Furnace | E6 | System - kBTUs of Conusmption | 0 | 0 | 0 | 0 | 0 | 0 | 0 | 0 | 0 | 0 | 0 | 0 | 0 | 0 | 0 | 0 | 0 | 0 | 0 | 0 | 0 | 0 | 0 | 0 | 0 | 0 | 0 | 0 | 0 | 0 | 0
F3_Commercial_Education_New_Space Heating_Natural Gas_Furnace_E7 | F3 | Commercial | Education | New | Space Heating | Natural Gas | Furnace | E7 | System - kBTUs of Conusmption | 0 | 0 | 0 | 0 | 0 | 0 | 0 | 0 | 0 | 0 | 0 | 0 | 0 | 0 | 0 | 0 | 0 | 0 | 0 | 0 | 0 | 0 | 0 | 0 | 0 | 0 | 0 | 0 | 0 | 0 | 0
F3_Commercial_Education_New_Space Heating_Natural Gas_Furnace_E8 | F3 | Commercial | Education | New | Space Heating | Natural Gas | Furnace | E8 | System - kBTUs of Conusmption | 0 | 0 | 0 | 0 | 0 | 0 | 0 | 0 | 0 | 0 | 0 | 0 | 0 | 0 | 0 | 0 | 0 | 0 | 0 | 0 | 0 | 0 | 0 | 0 | 0 | 0 | 0 | 0 | 0 | 0 | 0
F3_Commercial_Education_New_Space Heating_Natural Gas_Furnace_E9 | F3 | Commercial | Education | New | Space Heating | Natural Gas | Furnace | E9 | System - kBTUs of Conusmption | 0 | 0 | 0 | 0 | 0 | 0 | 0 | 0 | 0 | 0 | 0 | 0 | 0 | 0 | 0 | 0 | 0 | 0 | 0 | 0 | 0 | 0 | 0 | 0 | 0 | 0 | 0 | 0 | 0 | 0 | 0
F3_Commercial_Education_New_Space Heating_Natural Gas_Furnace_E10 | F3 | Commercial | Education | New | Space Heating | Natural Gas | Furnace | E10 | System - kBTUs of Conusmption | 0 | 0 | 0 | 0 | 0 | 0 | 0 | 0 | 0 | 0 | 0 | 0 | 0 | 0 | 0 | 0 | 0 | 0 | 0 | 0 | 0 | 0 | 0 | 0 | 0 | 0 | 0 | 0 | 0 | 0 | 0
F4_Commercial_Education_New_Space Heating_Natural Gas_Furnace_E1 | F4 | Commercial | Education | New | Space Heating | Natural Gas | Furnace | E1 | Utility - Cost of Equipment | 0.085014 | 0.085014 | 0.085014 | 0.085014 | 0.085014 | 0 | 0 | 0 | 0 | 0 | 0 | 0 | 0 | 0 | 0 | 0 | 0 | 0 | 0 | 0 | 0 | 0 | 0 | 0 | 0 | 0 | 0 | 0 | 0 | 0 | 0
F4_Commercial_Education_New_Space Heating_Natural Gas_Furnace_E2 | F4 | Commercial | Education | New | Space Heating | Natural Gas | Furnace | E2 | Utility - Cost of Equipment | 0.105 | 0.105 | 0.105 | 0.105 | 0.105 | 0 | 0 | 0 | 0 | 0 | 0 | 0 | 0 | 0 | 0 | 0 | 0 | 0 | 0 | 0 | 0 | 0 | 0 | 0 | 0 | 0 | 0 | 0 | 0 | 0 | 0
F4_Commercial_Education_New_Space Heating_Natural Gas_Furnace_E3 | F4 | Commercial | Education | New | Space Heating | Natural Gas | Furnace | E3 | Utility - Cost of Equipment | 0.1267 | 0.1267 | 0.1267 | 0.1267 | 0.1267 | 0.1267 | 0.1267 | 0.1267 | 0.1267 | 0.1267 | 0.1267 | 0.1267 | 0.1267 | 0.1267 | 0.1267 | 0.1267 | 0.1267 | 0.1267 | 0.1267 | 0.1267 | 0.1267 | 0.1267 | 0.1267 | 0.1267 | 0.1267 | 0.1267 | 0.1267 | 0.1267 | 0.1267 | 0.1267 | 0.1267
F4_Commercial_Education_New_Space Heating_Natural Gas_Furnace_E4 | F4 | Commercial | Education | New | Space Heating | Natural Gas | Furnace | E4 | Utility - Cost of Equipment | 0.1048 | 0.1048 | 0.1048 | 0.1048 | 0.1048 | 0.1048 | 0.1048 | 0.1048 | 0.1048 | 0.1048 | 0.1048 | 0.1048 | 0.1048 | 0.1048 | 0.1048 | 0.1048 | 0.1048 | 0.1048 | 0.1048 | 0.1048 | 0.1048 | 0.1048 | 0.1048 | 0.1048 | 0.1048 | 0.1048 | 0.1048 | 0.1048 | 0.1048 | 0.1048 | 0.1048
F4_Commercial_Education_New_Space Heating_Natural Gas_Furnace_E5 | F4 | Commercial | Education | New | Space Heating | Natural Gas | Furnace | E5 | Utility - Cost of Equipment | 0 | 0 | 0 | 0 | 0 | 0 | 0 | 0.87258 | 0.87258 | 0.87258 | 0.87258 | 0.87258 | 0.87258 | 0.87258 | 0.87258 | 0.87258 | 0.87258 | 0.87258 | 0.87258 | 0.87258 | 0.87258 | 0.87258 | 0.87258 | 0.87258 | 0.87258 | 0.87258 | 0.87258 | 0.87258 | 0.87258 | 0.87258 | 0.87258
F4_Commercial_Education_New_Space Heating_Natural Gas_Furnace_E6 | F4 | Commercial | Education | New | Space Heating | Natural Gas | Furnace | E6 | Utility - Cost of Equipment | 0 | 0 | 0 | 0 | 0 | 0 | 0 | 0 | 0 | 0 | 0 | 0 | 0 | 0 | 0 | 0 | 0 | 0 | 0 | 0 | 0 | 0 | 0 | 0 | 0 | 0 | 0 | 0 | 0 | 0 | 0
F4_Commercial_Education_New_Space Heating_Natural Gas_Furnace_E7 | F4 | Commercial | Education | New | Space Heating | Natural Gas | Furnace | E7 | Utility - Cost of Equipment | 0 | 0 | 0 | 0 | 0 | 0 | 0 | 0 | 0 | 0 | 0 | 0 | 0 | 0 | 0 | 0 | 0 | 0 | 0 | 0 | 0 | 0 | 0 | 0 | 0 | 0 | 0 | 0 | 0 | 0 | 0
F4_Commercial_Education_New_Space Heating_Natural Gas_Furnace_E8 | F4 | Commercial | Education | New | Space Heating | Natural Gas | Furnace | E8 | Utility - Cost of Equipment | 0 | 0 | 0 | 0 | 0 | 0 | 0 | 0 | 0 | 0 | 0 | 0 | 0 | 0 | 0 | 0 | 0 | 0 | 0 | 0 | 0 | 0 | 0 | 0 | 0 | 0 | 0 | 0 | 0 | 0 | 0
F4_Commercial_Education_New_Space Heating_Natural Gas_Furnace_E9 | F4 | Commercial | Education | New | Space Heating | Natural Gas | Furnace | E9 | Utility - Cost of Equipment | 0 | 0 | 0 | 0 | 0 | 0 | 0 | 0 | 0 | 0 | 0 | 0 | 0 | 0 | 0 | 0 | 0 | 0 | 0 | 0 | 0 | 0 | 0 | 0 | 0 | 0 | 0 | 0 | 0 | 0 | 0
F4_Commercial_Education_New_Space Heating_Natural Gas_Furnace_E10 | F4 | Commercial | Education | New | Space Heating | Natural Gas | Furnace | E10 | Utility - Cost of Equipment | 0 | 0 | 0 | 0 | 0 | 0 | 0 | 0 | 0 | 0 | 0 | 0 | 0 | 0 | 0 | 0 | 0 | 0 | 0 | 0 | 0 | 0 | 0 | 0 | 0 | 0 | 0 | 0 | 0 | 0 | 0
F5_Commercial_Education_New_Space Heating_Natural Gas_Furnace_E1 | F5 | Commercial | Education | New | Space Heating | Natural Gas | Furnace | E1 | Utility - Cost of Operation | 0.14929 | 0.15025 | 0.15078 | 0.15143 | 0.15277 | 0 | 0 | 0 | 0 | 0 | 0 | 0 | 0 | 0 | 0 | 0 | 0 | 0 | 0 | 0 | 0 | 0 | 0 | 0 | 0 | 0 | 0 | 0 | 0 | 0 | 0
F5_Commercial_Education_New_Space Heating_Natural Gas_Furnace_E2 | F5 | Commercial | Education | New | Space Heating | Natural Gas | Furnace | E2 | Utility - Cost of Operation | 0.14745 | 0.1484 | 0.14892 | 0.14956 | 0.15088 | 0 | 0 | 0 | 0 | 0 | 0 | 0 | 0 | 0 | 0 | 0 | 0 | 0 | 0 | 0 | 0 | 0 | 0 | 0 | 0 | 0 | 0 | 0 | 0 | 0 | 0
F5_Commercial_Education_New_Space Heating_Natural Gas_Furnace_E3 | F5 | Commercial | Education | New | Space Heating | Natural Gas | Furnace | E3 | Utility - Cost of Operation | 0.13124 | 0.13209 | 0.13256 | 0.13313 | 0.1343 | 0.13032 | 0.12751 | 0.12524 | 0.12449 | 0.12342 | 0.12284 | 0.12203 | 0.10954 | 0.10865 | 0.10854 | 0.10772 | 0.10744 | 0.10735 | 0.10535 | 0.10602 | 0.10631 | 0.10681 | 0.1075 | 0.062542 | 0.060981 | 0.059378 | 0.057718 | 0.055984 | 0.05416 | 0.05223 | 0.050181
F5_Commercial_Education_New_Space Heating_Natural Gas_Furnace_E4 | F5 | Commercial | Education | New | Space Heating | Natural Gas | Furnace | E4 | Utility - Cost of Operation | 0.12441 | 0.12521 | 0.12565 | 0.12619 | 0.12731 | 0.12353 | 0.12086 | 0.11872 | 0.11801 | 0.11699 | 0.11644 | 0.11568 | 0.10383 | 0.10299 | 0.10289 | 0.10211 | 0.10184 | 0.10176 | 0.099865 | 0.1005 | 0.10077 | 0.10124 | 0.1019 | 0.059284 | 0.057804 | 0.056285 | 0.054712 | 0.053068 | 0.051339 | 0.04951 | 0.047567
F5_Commercial_Education_New_Space Heating_Natural Gas_Furnace_E5 | F5 | Commercial | Education | New | Space Heating | Natural Gas | Furnace | E5 | Utility - Cost of Operation | 0 | 0 | 0 | 0 | 0 | 0 | 0 | 0.087671 | 0.087144 | 0.086394 | 0.085987 | 0.085423 | 0.076675 | 0.076057 | 0.07598 | 0.075407 | 0.075206 | 0.075146 | 0.073746 | 0.074216 | 0.074416 | 0.074764 | 0.075252 | 0.043779 | 0.042686 | 0.041565 | 0.040403 | 0.039189 | 0.037912 | 0.036561 | 0.035127
F5_Commercial_Education_New_Space Heating_Natural Gas_Furnace_E6 | F5 | Commercial | Education | New | Space Heating | Natural Gas | Furnace | E6 | Utility - Cost of Operation | 0 | 0 | 0 | 0 | 0 | 0 | 0 | 0 | 0 | 0 | 0 | 0 | 0 | 0 | 0 | 0 | 0 | 0 | 0 | 0 | 0 | 0 | 0 | 0 | 0 | 0 | 0 | 0 | 0 | 0 | 0
F5_Commercial_Education_New_Space Heating_Natural Gas_Furnace_E7 | F5 | Commercial | Education | New | Space Heating | Natural Gas | Furnace | E7 | Utility - Cost of Operation | 0 | 0 | 0 | 0 | 0 | 0 | 0 | 0 | 0 | 0 | 0 | 0 | 0 | 0 | 0 | 0 | 0 | 0 | 0 | 0 | 0 | 0 | 0 | 0 | 0 | 0 | 0 | 0 | 0 | 0 | 0
F5_Commercial_Education_New_Space Heating_Natural Gas_Furnace_E8 | F5 | Commercial | Education | New | Space Heating | Natural Gas | Furnace | E8 | Utility - Cost of Operation | 0 | 0 | 0 | 0 | 0 | 0 | 0 | 0 | 0 | 0 | 0 | 0 | 0 | 0 | 0 | 0 | 0 | 0 | 0 | 0 | 0 | 0 | 0 | 0 | 0 | 0 | 0 | 0 | 0 | 0 | 0
F5_Commercial_Education_New_Space Heating_Natural Gas_Furnace_E9 | F5 | Commercial | Education | New | Space Heating | Natural Gas | Furnace | E9 | Utility - Cost of Operation | 0 | 0 | 0 | 0 | 0 | 0 | 0 | 0 | 0 | 0 | 0 | 0 | 0 | 0 | 0 | 0 | 0 | 0 | 0 | 0 | 0 | 0 | 0 | 0 | 0 | 0 | 0 | 0 | 0 | 0 | 0
F5_Commercial_Education_New_Space Heating_Natural Gas_Furnace_E10 | F5 | Commercial | Education | New | Space Heating | Natural Gas | Furnace | E10 | Utility - Cost of Operation | 0 | 0 | 0 | 0 | 0 | 0 | 0 | 0 | 0 | 0 | 0 | 0 | 0 | 0 | 0 | 0 | 0 | 0 | 0 | 0 | 0 | 0 | 0 | 0 | 0 | 0 | 0 | 0 | 0 | 0 | 0
F6_Commercial_Education_New_Space Heating_Natural Gas_Furnace_E1 | F6 | Commercial | Education | New | Space Heating | Natural Gas | Furnace | E1 | Utility - Value of Sales | 0.17886 | 0.18001 | 0.18065 | 0.18142 | 0.18303 | 0 | 0 | 0 | 0 | 0 | 0 | 0 | 0 | 0 | 0 | 0 | 0 | 0 | 0 | 0 | 0 | 0 | 0 | 0 | 0 | 0 | 0 | 0 | 0 | 0 | 0
F6_Commercial_Education_New_Space Heating_Natural Gas_Furnace_E2 | F6 | Commercial | Education | New | Space Heating | Natural Gas | Furnace | E2 | Utility - Value of Sales | 0.17665 | 0.17779 | 0.17842 | 0.17918 | 0.18077 | 0 | 0 | 0 | 0 | 0 | 0 | 0 | 0 | 0 | 0 | 0 | 0 | 0 | 0 | 0 | 0 | 0 | 0 | 0 | 0 | 0 | 0 | 0 | 0 | 0 | 0
F6_Commercial_Education_New_Space Heating_Natural Gas_Furnace_E3 | F6 | Commercial | Education | New | Space Heating | Natural Gas | Furnace | E3 | Utility - Value of Sales | 0.15724 | 0.15825 | 0.15881 | 0.15949 | 0.1609 | 0.15613 | 0.15276 | 0.15005 | 0.14915 | 0.14787 | 0.14717 | 0.1462 | 0.13123 | 0.13017 | 0.13004 | 0.12906 | 0.12872 | 0.12861 | 0.12622 | 0.12702 | 0.12737 | 0.12796 | 0.12879 | 0.074929 | 0.073059 | 0.071139 | 0.06915 | 0.067072 | 0.064887 | 0.062575 | 0.06012
F6_Commercial_Education_New_Space Heating_Natural Gas_Furnace_E4 | F6 | Commercial | Education | New | Space Heating | Natural Gas | Furnace | E4 | Utility - Value of Sales | 0.14905 | 0.15001 | 0.15054 | 0.15119 | 0.15252 | 0.148 | 0.1448 | 0.14224 | 0.14138 | 0.14016 | 0.1395 | 0.13859 | 0.1244 | 0.12339 | 0.12327 | 0.12234 | 0.12201 | 0.12191 | 0.11964 | 0.12041 | 0.12073 | 0.1213 | 0.12209 | 0.071026 | 0.069254 | 0.067434 | 0.065548 | 0.063579 | 0.061508 | 0.059316 | 0.056989
F6_Commercial_Education_New_Space Heating_Natural Gas_Furnace_E5 | F6 | Commercial | Education | New | Space Heating | Natural Gas | Furnace | E5 | Utility - Value of Sales | 0 | 0 | 0 | 0 | 0 | 0 | 0 | 0.10504 | 0.1044 | 0.10351 | 0.10302 | 0.10234 | 0.091862 | 0.091121 | 0.091029 | 0.090343 | 0.090102 | 0.090029 | 0.088353 | 0.088915 | 0.089156 | 0.089572 | 0.090156 | 0.05245 | 0.051141 | 0.049797 | 0.048405 | 0.046951 | 0.045421 | 0.043803 | 0.042084
F6_Commercial_Education_New_Space Heating_Natural Gas_Furnace_E6 | F6 | Commercial | Education | New | Space Heating | Natural Gas | Furnace | E6 | Utility - Value of Sales | 0 | 0 | 0 | 0 | 0 | 0 | 0 | 0 | 0 | 0 | 0 | 0 | 0 | 0 | 0 | 0 | 0 | 0 | 0 | 0 | 0 | 0 | 0 | 0 | 0 | 0 | 0 | 0 | 0 | 0 | 0
F6_Commercial_Education_New_Space Heating_Natural Gas_Furnace_E7 | F6 | Commercial | Education | New | Space Heating | Natural Gas | Furnace | E7 | Utility - Value of Sales | 0 | 0 | 0 | 0 | 0 | 0 | 0 | 0 | 0 | 0 | 0 | 0 | 0 | 0 | 0 | 0 | 0 | 0 | 0 | 0 | 0 | 0 | 0 | 0 | 0 | 0 | 0 | 0 | 0 | 0 | 0
F6_Commercial_Education_New_Space Heating_Natural Gas_Furnace_E8 | F6 | Commercial | Education | New | Space Heating | Natural Gas | Furnace | E8 | Utility - Value of Sales | 0 | 0 | 0 | 0 | 0 | 0 | 0 | 0 | 0 | 0 | 0 | 0 | 0 | 0 | 0 | 0 | 0 | 0 | 0 | 0 | 0 | 0 | 0 | 0 | 0 | 0 | 0 | 0 | 0 | 0 | 0
F6_Commercial_Education_New_Space Heating_Natural Gas_Furnace_E9 | F6 | Commercial | Education | New | Space Heating | Natural Gas | Furnace | E9 | Utility - Value of Sales | 0 | 0 | 0 | 0 | 0 | 0 | 0 | 0 | 0 | 0 | 0 | 0 | 0 | 0 | 0 | 0 | 0 | 0 | 0 | 0 | 0 | 0 | 0 | 0 | 0 | 0 | 0 | 0 | 0 | 0 | 0
F6_Commercial_Education_New_Space Heating_Natural Gas_Furnace_E10 | F6 | Commercial | Education | New | Space Heating | Natural Gas | Furnace | E10 | Utility - Value of Sales | 0 | 0 | 0 | 0 | 0 | 0 | 0 | 0 | 0 | 0 | 0 | 0 | 0 | 0 | 0 | 0 | 0 | 0 | 0 | 0 | 0 | 0 | 0 | 0 | 0 | 0 | 0 | 0 | 0 | 0 | 0
F1_Commercial_Education_New_Space Heating_Natural Gas_Boiler_E1 | F1 | Commercial | Education | New | Space Heating | Natural Gas | Boiler | E1 | Participant - Cost of Equipment | 0.16414 | 0.16414 | 0.16414 | 0.16414 | 0.16414 | 0 | 0 | 0 | 0 | 0 | 0 | 0 | 0 | 0 | 0 | 0 | 0 | 0 | 0 | 0 | 0 | 0 | 0 | 0 | 0 | 0 | 0 | 0 | 0 | 0 | 0
F1_Commercial_Education_New_Space Heating_Natural Gas_Boiler_E2 | F1 | Commercial | Education | New | Space Heating | Natural Gas | Boiler | E2 | Participant - Cost of Equipment | 0.16967 | 0.16967 | 0.16967 | 0.16967 | 0.16967 | 0 | 0 | 0 | 0 | 0 | 0 | 0 | 0 | 0 | 0 | 0 | 0 | 0 | 0 | 0 | 0 | 0 | 0 | 0 | 0 | 0 | 0 | 0 | 0 | 0 | 0
F1_Commercial_Education_New_Space Heating_Natural Gas_Boiler_E3 | F1 | Commercial | Education | New | Space Heating | Natural Gas | Boiler | E3 | Participant - Cost of Equipment | 0.2667 | 0.2667 | 0.2667 | 0.2667 | 0.2667 | 0.2667 | 0.2667 | 0.2667 | 0.2667 | 0.2667 | 0.2667 | 0.2667 | 0.2667 | 0.2667 | 0.2667 | 0.2667 | 0.2667 | 0.2667 | 0.2667 | 0.2667 | 0.2667 | 0.2667 | 0.2667 | 0.2667 | 0.2667 | 0.2667 | 0.2667 | 0.2667 | 0.2667 | 0.2667 | 0.2667
F1_Commercial_Education_New_Space Heating_Natural Gas_Boiler_E4 | F1 | Commercial | Education | New | Space Heating | Natural Gas | Boiler | E4 | Participant - Cost of Equipment | 0.29167 | 0.29167 | 0.29167 | 0.29167 | 0.29167 | 0.29167 | 0.29167 | 0.29167 | 0.29167 | 0.29167 | 0.29167 | 0.29167 | 0.29167 | 0.29167 | 0.29167 | 0.29167 | 0.29167 | 0.29167 | 0.29167 | 0.29167 | 0.29167 | 0.29167 | 0.29167 | 0.29167 | 0.29167 | 0.29167 | 0.29167 | 0.29167 | 0.29167 | 0.29167 | 0.29167
F1_Commercial_Education_New_Space Heating_Natural Gas_Boiler_E5 | F1 | Commercial | Education | New | Space Heating | Natural Gas | Boiler | E5 | Participant - Cost of Equipment | 0.96012 | 0.96012 | 0.96012 | 0.96012 | 0.96012 | 0.96012 | 0.96012 | 0.96012 | 0.96012 | 0.96012 | 0.96012 | 0.96012 | 0.96012 | 0.96012 | 0.96012 | 0.96012 | 0.96012 | 0.96012 | 0.96012 | 0.96012 | 0.96012 | 0.96012 | 0.96012 | 0.96012 | 0.96012 | 0.96012 | 0.96012 | 0.96012 | 0.96012 | 0.96012 | 0.96012
F1_Commercial_Education_New_Space Heating_Natural Gas_Boiler_E6 | F1 | Commercial | Education | New | Space Heating | Natural Gas | Boiler | E6 | Participant - Cost of Equipment | 0 | 0 | 0 | 0 | 0 | 0 | 0 | 0 | 0 | 0 | 0 | 0 | 0 | 0 | 0 | 0 | 0 | 0 | 0 | 0 | 0 | 0 | 0 | 0 | 0 | 0 | 0 | 0 | 0 | 0 | 0
F1_Commercial_Education_New_Space Heating_Natural Gas_Boiler_E7 | F1 | Commercial | Education | New | Space Heating | Natural Gas | Boiler | E7 | Participant - Cost of Equipment | 0 | 0 | 0 | 0 | 0 | 0 | 0 | 0 | 0 | 0 | 0 | 0 | 0 | 0 | 0 | 0 | 0 | 0 | 0 | 0 | 0 | 0 | 0 | 0 | 0 | 0 | 0 | 0 | 0 | 0 | 0
F1_Commercial_Education_New_Space Heating_Natural Gas_Boiler_E8 | F1 | Commercial | Education | New | Space Heating | Natural Gas | Boiler | E8 | Participant - Cost of Equipment | 0 | 0 | 0 | 0 | 0 | 0 | 0 | 0 | 0 | 0 | 0 | 0 | 0 | 0 | 0 | 0 | 0 | 0 | 0 | 0 | 0 | 0 | 0 | 0 | 0 | 0 | 0 | 0 | 0 | 0 | 0
F1_Commercial_Education_New_Space Heating_Natural Gas_Boiler_E9 | F1 | Commercial | Education | New | Space Heating | Natural Gas | Boiler | E9 | Participant - Cost of Equipment | 0 | 0 | 0 | 0 | 0 | 0 | 0 | 0 | 0 | 0 | 0 | 0 | 0 | 0 | 0 | 0 | 0 | 0 | 0 | 0 | 0 | 0 | 0 | 0 | 0 | 0 | 0 | 0 | 0 | 0 | 0
F1_Commercial_Education_New_Space Heating_Natural Gas_Boiler_E10 | F1 | Commercial | Education | New | Space Heating | Natural Gas | Boiler | E10 | Participant - Cost of Equipment | 0 | 0 | 0 | 0 | 0 | 0 | 0 | 0 | 0 | 0 | 0 | 0 | 0 | 0 | 0 | 0 | 0 | 0 | 0 | 0 | 0 | 0 | 0 | 0 | 0 | 0 | 0 | 0 | 0 | 0 | 0
F2_Commercial_Education_New_Space Heating_Natural Gas_Boiler_E1 | F2 | Commercial | Education | New | Space Heating | Natural Gas | Boiler | E1 | Participant - Cost of Operation | 0.35236 | 0.35446 | 0.3558 | 0.35739 | 0.36059 | 0 | 0 | 0 | 0 | 0 | 0 | 0 | 0 | 0 | 0 | 0 | 0 | 0 | 0 | 0 | 0 | 0 | 0 | 0 | 0 | 0 | 0 | 0 | 0 | 0 | 0
F2_Commercial_Education_New_Space Heating_Natural Gas_Boiler_E2 | F2 | Commercial | Education | New | Space Heating | Natural Gas | Boiler | E2 | Participant - Cost of Operation | 0.33558 | 0.33758 | 0.33886 | 0.34038 | 0.34342 | 0 | 0 | 0 | 0 | 0 | 0 | 0 | 0 | 0 | 0 | 0 | 0 | 0 | 0 | 0 | 0 | 0 | 0 | 0 | 0 | 0 | 0 | 0 | 0 | 0 | 0
F2_Commercial_Education_New_Space Heating_Natural Gas_Boiler_E3 | F2 | Commercial | Education | New | Space Heating | Natural Gas | Boiler | E3 | Participant - Cost of Operation | 0.29988 | 0.30167 | 0.30281 | 0.30417 | 0.30689 | 0.29518 | 0.28573 | 0.28065 | 0.27888 | 0.27643 | 0.27505 | 0.27318 | 0.24573 | 0.24369 | 0.24336 | 0.24148 | 0.24076 | 0.24048 | 0.23588 | 0.23699 | 0.23725 | 0.23796 | 0.23909 | 0.14028 | 0.13646 | 0.13253 | 0.12846 | 0.12422 | 0.11977 | 0.11507 | 0.1101
F2_Commercial_Education_New_Space Heating_Natural Gas_Boiler_E4 | F2 | Commercial | Education | New | Space Heating | Natural Gas | Boiler | E4 | Participant - Cost of Operation | 0.28764 | 0.28936 | 0.29045 | 0.29175 | 0.29436 | 0.28314 | 0.27406 | 0.2692 | 0.2675 | 0.26514 | 0.26382 | 0.26203 | 0.2357 | 0.23375 | 0.23343 | 0.23162 | 0.23093 | 0.23066 | 0.22626 | 0.22732 | 0.22757 | 0.22825 | 0.22934 | 0.13456 | 0.13089 | 0.12712 | 0.12322 | 0.11915 | 0.11488 | 0.11038 | 0.1056
F2_Commercial_Education_New_Space Heating_Natural Gas_Boiler_E5 | F2 | Commercial | Education | New | Space Heating | Natural Gas | Boiler | E5 | Participant - Cost of Operation | 0.21684 | 0.21813 | 0.21895 | 0.21993 | 0.2219 | 0.21344 | 0.2066 | 0.20293 | 0.20165 | 0.19988 | 0.19888 | 0.19753 | 0.17768 | 0.17621 | 0.17597 | 0.17461 | 0.17408 | 0.17388 | 0.17056 | 0.17136 | 0.17155 | 0.17206 | 0.17288 | 0.10144 | 0.098669 | 0.095829 | 0.092889 | 0.089822 | 0.086603 | 0.083206 | 0.079608
F2_Commercial_Education_New_Space Heating_Natural Gas_Boiler_E6 | F2 | Commercial | Education | New | Space Heating | Natural Gas | Boiler | E6 | Participant - Cost of Operation | 0 | 0 | 0 | 0 | 0 | 0 | 0 | 0 | 0 | 0 | 0 | 0 | 0 | 0 | 0 | 0 | 0 | 0 | 0 | 0 | 0 | 0 | 0 | 0 | 0 | 0 | 0 | 0 | 0 | 0 | 0
F2_Commercial_Education_New_Space Heating_Natural Gas_Boiler_E7 | F2 | Commercial | Education | New | Space Heating | Natural Gas | Boiler | E7 | Participant - Cost of Operation | 0 | 0 | 0 | 0 | 0 | 0 | 0 | 0 | 0 | 0 | 0 | 0 | 0 | 0 | 0 | 0 | 0 | 0 | 0 | 0 | 0 | 0 | 0 | 0 | 0 | 0 | 0 | 0 | 0 | 0 | 0
F2_Commercial_Education_New_Space Heating_Natural Gas_Boiler_E8 | F2 | Commercial | Education | New | Space Heating | Natural Gas | Boiler | E8 | Participant - Cost of Operation | 0 | 0 | 0 | 0 | 0 | 0 | 0 | 0 | 0 | 0 | 0 | 0 | 0 | 0 | 0 | 0 | 0 | 0 | 0 | 0 | 0 | 0 | 0 | 0 | 0 | 0 | 0 | 0 | 0 | 0 | 0
F2_Commercial_Education_New_Space Heating_Natural Gas_Boiler_E9 | F2 | Commercial | Education | New | Space Heating | Natural Gas | Boiler | E9 | Participant - Cost of Operation | 0 | 0 | 0 | 0 | 0 | 0 | 0 | 0 | 0 | 0 | 0 | 0 | 0 | 0 | 0 | 0 | 0 | 0 | 0 | 0 | 0 | 0 | 0 | 0 | 0 | 0 | 0 | 0 | 0 | 0 | 0
F2_Commercial_Education_New_Space Heating_Natural Gas_Boiler_E10 | F2 | Commercial | Education | New | Space Heating | Natural Gas | Boiler | E10 | Participant - Cost of Operation | 0 | 0 | 0 | 0 | 0 | 0 | 0 | 0 | 0 | 0 | 0 | 0 | 0 | 0 | 0 | 0 | 0 | 0 | 0 | 0 | 0 | 0 | 0 | 0 | 0 | 0 | 0 | 0 | 0 | 0 | 0
F3_Commercial_Education_New_Space Heating_Natural Gas_Boiler_E1 | F3 | Commercial | Education | New | Space Heating | Natural Gas | Boiler | E1 | System - kBTUs of Conusmption | 30.2845 | 30.3135 | 30.295 | 30.2823 | 30.2823 | 0 | 0 | 0 | 0 | 0 | 0 | 0 | 0 | 0 | 0 | 0 | 0 | 0 | 0 | 0 | 0 | 0 | 0 | 0 | 0 | 0 | 0 | 0 | 0 | 0 | 0
F3_Commercial_Education_New_Space Heating_Natural Gas_Boiler_E2 | F3 | Commercial | Education | New | Space Heating | Natural Gas | Boiler | E2 | System - kBTUs of Conusmption | 28.8424 | 28.87 | 28.8524 | 28.8403 | 28.8403 | 0 | 0 | 0 | 0 | 0 | 0 | 0 | 0 | 0 | 0 | 0 | 0 | 0 | 0 | 0 | 0 | 0 | 0 | 0 | 0 | 0 | 0 | 0 | 0 | 0 | 0
F3_Commercial_Education_New_Space Heating_Natural Gas_Boiler_E3 | F3 | Commercial | Education | New | Space Heating | Natural Gas | Boiler | E3 | System - kBTUs of Conusmption | 25.774 | 25.7987 | 25.783 | 25.7722 | 25.7722 | 25.7722 | 25.7722 | 25.7722 | 25.7722 | 25.7722 | 25.7722 | 25.7722 | 25.7722 | 25.7722 | 25.7722 | 25.7722 | 25.7722 | 25.7722 | 25.7722 | 25.7722 | 25.7722 | 25.7722 | 25.7722 | 25.7722 | 25.7722 | 25.7722 | 25.7722 | 25.7722 | 25.7722 | 25.7722 | 25.6929
F3_Commercial_Education_New_Space Heating_Natural Gas_Boiler_E4 | F3 | Commercial | Education | New | Space Heating | Natural Gas | Boiler | E4 | System - kBTUs of Conusmption | 24.722 | 24.7457 | 24.7306 | 24.7203 | 24.7203 | 24.7203 | 24.7203 | 24.7203 | 24.7203 | 24.7203 | 24.7203 | 24.7203 | 24.7203 | 24.7203 | 24.7203 | 24.7203 | 24.7203 | 24.7203 | 24.7203 | 24.7203 | 24.7203 | 24.7203 | 24.7203 | 24.7203 | 24.7203 | 24.7203 | 24.7203 | 24.7203 | 24.7203 | 24.7203 | 24.6442
F3_Commercial_Education_New_Space Heating_Natural Gas_Boiler_E5 | F3 | Commercial | Education | New | Space Heating | Natural Gas | Boiler | E5 | System - kBTUs of Conusmption | 18.6366 | 18.6545 | 18.6431 | 18.6353 | 18.6353 | 18.6353 | 18.6353 | 18.6353 | 18.6353 | 18.6353 | 18.6353 | 18.6353 | 18.6353 | 18.6353 | 18.6353 | 18.6353 | 18.6353 | 18.6353 | 18.6353 | 18.6353 | 18.6353 | 18.6353 | 18.6353 | 18.6353 | 18.6353 | 18.6353 | 18.6353 | 18.6353 | 18.6353 | 18.6353 | 18.5779
F3_Commercial_Education_New_Space Heating_Natural Gas_Boiler_E6 | F3 | Commercial | Education | New | Space Heating | Natural Gas | Boiler | E6 | System - kBTUs of Conusmption | 0 | 0 | 0 | 0 | 0 | 0 | 0 | 0 | 0 | 0 | 0 | 0 | 0 | 0 | 0 | 0 | 0 | 0 | 0 | 0 | 0 | 0 | 0 | 0 | 0 | 0 | 0 | 0 | 0 | 0 | 0
F3_Commercial_Education_New_Space Heating_Natural Gas_Boiler_E7 | F3 | Commercial | Education | New | Space Heating | Natural Gas | Boiler | E7 | System - kBTUs of Conusmption | 0 | 0 | 0 | 0 | 0 | 0 | 0 | 0 | 0 | 0 | 0 | 0 | 0 | 0 | 0 | 0 | 0 | 0 | 0 | 0 | 0 | 0 | 0 | 0 | 0 | 0 | 0 | 0 | 0 | 0 | 0
F3_Commercial_Education_New_Space Heating_Natural Gas_Boiler_E8 | F3 | Commercial | Education | New | Space Heating | Natural Gas | Boiler | E8 | System - kBTUs of Conusmption | 0 | 0 | 0 | 0 | 0 | 0 | 0 | 0 | 0 | 0 | 0 | 0 | 0 | 0 | 0 | 0 | 0 | 0 | 0 | 0 | 0 | 0 | 0 | 0 | 0 | 0 | 0 | 0 | 0 | 0 | 0
F3_Commercial_Education_New_Space Heating_Natural Gas_Boiler_E9 | F3 | Commercial | Education | New | Space Heating | Natural Gas | Boiler | E9 | System - kBTUs of Conusmption | 0 | 0 | 0 | 0 | 0 | 0 | 0 | 0 | 0 | 0 | 0 | 0 | 0 | 0 | 0 | 0 | 0 | 0 | 0 | 0 | 0 | 0 | 0 | 0 | 0 | 0 | 0 | 0 | 0 | 0 | 0
F3_Commercial_Education_New_Space Heating_Natural Gas_Boiler_E10 | F3 | Commercial | Education | New | Space Heating | Natural Gas | Boiler | E10 | System - kBTUs of Conusmption | 0 | 0 | 0 | 0 | 0 | 0 | 0 | 0 | 0 | 0 | 0 | 0 | 0 | 0 | 0 | 0 | 0 | 0 | 0 | 0 | 0 | 0 | 0 | 0 | 0 | 0 | 0 | 0 | 0 | 0 | 0
F4_Commercial_Education_New_Space Heating_Natural Gas_Boiler_E1 | F4 | Commercial | Education | New | Space Heating | Natural Gas | Boiler | E1 | Utility - Cost of Equipment | 0.16414 | 0.16414 | 0.16414 | 0.16414 | 0.16414 | 0 | 0 | 0 | 0 | 0 | 0 | 0 | 0 | 0 | 0 | 0 | 0 | 0 | 0 | 0 | 0 | 0 | 0 | 0 | 0 | 0 | 0 | 0 | 0 | 0 | 0
F4_Commercial_Education_New_Space Heating_Natural Gas_Boiler_E2 | F4 | Commercial | Education | New | Space Heating | Natural Gas | Boiler | E2 | Utility - Cost of Equipment | 0.16967 | 0.16967 | 0.16967 | 0.16967 | 0.16967 | 0 | 0 | 0 | 0 | 0 | 0 | 0 | 0 | 0 | 0 | 0 | 0 | 0 | 0 | 0 | 0 | 0 | 0 | 0 | 0 | 0 | 0 | 0 | 0 | 0 | 0
F4_Commercial_Education_New_Space Heating_Natural Gas_Boiler_E3 | F4 | Commercial | Education | New | Space Heating | Natural Gas | Boiler | E3 | Utility - Cost of Equipment | 0.2667 | 0.2667 | 0.2667 | 0.2667 | 0.2667 | 0.2667 | 0.2667 | 0.2667 | 0.2667 | 0.2667 | 0.2667 | 0.2667 | 0.2667 | 0.2667 | 0.2667 | 0.2667 | 0.2667 | 0.2667 | 0.2667 | 0.2667 | 0.2667 | 0.2667 | 0.2667 | 0.2667 | 0.2667 | 0.2667 | 0.2667 | 0.2667 | 0.2667 | 0.2667 | 0.2667
F4_Commercial_Education_New_Space Heating_Natural Gas_Boiler_E4 | F4 | Commercial | Education | New | Space Heating | Natural Gas | Boiler | E4 | Utility - Cost of Equipment | 0.29167 | 0.29167 | 0.29167 | 0.29167 | 0.29167 | 0.29167 | 0.29167 | 0.29167 | 0.29167 | 0.29167 | 0.29167 | 0.29167 | 0.29167 | 0.29167 | 0.29167 | 0.29167 | 0.29167 | 0.29167 | 0.29167 | 0.29167 | 0.29167 | 0.29167 | 0.29167 | 0.29167 | 0.29167 | 0.29167 | 0.29167 | 0.29167 | 0.29167 | 0.29167 | 0.29167
F4_Commercial_Education_New_Space Heating_Natural Gas_Boiler_E5 | F4 | Commercial | Education | New | Space Heating | Natural Gas | Boiler | E5 | Utility - Cost of Equipment | 0.96012 | 0.96012 | 0.96012 | 0.96012 | 0.96012 | 0.96012 | 0.96012 | 0.96012 | 0.96012 | 0.96012 | 0.96012 | 0.96012 | 0.96012 | 0.96012 | 0.96012 | 0.96012 | 0.96012 | 0.96012 | 0.96012 | 0.96012 | 0.96012 | 0.96012 | 0.96012 | 0.96012 | 0.96012 | 0.96012 | 0.96012 | 0.96012 | 0.96012 | 0.96012 | 0.96012
F4_Commercial_Education_New_Space Heating_Natural Gas_Boiler_E6 | F4 | Commercial | Education | New | Space Heating | Natural Gas | Boiler | E6 | Utility - Cost of Equipment | 0 | 0 | 0 | 0 | 0 | 0 | 0 | 0 | 0 | 0 | 0 | 0 | 0 | 0 | 0 | 0 | 0 | 0 | 0 | 0 | 0 | 0 | 0 | 0 | 0 | 0 | 0 | 0 | 0 | 0 | 0
F4_Commercial_Education_New_Space Heating_Natural Gas_Boiler_E7 | F4 | Commercial | Education | New | Space Heating | Natural Gas | Boiler | E7 | Utility - Cost of Equipment | 0 | 0 | 0 | 0 | 0 | 0 | 0 | 0 | 0 | 0 | 0 | 0 | 0 | 0 | 0 | 0 | 0 | 0 | 0 | 0 | 0 | 0 | 0 | 0 | 0 | 0 | 0 | 0 | 0 | 0 | 0
F4_Commercial_Education_New_Space Heating_Natural Gas_Boiler_E8 | F4 | Commercial | Education | New | Space Heating | Natural Gas | Boiler | E8 | Utility - Cost of Equipment | 0 | 0 | 0 | 0 | 0 | 0 | 0 | 0 | 0 | 0 | 0 | 0 | 0 | 0 | 0 | 0 | 0 | 0 | 0 | 0 | 0 | 0 | 0 | 0 | 0 | 0 | 0 | 0 | 0 | 0 | 0
F4_Commercial_Education_New_Space Heating_Natural Gas_Boiler_E9 | F4 | Commercial | Education | New | Space Heating | Natural Gas | Boiler | E9 | Utility - Cost of Equipment | 0 | 0 | 0 | 0 | 0 | 0 | 0 | 0 | 0 | 0 | 0 | 0 | 0 | 0 | 0 | 0 | 0 | 0 | 0 | 0 | 0 | 0 | 0 | 0 | 0 | 0 | 0 | 0 | 0 | 0 | 0
F4_Commercial_Education_New_Space Heating_Natural Gas_Boiler_E10 | F4 | Commercial | Education | New | Space Heating | Natural Gas | Boiler | E10 | Utility - Cost of Equipment | 0 | 0 | 0 | 0 | 0 | 0 | 0 | 0 | 0 | 0 | 0 | 0 | 0 | 0 | 0 | 0 | 0 | 0 | 0 | 0 | 0 | 0 | 0 | 0 | 0 | 0 | 0 | 0 | 0 | 0 | 0
F5_Commercial_Education_New_Space Heating_Natural Gas_Boiler_E1 | F5 | Commercial | Education | New | Space Heating | Natural Gas | Boiler | E1 | Utility - Cost of Operation | 0.29411 | 0.29586 | 0.29698 | 0.29831 | 0.30098 | 0 | 0 | 0 | 0 | 0 | 0 | 0 | 0 | 0 | 0 | 0 | 0 | 0 | 0 | 0 | 0 | 0 | 0 | 0 | 0 | 0 | 0 | 0 | 0 | 0 | 0
F5_Commercial_Education_New_Space Heating_Natural Gas_Boiler_E2 | F5 | Commercial | Education | New | Space Heating | Natural Gas | Boiler | E2 | Utility - Cost of Operation | 0.2801 | 0.28177 | 0.28284 | 0.2841 | 0.28665 | 0 | 0 | 0 | 0 | 0 | 0 | 0 | 0 | 0 | 0 | 0 | 0 | 0 | 0 | 0 | 0 | 0 | 0 | 0 | 0 | 0 | 0 | 0 | 0 | 0 | 0
F5_Commercial_Education_New_Space Heating_Natural Gas_Boiler_E3 | F5 | Commercial | Education | New | Space Heating | Natural Gas | Boiler | E3 | Utility - Cost of Operation | 0.2503 | 0.2518 | 0.25275 | 0.25388 | 0.25615 | 0.24638 | 0.23849 | 0.23425 | 0.23278 | 0.23073 | 0.22958 | 0.22802 | 0.2051 | 0.20341 | 0.20313 | 0.20155 | 0.20095 | 0.20072 | 0.19689 | 0.19781 | 0.19803 | 0.19862 | 0.19957 | 0.11709 | 0.1139 | 0.11062 | 0.10723 | 0.10369 | 0.099969 | 0.096048 | 0.091895
F5_Commercial_Education_New_Space Heating_Natural Gas_Boiler_E4 | F5 | Commercial | Education | New | Space Heating | Natural Gas | Boiler | E4 | Utility - Cost of Operation | 0.24009 | 0.24152 | 0.24243 | 0.24352 | 0.2457 | 0.23633 | 0.22876 | 0.22469 | 0.22328 | 0.22131 | 0.2202 | 0.21871 | 0.19673 | 0.1951 | 0.19484 | 0.19333 | 0.19275 | 0.19253 | 0.18885 | 0.18974 | 0.18994 | 0.19051 | 0.19142 | 0.11231 | 0.10925 | 0.1061 | 0.10285 | 0.099453 | 0.095889 | 0.092128 | 0.088144
F5_Commercial_Education_New_Space Heating_Natural Gas_Boiler_E5 | F5 | Commercial | Education | New | Space Heating | Natural Gas | Boiler | E5 | Utility - Cost of Operation | 0.18099 | 0.18207 | 0.18276 | 0.18358 | 0.18522 | 0.17815 | 0.17245 | 0.16938 | 0.16832 | 0.16683 | 0.166 | 0.16487 | 0.1483 | 0.14708 | 0.14688 | 0.14574 | 0.1453 | 0.14514 | 0.14236 | 0.14303 | 0.14319 | 0.14362 | 0.1443 | 0.084666 | 0.082357 | 0.079986 | 0.077532 | 0.074972 | 0.072286 | 0.06945 | 0.066447
F5_Commercial_Education_New_Space Heating_Natural Gas_Boiler_E6 | F5 | Commercial | Education | New | Space Heating | Natural Gas | Boiler | E6 | Utility - Cost of Operation | 0 | 0 | 0 | 0 | 0 | 0 | 0 | 0 | 0 | 0 | 0 | 0 | 0 | 0 | 0 | 0 | 0 | 0 | 0 | 0 | 0 | 0 | 0 | 0 | 0 | 0 | 0 | 0 | 0 | 0 | 0
F5_Commercial_Education_New_Space Heating_Natural Gas_Boiler_E7 | F5 | Commercial | Education | New | Space Heating | Natural Gas | Boiler | E7 | Utility - Cost of Operation | 0 | 0 | 0 | 0 | 0 | 0 | 0 | 0 | 0 | 0 | 0 | 0 | 0 | 0 | 0 | 0 | 0 | 0 | 0 | 0 | 0 | 0 | 0 | 0 | 0 | 0 | 0 | 0 | 0 | 0 | 0
F5_Commercial_Education_New_Space Heating_Natural Gas_Boiler_E8 | F5 | Commercial | Education | New | Space Heating | Natural Gas | Boiler | E8 | Utility - Cost of Operation | 0 | 0 | 0 | 0 | 0 | 0 | 0 | 0 | 0 | 0 | 0 | 0 | 0 | 0 | 0 | 0 | 0 | 0 | 0 | 0 | 0 | 0 | 0 | 0 | 0 | 0 | 0 | 0 | 0 | 0 | 0
F5_Commercial_Education_New_Space Heating_Natural Gas_Boiler_E9 | F5 | Commercial | Education | New | Space Heating | Natural Gas | Boiler | E9 | Utility - Cost of Operation | 0 | 0 | 0 | 0 | 0 | 0 | 0 | 0 | 0 | 0 | 0 | 0 | 0 | 0 | 0 | 0 | 0 | 0 | 0 | 0 | 0 | 0 | 0 | 0 | 0 | 0 | 0 | 0 | 0 | 0 | 0
F5_Commercial_Education_New_Space Heating_Natural Gas_Boiler_E10 | F5 | Commercial | Education | New | Space Heating | Natural Gas | Boiler | E10 | Utility - Cost of Operation | 0 | 0 | 0 | 0 | 0 | 0 | 0 | 0 | 0 | 0 | 0 | 0 | 0 | 0 | 0 | 0 | 0 | 0 | 0 | 0 | 0 | 0 | 0 | 0 | 0 | 0 | 0 | 0 | 0 | 0 | 0
F6_Commercial_Education_New_Space Heating_Natural Gas_Boiler_E1 | F6 | Commercial | Education | New | Space Heating | Natural Gas | Boiler | E1 | Utility - Value of Sales | 0.35236 | 0.35446 | 0.3558 | 0.35739 | 0.36059 | 0 | 0 | 0 | 0 | 0 | 0 | 0 | 0 | 0 | 0 | 0 | 0 | 0 | 0 | 0 | 0 | 0 | 0 | 0 | 0 | 0 | 0 | 0 | 0 | 0 | 0
F6_Commercial_Education_New_Space Heating_Natural Gas_Boiler_E2 | F6 | Commercial | Education | New | Space Heating | Natural Gas | Boiler | E2 | Utility - Value of Sales | 0.33558 | 0.33758 | 0.33886 | 0.34038 | 0.34342 | 0 | 0 | 0 | 0 | 0 | 0 | 0 | 0 | 0 | 0 | 0 | 0 | 0 | 0 | 0 | 0 | 0 | 0 | 0 | 0 | 0 | 0 | 0 | 0 | 0 | 0
F6_Commercial_Education_New_Space Heating_Natural Gas_Boiler_E3 | F6 | Commercial | Education | New | Space Heating | Natural Gas | Boiler | E3 | Utility - Value of Sales | 0.29988 | 0.30167 | 0.30281 | 0.30417 | 0.30689 | 0.29518 | 0.28573 | 0.28065 | 0.27888 | 0.27643 | 0.27505 | 0.27318 | 0.24573 | 0.24369 | 0.24336 | 0.24148 | 0.24076 | 0.24048 | 0.23588 | 0.23699 | 0.23725 | 0.23796 | 0.23909 | 0.14028 | 0.13646 | 0.13253 | 0.12846 | 0.12422 | 0.11977 | 0.11507 | 0.1101
F6_Commercial_Education_New_Space Heating_Natural Gas_Boiler_E4 | F6 | Commercial | Education | New | Space Heating | Natural Gas | Boiler | E4 | Utility - Value of Sales | 0.28764 | 0.28936 | 0.29045 | 0.29175 | 0.29436 | 0.28314 | 0.27406 | 0.2692 | 0.2675 | 0.26514 | 0.26382 | 0.26203 | 0.2357 | 0.23375 | 0.23343 | 0.23162 | 0.23093 | 0.23066 | 0.22626 | 0.22732 | 0.22757 | 0.22825 | 0.22934 | 0.13456 | 0.13089 | 0.12712 | 0.12322 | 0.11915 | 0.11488 | 0.11038 | 0.1056
F6_Commercial_Education_New_Space Heating_Natural Gas_Boiler_E5 | F6 | Commercial | Education | New | Space Heating | Natural Gas | Boiler | E5 | Utility - Value of Sales | 0.21684 | 0.21813 | 0.21895 | 0.21993 | 0.2219 | 0.21344 | 0.2066 | 0.20293 | 0.20165 | 0.19988 | 0.19888 | 0.19753 | 0.17768 | 0.17621 | 0.17597 | 0.17461 | 0.17408 | 0.17388 | 0.17056 | 0.17136 | 0.17155 | 0.17206 | 0.17288 | 0.10144 | 0.098669 | 0.095829 | 0.092889 | 0.089822 | 0.086603 | 0.083206 | 0.079608
F6_Commercial_Education_New_Space Heating_Natural Gas_Boiler_E6 | F6 | Commercial | Education | New | Space Heating | Natural Gas | Boiler | E6 | Utility - Value of Sales | 0 | 0 | 0 | 0 | 0 | 0 | 0 | 0 | 0 | 0 | 0 | 0 | 0 | 0 | 0 | 0 | 0 | 0 | 0 | 0 | 0 | 0 | 0 | 0 | 0 | 0 | 0 | 0 | 0 | 0 | 0
F6_Commercial_Education_New_Space Heating_Natural Gas_Boiler_E7 | F6 | Commercial | Education | New | Space Heating | Natural Gas | Boiler | E7 | Utility - Value of Sales | 0 | 0 | 0 | 0 | 0 | 0 | 0 | 0 | 0 | 0 | 0 | 0 | 0 | 0 | 0 | 0 | 0 | 0 | 0 | 0 | 0 | 0 | 0 | 0 | 0 | 0 | 0 | 0 | 0 | 0 | 0
F6_Commercial_Education_New_Space Heating_Natural Gas_Boiler_E8 | F6 | Commercial | Education | New | Space Heating | Natural Gas | Boiler | E8 | Utility - Value of Sales | 0 | 0 | 0 | 0 | 0 | 0 | 0 | 0 | 0 | 0 | 0 | 0 | 0 | 0 | 0 | 0 | 0 | 0 | 0 | 0 | 0 | 0 | 0 | 0 | 0 | 0 | 0 | 0 | 0 | 0 | 0
F6_Commercial_Education_New_Space Heating_Natural Gas_Boiler_E9 | F6 | Commercial | Education | New | Space Heating | Natural Gas | Boiler | E9 | Utility - Value of Sales | 0 | 0 | 0 | 0 | 0 | 0 | 0 | 0 | 0 | 0 | 0 | 0 | 0 | 0 | 0 | 0 | 0 | 0 | 0 | 0 | 0 | 0 | 0 | 0 | 0 | 0 | 0 | 0 | 0 | 0 | 0
F6_Commercial_Education_New_Space Heating_Natural Gas_Boiler_E10 | F6 | Commercial | Education | New | Space Heating | Natural Gas | Boiler | E10 | Utility - Value of Sales | 0 | 0 | 0 | 0 | 0 | 0 | 0 | 0 | 0 | 0 | 0 | 0 | 0 | 0 | 0 | 0 | 0 | 0 | 0 | 0 | 0 | 0 | 0 | 0 | 0 | 0 | 0 | 0 | 0 | 0 | 0
F1_Commercial_Education_New_Space Heating_Natural Gas_Unit Heater_E1 | F1 | Commercial | Education | New | Space Heating | Natural Gas | Unit Heater | E1 | Participant - Cost of Equipment | 0.023779 | 0.023779 | 0.023779 | 0.023779 | 0.023779 | 0 | 0 | 0 | 0 | 0 | 0 | 0 | 0 | 0 | 0 | 0 | 0 | 0 | 0 | 0 | 0 | 0 | 0 | 0 | 0 | 0 | 0 | 0 | 0 | 0 | 0
F1_Commercial_Education_New_Space Heating_Natural Gas_Unit Heater_E2 | F1 | Commercial | Education | New | Space Heating | Natural Gas | Unit Heater | E2 | Participant - Cost of Equipment | 0.07604 | 0.07604 | 0.07604 | 0.07604 | 0.07604 | 0.07604 | 0.07604 | 0.07604 | 0.07604 | 0.07604 | 0.07604 | 0.07604 | 0.07604 | 0.07604 | 0.07604 | 0.07604 | 0.07604 | 0.07604 | 0.07604 | 0.07604 | 0.07604 | 0.07604 | 0.07604 | 0.07604 | 0.07604 | 0.07604 | 0.07604 | 0.07604 | 0.07604 | 0.07604 | 0.07604
F1_Commercial_Education_New_Space Heating_Natural Gas_Unit Heater_E3 | F1 | Commercial | Education | New | Space Heating | Natural Gas | Unit Heater | E3 | Participant - Cost of Equipment | 0.032848 | 0.032848 | 0.032848 | 0.032848 | 0.032848 | 0.032848 | 0.032848 | 0.032848 | 0.032848 | 0.032848 | 0.032848 | 0.032848 | 0.032848 | 0.032848 | 0.032848 | 0.032848 | 0.032848 | 0.032848 | 0.032848 | 0.032848 | 0.032848 | 0.032848 | 0.032848 | 0.032848 | 0.032848 | 0.032848 | 0.032848 | 0.032848 | 0.032848 | 0.032848 | 0.032848
F1_Commercial_Education_New_Space Heating_Natural Gas_Unit Heater_E4 | F1 | Commercial | Education | New | Space Heating | Natural Gas | Unit Heater | E4 | Participant - Cost of Equipment | 0 | 0 | 0 | 0 | 0 | 0 | 0 | 0 | 0 | 0 | 0 | 0 | 0 | 0 | 0 | 0 | 0 | 0 | 0 | 0 | 0 | 0 | 0 | 0 | 0 | 0 | 0 | 0 | 0 | 0 | 0
F1_Commercial_Education_New_Space Heating_Natural Gas_Unit Heater_E5 | F1 | Commercial | Education | New | Space Heating | Natural Gas | Unit Heater | E5 | Participant - Cost of Equipment | 0 | 0 | 0 | 0 | 0 | 0 | 0 | 0 | 0 | 0 | 0 | 0 | 0 | 0 | 0 | 0 | 0 | 0 | 0 | 0 | 0 | 0 | 0 | 0 | 0 | 0 | 0 | 0 | 0 | 0 | 0
F1_Commercial_Education_New_Space Heating_Natural Gas_Unit Heater_E6 | F1 | Commercial | Education | New | Space Heating | Natural Gas | Unit Heater | E6 | Participant - Cost of Equipment | 0 | 0 | 0 | 0 | 0 | 0 | 0 | 0 | 0 | 0 | 0 | 0 | 0 | 0 | 0 | 0 | 0 | 0 | 0 | 0 | 0 | 0 | 0 | 0 | 0 | 0 | 0 | 0 | 0 | 0 | 0
F1_Commercial_Education_New_Space Heating_Natural Gas_Unit Heater_E7 | F1 | Commercial | Education | New | Space Heating | Natural Gas | Unit Heater | E7 | Participant - Cost of Equipment | 0 | 0 | 0 | 0 | 0 | 0 | 0 | 0 | 0 | 0 | 0 | 0 | 0 | 0 | 0 | 0 | 0 | 0 | 0 | 0 | 0 | 0 | 0 | 0 | 0 | 0 | 0 | 0 | 0 | 0 | 0
F1_Commercial_Education_New_Space Heating_Natural Gas_Unit Heater_E8 | F1 | Commercial | Education | New | Space Heating | Natural Gas | Unit Heater | E8 | Participant - Cost of Equipment | 0 | 0 | 0 | 0 | 0 | 0 | 0 | 0 | 0 | 0 | 0 | 0 | 0 | 0 | 0 | 0 | 0 | 0 | 0 | 0 | 0 | 0 | 0 | 0 | 0 | 0 | 0 | 0 | 0 | 0 | 0
F1_Commercial_Education_New_Space Heating_Natural Gas_Unit Heater_E9 | F1 | Commercial | Education | New | Space Heating | Natural Gas | Unit Heater | E9 | Participant - Cost of Equipment | 0 | 0 | 0 | 0 | 0 | 0 | 0 | 0 | 0 | 0 | 0 | 0 | 0 | 0 | 0 | 0 | 0 | 0 | 0 | 0 | 0 | 0 | 0 | 0 | 0 | 0 | 0 | 0 | 0 | 0 | 0
F1_Commercial_Education_New_Space Heating_Natural Gas_Unit Heater_E10 | F1 | Commercial | Education | New | Space Heating | Natural Gas | Unit Heater | E10 | Participant - Cost of Equipment | 0 | 0 | 0 | 0 | 0 | 0 | 0 | 0 | 0 | 0 | 0 | 0 | 0 | 0 | 0 | 0 | 0 | 0 | 0 | 0 | 0 | 0 | 0 | 0 | 0 | 0 | 0 | 0 | 0 | 0 | 0
F2_Commercial_Education_New_Space Heating_Natural Gas_Unit Heater_E1 | F2 | Commercial | Education | New | Space Heating | Natural Gas | Unit Heater | E1 | Participant - Cost of Operation | 0.25627 | 0.25902 | 0.2607 | 0.26271 | 0.2628 | 0 | 0 | 0 | 0 | 0 | 0 | 0 | 0 | 0 | 0 | 0 | 0 | 0 | 0 | 0 | 0 | 0 | 0 | 0 | 0 | 0 | 0 | 0 | 0 | 0 | 0
F2_Commercial_Education_New_Space Heating_Natural Gas_Unit Heater_E2 | F2 | Commercial | Education | New | Space Heating | Natural Gas | Unit Heater | E2 | Participant - Cost of Operation | 0.23061 | 0.23309 | 0.2346 | 0.23641 | 0.23649 | 0.22263 | 0.21133 | 0.2049 | 0.21024 | 0.21535 | 0.22188 | 0.22862 | 0.20577 | 0.21392 | 0.22504 | 0.22393 | 0.22415 | 0.22486 | 0.22057 | 0.22318 | 0.22494 | 0.22742 | 0.2306 | 0.11545 | 0.11319 | 0.11108 | 0.10907 | 0.10717 | 0.10534 | 0.10359 | 0.10189
F2_Commercial_Education_New_Space Heating_Natural Gas_Unit Heater_E3 | F2 | Commercial | Education | New | Space Heating | Natural Gas | Unit Heater | E3 | Participant - Cost of Operation | 0.19917 | 0.20131 | 0.20261 | 0.20418 | 0.20424 | 0.19227 | 0.18252 | 0.17696 | 0.18157 | 0.18599 | 0.19162 | 0.19745 | 0.17771 | 0.18475 | 0.19435 | 0.1934 | 0.19359 | 0.1942 | 0.1905 | 0.19275 | 0.19427 | 0.19641 | 0.19915 | 0.099707 | 0.09776 | 0.09593 | 0.094201 | 0.092556 | 0.090981 | 0.089463 | 0.087994
F2_Commercial_Education_New_Space Heating_Natural Gas_Unit Heater_E4 | F2 | Commercial | Education | New | Space Heating | Natural Gas | Unit Heater | E4 | Participant - Cost of Operation | 0 | 0 | 0 | 0 | 0 | 0 | 0 | 0 | 0 | 0 | 0 | 0 | 0 | 0 | 0 | 0 | 0 | 0 | 0 | 0 | 0 | 0 | 0 | 0 | 0 | 0 | 0 | 0 | 0 | 0 | 0
F2_Commercial_Education_New_Space Heating_Natural Gas_Unit Heater_E5 | F2 | Commercial | Education | New | Space Heating | Natural Gas | Unit Heater | E5 | Participant - Cost of Operation | 0 | 0 | 0 | 0 | 0 | 0 | 0 | 0 | 0 | 0 | 0 | 0 | 0 | 0 | 0 | 0 | 0 | 0 | 0 | 0 | 0 | 0 | 0 | 0 | 0 | 0 | 0 | 0 | 0 | 0 | 0
F2_Commercial_Education_New_Space Heating_Natural Gas_Unit Heater_E6 | F2 | Commercial | Education | New | Space Heating | Natural Gas | Unit Heater | E6 | Participant - Cost of Operation | 0 | 0 | 0 | 0 | 0 | 0 | 0 | 0 | 0 | 0 | 0 | 0 | 0 | 0 | 0 | 0 | 0 | 0 | 0 | 0 | 0 | 0 | 0 | 0 | 0 | 0 | 0 | 0 | 0 | 0 | 0
F2_Commercial_Education_New_Space Heating_Natural Gas_Unit Heater_E7 | F2 | Commercial | Education | New | Space Heating | Natural Gas | Unit Heater | E7 | Participant - Cost of Operation | 0 | 0 | 0 | 0 | 0 | 0 | 0 | 0 | 0 | 0 | 0 | 0 | 0 | 0 | 0 | 0 | 0 | 0 | 0 | 0 | 0 | 0 | 0 | 0 | 0 | 0 | 0 | 0 | 0 | 0 | 0
F2_Commercial_Education_New_Space Heating_Natural Gas_Unit Heater_E8 | F2 | Commercial | Education | New | Space Heating | Natural Gas | Unit Heater | E8 | Participant - Cost of Operation | 0 | 0 | 0 | 0 | 0 | 0 | 0 | 0 | 0 | 0 | 0 | 0 | 0 | 0 | 0 | 0 | 0 | 0 | 0 | 0 | 0 | 0 | 0 | 0 | 0 | 0 | 0 | 0 | 0 | 0 | 0
F2_Commercial_Education_New_Space Heating_Natural Gas_Unit Heater_E9 | F2 | Commercial | Education | New | Space Heating | Natural Gas | Unit Heater | E9 | Participant - Cost of Operation | 0 | 0 | 0 | 0 | 0 | 0 | 0 | 0 | 0 | 0 | 0 | 0 | 0 | 0 | 0 | 0 | 0 | 0 | 0 | 0 | 0 | 0 | 0 | 0 | 0 | 0 | 0 | 0 | 0 | 0 | 0
F2_Commercial_Education_New_Space Heating_Natural Gas_Unit Heater_E10 | F2 | Commercial | Education | New | Space Heating | Natural Gas | Unit Heater | E10 | Participant - Cost of Operation | 0 | 0 | 0 | 0 | 0 | 0 | 0 | 0 | 0 | 0 | 0 | 0 | 0 | 0 | 0 | 0 | 0 | 0 | 0 | 0 | 0 | 0 | 0 | 0 | 0 | 0 | 0 | 0 | 0 | 0 | 0
F3_Commercial_Education_New_Space Heating_Natural Gas_Unit Heater_E1 | F3 | Commercial | Education | New | Space Heating | Natural Gas | Unit Heater | E1 | System - kBTUs of Conusmption | 21.4199 | 21.4626 | 21.4354 | 21.4167 | 21.4167 | 0 | 0 | 0 | 0 | 0 | 0 | 0 | 0 | 0 | 0 | 0 | 0 | 0 | 0 | 0 | 0 | 0 | 0 | 0 | 0 | 0 | 0 | 0 | 0 | 0 | 0
F3_Commercial_Education_New_Space Heating_Natural Gas_Unit Heater_E2 | F3 | Commercial | Education | New | Space Heating | Natural Gas | Unit Heater | E2 | System - kBTUs of Conusmption | 19.2755 | 19.314 | 19.2894 | 19.2727 | 19.2727 | 19.2727 | 19.2727 | 19.2727 | 19.2727 | 19.2727 | 19.2727 | 19.2727 | 19.2727 | 19.2727 | 19.2727 | 19.2727 | 19.2727 | 19.2727 | 19.2727 | 19.2727 | 19.2727 | 19.2727 | 19.2727 | 19.2727 | 19.2727 | 19.2727 | 19.2727 | 19.2727 | 19.2727 | 19.2727 | 19.2727
F3_Commercial_Education_New_Space Heating_Natural Gas_Unit Heater_E3 | F3 | Commercial | Education | New | Space Heating | Natural Gas | Unit Heater | E3 | System - kBTUs of Conusmption | 16.6472 | 16.6805 | 16.6593 | 16.6448 | 16.6448 | 16.6448 | 16.6448 | 16.6448 | 16.6448 | 16.6448 | 16.6448 | 16.6448 | 16.6448 | 16.6448 | 16.6448 | 16.6448 | 16.6448 | 16.6448 | 16.6448 | 16.6448 | 16.6448 | 16.6448 | 16.6448 | 16.6448 | 16.6448 | 16.6448 | 16.6448 | 16.6448 | 16.6448 | 16.6448 | 16.6448
F3_Commercial_Education_New_Space Heating_Natural Gas_Unit Heater_E4 | F3 | Commercial | Education | New | Space Heating | Natural Gas | Unit Heater | E4 | System - kBTUs of Conusmption | 0 | 0 | 0 | 0 | 0 | 0 | 0 | 0 | 0 | 0 | 0 | 0 | 0 | 0 | 0 | 0 | 0 | 0 | 0 | 0 | 0 | 0 | 0 | 0 | 0 | 0 | 0 | 0 | 0 | 0 | 0
F3_Commercial_Education_New_Space Heating_Natural Gas_Unit Heater_E5 | F3 | Commercial | Education | New | Space Heating | Natural Gas | Unit Heater | E5 | System - kBTUs of Conusmption | 0 | 0 | 0 | 0 | 0 | 0 | 0 | 0 | 0 | 0 | 0 | 0 | 0 | 0 | 0 | 0 | 0 | 0 | 0 | 0 | 0 | 0 | 0 | 0 | 0 | 0 | 0 | 0 | 0 | 0 | 0
F3_Commercial_Education_New_Space Heating_Natural Gas_Unit Heater_E6 | F3 | Commercial | Education | New | Space Heating | Natural Gas | Unit Heater | E6 | System - kBTUs of Conusmption | 0 | 0 | 0 | 0 | 0 | 0 | 0 | 0 | 0 | 0 | 0 | 0 | 0 | 0 | 0 | 0 | 0 | 0 | 0 | 0 | 0 | 0 | 0 | 0 | 0 | 0 | 0 | 0 | 0 | 0 | 0
F3_Commercial_Education_New_Space Heating_Natural Gas_Unit Heater_E7 | F3 | Commercial | Education | New | Space Heating | Natural Gas | Unit Heater | E7 | System - kBTUs of Conusmption | 0 | 0 | 0 | 0 | 0 | 0 | 0 | 0 | 0 | 0 | 0 | 0 | 0 | 0 | 0 | 0 | 0 | 0 | 0 | 0 | 0 | 0 | 0 | 0 | 0 | 0 | 0 | 0 | 0 | 0 | 0
F3_Commercial_Education_New_Space Heating_Natural Gas_Unit Heater_E8 | F3 | Commercial | Education | New | Space Heating | Natural Gas | Unit Heater | E8 | System - kBTUs of Conusmption | 0 | 0 | 0 | 0 | 0 | 0 | 0 | 0 | 0 | 0 | 0 | 0 | 0 | 0 | 0 | 0 | 0 | 0 | 0 | 0 | 0 | 0 | 0 | 0 | 0 | 0 | 0 | 0 | 0 | 0 | 0
F3_Commercial_Education_New_Space Heating_Natural Gas_Unit Heater_E9 | F3 | Commercial | Education | New | Space Heating | Natural Gas | Unit Heater | E9 | System - kBTUs of Conusmption | 0 | 0 | 0 | 0 | 0 | 0 | 0 | 0 | 0 | 0 | 0 | 0 | 0 | 0 | 0 | 0 | 0 | 0 | 0 | 0 | 0 | 0 | 0 | 0 | 0 | 0 | 0 | 0 | 0 | 0 | 0
F3_Commercial_Education_New_Space Heating_Natural Gas_Unit Heater_E10 | F3 | Commercial | Education | New | Space Heating | Natural Gas | Unit Heater | E10 | System - kBTUs of Conusmption | 0 | 0 | 0 | 0 | 0 | 0 | 0 | 0 | 0 | 0 | 0 | 0 | 0 | 0 | 0 | 0 | 0 | 0 | 0 | 0 | 0 | 0 | 0 | 0 | 0 | 0 | 0 | 0 | 0 | 0 | 0
F4_Commercial_Education_New_Space Heating_Natural Gas_Unit Heater_E1 | F4 | Commercial | Education | New | Space Heating | Natural Gas | Unit Heater | E1 | Utility - Cost of Equipment | 0.023779 | 0.023779 | 0.023779 | 0.023779 | 0.023779 | 0 | 0 | 0 | 0 | 0 | 0 | 0 | 0 | 0 | 0 | 0 | 0 | 0 | 0 | 0 | 0 | 0 | 0 | 0 | 0 | 0 | 0 | 0 | 0 | 0 | 0
F4_Commercial_Education_New_Space Heating_Natural Gas_Unit Heater_E2 | F4 | Commercial | Education | New | Space Heating | Natural Gas | Unit Heater | E2 | Utility - Cost of Equipment | 0.07604 | 0.07604 | 0.07604 | 0.07604 | 0.07604 | 0.07604 | 0.07604 | 0.07604 | 0.07604 | 0.07604 | 0.07604 | 0.07604 | 0.07604 | 0.07604 | 0.07604 | 0.07604 | 0.07604 | 0.07604 | 0.07604 | 0.07604 | 0.07604 | 0.07604 | 0.07604 | 0.07604 | 0.07604 | 0.07604 | 0.07604 | 0.07604 | 0.07604 | 0.07604 | 0.07604
F4_Commercial_Education_New_Space Heating_Natural Gas_Unit Heater_E3 | F4 | Commercial | Education | New | Space Heating | Natural Gas | Unit Heater | E3 | Utility - Cost of Equipment | 0.032848 | 0.032848 | 0.032848 | 0.032848 | 0.032848 | 0.032848 | 0.032848 | 0.032848 | 0.032848 | 0.032848 | 0.032848 | 0.032848 | 0.032848 | 0.032848 | 0.032848 | 0.032848 | 0.032848 | 0.032848 | 0.032848 | 0.032848 | 0.032848 | 0.032848 | 0.032848 | 0.032848 | 0.032848 | 0.032848 | 0.032848 | 0.032848 | 0.032848 | 0.032848 | 0.032848
F4_Commercial_Education_New_Space Heating_Natural Gas_Unit Heater_E4 | F4 | Commercial | Education | New | Space Heating | Natural Gas | Unit Heater | E4 | Utility - Cost of Equipment | 0 | 0 | 0 | 0 | 0 | 0 | 0 | 0 | 0 | 0 | 0 | 0 | 0 | 0 | 0 | 0 | 0 | 0 | 0 | 0 | 0 | 0 | 0 | 0 | 0 | 0 | 0 | 0 | 0 | 0 | 0
F4_Commercial_Education_New_Space Heating_Natural Gas_Unit Heater_E5 | F4 | Commercial | Education | New | Space Heating | Natural Gas | Unit Heater | E5 | Utility - Cost of Equipment | 0 | 0 | 0 | 0 | 0 | 0 | 0 | 0 | 0 | 0 | 0 | 0 | 0 | 0 | 0 | 0 | 0 | 0 | 0 | 0 | 0 | 0 | 0 | 0 | 0 | 0 | 0 | 0 | 0 | 0 | 0
F4_Commercial_Education_New_Space Heating_Natural Gas_Unit Heater_E6 | F4 | Commercial | Education | New | Space Heating | Natural Gas | Unit Heater | E6 | Utility - Cost of Equipment | 0 | 0 | 0 | 0 | 0 | 0 | 0 | 0 | 0 | 0 | 0 | 0 | 0 | 0 | 0 | 0 | 0 | 0 | 0 | 0 | 0 | 0 | 0 | 0 | 0 | 0 | 0 | 0 | 0 | 0 | 0
F4_Commercial_Education_New_Space Heating_Natural Gas_Unit Heater_E7 | F4 | Commercial | Education | New | Space Heating | Natural Gas | Unit Heater | E7 | Utility - Cost of Equipment | 0 | 0 | 0 | 0 | 0 | 0 | 0 | 0 | 0 | 0 | 0 | 0 | 0 | 0 | 0 | 0 | 0 | 0 | 0 | 0 | 0 | 0 | 0 | 0 | 0 | 0 | 0 | 0 | 0 | 0 | 0
F4_Commercial_Education_New_Space Heating_Natural Gas_Unit Heater_E8 | F4 | Commercial | Education | New | Space Heating | Natural Gas | Unit Heater | E8 | Utility - Cost of Equipment | 0 | 0 | 0 | 0 | 0 | 0 | 0 | 0 | 0 | 0 | 0 | 0 | 0 | 0 | 0 | 0 | 0 | 0 | 0 | 0 | 0 | 0 | 0 | 0 | 0 | 0 | 0 | 0 | 0 | 0 | 0
F4_Commercial_Education_New_Space Heating_Natural Gas_Unit Heater_E9 | F4 | Commercial | Education | New | Space Heating | Natural Gas | Unit Heater | E9 | Utility - Cost of Equipment | 0 | 0 | 0 | 0 | 0 | 0 | 0 | 0 | 0 | 0 | 0 | 0 | 0 | 0 | 0 | 0 | 0 | 0 | 0 | 0 | 0 | 0 | 0 | 0 | 0 | 0 | 0 | 0 | 0 | 0 | 0
F4_Commercial_Education_New_Space Heating_Natural Gas_Unit Heater_E10 | F4 | Commercial | Education | New | Space Heating | Natural Gas | Unit Heater | E10 | Utility - Cost of Equipment | 0 | 0 | 0 | 0 | 0 | 0 | 0 | 0 | 0 | 0 | 0 | 0 | 0 | 0 | 0 | 0 | 0 | 0 | 0 | 0 | 0 | 0 | 0 | 0 | 0 | 0 | 0 | 0 | 0 | 0 | 0
F5_Commercial_Education_New_Space Heating_Natural Gas_Unit Heater_E1 | F5 | Commercial | Education | New | Space Heating | Natural Gas | Unit Heater | E1 | Utility - Cost of Operation | 0.2139 | 0.2162 | 0.2176 | 0.21928 | 0.21935 | 0 | 0 | 0 | 0 | 0 | 0 | 0 | 0 | 0 | 0 | 0 | 0 | 0 | 0 | 0 | 0 | 0 | 0 | 0 | 0 | 0 | 0 | 0 | 0 | 0 | 0
F5_Commercial_Education_New_Space Heating_Natural Gas_Unit Heater_E2 | F5 | Commercial | Education | New | Space Heating | Natural Gas | Unit Heater | E2 | Utility - Cost of Operation | 0.19249 | 0.19456 | 0.19581 | 0.19733 | 0.19739 | 0.18582 | 0.17639 | 0.17103 | 0.17548 | 0.17975 | 0.18519 | 0.19083 | 0.17175 | 0.17855 | 0.18783 | 0.18691 | 0.1871 | 0.18769 | 0.18411 | 0.18628 | 0.18776 | 0.18982 | 0.19247 | 0.096363 | 0.094481 | 0.092712 | 0.091041 | 0.089451 | 0.087929 | 0.086462 | 0.085042
F5_Commercial_Education_New_Space Heating_Natural Gas_Unit Heater_E3 | F5 | Commercial | Education | New | Space Heating | Natural Gas | Unit Heater | E3 | Utility - Cost of Operation | 0.16624 | 0.16803 | 0.16911 | 0.17042 | 0.17048 | 0.16048 | 0.15234 | 0.14771 | 0.15155 | 0.15524 | 0.15994 | 0.16481 | 0.14833 | 0.15421 | 0.16222 | 0.16142 | 0.16159 | 0.1621 | 0.159 | 0.16088 | 0.16215 | 0.16394 | 0.16623 | 0.083223 | 0.081598 | 0.080071 | 0.078628 | 0.077254 | 0.07594 | 0.074673 | 0.073447
F5_Commercial_Education_New_Space Heating_Natural Gas_Unit Heater_E4 | F5 | Commercial | Education | New | Space Heating | Natural Gas | Unit Heater | E4 | Utility - Cost of Operation | 0 | 0 | 0 | 0 | 0 | 0 | 0 | 0 | 0 | 0 | 0 | 0 | 0 | 0 | 0 | 0 | 0 | 0 | 0 | 0 | 0 | 0 | 0 | 0 | 0 | 0 | 0 | 0 | 0 | 0 | 0
F5_Commercial_Education_New_Space Heating_Natural Gas_Unit Heater_E5 | F5 | Commercial | Education | New | Space Heating | Natural Gas | Unit Heater | E5 | Utility - Cost of Operation | 0 | 0 | 0 | 0 | 0 | 0 | 0 | 0 | 0 | 0 | 0 | 0 | 0 | 0 | 0 | 0 | 0 | 0 | 0 | 0 | 0 | 0 | 0 | 0 | 0 | 0 | 0 | 0 | 0 | 0 | 0
F5_Commercial_Education_New_Space Heating_Natural Gas_Unit Heater_E6 | F5 | Commercial | Education | New | Space Heating | Natural Gas | Unit Heater | E6 | Utility - Cost of Operation | 0 | 0 | 0 | 0 | 0 | 0 | 0 | 0 | 0 | 0 | 0 | 0 | 0 | 0 | 0 | 0 | 0 | 0 | 0 | 0 | 0 | 0 | 0 | 0 | 0 | 0 | 0 | 0 | 0 | 0 | 0
F5_Commercial_Education_New_Space Heating_Natural Gas_Unit Heater_E7 | F5 | Commercial | Education | New | Space Heating | Natural Gas | Unit Heater | E7 | Utility - Cost of Operation | 0 | 0 | 0 | 0 | 0 | 0 | 0 | 0 | 0 | 0 | 0 | 0 | 0 | 0 | 0 | 0 | 0 | 0 | 0 | 0 | 0 | 0 | 0 | 0 | 0 | 0 | 0 | 0 | 0 | 0 | 0
F5_Commercial_Education_New_Space Heating_Natural Gas_Unit Heater_E8 | F5 | Commercial | Education | New | Space Heating | Natural Gas | Unit Heater | E8 | Utility - Cost of Operation | 0 | 0 | 0 | 0 | 0 | 0 | 0 | 0 | 0 | 0 | 0 | 0 | 0 | 0 | 0 | 0 | 0 | 0 | 0 | 0 | 0 | 0 | 0 | 0 | 0 | 0 | 0 | 0 | 0 | 0 | 0
F5_Commercial_Education_New_Space Heating_Natural Gas_Unit Heater_E9 | F5 | Commercial | Education | New | Space Heating | Natural Gas | Unit Heater | E9 | Utility - Cost of Operation | 0 | 0 | 0 | 0 | 0 | 0 | 0 | 0 | 0 | 0 | 0 | 0 | 0 | 0 | 0 | 0 | 0 | 0 | 0 | 0 | 0 | 0 | 0 | 0 | 0 | 0 | 0 | 0 | 0 | 0 | 0
F5_Commercial_Education_New_Space Heating_Natural Gas_Unit Heater_E10 | F5 | Commercial | Education | New | Space Heating | Natural Gas | Unit Heater | E10 | Utility - Cost of Operation | 0 | 0 | 0 | 0 | 0 | 0 | 0 | 0 | 0 | 0 | 0 | 0 | 0 | 0 | 0 | 0 | 0 | 0 | 0 | 0 | 0 | 0 | 0 | 0 | 0 | 0 | 0 | 0 | 0 | 0 | 0
F6_Commercial_Education_New_Space Heating_Natural Gas_Unit Heater_E1 | F6 | Commercial | Education | New | Space Heating | Natural Gas | Unit Heater | E1 | Utility - Value of Sales | 0.25627 | 0.25902 | 0.2607 | 0.26271 | 0.2628 | 0 | 0 | 0 | 0 | 0 | 0 | 0 | 0 | 0 | 0 | 0 | 0 | 0 | 0 | 0 | 0 | 0 | 0 | 0 | 0 | 0 | 0 | 0 | 0 | 0 | 0
F6_Commercial_Education_New_Space Heating_Natural Gas_Unit Heater_E2 | F6 | Commercial | Education | New | Space Heating | Natural Gas | Unit Heater | E2 | Utility - Value of Sales | 0.23061 | 0.23309 | 0.2346 | 0.23641 | 0.23649 | 0.22263 | 0.21133 | 0.2049 | 0.21024 | 0.21535 | 0.22188 | 0.22862 | 0.20577 | 0.21392 | 0.22504 | 0.22393 | 0.22415 | 0.22486 | 0.22057 | 0.22318 | 0.22494 | 0.22742 | 0.2306 | 0.11545 | 0.11319 | 0.11108 | 0.10907 | 0.10717 | 0.10534 | 0.10359 | 0.10189
F6_Commercial_Education_New_Space Heating_Natural Gas_Unit Heater_E3 | F6 | Commercial | Education | New | Space Heating | Natural Gas | Unit Heater | E3 | Utility - Value of Sales | 0.19917 | 0.20131 | 0.20261 | 0.20418 | 0.20424 | 0.19227 | 0.18252 | 0.17696 | 0.18157 | 0.18599 | 0.19162 | 0.19745 | 0.17771 | 0.18475 | 0.19435 | 0.1934 | 0.19359 | 0.1942 | 0.1905 | 0.19275 | 0.19427 | 0.19641 | 0.19915 | 0.099707 | 0.09776 | 0.09593 | 0.094201 | 0.092556 | 0.090981 | 0.089463 | 0.087994
F6_Commercial_Education_New_Space Heating_Natural Gas_Unit Heater_E4 | F6 | Commercial | Education | New | Space Heating | Natural Gas | Unit Heater | E4 | Utility - Value of Sales | 0 | 0 | 0 | 0 | 0 | 0 | 0 | 0 | 0 | 0 | 0 | 0 | 0 | 0 | 0 | 0 | 0 | 0 | 0 | 0 | 0 | 0 | 0 | 0 | 0 | 0 | 0 | 0 | 0 | 0 | 0
F6_Commercial_Education_New_Space Heating_Natural Gas_Unit Heater_E5 | F6 | Commercial | Education | New | Space Heating | Natural Gas | Unit Heater | E5 | Utility - Value of Sales | 0 | 0 | 0 | 0 | 0 | 0 | 0 | 0 | 0 | 0 | 0 | 0 | 0 | 0 | 0 | 0 | 0 | 0 | 0 | 0 | 0 | 0 | 0 | 0 | 0 | 0 | 0 | 0 | 0 | 0 | 0
F6_Commercial_Education_New_Space Heating_Natural Gas_Unit Heater_E6 | F6 | Commercial | Education | New | Space Heating | Natural Gas | Unit Heater | E6 | Utility - Value of Sales | 0 | 0 | 0 | 0 | 0 | 0 | 0 | 0 | 0 | 0 | 0 | 0 | 0 | 0 | 0 | 0 | 0 | 0 | 0 | 0 | 0 | 0 | 0 | 0 | 0 | 0 | 0 | 0 | 0 | 0 | 0
F6_Commercial_Education_New_Space Heating_Natural Gas_Unit Heater_E7 | F6 | Commercial | Education | New | Space Heating | Natural Gas | Unit Heater | E7 | Utility - Value of Sales | 0 | 0 | 0 | 0 | 0 | 0 | 0 | 0 | 0 | 0 | 0 | 0 | 0 | 0 | 0 | 0 | 0 | 0 | 0 | 0 | 0 | 0 | 0 | 0 | 0 | 0 | 0 | 0 | 0 | 0 | 0
F6_Commercial_Education_New_Space Heating_Natural Gas_Unit Heater_E8 | F6 | Commercial | Education | New | Space Heating | Natural Gas | Unit Heater | E8 | Utility - Value of Sales | 0 | 0 | 0 | 0 | 0 | 0 | 0 | 0 | 0 | 0 | 0 | 0 | 0 | 0 | 0 | 0 | 0 | 0 | 0 | 0 | 0 | 0 | 0 | 0 | 0 | 0 | 0 | 0 | 0 | 0 | 0
F6_Commercial_Education_New_Space Heating_Natural Gas_Unit Heater_E9 | F6 | Commercial | Education | New | Space Heating | Natural Gas | Unit Heater | E9 | Utility - Value of Sales | 0 | 0 | 0 | 0 | 0 | 0 | 0 | 0 | 0 | 0 | 0 | 0 | 0 | 0 | 0 | 0 | 0 | 0 | 0 | 0 | 0 | 0 | 0 | 0 | 0 | 0 | 0 | 0 | 0 | 0 | 0
F6_Commercial_Education_New_Space Heating_Natural Gas_Unit Heater_E10 | F6 | Commercial | Education | New | Space Heating | Natural Gas | Unit Heater | E10 | Utility - Value of Sales | 0 | 0 | 0 | 0 | 0 | 0 | 0 | 0 | 0 | 0 | 0 | 0 | 0 | 0 | 0 | 0 | 0 | 0 | 0 | 0 | 0 | 0 | 0 | 0 | 0 | 0 | 0 | 0 | 0 | 0 | 0
F1_Commercial_Education_New_Water Heating_Natural Gas_Water Heater_E1 | F1 | Commercial | Education | New | Water Heating | Natural Gas | Water Heater | E1 | Participant - Cost of Equipment | 0.0067814 | 0.0067814 | 0.0067814 | 0.0067814 | 0.0067814 | 0.0067814 | 0.0067814 | 0.0067814 | 0.0067814 | 0.0067814 | 0.0067814 | 0.0067814 | 0.0067814 | 0.0067814 | 0.0067814 | 0.0067814 | 0.0067814 | 0.0067814 | 0.0067814 | 0.0067814 | 0.0067814 | 0.0067814 | 0.0067814 | 0.0067814 | 0.0067814 | 0.0067814 | 0.0067814 | 0.0067814 | 0.0067814 | 0.0067814 | 0.0067814
F1_Commercial_Education_New_Water Heating_Natural Gas_Water Heater_E2 | F1 | Commercial | Education | New | Water Heating | Natural Gas | Water Heater | E2 | Participant - Cost of Equipment | 0.007578 | 0.007578 | 0.007578 | 0.007578 | 0.007578 | 0.007578 | 0.007578 | 0.007578 | 0.007578 | 0.007578 | 0.007578 | 0.007578 | 0.007578 | 0.007578 | 0.007578 | 0.007578 | 0.007578 | 0.007578 | 0.007578 | 0.007578 | 0.007578 | 0.007578 | 0.007578 | 0.007578 | 0.007578 | 0.007578 | 0.007578 | 0.007578 | 0.007578 | 0.007578 | 0.007578
F1_Commercial_Education_New_Water Heating_Natural Gas_Water Heater_E3 | F1 | Commercial | Education | New | Water Heating | Natural Gas | Water Heater | E3 | Participant - Cost of Equipment | 0.0079214 | 0.0079214 | 0.0079214 | 0.0079214 | 0.0079214 | 0.0079214 | 0.0079214 | 0.0079214 | 0.0079214 | 0.0079214 | 0.0079214 | 0.0079214 | 0.0079214 | 0.0079214 | 0.0079214 | 0.0079214 | 0.0079214 | 0.0079214 | 0.0079214 | 0.0079214 | 0.0079214 | 0.0079214 | 0.0079214 | 0.0079214 | 0.0079214 | 0.0079214 | 0.0079214 | 0.0079214 | 0.0079214 | 0.0079214 | 0.0079214
F1_Commercial_Education_New_Water Heating_Natural Gas_Water Heater_E4 | F1 | Commercial | Education | New | Water Heating | Natural Gas | Water Heater | E4 | Participant - Cost of Equipment | 0 | 0 | 0 | 0 | 0 | 0 | 0 | 0.010862 | 0.010862 | 0.010862 | 0.010862 | 0.010862 | 0.010862 | 0.010862 | 0.010862 | 0.010862 | 0.010862 | 0.010862 | 0.010862 | 0.010862 | 0.010862 | 0.010862 | 0.010862 | 0.010862 | 0.010862 | 0.010862 | 0.010862 | 0.010862 | 0.010862 | 0.010862 | 0.010862
F1_Commercial_Education_New_Water Heating_Natural Gas_Water Heater_E5 | F1 | Commercial | Education | New | Water Heating | Natural Gas | Water Heater | E5 | Participant - Cost of Equipment | 0 | 0 | 0 | 0 | 0 | 0 | 0 | 0 | 0 | 0 | 0 | 0 | 0 | 0 | 0 | 0 | 0 | 0 | 0 | 0 | 0 | 0 | 0 | 0 | 0 | 0 | 0 | 0 | 0 | 0 | 0
F1_Commercial_Education_New_Water Heating_Natural Gas_Water Heater_E6 | F1 | Commercial | Education | New | Water Heating | Natural Gas | Water Heater | E6 | Participant - Cost of Equipment | 0 | 0 | 0 | 0 | 0 | 0 | 0 | 0 | 0 | 0 | 0 | 0 | 0 | 0 | 0 | 0 | 0 | 0 | 0 | 0 | 0 | 0 | 0 | 0 | 0 | 0 | 0 | 0 | 0 | 0 | 0
F1_Commercial_Education_New_Water Heating_Natural Gas_Water Heater_E7 | F1 | Commercial | Education | New | Water Heating | Natural Gas | Water Heater | E7 | Participant - Cost of Equipment | 0 | 0 | 0 | 0 | 0 | 0 | 0 | 0 | 0 | 0 | 0 | 0 | 0 | 0 | 0 | 0 | 0 | 0 | 0 | 0 | 0 | 0 | 0 | 0 | 0 | 0 | 0 | 0 | 0 | 0 | 0
F1_Commercial_Education_New_Water Heating_Natural Gas_Water Heater_E8 | F1 | Commercial | Education | New | Water Heating | Natural Gas | Water Heater | E8 | Participant - Cost of Equipment | 0 | 0 | 0 | 0 | 0 | 0 | 0 | 0 | 0 | 0 | 0 | 0 | 0 | 0 | 0 | 0 | 0 | 0 | 0 | 0 | 0 | 0 | 0 | 0 | 0 | 0 | 0 | 0 | 0 | 0 | 0
F1_Commercial_Education_New_Water Heating_Natural Gas_Water Heater_E9 | F1 | Commercial | Education | New | Water Heating | Natural Gas | Water Heater | E9 | Participant - Cost of Equipment | 0 | 0 | 0 | 0 | 0 | 0 | 0 | 0 | 0 | 0 | 0 | 0 | 0 | 0 | 0 | 0 | 0 | 0 | 0 | 0 | 0 | 0 | 0 | 0 | 0 | 0 | 0 | 0 | 0 | 0 | 0
F1_Commercial_Education_New_Water Heating_Natural Gas_Water Heater_E10 | F1 | Commercial | Education | New | Water Heating | Natural Gas | Water Heater | E10 | Participant - Cost of Equipment | 0 | 0 | 0 | 0 | 0 | 0 | 0 | 0 | 0 | 0 | 0 | 0 | 0 | 0 | 0 | 0 | 0 | 0 | 0 | 0 | 0 | 0 | 0 | 0 | 0 | 0 | 0 | 0 | 0 | 0 | 0
F2_Commercial_Education_New_Water Heating_Natural Gas_Water Heater_E1 | F2 | Commercial | Education | New | Water Heating | Natural Gas | Water Heater | E1 | Participant - Cost of Operation | 0.073987 | 0.075454 | 0.076503 | 0.07764 | 0.079273 | 0.074271 | 0.070361 | 0.068306 | 0.067567 | 0.066434 | 0.065669 | 0.069149 | 0.061885 | 0.066147 | 0.071616 | 0.076932 | 0.07713 | 0.077499 | 0.076018 | 0.077074 | 0.077813 | 0.078811 | 0.080066 | 0.037715 | 0.036962 | 0.036258 | 0.035595 | 0.034967 | 0.034366 | 0.033789 | 0.033231
F2_Commercial_Education_New_Water Heating_Natural Gas_Water Heater_E2 | F2 | Commercial | Education | New | Water Heating | Natural Gas | Water Heater | E2 | Participant - Cost of Operation | 0.062968 | 0.064216 | 0.065109 | 0.066076 | 0.067466 | 0.063209 | 0.059882 | 0.058133 | 0.057504 | 0.05654 | 0.055889 | 0.05885 | 0.052668 | 0.056295 | 0.06095 | 0.065474 | 0.065643 | 0.065956 | 0.064696 | 0.065595 | 0.066224 | 0.067074 | 0.068141 | 0.032098 | 0.031457 | 0.030858 | 0.030294 | 0.029759 | 0.029248 | 0.028757 | 0.028282
F2_Commercial_Education_New_Water Heating_Natural Gas_Water Heater_E3 | F2 | Commercial | Education | New | Water Heating | Natural Gas | Water Heater | E3 | Participant - Cost of Operation | 0.052473 | 0.053513 | 0.054257 | 0.055064 | 0.056222 | 0.052674 | 0.049902 | 0.048444 | 0.04792 | 0.047116 | 0.046574 | 0.049042 | 0.04389 | 0.046912 | 0.050791 | 0.054562 | 0.054702 | 0.054964 | 0.053913 | 0.054663 | 0.055187 | 0.055895 | 0.056784 | 0.026748 | 0.026215 | 0.025715 | 0.025245 | 0.024799 | 0.024373 | 0.023964 | 0.023568
F2_Commercial_Education_New_Water Heating_Natural Gas_Water Heater_E4 | F2 | Commercial | Education | New | Water Heating | Natural Gas | Water Heater | E4 | Participant - Cost of Operation | 0 | 0 | 0 | 0 | 0 | 0 | 0 | 0.037147 | 0.037687 | 0.038189 | 0.038955 | 0.039725 | 0.036136 | 0.0359 | 0.035955 | 0.035736 | 0.035716 | 0.035769 | 0.035091 | 0.035429 | 0.035643 | 0.035964 | 0.03639 | 0.019434 | 0.019063 | 0.018713 | 0.018381 | 0.018064 | 0.017759 | 0.017465 | 0.01712
F2_Commercial_Education_New_Water Heating_Natural Gas_Water Heater_E5 | F2 | Commercial | Education | New | Water Heating | Natural Gas | Water Heater | E5 | Participant - Cost of Operation | 0 | 0 | 0 | 0 | 0 | 0 | 0 | 0 | 0 | 0 | 0 | 0 | 0 | 0 | 0 | 0 | 0 | 0 | 0 | 0 | 0 | 0 | 0 | 0 | 0 | 0 | 0 | 0 | 0 | 0 | 0
F2_Commercial_Education_New_Water Heating_Natural Gas_Water Heater_E6 | F2 | Commercial | Education | New | Water Heating | Natural Gas | Water Heater | E6 | Participant - Cost of Operation | 0 | 0 | 0 | 0 | 0 | 0 | 0 | 0 | 0 | 0 | 0 | 0 | 0 | 0 | 0 | 0 | 0 | 0 | 0 | 0 | 0 | 0 | 0 | 0 | 0 | 0 | 0 | 0 | 0 | 0 | 0
F2_Commercial_Education_New_Water Heating_Natural Gas_Water Heater_E7 | F2 | Commercial | Education | New | Water Heating | Natural Gas | Water Heater | E7 | Participant - Cost of Operation | 0 | 0 | 0 | 0 | 0 | 0 | 0 | 0 | 0 | 0 | 0 | 0 | 0 | 0 | 0 | 0 | 0 | 0 | 0 | 0 | 0 | 0 | 0 | 0 | 0 | 0 | 0 | 0 | 0 | 0 | 0
F2_Commercial_Education_New_Water Heating_Natural Gas_Water Heater_E8 | F2 | Commercial | Education | New | Water Heating | Natural Gas | Water Heater | E8 | Participant - Cost of Operation | 0 | 0 | 0 | 0 | 0 | 0 | 0 | 0 | 0 | 0 | 0 | 0 | 0 | 0 | 0 | 0 | 0 | 0 | 0 | 0 | 0 | 0 | 0 | 0 | 0 | 0 | 0 | 0 | 0 | 0 | 0
F2_Commercial_Education_New_Water Heating_Natural Gas_Water Heater_E9 | F2 | Commercial | Education | New | Water Heating | Natural Gas | Water Heater | E9 | Participant - Cost of Operation | 0 | 0 | 0 | 0 | 0 | 0 | 0 | 0 | 0 | 0 | 0 | 0 | 0 | 0 | 0 | 0 | 0 | 0 | 0 | 0 | 0 | 0 | 0 | 0 | 0 | 0 | 0 | 0 | 0 | 0 | 0
F2_Commercial_Education_New_Water Heating_Natural Gas_Water Heater_E10 | F2 | Commercial | Education | New | Water Heating | Natural Gas | Water Heater | E10 | Participant - Cost of Operation | 0 | 0 | 0 | 0 | 0 | 0 | 0 | 0 | 0 | 0 | 0 | 0 | 0 | 0 | 0 | 0 | 0 | 0 | 0 | 0 | 0 | 0 | 0 | 0 | 0 | 0 | 0 | 0 | 0 | 0 | 0
F3_Commercial_Education_New_Water Heating_Natural Gas_Water Heater_E1 | F3 | Commercial | Education | New | Water Heating | Natural Gas | Water Heater | E1 | System - kBTUs of Conusmption | 6.1913 | 6.2061 | 6.1966 | 6.1902 | 6.1902 | 6.1902 | 6.1902 | 6.1902 | 6.1902 | 6.1902 | 6.1902 | 6.1902 | 6.1902 | 6.1902 | 6.1902 | 6.1902 | 6.1902 | 6.1902 | 6.1902 | 6.1902 | 6.1902 | 6.1902 | 6.1902 | 6.1902 | 6.1902 | 6.1902 | 6.1902 | 6.1902 | 6.1902 | 6.1902 | 6.1902
F3_Commercial_Education_New_Water Heating_Natural Gas_Water Heater_E2 | F3 | Commercial | Education | New | Water Heating | Natural Gas | Water Heater | E2 | System - kBTUs of Conusmption | 5.2692 | 5.2818 | 5.2737 | 5.2682 | 5.2682 | 5.2682 | 5.2682 | 5.2682 | 5.2682 | 5.2682 | 5.2682 | 5.2682 | 5.2682 | 5.2682 | 5.2682 | 5.2682 | 5.2682 | 5.2682 | 5.2682 | 5.2682 | 5.2682 | 5.2682 | 5.2682 | 5.2682 | 5.2682 | 5.2682 | 5.2682 | 5.2682 | 5.2682 | 5.2682 | 5.2682
F3_Commercial_Education_New_Water Heating_Natural Gas_Water Heater_E3 | F3 | Commercial | Education | New | Water Heating | Natural Gas | Water Heater | E3 | System - kBTUs of Conusmption | 4.391 | 4.4015 | 4.3948 | 4.3902 | 4.3902 | 4.3902 | 4.3902 | 4.3902 | 4.3902 | 4.3902 | 4.3902 | 4.3902 | 4.3902 | 4.3902 | 4.3902 | 4.3902 | 4.3902 | 4.3902 | 4.3902 | 4.3902 | 4.3902 | 4.3902 | 4.3902 | 4.3902 | 4.3902 | 4.3902 | 4.3902 | 4.3902 | 4.3902 | 4.3902 | 4.3902
F3_Commercial_Education_New_Water Heating_Natural Gas_Water Heater_E4 | F3 | Commercial | Education | New | Water Heating | Natural Gas | Water Heater | E4 | System - kBTUs of Conusmption | 0 | 0 | 0 | 0 | 0 | 0 | 0 | 3.3134 | 3.3134 | 3.3134 | 3.3134 | 3.3134 | 3.3134 | 3.3134 | 3.3134 | 3.3134 | 3.3134 | 3.3134 | 3.3134 | 3.3134 | 3.3134 | 3.3134 | 3.3134 | 3.3134 | 3.3134 | 3.3134 | 3.3134 | 3.3134 | 3.3134 | 3.3134 | 3.3134
F3_Commercial_Education_New_Water Heating_Natural Gas_Water Heater_E5 | F3 | Commercial | Education | New | Water Heating | Natural Gas | Water Heater | E5 | System - kBTUs of Conusmption | 0 | 0 | 0 | 0 | 0 | 0 | 0 | 0 | 0 | 0 | 0 | 0 | 0 | 0 | 0 | 0 | 0 | 0 | 0 | 0 | 0 | 0 | 0 | 0 | 0 | 0 | 0 | 0 | 0 | 0 | 0
F3_Commercial_Education_New_Water Heating_Natural Gas_Water Heater_E6 | F3 | Commercial | Education | New | Water Heating | Natural Gas | Water Heater | E6 | System - kBTUs of Conusmption | 0 | 0 | 0 | 0 | 0 | 0 | 0 | 0 | 0 | 0 | 0 | 0 | 0 | 0 | 0 | 0 | 0 | 0 | 0 | 0 | 0 | 0 | 0 | 0 | 0 | 0 | 0 | 0 | 0 | 0 | 0
F3_Commercial_Education_New_Water Heating_Natural Gas_Water Heater_E7 | F3 | Commercial | Education | New | Water Heating | Natural Gas | Water Heater | E7 | System - kBTUs of Conusmption | 0 | 0 | 0 | 0 | 0 | 0 | 0 | 0 | 0 | 0 | 0 | 0 | 0 | 0 | 0 | 0 | 0 | 0 | 0 | 0 | 0 | 0 | 0 | 0 | 0 | 0 | 0 | 0 | 0 | 0 | 0
F3_Commercial_Education_New_Water Heating_Natural Gas_Water Heater_E8 | F3 | Commercial | Education | New | Water Heating | Natural Gas | Water Heater | E8 | System - kBTUs of Conusmption | 0 | 0 | 0 | 0 | 0 | 0 | 0 | 0 | 0 | 0 | 0 | 0 | 0 | 0 | 0 | 0 | 0 | 0 | 0 | 0 | 0 | 0 | 0 | 0 | 0 | 0 | 0 | 0 | 0 | 0 | 0
F3_Commercial_Education_New_Water Heating_Natural Gas_Water Heater_E9 | F3 | Commercial | Education | New | Water Heating | Natural Gas | Water Heater | E9 | System - kBTUs of Conusmption | 0 | 0 | 0 | 0 | 0 | 0 | 0 | 0 | 0 | 0 | 0 | 0 | 0 | 0 | 0 | 0 | 0 | 0 | 0 | 0 | 0 | 0 | 0 | 0 | 0 | 0 | 0 | 0 | 0 | 0 | 0
F3_Commercial_Education_New_Water Heating_Natural Gas_Water Heater_E10 | F3 | Commercial | Education | New | Water Heating | Natural Gas | Water Heater | E10 | System - kBTUs of Conusmption | 0 | 0 | 0 | 0 | 0 | 0 | 0 | 0 | 0 | 0 | 0 | 0 | 0 | 0 | 0 | 0 | 0 | 0 | 0 | 0 | 0 | 0 | 0 | 0 | 0 | 0 | 0 | 0 | 0 | 0 | 0
F4_Commercial_Education_New_Water Heating_Natural Gas_Water Heater_E1 | F4 | Commercial | Education | New | Water Heating | Natural Gas | Water Heater | E1 | Utility - Cost of Equipment | 0.0067814 | 0.0067814 | 0.0067814 | 0.0067814 | 0.0067814 | 0.0067814 | 0.0067814 | 0.0067814 | 0.0067814 | 0.0067814 | 0.0067814 | 0.0067814 | 0.0067814 | 0.0067814 | 0.0067814 | 0.0067814 | 0.0067814 | 0.0067814 | 0.0067814 | 0.0067814 | 0.0067814 | 0.0067814 | 0.0067814 | 0.0067814 | 0.0067814 | 0.0067814 | 0.0067814 | 0.0067814 | 0.0067814 | 0.0067814 | 0.0067814
F4_Commercial_Education_New_Water Heating_Natural Gas_Water Heater_E2 | F4 | Commercial | Education | New | Water Heating | Natural Gas | Water Heater | E2 | Utility - Cost of Equipment | 0.007578 | 0.007578 | 0.007578 | 0.007578 | 0.007578 | 0.007578 | 0.007578 | 0.007578 | 0.007578 | 0.007578 | 0.007578 | 0.007578 | 0.007578 | 0.007578 | 0.007578 | 0.007578 | 0.007578 | 0.007578 | 0.007578 | 0.007578 | 0.007578 | 0.007578 | 0.007578 | 0.007578 | 0.007578 | 0.007578 | 0.007578 | 0.007578 | 0.007578 | 0.007578 | 0.007578
F4_Commercial_Education_New_Water Heating_Natural Gas_Water Heater_E3 | F4 | Commercial | Education | New | Water Heating | Natural Gas | Water Heater | E3 | Utility - Cost of Equipment | 0.0079214 | 0.0079214 | 0.0079214 | 0.0079214 | 0.0079214 | 0.0079214 | 0.0079214 | 0.0079214 | 0.0079214 | 0.0079214 | 0.0079214 | 0.0079214 | 0.0079214 | 0.0079214 | 0.0079214 | 0.0079214 | 0.0079214 | 0.0079214 | 0.0079214 | 0.0079214 | 0.0079214 | 0.0079214 | 0.0079214 | 0.0079214 | 0.0079214 | 0.0079214 | 0.0079214 | 0.0079214 | 0.0079214 | 0.0079214 | 0.0079214
F4_Commercial_Education_New_Water Heating_Natural Gas_Water Heater_E4 | F4 | Commercial | Education | New | Water Heating | Natural Gas | Water Heater | E4 | Utility - Cost of Equipment | 0 | 0 | 0 | 0 | 0 | 0 | 0 | 0.010862 | 0.010862 | 0.010862 | 0.010862 | 0.010862 | 0.010862 | 0.010862 | 0.010862 | 0.010862 | 0.010862 | 0.010862 | 0.010862 | 0.010862 | 0.010862 | 0.010862 | 0.010862 | 0.010862 | 0.010862 | 0.010862 | 0.010862 | 0.010862 | 0.010862 | 0.010862 | 0.010862
F4_Commercial_Education_New_Water Heating_Natural Gas_Water Heater_E5 | F4 | Commercial | Education | New | Water Heating | Natural Gas | Water Heater | E5 | Utility - Cost of Equipment | 0 | 0 | 0 | 0 | 0 | 0 | 0 | 0 | 0 | 0 | 0 | 0 | 0 | 0 | 0 | 0 | 0 | 0 | 0 | 0 | 0 | 0 | 0 | 0 | 0 | 0 | 0 | 0 | 0 | 0 | 0
F4_Commercial_Education_New_Water Heating_Natural Gas_Water Heater_E6 | F4 | Commercial | Education | New | Water Heating | Natural Gas | Water Heater | E6 | Utility - Cost of Equipment | 0 | 0 | 0 | 0 | 0 | 0 | 0 | 0 | 0 | 0 | 0 | 0 | 0 | 0 | 0 | 0 | 0 | 0 | 0 | 0 | 0 | 0 | 0 | 0 | 0 | 0 | 0 | 0 | 0 | 0 | 0
F4_Commercial_Education_New_Water Heating_Natural Gas_Water Heater_E7 | F4 | Commercial | Education | New | Water Heating | Natural Gas | Water Heater | E7 | Utility - Cost of Equipment | 0 | 0 | 0 | 0 | 0 | 0 | 0 | 0 | 0 | 0 | 0 | 0 | 0 | 0 | 0 | 0 | 0 | 0 | 0 | 0 | 0 | 0 | 0 | 0 | 0 | 0 | 0 | 0 | 0 | 0 | 0
F4_Commercial_Education_New_Water Heating_Natural Gas_Water Heater_E8 | F4 | Commercial | Education | New | Water Heating | Natural Gas | Water Heater | E8 | Utility - Cost of Equipment | 0 | 0 | 0 | 0 | 0 | 0 | 0 | 0 | 0 | 0 | 0 | 0 | 0 | 0 | 0 | 0 | 0 | 0 | 0 | 0 | 0 | 0 | 0 | 0 | 0 | 0 | 0 | 0 | 0 | 0 | 0
F4_Commercial_Education_New_Water Heating_Natural Gas_Water Heater_E9 | F4 | Commercial | Education | New | Water Heating | Natural Gas | Water Heater | E9 | Utility - Cost of Equipment | 0 | 0 | 0 | 0 | 0 | 0 | 0 | 0 | 0 | 0 | 0 | 0 | 0 | 0 | 0 | 0 | 0 | 0 | 0 | 0 | 0 | 0 | 0 | 0 | 0 | 0 | 0 | 0 | 0 | 0 | 0
F4_Commercial_Education_New_Water Heating_Natural Gas_Water Heater_E10 | F4 | Commercial | Education | New | Water Heating | Natural Gas | Water Heater | E10 | Utility - Cost of Equipment | 0 | 0 | 0 | 0 | 0 | 0 | 0 | 0 | 0 | 0 | 0 | 0 | 0 | 0 | 0 | 0 | 0 | 0 | 0 | 0 | 0 | 0 | 0 | 0 | 0 | 0 | 0 | 0 | 0 | 0 | 0
F5_Commercial_Education_New_Water Heating_Natural Gas_Water Heater_E1 | F5 | Commercial | Education | New | Water Heating | Natural Gas | Water Heater | E1 | Utility - Cost of Operation | 0.061756 | 0.06298 | 0.063855 | 0.064804 | 0.066167 | 0.061992 | 0.058729 | 0.057013 | 0.056397 | 0.055451 | 0.054813 | 0.057717 | 0.051654 | 0.055211 | 0.059776 | 0.064213 | 0.064379 | 0.064686 | 0.06345 | 0.064332 | 0.064949 | 0.065782 | 0.066829 | 0.03148 | 0.030852 | 0.030264 | 0.029711 | 0.029186 | 0.028685 | 0.028203 | 0.027737
F5_Commercial_Education_New_Water Heating_Natural Gas_Water Heater_E2 | F5 | Commercial | Education | New | Water Heating | Natural Gas | Water Heater | E2 | Utility - Cost of Operation | 0.052558 | 0.0536 | 0.054345 | 0.055153 | 0.056313 | 0.052759 | 0.049982 | 0.048522 | 0.047997 | 0.047192 | 0.046649 | 0.049121 | 0.043961 | 0.046988 | 0.050873 | 0.05465 | 0.054791 | 0.055052 | 0.054 | 0.054751 | 0.055276 | 0.055985 | 0.056876 | 0.026791 | 0.026257 | 0.025757 | 0.025286 | 0.024839 | 0.024413 | 0.024003 | 0.023606
F5_Commercial_Education_New_Water Heating_Natural Gas_Water Heater_E3 | F5 | Commercial | Education | New | Water Heating | Natural Gas | Water Heater | E3 | Utility - Cost of Operation | 0.043798 | 0.044666 | 0.045287 | 0.04596 | 0.046927 | 0.043966 | 0.041652 | 0.040435 | 0.039998 | 0.039327 | 0.038874 | 0.040934 | 0.036634 | 0.039157 | 0.042394 | 0.045541 | 0.045659 | 0.045877 | 0.045 | 0.045626 | 0.046063 | 0.046654 | 0.047397 | 0.022326 | 0.021881 | 0.021464 | 0.021071 | 0.020699 | 0.020344 | 0.020002 | 0.019672
F5_Commercial_Education_New_Water Heating_Natural Gas_Water Heater_E4 | F5 | Commercial | Education | New | Water Heating | Natural Gas | Water Heater | E4 | Utility - Cost of Operation | 0 | 0 | 0 | 0 | 0 | 0 | 0 | 0.031006 | 0.031456 | 0.031875 | 0.032515 | 0.033158 | 0.030162 | 0.029965 | 0.030011 | 0.029828 | 0.029811 | 0.029856 | 0.02929 | 0.029572 | 0.029751 | 0.030019 | 0.030374 | 0.016221 | 0.015911 | 0.015619 | 0.015342 | 0.015077 | 0.014823 | 0.014578 | 0.01429
F5_Commercial_Education_New_Water Heating_Natural Gas_Water Heater_E5 | F5 | Commercial | Education | New | Water Heating | Natural Gas | Water Heater | E5 | Utility - Cost of Operation | 0 | 0 | 0 | 0 | 0 | 0 | 0 | 0 | 0 | 0 | 0 | 0 | 0 | 0 | 0 | 0 | 0 | 0 | 0 | 0 | 0 | 0 | 0 | 0 | 0 | 0 | 0 | 0 | 0 | 0 | 0
F5_Commercial_Education_New_Water Heating_Natural Gas_Water Heater_E6 | F5 | Commercial | Education | New | Water Heating | Natural Gas | Water Heater | E6 | Utility - Cost of Operation | 0 | 0 | 0 | 0 | 0 | 0 | 0 | 0 | 0 | 0 | 0 | 0 | 0 | 0 | 0 | 0 | 0 | 0 | 0 | 0 | 0 | 0 | 0 | 0 | 0 | 0 | 0 | 0 | 0 | 0 | 0
F5_Commercial_Education_New_Water Heating_Natural Gas_Water Heater_E7 | F5 | Commercial | Education | New | Water Heating | Natural Gas | Water Heater | E7 | Utility - Cost of Operation | 0 | 0 | 0 | 0 | 0 | 0 | 0 | 0 | 0 | 0 | 0 | 0 | 0 | 0 | 0 | 0 | 0 | 0 | 0 | 0 | 0 | 0 | 0 | 0 | 0 | 0 | 0 | 0 | 0 | 0 | 0
F5_Commercial_Education_New_Water Heating_Natural Gas_Water Heater_E8 | F5 | Commercial | Education | New | Water Heating | Natural Gas | Water Heater | E8 | Utility - Cost of Operation | 0 | 0 | 0 | 0 | 0 | 0 | 0 | 0 | 0 | 0 | 0 | 0 | 0 | 0 | 0 | 0 | 0 | 0 | 0 | 0 | 0 | 0 | 0 | 0 | 0 | 0 | 0 | 0 | 0 | 0 | 0
F5_Commercial_Education_New_Water Heating_Natural Gas_Water Heater_E9 | F5 | Commercial | Education | New | Water Heating | Natural Gas | Water Heater | E9 | Utility - Cost of Operation | 0 | 0 | 0 | 0 | 0 | 0 | 0 | 0 | 0 | 0 | 0 | 0 | 0 | 0 | 0 | 0 | 0 | 0 | 0 | 0 | 0 | 0 | 0 | 0 | 0 | 0 | 0 | 0 | 0 | 0 | 0
F5_Commercial_Education_New_Water Heating_Natural Gas_Water Heater_E10 | F5 | Commercial | Education | New | Water Heating | Natural Gas | Water Heater | E10 | Utility - Cost of Operation | 0 | 0 | 0 | 0 | 0 | 0 | 0 | 0 | 0 | 0 | 0 | 0 | 0 | 0 | 0 | 0 | 0 | 0 | 0 | 0 | 0 | 0 | 0 | 0 | 0 | 0 | 0 | 0 | 0 | 0 | 0
F6_Commercial_Education_New_Water Heating_Natural Gas_Water Heater_E1 | F6 | Commercial | Education | New | Water Heating | Natural Gas | Water Heater | E1 | Utility - Value of Sales | 0.073987 | 0.075454 | 0.076503 | 0.07764 | 0.079273 | 0.074271 | 0.070361 | 0.068306 | 0.067567 | 0.066434 | 0.065669 | 0.069149 | 0.061885 | 0.066147 | 0.071616 | 0.076932 | 0.07713 | 0.077499 | 0.076018 | 0.077074 | 0.077813 | 0.078811 | 0.080066 | 0.037715 | 0.036962 | 0.036258 | 0.035595 | 0.034967 | 0.034366 | 0.033789 | 0.033231
F6_Commercial_Education_New_Water Heating_Natural Gas_Water Heater_E2 | F6 | Commercial | Education | New | Water Heating | Natural Gas | Water Heater | E2 | Utility - Value of Sales | 0.062968 | 0.064216 | 0.065109 | 0.066076 | 0.067466 | 0.063209 | 0.059882 | 0.058133 | 0.057504 | 0.05654 | 0.055889 | 0.05885 | 0.052668 | 0.056295 | 0.06095 | 0.065474 | 0.065643 | 0.065956 | 0.064696 | 0.065595 | 0.066224 | 0.067074 | 0.068141 | 0.032098 | 0.031457 | 0.030858 | 0.030294 | 0.029759 | 0.029248 | 0.028757 | 0.028282
F6_Commercial_Education_New_Water Heating_Natural Gas_Water Heater_E3 | F6 | Commercial | Education | New | Water Heating | Natural Gas | Water Heater | E3 | Utility - Value of Sales | 0.052473 | 0.053513 | 0.054257 | 0.055064 | 0.056222 | 0.052674 | 0.049902 | 0.048444 | 0.04792 | 0.047116 | 0.046574 | 0.049042 | 0.04389 | 0.046912 | 0.050791 | 0.054562 | 0.054702 | 0.054964 | 0.053913 | 0.054663 | 0.055187 | 0.055895 | 0.056784 | 0.026748 | 0.026215 | 0.025715 | 0.025245 | 0.024799 | 0.024373 | 0.023964 | 0.023568
F6_Commercial_Education_New_Water Heating_Natural Gas_Water Heater_E4 | F6 | Commercial | Education | New | Water Heating | Natural Gas | Water Heater | E4 | Utility - Value of Sales | 0 | 0 | 0 | 0 | 0 | 0 | 0 | 0.037147 | 0.037687 | 0.038189 | 0.038955 | 0.039725 | 0.036136 | 0.0359 | 0.035955 | 0.035736 | 0.035716 | 0.035769 | 0.035091 | 0.035429 | 0.035643 | 0.035964 | 0.03639 | 0.019434 | 0.019063 | 0.018713 | 0.018381 | 0.018064 | 0.017759 | 0.017465 | 0.01712
F6_Commercial_Education_New_Water Heating_Natural Gas_Water Heater_E5 | F6 | Commercial | Education | New | Water Heating | Natural Gas | Water Heater | E5 | Utility - Value of Sales | 0 | 0 | 0 | 0 | 0 | 0 | 0 | 0 | 0 | 0 | 0 | 0 | 0 | 0 | 0 | 0 | 0 | 0 | 0 | 0 | 0 | 0 | 0 | 0 | 0 | 0 | 0 | 0 | 0 | 0 | 0
F6_Commercial_Education_New_Water Heating_Natural Gas_Water Heater_E6 | F6 | Commercial | Education | New | Water Heating | Natural Gas | Water Heater | E6 | Utility - Value of Sales | 0 | 0 | 0 | 0 | 0 | 0 | 0 | 0 | 0 | 0 | 0 | 0 | 0 | 0 | 0 | 0 | 0 | 0 | 0 | 0 | 0 | 0 | 0 | 0 | 0 | 0 | 0 | 0 | 0 | 0 | 0
F6_Commercial_Education_New_Water Heating_Natural Gas_Water Heater_E7 | F6 | Commercial | Education | New | Water Heating | Natural Gas | Water Heater | E7 | Utility - Value of Sales | 0 | 0 | 0 | 0 | 0 | 0 | 0 | 0 | 0 | 0 | 0 | 0 | 0 | 0 | 0 | 0 | 0 | 0 | 0 | 0 | 0 | 0 | 0 | 0 | 0 | 0 | 0 | 0 | 0 | 0 | 0
F6_Commercial_Education_New_Water Heating_Natural Gas_Water Heater_E8 | F6 | Commercial | Education | New | Water Heating | Natural Gas | Water Heater | E8 | Utility - Value of Sales | 0 | 0 | 0 | 0 | 0 | 0 | 0 | 0 | 0 | 0 | 0 | 0 | 0 | 0 | 0 | 0 | 0 | 0 | 0 | 0 | 0 | 0 | 0 | 0 | 0 | 0 | 0 | 0 | 0 | 0 | 0
F6_Commercial_Education_New_Water Heating_Natural Gas_Water Heater_E9 | F6 | Commercial | Education | New | Water Heating | Natural Gas | Water Heater | E9 | Utility - Value of Sales | 0 | 0 | 0 | 0 | 0 | 0 | 0 | 0 | 0 | 0 | 0 | 0 | 0 | 0 | 0 | 0 | 0 | 0 | 0 | 0 | 0 | 0 | 0 | 0 | 0 | 0 | 0 | 0 | 0 | 0 | 0
F6_Commercial_Education_New_Water Heating_Natural Gas_Water Heater_E10 | F6 | Commercial | Education | New | Water Heating | Natural Gas | Water Heater | E10 | Utility - Value of Sales | 0 | 0 | 0 | 0 | 0 | 0 | 0 | 0 | 0 | 0 | 0 | 0 | 0 | 0 | 0 | 0 | 0 | 0 | 0 | 0 | 0 | 0 | 0 | 0 | 0 | 0 | 0 | 0 | 0 | 0 | 0
F1_Commercial_Education_New_Food Preparation_Natural Gas_Oven_E1 | F1 | Commercial | Education | New | Food Preparation | Natural Gas | Oven | E1 | Participant - Cost of Equipment | 0.0031844 | 0.0031844 | 0.0031844 | 0.0031844 | 0.0031844 | 0.0031844 | 0.0031844 | 0.0031844 | 0.0031844 | 0.0031844 | 0.0031844 | 0.0031844 | 0.0031844 | 0.0031844 | 0.0031844 | 0.0031844 | 0.0031844 | 0.0031844 | 0.0031844 | 0.0031844 | 0.0031844 | 0.0031844 | 0.0031844 | 0.0031844 | 0.0031844 | 0.0031844 | 0.0031844 | 0.0031844 | 0.0031844 | 0.0031844 | 0.0031844
F1_Commercial_Education_New_Food Preparation_Natural Gas_Oven_E2 | F1 | Commercial | Education | New | Food Preparation | Natural Gas | Oven | E2 | Participant - Cost of Equipment | 0.0033183 | 0.0033183 | 0.0033183 | 0.0033183 | 0.0033183 | 0.0033183 | 0.0033183 | 0.0033183 | 0.0033183 | 0.0033183 | 0.0033183 | 0.0033183 | 0.0033183 | 0.0033183 | 0.0033183 | 0.0033183 | 0.0033183 | 0.0033183 | 0.0033183 | 0.0033183 | 0.0033183 | 0.0033183 | 0.0033183 | 0.0033183 | 0.0033183 | 0.0033183 | 0.0033183 | 0.0033183 | 0.0033183 | 0.0033183 | 0.0033183
F1_Commercial_Education_New_Food Preparation_Natural Gas_Oven_E3 | F1 | Commercial | Education | New | Food Preparation | Natural Gas | Oven | E3 | Participant - Cost of Equipment | 0 | 0 | 0 | 0 | 0 | 0 | 0 | 0 | 0 | 0 | 0 | 0 | 0 | 0 | 0 | 0 | 0 | 0 | 0 | 0 | 0 | 0 | 0 | 0 | 0 | 0 | 0 | 0 | 0 | 0 | 0
F1_Commercial_Education_New_Food Preparation_Natural Gas_Oven_E4 | F1 | Commercial | Education | New | Food Preparation | Natural Gas | Oven | E4 | Participant - Cost of Equipment | 0 | 0 | 0 | 0 | 0 | 0 | 0 | 0 | 0 | 0 | 0 | 0 | 0 | 0 | 0 | 0 | 0 | 0 | 0 | 0 | 0 | 0 | 0 | 0 | 0 | 0 | 0 | 0 | 0 | 0 | 0
F1_Commercial_Education_New_Food Preparation_Natural Gas_Oven_E5 | F1 | Commercial | Education | New | Food Preparation | Natural Gas | Oven | E5 | Participant - Cost of Equipment | 0 | 0 | 0 | 0 | 0 | 0 | 0 | 0 | 0 | 0 | 0 | 0 | 0 | 0 | 0 | 0 | 0 | 0 | 0 | 0 | 0 | 0 | 0 | 0 | 0 | 0 | 0 | 0 | 0 | 0 | 0
F1_Commercial_Education_New_Food Preparation_Natural Gas_Oven_E6 | F1 | Commercial | Education | New | Food Preparation | Natural Gas | Oven | E6 | Participant - Cost of Equipment | 0 | 0 | 0 | 0 | 0 | 0 | 0 | 0 | 0 | 0 | 0 | 0 | 0 | 0 | 0 | 0 | 0 | 0 | 0 | 0 | 0 | 0 | 0 | 0 | 0 | 0 | 0 | 0 | 0 | 0 | 0
F1_Commercial_Education_New_Food Preparation_Natural Gas_Oven_E7 | F1 | Commercial | Education | New | Food Preparation | Natural Gas | Oven | E7 | Participant - Cost of Equipment | 0 | 0 | 0 | 0 | 0 | 0 | 0 | 0 | 0 | 0 | 0 | 0 | 0 | 0 | 0 | 0 | 0 | 0 | 0 | 0 | 0 | 0 | 0 | 0 | 0 | 0 | 0 | 0 | 0 | 0 | 0
F1_Commercial_Education_New_Food Preparation_Natural Gas_Oven_E8 | F1 | Commercial | Education | New | Food Preparation | Natural Gas | Oven | E8 | Participant - Cost of Equipment | 0 | 0 | 0 | 0 | 0 | 0 | 0 | 0 | 0 | 0 | 0 | 0 | 0 | 0 | 0 | 0 | 0 | 0 | 0 | 0 | 0 | 0 | 0 | 0 | 0 | 0 | 0 | 0 | 0 | 0 | 0
F1_Commercial_Education_New_Food Preparation_Natural Gas_Oven_E9 | F1 | Commercial | Education | New | Food Preparation | Natural Gas | Oven | E9 | Participant - Cost of Equipment | 0 | 0 | 0 | 0 | 0 | 0 | 0 | 0 | 0 | 0 | 0 | 0 | 0 | 0 | 0 | 0 | 0 | 0 | 0 | 0 | 0 | 0 | 0 | 0 | 0 | 0 | 0 | 0 | 0 | 0 | 0
F1_Commercial_Education_New_Food Preparation_Natural Gas_Oven_E10 | F1 | Commercial | Education | New | Food Preparation | Natural Gas | Oven | E10 | Participant - Cost of Equipment | 0 | 0 | 0 | 0 | 0 | 0 | 0 | 0 | 0 | 0 | 0 | 0 | 0 | 0 | 0 | 0 | 0 | 0 | 0 | 0 | 0 | 0 | 0 | 0 | 0 | 0 | 0 | 0 | 0 | 0 | 0
F2_Commercial_Education_New_Food Preparation_Natural Gas_Oven_E1 | F2 | Commercial | Education | New | Food Preparation | Natural Gas | Oven | E1 | Participant - Cost of Operation | 0.0013006 | 0.0013204 | 0.0013343 | 0.0013486 | 0.0013709 | 0.0012885 | 0.0012204 | 0.0011843 | 0.0011703 | 0.0011496 | 0.0012 | 0.0012478 | 0.0011131 | 0.0011716 | 0.0012491 | 0.0013225 | 0.0013254 | 0.0013311 | 0.0013057 | 0.0013231 | 0.0013352 | 0.0013517 | 0.0013725 | 0.00065733 | 0.0006443 | 0.00063208 | 0.00062057 | 0.00060964 | 0.0005992 | 0.00058916 | 0.00057945
F2_Commercial_Education_New_Food Preparation_Natural Gas_Oven_E2 | F2 | Commercial | Education | New | Food Preparation | Natural Gas | Oven | E2 | Participant - Cost of Operation | 0.00074479 | 0.00075611 | 0.00076403 | 0.00077223 | 0.00078504 | 0.00073783 | 0.00069885 | 0.00067815 | 0.00067017 | 0.00065831 | 0.00068714 | 0.00071455 | 0.00063736 | 0.00067087 | 0.00071527 | 0.00075732 | 0.00075895 | 0.00076225 | 0.00074768 | 0.00075766 | 0.00076459 | 0.00077402 | 0.00078594 | 0.00037641 | 0.00036894 | 0.00036195 | 0.00035536 | 0.0003491 | 0.00034312 | 0.00033737 | 0.00033181
F2_Commercial_Education_New_Food Preparation_Natural Gas_Oven_E3 | F2 | Commercial | Education | New | Food Preparation | Natural Gas | Oven | E3 | Participant - Cost of Operation | 0 | 0 | 0 | 0 | 0 | 0 | 0 | 0 | 0 | 0 | 0 | 0 | 0 | 0 | 0 | 0 | 0 | 0 | 0 | 0 | 0 | 0 | 0 | 0 | 0 | 0 | 0 | 0 | 0 | 0 | 0
F2_Commercial_Education_New_Food Preparation_Natural Gas_Oven_E4 | F2 | Commercial | Education | New | Food Preparation | Natural Gas | Oven | E4 | Participant - Cost of Operation | 0 | 0 | 0 | 0 | 0 | 0 | 0 | 0 | 0 | 0 | 0 | 0 | 0 | 0 | 0 | 0 | 0 | 0 | 0 | 0 | 0 | 0 | 0 | 0 | 0 | 0 | 0 | 0 | 0 | 0 | 0
F2_Commercial_Education_New_Food Preparation_Natural Gas_Oven_E5 | F2 | Commercial | Education | New | Food Preparation | Natural Gas | Oven | E5 | Participant - Cost of Operation | 0 | 0 | 0 | 0 | 0 | 0 | 0 | 0 | 0 | 0 | 0 | 0 | 0 | 0 | 0 | 0 | 0 | 0 | 0 | 0 | 0 | 0 | 0 | 0 | 0 | 0 | 0 | 0 | 0 | 0 | 0
F2_Commercial_Education_New_Food Preparation_Natural Gas_Oven_E6 | F2 | Commercial | Education | New | Food Preparation | Natural Gas | Oven | E6 | Participant - Cost of Operation | 0 | 0 | 0 | 0 | 0 | 0 | 0 | 0 | 0 | 0 | 0 | 0 | 0 | 0 | 0 | 0 | 0 | 0 | 0 | 0 | 0 | 0 | 0 | 0 | 0 | 0 | 0 | 0 | 0 | 0 | 0
F2_Commercial_Education_New_Food Preparation_Natural Gas_Oven_E7 | F2 | Commercial | Education | New | Food Preparation | Natural Gas | Oven | E7 | Participant - Cost of Operation | 0 | 0 | 0 | 0 | 0 | 0 | 0 | 0 | 0 | 0 | 0 | 0 | 0 | 0 | 0 | 0 | 0 | 0 | 0 | 0 | 0 | 0 | 0 | 0 | 0 | 0 | 0 | 0 | 0 | 0 | 0
F2_Commercial_Education_New_Food Preparation_Natural Gas_Oven_E8 | F2 | Commercial | Education | New | Food Preparation | Natural Gas | Oven | E8 | Participant - Cost of Operation | 0 | 0 | 0 | 0 | 0 | 0 | 0 | 0 | 0 | 0 | 0 | 0 | 0 | 0 | 0 | 0 | 0 | 0 | 0 | 0 | 0 | 0 | 0 | 0 | 0 | 0 | 0 | 0 | 0 | 0 | 0
F2_Commercial_Education_New_Food Preparation_Natural Gas_Oven_E9 | F2 | Commercial | Education | New | Food Preparation | Natural Gas | Oven | E9 | Participant - Cost of Operation | 0 | 0 | 0 | 0 | 0 | 0 | 0 | 0 | 0 | 0 | 0 | 0 | 0 | 0 | 0 | 0 | 0 | 0 | 0 | 0 | 0 | 0 | 0 | 0 | 0 | 0 | 0 | 0 | 0 | 0 | 0
F2_Commercial_Education_New_Food Preparation_Natural Gas_Oven_E10 | F2 | Commercial | Education | New | Food Preparation | Natural Gas | Oven | E10 | Participant - Cost of Operation | 0 | 0 | 0 | 0 | 0 | 0 | 0 | 0 | 0 | 0 | 0 | 0 | 0 | 0 | 0 | 0 | 0 | 0 | 0 | 0 | 0 | 0 | 0 | 0 | 0 | 0 | 0 | 0 | 0 | 0 | 0
F3_Commercial_Education_New_Food Preparation_Natural Gas_Oven_E1 | F3 | Commercial | Education | New | Food Preparation | Natural Gas | Oven | E1 | System - kBTUs of Conusmption | 0.10849 | 0.10874 | 0.10858 | 0.10847 | 0.10847 | 0.10847 | 0.10847 | 0.10847 | 0.10847 | 0.10847 | 0.10847 | 0.10847 | 0.10847 | 0.10847 | 0.10847 | 0.10847 | 0.10847 | 0.10847 | 0.10847 | 0.10847 | 0.10847 | 0.10847 | 0.10847 | 0.10847 | 0.10847 | 0.10847 | 0.10847 | 0.10847 | 0.10847 | 0.10847 | 0.10847
F3_Commercial_Education_New_Food Preparation_Natural Gas_Oven_E2 | F3 | Commercial | Education | New | Food Preparation | Natural Gas | Oven | E2 | System - kBTUs of Conusmption | 0.062125 | 0.062267 | 0.062176 | 0.062115 | 0.062115 | 0.062115 | 0.062115 | 0.062115 | 0.062115 | 0.062115 | 0.062115 | 0.062115 | 0.062115 | 0.062115 | 0.062115 | 0.062115 | 0.062115 | 0.062115 | 0.062115 | 0.062115 | 0.062115 | 0.062115 | 0.062115 | 0.062115 | 0.062115 | 0.062115 | 0.062115 | 0.062115 | 0.062115 | 0.062115 | 0.062115
F3_Commercial_Education_New_Food Preparation_Natural Gas_Oven_E3 | F3 | Commercial | Education | New | Food Preparation | Natural Gas | Oven | E3 | System - kBTUs of Conusmption | 0 | 0 | 0 | 0 | 0 | 0 | 0 | 0 | 0 | 0 | 0 | 0 | 0 | 0 | 0 | 0 | 0 | 0 | 0 | 0 | 0 | 0 | 0 | 0 | 0 | 0 | 0 | 0 | 0 | 0 | 0
F3_Commercial_Education_New_Food Preparation_Natural Gas_Oven_E4 | F3 | Commercial | Education | New | Food Preparation | Natural Gas | Oven | E4 | System - kBTUs of Conusmption | 0 | 0 | 0 | 0 | 0 | 0 | 0 | 0 | 0 | 0 | 0 | 0 | 0 | 0 | 0 | 0 | 0 | 0 | 0 | 0 | 0 | 0 | 0 | 0 | 0 | 0 | 0 | 0 | 0 | 0 | 0
F3_Commercial_Education_New_Food Preparation_Natural Gas_Oven_E5 | F3 | Commercial | Education | New | Food Preparation | Natural Gas | Oven | E5 | System - kBTUs of Conusmption | 0 | 0 | 0 | 0 | 0 | 0 | 0 | 0 | 0 | 0 | 0 | 0 | 0 | 0 | 0 | 0 | 0 | 0 | 0 | 0 | 0 | 0 | 0 | 0 | 0 | 0 | 0 | 0 | 0 | 0 | 0
F3_Commercial_Education_New_Food Preparation_Natural Gas_Oven_E6 | F3 | Commercial | Education | New | Food Preparation | Natural Gas | Oven | E6 | System - kBTUs of Conusmption | 0 | 0 | 0 | 0 | 0 | 0 | 0 | 0 | 0 | 0 | 0 | 0 | 0 | 0 | 0 | 0 | 0 | 0 | 0 | 0 | 0 | 0 | 0 | 0 | 0 | 0 | 0 | 0 | 0 | 0 | 0
F3_Commercial_Education_New_Food Preparation_Natural Gas_Oven_E7 | F3 | Commercial | Education | New | Food Preparation | Natural Gas | Oven | E7 | System - kBTUs of Conusmption | 0 | 0 | 0 | 0 | 0 | 0 | 0 | 0 | 0 | 0 | 0 | 0 | 0 | 0 | 0 | 0 | 0 | 0 | 0 | 0 | 0 | 0 | 0 | 0 | 0 | 0 | 0 | 0 | 0 | 0 | 0
F3_Commercial_Education_New_Food Preparation_Natural Gas_Oven_E8 | F3 | Commercial | Education | New | Food Preparation | Natural Gas | Oven | E8 | System - kBTUs of Conusmption | 0 | 0 | 0 | 0 | 0 | 0 | 0 | 0 | 0 | 0 | 0 | 0 | 0 | 0 | 0 | 0 | 0 | 0 | 0 | 0 | 0 | 0 | 0 | 0 | 0 | 0 | 0 | 0 | 0 | 0 | 0
F3_Commercial_Education_New_Food Preparation_Natural Gas_Oven_E9 | F3 | Commercial | Education | New | Food Preparation | Natural Gas | Oven | E9 | System - kBTUs of Conusmption | 0 | 0 | 0 | 0 | 0 | 0 | 0 | 0 | 0 | 0 | 0 | 0 | 0 | 0 | 0 | 0 | 0 | 0 | 0 | 0 | 0 | 0 | 0 | 0 | 0 | 0 | 0 | 0 | 0 | 0 | 0
F3_Commercial_Education_New_Food Preparation_Natural Gas_Oven_E10 | F3 | Commercial | Education | New | Food Preparation | Natural Gas | Oven | E10 | System - kBTUs of Conusmption | 0 | 0 | 0 | 0 | 0 | 0 | 0 | 0 | 0 | 0 | 0 | 0 | 0 | 0 | 0 | 0 | 0 | 0 | 0 | 0 | 0 | 0 | 0 | 0 | 0 | 0 | 0 | 0 | 0 | 0 | 0
F4_Commercial_Education_New_Food Preparation_Natural Gas_Oven_E1 | F4 | Commercial | Education | New | Food Preparation | Natural Gas | Oven | E1 | Utility - Cost of Equipment | 0.0031844 | 0.0031844 | 0.0031844 | 0.0031844 | 0.0031844 | 0.0031844 | 0.0031844 | 0.0031844 | 0.0031844 | 0.0031844 | 0.0031844 | 0.0031844 | 0.0031844 | 0.0031844 | 0.0031844 | 0.0031844 | 0.0031844 | 0.0031844 | 0.0031844 | 0.0031844 | 0.0031844 | 0.0031844 | 0.0031844 | 0.0031844 | 0.0031844 | 0.0031844 | 0.0031844 | 0.0031844 | 0.0031844 | 0.0031844 | 0.0031844
F4_Commercial_Education_New_Food Preparation_Natural Gas_Oven_E2 | F4 | Commercial | Education | New | Food Preparation | Natural Gas | Oven | E2 | Utility - Cost of Equipment | 0.0033183 | 0.0033183 | 0.0033183 | 0.0033183 | 0.0033183 | 0.0033183 | 0.0033183 | 0.0033183 | 0.0033183 | 0.0033183 | 0.0033183 | 0.0033183 | 0.0033183 | 0.0033183 | 0.0033183 | 0.0033183 | 0.0033183 | 0.0033183 | 0.0033183 | 0.0033183 | 0.0033183 | 0.0033183 | 0.0033183 | 0.0033183 | 0.0033183 | 0.0033183 | 0.0033183 | 0.0033183 | 0.0033183 | 0.0033183 | 0.0033183
F4_Commercial_Education_New_Food Preparation_Natural Gas_Oven_E3 | F4 | Commercial | Education | New | Food Preparation | Natural Gas | Oven | E3 | Utility - Cost of Equipment | 0 | 0 | 0 | 0 | 0 | 0 | 0 | 0 | 0 | 0 | 0 | 0 | 0 | 0 | 0 | 0 | 0 | 0 | 0 | 0 | 0 | 0 | 0 | 0 | 0 | 0 | 0 | 0 | 0 | 0 | 0
F4_Commercial_Education_New_Food Preparation_Natural Gas_Oven_E4 | F4 | Commercial | Education | New | Food Preparation | Natural Gas | Oven | E4 | Utility - Cost of Equipment | 0 | 0 | 0 | 0 | 0 | 0 | 0 | 0 | 0 | 0 | 0 | 0 | 0 | 0 | 0 | 0 | 0 | 0 | 0 | 0 | 0 | 0 | 0 | 0 | 0 | 0 | 0 | 0 | 0 | 0 | 0
F4_Commercial_Education_New_Food Preparation_Natural Gas_Oven_E5 | F4 | Commercial | Education | New | Food Preparation | Natural Gas | Oven | E5 | Utility - Cost of Equipment | 0 | 0 | 0 | 0 | 0 | 0 | 0 | 0 | 0 | 0 | 0 | 0 | 0 | 0 | 0 | 0 | 0 | 0 | 0 | 0 | 0 | 0 | 0 | 0 | 0 | 0 | 0 | 0 | 0 | 0 | 0
F4_Commercial_Education_New_Food Preparation_Natural Gas_Oven_E6 | F4 | Commercial | Education | New | Food Preparation | Natural Gas | Oven | E6 | Utility - Cost of Equipment | 0 | 0 | 0 | 0 | 0 | 0 | 0 | 0 | 0 | 0 | 0 | 0 | 0 | 0 | 0 | 0 | 0 | 0 | 0 | 0 | 0 | 0 | 0 | 0 | 0 | 0 | 0 | 0 | 0 | 0 | 0
F4_Commercial_Education_New_Food Preparation_Natural Gas_Oven_E7 | F4 | Commercial | Education | New | Food Preparation | Natural Gas | Oven | E7 | Utility - Cost of Equipment | 0 | 0 | 0 | 0 | 0 | 0 | 0 | 0 | 0 | 0 | 0 | 0 | 0 | 0 | 0 | 0 | 0 | 0 | 0 | 0 | 0 | 0 | 0 | 0 | 0 | 0 | 0 | 0 | 0 | 0 | 0
F4_Commercial_Education_New_Food Preparation_Natural Gas_Oven_E8 | F4 | Commercial | Education | New | Food Preparation | Natural Gas | Oven | E8 | Utility - Cost of Equipment | 0 | 0 | 0 | 0 | 0 | 0 | 0 | 0 | 0 | 0 | 0 | 0 | 0 | 0 | 0 | 0 | 0 | 0 | 0 | 0 | 0 | 0 | 0 | 0 | 0 | 0 | 0 | 0 | 0 | 0 | 0
F4_Commercial_Education_New_Food Preparation_Natural Gas_Oven_E9 | F4 | Commercial | Education | New | Food Preparation | Natural Gas | Oven | E9 | Utility - Cost of Equipment | 0 | 0 | 0 | 0 | 0 | 0 | 0 | 0 | 0 | 0 | 0 | 0 | 0 | 0 | 0 | 0 | 0 | 0 | 0 | 0 | 0 | 0 | 0 | 0 | 0 | 0 | 0 | 0 | 0 | 0 | 0
F4_Commercial_Education_New_Food Preparation_Natural Gas_Oven_E10 | F4 | Commercial | Education | New | Food Preparation | Natural Gas | Oven | E10 | Utility - Cost of Equipment | 0 | 0 | 0 | 0 | 0 | 0 | 0 | 0 | 0 | 0 | 0 | 0 | 0 | 0 | 0 | 0 | 0 | 0 | 0 | 0 | 0 | 0 | 0 | 0 | 0 | 0 | 0 | 0 | 0 | 0 | 0
F5_Commercial_Education_New_Food Preparation_Natural Gas_Oven_E1 | F5 | Commercial | Education | New | Food Preparation | Natural Gas | Oven | E1 | Utility - Cost of Operation | 0.0010856 | 0.0011021 | 0.0011137 | 0.0011256 | 0.0011443 | 0.0010755 | 0.0010187 | 0.00098849 | 0.00097686 | 0.00095957 | 0.0010016 | 0.0010415 | 0.00092904 | 0.00097788 | 0.0010426 | 0.0011039 | 0.0011063 | 0.0011111 | 0.0010898 | 0.0011044 | 0.0011145 | 0.0011282 | 0.0011456 | 0.00054866 | 0.00053778 | 0.00052759 | 0.00051798 | 0.00050886 | 0.00050014 | 0.00049176 | 0.00048365
F5_Commercial_Education_New_Food Preparation_Natural Gas_Oven_E2 | F5 | Commercial | Education | New | Food Preparation | Natural Gas | Oven | E2 | Utility - Cost of Operation | 0.00062166 | 0.00063111 | 0.00063772 | 0.00064457 | 0.00065526 | 0.00061585 | 0.00058332 | 0.00056604 | 0.00055938 | 0.00054947 | 0.00057354 | 0.00059642 | 0.00053199 | 0.00055996 | 0.00059702 | 0.00063212 | 0.00063348 | 0.00063623 | 0.00062408 | 0.0006324 | 0.00063818 | 0.00064606 | 0.00065601 | 0.00031418 | 0.00030795 | 0.00030211 | 0.00029661 | 0.00029139 | 0.0002864 | 0.00028159 | 0.00027695
F5_Commercial_Education_New_Food Preparation_Natural Gas_Oven_E3 | F5 | Commercial | Education | New | Food Preparation | Natural Gas | Oven | E3 | Utility - Cost of Operation | 0 | 0 | 0 | 0 | 0 | 0 | 0 | 0 | 0 | 0 | 0 | 0 | 0 | 0 | 0 | 0 | 0 | 0 | 0 | 0 | 0 | 0 | 0 | 0 | 0 | 0 | 0 | 0 | 0 | 0 | 0
F5_Commercial_Education_New_Food Preparation_Natural Gas_Oven_E4 | F5 | Commercial | Education | New | Food Preparation | Natural Gas | Oven | E4 | Utility - Cost of Operation | 0 | 0 | 0 | 0 | 0 | 0 | 0 | 0 | 0 | 0 | 0 | 0 | 0 | 0 | 0 | 0 | 0 | 0 | 0 | 0 | 0 | 0 | 0 | 0 | 0 | 0 | 0 | 0 | 0 | 0 | 0
F5_Commercial_Education_New_Food Preparation_Natural Gas_Oven_E5 | F5 | Commercial | Education | New | Food Preparation | Natural Gas | Oven | E5 | Utility - Cost of Operation | 0 | 0 | 0 | 0 | 0 | 0 | 0 | 0 | 0 | 0 | 0 | 0 | 0 | 0 | 0 | 0 | 0 | 0 | 0 | 0 | 0 | 0 | 0 | 0 | 0 | 0 | 0 | 0 | 0 | 0 | 0
F5_Commercial_Education_New_Food Preparation_Natural Gas_Oven_E6 | F5 | Commercial | Education | New | Food Preparation | Natural Gas | Oven | E6 | Utility - Cost of Operation | 0 | 0 | 0 | 0 | 0 | 0 | 0 | 0 | 0 | 0 | 0 | 0 | 0 | 0 | 0 | 0 | 0 | 0 | 0 | 0 | 0 | 0 | 0 | 0 | 0 | 0 | 0 | 0 | 0 | 0 | 0
F5_Commercial_Education_New_Food Preparation_Natural Gas_Oven_E7 | F5 | Commercial | Education | New | Food Preparation | Natural Gas | Oven | E7 | Utility - Cost of Operation | 0 | 0 | 0 | 0 | 0 | 0 | 0 | 0 | 0 | 0 | 0 | 0 | 0 | 0 | 0 | 0 | 0 | 0 | 0 | 0 | 0 | 0 | 0 | 0 | 0 | 0 | 0 | 0 | 0 | 0 | 0
F5_Commercial_Education_New_Food Preparation_Natural Gas_Oven_E8 | F5 | Commercial | Education | New | Food Preparation | Natural Gas | Oven | E8 | Utility - Cost of Operation | 0 | 0 | 0 | 0 | 0 | 0 | 0 | 0 | 0 | 0 | 0 | 0 | 0 | 0 | 0 | 0 | 0 | 0 | 0 | 0 | 0 | 0 | 0 | 0 | 0 | 0 | 0 | 0 | 0 | 0 | 0
F5_Commercial_Education_New_Food Preparation_Natural Gas_Oven_E9 | F5 | Commercial | Education | New | Food Preparation | Natural Gas | Oven | E9 | Utility - Cost of Operation | 0 | 0 | 0 | 0 | 0 | 0 | 0 | 0 | 0 | 0 | 0 | 0 | 0 | 0 | 0 | 0 | 0 | 0 | 0 | 0 | 0 | 0 | 0 | 0 | 0 | 0 | 0 | 0 | 0 | 0 | 0
F5_Commercial_Education_New_Food Preparation_Natural Gas_Oven_E10 | F5 | Commercial | Education | New | Food Preparation | Natural Gas | Oven | E10 | Utility - Cost of Operation | 0 | 0 | 0 | 0 | 0 | 0 | 0 | 0 | 0 | 0 | 0 | 0 | 0 | 0 | 0 | 0 | 0 | 0 | 0 | 0 | 0 | 0 | 0 | 0 | 0 | 0 | 0 | 0 | 0 | 0 | 0
F6_Commercial_Education_New_Food Preparation_Natural Gas_Oven_E1 | F6 | Commercial | Education | New | Food Preparation | Natural Gas | Oven | E1 | Utility - Value of Sales | 0.0013006 | 0.0013204 | 0.0013343 | 0.0013486 | 0.0013709 | 0.0012885 | 0.0012204 | 0.0011843 | 0.0011703 | 0.0011496 | 0.0012 | 0.0012478 | 0.0011131 | 0.0011716 | 0.0012491 | 0.0013225 | 0.0013254 | 0.0013311 | 0.0013057 | 0.0013231 | 0.0013352 | 0.0013517 | 0.0013725 | 0.00065733 | 0.0006443 | 0.00063208 | 0.00062057 | 0.00060964 | 0.0005992 | 0.00058916 | 0.00057945
F6_Commercial_Education_New_Food Preparation_Natural Gas_Oven_E2 | F6 | Commercial | Education | New | Food Preparation | Natural Gas | Oven | E2 | Utility - Value of Sales | 0.00074479 | 0.00075611 | 0.00076403 | 0.00077223 | 0.00078504 | 0.00073783 | 0.00069885 | 0.00067815 | 0.00067017 | 0.00065831 | 0.00068714 | 0.00071455 | 0.00063736 | 0.00067087 | 0.00071527 | 0.00075732 | 0.00075895 | 0.00076225 | 0.00074768 | 0.00075766 | 0.00076459 | 0.00077402 | 0.00078594 | 0.00037641 | 0.00036894 | 0.00036195 | 0.00035536 | 0.0003491 | 0.00034312 | 0.00033737 | 0.00033181
F6_Commercial_Education_New_Food Preparation_Natural Gas_Oven_E3 | F6 | Commercial | Education | New | Food Preparation | Natural Gas | Oven | E3 | Utility - Value of Sales | 0 | 0 | 0 | 0 | 0 | 0 | 0 | 0 | 0 | 0 | 0 | 0 | 0 | 0 | 0 | 0 | 0 | 0 | 0 | 0 | 0 | 0 | 0 | 0 | 0 | 0 | 0 | 0 | 0 | 0 | 0
F6_Commercial_Education_New_Food Preparation_Natural Gas_Oven_E4 | F6 | Commercial | Education | New | Food Preparation | Natural Gas | Oven | E4 | Utility - Value of Sales | 0 | 0 | 0 | 0 | 0 | 0 | 0 | 0 | 0 | 0 | 0 | 0 | 0 | 0 | 0 | 0 | 0 | 0 | 0 | 0 | 0 | 0 | 0 | 0 | 0 | 0 | 0 | 0 | 0 | 0 | 0
F6_Commercial_Education_New_Food Preparation_Natural Gas_Oven_E5 | F6 | Commercial | Education | New | Food Preparation | Natural Gas | Oven | E5 | Utility - Value of Sales | 0 | 0 | 0 | 0 | 0 | 0 | 0 | 0 | 0 | 0 | 0 | 0 | 0 | 0 | 0 | 0 | 0 | 0 | 0 | 0 | 0 | 0 | 0 | 0 | 0 | 0 | 0 | 0 | 0 | 0 | 0
F6_Commercial_Education_New_Food Preparation_Natural Gas_Oven_E6 | F6 | Commercial | Education | New | Food Preparation | Natural Gas | Oven | E6 | Utility - Value of Sales | 0 | 0 | 0 | 0 | 0 | 0 | 0 | 0 | 0 | 0 | 0 | 0 | 0 | 0 | 0 | 0 | 0 | 0 | 0 | 0 | 0 | 0 | 0 | 0 | 0 | 0 | 0 | 0 | 0 | 0 | 0
F6_Commercial_Education_New_Food Preparation_Natural Gas_Oven_E7 | F6 | Commercial | Education | New | Food Preparation | Natural Gas | Oven | E7 | Utility - Value of Sales | 0 | 0 | 0 | 0 | 0 | 0 | 0 | 0 | 0 | 0 | 0 | 0 | 0 | 0 | 0 | 0 | 0 | 0 | 0 | 0 | 0 | 0 | 0 | 0 | 0 | 0 | 0 | 0 | 0 | 0 | 0
F6_Commercial_Education_New_Food Preparation_Natural Gas_Oven_E8 | F6 | Commercial | Education | New | Food Preparation | Natural Gas | Oven | E8 | Utility - Value of Sales | 0 | 0 | 0 | 0 | 0 | 0 | 0 | 0 | 0 | 0 | 0 | 0 | 0 | 0 | 0 | 0 | 0 | 0 | 0 | 0 | 0 | 0 | 0 | 0 | 0 | 0 | 0 | 0 | 0 | 0 | 0
F6_Commercial_Education_New_Food Preparation_Natural Gas_Oven_E9 | F6 | Commercial | Education | New | Food Preparation | Natural Gas | Oven | E9 | Utility - Value of Sales | 0 | 0 | 0 | 0 | 0 | 0 | 0 | 0 | 0 | 0 | 0 | 0 | 0 | 0 | 0 | 0 | 0 | 0 | 0 | 0 | 0 | 0 | 0 | 0 | 0 | 0 | 0 | 0 | 0 | 0 | 0
F6_Commercial_Education_New_Food Preparation_Natural Gas_Oven_E10 | F6 | Commercial | Education | New | Food Preparation | Natural Gas | Oven | E10 | Utility - Value of Sales | 0 | 0 | 0 | 0 | 0 | 0 | 0 | 0 | 0 | 0 | 0 | 0 | 0 | 0 | 0 | 0 | 0 | 0 | 0 | 0 | 0 | 0 | 0 | 0 | 0 | 0 | 0 | 0 | 0 | 0 | 0
F1_Commercial_Education_New_Food Preparation_Natural Gas_Conveyor Oven_E1 | F1 | Commercial | Education | New | Food Preparation | Natural Gas | Conveyor Oven | E1 | Participant - Cost of Equipment | 0.00053922 | 0.00053922 | 0.00053922 | 0.00053922 | 0.00053922 | 0.00053922 | 0.00053922 | 0.00053922 | 0.00053922 | 0.00053922 | 0.00053922 | 0.00053922 | 0.00053922 | 0.00053922 | 0.00053922 | 0.00053922 | 0.00053922 | 0.00053922 | 0.00053922 | 0.00053922 | 0.00053922 | 0.00053922 | 0.00053922 | 0.00053922 | 0.00053922 | 0.00053922 | 0.00053922 | 0.00053922 | 0.00053922 | 0.00053922 | 0.00053922
F1_Commercial_Education_New_Food Preparation_Natural Gas_Conveyor Oven_E2 | F1 | Commercial | Education | New | Food Preparation | Natural Gas | Conveyor Oven | E2 | Participant - Cost of Equipment | 0.00065737 | 0.00065737 | 0.00065737 | 0.00065737 | 0.00065737 | 0.00065737 | 0.00065737 | 0.00065737 | 0.00065737 | 0.00065737 | 0.00065737 | 0.00065737 | 0.00065737 | 0.00065737 | 0.00065737 | 0.00065737 | 0.00065737 | 0.00065737 | 0.00065737 | 0.00065737 | 0.00065737 | 0.00065737 | 0.00065737 | 0.00065737 | 0.00065737 | 0.00065737 | 0.00065737 | 0.00065737 | 0.00065737 | 0.00065737 | 0.00065737
F1_Commercial_Education_New_Food Preparation_Natural Gas_Conveyor Oven_E3 | F1 | Commercial | Education | New | Food Preparation | Natural Gas | Conveyor Oven | E3 | Participant - Cost of Equipment | 0 | 0 | 0 | 0 | 0 | 0 | 0 | 0 | 0 | 0 | 0 | 0 | 0 | 0 | 0 | 0 | 0 | 0 | 0 | 0 | 0 | 0 | 0 | 0 | 0 | 0 | 0 | 0 | 0 | 0 | 0
F1_Commercial_Education_New_Food Preparation_Natural Gas_Conveyor Oven_E4 | F1 | Commercial | Education | New | Food Preparation | Natural Gas | Conveyor Oven | E4 | Participant - Cost of Equipment | 0 | 0 | 0 | 0 | 0 | 0 | 0 | 0 | 0 | 0 | 0 | 0 | 0 | 0 | 0 | 0 | 0 | 0 | 0 | 0 | 0 | 0 | 0 | 0 | 0 | 0 | 0 | 0 | 0 | 0 | 0
F1_Commercial_Education_New_Food Preparation_Natural Gas_Conveyor Oven_E5 | F1 | Commercial | Education | New | Food Preparation | Natural Gas | Conveyor Oven | E5 | Participant - Cost of Equipment | 0 | 0 | 0 | 0 | 0 | 0 | 0 | 0 | 0 | 0 | 0 | 0 | 0 | 0 | 0 | 0 | 0 | 0 | 0 | 0 | 0 | 0 | 0 | 0 | 0 | 0 | 0 | 0 | 0 | 0 | 0
F1_Commercial_Education_New_Food Preparation_Natural Gas_Conveyor Oven_E6 | F1 | Commercial | Education | New | Food Preparation | Natural Gas | Conveyor Oven | E6 | Participant - Cost of Equipment | 0 | 0 | 0 | 0 | 0 | 0 | 0 | 0 | 0 | 0 | 0 | 0 | 0 | 0 | 0 | 0 | 0 | 0 | 0 | 0 | 0 | 0 | 0 | 0 | 0 | 0 | 0 | 0 | 0 | 0 | 0
F1_Commercial_Education_New_Food Preparation_Natural Gas_Conveyor Oven_E7 | F1 | Commercial | Education | New | Food Preparation | Natural Gas | Conveyor Oven | E7 | Participant - Cost of Equipment | 0 | 0 | 0 | 0 | 0 | 0 | 0 | 0 | 0 | 0 | 0 | 0 | 0 | 0 | 0 | 0 | 0 | 0 | 0 | 0 | 0 | 0 | 0 | 0 | 0 | 0 | 0 | 0 | 0 | 0 | 0
F1_Commercial_Education_New_Food Preparation_Natural Gas_Conveyor Oven_E8 | F1 | Commercial | Education | New | Food Preparation | Natural Gas | Conveyor Oven | E8 | Participant - Cost of Equipment | 0 | 0 | 0 | 0 | 0 | 0 | 0 | 0 | 0 | 0 | 0 | 0 | 0 | 0 | 0 | 0 | 0 | 0 | 0 | 0 | 0 | 0 | 0 | 0 | 0 | 0 | 0 | 0 | 0 | 0 | 0
F1_Commercial_Education_New_Food Preparation_Natural Gas_Conveyor Oven_E9 | F1 | Commercial | Education | New | Food Preparation | Natural Gas | Conveyor Oven | E9 | Participant - Cost of Equipment | 0 | 0 | 0 | 0 | 0 | 0 | 0 | 0 | 0 | 0 | 0 | 0 | 0 | 0 | 0 | 0 | 0 | 0 | 0 | 0 | 0 | 0 | 0 | 0 | 0 | 0 | 0 | 0 | 0 | 0 | 0
F1_Commercial_Education_New_Food Preparation_Natural Gas_Conveyor Oven_E10 | F1 | Commercial | Education | New | Food Preparation | Natural Gas | Conveyor Oven | E10 | Participant - Cost of Equipment | 0 | 0 | 0 | 0 | 0 | 0 | 0 | 0 | 0 | 0 | 0 | 0 | 0 | 0 | 0 | 0 | 0 | 0 | 0 | 0 | 0 | 0 | 0 | 0 | 0 | 0 | 0 | 0 | 0 | 0 | 0
F2_Commercial_Education_New_Food Preparation_Natural Gas_Conveyor Oven_E1 | F2 | Commercial | Education | New | Food Preparation | Natural Gas | Conveyor Oven | E1 | Participant - Cost of Operation | 0.0018878 | 0.0018827 | 0.0018698 | 0.0018554 | 0.0019062 | 0.0018721 | 0.001861 | 0.0018902 | 0.001952 | 0.0019371 | 0.0019304 | 0.0019197 | 0.0017085 | 0.0016962 | 0.0016971 | 0.0016857 | 0.0016834 | 0.0016844 | 0.0016527 | 0.0016666 | 0.001675 | 0.0016883 | 0.0017062 | 0.000943 | 0.00092523 | 0.00090841 | 0.00089243 | 0.00087713 | 0.00086242 | 0.0008482 | 0.00082954
F2_Commercial_Education_New_Food Preparation_Natural Gas_Conveyor Oven_E2 | F2 | Commercial | Education | New | Food Preparation | Natural Gas | Conveyor Oven | E2 | Participant - Cost of Operation | 0.001435 | 0.0014312 | 0.0014213 | 0.0014104 | 0.001449 | 0.0014231 | 0.0014146 | 0.0014368 | 0.0014838 | 0.0014725 | 0.0014674 | 0.0014593 | 0.0012987 | 0.0012894 | 0.00129 | 0.0012814 | 0.0012796 | 0.0012804 | 0.0012563 | 0.0012669 | 0.0012733 | 0.0012833 | 0.001297 | 0.00071683 | 0.00070332 | 0.00069053 | 0.00067838 | 0.00066676 | 0.00065558 | 0.00064477 | 0.00063058
F2_Commercial_Education_New_Food Preparation_Natural Gas_Conveyor Oven_E3 | F2 | Commercial | Education | New | Food Preparation | Natural Gas | Conveyor Oven | E3 | Participant - Cost of Operation | 0 | 0 | 0 | 0 | 0 | 0 | 0 | 0 | 0 | 0 | 0 | 0 | 0 | 0 | 0 | 0 | 0 | 0 | 0 | 0 | 0 | 0 | 0 | 0 | 0 | 0 | 0 | 0 | 0 | 0 | 0
F2_Commercial_Education_New_Food Preparation_Natural Gas_Conveyor Oven_E4 | F2 | Commercial | Education | New | Food Preparation | Natural Gas | Conveyor Oven | E4 | Participant - Cost of Operation | 0 | 0 | 0 | 0 | 0 | 0 | 0 | 0 | 0 | 0 | 0 | 0 | 0 | 0 | 0 | 0 | 0 | 0 | 0 | 0 | 0 | 0 | 0 | 0 | 0 | 0 | 0 | 0 | 0 | 0 | 0
F2_Commercial_Education_New_Food Preparation_Natural Gas_Conveyor Oven_E5 | F2 | Commercial | Education | New | Food Preparation | Natural Gas | Conveyor Oven | E5 | Participant - Cost of Operation | 0 | 0 | 0 | 0 | 0 | 0 | 0 | 0 | 0 | 0 | 0 | 0 | 0 | 0 | 0 | 0 | 0 | 0 | 0 | 0 | 0 | 0 | 0 | 0 | 0 | 0 | 0 | 0 | 0 | 0 | 0
F2_Commercial_Education_New_Food Preparation_Natural Gas_Conveyor Oven_E6 | F2 | Commercial | Education | New | Food Preparation | Natural Gas | Conveyor Oven | E6 | Participant - Cost of Operation | 0 | 0 | 0 | 0 | 0 | 0 | 0 | 0 | 0 | 0 | 0 | 0 | 0 | 0 | 0 | 0 | 0 | 0 | 0 | 0 | 0 | 0 | 0 | 0 | 0 | 0 | 0 | 0 | 0 | 0 | 0
F2_Commercial_Education_New_Food Preparation_Natural Gas_Conveyor Oven_E7 | F2 | Commercial | Education | New | Food Preparation | Natural Gas | Conveyor Oven | E7 | Participant - Cost of Operation | 0 | 0 | 0 | 0 | 0 | 0 | 0 | 0 | 0 | 0 | 0 | 0 | 0 | 0 | 0 | 0 | 0 | 0 | 0 | 0 | 0 | 0 | 0 | 0 | 0 | 0 | 0 | 0 | 0 | 0 | 0
F2_Commercial_Education_New_Food Preparation_Natural Gas_Conveyor Oven_E8 | F2 | Commercial | Education | New | Food Preparation | Natural Gas | Conveyor Oven | E8 | Participant - Cost of Operation | 0 | 0 | 0 | 0 | 0 | 0 | 0 | 0 | 0 | 0 | 0 | 0 | 0 | 0 | 0 | 0 | 0 | 0 | 0 | 0 | 0 | 0 | 0 | 0 | 0 | 0 | 0 | 0 | 0 | 0 | 0
F2_Commercial_Education_New_Food Preparation_Natural Gas_Conveyor Oven_E9 | F2 | Commercial | Education | New | Food Preparation | Natural Gas | Conveyor Oven | E9 | Participant - Cost of Operation | 0 | 0 | 0 | 0 | 0 | 0 | 0 | 0 | 0 | 0 | 0 | 0 | 0 | 0 | 0 | 0 | 0 | 0 | 0 | 0 | 0 | 0 | 0 | 0 | 0 | 0 | 0 | 0 | 0 | 0 | 0
F2_Commercial_Education_New_Food Preparation_Natural Gas_Conveyor Oven_E10 | F2 | Commercial | Education | New | Food Preparation | Natural Gas | Conveyor Oven | E10 | Participant - Cost of Operation | 0 | 0 | 0 | 0 | 0 | 0 | 0 | 0 | 0 | 0 | 0 | 0 | 0 | 0 | 0 | 0 | 0 | 0 | 0 | 0 | 0 | 0 | 0 | 0 | 0 | 0 | 0 | 0 | 0 | 0 | 0
F3_Commercial_Education_New_Food Preparation_Natural Gas_Conveyor Oven_E1 | F3 | Commercial | Education | New | Food Preparation | Natural Gas | Conveyor Oven | E1 | System - kBTUs of Conusmption | 0.1617 | 0.16193 | 0.16178 | 0.16168 | 0.16168 | 0.16168 | 0.16168 | 0.16168 | 0.16168 | 0.16168 | 0.16168 | 0.16168 | 0.16168 | 0.16168 | 0.16168 | 0.16168 | 0.16168 | 0.16168 | 0.16168 | 0.16168 | 0.16168 | 0.16168 | 0.16168 | 0.16168 | 0.16168 | 0.16168 | 0.16168 | 0.16168 | 0.16168 | 0.16168 | 0.16168
F3_Commercial_Education_New_Food Preparation_Natural Gas_Conveyor Oven_E2 | F3 | Commercial | Education | New | Food Preparation | Natural Gas | Conveyor Oven | E2 | System - kBTUs of Conusmption | 0.12292 | 0.12309 | 0.12298 | 0.12291 | 0.12291 | 0.12291 | 0.12291 | 0.12291 | 0.12291 | 0.12291 | 0.12291 | 0.12291 | 0.12291 | 0.12291 | 0.12291 | 0.12291 | 0.12291 | 0.12291 | 0.12291 | 0.12291 | 0.12291 | 0.12291 | 0.12291 | 0.12291 | 0.12291 | 0.12291 | 0.12291 | 0.12291 | 0.12291 | 0.12291 | 0.12291
F3_Commercial_Education_New_Food Preparation_Natural Gas_Conveyor Oven_E3 | F3 | Commercial | Education | New | Food Preparation | Natural Gas | Conveyor Oven | E3 | System - kBTUs of Conusmption | 0 | 0 | 0 | 0 | 0 | 0 | 0 | 0 | 0 | 0 | 0 | 0 | 0 | 0 | 0 | 0 | 0 | 0 | 0 | 0 | 0 | 0 | 0 | 0 | 0 | 0 | 0 | 0 | 0 | 0 | 0
F3_Commercial_Education_New_Food Preparation_Natural Gas_Conveyor Oven_E4 | F3 | Commercial | Education | New | Food Preparation | Natural Gas | Conveyor Oven | E4 | System - kBTUs of Conusmption | 0 | 0 | 0 | 0 | 0 | 0 | 0 | 0 | 0 | 0 | 0 | 0 | 0 | 0 | 0 | 0 | 0 | 0 | 0 | 0 | 0 | 0 | 0 | 0 | 0 | 0 | 0 | 0 | 0 | 0 | 0
F3_Commercial_Education_New_Food Preparation_Natural Gas_Conveyor Oven_E5 | F3 | Commercial | Education | New | Food Preparation | Natural Gas | Conveyor Oven | E5 | System - kBTUs of Conusmption | 0 | 0 | 0 | 0 | 0 | 0 | 0 | 0 | 0 | 0 | 0 | 0 | 0 | 0 | 0 | 0 | 0 | 0 | 0 | 0 | 0 | 0 | 0 | 0 | 0 | 0 | 0 | 0 | 0 | 0 | 0
F3_Commercial_Education_New_Food Preparation_Natural Gas_Conveyor Oven_E6 | F3 | Commercial | Education | New | Food Preparation | Natural Gas | Conveyor Oven | E6 | System - kBTUs of Conusmption | 0 | 0 | 0 | 0 | 0 | 0 | 0 | 0 | 0 | 0 | 0 | 0 | 0 | 0 | 0 | 0 | 0 | 0 | 0 | 0 | 0 | 0 | 0 | 0 | 0 | 0 | 0 | 0 | 0 | 0 | 0
F3_Commercial_Education_New_Food Preparation_Natural Gas_Conveyor Oven_E7 | F3 | Commercial | Education | New | Food Preparation | Natural Gas | Conveyor Oven | E7 | System - kBTUs of Conusmption | 0 | 0 | 0 | 0 | 0 | 0 | 0 | 0 | 0 | 0 | 0 | 0 | 0 | 0 | 0 | 0 | 0 | 0 | 0 | 0 | 0 | 0 | 0 | 0 | 0 | 0 | 0 | 0 | 0 | 0 | 0
F3_Commercial_Education_New_Food Preparation_Natural Gas_Conveyor Oven_E8 | F3 | Commercial | Education | New | Food Preparation | Natural Gas | Conveyor Oven | E8 | System - kBTUs of Conusmption | 0 | 0 | 0 | 0 | 0 | 0 | 0 | 0 | 0 | 0 | 0 | 0 | 0 | 0 | 0 | 0 | 0 | 0 | 0 | 0 | 0 | 0 | 0 | 0 | 0 | 0 | 0 | 0 | 0 | 0 | 0
F3_Commercial_Education_New_Food Preparation_Natural Gas_Conveyor Oven_E9 | F3 | Commercial | Education | New | Food Preparation | Natural Gas | Conveyor Oven | E9 | System - kBTUs of Conusmption | 0 | 0 | 0 | 0 | 0 | 0 | 0 | 0 | 0 | 0 | 0 | 0 | 0 | 0 | 0 | 0 | 0 | 0 | 0 | 0 | 0 | 0 | 0 | 0 | 0 | 0 | 0 | 0 | 0 | 0 | 0
F3_Commercial_Education_New_Food Preparation_Natural Gas_Conveyor Oven_E10 | F3 | Commercial | Education | New | Food Preparation | Natural Gas | Conveyor Oven | E10 | System - kBTUs of Conusmption | 0 | 0 | 0 | 0 | 0 | 0 | 0 | 0 | 0 | 0 | 0 | 0 | 0 | 0 | 0 | 0 | 0 | 0 | 0 | 0 | 0 | 0 | 0 | 0 | 0 | 0 | 0 | 0 | 0 | 0 | 0
F4_Commercial_Education_New_Food Preparation_Natural Gas_Conveyor Oven_E1 | F4 | Commercial | Education | New | Food Preparation | Natural Gas | Conveyor Oven | E1 | Utility - Cost of Equipment | 0.00053922 | 0.00053922 | 0.00053922 | 0.00053922 | 0.00053922 | 0.00053922 | 0.00053922 | 0.00053922 | 0.00053922 | 0.00053922 | 0.00053922 | 0.00053922 | 0.00053922 | 0.00053922 | 0.00053922 | 0.00053922 | 0.00053922 | 0.00053922 | 0.00053922 | 0.00053922 | 0.00053922 | 0.00053922 | 0.00053922 | 0.00053922 | 0.00053922 | 0.00053922 | 0.00053922 | 0.00053922 | 0.00053922 | 0.00053922 | 0.00053922
F4_Commercial_Education_New_Food Preparation_Natural Gas_Conveyor Oven_E2 | F4 | Commercial | Education | New | Food Preparation | Natural Gas | Conveyor Oven | E2 | Utility - Cost of Equipment | 0.00065737 | 0.00065737 | 0.00065737 | 0.00065737 | 0.00065737 | 0.00065737 | 0.00065737 | 0.00065737 | 0.00065737 | 0.00065737 | 0.00065737 | 0.00065737 | 0.00065737 | 0.00065737 | 0.00065737 | 0.00065737 | 0.00065737 | 0.00065737 | 0.00065737 | 0.00065737 | 0.00065737 | 0.00065737 | 0.00065737 | 0.00065737 | 0.00065737 | 0.00065737 | 0.00065737 | 0.00065737 | 0.00065737 | 0.00065737 | 0.00065737
F4_Commercial_Education_New_Food Preparation_Natural Gas_Conveyor Oven_E3 | F4 | Commercial | Education | New | Food Preparation | Natural Gas | Conveyor Oven | E3 | Utility - Cost of Equipment | 0 | 0 | 0 | 0 | 0 | 0 | 0 | 0 | 0 | 0 | 0 | 0 | 0 | 0 | 0 | 0 | 0 | 0 | 0 | 0 | 0 | 0 | 0 | 0 | 0 | 0 | 0 | 0 | 0 | 0 | 0
F4_Commercial_Education_New_Food Preparation_Natural Gas_Conveyor Oven_E4 | F4 | Commercial | Education | New | Food Preparation | Natural Gas | Conveyor Oven | E4 | Utility - Cost of Equipment | 0 | 0 | 0 | 0 | 0 | 0 | 0 | 0 | 0 | 0 | 0 | 0 | 0 | 0 | 0 | 0 | 0 | 0 | 0 | 0 | 0 | 0 | 0 | 0 | 0 | 0 | 0 | 0 | 0 | 0 | 0
F4_Commercial_Education_New_Food Preparation_Natural Gas_Conveyor Oven_E5 | F4 | Commercial | Education | New | Food Preparation | Natural Gas | Conveyor Oven | E5 | Utility - Cost of Equipment | 0 | 0 | 0 | 0 | 0 | 0 | 0 | 0 | 0 | 0 | 0 | 0 | 0 | 0 | 0 | 0 | 0 | 0 | 0 | 0 | 0 | 0 | 0 | 0 | 0 | 0 | 0 | 0 | 0 | 0 | 0
F4_Commercial_Education_New_Food Preparation_Natural Gas_Conveyor Oven_E6 | F4 | Commercial | Education | New | Food Preparation | Natural Gas | Conveyor Oven | E6 | Utility - Cost of Equipment | 0 | 0 | 0 | 0 | 0 | 0 | 0 | 0 | 0 | 0 | 0 | 0 | 0 | 0 | 0 | 0 | 0 | 0 | 0 | 0 | 0 | 0 | 0 | 0 | 0 | 0 | 0 | 0 | 0 | 0 | 0
F4_Commercial_Education_New_Food Preparation_Natural Gas_Conveyor Oven_E7 | F4 | Commercial | Education | New | Food Preparation | Natural Gas | Conveyor Oven | E7 | Utility - Cost of Equipment | 0 | 0 | 0 | 0 | 0 | 0 | 0 | 0 | 0 | 0 | 0 | 0 | 0 | 0 | 0 | 0 | 0 | 0 | 0 | 0 | 0 | 0 | 0 | 0 | 0 | 0 | 0 | 0 | 0 | 0 | 0
F4_Commercial_Education_New_Food Preparation_Natural Gas_Conveyor Oven_E8 | F4 | Commercial | Education | New | Food Preparation | Natural Gas | Conveyor Oven | E8 | Utility - Cost of Equipment | 0 | 0 | 0 | 0 | 0 | 0 | 0 | 0 | 0 | 0 | 0 | 0 | 0 | 0 | 0 | 0 | 0 | 0 | 0 | 0 | 0 | 0 | 0 | 0 | 0 | 0 | 0 | 0 | 0 | 0 | 0
F4_Commercial_Education_New_Food Preparation_Natural Gas_Conveyor Oven_E9 | F4 | Commercial | Education | New | Food Preparation | Natural Gas | Conveyor Oven | E9 | Utility - Cost of Equipment | 0 | 0 | 0 | 0 | 0 | 0 | 0 | 0 | 0 | 0 | 0 | 0 | 0 | 0 | 0 | 0 | 0 | 0 | 0 | 0 | 0 | 0 | 0 | 0 | 0 | 0 | 0 | 0 | 0 | 0 | 0
F4_Commercial_Education_New_Food Preparation_Natural Gas_Conveyor Oven_E10 | F4 | Commercial | Education | New | Food Preparation | Natural Gas | Conveyor Oven | E10 | Utility - Cost of Equipment | 0 | 0 | 0 | 0 | 0 | 0 | 0 | 0 | 0 | 0 | 0 | 0 | 0 | 0 | 0 | 0 | 0 | 0 | 0 | 0 | 0 | 0 | 0 | 0 | 0 | 0 | 0 | 0 | 0 | 0 | 0
F5_Commercial_Education_New_Food Preparation_Natural Gas_Conveyor Oven_E1 | F5 | Commercial | Education | New | Food Preparation | Natural Gas | Conveyor Oven | E1 | Utility - Cost of Operation | 0.0015757 | 0.0015715 | 0.0015607 | 0.0015487 | 0.001591 | 0.0015626 | 0.0015533 | 0.0015777 | 0.0016293 | 0.0016169 | 0.0016113 | 0.0016024 | 0.001426 | 0.0014158 | 0.0014165 | 0.001407 | 0.0014051 | 0.001406 | 0.0013794 | 0.0013911 | 0.0013981 | 0.0014092 | 0.0014241 | 0.0007871 | 0.00077227 | 0.00075823 | 0.00074489 | 0.00073212 | 0.00071985 | 0.00070798 | 0.0006924
F5_Commercial_Education_New_Food Preparation_Natural Gas_Conveyor Oven_E2 | F5 | Commercial | Education | New | Food Preparation | Natural Gas | Conveyor Oven | E2 | Utility - Cost of Operation | 0.0011978 | 0.0011946 | 0.0011864 | 0.0011772 | 0.0012094 | 0.0011878 | 0.0011808 | 0.0011993 | 0.0012385 | 0.0012291 | 0.0012248 | 0.001218 | 0.001084 | 0.0010762 | 0.0010768 | 0.0010696 | 0.0010681 | 0.0010687 | 0.0010486 | 0.0010574 | 0.0010628 | 0.0010712 | 0.0010826 | 0.00059832 | 0.00058704 | 0.00057638 | 0.00056623 | 0.00055653 | 0.0005472 | 0.00053817 | 0.00052633
F5_Commercial_Education_New_Food Preparation_Natural Gas_Conveyor Oven_E3 | F5 | Commercial | Education | New | Food Preparation | Natural Gas | Conveyor Oven | E3 | Utility - Cost of Operation | 0 | 0 | 0 | 0 | 0 | 0 | 0 | 0 | 0 | 0 | 0 | 0 | 0 | 0 | 0 | 0 | 0 | 0 | 0 | 0 | 0 | 0 | 0 | 0 | 0 | 0 | 0 | 0 | 0 | 0 | 0
F5_Commercial_Education_New_Food Preparation_Natural Gas_Conveyor Oven_E4 | F5 | Commercial | Education | New | Food Preparation | Natural Gas | Conveyor Oven | E4 | Utility - Cost of Operation | 0 | 0 | 0 | 0 | 0 | 0 | 0 | 0 | 0 | 0 | 0 | 0 | 0 | 0 | 0 | 0 | 0 | 0 | 0 | 0 | 0 | 0 | 0 | 0 | 0 | 0 | 0 | 0 | 0 | 0 | 0
F5_Commercial_Education_New_Food Preparation_Natural Gas_Conveyor Oven_E5 | F5 | Commercial | Education | New | Food Preparation | Natural Gas | Conveyor Oven | E5 | Utility - Cost of Operation | 0 | 0 | 0 | 0 | 0 | 0 | 0 | 0 | 0 | 0 | 0 | 0 | 0 | 0 | 0 | 0 | 0 | 0 | 0 | 0 | 0 | 0 | 0 | 0 | 0 | 0 | 0 | 0 | 0 | 0 | 0
F5_Commercial_Education_New_Food Preparation_Natural Gas_Conveyor Oven_E6 | F5 | Commercial | Education | New | Food Preparation | Natural Gas | Conveyor Oven | E6 | Utility - Cost of Operation | 0 | 0 | 0 | 0 | 0 | 0 | 0 | 0 | 0 | 0 | 0 | 0 | 0 | 0 | 0 | 0 | 0 | 0 | 0 | 0 | 0 | 0 | 0 | 0 | 0 | 0 | 0 | 0 | 0 | 0 | 0
F5_Commercial_Education_New_Food Preparation_Natural Gas_Conveyor Oven_E7 | F5 | Commercial | Education | New | Food Preparation | Natural Gas | Conveyor Oven | E7 | Utility - Cost of Operation | 0 | 0 | 0 | 0 | 0 | 0 | 0 | 0 | 0 | 0 | 0 | 0 | 0 | 0 | 0 | 0 | 0 | 0 | 0 | 0 | 0 | 0 | 0 | 0 | 0 | 0 | 0 | 0 | 0 | 0 | 0
F5_Commercial_Education_New_Food Preparation_Natural Gas_Conveyor Oven_E8 | F5 | Commercial | Education | New | Food Preparation | Natural Gas | Conveyor Oven | E8 | Utility - Cost of Operation | 0 | 0 | 0 | 0 | 0 | 0 | 0 | 0 | 0 | 0 | 0 | 0 | 0 | 0 | 0 | 0 | 0 | 0 | 0 | 0 | 0 | 0 | 0 | 0 | 0 | 0 | 0 | 0 | 0 | 0 | 0
F5_Commercial_Education_New_Food Preparation_Natural Gas_Conveyor Oven_E9 | F5 | Commercial | Education | New | Food Preparation | Natural Gas | Conveyor Oven | E9 | Utility - Cost of Operation | 0 | 0 | 0 | 0 | 0 | 0 | 0 | 0 | 0 | 0 | 0 | 0 | 0 | 0 | 0 | 0 | 0 | 0 | 0 | 0 | 0 | 0 | 0 | 0 | 0 | 0 | 0 | 0 | 0 | 0 | 0
F5_Commercial_Education_New_Food Preparation_Natural Gas_Conveyor Oven_E10 | F5 | Commercial | Education | New | Food Preparation | Natural Gas | Conveyor Oven | E10 | Utility - Cost of Operation | 0 | 0 | 0 | 0 | 0 | 0 | 0 | 0 | 0 | 0 | 0 | 0 | 0 | 0 | 0 | 0 | 0 | 0 | 0 | 0 | 0 | 0 | 0 | 0 | 0 | 0 | 0 | 0 | 0 | 0 | 0
F6_Commercial_Education_New_Food Preparation_Natural Gas_Conveyor Oven_E1 | F6 | Commercial | Education | New | Food Preparation | Natural Gas | Conveyor Oven | E1 | Utility - Value of Sales | 0.0018878 | 0.0018827 | 0.0018698 | 0.0018554 | 0.0019062 | 0.0018721 | 0.001861 | 0.0018902 | 0.001952 | 0.0019371 | 0.0019304 | 0.0019197 | 0.0017085 | 0.0016962 | 0.0016971 | 0.0016857 | 0.0016834 | 0.0016844 | 0.0016527 | 0.0016666 | 0.001675 | 0.0016883 | 0.0017062 | 0.000943 | 0.00092523 | 0.00090841 | 0.00089243 | 0.00087713 | 0.00086242 | 0.0008482 | 0.00082954
F6_Commercial_Education_New_Food Preparation_Natural Gas_Conveyor Oven_E2 | F6 | Commercial | Education | New | Food Preparation | Natural Gas | Conveyor Oven | E2 | Utility - Value of Sales | 0.001435 | 0.0014312 | 0.0014213 | 0.0014104 | 0.001449 | 0.0014231 | 0.0014146 | 0.0014368 | 0.0014838 | 0.0014725 | 0.0014674 | 0.0014593 | 0.0012987 | 0.0012894 | 0.00129 | 0.0012814 | 0.0012796 | 0.0012804 | 0.0012563 | 0.0012669 | 0.0012733 | 0.0012833 | 0.001297 | 0.00071683 | 0.00070332 | 0.00069053 | 0.00067838 | 0.00066676 | 0.00065558 | 0.00064477 | 0.00063058
F6_Commercial_Education_New_Food Preparation_Natural Gas_Conveyor Oven_E3 | F6 | Commercial | Education | New | Food Preparation | Natural Gas | Conveyor Oven | E3 | Utility - Value of Sales | 0 | 0 | 0 | 0 | 0 | 0 | 0 | 0 | 0 | 0 | 0 | 0 | 0 | 0 | 0 | 0 | 0 | 0 | 0 | 0 | 0 | 0 | 0 | 0 | 0 | 0 | 0 | 0 | 0 | 0 | 0
F6_Commercial_Education_New_Food Preparation_Natural Gas_Conveyor Oven_E4 | F6 | Commercial | Education | New | Food Preparation | Natural Gas | Conveyor Oven | E4 | Utility - Value of Sales | 0 | 0 | 0 | 0 | 0 | 0 | 0 | 0 | 0 | 0 | 0 | 0 | 0 | 0 | 0 | 0 | 0 | 0 | 0 | 0 | 0 | 0 | 0 | 0 | 0 | 0 | 0 | 0 | 0 | 0 | 0
F6_Commercial_Education_New_Food Preparation_Natural Gas_Conveyor Oven_E5 | F6 | Commercial | Education | New | Food Preparation | Natural Gas | Conveyor Oven | E5 | Utility - Value of Sales | 0 | 0 | 0 | 0 | 0 | 0 | 0 | 0 | 0 | 0 | 0 | 0 | 0 | 0 | 0 | 0 | 0 | 0 | 0 | 0 | 0 | 0 | 0 | 0 | 0 | 0 | 0 | 0 | 0 | 0 | 0
F6_Commercial_Education_New_Food Preparation_Natural Gas_Conveyor Oven_E6 | F6 | Commercial | Education | New | Food Preparation | Natural Gas | Conveyor Oven | E6 | Utility - Value of Sales | 0 | 0 | 0 | 0 | 0 | 0 | 0 | 0 | 0 | 0 | 0 | 0 | 0 | 0 | 0 | 0 | 0 | 0 | 0 | 0 | 0 | 0 | 0 | 0 | 0 | 0 | 0 | 0 | 0 | 0 | 0
F6_Commercial_Education_New_Food Preparation_Natural Gas_Conveyor Oven_E7 | F6 | Commercial | Education | New | Food Preparation | Natural Gas | Conveyor Oven | E7 | Utility - Value of Sales | 0 | 0 | 0 | 0 | 0 | 0 | 0 | 0 | 0 | 0 | 0 | 0 | 0 | 0 | 0 | 0 | 0 | 0 | 0 | 0 | 0 | 0 | 0 | 0 | 0 | 0 | 0 | 0 | 0 | 0 | 0
F6_Commercial_Education_New_Food Preparation_Natural Gas_Conveyor Oven_E8 | F6 | Commercial | Education | New | Food Preparation | Natural Gas | Conveyor Oven | E8 | Utility - Value of Sales | 0 | 0 | 0 | 0 | 0 | 0 | 0 | 0 | 0 | 0 | 0 | 0 | 0 | 0 | 0 | 0 | 0 | 0 | 0 | 0 | 0 | 0 | 0 | 0 | 0 | 0 | 0 | 0 | 0 | 0 | 0
F6_Commercial_Education_New_Food Preparation_Natural Gas_Conveyor Oven_E9 | F6 | Commercial | Education | New | Food Preparation | Natural Gas | Conveyor Oven | E9 | Utility - Value of Sales | 0 | 0 | 0 | 0 | 0 | 0 | 0 | 0 | 0 | 0 | 0 | 0 | 0 | 0 | 0 | 0 | 0 | 0 | 0 | 0 | 0 | 0 | 0 | 0 | 0 | 0 | 0 | 0 | 0 | 0 | 0
F6_Commercial_Education_New_Food Preparation_Natural Gas_Conveyor Oven_E10 | F6 | Commercial | Education | New | Food Preparation | Natural Gas | Conveyor Oven | E10 | Utility - Value of Sales | 0 | 0 | 0 | 0 | 0 | 0 | 0 | 0 | 0 | 0 | 0 | 0 | 0 | 0 | 0 | 0 | 0 | 0 | 0 | 0 | 0 | 0 | 0 | 0 | 0 | 0 | 0 | 0 | 0 | 0 | 0
F1_Commercial_Education_New_Food Preparation_Natural Gas_Double Rack Oven_E1 | F1 | Commercial | Education | New | Food Preparation | Natural Gas | Double Rack Oven | E1 | Participant - Cost of Equipment | 0.0010077 | 0.0010077 | 0.0010077 | 0.0010077 | 0.0010077 | 0.0010077 | 0.0010077 | 0.0010077 | 0.0010077 | 0.0010077 | 0.0010077 | 0.0010077 | 0.0010077 | 0.0010077 | 0.0010077 | 0.0010077 | 0.0010077 | 0.0010077 | 0.0010077 | 0.0010077 | 0.0010077 | 0.0010077 | 0.0010077 | 0.0010077 | 0.0010077 | 0.0010077 | 0.0010077 | 0.0010077 | 0.0010077 | 0.0010077 | 0.0010077
F1_Commercial_Education_New_Food Preparation_Natural Gas_Double Rack Oven_E2 | F1 | Commercial | Education | New | Food Preparation | Natural Gas | Double Rack Oven | E2 | Participant - Cost of Equipment | 0.0013402 | 0.0013402 | 0.0013402 | 0.0013402 | 0.0013402 | 0.0013402 | 0.0013402 | 0.0013402 | 0.0013402 | 0.0013402 | 0.0013402 | 0.0013402 | 0.0013402 | 0.0013402 | 0.0013402 | 0.0013402 | 0.0013402 | 0.0013402 | 0.0013402 | 0.0013402 | 0.0013402 | 0.0013402 | 0.0013402 | 0.0013402 | 0.0013402 | 0.0013402 | 0.0013402 | 0.0013402 | 0.0013402 | 0.0013402 | 0.0013402
F1_Commercial_Education_New_Food Preparation_Natural Gas_Double Rack Oven_E3 | F1 | Commercial | Education | New | Food Preparation | Natural Gas | Double Rack Oven | E3 | Participant - Cost of Equipment | 0 | 0 | 0 | 0 | 0 | 0 | 0 | 0 | 0 | 0 | 0 | 0 | 0 | 0 | 0 | 0 | 0 | 0 | 0 | 0 | 0 | 0 | 0 | 0 | 0 | 0 | 0 | 0 | 0 | 0 | 0
F1_Commercial_Education_New_Food Preparation_Natural Gas_Double Rack Oven_E4 | F1 | Commercial | Education | New | Food Preparation | Natural Gas | Double Rack Oven | E4 | Participant - Cost of Equipment | 0 | 0 | 0 | 0 | 0 | 0 | 0 | 0 | 0 | 0 | 0 | 0 | 0 | 0 | 0 | 0 | 0 | 0 | 0 | 0 | 0 | 0 | 0 | 0 | 0 | 0 | 0 | 0 | 0 | 0 | 0
F1_Commercial_Education_New_Food Preparation_Natural Gas_Double Rack Oven_E5 | F1 | Commercial | Education | New | Food Preparation | Natural Gas | Double Rack Oven | E5 | Participant - Cost of Equipment | 0 | 0 | 0 | 0 | 0 | 0 | 0 | 0 | 0 | 0 | 0 | 0 | 0 | 0 | 0 | 0 | 0 | 0 | 0 | 0 | 0 | 0 | 0 | 0 | 0 | 0 | 0 | 0 | 0 | 0 | 0
F1_Commercial_Education_New_Food Preparation_Natural Gas_Double Rack Oven_E6 | F1 | Commercial | Education | New | Food Preparation | Natural Gas | Double Rack Oven | E6 | Participant - Cost of Equipment | 0 | 0 | 0 | 0 | 0 | 0 | 0 | 0 | 0 | 0 | 0 | 0 | 0 | 0 | 0 | 0 | 0 | 0 | 0 | 0 | 0 | 0 | 0 | 0 | 0 | 0 | 0 | 0 | 0 | 0 | 0
F1_Commercial_Education_New_Food Preparation_Natural Gas_Double Rack Oven_E7 | F1 | Commercial | Education | New | Food Preparation | Natural Gas | Double Rack Oven | E7 | Participant - Cost of Equipment | 0 | 0 | 0 | 0 | 0 | 0 | 0 | 0 | 0 | 0 | 0 | 0 | 0 | 0 | 0 | 0 | 0 | 0 | 0 | 0 | 0 | 0 | 0 | 0 | 0 | 0 | 0 | 0 | 0 | 0 | 0
F1_Commercial_Education_New_Food Preparation_Natural Gas_Double Rack Oven_E8 | F1 | Commercial | Education | New | Food Preparation | Natural Gas | Double Rack Oven | E8 | Participant - Cost of Equipment | 0 | 0 | 0 | 0 | 0 | 0 | 0 | 0 | 0 | 0 | 0 | 0 | 0 | 0 | 0 | 0 | 0 | 0 | 0 | 0 | 0 | 0 | 0 | 0 | 0 | 0 | 0 | 0 | 0 | 0 | 0
F1_Commercial_Education_New_Food Preparation_Natural Gas_Double Rack Oven_E9 | F1 | Commercial | Education | New | Food Preparation | Natural Gas | Double Rack Oven | E9 | Participant - Cost of Equipment | 0 | 0 | 0 | 0 | 0 | 0 | 0 | 0 | 0 | 0 | 0 | 0 | 0 | 0 | 0 | 0 | 0 | 0 | 0 | 0 | 0 | 0 | 0 | 0 | 0 | 0 | 0 | 0 | 0 | 0 | 0
F1_Commercial_Education_New_Food Preparation_Natural Gas_Double Rack Oven_E10 | F1 | Commercial | Education | New | Food Preparation | Natural Gas | Double Rack Oven | E10 | Participant - Cost of Equipment | 0 | 0 | 0 | 0 | 0 | 0 | 0 | 0 | 0 | 0 | 0 | 0 | 0 | 0 | 0 | 0 | 0 | 0 | 0 | 0 | 0 | 0 | 0 | 0 | 0 | 0 | 0 | 0 | 0 | 0 | 0
F2_Commercial_Education_New_Food Preparation_Natural Gas_Double Rack Oven_E1 | F2 | Commercial | Education | New | Food Preparation | Natural Gas | Double Rack Oven | E1 | Participant - Cost of Operation | 0.0034683 | 0.0035218 | 0.0035606 | 0.0035408 | 0.0035444 | 0.0033408 | 0.0031725 | 0.0030785 | 0.0030395 | 0.0031521 | 0.0033001 | 0.0034547 | 0.0031728 | 0.003361 | 0.0033724 | 0.0033556 | 0.0033587 | 0.003369 | 0.0033047 | 0.0033435 | 0.0033697 | 0.0034066 | 0.003454 | 0.0017323 | 0.0016985 | 0.0016667 | 0.0016366 | 0.0016081 | 0.0015807 | 0.0015543 | 0.0015288
F2_Commercial_Education_New_Food Preparation_Natural Gas_Double Rack Oven_E2 | F2 | Commercial | Education | New | Food Preparation | Natural Gas | Double Rack Oven | E2 | Participant - Cost of Operation | 0.0018918 | 0.001921 | 0.0019422 | 0.0019313 | 0.0019333 | 0.0018223 | 0.0017304 | 0.0016792 | 0.0016579 | 0.0017194 | 0.0018001 | 0.0018844 | 0.0017306 | 0.0018333 | 0.0018395 | 0.0018303 | 0.001832 | 0.0018377 | 0.0018025 | 0.0018237 | 0.001838 | 0.0018581 | 0.001884 | 0.00094488 | 0.00092643 | 0.00090909 | 0.00089271 | 0.00087712 | 0.0008622 | 0.00084781 | 0.00083389
F2_Commercial_Education_New_Food Preparation_Natural Gas_Double Rack Oven_E3 | F2 | Commercial | Education | New | Food Preparation | Natural Gas | Double Rack Oven | E3 | Participant - Cost of Operation | 0 | 0 | 0 | 0 | 0 | 0 | 0 | 0 | 0 | 0 | 0 | 0 | 0 | 0 | 0 | 0 | 0 | 0 | 0 | 0 | 0 | 0 | 0 | 0 | 0 | 0 | 0 | 0 | 0 | 0 | 0
F2_Commercial_Education_New_Food Preparation_Natural Gas_Double Rack Oven_E4 | F2 | Commercial | Education | New | Food Preparation | Natural Gas | Double Rack Oven | E4 | Participant - Cost of Operation | 0 | 0 | 0 | 0 | 0 | 0 | 0 | 0 | 0 | 0 | 0 | 0 | 0 | 0 | 0 | 0 | 0 | 0 | 0 | 0 | 0 | 0 | 0 | 0 | 0 | 0 | 0 | 0 | 0 | 0 | 0
F2_Commercial_Education_New_Food Preparation_Natural Gas_Double Rack Oven_E5 | F2 | Commercial | Education | New | Food Preparation | Natural Gas | Double Rack Oven | E5 | Participant - Cost of Operation | 0 | 0 | 0 | 0 | 0 | 0 | 0 | 0 | 0 | 0 | 0 | 0 | 0 | 0 | 0 | 0 | 0 | 0 | 0 | 0 | 0 | 0 | 0 | 0 | 0 | 0 | 0 | 0 | 0 | 0 | 0
F2_Commercial_Education_New_Food Preparation_Natural Gas_Double Rack Oven_E6 | F2 | Commercial | Education | New | Food Preparation | Natural Gas | Double Rack Oven | E6 | Participant - Cost of Operation | 0 | 0 | 0 | 0 | 0 | 0 | 0 | 0 | 0 | 0 | 0 | 0 | 0 | 0 | 0 | 0 | 0 | 0 | 0 | 0 | 0 | 0 | 0 | 0 | 0 | 0 | 0 | 0 | 0 | 0 | 0
F2_Commercial_Education_New_Food Preparation_Natural Gas_Double Rack Oven_E7 | F2 | Commercial | Education | New | Food Preparation | Natural Gas | Double Rack Oven | E7 | Participant - Cost of Operation | 0 | 0 | 0 | 0 | 0 | 0 | 0 | 0 | 0 | 0 | 0 | 0 | 0 | 0 | 0 | 0 | 0 | 0 | 0 | 0 | 0 | 0 | 0 | 0 | 0 | 0 | 0 | 0 | 0 | 0 | 0
F2_Commercial_Education_New_Food Preparation_Natural Gas_Double Rack Oven_E8 | F2 | Commercial | Education | New | Food Preparation | Natural Gas | Double Rack Oven | E8 | Participant - Cost of Operation | 0 | 0 | 0 | 0 | 0 | 0 | 0 | 0 | 0 | 0 | 0 | 0 | 0 | 0 | 0 | 0 | 0 | 0 | 0 | 0 | 0 | 0 | 0 | 0 | 0 | 0 | 0 | 0 | 0 | 0 | 0
F2_Commercial_Education_New_Food Preparation_Natural Gas_Double Rack Oven_E9 | F2 | Commercial | Education | New | Food Preparation | Natural Gas | Double Rack Oven | E9 | Participant - Cost of Operation | 0 | 0 | 0 | 0 | 0 | 0 | 0 | 0 | 0 | 0 | 0 | 0 | 0 | 0 | 0 | 0 | 0 | 0 | 0 | 0 | 0 | 0 | 0 | 0 | 0 | 0 | 0 | 0 | 0 | 0 | 0
F2_Commercial_Education_New_Food Preparation_Natural Gas_Double Rack Oven_E10 | F2 | Commercial | Education | New | Food Preparation | Natural Gas | Double Rack Oven | E10 | Participant - Cost of Operation | 0 | 0 | 0 | 0 | 0 | 0 | 0 | 0 | 0 | 0 | 0 | 0 | 0 | 0 | 0 | 0 | 0 | 0 | 0 | 0 | 0 | 0 | 0 | 0 | 0 | 0 | 0 | 0 | 0 | 0 | 0
F3_Commercial_Education_New_Food Preparation_Natural Gas_Double Rack Oven_E1 | F3 | Commercial | Education | New | Food Preparation | Natural Gas | Double Rack Oven | E1 | System - kBTUs of Conusmption | 0.28819 | 0.28876 | 0.2884 | 0.28814 | 0.28814 | 0.28814 | 0.28814 | 0.28814 | 0.28814 | 0.28814 | 0.28814 | 0.28814 | 0.28814 | 0.28814 | 0.28814 | 0.28814 | 0.28814 | 0.28814 | 0.28814 | 0.28814 | 0.28814 | 0.28814 | 0.28814 | 0.28814 | 0.28814 | 0.28814 | 0.28814 | 0.28814 | 0.28814 | 0.28814 | 0.28814
F3_Commercial_Education_New_Food Preparation_Natural Gas_Double Rack Oven_E2 | F3 | Commercial | Education | New | Food Preparation | Natural Gas | Double Rack Oven | E2 | System - kBTUs of Conusmption | 0.15719 | 0.15751 | 0.15731 | 0.15717 | 0.15717 | 0.15717 | 0.15717 | 0.15717 | 0.15717 | 0.15717 | 0.15717 | 0.15717 | 0.15717 | 0.15717 | 0.15717 | 0.15717 | 0.15717 | 0.15717 | 0.15717 | 0.15717 | 0.15717 | 0.15717 | 0.15717 | 0.15717 | 0.15717 | 0.15717 | 0.15717 | 0.15717 | 0.15717 | 0.15717 | 0.15717
F3_Commercial_Education_New_Food Preparation_Natural Gas_Double Rack Oven_E3 | F3 | Commercial | Education | New | Food Preparation | Natural Gas | Double Rack Oven | E3 | System - kBTUs of Conusmption | 0 | 0 | 0 | 0 | 0 | 0 | 0 | 0 | 0 | 0 | 0 | 0 | 0 | 0 | 0 | 0 | 0 | 0 | 0 | 0 | 0 | 0 | 0 | 0 | 0 | 0 | 0 | 0 | 0 | 0 | 0
F3_Commercial_Education_New_Food Preparation_Natural Gas_Double Rack Oven_E4 | F3 | Commercial | Education | New | Food Preparation | Natural Gas | Double Rack Oven | E4 | System - kBTUs of Conusmption | 0 | 0 | 0 | 0 | 0 | 0 | 0 | 0 | 0 | 0 | 0 | 0 | 0 | 0 | 0 | 0 | 0 | 0 | 0 | 0 | 0 | 0 | 0 | 0 | 0 | 0 | 0 | 0 | 0 | 0 | 0
F3_Commercial_Education_New_Food Preparation_Natural Gas_Double Rack Oven_E5 | F3 | Commercial | Education | New | Food Preparation | Natural Gas | Double Rack Oven | E5 | System - kBTUs of Conusmption | 0 | 0 | 0 | 0 | 0 | 0 | 0 | 0 | 0 | 0 | 0 | 0 | 0 | 0 | 0 | 0 | 0 | 0 | 0 | 0 | 0 | 0 | 0 | 0 | 0 | 0 | 0 | 0 | 0 | 0 | 0
F3_Commercial_Education_New_Food Preparation_Natural Gas_Double Rack Oven_E6 | F3 | Commercial | Education | New | Food Preparation | Natural Gas | Double Rack Oven | E6 | System - kBTUs of Conusmption | 0 | 0 | 0 | 0 | 0 | 0 | 0 | 0 | 0 | 0 | 0 | 0 | 0 | 0 | 0 | 0 | 0 | 0 | 0 | 0 | 0 | 0 | 0 | 0 | 0 | 0 | 0 | 0 | 0 | 0 | 0
F3_Commercial_Education_New_Food Preparation_Natural Gas_Double Rack Oven_E7 | F3 | Commercial | Education | New | Food Preparation | Natural Gas | Double Rack Oven | E7 | System - kBTUs of Conusmption | 0 | 0 | 0 | 0 | 0 | 0 | 0 | 0 | 0 | 0 | 0 | 0 | 0 | 0 | 0 | 0 | 0 | 0 | 0 | 0 | 0 | 0 | 0 | 0 | 0 | 0 | 0 | 0 | 0 | 0 | 0
F3_Commercial_Education_New_Food Preparation_Natural Gas_Double Rack Oven_E8 | F3 | Commercial | Education | New | Food Preparation | Natural Gas | Double Rack Oven | E8 | System - kBTUs of Conusmption | 0 | 0 | 0 | 0 | 0 | 0 | 0 | 0 | 0 | 0 | 0 | 0 | 0 | 0 | 0 | 0 | 0 | 0 | 0 | 0 | 0 | 0 | 0 | 0 | 0 | 0 | 0 | 0 | 0 | 0 | 0
F3_Commercial_Education_New_Food Preparation_Natural Gas_Double Rack Oven_E9 | F3 | Commercial | Education | New | Food Preparation | Natural Gas | Double Rack Oven | E9 | System - kBTUs of Conusmption | 0 | 0 | 0 | 0 | 0 | 0 | 0 | 0 | 0 | 0 | 0 | 0 | 0 | 0 | 0 | 0 | 0 | 0 | 0 | 0 | 0 | 0 | 0 | 0 | 0 | 0 | 0 | 0 | 0 | 0 | 0
F3_Commercial_Education_New_Food Preparation_Natural Gas_Double Rack Oven_E10 | F3 | Commercial | Education | New | Food Preparation | Natural Gas | Double Rack Oven | E10 | System - kBTUs of Conusmption | 0 | 0 | 0 | 0 | 0 | 0 | 0 | 0 | 0 | 0 | 0 | 0 | 0 | 0 | 0 | 0 | 0 | 0 | 0 | 0 | 0 | 0 | 0 | 0 | 0 | 0 | 0 | 0 | 0 | 0 | 0
F4_Commercial_Education_New_Food Preparation_Natural Gas_Double Rack Oven_E1 | F4 | Commercial | Education | New | Food Preparation | Natural Gas | Double Rack Oven | E1 | Utility - Cost of Equipment | 0.0010077 | 0.0010077 | 0.0010077 | 0.0010077 | 0.0010077 | 0.0010077 | 0.0010077 | 0.0010077 | 0.0010077 | 0.0010077 | 0.0010077 | 0.0010077 | 0.0010077 | 0.0010077 | 0.0010077 | 0.0010077 | 0.0010077 | 0.0010077 | 0.0010077 | 0.0010077 | 0.0010077 | 0.0010077 | 0.0010077 | 0.0010077 | 0.0010077 | 0.0010077 | 0.0010077 | 0.0010077 | 0.0010077 | 0.0010077 | 0.0010077
F4_Commercial_Education_New_Food Preparation_Natural Gas_Double Rack Oven_E2 | F4 | Commercial | Education | New | Food Preparation | Natural Gas | Double Rack Oven | E2 | Utility - Cost of Equipment | 0.0013402 | 0.0013402 | 0.0013402 | 0.0013402 | 0.0013402 | 0.0013402 | 0.0013402 | 0.0013402 | 0.0013402 | 0.0013402 | 0.0013402 | 0.0013402 | 0.0013402 | 0.0013402 | 0.0013402 | 0.0013402 | 0.0013402 | 0.0013402 | 0.0013402 | 0.0013402 | 0.0013402 | 0.0013402 | 0.0013402 | 0.0013402 | 0.0013402 | 0.0013402 | 0.0013402 | 0.0013402 | 0.0013402 | 0.0013402 | 0.0013402
F4_Commercial_Education_New_Food Preparation_Natural Gas_Double Rack Oven_E3 | F4 | Commercial | Education | New | Food Preparation | Natural Gas | Double Rack Oven | E3 | Utility - Cost of Equipment | 0 | 0 | 0 | 0 | 0 | 0 | 0 | 0 | 0 | 0 | 0 | 0 | 0 | 0 | 0 | 0 | 0 | 0 | 0 | 0 | 0 | 0 | 0 | 0 | 0 | 0 | 0 | 0 | 0 | 0 | 0
F4_Commercial_Education_New_Food Preparation_Natural Gas_Double Rack Oven_E4 | F4 | Commercial | Education | New | Food Preparation | Natural Gas | Double Rack Oven | E4 | Utility - Cost of Equipment | 0 | 0 | 0 | 0 | 0 | 0 | 0 | 0 | 0 | 0 | 0 | 0 | 0 | 0 | 0 | 0 | 0 | 0 | 0 | 0 | 0 | 0 | 0 | 0 | 0 | 0 | 0 | 0 | 0 | 0 | 0
F4_Commercial_Education_New_Food Preparation_Natural Gas_Double Rack Oven_E5 | F4 | Commercial | Education | New | Food Preparation | Natural Gas | Double Rack Oven | E5 | Utility - Cost of Equipment | 0 | 0 | 0 | 0 | 0 | 0 | 0 | 0 | 0 | 0 | 0 | 0 | 0 | 0 | 0 | 0 | 0 | 0 | 0 | 0 | 0 | 0 | 0 | 0 | 0 | 0 | 0 | 0 | 0 | 0 | 0
F4_Commercial_Education_New_Food Preparation_Natural Gas_Double Rack Oven_E6 | F4 | Commercial | Education | New | Food Preparation | Natural Gas | Double Rack Oven | E6 | Utility - Cost of Equipment | 0 | 0 | 0 | 0 | 0 | 0 | 0 | 0 | 0 | 0 | 0 | 0 | 0 | 0 | 0 | 0 | 0 | 0 | 0 | 0 | 0 | 0 | 0 | 0 | 0 | 0 | 0 | 0 | 0 | 0 | 0
F4_Commercial_Education_New_Food Preparation_Natural Gas_Double Rack Oven_E7 | F4 | Commercial | Education | New | Food Preparation | Natural Gas | Double Rack Oven | E7 | Utility - Cost of Equipment | 0 | 0 | 0 | 0 | 0 | 0 | 0 | 0 | 0 | 0 | 0 | 0 | 0 | 0 | 0 | 0 | 0 | 0 | 0 | 0 | 0 | 0 | 0 | 0 | 0 | 0 | 0 | 0 | 0 | 0 | 0
F4_Commercial_Education_New_Food Preparation_Natural Gas_Double Rack Oven_E8 | F4 | Commercial | Education | New | Food Preparation | Natural Gas | Double Rack Oven | E8 | Utility - Cost of Equipment | 0 | 0 | 0 | 0 | 0 | 0 | 0 | 0 | 0 | 0 | 0 | 0 | 0 | 0 | 0 | 0 | 0 | 0 | 0 | 0 | 0 | 0 | 0 | 0 | 0 | 0 | 0 | 0 | 0 | 0 | 0
F4_Commercial_Education_New_Food Preparation_Natural Gas_Double Rack Oven_E9 | F4 | Commercial | Education | New | Food Preparation | Natural Gas | Double Rack Oven | E9 | Utility - Cost of Equipment | 0 | 0 | 0 | 0 | 0 | 0 | 0 | 0 | 0 | 0 | 0 | 0 | 0 | 0 | 0 | 0 | 0 | 0 | 0 | 0 | 0 | 0 | 0 | 0 | 0 | 0 | 0 | 0 | 0 | 0 | 0
F4_Commercial_Education_New_Food Preparation_Natural Gas_Double Rack Oven_E10 | F4 | Commercial | Education | New | Food Preparation | Natural Gas | Double Rack Oven | E10 | Utility - Cost of Equipment | 0 | 0 | 0 | 0 | 0 | 0 | 0 | 0 | 0 | 0 | 0 | 0 | 0 | 0 | 0 | 0 | 0 | 0 | 0 | 0 | 0 | 0 | 0 | 0 | 0 | 0 | 0 | 0 | 0 | 0 | 0
F5_Commercial_Education_New_Food Preparation_Natural Gas_Double Rack Oven_E1 | F5 | Commercial | Education | New | Food Preparation | Natural Gas | Double Rack Oven | E1 | Utility - Cost of Operation | 0.0028949 | 0.0029396 | 0.002972 | 0.0029554 | 0.0029584 | 0.0027885 | 0.002648 | 0.0025695 | 0.002537 | 0.002631 | 0.0027545 | 0.0028836 | 0.0026483 | 0.0028053 | 0.0028149 | 0.0028009 | 0.0028034 | 0.0028121 | 0.0027583 | 0.0027908 | 0.0028126 | 0.0028434 | 0.0028829 | 0.0014459 | 0.0014177 | 0.0013911 | 0.0013661 | 0.0013422 | 0.0013194 | 0.0012974 | 0.0012761
F5_Commercial_Education_New_Food Preparation_Natural Gas_Double Rack Oven_E2 | F5 | Commercial | Education | New | Food Preparation | Natural Gas | Double Rack Oven | E2 | Utility - Cost of Operation | 0.001579 | 0.0016034 | 0.0016211 | 0.0016121 | 0.0016137 | 0.001521 | 0.0014444 | 0.0014016 | 0.0013838 | 0.0014351 | 0.0015025 | 0.0015729 | 0.0014445 | 0.0015302 | 0.0015354 | 0.0015277 | 0.0015291 | 0.0015339 | 0.0015045 | 0.0015222 | 0.0015342 | 0.0015509 | 0.0015725 | 0.00078867 | 0.00077327 | 0.0007588 | 0.00074513 | 0.00073212 | 0.00071966 | 0.00070765 | 0.00069603
F5_Commercial_Education_New_Food Preparation_Natural Gas_Double Rack Oven_E3 | F5 | Commercial | Education | New | Food Preparation | Natural Gas | Double Rack Oven | E3 | Utility - Cost of Operation | 0 | 0 | 0 | 0 | 0 | 0 | 0 | 0 | 0 | 0 | 0 | 0 | 0 | 0 | 0 | 0 | 0 | 0 | 0 | 0 | 0 | 0 | 0 | 0 | 0 | 0 | 0 | 0 | 0 | 0 | 0
F5_Commercial_Education_New_Food Preparation_Natural Gas_Double Rack Oven_E4 | F5 | Commercial | Education | New | Food Preparation | Natural Gas | Double Rack Oven | E4 | Utility - Cost of Operation | 0 | 0 | 0 | 0 | 0 | 0 | 0 | 0 | 0 | 0 | 0 | 0 | 0 | 0 | 0 | 0 | 0 | 0 | 0 | 0 | 0 | 0 | 0 | 0 | 0 | 0 | 0 | 0 | 0 | 0 | 0
F5_Commercial_Education_New_Food Preparation_Natural Gas_Double Rack Oven_E5 | F5 | Commercial | Education | New | Food Preparation | Natural Gas | Double Rack Oven | E5 | Utility - Cost of Operation | 0 | 0 | 0 | 0 | 0 | 0 | 0 | 0 | 0 | 0 | 0 | 0 | 0 | 0 | 0 | 0 | 0 | 0 | 0 | 0 | 0 | 0 | 0 | 0 | 0 | 0 | 0 | 0 | 0 | 0 | 0
F5_Commercial_Education_New_Food Preparation_Natural Gas_Double Rack Oven_E6 | F5 | Commercial | Education | New | Food Preparation | Natural Gas | Double Rack Oven | E6 | Utility - Cost of Operation | 0 | 0 | 0 | 0 | 0 | 0 | 0 | 0 | 0 | 0 | 0 | 0 | 0 | 0 | 0 | 0 | 0 | 0 | 0 | 0 | 0 | 0 | 0 | 0 | 0 | 0 | 0 | 0 | 0 | 0 | 0
F5_Commercial_Education_New_Food Preparation_Natural Gas_Double Rack Oven_E7 | F5 | Commercial | Education | New | Food Preparation | Natural Gas | Double Rack Oven | E7 | Utility - Cost of Operation | 0 | 0 | 0 | 0 | 0 | 0 | 0 | 0 | 0 | 0 | 0 | 0 | 0 | 0 | 0 | 0 | 0 | 0 | 0 | 0 | 0 | 0 | 0 | 0 | 0 | 0 | 0 | 0 | 0 | 0 | 0
F5_Commercial_Education_New_Food Preparation_Natural Gas_Double Rack Oven_E8 | F5 | Commercial | Education | New | Food Preparation | Natural Gas | Double Rack Oven | E8 | Utility - Cost of Operation | 0 | 0 | 0 | 0 | 0 | 0 | 0 | 0 | 0 | 0 | 0 | 0 | 0 | 0 | 0 | 0 | 0 | 0 | 0 | 0 | 0 | 0 | 0 | 0 | 0 | 0 | 0 | 0 | 0 | 0 | 0
F5_Commercial_Education_New_Food Preparation_Natural Gas_Double Rack Oven_E9 | F5 | Commercial | Education | New | Food Preparation | Natural Gas | Double Rack Oven | E9 | Utility - Cost of Operation | 0 | 0 | 0 | 0 | 0 | 0 | 0 | 0 | 0 | 0 | 0 | 0 | 0 | 0 | 0 | 0 | 0 | 0 | 0 | 0 | 0 | 0 | 0 | 0 | 0 | 0 | 0 | 0 | 0 | 0 | 0
F5_Commercial_Education_New_Food Preparation_Natural Gas_Double Rack Oven_E10 | F5 | Commercial | Education | New | Food Preparation | Natural Gas | Double Rack Oven | E10 | Utility - Cost of Operation | 0 | 0 | 0 | 0 | 0 | 0 | 0 | 0 | 0 | 0 | 0 | 0 | 0 | 0 | 0 | 0 | 0 | 0 | 0 | 0 | 0 | 0 | 0 | 0 | 0 | 0 | 0 | 0 | 0 | 0 | 0
F6_Commercial_Education_New_Food Preparation_Natural Gas_Double Rack Oven_E1 | F6 | Commercial | Education | New | Food Preparation | Natural Gas | Double Rack Oven | E1 | Utility - Value of Sales | 0.0034683 | 0.0035218 | 0.0035606 | 0.0035408 | 0.0035444 | 0.0033408 | 0.0031725 | 0.0030785 | 0.0030395 | 0.0031521 | 0.0033001 | 0.0034547 | 0.0031728 | 0.003361 | 0.0033724 | 0.0033556 | 0.0033587 | 0.003369 | 0.0033047 | 0.0033435 | 0.0033697 | 0.0034066 | 0.003454 | 0.0017323 | 0.0016985 | 0.0016667 | 0.0016366 | 0.0016081 | 0.0015807 | 0.0015543 | 0.0015288
F6_Commercial_Education_New_Food Preparation_Natural Gas_Double Rack Oven_E2 | F6 | Commercial | Education | New | Food Preparation | Natural Gas | Double Rack Oven | E2 | Utility - Value of Sales | 0.0018918 | 0.001921 | 0.0019422 | 0.0019313 | 0.0019333 | 0.0018223 | 0.0017304 | 0.0016792 | 0.0016579 | 0.0017194 | 0.0018001 | 0.0018844 | 0.0017306 | 0.0018333 | 0.0018395 | 0.0018303 | 0.001832 | 0.0018377 | 0.0018025 | 0.0018237 | 0.001838 | 0.0018581 | 0.001884 | 0.00094488 | 0.00092643 | 0.00090909 | 0.00089271 | 0.00087712 | 0.0008622 | 0.00084781 | 0.00083389
F6_Commercial_Education_New_Food Preparation_Natural Gas_Double Rack Oven_E3 | F6 | Commercial | Education | New | Food Preparation | Natural Gas | Double Rack Oven | E3 | Utility - Value of Sales | 0 | 0 | 0 | 0 | 0 | 0 | 0 | 0 | 0 | 0 | 0 | 0 | 0 | 0 | 0 | 0 | 0 | 0 | 0 | 0 | 0 | 0 | 0 | 0 | 0 | 0 | 0 | 0 | 0 | 0 | 0
F6_Commercial_Education_New_Food Preparation_Natural Gas_Double Rack Oven_E4 | F6 | Commercial | Education | New | Food Preparation | Natural Gas | Double Rack Oven | E4 | Utility - Value of Sales | 0 | 0 | 0 | 0 | 0 | 0 | 0 | 0 | 0 | 0 | 0 | 0 | 0 | 0 | 0 | 0 | 0 | 0 | 0 | 0 | 0 | 0 | 0 | 0 | 0 | 0 | 0 | 0 | 0 | 0 | 0
F6_Commercial_Education_New_Food Preparation_Natural Gas_Double Rack Oven_E5 | F6 | Commercial | Education | New | Food Preparation | Natural Gas | Double Rack Oven | E5 | Utility - Value of Sales | 0 | 0 | 0 | 0 | 0 | 0 | 0 | 0 | 0 | 0 | 0 | 0 | 0 | 0 | 0 | 0 | 0 | 0 | 0 | 0 | 0 | 0 | 0 | 0 | 0 | 0 | 0 | 0 | 0 | 0 | 0
F6_Commercial_Education_New_Food Preparation_Natural Gas_Double Rack Oven_E6 | F6 | Commercial | Education | New | Food Preparation | Natural Gas | Double Rack Oven | E6 | Utility - Value of Sales | 0 | 0 | 0 | 0 | 0 | 0 | 0 | 0 | 0 | 0 | 0 | 0 | 0 | 0 | 0 | 0 | 0 | 0 | 0 | 0 | 0 | 0 | 0 | 0 | 0 | 0 | 0 | 0 | 0 | 0 | 0
F6_Commercial_Education_New_Food Preparation_Natural Gas_Double Rack Oven_E7 | F6 | Commercial | Education | New | Food Preparation | Natural Gas | Double Rack Oven | E7 | Utility - Value of Sales | 0 | 0 | 0 | 0 | 0 | 0 | 0 | 0 | 0 | 0 | 0 | 0 | 0 | 0 | 0 | 0 | 0 | 0 | 0 | 0 | 0 | 0 | 0 | 0 | 0 | 0 | 0 | 0 | 0 | 0 | 0
F6_Commercial_Education_New_Food Preparation_Natural Gas_Double Rack Oven_E8 | F6 | Commercial | Education | New | Food Preparation | Natural Gas | Double Rack Oven | E8 | Utility - Value of Sales | 0 | 0 | 0 | 0 | 0 | 0 | 0 | 0 | 0 | 0 | 0 | 0 | 0 | 0 | 0 | 0 | 0 | 0 | 0 | 0 | 0 | 0 | 0 | 0 | 0 | 0 | 0 | 0 | 0 | 0 | 0
F6_Commercial_Education_New_Food Preparation_Natural Gas_Double Rack Oven_E9 | F6 | Commercial | Education | New | Food Preparation | Natural Gas | Double Rack Oven | E9 | Utility - Value of Sales | 0 | 0 | 0 | 0 | 0 | 0 | 0 | 0 | 0 | 0 | 0 | 0 | 0 | 0 | 0 | 0 | 0 | 0 | 0 | 0 | 0 | 0 | 0 | 0 | 0 | 0 | 0 | 0 | 0 | 0 | 0
F6_Commercial_Education_New_Food Preparation_Natural Gas_Double Rack Oven_E10 | F6 | Commercial | Education | New | Food Preparation | Natural Gas | Double Rack Oven | E10 | Utility - Value of Sales | 0 | 0 | 0 | 0 | 0 | 0 | 0 | 0 | 0 | 0 | 0 | 0 | 0 | 0 | 0 | 0 | 0 | 0 | 0 | 0 | 0 | 0 | 0 | 0 | 0 | 0 | 0 | 0 | 0 | 0 | 0
F1_Commercial_Education_New_Food Preparation_Natural Gas_Fryer_E1 | F1 | Commercial | Education | New | Food Preparation | Natural Gas | Fryer | E1 | Participant - Cost of Equipment | 0.00079397 | 0.00079397 | 0.00079397 | 0 | 0 | 0 | 0 | 0 | 0 | 0 | 0 | 0 | 0 | 0 | 0 | 0 | 0 | 0 | 0 | 0 | 0 | 0 | 0 | 0 | 0 | 0 | 0 | 0 | 0 | 0 | 0
F1_Commercial_Education_New_Food Preparation_Natural Gas_Fryer_E2 | F1 | Commercial | Education | New | Food Preparation | Natural Gas | Fryer | E2 | Participant - Cost of Equipment | 0.00094691 | 0.00094691 | 0.00094691 | 0.00094691 | 0.00094691 | 0.00094691 | 0.00094691 | 0.00094691 | 0.00094691 | 0.00094691 | 0.00094691 | 0.00094691 | 0.00094691 | 0.00094691 | 0.00094691 | 0.00094691 | 0.00094691 | 0.00094691 | 0.00094691 | 0.00094691 | 0.00094691 | 0.00094691 | 0.00094691 | 0.00094691 | 0.00094691 | 0.00094691 | 0.00094691 | 0.00094691 | 0.00094691 | 0.00094691 | 0.00094691
F1_Commercial_Education_New_Food Preparation_Natural Gas_Fryer_E3 | F1 | Commercial | Education | New | Food Preparation | Natural Gas | Fryer | E3 | Participant - Cost of Equipment | 0 | 0 | 0 | 0 | 0 | 0 | 0 | 0 | 0 | 0 | 0 | 0 | 0 | 0 | 0 | 0 | 0 | 0 | 0 | 0 | 0 | 0 | 0 | 0 | 0 | 0 | 0 | 0 | 0 | 0 | 0
F1_Commercial_Education_New_Food Preparation_Natural Gas_Fryer_E4 | F1 | Commercial | Education | New | Food Preparation | Natural Gas | Fryer | E4 | Participant - Cost of Equipment | 0 | 0 | 0 | 0 | 0 | 0 | 0 | 0 | 0 | 0 | 0 | 0 | 0 | 0 | 0 | 0 | 0 | 0 | 0 | 0 | 0 | 0 | 0 | 0 | 0 | 0 | 0 | 0 | 0 | 0 | 0
F1_Commercial_Education_New_Food Preparation_Natural Gas_Fryer_E5 | F1 | Commercial | Education | New | Food Preparation | Natural Gas | Fryer | E5 | Participant - Cost of Equipment | 0 | 0 | 0 | 0 | 0 | 0 | 0 | 0 | 0 | 0 | 0 | 0 | 0 | 0 | 0 | 0 | 0 | 0 | 0 | 0 | 0 | 0 | 0 | 0 | 0 | 0 | 0 | 0 | 0 | 0 | 0
F1_Commercial_Education_New_Food Preparation_Natural Gas_Fryer_E6 | F1 | Commercial | Education | New | Food Preparation | Natural Gas | Fryer | E6 | Participant - Cost of Equipment | 0 | 0 | 0 | 0 | 0 | 0 | 0 | 0 | 0 | 0 | 0 | 0 | 0 | 0 | 0 | 0 | 0 | 0 | 0 | 0 | 0 | 0 | 0 | 0 | 0 | 0 | 0 | 0 | 0 | 0 | 0
F1_Commercial_Education_New_Food Preparation_Natural Gas_Fryer_E7 | F1 | Commercial | Education | New | Food Preparation | Natural Gas | Fryer | E7 | Participant - Cost of Equipment | 0 | 0 | 0 | 0 | 0 | 0 | 0 | 0 | 0 | 0 | 0 | 0 | 0 | 0 | 0 | 0 | 0 | 0 | 0 | 0 | 0 | 0 | 0 | 0 | 0 | 0 | 0 | 0 | 0 | 0 | 0
F1_Commercial_Education_New_Food Preparation_Natural Gas_Fryer_E8 | F1 | Commercial | Education | New | Food Preparation | Natural Gas | Fryer | E8 | Participant - Cost of Equipment | 0 | 0 | 0 | 0 | 0 | 0 | 0 | 0 | 0 | 0 | 0 | 0 | 0 | 0 | 0 | 0 | 0 | 0 | 0 | 0 | 0 | 0 | 0 | 0 | 0 | 0 | 0 | 0 | 0 | 0 | 0
F1_Commercial_Education_New_Food Preparation_Natural Gas_Fryer_E9 | F1 | Commercial | Education | New | Food Preparation | Natural Gas | Fryer | E9 | Participant - Cost of Equipment | 0 | 0 | 0 | 0 | 0 | 0 | 0 | 0 | 0 | 0 | 0 | 0 | 0 | 0 | 0 | 0 | 0 | 0 | 0 | 0 | 0 | 0 | 0 | 0 | 0 | 0 | 0 | 0 | 0 | 0 | 0
F1_Commercial_Education_New_Food Preparation_Natural Gas_Fryer_E10 | F1 | Commercial | Education | New | Food Preparation | Natural Gas | Fryer | E10 | Participant - Cost of Equipment | 0 | 0 | 0 | 0 | 0 | 0 | 0 | 0 | 0 | 0 | 0 | 0 | 0 | 0 | 0 | 0 | 0 | 0 | 0 | 0 | 0 | 0 | 0 | 0 | 0 | 0 | 0 | 0 | 0 | 0 | 0
F2_Commercial_Education_New_Food Preparation_Natural Gas_Fryer_E1 | F2 | Commercial | Education | New | Food Preparation | Natural Gas | Fryer | E1 | Participant - Cost of Operation | 0.0017041 | 0.0017416 | 0.0017718 | 0 | 0 | 0 | 0 | 0 | 0 | 0 | 0 | 0 | 0 | 0 | 0 | 0 | 0 | 0 | 0 | 0 | 0 | 0 | 0 | 0 | 0 | 0 | 0 | 0 | 0 | 0 | 0
F2_Commercial_Education_New_Food Preparation_Natural Gas_Fryer_E2 | F2 | Commercial | Education | New | Food Preparation | Natural Gas | Fryer | E2 | Participant - Cost of Operation | 0.0011451 | 0.0011703 | 0.0011906 | 0.00121 | 0.0012392 | 0.0011833 | 0.0011158 | 0.0010827 | 0.0010729 | 0.0010558 | 0.0010449 | 0.0010286 | 0.00090233 | 0.00097181 | 0.0010612 | 0.0011474 | 0.0012515 | 0.0012588 | 0.0012349 | 0.0012537 | 0.0012672 | 0.0012849 | 0.001307 | 0.00059143 | 0.00057948 | 0.00056832 | 0.00055783 | 0.00054791 | 0.00053845 | 0.00052937 | 0.0005206
F2_Commercial_Education_New_Food Preparation_Natural Gas_Fryer_E3 | F2 | Commercial | Education | New | Food Preparation | Natural Gas | Fryer | E3 | Participant - Cost of Operation | 0 | 0 | 0 | 0 | 0 | 0 | 0 | 0 | 0 | 0 | 0 | 0 | 0 | 0 | 0 | 0 | 0 | 0 | 0 | 0 | 0 | 0 | 0 | 0 | 0 | 0 | 0 | 0 | 0 | 0 | 0
F2_Commercial_Education_New_Food Preparation_Natural Gas_Fryer_E4 | F2 | Commercial | Education | New | Food Preparation | Natural Gas | Fryer | E4 | Participant - Cost of Operation | 0 | 0 | 0 | 0 | 0 | 0 | 0 | 0 | 0 | 0 | 0 | 0 | 0 | 0 | 0 | 0 | 0 | 0 | 0 | 0 | 0 | 0 | 0 | 0 | 0 | 0 | 0 | 0 | 0 | 0 | 0
F2_Commercial_Education_New_Food Preparation_Natural Gas_Fryer_E5 | F2 | Commercial | Education | New | Food Preparation | Natural Gas | Fryer | E5 | Participant - Cost of Operation | 0 | 0 | 0 | 0 | 0 | 0 | 0 | 0 | 0 | 0 | 0 | 0 | 0 | 0 | 0 | 0 | 0 | 0 | 0 | 0 | 0 | 0 | 0 | 0 | 0 | 0 | 0 | 0 | 0 | 0 | 0
F2_Commercial_Education_New_Food Preparation_Natural Gas_Fryer_E6 | F2 | Commercial | Education | New | Food Preparation | Natural Gas | Fryer | E6 | Participant - Cost of Operation | 0 | 0 | 0 | 0 | 0 | 0 | 0 | 0 | 0 | 0 | 0 | 0 | 0 | 0 | 0 | 0 | 0 | 0 | 0 | 0 | 0 | 0 | 0 | 0 | 0 | 0 | 0 | 0 | 0 | 0 | 0
F2_Commercial_Education_New_Food Preparation_Natural Gas_Fryer_E7 | F2 | Commercial | Education | New | Food Preparation | Natural Gas | Fryer | E7 | Participant - Cost of Operation | 0 | 0 | 0 | 0 | 0 | 0 | 0 | 0 | 0 | 0 | 0 | 0 | 0 | 0 | 0 | 0 | 0 | 0 | 0 | 0 | 0 | 0 | 0 | 0 | 0 | 0 | 0 | 0 | 0 | 0 | 0
F2_Commercial_Education_New_Food Preparation_Natural Gas_Fryer_E8 | F2 | Commercial | Education | New | Food Preparation | Natural Gas | Fryer | E8 | Participant - Cost of Operation | 0 | 0 | 0 | 0 | 0 | 0 | 0 | 0 | 0 | 0 | 0 | 0 | 0 | 0 | 0 | 0 | 0 | 0 | 0 | 0 | 0 | 0 | 0 | 0 | 0 | 0 | 0 | 0 | 0 | 0 | 0
F2_Commercial_Education_New_Food Preparation_Natural Gas_Fryer_E9 | F2 | Commercial | Education | New | Food Preparation | Natural Gas | Fryer | E9 | Participant - Cost of Operation | 0 | 0 | 0 | 0 | 0 | 0 | 0 | 0 | 0 | 0 | 0 | 0 | 0 | 0 | 0 | 0 | 0 | 0 | 0 | 0 | 0 | 0 | 0 | 0 | 0 | 0 | 0 | 0 | 0 | 0 | 0
F2_Commercial_Education_New_Food Preparation_Natural Gas_Fryer_E10 | F2 | Commercial | Education | New | Food Preparation | Natural Gas | Fryer | E10 | Participant - Cost of Operation | 0 | 0 | 0 | 0 | 0 | 0 | 0 | 0 | 0 | 0 | 0 | 0 | 0 | 0 | 0 | 0 | 0 | 0 | 0 | 0 | 0 | 0 | 0 | 0 | 0 | 0 | 0 | 0 | 0 | 0 | 0
F3_Commercial_Education_New_Food Preparation_Natural Gas_Fryer_E1 | F3 | Commercial | Education | New | Food Preparation | Natural Gas | Fryer | E1 | System - kBTUs of Conusmption | 0.14348 | 0.14387 | 0.14362 | 0 | 0 | 0 | 0 | 0 | 0 | 0 | 0 | 0 | 0 | 0 | 0 | 0 | 0 | 0 | 0 | 0 | 0 | 0 | 0 | 0 | 0 | 0 | 0 | 0 | 0 | 0 | 0
F3_Commercial_Education_New_Food Preparation_Natural Gas_Fryer_E2 | F3 | Commercial | Education | New | Food Preparation | Natural Gas | Fryer | E2 | System - kBTUs of Conusmption | 0.096419 | 0.096676 | 0.096513 | 0.096401 | 0.096401 | 0.096401 | 0.096401 | 0.096401 | 0.096401 | 0.096401 | 0.096401 | 0.096401 | 0.096401 | 0.096401 | 0.096401 | 0.096401 | 0.096401 | 0.096401 | 0.096401 | 0.096401 | 0.096401 | 0.096401 | 0.096401 | 0.096401 | 0.096401 | 0.096401 | 0.096401 | 0.096401 | 0.096401 | 0.096401 | 0.096401
F3_Commercial_Education_New_Food Preparation_Natural Gas_Fryer_E3 | F3 | Commercial | Education | New | Food Preparation | Natural Gas | Fryer | E3 | System - kBTUs of Conusmption | 0 | 0 | 0 | 0 | 0 | 0 | 0 | 0 | 0 | 0 | 0 | 0 | 0 | 0 | 0 | 0 | 0 | 0 | 0 | 0 | 0 | 0 | 0 | 0 | 0 | 0 | 0 | 0 | 0 | 0 | 0
F3_Commercial_Education_New_Food Preparation_Natural Gas_Fryer_E4 | F3 | Commercial | Education | New | Food Preparation | Natural Gas | Fryer | E4 | System - kBTUs of Conusmption | 0 | 0 | 0 | 0 | 0 | 0 | 0 | 0 | 0 | 0 | 0 | 0 | 0 | 0 | 0 | 0 | 0 | 0 | 0 | 0 | 0 | 0 | 0 | 0 | 0 | 0 | 0 | 0 | 0 | 0 | 0
F3_Commercial_Education_New_Food Preparation_Natural Gas_Fryer_E5 | F3 | Commercial | Education | New | Food Preparation | Natural Gas | Fryer | E5 | System - kBTUs of Conusmption | 0 | 0 | 0 | 0 | 0 | 0 | 0 | 0 | 0 | 0 | 0 | 0 | 0 | 0 | 0 | 0 | 0 | 0 | 0 | 0 | 0 | 0 | 0 | 0 | 0 | 0 | 0 | 0 | 0 | 0 | 0
F3_Commercial_Education_New_Food Preparation_Natural Gas_Fryer_E6 | F3 | Commercial | Education | New | Food Preparation | Natural Gas | Fryer | E6 | System - kBTUs of Conusmption | 0 | 0 | 0 | 0 | 0 | 0 | 0 | 0 | 0 | 0 | 0 | 0 | 0 | 0 | 0 | 0 | 0 | 0 | 0 | 0 | 0 | 0 | 0 | 0 | 0 | 0 | 0 | 0 | 0 | 0 | 0
F3_Commercial_Education_New_Food Preparation_Natural Gas_Fryer_E7 | F3 | Commercial | Education | New | Food Preparation | Natural Gas | Fryer | E7 | System - kBTUs of Conusmption | 0 | 0 | 0 | 0 | 0 | 0 | 0 | 0 | 0 | 0 | 0 | 0 | 0 | 0 | 0 | 0 | 0 | 0 | 0 | 0 | 0 | 0 | 0 | 0 | 0 | 0 | 0 | 0 | 0 | 0 | 0
F3_Commercial_Education_New_Food Preparation_Natural Gas_Fryer_E8 | F3 | Commercial | Education | New | Food Preparation | Natural Gas | Fryer | E8 | System - kBTUs of Conusmption | 0 | 0 | 0 | 0 | 0 | 0 | 0 | 0 | 0 | 0 | 0 | 0 | 0 | 0 | 0 | 0 | 0 | 0 | 0 | 0 | 0 | 0 | 0 | 0 | 0 | 0 | 0 | 0 | 0 | 0 | 0
F3_Commercial_Education_New_Food Preparation_Natural Gas_Fryer_E9 | F3 | Commercial | Education | New | Food Preparation | Natural Gas | Fryer | E9 | System - kBTUs of Conusmption | 0 | 0 | 0 | 0 | 0 | 0 | 0 | 0 | 0 | 0 | 0 | 0 | 0 | 0 | 0 | 0 | 0 | 0 | 0 | 0 | 0 | 0 | 0 | 0 | 0 | 0 | 0 | 0 | 0 | 0 | 0
F3_Commercial_Education_New_Food Preparation_Natural Gas_Fryer_E10 | F3 | Commercial | Education | New | Food Preparation | Natural Gas | Fryer | E10 | System - kBTUs of Conusmption | 0 | 0 | 0 | 0 | 0 | 0 | 0 | 0 | 0 | 0 | 0 | 0 | 0 | 0 | 0 | 0 | 0 | 0 | 0 | 0 | 0 | 0 | 0 | 0 | 0 | 0 | 0 | 0 | 0 | 0 | 0
F4_Commercial_Education_New_Food Preparation_Natural Gas_Fryer_E1 | F4 | Commercial | Education | New | Food Preparation | Natural Gas | Fryer | E1 | Utility - Cost of Equipment | 0.00079397 | 0.00079397 | 0.00079397 | 0 | 0 | 0 | 0 | 0 | 0 | 0 | 0 | 0 | 0 | 0 | 0 | 0 | 0 | 0 | 0 | 0 | 0 | 0 | 0 | 0 | 0 | 0 | 0 | 0 | 0 | 0 | 0
F4_Commercial_Education_New_Food Preparation_Natural Gas_Fryer_E2 | F4 | Commercial | Education | New | Food Preparation | Natural Gas | Fryer | E2 | Utility - Cost of Equipment | 0.00094691 | 0.00094691 | 0.00094691 | 0.00094691 | 0.00094691 | 0.00094691 | 0.00094691 | 0.00094691 | 0.00094691 | 0.00094691 | 0.00094691 | 0.00094691 | 0.00094691 | 0.00094691 | 0.00094691 | 0.00094691 | 0.00094691 | 0.00094691 | 0.00094691 | 0.00094691 | 0.00094691 | 0.00094691 | 0.00094691 | 0.00094691 | 0.00094691 | 0.00094691 | 0.00094691 | 0.00094691 | 0.00094691 | 0.00094691 | 0.00094691
F4_Commercial_Education_New_Food Preparation_Natural Gas_Fryer_E3 | F4 | Commercial | Education | New | Food Preparation | Natural Gas | Fryer | E3 | Utility - Cost of Equipment | 0 | 0 | 0 | 0 | 0 | 0 | 0 | 0 | 0 | 0 | 0 | 0 | 0 | 0 | 0 | 0 | 0 | 0 | 0 | 0 | 0 | 0 | 0 | 0 | 0 | 0 | 0 | 0 | 0 | 0 | 0
F4_Commercial_Education_New_Food Preparation_Natural Gas_Fryer_E4 | F4 | Commercial | Education | New | Food Preparation | Natural Gas | Fryer | E4 | Utility - Cost of Equipment | 0 | 0 | 0 | 0 | 0 | 0 | 0 | 0 | 0 | 0 | 0 | 0 | 0 | 0 | 0 | 0 | 0 | 0 | 0 | 0 | 0 | 0 | 0 | 0 | 0 | 0 | 0 | 0 | 0 | 0 | 0
F4_Commercial_Education_New_Food Preparation_Natural Gas_Fryer_E5 | F4 | Commercial | Education | New | Food Preparation | Natural Gas | Fryer | E5 | Utility - Cost of Equipment | 0 | 0 | 0 | 0 | 0 | 0 | 0 | 0 | 0 | 0 | 0 | 0 | 0 | 0 | 0 | 0 | 0 | 0 | 0 | 0 | 0 | 0 | 0 | 0 | 0 | 0 | 0 | 0 | 0 | 0 | 0
F4_Commercial_Education_New_Food Preparation_Natural Gas_Fryer_E6 | F4 | Commercial | Education | New | Food Preparation | Natural Gas | Fryer | E6 | Utility - Cost of Equipment | 0 | 0 | 0 | 0 | 0 | 0 | 0 | 0 | 0 | 0 | 0 | 0 | 0 | 0 | 0 | 0 | 0 | 0 | 0 | 0 | 0 | 0 | 0 | 0 | 0 | 0 | 0 | 0 | 0 | 0 | 0
F4_Commercial_Education_New_Food Preparation_Natural Gas_Fryer_E7 | F4 | Commercial | Education | New | Food Preparation | Natural Gas | Fryer | E7 | Utility - Cost of Equipment | 0 | 0 | 0 | 0 | 0 | 0 | 0 | 0 | 0 | 0 | 0 | 0 | 0 | 0 | 0 | 0 | 0 | 0 | 0 | 0 | 0 | 0 | 0 | 0 | 0 | 0 | 0 | 0 | 0 | 0 | 0
F4_Commercial_Education_New_Food Preparation_Natural Gas_Fryer_E8 | F4 | Commercial | Education | New | Food Preparation | Natural Gas | Fryer | E8 | Utility - Cost of Equipment | 0 | 0 | 0 | 0 | 0 | 0 | 0 | 0 | 0 | 0 | 0 | 0 | 0 | 0 | 0 | 0 | 0 | 0 | 0 | 0 | 0 | 0 | 0 | 0 | 0 | 0 | 0 | 0 | 0 | 0 | 0
F4_Commercial_Education_New_Food Preparation_Natural Gas_Fryer_E9 | F4 | Commercial | Education | New | Food Preparation | Natural Gas | Fryer | E9 | Utility - Cost of Equipment | 0 | 0 | 0 | 0 | 0 | 0 | 0 | 0 | 0 | 0 | 0 | 0 | 0 | 0 | 0 | 0 | 0 | 0 | 0 | 0 | 0 | 0 | 0 | 0 | 0 | 0 | 0 | 0 | 0 | 0 | 0
F4_Commercial_Education_New_Food Preparation_Natural Gas_Fryer_E10 | F4 | Commercial | Education | New | Food Preparation | Natural Gas | Fryer | E10 | Utility - Cost of Equipment | 0 | 0 | 0 | 0 | 0 | 0 | 0 | 0 | 0 | 0 | 0 | 0 | 0 | 0 | 0 | 0 | 0 | 0 | 0 | 0 | 0 | 0 | 0 | 0 | 0 | 0 | 0 | 0 | 0 | 0 | 0
F5_Commercial_Education_New_Food Preparation_Natural Gas_Fryer_E1 | F5 | Commercial | Education | New | Food Preparation | Natural Gas | Fryer | E1 | Utility - Cost of Operation | 0.0014224 | 0.0014537 | 0.0014788 | 0 | 0 | 0 | 0 | 0 | 0 | 0 | 0 | 0 | 0 | 0 | 0 | 0 | 0 | 0 | 0 | 0 | 0 | 0 | 0 | 0 | 0 | 0 | 0 | 0 | 0 | 0 | 0
F5_Commercial_Education_New_Food Preparation_Natural Gas_Fryer_E2 | F5 | Commercial | Education | New | Food Preparation | Natural Gas | Fryer | E2 | Utility - Cost of Operation | 0.00095581 | 0.00097687 | 0.00099377 | 0.0010099 | 0.0010343 | 0.00098764 | 0.00093134 | 0.00090371 | 0.00089556 | 0.00088124 | 0.00087215 | 0.00085856 | 0.00075316 | 0.00081115 | 0.00088573 | 0.00095768 | 0.0010446 | 0.0010507 | 0.0010307 | 0.0010465 | 0.0010577 | 0.0010725 | 0.0010909 | 0.00049366 | 0.00048368 | 0.00047436 | 0.00046561 | 0.00045733 | 0.00044943 | 0.00044185 | 0.00043454
F5_Commercial_Education_New_Food Preparation_Natural Gas_Fryer_E3 | F5 | Commercial | Education | New | Food Preparation | Natural Gas | Fryer | E3 | Utility - Cost of Operation | 0 | 0 | 0 | 0 | 0 | 0 | 0 | 0 | 0 | 0 | 0 | 0 | 0 | 0 | 0 | 0 | 0 | 0 | 0 | 0 | 0 | 0 | 0 | 0 | 0 | 0 | 0 | 0 | 0 | 0 | 0
F5_Commercial_Education_New_Food Preparation_Natural Gas_Fryer_E4 | F5 | Commercial | Education | New | Food Preparation | Natural Gas | Fryer | E4 | Utility - Cost of Operation | 0 | 0 | 0 | 0 | 0 | 0 | 0 | 0 | 0 | 0 | 0 | 0 | 0 | 0 | 0 | 0 | 0 | 0 | 0 | 0 | 0 | 0 | 0 | 0 | 0 | 0 | 0 | 0 | 0 | 0 | 0
F5_Commercial_Education_New_Food Preparation_Natural Gas_Fryer_E5 | F5 | Commercial | Education | New | Food Preparation | Natural Gas | Fryer | E5 | Utility - Cost of Operation | 0 | 0 | 0 | 0 | 0 | 0 | 0 | 0 | 0 | 0 | 0 | 0 | 0 | 0 | 0 | 0 | 0 | 0 | 0 | 0 | 0 | 0 | 0 | 0 | 0 | 0 | 0 | 0 | 0 | 0 | 0
F5_Commercial_Education_New_Food Preparation_Natural Gas_Fryer_E6 | F5 | Commercial | Education | New | Food Preparation | Natural Gas | Fryer | E6 | Utility - Cost of Operation | 0 | 0 | 0 | 0 | 0 | 0 | 0 | 0 | 0 | 0 | 0 | 0 | 0 | 0 | 0 | 0 | 0 | 0 | 0 | 0 | 0 | 0 | 0 | 0 | 0 | 0 | 0 | 0 | 0 | 0 | 0
F5_Commercial_Education_New_Food Preparation_Natural Gas_Fryer_E7 | F5 | Commercial | Education | New | Food Preparation | Natural Gas | Fryer | E7 | Utility - Cost of Operation | 0 | 0 | 0 | 0 | 0 | 0 | 0 | 0 | 0 | 0 | 0 | 0 | 0 | 0 | 0 | 0 | 0 | 0 | 0 | 0 | 0 | 0 | 0 | 0 | 0 | 0 | 0 | 0 | 0 | 0 | 0
F5_Commercial_Education_New_Food Preparation_Natural Gas_Fryer_E8 | F5 | Commercial | Education | New | Food Preparation | Natural Gas | Fryer | E8 | Utility - Cost of Operation | 0 | 0 | 0 | 0 | 0 | 0 | 0 | 0 | 0 | 0 | 0 | 0 | 0 | 0 | 0 | 0 | 0 | 0 | 0 | 0 | 0 | 0 | 0 | 0 | 0 | 0 | 0 | 0 | 0 | 0 | 0
F5_Commercial_Education_New_Food Preparation_Natural Gas_Fryer_E9 | F5 | Commercial | Education | New | Food Preparation | Natural Gas | Fryer | E9 | Utility - Cost of Operation | 0 | 0 | 0 | 0 | 0 | 0 | 0 | 0 | 0 | 0 | 0 | 0 | 0 | 0 | 0 | 0 | 0 | 0 | 0 | 0 | 0 | 0 | 0 | 0 | 0 | 0 | 0 | 0 | 0 | 0 | 0
F5_Commercial_Education_New_Food Preparation_Natural Gas_Fryer_E10 | F5 | Commercial | Education | New | Food Preparation | Natural Gas | Fryer | E10 | Utility - Cost of Operation | 0 | 0 | 0 | 0 | 0 | 0 | 0 | 0 | 0 | 0 | 0 | 0 | 0 | 0 | 0 | 0 | 0 | 0 | 0 | 0 | 0 | 0 | 0 | 0 | 0 | 0 | 0 | 0 | 0 | 0 | 0
F6_Commercial_Education_New_Food Preparation_Natural Gas_Fryer_E1 | F6 | Commercial | Education | New | Food Preparation | Natural Gas | Fryer | E1 | Utility - Value of Sales | 0.0017041 | 0.0017416 | 0.0017718 | 0 | 0 | 0 | 0 | 0 | 0 | 0 | 0 | 0 | 0 | 0 | 0 | 0 | 0 | 0 | 0 | 0 | 0 | 0 | 0 | 0 | 0 | 0 | 0 | 0 | 0 | 0 | 0
F6_Commercial_Education_New_Food Preparation_Natural Gas_Fryer_E2 | F6 | Commercial | Education | New | Food Preparation | Natural Gas | Fryer | E2 | Utility - Value of Sales | 0.0011451 | 0.0011703 | 0.0011906 | 0.00121 | 0.0012392 | 0.0011833 | 0.0011158 | 0.0010827 | 0.0010729 | 0.0010558 | 0.0010449 | 0.0010286 | 0.00090233 | 0.00097181 | 0.0010612 | 0.0011474 | 0.0012515 | 0.0012588 | 0.0012349 | 0.0012537 | 0.0012672 | 0.0012849 | 0.001307 | 0.00059143 | 0.00057948 | 0.00056832 | 0.00055783 | 0.00054791 | 0.00053845 | 0.00052937 | 0.0005206
F6_Commercial_Education_New_Food Preparation_Natural Gas_Fryer_E3 | F6 | Commercial | Education | New | Food Preparation | Natural Gas | Fryer | E3 | Utility - Value of Sales | 0 | 0 | 0 | 0 | 0 | 0 | 0 | 0 | 0 | 0 | 0 | 0 | 0 | 0 | 0 | 0 | 0 | 0 | 0 | 0 | 0 | 0 | 0 | 0 | 0 | 0 | 0 | 0 | 0 | 0 | 0
F6_Commercial_Education_New_Food Preparation_Natural Gas_Fryer_E4 | F6 | Commercial | Education | New | Food Preparation | Natural Gas | Fryer | E4 | Utility - Value of Sales | 0 | 0 | 0 | 0 | 0 | 0 | 0 | 0 | 0 | 0 | 0 | 0 | 0 | 0 | 0 | 0 | 0 | 0 | 0 | 0 | 0 | 0 | 0 | 0 | 0 | 0 | 0 | 0 | 0 | 0 | 0
F6_Commercial_Education_New_Food Preparation_Natural Gas_Fryer_E5 | F6 | Commercial | Education | New | Food Preparation | Natural Gas | Fryer | E5 | Utility - Value of Sales | 0 | 0 | 0 | 0 | 0 | 0 | 0 | 0 | 0 | 0 | 0 | 0 | 0 | 0 | 0 | 0 | 0 | 0 | 0 | 0 | 0 | 0 | 0 | 0 | 0 | 0 | 0 | 0 | 0 | 0 | 0
F6_Commercial_Education_New_Food Preparation_Natural Gas_Fryer_E6 | F6 | Commercial | Education | New | Food Preparation | Natural Gas | Fryer | E6 | Utility - Value of Sales | 0 | 0 | 0 | 0 | 0 | 0 | 0 | 0 | 0 | 0 | 0 | 0 | 0 | 0 | 0 | 0 | 0 | 0 | 0 | 0 | 0 | 0 | 0 | 0 | 0 | 0 | 0 | 0 | 0 | 0 | 0
F6_Commercial_Education_New_Food Preparation_Natural Gas_Fryer_E7 | F6 | Commercial | Education | New | Food Preparation | Natural Gas | Fryer | E7 | Utility - Value of Sales | 0 | 0 | 0 | 0 | 0 | 0 | 0 | 0 | 0 | 0 | 0 | 0 | 0 | 0 | 0 | 0 | 0 | 0 | 0 | 0 | 0 | 0 | 0 | 0 | 0 | 0 | 0 | 0 | 0 | 0 | 0
F6_Commercial_Education_New_Food Preparation_Natural Gas_Fryer_E8 | F6 | Commercial | Education | New | Food Preparation | Natural Gas | Fryer | E8 | Utility - Value of Sales | 0 | 0 | 0 | 0 | 0 | 0 | 0 | 0 | 0 | 0 | 0 | 0 | 0 | 0 | 0 | 0 | 0 | 0 | 0 | 0 | 0 | 0 | 0 | 0 | 0 | 0 | 0 | 0 | 0 | 0 | 0
F6_Commercial_Education_New_Food Preparation_Natural Gas_Fryer_E9 | F6 | Commercial | Education | New | Food Preparation | Natural Gas | Fryer | E9 | Utility - Value of Sales | 0 | 0 | 0 | 0 | 0 | 0 | 0 | 0 | 0 | 0 | 0 | 0 | 0 | 0 | 0 | 0 | 0 | 0 | 0 | 0 | 0 | 0 | 0 | 0 | 0 | 0 | 0 | 0 | 0 | 0 | 0
F6_Commercial_Education_New_Food Preparation_Natural Gas_Fryer_E10 | F6 | Commercial | Education | New | Food Preparation | Natural Gas | Fryer | E10 | Utility - Value of Sales | 0 | 0 | 0 | 0 | 0 | 0 | 0 | 0 | 0 | 0 | 0 | 0 | 0 | 0 | 0 | 0 | 0 | 0 | 0 | 0 | 0 | 0 | 0 | 0 | 0 | 0 | 0 | 0 | 0 | 0 | 0
F1_Commercial_Education_New_Food Preparation_Natural Gas_Broiler_E1 | F1 | Commercial | Education | New | Food Preparation | Natural Gas | Broiler | E1 | Participant - Cost of Equipment | 0.0007119 | 0.0007119 | 0.0007119 | 0.0007119 | 0.0007119 | 0.0007119 | 0.0007119 | 0.0007119 | 0.0007119 | 0.0007119 | 0.0007119 | 0.0007119 | 0.0007119 | 0.0007119 | 0.0007119 | 0.0007119 | 0.0007119 | 0.0007119 | 0.0007119 | 0.0007119 | 0.0007119 | 0.0007119 | 0.0007119 | 0.0007119 | 0.0007119 | 0.0007119 | 0.0007119 | 0.0007119 | 0.0007119 | 0.0007119 | 0.0007119
F1_Commercial_Education_New_Food Preparation_Natural Gas_Broiler_E2 | F1 | Commercial | Education | New | Food Preparation | Natural Gas | Broiler | E2 | Participant - Cost of Equipment | 0.00099666 | 0.00099666 | 0.00099666 | 0.00099666 | 0.00099666 | 0.00099666 | 0.00099666 | 0.00099666 | 0.00099666 | 0.00099666 | 0.00099666 | 0.00099666 | 0.00099666 | 0.00099666 | 0.00099666 | 0.00099666 | 0.00099666 | 0.00099666 | 0.00099666 | 0.00099666 | 0.00099666 | 0.00099666 | 0.00099666 | 0.00099666 | 0.00099666 | 0.00099666 | 0.00099666 | 0.00099666 | 0.00099666 | 0.00099666 | 0.00099666
F1_Commercial_Education_New_Food Preparation_Natural Gas_Broiler_E3 | F1 | Commercial | Education | New | Food Preparation | Natural Gas | Broiler | E3 | Participant - Cost of Equipment | 0 | 0 | 0 | 0 | 0 | 0 | 0 | 0 | 0 | 0 | 0 | 0 | 0 | 0 | 0 | 0 | 0 | 0 | 0 | 0 | 0 | 0 | 0 | 0 | 0 | 0 | 0 | 0 | 0 | 0 | 0
F1_Commercial_Education_New_Food Preparation_Natural Gas_Broiler_E4 | F1 | Commercial | Education | New | Food Preparation | Natural Gas | Broiler | E4 | Participant - Cost of Equipment | 0 | 0 | 0 | 0 | 0 | 0 | 0 | 0 | 0 | 0 | 0 | 0 | 0 | 0 | 0 | 0 | 0 | 0 | 0 | 0 | 0 | 0 | 0 | 0 | 0 | 0 | 0 | 0 | 0 | 0 | 0
F1_Commercial_Education_New_Food Preparation_Natural Gas_Broiler_E5 | F1 | Commercial | Education | New | Food Preparation | Natural Gas | Broiler | E5 | Participant - Cost of Equipment | 0 | 0 | 0 | 0 | 0 | 0 | 0 | 0 | 0 | 0 | 0 | 0 | 0 | 0 | 0 | 0 | 0 | 0 | 0 | 0 | 0 | 0 | 0 | 0 | 0 | 0 | 0 | 0 | 0 | 0 | 0
F1_Commercial_Education_New_Food Preparation_Natural Gas_Broiler_E6 | F1 | Commercial | Education | New | Food Preparation | Natural Gas | Broiler | E6 | Participant - Cost of Equipment | 0 | 0 | 0 | 0 | 0 | 0 | 0 | 0 | 0 | 0 | 0 | 0 | 0 | 0 | 0 | 0 | 0 | 0 | 0 | 0 | 0 | 0 | 0 | 0 | 0 | 0 | 0 | 0 | 0 | 0 | 0
F1_Commercial_Education_New_Food Preparation_Natural Gas_Broiler_E7 | F1 | Commercial | Education | New | Food Preparation | Natural Gas | Broiler | E7 | Participant - Cost of Equipment | 0 | 0 | 0 | 0 | 0 | 0 | 0 | 0 | 0 | 0 | 0 | 0 | 0 | 0 | 0 | 0 | 0 | 0 | 0 | 0 | 0 | 0 | 0 | 0 | 0 | 0 | 0 | 0 | 0 | 0 | 0
F1_Commercial_Education_New_Food Preparation_Natural Gas_Broiler_E8 | F1 | Commercial | Education | New | Food Preparation | Natural Gas | Broiler | E8 | Participant - Cost of Equipment | 0 | 0 | 0 | 0 | 0 | 0 | 0 | 0 | 0 | 0 | 0 | 0 | 0 | 0 | 0 | 0 | 0 | 0 | 0 | 0 | 0 | 0 | 0 | 0 | 0 | 0 | 0 | 0 | 0 | 0 | 0
F1_Commercial_Education_New_Food Preparation_Natural Gas_Broiler_E9 | F1 | Commercial | Education | New | Food Preparation | Natural Gas | Broiler | E9 | Participant - Cost of Equipment | 0 | 0 | 0 | 0 | 0 | 0 | 0 | 0 | 0 | 0 | 0 | 0 | 0 | 0 | 0 | 0 | 0 | 0 | 0 | 0 | 0 | 0 | 0 | 0 | 0 | 0 | 0 | 0 | 0 | 0 | 0
F1_Commercial_Education_New_Food Preparation_Natural Gas_Broiler_E10 | F1 | Commercial | Education | New | Food Preparation | Natural Gas | Broiler | E10 | Participant - Cost of Equipment | 0 | 0 | 0 | 0 | 0 | 0 | 0 | 0 | 0 | 0 | 0 | 0 | 0 | 0 | 0 | 0 | 0 | 0 | 0 | 0 | 0 | 0 | 0 | 0 | 0 | 0 | 0 | 0 | 0 | 0 | 0
F2_Commercial_Education_New_Food Preparation_Natural Gas_Broiler_E1 | F2 | Commercial | Education | New | Food Preparation | Natural Gas | Broiler | E1 | Participant - Cost of Operation | 0.0017885 | 0.001816 | 0.0018361 | 0.0018259 | 0.0018277 | 0.0017227 | 0.0016359 | 0.0015875 | 0.0015673 | 0.0016254 | 0.0017017 | 0.0017815 | 0.0016361 | 0.0017331 | 0.001739 | 0.0017304 | 0.0017319 | 0.0017373 | 0.0017041 | 0.0017241 | 0.0017376 | 0.0017566 | 0.0017811 | 0.00089327 | 0.00087583 | 0.00085944 | 0.00084395 | 0.00082921 | 0.0008151 | 0.00080151 | 0.00078835
F2_Commercial_Education_New_Food Preparation_Natural Gas_Broiler_E2 | F2 | Commercial | Education | New | Food Preparation | Natural Gas | Broiler | E2 | Participant - Cost of Operation | 0.0011497 | 0.0011675 | 0.0011803 | 0.0011738 | 0.001175 | 0.0011075 | 0.0010517 | 0.0010205 | 0.0010076 | 0.0010449 | 0.001094 | 0.0011452 | 0.0010518 | 0.0011142 | 0.001118 | 0.0011124 | 0.0011134 | 0.0011168 | 0.0010955 | 0.0011084 | 0.001117 | 0.0011293 | 0.001145 | 0.00057424 | 0.00056303 | 0.0005525 | 0.00054254 | 0.00053307 | 0.00052399 | 0.00051525 | 0.00050679
F2_Commercial_Education_New_Food Preparation_Natural Gas_Broiler_E3 | F2 | Commercial | Education | New | Food Preparation | Natural Gas | Broiler | E3 | Participant - Cost of Operation | 0 | 0 | 0 | 0 | 0 | 0 | 0 | 0 | 0 | 0 | 0 | 0 | 0 | 0 | 0 | 0 | 0 | 0 | 0 | 0 | 0 | 0 | 0 | 0 | 0 | 0 | 0 | 0 | 0 | 0 | 0
F2_Commercial_Education_New_Food Preparation_Natural Gas_Broiler_E4 | F2 | Commercial | Education | New | Food Preparation | Natural Gas | Broiler | E4 | Participant - Cost of Operation | 0 | 0 | 0 | 0 | 0 | 0 | 0 | 0 | 0 | 0 | 0 | 0 | 0 | 0 | 0 | 0 | 0 | 0 | 0 | 0 | 0 | 0 | 0 | 0 | 0 | 0 | 0 | 0 | 0 | 0 | 0
F2_Commercial_Education_New_Food Preparation_Natural Gas_Broiler_E5 | F2 | Commercial | Education | New | Food Preparation | Natural Gas | Broiler | E5 | Participant - Cost of Operation | 0 | 0 | 0 | 0 | 0 | 0 | 0 | 0 | 0 | 0 | 0 | 0 | 0 | 0 | 0 | 0 | 0 | 0 | 0 | 0 | 0 | 0 | 0 | 0 | 0 | 0 | 0 | 0 | 0 | 0 | 0
F2_Commercial_Education_New_Food Preparation_Natural Gas_Broiler_E6 | F2 | Commercial | Education | New | Food Preparation | Natural Gas | Broiler | E6 | Participant - Cost of Operation | 0 | 0 | 0 | 0 | 0 | 0 | 0 | 0 | 0 | 0 | 0 | 0 | 0 | 0 | 0 | 0 | 0 | 0 | 0 | 0 | 0 | 0 | 0 | 0 | 0 | 0 | 0 | 0 | 0 | 0 | 0
F2_Commercial_Education_New_Food Preparation_Natural Gas_Broiler_E7 | F2 | Commercial | Education | New | Food Preparation | Natural Gas | Broiler | E7 | Participant - Cost of Operation | 0 | 0 | 0 | 0 | 0 | 0 | 0 | 0 | 0 | 0 | 0 | 0 | 0 | 0 | 0 | 0 | 0 | 0 | 0 | 0 | 0 | 0 | 0 | 0 | 0 | 0 | 0 | 0 | 0 | 0 | 0
F2_Commercial_Education_New_Food Preparation_Natural Gas_Broiler_E8 | F2 | Commercial | Education | New | Food Preparation | Natural Gas | Broiler | E8 | Participant - Cost of Operation | 0 | 0 | 0 | 0 | 0 | 0 | 0 | 0 | 0 | 0 | 0 | 0 | 0 | 0 | 0 | 0 | 0 | 0 | 0 | 0 | 0 | 0 | 0 | 0 | 0 | 0 | 0 | 0 | 0 | 0 | 0
F2_Commercial_Education_New_Food Preparation_Natural Gas_Broiler_E9 | F2 | Commercial | Education | New | Food Preparation | Natural Gas | Broiler | E9 | Participant - Cost of Operation | 0 | 0 | 0 | 0 | 0 | 0 | 0 | 0 | 0 | 0 | 0 | 0 | 0 | 0 | 0 | 0 | 0 | 0 | 0 | 0 | 0 | 0 | 0 | 0 | 0 | 0 | 0 | 0 | 0 | 0 | 0
F2_Commercial_Education_New_Food Preparation_Natural Gas_Broiler_E10 | F2 | Commercial | Education | New | Food Preparation | Natural Gas | Broiler | E10 | Participant - Cost of Operation | 0 | 0 | 0 | 0 | 0 | 0 | 0 | 0 | 0 | 0 | 0 | 0 | 0 | 0 | 0 | 0 | 0 | 0 | 0 | 0 | 0 | 0 | 0 | 0 | 0 | 0 | 0 | 0 | 0 | 0 | 0
F3_Commercial_Education_New_Food Preparation_Natural Gas_Broiler_E1 | F3 | Commercial | Education | New | Food Preparation | Natural Gas | Broiler | E1 | System - kBTUs of Conusmption | 0.14861 | 0.1489 | 0.14871 | 0.14859 | 0.14859 | 0.14859 | 0.14859 | 0.14859 | 0.14859 | 0.14859 | 0.14859 | 0.14859 | 0.14859 | 0.14859 | 0.14859 | 0.14859 | 0.14859 | 0.14859 | 0.14859 | 0.14859 | 0.14859 | 0.14859 | 0.14859 | 0.14859 | 0.14859 | 0.14859 | 0.14859 | 0.14859 | 0.14859 | 0.14859 | 0.14859
F3_Commercial_Education_New_Food Preparation_Natural Gas_Broiler_E2 | F3 | Commercial | Education | New | Food Preparation | Natural Gas | Broiler | E2 | System - kBTUs of Conusmption | 0.095533 | 0.095724 | 0.095602 | 0.095519 | 0.095519 | 0.095519 | 0.095519 | 0.095519 | 0.095519 | 0.095519 | 0.095519 | 0.095519 | 0.095519 | 0.095519 | 0.095519 | 0.095519 | 0.095519 | 0.095519 | 0.095519 | 0.095519 | 0.095519 | 0.095519 | 0.095519 | 0.095519 | 0.095519 | 0.095519 | 0.095519 | 0.095519 | 0.095519 | 0.095519 | 0.095519
F3_Commercial_Education_New_Food Preparation_Natural Gas_Broiler_E3 | F3 | Commercial | Education | New | Food Preparation | Natural Gas | Broiler | E3 | System - kBTUs of Conusmption | 0 | 0 | 0 | 0 | 0 | 0 | 0 | 0 | 0 | 0 | 0 | 0 | 0 | 0 | 0 | 0 | 0 | 0 | 0 | 0 | 0 | 0 | 0 | 0 | 0 | 0 | 0 | 0 | 0 | 0 | 0
F3_Commercial_Education_New_Food Preparation_Natural Gas_Broiler_E4 | F3 | Commercial | Education | New | Food Preparation | Natural Gas | Broiler | E4 | System - kBTUs of Conusmption | 0 | 0 | 0 | 0 | 0 | 0 | 0 | 0 | 0 | 0 | 0 | 0 | 0 | 0 | 0 | 0 | 0 | 0 | 0 | 0 | 0 | 0 | 0 | 0 | 0 | 0 | 0 | 0 | 0 | 0 | 0
F3_Commercial_Education_New_Food Preparation_Natural Gas_Broiler_E5 | F3 | Commercial | Education | New | Food Preparation | Natural Gas | Broiler | E5 | System - kBTUs of Conusmption | 0 | 0 | 0 | 0 | 0 | 0 | 0 | 0 | 0 | 0 | 0 | 0 | 0 | 0 | 0 | 0 | 0 | 0 | 0 | 0 | 0 | 0 | 0 | 0 | 0 | 0 | 0 | 0 | 0 | 0 | 0
F3_Commercial_Education_New_Food Preparation_Natural Gas_Broiler_E6 | F3 | Commercial | Education | New | Food Preparation | Natural Gas | Broiler | E6 | System - kBTUs of Conusmption | 0 | 0 | 0 | 0 | 0 | 0 | 0 | 0 | 0 | 0 | 0 | 0 | 0 | 0 | 0 | 0 | 0 | 0 | 0 | 0 | 0 | 0 | 0 | 0 | 0 | 0 | 0 | 0 | 0 | 0 | 0
F3_Commercial_Education_New_Food Preparation_Natural Gas_Broiler_E7 | F3 | Commercial | Education | New | Food Preparation | Natural Gas | Broiler | E7 | System - kBTUs of Conusmption | 0 | 0 | 0 | 0 | 0 | 0 | 0 | 0 | 0 | 0 | 0 | 0 | 0 | 0 | 0 | 0 | 0 | 0 | 0 | 0 | 0 | 0 | 0 | 0 | 0 | 0 | 0 | 0 | 0 | 0 | 0
F3_Commercial_Education_New_Food Preparation_Natural Gas_Broiler_E8 | F3 | Commercial | Education | New | Food Preparation | Natural Gas | Broiler | E8 | System - kBTUs of Conusmption | 0 | 0 | 0 | 0 | 0 | 0 | 0 | 0 | 0 | 0 | 0 | 0 | 0 | 0 | 0 | 0 | 0 | 0 | 0 | 0 | 0 | 0 | 0 | 0 | 0 | 0 | 0 | 0 | 0 | 0 | 0
F3_Commercial_Education_New_Food Preparation_Natural Gas_Broiler_E9 | F3 | Commercial | Education | New | Food Preparation | Natural Gas | Broiler | E9 | System - kBTUs of Conusmption | 0 | 0 | 0 | 0 | 0 | 0 | 0 | 0 | 0 | 0 | 0 | 0 | 0 | 0 | 0 | 0 | 0 | 0 | 0 | 0 | 0 | 0 | 0 | 0 | 0 | 0 | 0 | 0 | 0 | 0 | 0
F3_Commercial_Education_New_Food Preparation_Natural Gas_Broiler_E10 | F3 | Commercial | Education | New | Food Preparation | Natural Gas | Broiler | E10 | System - kBTUs of Conusmption | 0 | 0 | 0 | 0 | 0 | 0 | 0 | 0 | 0 | 0 | 0 | 0 | 0 | 0 | 0 | 0 | 0 | 0 | 0 | 0 | 0 | 0 | 0 | 0 | 0 | 0 | 0 | 0 | 0 | 0 | 0
F4_Commercial_Education_New_Food Preparation_Natural Gas_Broiler_E1 | F4 | Commercial | Education | New | Food Preparation | Natural Gas | Broiler | E1 | Utility - Cost of Equipment | 0.0007119 | 0.0007119 | 0.0007119 | 0.0007119 | 0.0007119 | 0.0007119 | 0.0007119 | 0.0007119 | 0.0007119 | 0.0007119 | 0.0007119 | 0.0007119 | 0.0007119 | 0.0007119 | 0.0007119 | 0.0007119 | 0.0007119 | 0.0007119 | 0.0007119 | 0.0007119 | 0.0007119 | 0.0007119 | 0.0007119 | 0.0007119 | 0.0007119 | 0.0007119 | 0.0007119 | 0.0007119 | 0.0007119 | 0.0007119 | 0.0007119
F4_Commercial_Education_New_Food Preparation_Natural Gas_Broiler_E2 | F4 | Commercial | Education | New | Food Preparation | Natural Gas | Broiler | E2 | Utility - Cost of Equipment | 0.00099666 | 0.00099666 | 0.00099666 | 0.00099666 | 0.00099666 | 0.00099666 | 0.00099666 | 0.00099666 | 0.00099666 | 0.00099666 | 0.00099666 | 0.00099666 | 0.00099666 | 0.00099666 | 0.00099666 | 0.00099666 | 0.00099666 | 0.00099666 | 0.00099666 | 0.00099666 | 0.00099666 | 0.00099666 | 0.00099666 | 0.00099666 | 0.00099666 | 0.00099666 | 0.00099666 | 0.00099666 | 0.00099666 | 0.00099666 | 0.00099666
F4_Commercial_Education_New_Food Preparation_Natural Gas_Broiler_E3 | F4 | Commercial | Education | New | Food Preparation | Natural Gas | Broiler | E3 | Utility - Cost of Equipment | 0 | 0 | 0 | 0 | 0 | 0 | 0 | 0 | 0 | 0 | 0 | 0 | 0 | 0 | 0 | 0 | 0 | 0 | 0 | 0 | 0 | 0 | 0 | 0 | 0 | 0 | 0 | 0 | 0 | 0 | 0
F4_Commercial_Education_New_Food Preparation_Natural Gas_Broiler_E4 | F4 | Commercial | Education | New | Food Preparation | Natural Gas | Broiler | E4 | Utility - Cost of Equipment | 0 | 0 | 0 | 0 | 0 | 0 | 0 | 0 | 0 | 0 | 0 | 0 | 0 | 0 | 0 | 0 | 0 | 0 | 0 | 0 | 0 | 0 | 0 | 0 | 0 | 0 | 0 | 0 | 0 | 0 | 0
F4_Commercial_Education_New_Food Preparation_Natural Gas_Broiler_E5 | F4 | Commercial | Education | New | Food Preparation | Natural Gas | Broiler | E5 | Utility - Cost of Equipment | 0 | 0 | 0 | 0 | 0 | 0 | 0 | 0 | 0 | 0 | 0 | 0 | 0 | 0 | 0 | 0 | 0 | 0 | 0 | 0 | 0 | 0 | 0 | 0 | 0 | 0 | 0 | 0 | 0 | 0 | 0
F4_Commercial_Education_New_Food Preparation_Natural Gas_Broiler_E6 | F4 | Commercial | Education | New | Food Preparation | Natural Gas | Broiler | E6 | Utility - Cost of Equipment | 0 | 0 | 0 | 0 | 0 | 0 | 0 | 0 | 0 | 0 | 0 | 0 | 0 | 0 | 0 | 0 | 0 | 0 | 0 | 0 | 0 | 0 | 0 | 0 | 0 | 0 | 0 | 0 | 0 | 0 | 0
F4_Commercial_Education_New_Food Preparation_Natural Gas_Broiler_E7 | F4 | Commercial | Education | New | Food Preparation | Natural Gas | Broiler | E7 | Utility - Cost of Equipment | 0 | 0 | 0 | 0 | 0 | 0 | 0 | 0 | 0 | 0 | 0 | 0 | 0 | 0 | 0 | 0 | 0 | 0 | 0 | 0 | 0 | 0 | 0 | 0 | 0 | 0 | 0 | 0 | 0 | 0 | 0
F4_Commercial_Education_New_Food Preparation_Natural Gas_Broiler_E8 | F4 | Commercial | Education | New | Food Preparation | Natural Gas | Broiler | E8 | Utility - Cost of Equipment | 0 | 0 | 0 | 0 | 0 | 0 | 0 | 0 | 0 | 0 | 0 | 0 | 0 | 0 | 0 | 0 | 0 | 0 | 0 | 0 | 0 | 0 | 0 | 0 | 0 | 0 | 0 | 0 | 0 | 0 | 0
F4_Commercial_Education_New_Food Preparation_Natural Gas_Broiler_E9 | F4 | Commercial | Education | New | Food Preparation | Natural Gas | Broiler | E9 | Utility - Cost of Equipment | 0 | 0 | 0 | 0 | 0 | 0 | 0 | 0 | 0 | 0 | 0 | 0 | 0 | 0 | 0 | 0 | 0 | 0 | 0 | 0 | 0 | 0 | 0 | 0 | 0 | 0 | 0 | 0 | 0 | 0 | 0
F4_Commercial_Education_New_Food Preparation_Natural Gas_Broiler_E10 | F4 | Commercial | Education | New | Food Preparation | Natural Gas | Broiler | E10 | Utility - Cost of Equipment | 0 | 0 | 0 | 0 | 0 | 0 | 0 | 0 | 0 | 0 | 0 | 0 | 0 | 0 | 0 | 0 | 0 | 0 | 0 | 0 | 0 | 0 | 0 | 0 | 0 | 0 | 0 | 0 | 0 | 0 | 0
F5_Commercial_Education_New_Food Preparation_Natural Gas_Broiler_E1 | F5 | Commercial | Education | New | Food Preparation | Natural Gas | Broiler | E1 | Utility - Cost of Operation | 0.0014928 | 0.0015158 | 0.0015325 | 0.001524 | 0.0015256 | 0.0014379 | 0.0013655 | 0.001325 | 0.0013082 | 0.0013567 | 0.0014204 | 0.001487 | 0.0013656 | 0.0014466 | 0.0014515 | 0.0014443 | 0.0014456 | 0.0014501 | 0.0014224 | 0.0014391 | 0.0014504 | 0.0014662 | 0.0014866 | 0.00074559 | 0.00073104 | 0.00071736 | 0.00070443 | 0.00069213 | 0.00068035 | 0.000669 | 0.00065802
F5_Commercial_Education_New_Food Preparation_Natural Gas_Broiler_E2 | F5 | Commercial | Education | New | Food Preparation | Natural Gas | Broiler | E2 | Utility - Cost of Operation | 0.00095965 | 0.00097445 | 0.00098521 | 0.00097972 | 0.00098071 | 0.00092439 | 0.0008778 | 0.0008518 | 0.00084101 | 0.00087218 | 0.00091312 | 0.0009559 | 0.00087789 | 0.00092996 | 0.00093313 | 0.00092848 | 0.00092933 | 0.00093219 | 0.00091438 | 0.00092513 | 0.00093237 | 0.00094257 | 0.00095569 | 0.00047931 | 0.00046995 | 0.00046116 | 0.00045285 | 0.00044494 | 0.00043737 | 0.00043007 | 0.00042301
F5_Commercial_Education_New_Food Preparation_Natural Gas_Broiler_E3 | F5 | Commercial | Education | New | Food Preparation | Natural Gas | Broiler | E3 | Utility - Cost of Operation | 0 | 0 | 0 | 0 | 0 | 0 | 0 | 0 | 0 | 0 | 0 | 0 | 0 | 0 | 0 | 0 | 0 | 0 | 0 | 0 | 0 | 0 | 0 | 0 | 0 | 0 | 0 | 0 | 0 | 0 | 0
F5_Commercial_Education_New_Food Preparation_Natural Gas_Broiler_E4 | F5 | Commercial | Education | New | Food Preparation | Natural Gas | Broiler | E4 | Utility - Cost of Operation | 0 | 0 | 0 | 0 | 0 | 0 | 0 | 0 | 0 | 0 | 0 | 0 | 0 | 0 | 0 | 0 | 0 | 0 | 0 | 0 | 0 | 0 | 0 | 0 | 0 | 0 | 0 | 0 | 0 | 0 | 0
F5_Commercial_Education_New_Food Preparation_Natural Gas_Broiler_E5 | F5 | Commercial | Education | New | Food Preparation | Natural Gas | Broiler | E5 | Utility - Cost of Operation | 0 | 0 | 0 | 0 | 0 | 0 | 0 | 0 | 0 | 0 | 0 | 0 | 0 | 0 | 0 | 0 | 0 | 0 | 0 | 0 | 0 | 0 | 0 | 0 | 0 | 0 | 0 | 0 | 0 | 0 | 0
F5_Commercial_Education_New_Food Preparation_Natural Gas_Broiler_E6 | F5 | Commercial | Education | New | Food Preparation | Natural Gas | Broiler | E6 | Utility - Cost of Operation | 0 | 0 | 0 | 0 | 0 | 0 | 0 | 0 | 0 | 0 | 0 | 0 | 0 | 0 | 0 | 0 | 0 | 0 | 0 | 0 | 0 | 0 | 0 | 0 | 0 | 0 | 0 | 0 | 0 | 0 | 0
F5_Commercial_Education_New_Food Preparation_Natural Gas_Broiler_E7 | F5 | Commercial | Education | New | Food Preparation | Natural Gas | Broiler | E7 | Utility - Cost of Operation | 0 | 0 | 0 | 0 | 0 | 0 | 0 | 0 | 0 | 0 | 0 | 0 | 0 | 0 | 0 | 0 | 0 | 0 | 0 | 0 | 0 | 0 | 0 | 0 | 0 | 0 | 0 | 0 | 0 | 0 | 0
F5_Commercial_Education_New_Food Preparation_Natural Gas_Broiler_E8 | F5 | Commercial | Education | New | Food Preparation | Natural Gas | Broiler | E8 | Utility - Cost of Operation | 0 | 0 | 0 | 0 | 0 | 0 | 0 | 0 | 0 | 0 | 0 | 0 | 0 | 0 | 0 | 0 | 0 | 0 | 0 | 0 | 0 | 0 | 0 | 0 | 0 | 0 | 0 | 0 | 0 | 0 | 0
F5_Commercial_Education_New_Food Preparation_Natural Gas_Broiler_E9 | F5 | Commercial | Education | New | Food Preparation | Natural Gas | Broiler | E9 | Utility - Cost of Operation | 0 | 0 | 0 | 0 | 0 | 0 | 0 | 0 | 0 | 0 | 0 | 0 | 0 | 0 | 0 | 0 | 0 | 0 | 0 | 0 | 0 | 0 | 0 | 0 | 0 | 0 | 0 | 0 | 0 | 0 | 0
F5_Commercial_Education_New_Food Preparation_Natural Gas_Broiler_E10 | F5 | Commercial | Education | New | Food Preparation | Natural Gas | Broiler | E10 | Utility - Cost of Operation | 0 | 0 | 0 | 0 | 0 | 0 | 0 | 0 | 0 | 0 | 0 | 0 | 0 | 0 | 0 | 0 | 0 | 0 | 0 | 0 | 0 | 0 | 0 | 0 | 0 | 0 | 0 | 0 | 0 | 0 | 0
F6_Commercial_Education_New_Food Preparation_Natural Gas_Broiler_E1 | F6 | Commercial | Education | New | Food Preparation | Natural Gas | Broiler | E1 | Utility - Value of Sales | 0.0017885 | 0.001816 | 0.0018361 | 0.0018259 | 0.0018277 | 0.0017227 | 0.0016359 | 0.0015875 | 0.0015673 | 0.0016254 | 0.0017017 | 0.0017815 | 0.0016361 | 0.0017331 | 0.001739 | 0.0017304 | 0.0017319 | 0.0017373 | 0.0017041 | 0.0017241 | 0.0017376 | 0.0017566 | 0.0017811 | 0.00089327 | 0.00087583 | 0.00085944 | 0.00084395 | 0.00082921 | 0.0008151 | 0.00080151 | 0.00078835
F6_Commercial_Education_New_Food Preparation_Natural Gas_Broiler_E2 | F6 | Commercial | Education | New | Food Preparation | Natural Gas | Broiler | E2 | Utility - Value of Sales | 0.0011497 | 0.0011675 | 0.0011803 | 0.0011738 | 0.001175 | 0.0011075 | 0.0010517 | 0.0010205 | 0.0010076 | 0.0010449 | 0.001094 | 0.0011452 | 0.0010518 | 0.0011142 | 0.001118 | 0.0011124 | 0.0011134 | 0.0011168 | 0.0010955 | 0.0011084 | 0.001117 | 0.0011293 | 0.001145 | 0.00057424 | 0.00056303 | 0.0005525 | 0.00054254 | 0.00053307 | 0.00052399 | 0.00051525 | 0.00050679
F6_Commercial_Education_New_Food Preparation_Natural Gas_Broiler_E3 | F6 | Commercial | Education | New | Food Preparation | Natural Gas | Broiler | E3 | Utility - Value of Sales | 0 | 0 | 0 | 0 | 0 | 0 | 0 | 0 | 0 | 0 | 0 | 0 | 0 | 0 | 0 | 0 | 0 | 0 | 0 | 0 | 0 | 0 | 0 | 0 | 0 | 0 | 0 | 0 | 0 | 0 | 0
F6_Commercial_Education_New_Food Preparation_Natural Gas_Broiler_E4 | F6 | Commercial | Education | New | Food Preparation | Natural Gas | Broiler | E4 | Utility - Value of Sales | 0 | 0 | 0 | 0 | 0 | 0 | 0 | 0 | 0 | 0 | 0 | 0 | 0 | 0 | 0 | 0 | 0 | 0 | 0 | 0 | 0 | 0 | 0 | 0 | 0 | 0 | 0 | 0 | 0 | 0 | 0
F6_Commercial_Education_New_Food Preparation_Natural Gas_Broiler_E5 | F6 | Commercial | Education | New | Food Preparation | Natural Gas | Broiler | E5 | Utility - Value of Sales | 0 | 0 | 0 | 0 | 0 | 0 | 0 | 0 | 0 | 0 | 0 | 0 | 0 | 0 | 0 | 0 | 0 | 0 | 0 | 0 | 0 | 0 | 0 | 0 | 0 | 0 | 0 | 0 | 0 | 0 | 0
F6_Commercial_Education_New_Food Preparation_Natural Gas_Broiler_E6 | F6 | Commercial | Education | New | Food Preparation | Natural Gas | Broiler | E6 | Utility - Value of Sales | 0 | 0 | 0 | 0 | 0 | 0 | 0 | 0 | 0 | 0 | 0 | 0 | 0 | 0 | 0 | 0 | 0 | 0 | 0 | 0 | 0 | 0 | 0 | 0 | 0 | 0 | 0 | 0 | 0 | 0 | 0
F6_Commercial_Education_New_Food Preparation_Natural Gas_Broiler_E7 | F6 | Commercial | Education | New | Food Preparation | Natural Gas | Broiler | E7 | Utility - Value of Sales | 0 | 0 | 0 | 0 | 0 | 0 | 0 | 0 | 0 | 0 | 0 | 0 | 0 | 0 | 0 | 0 | 0 | 0 | 0 | 0 | 0 | 0 | 0 | 0 | 0 | 0 | 0 | 0 | 0 | 0 | 0
F6_Commercial_Education_New_Food Preparation_Natural Gas_Broiler_E8 | F6 | Commercial | Education | New | Food Preparation | Natural Gas | Broiler | E8 | Utility - Value of Sales | 0 | 0 | 0 | 0 | 0 | 0 | 0 | 0 | 0 | 0 | 0 | 0 | 0 | 0 | 0 | 0 | 0 | 0 | 0 | 0 | 0 | 0 | 0 | 0 | 0 | 0 | 0 | 0 | 0 | 0 | 0
F6_Commercial_Education_New_Food Preparation_Natural Gas_Broiler_E9 | F6 | Commercial | Education | New | Food Preparation | Natural Gas | Broiler | E9 | Utility - Value of Sales | 0 | 0 | 0 | 0 | 0 | 0 | 0 | 0 | 0 | 0 | 0 | 0 | 0 | 0 | 0 | 0 | 0 | 0 | 0 | 0 | 0 | 0 | 0 | 0 | 0 | 0 | 0 | 0 | 0 | 0 | 0
F6_Commercial_Education_New_Food Preparation_Natural Gas_Broiler_E10 | F6 | Commercial | Education | New | Food Preparation | Natural Gas | Broiler | E10 | Utility - Value of Sales | 0 | 0 | 0 | 0 | 0 | 0 | 0 | 0 | 0 | 0 | 0 | 0 | 0 | 0 | 0 | 0 | 0 | 0 | 0 | 0 | 0 | 0 | 0 | 0 | 0 | 0 | 0 | 0 | 0 | 0 | 0
F1_Commercial_Education_New_Food Preparation_Natural Gas_Griddle_E1 | F1 | Commercial | Education | New | Food Preparation | Natural Gas | Griddle | E1 | Participant - Cost of Equipment | 0.0005182 | 0.0005182 | 0.0005182 | 0.0005182 | 0.0005182 | 0.0005182 | 0.0005182 | 0.0005182 | 0.0005182 | 0.0005182 | 0.0005182 | 0.0005182 | 0.0005182 | 0.0005182 | 0.0005182 | 0.0005182 | 0.0005182 | 0.0005182 | 0.0005182 | 0.0005182 | 0.0005182 | 0.0005182 | 0.0005182 | 0.0005182 | 0.0005182 | 0.0005182 | 0.0005182 | 0.0005182 | 0.0005182 | 0.0005182 | 0.0005182
F1_Commercial_Education_New_Food Preparation_Natural Gas_Griddle_E2 | F1 | Commercial | Education | New | Food Preparation | Natural Gas | Griddle | E2 | Participant - Cost of Equipment | 0.00055442 | 0.00055442 | 0.00055442 | 0.00055442 | 0.00055442 | 0.00055442 | 0.00055442 | 0.00055442 | 0.00055442 | 0.00055442 | 0.00055442 | 0.00055442 | 0.00055442 | 0.00055442 | 0.00055442 | 0.00055442 | 0.00055442 | 0.00055442 | 0.00055442 | 0.00055442 | 0.00055442 | 0.00055442 | 0.00055442 | 0.00055442 | 0.00055442 | 0.00055442 | 0.00055442 | 0.00055442 | 0.00055442 | 0.00055442 | 0.00055442
F1_Commercial_Education_New_Food Preparation_Natural Gas_Griddle_E3 | F1 | Commercial | Education | New | Food Preparation | Natural Gas | Griddle | E3 | Participant - Cost of Equipment | 0 | 0 | 0 | 0 | 0 | 0 | 0 | 0 | 0 | 0 | 0 | 0 | 0 | 0 | 0 | 0 | 0 | 0 | 0 | 0 | 0 | 0 | 0 | 0 | 0 | 0 | 0 | 0 | 0 | 0 | 0
F1_Commercial_Education_New_Food Preparation_Natural Gas_Griddle_E4 | F1 | Commercial | Education | New | Food Preparation | Natural Gas | Griddle | E4 | Participant - Cost of Equipment | 0 | 0 | 0 | 0 | 0 | 0 | 0 | 0 | 0 | 0 | 0 | 0 | 0 | 0 | 0 | 0 | 0 | 0 | 0 | 0 | 0 | 0 | 0 | 0 | 0 | 0 | 0 | 0 | 0 | 0 | 0
F1_Commercial_Education_New_Food Preparation_Natural Gas_Griddle_E5 | F1 | Commercial | Education | New | Food Preparation | Natural Gas | Griddle | E5 | Participant - Cost of Equipment | 0 | 0 | 0 | 0 | 0 | 0 | 0 | 0 | 0 | 0 | 0 | 0 | 0 | 0 | 0 | 0 | 0 | 0 | 0 | 0 | 0 | 0 | 0 | 0 | 0 | 0 | 0 | 0 | 0 | 0 | 0
F1_Commercial_Education_New_Food Preparation_Natural Gas_Griddle_E6 | F1 | Commercial | Education | New | Food Preparation | Natural Gas | Griddle | E6 | Participant - Cost of Equipment | 0 | 0 | 0 | 0 | 0 | 0 | 0 | 0 | 0 | 0 | 0 | 0 | 0 | 0 | 0 | 0 | 0 | 0 | 0 | 0 | 0 | 0 | 0 | 0 | 0 | 0 | 0 | 0 | 0 | 0 | 0
F1_Commercial_Education_New_Food Preparation_Natural Gas_Griddle_E7 | F1 | Commercial | Education | New | Food Preparation | Natural Gas | Griddle | E7 | Participant - Cost of Equipment | 0 | 0 | 0 | 0 | 0 | 0 | 0 | 0 | 0 | 0 | 0 | 0 | 0 | 0 | 0 | 0 | 0 | 0 | 0 | 0 | 0 | 0 | 0 | 0 | 0 | 0 | 0 | 0 | 0 | 0 | 0
F1_Commercial_Education_New_Food Preparation_Natural Gas_Griddle_E8 | F1 | Commercial | Education | New | Food Preparation | Natural Gas | Griddle | E8 | Participant - Cost of Equipment | 0 | 0 | 0 | 0 | 0 | 0 | 0 | 0 | 0 | 0 | 0 | 0 | 0 | 0 | 0 | 0 | 0 | 0 | 0 | 0 | 0 | 0 | 0 | 0 | 0 | 0 | 0 | 0 | 0 | 0 | 0
F1_Commercial_Education_New_Food Preparation_Natural Gas_Griddle_E9 | F1 | Commercial | Education | New | Food Preparation | Natural Gas | Griddle | E9 | Participant - Cost of Equipment | 0 | 0 | 0 | 0 | 0 | 0 | 0 | 0 | 0 | 0 | 0 | 0 | 0 | 0 | 0 | 0 | 0 | 0 | 0 | 0 | 0 | 0 | 0 | 0 | 0 | 0 | 0 | 0 | 0 | 0 | 0
F1_Commercial_Education_New_Food Preparation_Natural Gas_Griddle_E10 | F1 | Commercial | Education | New | Food Preparation | Natural Gas | Griddle | E10 | Participant - Cost of Equipment | 0 | 0 | 0 | 0 | 0 | 0 | 0 | 0 | 0 | 0 | 0 | 0 | 0 | 0 | 0 | 0 | 0 | 0 | 0 | 0 | 0 | 0 | 0 | 0 | 0 | 0 | 0 | 0 | 0 | 0 | 0
F2_Commercial_Education_New_Food Preparation_Natural Gas_Griddle_E1 | F2 | Commercial | Education | New | Food Preparation | Natural Gas | Griddle | E1 | Participant - Cost of Operation | 0.0012006 | 0.0012191 | 0.0012326 | 0.0012257 | 0.001227 | 0.0011565 | 0.0010982 | 0.0010657 | 0.0010522 | 0.0010912 | 0.0011424 | 0.0011959 | 0.0010983 | 0.0011635 | 0.0011674 | 0.0011616 | 0.0011627 | 0.0011663 | 0.001144 | 0.0011574 | 0.0011665 | 0.0011792 | 0.0011957 | 0.00059966 | 0.00058795 | 0.00057695 | 0.00056655 | 0.00055666 | 0.00054719 | 0.00053806 | 0.00052922
F2_Commercial_Education_New_Food Preparation_Natural Gas_Griddle_E2 | F2 | Commercial | Education | New | Food Preparation | Natural Gas | Griddle | E2 | Participant - Cost of Operation | 0.0010369 | 0.0010529 | 0.0010645 | 0.0010586 | 0.0010597 | 0.00099883 | 0.00094849 | 0.00092039 | 0.00090873 | 0.00094241 | 0.00098665 | 0.0010329 | 0.00094859 | 0.0010048 | 0.0010083 | 0.0010032 | 0.0010042 | 0.0010073 | 0.00098801 | 0.00099963 | 0.0010075 | 0.0010185 | 0.0010326 | 0.00051791 | 0.0005078 | 0.00049829 | 0.00048931 | 0.00048077 | 0.00047259 | 0.0004647 | 0.00045707
F2_Commercial_Education_New_Food Preparation_Natural Gas_Griddle_E3 | F2 | Commercial | Education | New | Food Preparation | Natural Gas | Griddle | E3 | Participant - Cost of Operation | 0 | 0 | 0 | 0 | 0 | 0 | 0 | 0 | 0 | 0 | 0 | 0 | 0 | 0 | 0 | 0 | 0 | 0 | 0 | 0 | 0 | 0 | 0 | 0 | 0 | 0 | 0 | 0 | 0 | 0 | 0
F2_Commercial_Education_New_Food Preparation_Natural Gas_Griddle_E4 | F2 | Commercial | Education | New | Food Preparation | Natural Gas | Griddle | E4 | Participant - Cost of Operation | 0 | 0 | 0 | 0 | 0 | 0 | 0 | 0 | 0 | 0 | 0 | 0 | 0 | 0 | 0 | 0 | 0 | 0 | 0 | 0 | 0 | 0 | 0 | 0 | 0 | 0 | 0 | 0 | 0 | 0 | 0
F2_Commercial_Education_New_Food Preparation_Natural Gas_Griddle_E5 | F2 | Commercial | Education | New | Food Preparation | Natural Gas | Griddle | E5 | Participant - Cost of Operation | 0 | 0 | 0 | 0 | 0 | 0 | 0 | 0 | 0 | 0 | 0 | 0 | 0 | 0 | 0 | 0 | 0 | 0 | 0 | 0 | 0 | 0 | 0 | 0 | 0 | 0 | 0 | 0 | 0 | 0 | 0
F2_Commercial_Education_New_Food Preparation_Natural Gas_Griddle_E6 | F2 | Commercial | Education | New | Food Preparation | Natural Gas | Griddle | E6 | Participant - Cost of Operation | 0 | 0 | 0 | 0 | 0 | 0 | 0 | 0 | 0 | 0 | 0 | 0 | 0 | 0 | 0 | 0 | 0 | 0 | 0 | 0 | 0 | 0 | 0 | 0 | 0 | 0 | 0 | 0 | 0 | 0 | 0
F2_Commercial_Education_New_Food Preparation_Natural Gas_Griddle_E7 | F2 | Commercial | Education | New | Food Preparation | Natural Gas | Griddle | E7 | Participant - Cost of Operation | 0 | 0 | 0 | 0 | 0 | 0 | 0 | 0 | 0 | 0 | 0 | 0 | 0 | 0 | 0 | 0 | 0 | 0 | 0 | 0 | 0 | 0 | 0 | 0 | 0 | 0 | 0 | 0 | 0 | 0 | 0
F2_Commercial_Education_New_Food Preparation_Natural Gas_Griddle_E8 | F2 | Commercial | Education | New | Food Preparation | Natural Gas | Griddle | E8 | Participant - Cost of Operation | 0 | 0 | 0 | 0 | 0 | 0 | 0 | 0 | 0 | 0 | 0 | 0 | 0 | 0 | 0 | 0 | 0 | 0 | 0 | 0 | 0 | 0 | 0 | 0 | 0 | 0 | 0 | 0 | 0 | 0 | 0
F2_Commercial_Education_New_Food Preparation_Natural Gas_Griddle_E9 | F2 | Commercial | Education | New | Food Preparation | Natural Gas | Griddle | E9 | Participant - Cost of Operation | 0 | 0 | 0 | 0 | 0 | 0 | 0 | 0 | 0 | 0 | 0 | 0 | 0 | 0 | 0 | 0 | 0 | 0 | 0 | 0 | 0 | 0 | 0 | 0 | 0 | 0 | 0 | 0 | 0 | 0 | 0
F2_Commercial_Education_New_Food Preparation_Natural Gas_Griddle_E10 | F2 | Commercial | Education | New | Food Preparation | Natural Gas | Griddle | E10 | Participant - Cost of Operation | 0 | 0 | 0 | 0 | 0 | 0 | 0 | 0 | 0 | 0 | 0 | 0 | 0 | 0 | 0 | 0 | 0 | 0 | 0 | 0 | 0 | 0 | 0 | 0 | 0 | 0 | 0 | 0 | 0 | 0 | 0
F3_Commercial_Education_New_Food Preparation_Natural Gas_Griddle_E1 | F3 | Commercial | Education | New | Food Preparation | Natural Gas | Griddle | E1 | System - kBTUs of Conusmption | 0.099761 | 0.09996 | 0.099834 | 0.099747 | 0.099747 | 0.099747 | 0.099747 | 0.099747 | 0.099747 | 0.099747 | 0.099747 | 0.099747 | 0.099747 | 0.099747 | 0.099747 | 0.099747 | 0.099747 | 0.099747 | 0.099747 | 0.099747 | 0.099747 | 0.099747 | 0.099747 | 0.099747 | 0.099747 | 0.099747 | 0.099747 | 0.099747 | 0.099747 | 0.099747 | 0.099747
F3_Commercial_Education_New_Food Preparation_Natural Gas_Griddle_E2 | F3 | Commercial | Education | New | Food Preparation | Natural Gas | Griddle | E2 | System - kBTUs of Conusmption | 0.086161 | 0.086333 | 0.086223 | 0.086148 | 0.086148 | 0.086148 | 0.086148 | 0.086148 | 0.086148 | 0.086148 | 0.086148 | 0.086148 | 0.086148 | 0.086148 | 0.086148 | 0.086148 | 0.086148 | 0.086148 | 0.086148 | 0.086148 | 0.086148 | 0.086148 | 0.086148 | 0.086148 | 0.086148 | 0.086148 | 0.086148 | 0.086148 | 0.086148 | 0.086148 | 0.086148
F3_Commercial_Education_New_Food Preparation_Natural Gas_Griddle_E3 | F3 | Commercial | Education | New | Food Preparation | Natural Gas | Griddle | E3 | System - kBTUs of Conusmption | 0 | 0 | 0 | 0 | 0 | 0 | 0 | 0 | 0 | 0 | 0 | 0 | 0 | 0 | 0 | 0 | 0 | 0 | 0 | 0 | 0 | 0 | 0 | 0 | 0 | 0 | 0 | 0 | 0 | 0 | 0
F3_Commercial_Education_New_Food Preparation_Natural Gas_Griddle_E4 | F3 | Commercial | Education | New | Food Preparation | Natural Gas | Griddle | E4 | System - kBTUs of Conusmption | 0 | 0 | 0 | 0 | 0 | 0 | 0 | 0 | 0 | 0 | 0 | 0 | 0 | 0 | 0 | 0 | 0 | 0 | 0 | 0 | 0 | 0 | 0 | 0 | 0 | 0 | 0 | 0 | 0 | 0 | 0
F3_Commercial_Education_New_Food Preparation_Natural Gas_Griddle_E5 | F3 | Commercial | Education | New | Food Preparation | Natural Gas | Griddle | E5 | System - kBTUs of Conusmption | 0 | 0 | 0 | 0 | 0 | 0 | 0 | 0 | 0 | 0 | 0 | 0 | 0 | 0 | 0 | 0 | 0 | 0 | 0 | 0 | 0 | 0 | 0 | 0 | 0 | 0 | 0 | 0 | 0 | 0 | 0
F3_Commercial_Education_New_Food Preparation_Natural Gas_Griddle_E6 | F3 | Commercial | Education | New | Food Preparation | Natural Gas | Griddle | E6 | System - kBTUs of Conusmption | 0 | 0 | 0 | 0 | 0 | 0 | 0 | 0 | 0 | 0 | 0 | 0 | 0 | 0 | 0 | 0 | 0 | 0 | 0 | 0 | 0 | 0 | 0 | 0 | 0 | 0 | 0 | 0 | 0 | 0 | 0
F3_Commercial_Education_New_Food Preparation_Natural Gas_Griddle_E7 | F3 | Commercial | Education | New | Food Preparation | Natural Gas | Griddle | E7 | System - kBTUs of Conusmption | 0 | 0 | 0 | 0 | 0 | 0 | 0 | 0 | 0 | 0 | 0 | 0 | 0 | 0 | 0 | 0 | 0 | 0 | 0 | 0 | 0 | 0 | 0 | 0 | 0 | 0 | 0 | 0 | 0 | 0 | 0
F3_Commercial_Education_New_Food Preparation_Natural Gas_Griddle_E8 | F3 | Commercial | Education | New | Food Preparation | Natural Gas | Griddle | E8 | System - kBTUs of Conusmption | 0 | 0 | 0 | 0 | 0 | 0 | 0 | 0 | 0 | 0 | 0 | 0 | 0 | 0 | 0 | 0 | 0 | 0 | 0 | 0 | 0 | 0 | 0 | 0 | 0 | 0 | 0 | 0 | 0 | 0 | 0
F3_Commercial_Education_New_Food Preparation_Natural Gas_Griddle_E9 | F3 | Commercial | Education | New | Food Preparation | Natural Gas | Griddle | E9 | System - kBTUs of Conusmption | 0 | 0 | 0 | 0 | 0 | 0 | 0 | 0 | 0 | 0 | 0 | 0 | 0 | 0 | 0 | 0 | 0 | 0 | 0 | 0 | 0 | 0 | 0 | 0 | 0 | 0 | 0 | 0 | 0 | 0 | 0
F3_Commercial_Education_New_Food Preparation_Natural Gas_Griddle_E10 | F3 | Commercial | Education | New | Food Preparation | Natural Gas | Griddle | E10 | System - kBTUs of Conusmption | 0 | 0 | 0 | 0 | 0 | 0 | 0 | 0 | 0 | 0 | 0 | 0 | 0 | 0 | 0 | 0 | 0 | 0 | 0 | 0 | 0 | 0 | 0 | 0 | 0 | 0 | 0 | 0 | 0 | 0 | 0
F4_Commercial_Education_New_Food Preparation_Natural Gas_Griddle_E1 | F4 | Commercial | Education | New | Food Preparation | Natural Gas | Griddle | E1 | Utility - Cost of Equipment | 0.0005182 | 0.0005182 | 0.0005182 | 0.0005182 | 0.0005182 | 0.0005182 | 0.0005182 | 0.0005182 | 0.0005182 | 0.0005182 | 0.0005182 | 0.0005182 | 0.0005182 | 0.0005182 | 0.0005182 | 0.0005182 | 0.0005182 | 0.0005182 | 0.0005182 | 0.0005182 | 0.0005182 | 0.0005182 | 0.0005182 | 0.0005182 | 0.0005182 | 0.0005182 | 0.0005182 | 0.0005182 | 0.0005182 | 0.0005182 | 0.0005182
F4_Commercial_Education_New_Food Preparation_Natural Gas_Griddle_E2 | F4 | Commercial | Education | New | Food Preparation | Natural Gas | Griddle | E2 | Utility - Cost of Equipment | 0.00055442 | 0.00055442 | 0.00055442 | 0.00055442 | 0.00055442 | 0.00055442 | 0.00055442 | 0.00055442 | 0.00055442 | 0.00055442 | 0.00055442 | 0.00055442 | 0.00055442 | 0.00055442 | 0.00055442 | 0.00055442 | 0.00055442 | 0.00055442 | 0.00055442 | 0.00055442 | 0.00055442 | 0.00055442 | 0.00055442 | 0.00055442 | 0.00055442 | 0.00055442 | 0.00055442 | 0.00055442 | 0.00055442 | 0.00055442 | 0.00055442
F4_Commercial_Education_New_Food Preparation_Natural Gas_Griddle_E3 | F4 | Commercial | Education | New | Food Preparation | Natural Gas | Griddle | E3 | Utility - Cost of Equipment | 0 | 0 | 0 | 0 | 0 | 0 | 0 | 0 | 0 | 0 | 0 | 0 | 0 | 0 | 0 | 0 | 0 | 0 | 0 | 0 | 0 | 0 | 0 | 0 | 0 | 0 | 0 | 0 | 0 | 0 | 0
F4_Commercial_Education_New_Food Preparation_Natural Gas_Griddle_E4 | F4 | Commercial | Education | New | Food Preparation | Natural Gas | Griddle | E4 | Utility - Cost of Equipment | 0 | 0 | 0 | 0 | 0 | 0 | 0 | 0 | 0 | 0 | 0 | 0 | 0 | 0 | 0 | 0 | 0 | 0 | 0 | 0 | 0 | 0 | 0 | 0 | 0 | 0 | 0 | 0 | 0 | 0 | 0
F4_Commercial_Education_New_Food Preparation_Natural Gas_Griddle_E5 | F4 | Commercial | Education | New | Food Preparation | Natural Gas | Griddle | E5 | Utility - Cost of Equipment | 0 | 0 | 0 | 0 | 0 | 0 | 0 | 0 | 0 | 0 | 0 | 0 | 0 | 0 | 0 | 0 | 0 | 0 | 0 | 0 | 0 | 0 | 0 | 0 | 0 | 0 | 0 | 0 | 0 | 0 | 0
F4_Commercial_Education_New_Food Preparation_Natural Gas_Griddle_E6 | F4 | Commercial | Education | New | Food Preparation | Natural Gas | Griddle | E6 | Utility - Cost of Equipment | 0 | 0 | 0 | 0 | 0 | 0 | 0 | 0 | 0 | 0 | 0 | 0 | 0 | 0 | 0 | 0 | 0 | 0 | 0 | 0 | 0 | 0 | 0 | 0 | 0 | 0 | 0 | 0 | 0 | 0 | 0
F4_Commercial_Education_New_Food Preparation_Natural Gas_Griddle_E7 | F4 | Commercial | Education | New | Food Preparation | Natural Gas | Griddle | E7 | Utility - Cost of Equipment | 0 | 0 | 0 | 0 | 0 | 0 | 0 | 0 | 0 | 0 | 0 | 0 | 0 | 0 | 0 | 0 | 0 | 0 | 0 | 0 | 0 | 0 | 0 | 0 | 0 | 0 | 0 | 0 | 0 | 0 | 0
F4_Commercial_Education_New_Food Preparation_Natural Gas_Griddle_E8 | F4 | Commercial | Education | New | Food Preparation | Natural Gas | Griddle | E8 | Utility - Cost of Equipment | 0 | 0 | 0 | 0 | 0 | 0 | 0 | 0 | 0 | 0 | 0 | 0 | 0 | 0 | 0 | 0 | 0 | 0 | 0 | 0 | 0 | 0 | 0 | 0 | 0 | 0 | 0 | 0 | 0 | 0 | 0
F4_Commercial_Education_New_Food Preparation_Natural Gas_Griddle_E9 | F4 | Commercial | Education | New | Food Preparation | Natural Gas | Griddle | E9 | Utility - Cost of Equipment | 0 | 0 | 0 | 0 | 0 | 0 | 0 | 0 | 0 | 0 | 0 | 0 | 0 | 0 | 0 | 0 | 0 | 0 | 0 | 0 | 0 | 0 | 0 | 0 | 0 | 0 | 0 | 0 | 0 | 0 | 0
F4_Commercial_Education_New_Food Preparation_Natural Gas_Griddle_E10 | F4 | Commercial | Education | New | Food Preparation | Natural Gas | Griddle | E10 | Utility - Cost of Equipment | 0 | 0 | 0 | 0 | 0 | 0 | 0 | 0 | 0 | 0 | 0 | 0 | 0 | 0 | 0 | 0 | 0 | 0 | 0 | 0 | 0 | 0 | 0 | 0 | 0 | 0 | 0 | 0 | 0 | 0 | 0
F5_Commercial_Education_New_Food Preparation_Natural Gas_Griddle_E1 | F5 | Commercial | Education | New | Food Preparation | Natural Gas | Griddle | E1 | Utility - Cost of Operation | 0.0010021 | 0.0010176 | 0.0010288 | 0.0010231 | 0.0010241 | 0.0009653 | 0.00091666 | 0.0008895 | 0.00087823 | 0.00091078 | 0.00095353 | 0.00099821 | 0.00091675 | 0.00097112 | 0.00097443 | 0.00096957 | 0.00097046 | 0.00097345 | 0.00095485 | 0.00096608 | 0.00097364 | 0.00098429 | 0.00099799 | 0.00050052 | 0.00049075 | 0.00048157 | 0.00047289 | 0.00046463 | 0.00045673 | 0.00044911 | 0.00044173
F5_Commercial_Education_New_Food Preparation_Natural Gas_Griddle_E2 | F5 | Commercial | Education | New | Food Preparation | Natural Gas | Griddle | E2 | Utility - Cost of Operation | 0.0008655 | 0.00087885 | 0.00088855 | 0.0008836 | 0.0008845 | 0.0008337 | 0.00079169 | 0.00076823 | 0.0007585 | 0.00078661 | 0.00082354 | 0.00086212 | 0.00079177 | 0.00083873 | 0.00084159 | 0.00083739 | 0.00083816 | 0.00084074 | 0.00082467 | 0.00083437 | 0.0008409 | 0.0008501 | 0.00086193 | 0.00043229 | 0.00042385 | 0.00041592 | 0.00040842 | 0.00040129 | 0.00039446 | 0.00038788 | 0.00038151
F5_Commercial_Education_New_Food Preparation_Natural Gas_Griddle_E3 | F5 | Commercial | Education | New | Food Preparation | Natural Gas | Griddle | E3 | Utility - Cost of Operation | 0 | 0 | 0 | 0 | 0 | 0 | 0 | 0 | 0 | 0 | 0 | 0 | 0 | 0 | 0 | 0 | 0 | 0 | 0 | 0 | 0 | 0 | 0 | 0 | 0 | 0 | 0 | 0 | 0 | 0 | 0
F5_Commercial_Education_New_Food Preparation_Natural Gas_Griddle_E4 | F5 | Commercial | Education | New | Food Preparation | Natural Gas | Griddle | E4 | Utility - Cost of Operation | 0 | 0 | 0 | 0 | 0 | 0 | 0 | 0 | 0 | 0 | 0 | 0 | 0 | 0 | 0 | 0 | 0 | 0 | 0 | 0 | 0 | 0 | 0 | 0 | 0 | 0 | 0 | 0 | 0 | 0 | 0
F5_Commercial_Education_New_Food Preparation_Natural Gas_Griddle_E5 | F5 | Commercial | Education | New | Food Preparation | Natural Gas | Griddle | E5 | Utility - Cost of Operation | 0 | 0 | 0 | 0 | 0 | 0 | 0 | 0 | 0 | 0 | 0 | 0 | 0 | 0 | 0 | 0 | 0 | 0 | 0 | 0 | 0 | 0 | 0 | 0 | 0 | 0 | 0 | 0 | 0 | 0 | 0
F5_Commercial_Education_New_Food Preparation_Natural Gas_Griddle_E6 | F5 | Commercial | Education | New | Food Preparation | Natural Gas | Griddle | E6 | Utility - Cost of Operation | 0 | 0 | 0 | 0 | 0 | 0 | 0 | 0 | 0 | 0 | 0 | 0 | 0 | 0 | 0 | 0 | 0 | 0 | 0 | 0 | 0 | 0 | 0 | 0 | 0 | 0 | 0 | 0 | 0 | 0 | 0
F5_Commercial_Education_New_Food Preparation_Natural Gas_Griddle_E7 | F5 | Commercial | Education | New | Food Preparation | Natural Gas | Griddle | E7 | Utility - Cost of Operation | 0 | 0 | 0 | 0 | 0 | 0 | 0 | 0 | 0 | 0 | 0 | 0 | 0 | 0 | 0 | 0 | 0 | 0 | 0 | 0 | 0 | 0 | 0 | 0 | 0 | 0 | 0 | 0 | 0 | 0 | 0
F5_Commercial_Education_New_Food Preparation_Natural Gas_Griddle_E8 | F5 | Commercial | Education | New | Food Preparation | Natural Gas | Griddle | E8 | Utility - Cost of Operation | 0 | 0 | 0 | 0 | 0 | 0 | 0 | 0 | 0 | 0 | 0 | 0 | 0 | 0 | 0 | 0 | 0 | 0 | 0 | 0 | 0 | 0 | 0 | 0 | 0 | 0 | 0 | 0 | 0 | 0 | 0
F5_Commercial_Education_New_Food Preparation_Natural Gas_Griddle_E9 | F5 | Commercial | Education | New | Food Preparation | Natural Gas | Griddle | E9 | Utility - Cost of Operation | 0 | 0 | 0 | 0 | 0 | 0 | 0 | 0 | 0 | 0 | 0 | 0 | 0 | 0 | 0 | 0 | 0 | 0 | 0 | 0 | 0 | 0 | 0 | 0 | 0 | 0 | 0 | 0 | 0 | 0 | 0
F5_Commercial_Education_New_Food Preparation_Natural Gas_Griddle_E10 | F5 | Commercial | Education | New | Food Preparation | Natural Gas | Griddle | E10 | Utility - Cost of Operation | 0 | 0 | 0 | 0 | 0 | 0 | 0 | 0 | 0 | 0 | 0 | 0 | 0 | 0 | 0 | 0 | 0 | 0 | 0 | 0 | 0 | 0 | 0 | 0 | 0 | 0 | 0 | 0 | 0 | 0 | 0
F6_Commercial_Education_New_Food Preparation_Natural Gas_Griddle_E1 | F6 | Commercial | Education | New | Food Preparation | Natural Gas | Griddle | E1 | Utility - Value of Sales | 0.0012006 | 0.0012191 | 0.0012326 | 0.0012257 | 0.001227 | 0.0011565 | 0.0010982 | 0.0010657 | 0.0010522 | 0.0010912 | 0.0011424 | 0.0011959 | 0.0010983 | 0.0011635 | 0.0011674 | 0.0011616 | 0.0011627 | 0.0011663 | 0.001144 | 0.0011574 | 0.0011665 | 0.0011792 | 0.0011957 | 0.00059966 | 0.00058795 | 0.00057695 | 0.00056655 | 0.00055666 | 0.00054719 | 0.00053806 | 0.00052922
F6_Commercial_Education_New_Food Preparation_Natural Gas_Griddle_E2 | F6 | Commercial | Education | New | Food Preparation | Natural Gas | Griddle | E2 | Utility - Value of Sales | 0.0010369 | 0.0010529 | 0.0010645 | 0.0010586 | 0.0010597 | 0.00099883 | 0.00094849 | 0.00092039 | 0.00090873 | 0.00094241 | 0.00098665 | 0.0010329 | 0.00094859 | 0.0010048 | 0.0010083 | 0.0010032 | 0.0010042 | 0.0010073 | 0.00098801 | 0.00099963 | 0.0010075 | 0.0010185 | 0.0010326 | 0.00051791 | 0.0005078 | 0.00049829 | 0.00048931 | 0.00048077 | 0.00047259 | 0.0004647 | 0.00045707
F6_Commercial_Education_New_Food Preparation_Natural Gas_Griddle_E3 | F6 | Commercial | Education | New | Food Preparation | Natural Gas | Griddle | E3 | Utility - Value of Sales | 0 | 0 | 0 | 0 | 0 | 0 | 0 | 0 | 0 | 0 | 0 | 0 | 0 | 0 | 0 | 0 | 0 | 0 | 0 | 0 | 0 | 0 | 0 | 0 | 0 | 0 | 0 | 0 | 0 | 0 | 0
F6_Commercial_Education_New_Food Preparation_Natural Gas_Griddle_E4 | F6 | Commercial | Education | New | Food Preparation | Natural Gas | Griddle | E4 | Utility - Value of Sales | 0 | 0 | 0 | 0 | 0 | 0 | 0 | 0 | 0 | 0 | 0 | 0 | 0 | 0 | 0 | 0 | 0 | 0 | 0 | 0 | 0 | 0 | 0 | 0 | 0 | 0 | 0 | 0 | 0 | 0 | 0
F6_Commercial_Education_New_Food Preparation_Natural Gas_Griddle_E5 | F6 | Commercial | Education | New | Food Preparation | Natural Gas | Griddle | E5 | Utility - Value of Sales | 0 | 0 | 0 | 0 | 0 | 0 | 0 | 0 | 0 | 0 | 0 | 0 | 0 | 0 | 0 | 0 | 0 | 0 | 0 | 0 | 0 | 0 | 0 | 0 | 0 | 0 | 0 | 0 | 0 | 0 | 0
F6_Commercial_Education_New_Food Preparation_Natural Gas_Griddle_E6 | F6 | Commercial | Education | New | Food Preparation | Natural Gas | Griddle | E6 | Utility - Value of Sales | 0 | 0 | 0 | 0 | 0 | 0 | 0 | 0 | 0 | 0 | 0 | 0 | 0 | 0 | 0 | 0 | 0 | 0 | 0 | 0 | 0 | 0 | 0 | 0 | 0 | 0 | 0 | 0 | 0 | 0 | 0
F6_Commercial_Education_New_Food Preparation_Natural Gas_Griddle_E7 | F6 | Commercial | Education | New | Food Preparation | Natural Gas | Griddle | E7 | Utility - Value of Sales | 0 | 0 | 0 | 0 | 0 | 0 | 0 | 0 | 0 | 0 | 0 | 0 | 0 | 0 | 0 | 0 | 0 | 0 | 0 | 0 | 0 | 0 | 0 | 0 | 0 | 0 | 0 | 0 | 0 | 0 | 0
F6_Commercial_Education_New_Food Preparation_Natural Gas_Griddle_E8 | F6 | Commercial | Education | New | Food Preparation | Natural Gas | Griddle | E8 | Utility - Value of Sales | 0 | 0 | 0 | 0 | 0 | 0 | 0 | 0 | 0 | 0 | 0 | 0 | 0 | 0 | 0 | 0 | 0 | 0 | 0 | 0 | 0 | 0 | 0 | 0 | 0 | 0 | 0 | 0 | 0 | 0 | 0
F6_Commercial_Education_New_Food Preparation_Natural Gas_Griddle_E9 | F6 | Commercial | Education | New | Food Preparation | Natural Gas | Griddle | E9 | Utility - Value of Sales | 0 | 0 | 0 | 0 | 0 | 0 | 0 | 0 | 0 | 0 | 0 | 0 | 0 | 0 | 0 | 0 | 0 | 0 | 0 | 0 | 0 | 0 | 0 | 0 | 0 | 0 | 0 | 0 | 0 | 0 | 0
F6_Commercial_Education_New_Food Preparation_Natural Gas_Griddle_E10 | F6 | Commercial | Education | New | Food Preparation | Natural Gas | Griddle | E10 | Utility - Value of Sales | 0 | 0 | 0 | 0 | 0 | 0 | 0 | 0 | 0 | 0 | 0 | 0 | 0 | 0 | 0 | 0 | 0 | 0 | 0 | 0 | 0 | 0 | 0 | 0 | 0 | 0 | 0 | 0 | 0 | 0 | 0
F1_Commercial_Education_New_Food Preparation_Natural Gas_Range_E1 | F1 | Commercial | Education | New | Food Preparation | Natural Gas | Range | E1 | Participant - Cost of Equipment | 0.00097534 | 0.00097534 | 0.00097534 | 0.00097534 | 0.00097534 | 0.00097534 | 0.00097534 | 0.00097534 | 0.00097534 | 0.00097534 | 0.00097534 | 0.00097534 | 0.00097534 | 0.00097534 | 0.00097534 | 0.00097534 | 0.00097534 | 0.00097534 | 0.00097534 | 0.00097534 | 0.00097534 | 0.00097534 | 0.00097534 | 0.00097534 | 0.00097534 | 0.00097534 | 0.00097534 | 0.00097534 | 0.00097534 | 0.00097534 | 0.00097534
F1_Commercial_Education_New_Food Preparation_Natural Gas_Range_E2 | F1 | Commercial | Education | New | Food Preparation | Natural Gas | Range | E2 | Participant - Cost of Equipment | 0.00097547 | 0.00097547 | 0.00097547 | 0.00097547 | 0.00097547 | 0.00097547 | 0.00097547 | 0.00097547 | 0.00097547 | 0.00097547 | 0.00097547 | 0.00097547 | 0.00097547 | 0.00097547 | 0.00097547 | 0.00097547 | 0.00097547 | 0.00097547 | 0.00097547 | 0.00097547 | 0.00097547 | 0.00097547 | 0.00097547 | 0.00097547 | 0.00097547 | 0.00097547 | 0.00097547 | 0.00097547 | 0.00097547 | 0.00097547 | 0.00097547
F1_Commercial_Education_New_Food Preparation_Natural Gas_Range_E3 | F1 | Commercial | Education | New | Food Preparation | Natural Gas | Range | E3 | Participant - Cost of Equipment | 0 | 0 | 0 | 0 | 0 | 0 | 0 | 0 | 0 | 0 | 0 | 0 | 0 | 0 | 0 | 0 | 0 | 0 | 0 | 0 | 0 | 0 | 0 | 0 | 0 | 0 | 0 | 0 | 0 | 0 | 0
F1_Commercial_Education_New_Food Preparation_Natural Gas_Range_E4 | F1 | Commercial | Education | New | Food Preparation | Natural Gas | Range | E4 | Participant - Cost of Equipment | 0 | 0 | 0 | 0 | 0 | 0 | 0 | 0 | 0 | 0 | 0 | 0 | 0 | 0 | 0 | 0 | 0 | 0 | 0 | 0 | 0 | 0 | 0 | 0 | 0 | 0 | 0 | 0 | 0 | 0 | 0
F1_Commercial_Education_New_Food Preparation_Natural Gas_Range_E5 | F1 | Commercial | Education | New | Food Preparation | Natural Gas | Range | E5 | Participant - Cost of Equipment | 0 | 0 | 0 | 0 | 0 | 0 | 0 | 0 | 0 | 0 | 0 | 0 | 0 | 0 | 0 | 0 | 0 | 0 | 0 | 0 | 0 | 0 | 0 | 0 | 0 | 0 | 0 | 0 | 0 | 0 | 0
F1_Commercial_Education_New_Food Preparation_Natural Gas_Range_E6 | F1 | Commercial | Education | New | Food Preparation | Natural Gas | Range | E6 | Participant - Cost of Equipment | 0 | 0 | 0 | 0 | 0 | 0 | 0 | 0 | 0 | 0 | 0 | 0 | 0 | 0 | 0 | 0 | 0 | 0 | 0 | 0 | 0 | 0 | 0 | 0 | 0 | 0 | 0 | 0 | 0 | 0 | 0
F1_Commercial_Education_New_Food Preparation_Natural Gas_Range_E7 | F1 | Commercial | Education | New | Food Preparation | Natural Gas | Range | E7 | Participant - Cost of Equipment | 0 | 0 | 0 | 0 | 0 | 0 | 0 | 0 | 0 | 0 | 0 | 0 | 0 | 0 | 0 | 0 | 0 | 0 | 0 | 0 | 0 | 0 | 0 | 0 | 0 | 0 | 0 | 0 | 0 | 0 | 0
F1_Commercial_Education_New_Food Preparation_Natural Gas_Range_E8 | F1 | Commercial | Education | New | Food Preparation | Natural Gas | Range | E8 | Participant - Cost of Equipment | 0 | 0 | 0 | 0 | 0 | 0 | 0 | 0 | 0 | 0 | 0 | 0 | 0 | 0 | 0 | 0 | 0 | 0 | 0 | 0 | 0 | 0 | 0 | 0 | 0 | 0 | 0 | 0 | 0 | 0 | 0
F1_Commercial_Education_New_Food Preparation_Natural Gas_Range_E9 | F1 | Commercial | Education | New | Food Preparation | Natural Gas | Range | E9 | Participant - Cost of Equipment | 0 | 0 | 0 | 0 | 0 | 0 | 0 | 0 | 0 | 0 | 0 | 0 | 0 | 0 | 0 | 0 | 0 | 0 | 0 | 0 | 0 | 0 | 0 | 0 | 0 | 0 | 0 | 0 | 0 | 0 | 0
F1_Commercial_Education_New_Food Preparation_Natural Gas_Range_E10 | F1 | Commercial | Education | New | Food Preparation | Natural Gas | Range | E10 | Participant - Cost of Equipment | 0 | 0 | 0 | 0 | 0 | 0 | 0 | 0 | 0 | 0 | 0 | 0 | 0 | 0 | 0 | 0 | 0 | 0 | 0 | 0 | 0 | 0 | 0 | 0 | 0 | 0 | 0 | 0 | 0 | 0 | 0
F2_Commercial_Education_New_Food Preparation_Natural Gas_Range_E1 | F2 | Commercial | Education | New | Food Preparation | Natural Gas | Range | E1 | Participant - Cost of Operation | 0.0013933 | 0.0014209 | 0.0014407 | 0.0014621 | 0.0014928 | 0.0013986 | 0.001325 | 0.0012863 | 0.0012724 | 0.0012511 | 0.0012367 | 0.0013022 | 0.0011654 | 0.0012456 | 0.0013486 | 0.0014487 | 0.0014525 | 0.0014594 | 0.0014315 | 0.0014514 | 0.0014653 | 0.0014841 | 0.0015078 | 0.00071023 | 0.00069606 | 0.0006828 | 0.00067032 | 0.00065848 | 0.00064717 | 0.0006363 | 0.0006258
F2_Commercial_Education_New_Food Preparation_Natural Gas_Range_E2 | F2 | Commercial | Education | New | Food Preparation | Natural Gas | Range | E2 | Participant - Cost of Operation | 0.001045 | 0.0010657 | 0.0010805 | 0.0010966 | 0.0011196 | 0.001049 | 0.00099376 | 0.00096473 | 0.0009543 | 0.00093829 | 0.00092749 | 0.00097663 | 0.00087405 | 0.00093423 | 0.0010115 | 0.0010866 | 0.0010894 | 0.0010946 | 0.0010736 | 0.0010886 | 0.001099 | 0.0011131 | 0.0011308 | 0.00053267 | 0.00052205 | 0.0005121 | 0.00050274 | 0.00049386 | 0.00048538 | 0.00047722 | 0.00046935
F2_Commercial_Education_New_Food Preparation_Natural Gas_Range_E3 | F2 | Commercial | Education | New | Food Preparation | Natural Gas | Range | E3 | Participant - Cost of Operation | 0 | 0 | 0 | 0 | 0 | 0 | 0 | 0 | 0 | 0 | 0 | 0 | 0 | 0 | 0 | 0 | 0 | 0 | 0 | 0 | 0 | 0 | 0 | 0 | 0 | 0 | 0 | 0 | 0 | 0 | 0
F2_Commercial_Education_New_Food Preparation_Natural Gas_Range_E4 | F2 | Commercial | Education | New | Food Preparation | Natural Gas | Range | E4 | Participant - Cost of Operation | 0 | 0 | 0 | 0 | 0 | 0 | 0 | 0 | 0 | 0 | 0 | 0 | 0 | 0 | 0 | 0 | 0 | 0 | 0 | 0 | 0 | 0 | 0 | 0 | 0 | 0 | 0 | 0 | 0 | 0 | 0
F2_Commercial_Education_New_Food Preparation_Natural Gas_Range_E5 | F2 | Commercial | Education | New | Food Preparation | Natural Gas | Range | E5 | Participant - Cost of Operation | 0 | 0 | 0 | 0 | 0 | 0 | 0 | 0 | 0 | 0 | 0 | 0 | 0 | 0 | 0 | 0 | 0 | 0 | 0 | 0 | 0 | 0 | 0 | 0 | 0 | 0 | 0 | 0 | 0 | 0 | 0
F2_Commercial_Education_New_Food Preparation_Natural Gas_Range_E6 | F2 | Commercial | Education | New | Food Preparation | Natural Gas | Range | E6 | Participant - Cost of Operation | 0 | 0 | 0 | 0 | 0 | 0 | 0 | 0 | 0 | 0 | 0 | 0 | 0 | 0 | 0 | 0 | 0 | 0 | 0 | 0 | 0 | 0 | 0 | 0 | 0 | 0 | 0 | 0 | 0 | 0 | 0
F2_Commercial_Education_New_Food Preparation_Natural Gas_Range_E7 | F2 | Commercial | Education | New | Food Preparation | Natural Gas | Range | E7 | Participant - Cost of Operation | 0 | 0 | 0 | 0 | 0 | 0 | 0 | 0 | 0 | 0 | 0 | 0 | 0 | 0 | 0 | 0 | 0 | 0 | 0 | 0 | 0 | 0 | 0 | 0 | 0 | 0 | 0 | 0 | 0 | 0 | 0
F2_Commercial_Education_New_Food Preparation_Natural Gas_Range_E8 | F2 | Commercial | Education | New | Food Preparation | Natural Gas | Range | E8 | Participant - Cost of Operation | 0 | 0 | 0 | 0 | 0 | 0 | 0 | 0 | 0 | 0 | 0 | 0 | 0 | 0 | 0 | 0 | 0 | 0 | 0 | 0 | 0 | 0 | 0 | 0 | 0 | 0 | 0 | 0 | 0 | 0 | 0
F2_Commercial_Education_New_Food Preparation_Natural Gas_Range_E9 | F2 | Commercial | Education | New | Food Preparation | Natural Gas | Range | E9 | Participant - Cost of Operation | 0 | 0 | 0 | 0 | 0 | 0 | 0 | 0 | 0 | 0 | 0 | 0 | 0 | 0 | 0 | 0 | 0 | 0 | 0 | 0 | 0 | 0 | 0 | 0 | 0 | 0 | 0 | 0 | 0 | 0 | 0
F2_Commercial_Education_New_Food Preparation_Natural Gas_Range_E10 | F2 | Commercial | Education | New | Food Preparation | Natural Gas | Range | E10 | Participant - Cost of Operation | 0 | 0 | 0 | 0 | 0 | 0 | 0 | 0 | 0 | 0 | 0 | 0 | 0 | 0 | 0 | 0 | 0 | 0 | 0 | 0 | 0 | 0 | 0 | 0 | 0 | 0 | 0 | 0 | 0 | 0 | 0
F3_Commercial_Education_New_Food Preparation_Natural Gas_Range_E1 | F3 | Commercial | Education | New | Food Preparation | Natural Gas | Range | E1 | System - kBTUs of Conusmption | 0.11659 | 0.11687 | 0.11669 | 0.11657 | 0.11657 | 0.11657 | 0.11657 | 0.11657 | 0.11657 | 0.11657 | 0.11657 | 0.11657 | 0.11657 | 0.11657 | 0.11657 | 0.11657 | 0.11657 | 0.11657 | 0.11657 | 0.11657 | 0.11657 | 0.11657 | 0.11657 | 0.11657 | 0.11657 | 0.11657 | 0.11657 | 0.11657 | 0.11657 | 0.11657 | 0.11657
F3_Commercial_Education_New_Food Preparation_Natural Gas_Range_E2 | F3 | Commercial | Education | New | Food Preparation | Natural Gas | Range | E2 | System - kBTUs of Conusmption | 0.087443 | 0.087653 | 0.087519 | 0.087428 | 0.087428 | 0.087428 | 0.087428 | 0.087428 | 0.087428 | 0.087428 | 0.087428 | 0.087428 | 0.087428 | 0.087428 | 0.087428 | 0.087428 | 0.087428 | 0.087428 | 0.087428 | 0.087428 | 0.087428 | 0.087428 | 0.087428 | 0.087428 | 0.087428 | 0.087428 | 0.087428 | 0.087428 | 0.087428 | 0.087428 | 0.087428
F3_Commercial_Education_New_Food Preparation_Natural Gas_Range_E3 | F3 | Commercial | Education | New | Food Preparation | Natural Gas | Range | E3 | System - kBTUs of Conusmption | 0 | 0 | 0 | 0 | 0 | 0 | 0 | 0 | 0 | 0 | 0 | 0 | 0 | 0 | 0 | 0 | 0 | 0 | 0 | 0 | 0 | 0 | 0 | 0 | 0 | 0 | 0 | 0 | 0 | 0 | 0
F3_Commercial_Education_New_Food Preparation_Natural Gas_Range_E4 | F3 | Commercial | Education | New | Food Preparation | Natural Gas | Range | E4 | System - kBTUs of Conusmption | 0 | 0 | 0 | 0 | 0 | 0 | 0 | 0 | 0 | 0 | 0 | 0 | 0 | 0 | 0 | 0 | 0 | 0 | 0 | 0 | 0 | 0 | 0 | 0 | 0 | 0 | 0 | 0 | 0 | 0 | 0
F3_Commercial_Education_New_Food Preparation_Natural Gas_Range_E5 | F3 | Commercial | Education | New | Food Preparation | Natural Gas | Range | E5 | System - kBTUs of Conusmption | 0 | 0 | 0 | 0 | 0 | 0 | 0 | 0 | 0 | 0 | 0 | 0 | 0 | 0 | 0 | 0 | 0 | 0 | 0 | 0 | 0 | 0 | 0 | 0 | 0 | 0 | 0 | 0 | 0 | 0 | 0
F3_Commercial_Education_New_Food Preparation_Natural Gas_Range_E6 | F3 | Commercial | Education | New | Food Preparation | Natural Gas | Range | E6 | System - kBTUs of Conusmption | 0 | 0 | 0 | 0 | 0 | 0 | 0 | 0 | 0 | 0 | 0 | 0 | 0 | 0 | 0 | 0 | 0 | 0 | 0 | 0 | 0 | 0 | 0 | 0 | 0 | 0 | 0 | 0 | 0 | 0 | 0
F3_Commercial_Education_New_Food Preparation_Natural Gas_Range_E7 | F3 | Commercial | Education | New | Food Preparation | Natural Gas | Range | E7 | System - kBTUs of Conusmption | 0 | 0 | 0 | 0 | 0 | 0 | 0 | 0 | 0 | 0 | 0 | 0 | 0 | 0 | 0 | 0 | 0 | 0 | 0 | 0 | 0 | 0 | 0 | 0 | 0 | 0 | 0 | 0 | 0 | 0 | 0
F3_Commercial_Education_New_Food Preparation_Natural Gas_Range_E8 | F3 | Commercial | Education | New | Food Preparation | Natural Gas | Range | E8 | System - kBTUs of Conusmption | 0 | 0 | 0 | 0 | 0 | 0 | 0 | 0 | 0 | 0 | 0 | 0 | 0 | 0 | 0 | 0 | 0 | 0 | 0 | 0 | 0 | 0 | 0 | 0 | 0 | 0 | 0 | 0 | 0 | 0 | 0
F3_Commercial_Education_New_Food Preparation_Natural Gas_Range_E9 | F3 | Commercial | Education | New | Food Preparation | Natural Gas | Range | E9 | System - kBTUs of Conusmption | 0 | 0 | 0 | 0 | 0 | 0 | 0 | 0 | 0 | 0 | 0 | 0 | 0 | 0 | 0 | 0 | 0 | 0 | 0 | 0 | 0 | 0 | 0 | 0 | 0 | 0 | 0 | 0 | 0 | 0 | 0
F3_Commercial_Education_New_Food Preparation_Natural Gas_Range_E10 | F3 | Commercial | Education | New | Food Preparation | Natural Gas | Range | E10 | System - kBTUs of Conusmption | 0 | 0 | 0 | 0 | 0 | 0 | 0 | 0 | 0 | 0 | 0 | 0 | 0 | 0 | 0 | 0 | 0 | 0 | 0 | 0 | 0 | 0 | 0 | 0 | 0 | 0 | 0 | 0 | 0 | 0 | 0
F4_Commercial_Education_New_Food Preparation_Natural Gas_Range_E1 | F4 | Commercial | Education | New | Food Preparation | Natural Gas | Range | E1 | Utility - Cost of Equipment | 0.00097534 | 0.00097534 | 0.00097534 | 0.00097534 | 0.00097534 | 0.00097534 | 0.00097534 | 0.00097534 | 0.00097534 | 0.00097534 | 0.00097534 | 0.00097534 | 0.00097534 | 0.00097534 | 0.00097534 | 0.00097534 | 0.00097534 | 0.00097534 | 0.00097534 | 0.00097534 | 0.00097534 | 0.00097534 | 0.00097534 | 0.00097534 | 0.00097534 | 0.00097534 | 0.00097534 | 0.00097534 | 0.00097534 | 0.00097534 | 0.00097534
F4_Commercial_Education_New_Food Preparation_Natural Gas_Range_E2 | F4 | Commercial | Education | New | Food Preparation | Natural Gas | Range | E2 | Utility - Cost of Equipment | 0.00097547 | 0.00097547 | 0.00097547 | 0.00097547 | 0.00097547 | 0.00097547 | 0.00097547 | 0.00097547 | 0.00097547 | 0.00097547 | 0.00097547 | 0.00097547 | 0.00097547 | 0.00097547 | 0.00097547 | 0.00097547 | 0.00097547 | 0.00097547 | 0.00097547 | 0.00097547 | 0.00097547 | 0.00097547 | 0.00097547 | 0.00097547 | 0.00097547 | 0.00097547 | 0.00097547 | 0.00097547 | 0.00097547 | 0.00097547 | 0.00097547
F4_Commercial_Education_New_Food Preparation_Natural Gas_Range_E3 | F4 | Commercial | Education | New | Food Preparation | Natural Gas | Range | E3 | Utility - Cost of Equipment | 0 | 0 | 0 | 0 | 0 | 0 | 0 | 0 | 0 | 0 | 0 | 0 | 0 | 0 | 0 | 0 | 0 | 0 | 0 | 0 | 0 | 0 | 0 | 0 | 0 | 0 | 0 | 0 | 0 | 0 | 0
F4_Commercial_Education_New_Food Preparation_Natural Gas_Range_E4 | F4 | Commercial | Education | New | Food Preparation | Natural Gas | Range | E4 | Utility - Cost of Equipment | 0 | 0 | 0 | 0 | 0 | 0 | 0 | 0 | 0 | 0 | 0 | 0 | 0 | 0 | 0 | 0 | 0 | 0 | 0 | 0 | 0 | 0 | 0 | 0 | 0 | 0 | 0 | 0 | 0 | 0 | 0
F4_Commercial_Education_New_Food Preparation_Natural Gas_Range_E5 | F4 | Commercial | Education | New | Food Preparation | Natural Gas | Range | E5 | Utility - Cost of Equipment | 0 | 0 | 0 | 0 | 0 | 0 | 0 | 0 | 0 | 0 | 0 | 0 | 0 | 0 | 0 | 0 | 0 | 0 | 0 | 0 | 0 | 0 | 0 | 0 | 0 | 0 | 0 | 0 | 0 | 0 | 0
F4_Commercial_Education_New_Food Preparation_Natural Gas_Range_E6 | F4 | Commercial | Education | New | Food Preparation | Natural Gas | Range | E6 | Utility - Cost of Equipment | 0 | 0 | 0 | 0 | 0 | 0 | 0 | 0 | 0 | 0 | 0 | 0 | 0 | 0 | 0 | 0 | 0 | 0 | 0 | 0 | 0 | 0 | 0 | 0 | 0 | 0 | 0 | 0 | 0 | 0 | 0
F4_Commercial_Education_New_Food Preparation_Natural Gas_Range_E7 | F4 | Commercial | Education | New | Food Preparation | Natural Gas | Range | E7 | Utility - Cost of Equipment | 0 | 0 | 0 | 0 | 0 | 0 | 0 | 0 | 0 | 0 | 0 | 0 | 0 | 0 | 0 | 0 | 0 | 0 | 0 | 0 | 0 | 0 | 0 | 0 | 0 | 0 | 0 | 0 | 0 | 0 | 0
F4_Commercial_Education_New_Food Preparation_Natural Gas_Range_E8 | F4 | Commercial | Education | New | Food Preparation | Natural Gas | Range | E8 | Utility - Cost of Equipment | 0 | 0 | 0 | 0 | 0 | 0 | 0 | 0 | 0 | 0 | 0 | 0 | 0 | 0 | 0 | 0 | 0 | 0 | 0 | 0 | 0 | 0 | 0 | 0 | 0 | 0 | 0 | 0 | 0 | 0 | 0
F4_Commercial_Education_New_Food Preparation_Natural Gas_Range_E9 | F4 | Commercial | Education | New | Food Preparation | Natural Gas | Range | E9 | Utility - Cost of Equipment | 0 | 0 | 0 | 0 | 0 | 0 | 0 | 0 | 0 | 0 | 0 | 0 | 0 | 0 | 0 | 0 | 0 | 0 | 0 | 0 | 0 | 0 | 0 | 0 | 0 | 0 | 0 | 0 | 0 | 0 | 0
F4_Commercial_Education_New_Food Preparation_Natural Gas_Range_E10 | F4 | Commercial | Education | New | Food Preparation | Natural Gas | Range | E10 | Utility - Cost of Equipment | 0 | 0 | 0 | 0 | 0 | 0 | 0 | 0 | 0 | 0 | 0 | 0 | 0 | 0 | 0 | 0 | 0 | 0 | 0 | 0 | 0 | 0 | 0 | 0 | 0 | 0 | 0 | 0 | 0 | 0 | 0
F5_Commercial_Education_New_Food Preparation_Natural Gas_Range_E1 | F5 | Commercial | Education | New | Food Preparation | Natural Gas | Range | E1 | Utility - Cost of Operation | 0.001163 | 0.001186 | 0.0012025 | 0.0012204 | 0.001246 | 0.0011674 | 0.001106 | 0.0010736 | 0.001062 | 0.0010442 | 0.0010322 | 0.0010869 | 0.00097273 | 0.0010397 | 0.0011257 | 0.0012092 | 0.0012124 | 0.0012181 | 0.0011949 | 0.0012115 | 0.0012231 | 0.0012388 | 0.0012585 | 0.00059281 | 0.00058099 | 0.00056992 | 0.0005595 | 0.00054962 | 0.00054018 | 0.00053111 | 0.00052234
F5_Commercial_Education_New_Food Preparation_Natural Gas_Range_E2 | F5 | Commercial | Education | New | Food Preparation | Natural Gas | Range | E2 | Utility - Cost of Operation | 0.00087221 | 0.0008895 | 0.00090187 | 0.00091527 | 0.00093453 | 0.00087556 | 0.00082947 | 0.00080524 | 0.00079653 | 0.00078317 | 0.00077416 | 0.00081518 | 0.00072955 | 0.00077978 | 0.00084426 | 0.00090693 | 0.00090927 | 0.00091361 | 0.00089615 | 0.00090861 | 0.00091732 | 0.00092909 | 0.00094387 | 0.00044461 | 0.00043574 | 0.00042744 | 0.00041962 | 0.00041221 | 0.00040513 | 0.00039833 | 0.00039175
F5_Commercial_Education_New_Food Preparation_Natural Gas_Range_E3 | F5 | Commercial | Education | New | Food Preparation | Natural Gas | Range | E3 | Utility - Cost of Operation | 0 | 0 | 0 | 0 | 0 | 0 | 0 | 0 | 0 | 0 | 0 | 0 | 0 | 0 | 0 | 0 | 0 | 0 | 0 | 0 | 0 | 0 | 0 | 0 | 0 | 0 | 0 | 0 | 0 | 0 | 0
F5_Commercial_Education_New_Food Preparation_Natural Gas_Range_E4 | F5 | Commercial | Education | New | Food Preparation | Natural Gas | Range | E4 | Utility - Cost of Operation | 0 | 0 | 0 | 0 | 0 | 0 | 0 | 0 | 0 | 0 | 0 | 0 | 0 | 0 | 0 | 0 | 0 | 0 | 0 | 0 | 0 | 0 | 0 | 0 | 0 | 0 | 0 | 0 | 0 | 0 | 0
F5_Commercial_Education_New_Food Preparation_Natural Gas_Range_E5 | F5 | Commercial | Education | New | Food Preparation | Natural Gas | Range | E5 | Utility - Cost of Operation | 0 | 0 | 0 | 0 | 0 | 0 | 0 | 0 | 0 | 0 | 0 | 0 | 0 | 0 | 0 | 0 | 0 | 0 | 0 | 0 | 0 | 0 | 0 | 0 | 0 | 0 | 0 | 0 | 0 | 0 | 0
F5_Commercial_Education_New_Food Preparation_Natural Gas_Range_E6 | F5 | Commercial | Education | New | Food Preparation | Natural Gas | Range | E6 | Utility - Cost of Operation | 0 | 0 | 0 | 0 | 0 | 0 | 0 | 0 | 0 | 0 | 0 | 0 | 0 | 0 | 0 | 0 | 0 | 0 | 0 | 0 | 0 | 0 | 0 | 0 | 0 | 0 | 0 | 0 | 0 | 0 | 0
F5_Commercial_Education_New_Food Preparation_Natural Gas_Range_E7 | F5 | Commercial | Education | New | Food Preparation | Natural Gas | Range | E7 | Utility - Cost of Operation | 0 | 0 | 0 | 0 | 0 | 0 | 0 | 0 | 0 | 0 | 0 | 0 | 0 | 0 | 0 | 0 | 0 | 0 | 0 | 0 | 0 | 0 | 0 | 0 | 0 | 0 | 0 | 0 | 0 | 0 | 0
F5_Commercial_Education_New_Food Preparation_Natural Gas_Range_E8 | F5 | Commercial | Education | New | Food Preparation | Natural Gas | Range | E8 | Utility - Cost of Operation | 0 | 0 | 0 | 0 | 0 | 0 | 0 | 0 | 0 | 0 | 0 | 0 | 0 | 0 | 0 | 0 | 0 | 0 | 0 | 0 | 0 | 0 | 0 | 0 | 0 | 0 | 0 | 0 | 0 | 0 | 0
F5_Commercial_Education_New_Food Preparation_Natural Gas_Range_E9 | F5 | Commercial | Education | New | Food Preparation | Natural Gas | Range | E9 | Utility - Cost of Operation | 0 | 0 | 0 | 0 | 0 | 0 | 0 | 0 | 0 | 0 | 0 | 0 | 0 | 0 | 0 | 0 | 0 | 0 | 0 | 0 | 0 | 0 | 0 | 0 | 0 | 0 | 0 | 0 | 0 | 0 | 0
F5_Commercial_Education_New_Food Preparation_Natural Gas_Range_E10 | F5 | Commercial | Education | New | Food Preparation | Natural Gas | Range | E10 | Utility - Cost of Operation | 0 | 0 | 0 | 0 | 0 | 0 | 0 | 0 | 0 | 0 | 0 | 0 | 0 | 0 | 0 | 0 | 0 | 0 | 0 | 0 | 0 | 0 | 0 | 0 | 0 | 0 | 0 | 0 | 0 | 0 | 0
F6_Commercial_Education_New_Food Preparation_Natural Gas_Range_E1 | F6 | Commercial | Education | New | Food Preparation | Natural Gas | Range | E1 | Utility - Value of Sales | 0.0013933 | 0.0014209 | 0.0014407 | 0.0014621 | 0.0014928 | 0.0013986 | 0.001325 | 0.0012863 | 0.0012724 | 0.0012511 | 0.0012367 | 0.0013022 | 0.0011654 | 0.0012456 | 0.0013486 | 0.0014487 | 0.0014525 | 0.0014594 | 0.0014315 | 0.0014514 | 0.0014653 | 0.0014841 | 0.0015078 | 0.00071023 | 0.00069606 | 0.0006828 | 0.00067032 | 0.00065848 | 0.00064717 | 0.0006363 | 0.0006258
F6_Commercial_Education_New_Food Preparation_Natural Gas_Range_E2 | F6 | Commercial | Education | New | Food Preparation | Natural Gas | Range | E2 | Utility - Value of Sales | 0.001045 | 0.0010657 | 0.0010805 | 0.0010966 | 0.0011196 | 0.001049 | 0.00099376 | 0.00096473 | 0.0009543 | 0.00093829 | 0.00092749 | 0.00097663 | 0.00087405 | 0.00093423 | 0.0010115 | 0.0010866 | 0.0010894 | 0.0010946 | 0.0010736 | 0.0010886 | 0.001099 | 0.0011131 | 0.0011308 | 0.00053267 | 0.00052205 | 0.0005121 | 0.00050274 | 0.00049386 | 0.00048538 | 0.00047722 | 0.00046935
F6_Commercial_Education_New_Food Preparation_Natural Gas_Range_E3 | F6 | Commercial | Education | New | Food Preparation | Natural Gas | Range | E3 | Utility - Value of Sales | 0 | 0 | 0 | 0 | 0 | 0 | 0 | 0 | 0 | 0 | 0 | 0 | 0 | 0 | 0 | 0 | 0 | 0 | 0 | 0 | 0 | 0 | 0 | 0 | 0 | 0 | 0 | 0 | 0 | 0 | 0
F6_Commercial_Education_New_Food Preparation_Natural Gas_Range_E4 | F6 | Commercial | Education | New | Food Preparation | Natural Gas | Range | E4 | Utility - Value of Sales | 0 | 0 | 0 | 0 | 0 | 0 | 0 | 0 | 0 | 0 | 0 | 0 | 0 | 0 | 0 | 0 | 0 | 0 | 0 | 0 | 0 | 0 | 0 | 0 | 0 | 0 | 0 | 0 | 0 | 0 | 0
F6_Commercial_Education_New_Food Preparation_Natural Gas_Range_E5 | F6 | Commercial | Education | New | Food Preparation | Natural Gas | Range | E5 | Utility - Value of Sales | 0 | 0 | 0 | 0 | 0 | 0 | 0 | 0 | 0 | 0 | 0 | 0 | 0 | 0 | 0 | 0 | 0 | 0 | 0 | 0 | 0 | 0 | 0 | 0 | 0 | 0 | 0 | 0 | 0 | 0 | 0
F6_Commercial_Education_New_Food Preparation_Natural Gas_Range_E6 | F6 | Commercial | Education | New | Food Preparation | Natural Gas | Range | E6 | Utility - Value of Sales | 0 | 0 | 0 | 0 | 0 | 0 | 0 | 0 | 0 | 0 | 0 | 0 | 0 | 0 | 0 | 0 | 0 | 0 | 0 | 0 | 0 | 0 | 0 | 0 | 0 | 0 | 0 | 0 | 0 | 0 | 0
F6_Commercial_Education_New_Food Preparation_Natural Gas_Range_E7 | F6 | Commercial | Education | New | Food Preparation | Natural Gas | Range | E7 | Utility - Value of Sales | 0 | 0 | 0 | 0 | 0 | 0 | 0 | 0 | 0 | 0 | 0 | 0 | 0 | 0 | 0 | 0 | 0 | 0 | 0 | 0 | 0 | 0 | 0 | 0 | 0 | 0 | 0 | 0 | 0 | 0 | 0
F6_Commercial_Education_New_Food Preparation_Natural Gas_Range_E8 | F6 | Commercial | Education | New | Food Preparation | Natural Gas | Range | E8 | Utility - Value of Sales | 0 | 0 | 0 | 0 | 0 | 0 | 0 | 0 | 0 | 0 | 0 | 0 | 0 | 0 | 0 | 0 | 0 | 0 | 0 | 0 | 0 | 0 | 0 | 0 | 0 | 0 | 0 | 0 | 0 | 0 | 0
F6_Commercial_Education_New_Food Preparation_Natural Gas_Range_E9 | F6 | Commercial | Education | New | Food Preparation | Natural Gas | Range | E9 | Utility - Value of Sales | 0 | 0 | 0 | 0 | 0 | 0 | 0 | 0 | 0 | 0 | 0 | 0 | 0 | 0 | 0 | 0 | 0 | 0 | 0 | 0 | 0 | 0 | 0 | 0 | 0 | 0 | 0 | 0 | 0 | 0 | 0
F6_Commercial_Education_New_Food Preparation_Natural Gas_Range_E10 | F6 | Commercial | Education | New | Food Preparation | Natural Gas | Range | E10 | Utility - Value of Sales | 0 | 0 | 0 | 0 | 0 | 0 | 0 | 0 | 0 | 0 | 0 | 0 | 0 | 0 | 0 | 0 | 0 | 0 | 0 | 0 | 0 | 0 | 0 | 0 | 0 | 0 | 0 | 0 | 0 | 0 | 0
F1_Commercial_Education_New_Food Preparation_Natural Gas_Steamer_E1 | F1 | Commercial | Education | New | Food Preparation | Natural Gas | Steamer | E1 | Participant - Cost of Equipment | 0.0029846 | 0.0029846 | 0.0029846 | 0 | 0 | 0 | 0 | 0 | 0 | 0 | 0 | 0 | 0 | 0 | 0 | 0 | 0 | 0 | 0 | 0 | 0 | 0 | 0 | 0 | 0 | 0 | 0 | 0 | 0 | 0 | 0
F1_Commercial_Education_New_Food Preparation_Natural Gas_Steamer_E2 | F1 | Commercial | Education | New | Food Preparation | Natural Gas | Steamer | E2 | Participant - Cost of Equipment | 0.0032065 | 0.0032065 | 0.0032065 | 0.0032065 | 0.0032065 | 0.0032065 | 0.0032065 | 0.0032065 | 0.0032065 | 0.0032065 | 0.0032065 | 0.0032065 | 0.0032065 | 0.0032065 | 0.0032065 | 0.0032065 | 0.0032065 | 0.0032065 | 0.0032065 | 0.0032065 | 0.0032065 | 0.0032065 | 0.0032065 | 0.0032065 | 0.0032065 | 0.0032065 | 0.0032065 | 0.0032065 | 0.0032065 | 0.0032065 | 0.0032065
F1_Commercial_Education_New_Food Preparation_Natural Gas_Steamer_E3 | F1 | Commercial | Education | New | Food Preparation | Natural Gas | Steamer | E3 | Participant - Cost of Equipment | 0 | 0 | 0 | 0 | 0 | 0 | 0 | 0 | 0 | 0 | 0 | 0 | 0 | 0 | 0 | 0 | 0 | 0 | 0 | 0 | 0 | 0 | 0 | 0 | 0 | 0 | 0 | 0 | 0 | 0 | 0
F1_Commercial_Education_New_Food Preparation_Natural Gas_Steamer_E4 | F1 | Commercial | Education | New | Food Preparation | Natural Gas | Steamer | E4 | Participant - Cost of Equipment | 0 | 0 | 0 | 0 | 0 | 0 | 0 | 0 | 0 | 0 | 0 | 0 | 0 | 0 | 0 | 0 | 0 | 0 | 0 | 0 | 0 | 0 | 0 | 0 | 0 | 0 | 0 | 0 | 0 | 0 | 0
F1_Commercial_Education_New_Food Preparation_Natural Gas_Steamer_E5 | F1 | Commercial | Education | New | Food Preparation | Natural Gas | Steamer | E5 | Participant - Cost of Equipment | 0 | 0 | 0 | 0 | 0 | 0 | 0 | 0 | 0 | 0 | 0 | 0 | 0 | 0 | 0 | 0 | 0 | 0 | 0 | 0 | 0 | 0 | 0 | 0 | 0 | 0 | 0 | 0 | 0 | 0 | 0
F1_Commercial_Education_New_Food Preparation_Natural Gas_Steamer_E6 | F1 | Commercial | Education | New | Food Preparation | Natural Gas | Steamer | E6 | Participant - Cost of Equipment | 0 | 0 | 0 | 0 | 0 | 0 | 0 | 0 | 0 | 0 | 0 | 0 | 0 | 0 | 0 | 0 | 0 | 0 | 0 | 0 | 0 | 0 | 0 | 0 | 0 | 0 | 0 | 0 | 0 | 0 | 0
F1_Commercial_Education_New_Food Preparation_Natural Gas_Steamer_E7 | F1 | Commercial | Education | New | Food Preparation | Natural Gas | Steamer | E7 | Participant - Cost of Equipment | 0 | 0 | 0 | 0 | 0 | 0 | 0 | 0 | 0 | 0 | 0 | 0 | 0 | 0 | 0 | 0 | 0 | 0 | 0 | 0 | 0 | 0 | 0 | 0 | 0 | 0 | 0 | 0 | 0 | 0 | 0
F1_Commercial_Education_New_Food Preparation_Natural Gas_Steamer_E8 | F1 | Commercial | Education | New | Food Preparation | Natural Gas | Steamer | E8 | Participant - Cost of Equipment | 0 | 0 | 0 | 0 | 0 | 0 | 0 | 0 | 0 | 0 | 0 | 0 | 0 | 0 | 0 | 0 | 0 | 0 | 0 | 0 | 0 | 0 | 0 | 0 | 0 | 0 | 0 | 0 | 0 | 0 | 0
F1_Commercial_Education_New_Food Preparation_Natural Gas_Steamer_E9 | F1 | Commercial | Education | New | Food Preparation | Natural Gas | Steamer | E9 | Participant - Cost of Equipment | 0 | 0 | 0 | 0 | 0 | 0 | 0 | 0 | 0 | 0 | 0 | 0 | 0 | 0 | 0 | 0 | 0 | 0 | 0 | 0 | 0 | 0 | 0 | 0 | 0 | 0 | 0 | 0 | 0 | 0 | 0
F1_Commercial_Education_New_Food Preparation_Natural Gas_Steamer_E10 | F1 | Commercial | Education | New | Food Preparation | Natural Gas | Steamer | E10 | Participant - Cost of Equipment | 0 | 0 | 0 | 0 | 0 | 0 | 0 | 0 | 0 | 0 | 0 | 0 | 0 | 0 | 0 | 0 | 0 | 0 | 0 | 0 | 0 | 0 | 0 | 0 | 0 | 0 | 0 | 0 | 0 | 0 | 0
F2_Commercial_Education_New_Food Preparation_Natural Gas_Steamer_E1 | F2 | Commercial | Education | New | Food Preparation | Natural Gas | Steamer | E1 | Participant - Cost of Operation | 0.0032654 | 0.0032931 | 0.003309 | 0 | 0 | 0 | 0 | 0 | 0 | 0 | 0 | 0 | 0 | 0 | 0 | 0 | 0 | 0 | 0 | 0 | 0 | 0 | 0 | 0 | 0 | 0 | 0 | 0 | 0 | 0 | 0
F2_Commercial_Education_New_Food Preparation_Natural Gas_Steamer_E2 | F2 | Commercial | Education | New | Food Preparation | Natural Gas | Steamer | E2 | Participant - Cost of Operation | 0.00068114 | 0.00068691 | 0.00069023 | 0.00069334 | 0.00070016 | 0.0006589 | 0.00062479 | 0.00062352 | 0.00063482 | 0.00064494 | 0.00066024 | 0.00067413 | 0.00059971 | 0.00061672 | 0.00064175 | 0.00066364 | 0.00066437 | 0.00066654 | 0.00065384 | 0.00066165 | 0.00066693 | 0.00067432 | 0.00068381 | 0.00034154 | 0.00033487 | 0.0003286 | 0.00032268 | 0.00031704 | 0.00031164 | 0.00030644 | 0.00030141
F2_Commercial_Education_New_Food Preparation_Natural Gas_Steamer_E3 | F2 | Commercial | Education | New | Food Preparation | Natural Gas | Steamer | E3 | Participant - Cost of Operation | 0 | 0 | 0 | 0 | 0 | 0 | 0 | 0 | 0 | 0 | 0 | 0 | 0 | 0 | 0 | 0 | 0 | 0 | 0 | 0 | 0 | 0 | 0 | 0 | 0 | 0 | 0 | 0 | 0 | 0 | 0
F2_Commercial_Education_New_Food Preparation_Natural Gas_Steamer_E4 | F2 | Commercial | Education | New | Food Preparation | Natural Gas | Steamer | E4 | Participant - Cost of Operation | 0 | 0 | 0 | 0 | 0 | 0 | 0 | 0 | 0 | 0 | 0 | 0 | 0 | 0 | 0 | 0 | 0 | 0 | 0 | 0 | 0 | 0 | 0 | 0 | 0 | 0 | 0 | 0 | 0 | 0 | 0
F2_Commercial_Education_New_Food Preparation_Natural Gas_Steamer_E5 | F2 | Commercial | Education | New | Food Preparation | Natural Gas | Steamer | E5 | Participant - Cost of Operation | 0 | 0 | 0 | 0 | 0 | 0 | 0 | 0 | 0 | 0 | 0 | 0 | 0 | 0 | 0 | 0 | 0 | 0 | 0 | 0 | 0 | 0 | 0 | 0 | 0 | 0 | 0 | 0 | 0 | 0 | 0
F2_Commercial_Education_New_Food Preparation_Natural Gas_Steamer_E6 | F2 | Commercial | Education | New | Food Preparation | Natural Gas | Steamer | E6 | Participant - Cost of Operation | 0 | 0 | 0 | 0 | 0 | 0 | 0 | 0 | 0 | 0 | 0 | 0 | 0 | 0 | 0 | 0 | 0 | 0 | 0 | 0 | 0 | 0 | 0 | 0 | 0 | 0 | 0 | 0 | 0 | 0 | 0
F2_Commercial_Education_New_Food Preparation_Natural Gas_Steamer_E7 | F2 | Commercial | Education | New | Food Preparation | Natural Gas | Steamer | E7 | Participant - Cost of Operation | 0 | 0 | 0 | 0 | 0 | 0 | 0 | 0 | 0 | 0 | 0 | 0 | 0 | 0 | 0 | 0 | 0 | 0 | 0 | 0 | 0 | 0 | 0 | 0 | 0 | 0 | 0 | 0 | 0 | 0 | 0
F2_Commercial_Education_New_Food Preparation_Natural Gas_Steamer_E8 | F2 | Commercial | Education | New | Food Preparation | Natural Gas | Steamer | E8 | Participant - Cost of Operation | 0 | 0 | 0 | 0 | 0 | 0 | 0 | 0 | 0 | 0 | 0 | 0 | 0 | 0 | 0 | 0 | 0 | 0 | 0 | 0 | 0 | 0 | 0 | 0 | 0 | 0 | 0 | 0 | 0 | 0 | 0
F2_Commercial_Education_New_Food Preparation_Natural Gas_Steamer_E9 | F2 | Commercial | Education | New | Food Preparation | Natural Gas | Steamer | E9 | Participant - Cost of Operation | 0 | 0 | 0 | 0 | 0 | 0 | 0 | 0 | 0 | 0 | 0 | 0 | 0 | 0 | 0 | 0 | 0 | 0 | 0 | 0 | 0 | 0 | 0 | 0 | 0 | 0 | 0 | 0 | 0 | 0 | 0
F2_Commercial_Education_New_Food Preparation_Natural Gas_Steamer_E10 | F2 | Commercial | Education | New | Food Preparation | Natural Gas | Steamer | E10 | Participant - Cost of Operation | 0 | 0 | 0 | 0 | 0 | 0 | 0 | 0 | 0 | 0 | 0 | 0 | 0 | 0 | 0 | 0 | 0 | 0 | 0 | 0 | 0 | 0 | 0 | 0 | 0 | 0 | 0 | 0 | 0 | 0 | 0
F3_Commercial_Education_New_Food Preparation_Natural Gas_Steamer_E1 | F3 | Commercial | Education | New | Food Preparation | Natural Gas | Steamer | E1 | System - kBTUs of Conusmption | 0.2747 | 0.27525 | 0.2749 | 0 | 0 | 0 | 0 | 0 | 0 | 0 | 0 | 0 | 0 | 0 | 0 | 0 | 0 | 0 | 0 | 0 | 0 | 0 | 0 | 0 | 0 | 0 | 0 | 0 | 0 | 0 | 0
F3_Commercial_Education_New_Food Preparation_Natural Gas_Steamer_E2 | F3 | Commercial | Education | New | Food Preparation | Natural Gas | Steamer | E2 | System - kBTUs of Conusmption | 0.0573 | 0.057414 | 0.057341 | 0.057292 | 0.057292 | 0.057292 | 0.057292 | 0.057292 | 0.057292 | 0.057292 | 0.057292 | 0.057292 | 0.057292 | 0.057292 | 0.057292 | 0.057292 | 0.057292 | 0.057292 | 0.057292 | 0.057292 | 0.057292 | 0.057292 | 0.057292 | 0.057292 | 0.057292 | 0.057292 | 0.057292 | 0.057292 | 0.057292 | 0.057292 | 0.057292
F3_Commercial_Education_New_Food Preparation_Natural Gas_Steamer_E3 | F3 | Commercial | Education | New | Food Preparation | Natural Gas | Steamer | E3 | System - kBTUs of Conusmption | 0 | 0 | 0 | 0 | 0 | 0 | 0 | 0 | 0 | 0 | 0 | 0 | 0 | 0 | 0 | 0 | 0 | 0 | 0 | 0 | 0 | 0 | 0 | 0 | 0 | 0 | 0 | 0 | 0 | 0 | 0
F3_Commercial_Education_New_Food Preparation_Natural Gas_Steamer_E4 | F3 | Commercial | Education | New | Food Preparation | Natural Gas | Steamer | E4 | System - kBTUs of Conusmption | 0 | 0 | 0 | 0 | 0 | 0 | 0 | 0 | 0 | 0 | 0 | 0 | 0 | 0 | 0 | 0 | 0 | 0 | 0 | 0 | 0 | 0 | 0 | 0 | 0 | 0 | 0 | 0 | 0 | 0 | 0
F3_Commercial_Education_New_Food Preparation_Natural Gas_Steamer_E5 | F3 | Commercial | Education | New | Food Preparation | Natural Gas | Steamer | E5 | System - kBTUs of Conusmption | 0 | 0 | 0 | 0 | 0 | 0 | 0 | 0 | 0 | 0 | 0 | 0 | 0 | 0 | 0 | 0 | 0 | 0 | 0 | 0 | 0 | 0 | 0 | 0 | 0 | 0 | 0 | 0 | 0 | 0 | 0
F3_Commercial_Education_New_Food Preparation_Natural Gas_Steamer_E6 | F3 | Commercial | Education | New | Food Preparation | Natural Gas | Steamer | E6 | System - kBTUs of Conusmption | 0 | 0 | 0 | 0 | 0 | 0 | 0 | 0 | 0 | 0 | 0 | 0 | 0 | 0 | 0 | 0 | 0 | 0 | 0 | 0 | 0 | 0 | 0 | 0 | 0 | 0 | 0 | 0 | 0 | 0 | 0
F3_Commercial_Education_New_Food Preparation_Natural Gas_Steamer_E7 | F3 | Commercial | Education | New | Food Preparation | Natural Gas | Steamer | E7 | System - kBTUs of Conusmption | 0 | 0 | 0 | 0 | 0 | 0 | 0 | 0 | 0 | 0 | 0 | 0 | 0 | 0 | 0 | 0 | 0 | 0 | 0 | 0 | 0 | 0 | 0 | 0 | 0 | 0 | 0 | 0 | 0 | 0 | 0
F3_Commercial_Education_New_Food Preparation_Natural Gas_Steamer_E8 | F3 | Commercial | Education | New | Food Preparation | Natural Gas | Steamer | E8 | System - kBTUs of Conusmption | 0 | 0 | 0 | 0 | 0 | 0 | 0 | 0 | 0 | 0 | 0 | 0 | 0 | 0 | 0 | 0 | 0 | 0 | 0 | 0 | 0 | 0 | 0 | 0 | 0 | 0 | 0 | 0 | 0 | 0 | 0
F3_Commercial_Education_New_Food Preparation_Natural Gas_Steamer_E9 | F3 | Commercial | Education | New | Food Preparation | Natural Gas | Steamer | E9 | System - kBTUs of Conusmption | 0 | 0 | 0 | 0 | 0 | 0 | 0 | 0 | 0 | 0 | 0 | 0 | 0 | 0 | 0 | 0 | 0 | 0 | 0 | 0 | 0 | 0 | 0 | 0 | 0 | 0 | 0 | 0 | 0 | 0 | 0
F3_Commercial_Education_New_Food Preparation_Natural Gas_Steamer_E10 | F3 | Commercial | Education | New | Food Preparation | Natural Gas | Steamer | E10 | System - kBTUs of Conusmption | 0 | 0 | 0 | 0 | 0 | 0 | 0 | 0 | 0 | 0 | 0 | 0 | 0 | 0 | 0 | 0 | 0 | 0 | 0 | 0 | 0 | 0 | 0 | 0 | 0 | 0 | 0 | 0 | 0 | 0 | 0
F4_Commercial_Education_New_Food Preparation_Natural Gas_Steamer_E1 | F4 | Commercial | Education | New | Food Preparation | Natural Gas | Steamer | E1 | Utility - Cost of Equipment | 0.0029846 | 0.0029846 | 0.0029846 | 0 | 0 | 0 | 0 | 0 | 0 | 0 | 0 | 0 | 0 | 0 | 0 | 0 | 0 | 0 | 0 | 0 | 0 | 0 | 0 | 0 | 0 | 0 | 0 | 0 | 0 | 0 | 0
F4_Commercial_Education_New_Food Preparation_Natural Gas_Steamer_E2 | F4 | Commercial | Education | New | Food Preparation | Natural Gas | Steamer | E2 | Utility - Cost of Equipment | 0.0032065 | 0.0032065 | 0.0032065 | 0.0032065 | 0.0032065 | 0.0032065 | 0.0032065 | 0.0032065 | 0.0032065 | 0.0032065 | 0.0032065 | 0.0032065 | 0.0032065 | 0.0032065 | 0.0032065 | 0.0032065 | 0.0032065 | 0.0032065 | 0.0032065 | 0.0032065 | 0.0032065 | 0.0032065 | 0.0032065 | 0.0032065 | 0.0032065 | 0.0032065 | 0.0032065 | 0.0032065 | 0.0032065 | 0.0032065 | 0.0032065
F4_Commercial_Education_New_Food Preparation_Natural Gas_Steamer_E3 | F4 | Commercial | Education | New | Food Preparation | Natural Gas | Steamer | E3 | Utility - Cost of Equipment | 0 | 0 | 0 | 0 | 0 | 0 | 0 | 0 | 0 | 0 | 0 | 0 | 0 | 0 | 0 | 0 | 0 | 0 | 0 | 0 | 0 | 0 | 0 | 0 | 0 | 0 | 0 | 0 | 0 | 0 | 0
F4_Commercial_Education_New_Food Preparation_Natural Gas_Steamer_E4 | F4 | Commercial | Education | New | Food Preparation | Natural Gas | Steamer | E4 | Utility - Cost of Equipment | 0 | 0 | 0 | 0 | 0 | 0 | 0 | 0 | 0 | 0 | 0 | 0 | 0 | 0 | 0 | 0 | 0 | 0 | 0 | 0 | 0 | 0 | 0 | 0 | 0 | 0 | 0 | 0 | 0 | 0 | 0
F4_Commercial_Education_New_Food Preparation_Natural Gas_Steamer_E5 | F4 | Commercial | Education | New | Food Preparation | Natural Gas | Steamer | E5 | Utility - Cost of Equipment | 0 | 0 | 0 | 0 | 0 | 0 | 0 | 0 | 0 | 0 | 0 | 0 | 0 | 0 | 0 | 0 | 0 | 0 | 0 | 0 | 0 | 0 | 0 | 0 | 0 | 0 | 0 | 0 | 0 | 0 | 0
F4_Commercial_Education_New_Food Preparation_Natural Gas_Steamer_E6 | F4 | Commercial | Education | New | Food Preparation | Natural Gas | Steamer | E6 | Utility - Cost of Equipment | 0 | 0 | 0 | 0 | 0 | 0 | 0 | 0 | 0 | 0 | 0 | 0 | 0 | 0 | 0 | 0 | 0 | 0 | 0 | 0 | 0 | 0 | 0 | 0 | 0 | 0 | 0 | 0 | 0 | 0 | 0
F4_Commercial_Education_New_Food Preparation_Natural Gas_Steamer_E7 | F4 | Commercial | Education | New | Food Preparation | Natural Gas | Steamer | E7 | Utility - Cost of Equipment | 0 | 0 | 0 | 0 | 0 | 0 | 0 | 0 | 0 | 0 | 0 | 0 | 0 | 0 | 0 | 0 | 0 | 0 | 0 | 0 | 0 | 0 | 0 | 0 | 0 | 0 | 0 | 0 | 0 | 0 | 0
F4_Commercial_Education_New_Food Preparation_Natural Gas_Steamer_E8 | F4 | Commercial | Education | New | Food Preparation | Natural Gas | Steamer | E8 | Utility - Cost of Equipment | 0 | 0 | 0 | 0 | 0 | 0 | 0 | 0 | 0 | 0 | 0 | 0 | 0 | 0 | 0 | 0 | 0 | 0 | 0 | 0 | 0 | 0 | 0 | 0 | 0 | 0 | 0 | 0 | 0 | 0 | 0
F4_Commercial_Education_New_Food Preparation_Natural Gas_Steamer_E9 | F4 | Commercial | Education | New | Food Preparation | Natural Gas | Steamer | E9 | Utility - Cost of Equipment | 0 | 0 | 0 | 0 | 0 | 0 | 0 | 0 | 0 | 0 | 0 | 0 | 0 | 0 | 0 | 0 | 0 | 0 | 0 | 0 | 0 | 0 | 0 | 0 | 0 | 0 | 0 | 0 | 0 | 0 | 0
F4_Commercial_Education_New_Food Preparation_Natural Gas_Steamer_E10 | F4 | Commercial | Education | New | Food Preparation | Natural Gas | Steamer | E10 | Utility - Cost of Equipment | 0 | 0 | 0 | 0 | 0 | 0 | 0 | 0 | 0 | 0 | 0 | 0 | 0 | 0 | 0 | 0 | 0 | 0 | 0 | 0 | 0 | 0 | 0 | 0 | 0 | 0 | 0 | 0 | 0 | 0 | 0
F5_Commercial_Education_New_Food Preparation_Natural Gas_Steamer_E1 | F5 | Commercial | Education | New | Food Preparation | Natural Gas | Steamer | E1 | Utility - Cost of Operation | 0.0027256 | 0.0027487 | 0.002762 | 0 | 0 | 0 | 0 | 0 | 0 | 0 | 0 | 0 | 0 | 0 | 0 | 0 | 0 | 0 | 0 | 0 | 0 | 0 | 0 | 0 | 0 | 0 | 0 | 0 | 0 | 0 | 0
F5_Commercial_Education_New_Food Preparation_Natural Gas_Steamer_E2 | F5 | Commercial | Education | New | Food Preparation | Natural Gas | Steamer | E2 | Utility - Cost of Operation | 0.00056853 | 0.00057335 | 0.00057612 | 0.00057871 | 0.00058441 | 0.00054997 | 0.0005215 | 0.00052044 | 0.00052987 | 0.00053831 | 0.00055109 | 0.00056268 | 0.00050056 | 0.00051476 | 0.00053566 | 0.00055392 | 0.00055454 | 0.00055635 | 0.00054575 | 0.00055226 | 0.00055667 | 0.00056284 | 0.00057076 | 0.00028508 | 0.00027951 | 0.00027428 | 0.00026933 | 0.00026463 | 0.00026012 | 0.00025578 | 0.00025158
F5_Commercial_Education_New_Food Preparation_Natural Gas_Steamer_E3 | F5 | Commercial | Education | New | Food Preparation | Natural Gas | Steamer | E3 | Utility - Cost of Operation | 0 | 0 | 0 | 0 | 0 | 0 | 0 | 0 | 0 | 0 | 0 | 0 | 0 | 0 | 0 | 0 | 0 | 0 | 0 | 0 | 0 | 0 | 0 | 0 | 0 | 0 | 0 | 0 | 0 | 0 | 0
F5_Commercial_Education_New_Food Preparation_Natural Gas_Steamer_E4 | F5 | Commercial | Education | New | Food Preparation | Natural Gas | Steamer | E4 | Utility - Cost of Operation | 0 | 0 | 0 | 0 | 0 | 0 | 0 | 0 | 0 | 0 | 0 | 0 | 0 | 0 | 0 | 0 | 0 | 0 | 0 | 0 | 0 | 0 | 0 | 0 | 0 | 0 | 0 | 0 | 0 | 0 | 0
F5_Commercial_Education_New_Food Preparation_Natural Gas_Steamer_E5 | F5 | Commercial | Education | New | Food Preparation | Natural Gas | Steamer | E5 | Utility - Cost of Operation | 0 | 0 | 0 | 0 | 0 | 0 | 0 | 0 | 0 | 0 | 0 | 0 | 0 | 0 | 0 | 0 | 0 | 0 | 0 | 0 | 0 | 0 | 0 | 0 | 0 | 0 | 0 | 0 | 0 | 0 | 0
F5_Commercial_Education_New_Food Preparation_Natural Gas_Steamer_E6 | F5 | Commercial | Education | New | Food Preparation | Natural Gas | Steamer | E6 | Utility - Cost of Operation | 0 | 0 | 0 | 0 | 0 | 0 | 0 | 0 | 0 | 0 | 0 | 0 | 0 | 0 | 0 | 0 | 0 | 0 | 0 | 0 | 0 | 0 | 0 | 0 | 0 | 0 | 0 | 0 | 0 | 0 | 0
F5_Commercial_Education_New_Food Preparation_Natural Gas_Steamer_E7 | F5 | Commercial | Education | New | Food Preparation | Natural Gas | Steamer | E7 | Utility - Cost of Operation | 0 | 0 | 0 | 0 | 0 | 0 | 0 | 0 | 0 | 0 | 0 | 0 | 0 | 0 | 0 | 0 | 0 | 0 | 0 | 0 | 0 | 0 | 0 | 0 | 0 | 0 | 0 | 0 | 0 | 0 | 0
F5_Commercial_Education_New_Food Preparation_Natural Gas_Steamer_E8 | F5 | Commercial | Education | New | Food Preparation | Natural Gas | Steamer | E8 | Utility - Cost of Operation | 0 | 0 | 0 | 0 | 0 | 0 | 0 | 0 | 0 | 0 | 0 | 0 | 0 | 0 | 0 | 0 | 0 | 0 | 0 | 0 | 0 | 0 | 0 | 0 | 0 | 0 | 0 | 0 | 0 | 0 | 0
F5_Commercial_Education_New_Food Preparation_Natural Gas_Steamer_E9 | F5 | Commercial | Education | New | Food Preparation | Natural Gas | Steamer | E9 | Utility - Cost of Operation | 0 | 0 | 0 | 0 | 0 | 0 | 0 | 0 | 0 | 0 | 0 | 0 | 0 | 0 | 0 | 0 | 0 | 0 | 0 | 0 | 0 | 0 | 0 | 0 | 0 | 0 | 0 | 0 | 0 | 0 | 0
F5_Commercial_Education_New_Food Preparation_Natural Gas_Steamer_E10 | F5 | Commercial | Education | New | Food Preparation | Natural Gas | Steamer | E10 | Utility - Cost of Operation | 0 | 0 | 0 | 0 | 0 | 0 | 0 | 0 | 0 | 0 | 0 | 0 | 0 | 0 | 0 | 0 | 0 | 0 | 0 | 0 | 0 | 0 | 0 | 0 | 0 | 0 | 0 | 0 | 0 | 0 | 0
F6_Commercial_Education_New_Food Preparation_Natural Gas_Steamer_E1 | F6 | Commercial | Education | New | Food Preparation | Natural Gas | Steamer | E1 | Utility - Value of Sales | 0.0032654 | 0.0032931 | 0.003309 | 0 | 0 | 0 | 0 | 0 | 0 | 0 | 0 | 0 | 0 | 0 | 0 | 0 | 0 | 0 | 0 | 0 | 0 | 0 | 0 | 0 | 0 | 0 | 0 | 0 | 0 | 0 | 0
F6_Commercial_Education_New_Food Preparation_Natural Gas_Steamer_E2 | F6 | Commercial | Education | New | Food Preparation | Natural Gas | Steamer | E2 | Utility - Value of Sales | 0.00068114 | 0.00068691 | 0.00069023 | 0.00069334 | 0.00070016 | 0.0006589 | 0.00062479 | 0.00062352 | 0.00063482 | 0.00064494 | 0.00066024 | 0.00067413 | 0.00059971 | 0.00061672 | 0.00064175 | 0.00066364 | 0.00066437 | 0.00066654 | 0.00065384 | 0.00066165 | 0.00066693 | 0.00067432 | 0.00068381 | 0.00034154 | 0.00033487 | 0.0003286 | 0.00032268 | 0.00031704 | 0.00031164 | 0.00030644 | 0.00030141
F6_Commercial_Education_New_Food Preparation_Natural Gas_Steamer_E3 | F6 | Commercial | Education | New | Food Preparation | Natural Gas | Steamer | E3 | Utility - Value of Sales | 0 | 0 | 0 | 0 | 0 | 0 | 0 | 0 | 0 | 0 | 0 | 0 | 0 | 0 | 0 | 0 | 0 | 0 | 0 | 0 | 0 | 0 | 0 | 0 | 0 | 0 | 0 | 0 | 0 | 0 | 0
F6_Commercial_Education_New_Food Preparation_Natural Gas_Steamer_E4 | F6 | Commercial | Education | New | Food Preparation | Natural Gas | Steamer | E4 | Utility - Value of Sales | 0 | 0 | 0 | 0 | 0 | 0 | 0 | 0 | 0 | 0 | 0 | 0 | 0 | 0 | 0 | 0 | 0 | 0 | 0 | 0 | 0 | 0 | 0 | 0 | 0 | 0 | 0 | 0 | 0 | 0 | 0
F6_Commercial_Education_New_Food Preparation_Natural Gas_Steamer_E5 | F6 | Commercial | Education | New | Food Preparation | Natural Gas | Steamer | E5 | Utility - Value of Sales | 0 | 0 | 0 | 0 | 0 | 0 | 0 | 0 | 0 | 0 | 0 | 0 | 0 | 0 | 0 | 0 | 0 | 0 | 0 | 0 | 0 | 0 | 0 | 0 | 0 | 0 | 0 | 0 | 0 | 0 | 0
F6_Commercial_Education_New_Food Preparation_Natural Gas_Steamer_E6 | F6 | Commercial | Education | New | Food Preparation | Natural Gas | Steamer | E6 | Utility - Value of Sales | 0 | 0 | 0 | 0 | 0 | 0 | 0 | 0 | 0 | 0 | 0 | 0 | 0 | 0 | 0 | 0 | 0 | 0 | 0 | 0 | 0 | 0 | 0 | 0 | 0 | 0 | 0 | 0 | 0 | 0 | 0
F6_Commercial_Education_New_Food Preparation_Natural Gas_Steamer_E7 | F6 | Commercial | Education | New | Food Preparation | Natural Gas | Steamer | E7 | Utility - Value of Sales | 0 | 0 | 0 | 0 | 0 | 0 | 0 | 0 | 0 | 0 | 0 | 0 | 0 | 0 | 0 | 0 | 0 | 0 | 0 | 0 | 0 | 0 | 0 | 0 | 0 | 0 | 0 | 0 | 0 | 0 | 0
F6_Commercial_Education_New_Food Preparation_Natural Gas_Steamer_E8 | F6 | Commercial | Education | New | Food Preparation | Natural Gas | Steamer | E8 | Utility - Value of Sales | 0 | 0 | 0 | 0 | 0 | 0 | 0 | 0 | 0 | 0 | 0 | 0 | 0 | 0 | 0 | 0 | 0 | 0 | 0 | 0 | 0 | 0 | 0 | 0 | 0 | 0 | 0 | 0 | 0 | 0 | 0
F6_Commercial_Education_New_Food Preparation_Natural Gas_Steamer_E9 | F6 | Commercial | Education | New | Food Preparation | Natural Gas | Steamer | E9 | Utility - Value of Sales | 0 | 0 | 0 | 0 | 0 | 0 | 0 | 0 | 0 | 0 | 0 | 0 | 0 | 0 | 0 | 0 | 0 | 0 | 0 | 0 | 0 | 0 | 0 | 0 | 0 | 0 | 0 | 0 | 0 | 0 | 0
F6_Commercial_Education_New_Food Preparation_Natural Gas_Steamer_E10 | F6 | Commercial | Education | New | Food Preparation | Natural Gas | Steamer | E10 | Utility - Value of Sales | 0 | 0 | 0 | 0 | 0 | 0 | 0 | 0 | 0 | 0 | 0 | 0 | 0 | 0 | 0 | 0 | 0 | 0 | 0 | 0 | 0 | 0 | 0 | 0 | 0 | 0 | 0 | 0 | 0 | 0 | 0
F1_Commercial_Education_New_Food Preparation_Natural Gas_Food Prep Other_E1 | F1 | Commercial | Education | New | Food Preparation | Natural Gas | Food Prep Other | E1 | Participant - Cost of Equipment | 0.00012468 | 0.00012468 | 0.00012468 | 0.00012468 | 0.00012468 | 0.00012468 | 0.00012468 | 0.00012468 | 0.00012468 | 0.00012468 | 0.00012468 | 0.00012468 | 0.00012468 | 0.00012468 | 0.00012468 | 0.00012468 | 0.00012468 | 0.00012468 | 0.00012468 | 0.00012468 | 0.00012468 | 0.00012468 | 0.00012468 | 0.00012468 | 0.00012468 | 0.00012468 | 0.00012468 | 0.00012468 | 0.00012468 | 0.00012468 | 0.00012468
F1_Commercial_Education_New_Food Preparation_Natural Gas_Food Prep Other_E2 | F1 | Commercial | Education | New | Food Preparation | Natural Gas | Food Prep Other | E2 | Participant - Cost of Equipment | 0.0001248 | 0.0001248 | 0.0001248 | 0.0001248 | 0.0001248 | 0.0001248 | 0.0001248 | 0.0001248 | 0.0001248 | 0.0001248 | 0.0001248 | 0.0001248 | 0.0001248 | 0.0001248 | 0.0001248 | 0.0001248 | 0.0001248 | 0.0001248 | 0.0001248 | 0.0001248 | 0.0001248 | 0.0001248 | 0.0001248 | 0.0001248 | 0.0001248 | 0.0001248 | 0.0001248 | 0.0001248 | 0.0001248 | 0.0001248 | 0.0001248
F1_Commercial_Education_New_Food Preparation_Natural Gas_Food Prep Other_E3 | F1 | Commercial | Education | New | Food Preparation | Natural Gas | Food Prep Other | E3 | Participant - Cost of Equipment | 0 | 0 | 0 | 0 | 0 | 0 | 0 | 0 | 0 | 0 | 0 | 0 | 0 | 0 | 0 | 0 | 0 | 0 | 0 | 0 | 0 | 0 | 0 | 0 | 0 | 0 | 0 | 0 | 0 | 0 | 0
F1_Commercial_Education_New_Food Preparation_Natural Gas_Food Prep Other_E4 | F1 | Commercial | Education | New | Food Preparation | Natural Gas | Food Prep Other | E4 | Participant - Cost of Equipment | 0 | 0 | 0 | 0 | 0 | 0 | 0 | 0 | 0 | 0 | 0 | 0 | 0 | 0 | 0 | 0 | 0 | 0 | 0 | 0 | 0 | 0 | 0 | 0 | 0 | 0 | 0 | 0 | 0 | 0 | 0
F1_Commercial_Education_New_Food Preparation_Natural Gas_Food Prep Other_E5 | F1 | Commercial | Education | New | Food Preparation | Natural Gas | Food Prep Other | E5 | Participant - Cost of Equipment | 0 | 0 | 0 | 0 | 0 | 0 | 0 | 0 | 0 | 0 | 0 | 0 | 0 | 0 | 0 | 0 | 0 | 0 | 0 | 0 | 0 | 0 | 0 | 0 | 0 | 0 | 0 | 0 | 0 | 0 | 0
F1_Commercial_Education_New_Food Preparation_Natural Gas_Food Prep Other_E6 | F1 | Commercial | Education | New | Food Preparation | Natural Gas | Food Prep Other | E6 | Participant - Cost of Equipment | 0 | 0 | 0 | 0 | 0 | 0 | 0 | 0 | 0 | 0 | 0 | 0 | 0 | 0 | 0 | 0 | 0 | 0 | 0 | 0 | 0 | 0 | 0 | 0 | 0 | 0 | 0 | 0 | 0 | 0 | 0
F1_Commercial_Education_New_Food Preparation_Natural Gas_Food Prep Other_E7 | F1 | Commercial | Education | New | Food Preparation | Natural Gas | Food Prep Other | E7 | Participant - Cost of Equipment | 0 | 0 | 0 | 0 | 0 | 0 | 0 | 0 | 0 | 0 | 0 | 0 | 0 | 0 | 0 | 0 | 0 | 0 | 0 | 0 | 0 | 0 | 0 | 0 | 0 | 0 | 0 | 0 | 0 | 0 | 0
F1_Commercial_Education_New_Food Preparation_Natural Gas_Food Prep Other_E8 | F1 | Commercial | Education | New | Food Preparation | Natural Gas | Food Prep Other | E8 | Participant - Cost of Equipment | 0 | 0 | 0 | 0 | 0 | 0 | 0 | 0 | 0 | 0 | 0 | 0 | 0 | 0 | 0 | 0 | 0 | 0 | 0 | 0 | 0 | 0 | 0 | 0 | 0 | 0 | 0 | 0 | 0 | 0 | 0
F1_Commercial_Education_New_Food Preparation_Natural Gas_Food Prep Other_E9 | F1 | Commercial | Education | New | Food Preparation | Natural Gas | Food Prep Other | E9 | Participant - Cost of Equipment | 0 | 0 | 0 | 0 | 0 | 0 | 0 | 0 | 0 | 0 | 0 | 0 | 0 | 0 | 0 | 0 | 0 | 0 | 0 | 0 | 0 | 0 | 0 | 0 | 0 | 0 | 0 | 0 | 0 | 0 | 0
F1_Commercial_Education_New_Food Preparation_Natural Gas_Food Prep Other_E10 | F1 | Commercial | Education | New | Food Preparation | Natural Gas | Food Prep Other | E10 | Participant - Cost of Equipment | 0 | 0 | 0 | 0 | 0 | 0 | 0 | 0 | 0 | 0 | 0 | 0 | 0 | 0 | 0 | 0 | 0 | 0 | 0 | 0 | 0 | 0 | 0 | 0 | 0 | 0 | 0 | 0 | 0 | 0 | 0
F2_Commercial_Education_New_Food Preparation_Natural Gas_Food Prep Other_E1 | F2 | Commercial | Education | New | Food Preparation | Natural Gas | Food Prep Other | E1 | Participant - Cost of Operation | 0.001411 | 0.0014389 | 0.0014589 | 0.0014806 | 0.0015117 | 0.0014164 | 0.0013418 | 0.0013026 | 0.0012885 | 0.0012669 | 0.0012523 | 0.0013187 | 0.0011802 | 0.0012614 | 0.0013657 | 0.0014671 | 0.0014709 | 0.0014779 | 0.0014497 | 0.0014698 | 0.0014839 | 0.0015029 | 0.0015269 | 0.00071923 | 0.00070488 | 0.00069145 | 0.00067881 | 0.00066682 | 0.00065537 | 0.00064436 | 0.00063373
F2_Commercial_Education_New_Food Preparation_Natural Gas_Food Prep Other_E2 | F2 | Commercial | Education | New | Food Preparation | Natural Gas | Food Prep Other | E2 | Participant - Cost of Operation | 0.0014109 | 0.0014389 | 0.0014589 | 0.0014806 | 0.0015117 | 0.0014163 | 0.0013418 | 0.0013026 | 0.0012885 | 0.0012669 | 0.0012523 | 0.0013187 | 0.0011802 | 0.0012614 | 0.0013657 | 0.0014671 | 0.0014709 | 0.0014779 | 0.0014497 | 0.0014698 | 0.0014839 | 0.0015029 | 0.0015269 | 0.00071922 | 0.00070488 | 0.00069145 | 0.00067881 | 0.00066682 | 0.00065537 | 0.00064436 | 0.00063372
F2_Commercial_Education_New_Food Preparation_Natural Gas_Food Prep Other_E3 | F2 | Commercial | Education | New | Food Preparation | Natural Gas | Food Prep Other | E3 | Participant - Cost of Operation | 0 | 0 | 0 | 0 | 0 | 0 | 0 | 0 | 0 | 0 | 0 | 0 | 0 | 0 | 0 | 0 | 0 | 0 | 0 | 0 | 0 | 0 | 0 | 0 | 0 | 0 | 0 | 0 | 0 | 0 | 0
F2_Commercial_Education_New_Food Preparation_Natural Gas_Food Prep Other_E4 | F2 | Commercial | Education | New | Food Preparation | Natural Gas | Food Prep Other | E4 | Participant - Cost of Operation | 0 | 0 | 0 | 0 | 0 | 0 | 0 | 0 | 0 | 0 | 0 | 0 | 0 | 0 | 0 | 0 | 0 | 0 | 0 | 0 | 0 | 0 | 0 | 0 | 0 | 0 | 0 | 0 | 0 | 0 | 0
F2_Commercial_Education_New_Food Preparation_Natural Gas_Food Prep Other_E5 | F2 | Commercial | Education | New | Food Preparation | Natural Gas | Food Prep Other | E5 | Participant - Cost of Operation | 0 | 0 | 0 | 0 | 0 | 0 | 0 | 0 | 0 | 0 | 0 | 0 | 0 | 0 | 0 | 0 | 0 | 0 | 0 | 0 | 0 | 0 | 0 | 0 | 0 | 0 | 0 | 0 | 0 | 0 | 0
F2_Commercial_Education_New_Food Preparation_Natural Gas_Food Prep Other_E6 | F2 | Commercial | Education | New | Food Preparation | Natural Gas | Food Prep Other | E6 | Participant - Cost of Operation | 0 | 0 | 0 | 0 | 0 | 0 | 0 | 0 | 0 | 0 | 0 | 0 | 0 | 0 | 0 | 0 | 0 | 0 | 0 | 0 | 0 | 0 | 0 | 0 | 0 | 0 | 0 | 0 | 0 | 0 | 0
F2_Commercial_Education_New_Food Preparation_Natural Gas_Food Prep Other_E7 | F2 | Commercial | Education | New | Food Preparation | Natural Gas | Food Prep Other | E7 | Participant - Cost of Operation | 0 | 0 | 0 | 0 | 0 | 0 | 0 | 0 | 0 | 0 | 0 | 0 | 0 | 0 | 0 | 0 | 0 | 0 | 0 | 0 | 0 | 0 | 0 | 0 | 0 | 0 | 0 | 0 | 0 | 0 | 0
F2_Commercial_Education_New_Food Preparation_Natural Gas_Food Prep Other_E8 | F2 | Commercial | Education | New | Food Preparation | Natural Gas | Food Prep Other | E8 | Participant - Cost of Operation | 0 | 0 | 0 | 0 | 0 | 0 | 0 | 0 | 0 | 0 | 0 | 0 | 0 | 0 | 0 | 0 | 0 | 0 | 0 | 0 | 0 | 0 | 0 | 0 | 0 | 0 | 0 | 0 | 0 | 0 | 0
F2_Commercial_Education_New_Food Preparation_Natural Gas_Food Prep Other_E9 | F2 | Commercial | Education | New | Food Preparation | Natural Gas | Food Prep Other | E9 | Participant - Cost of Operation | 0 | 0 | 0 | 0 | 0 | 0 | 0 | 0 | 0 | 0 | 0 | 0 | 0 | 0 | 0 | 0 | 0 | 0 | 0 | 0 | 0 | 0 | 0 | 0 | 0 | 0 | 0 | 0 | 0 | 0 | 0
F2_Commercial_Education_New_Food Preparation_Natural Gas_Food Prep Other_E10 | F2 | Commercial | Education | New | Food Preparation | Natural Gas | Food Prep Other | E10 | Participant - Cost of Operation | 0 | 0 | 0 | 0 | 0 | 0 | 0 | 0 | 0 | 0 | 0 | 0 | 0 | 0 | 0 | 0 | 0 | 0 | 0 | 0 | 0 | 0 | 0 | 0 | 0 | 0 | 0 | 0 | 0 | 0 | 0
F3_Commercial_Education_New_Food Preparation_Natural Gas_Food Prep Other_E1 | F3 | Commercial | Education | New | Food Preparation | Natural Gas | Food Prep Other | E1 | System - kBTUs of Conusmption | 0.11807 | 0.11835 | 0.11817 | 0.11805 | 0.11805 | 0.11805 | 0.11805 | 0.11805 | 0.11805 | 0.11805 | 0.11805 | 0.11805 | 0.11805 | 0.11805 | 0.11805 | 0.11805 | 0.11805 | 0.11805 | 0.11805 | 0.11805 | 0.11805 | 0.11805 | 0.11805 | 0.11805 | 0.11805 | 0.11805 | 0.11805 | 0.11805 | 0.11805 | 0.11805 | 0.11805
F3_Commercial_Education_New_Food Preparation_Natural Gas_Food Prep Other_E2 | F3 | Commercial | Education | New | Food Preparation | Natural Gas | Food Prep Other | E2 | System - kBTUs of Conusmption | 0.11807 | 0.11835 | 0.11817 | 0.11805 | 0.11805 | 0.11805 | 0.11805 | 0.11805 | 0.11805 | 0.11805 | 0.11805 | 0.11805 | 0.11805 | 0.11805 | 0.11805 | 0.11805 | 0.11805 | 0.11805 | 0.11805 | 0.11805 | 0.11805 | 0.11805 | 0.11805 | 0.11805 | 0.11805 | 0.11805 | 0.11805 | 0.11805 | 0.11805 | 0.11805 | 0.11805
F3_Commercial_Education_New_Food Preparation_Natural Gas_Food Prep Other_E3 | F3 | Commercial | Education | New | Food Preparation | Natural Gas | Food Prep Other | E3 | System - kBTUs of Conusmption | 0 | 0 | 0 | 0 | 0 | 0 | 0 | 0 | 0 | 0 | 0 | 0 | 0 | 0 | 0 | 0 | 0 | 0 | 0 | 0 | 0 | 0 | 0 | 0 | 0 | 0 | 0 | 0 | 0 | 0 | 0
F3_Commercial_Education_New_Food Preparation_Natural Gas_Food Prep Other_E4 | F3 | Commercial | Education | New | Food Preparation | Natural Gas | Food Prep Other | E4 | System - kBTUs of Conusmption | 0 | 0 | 0 | 0 | 0 | 0 | 0 | 0 | 0 | 0 | 0 | 0 | 0 | 0 | 0 | 0 | 0 | 0 | 0 | 0 | 0 | 0 | 0 | 0 | 0 | 0 | 0 | 0 | 0 | 0 | 0
F3_Commercial_Education_New_Food Preparation_Natural Gas_Food Prep Other_E5 | F3 | Commercial | Education | New | Food Preparation | Natural Gas | Food Prep Other | E5 | System - kBTUs of Conusmption | 0 | 0 | 0 | 0 | 0 | 0 | 0 | 0 | 0 | 0 | 0 | 0 | 0 | 0 | 0 | 0 | 0 | 0 | 0 | 0 | 0 | 0 | 0 | 0 | 0 | 0 | 0 | 0 | 0 | 0 | 0
F3_Commercial_Education_New_Food Preparation_Natural Gas_Food Prep Other_E6 | F3 | Commercial | Education | New | Food Preparation | Natural Gas | Food Prep Other | E6 | System - kBTUs of Conusmption | 0 | 0 | 0 | 0 | 0 | 0 | 0 | 0 | 0 | 0 | 0 | 0 | 0 | 0 | 0 | 0 | 0 | 0 | 0 | 0 | 0 | 0 | 0 | 0 | 0 | 0 | 0 | 0 | 0 | 0 | 0
F3_Commercial_Education_New_Food Preparation_Natural Gas_Food Prep Other_E7 | F3 | Commercial | Education | New | Food Preparation | Natural Gas | Food Prep Other | E7 | System - kBTUs of Conusmption | 0 | 0 | 0 | 0 | 0 | 0 | 0 | 0 | 0 | 0 | 0 | 0 | 0 | 0 | 0 | 0 | 0 | 0 | 0 | 0 | 0 | 0 | 0 | 0 | 0 | 0 | 0 | 0 | 0 | 0 | 0
F3_Commercial_Education_New_Food Preparation_Natural Gas_Food Prep Other_E8 | F3 | Commercial | Education | New | Food Preparation | Natural Gas | Food Prep Other | E8 | System - kBTUs of Conusmption | 0 | 0 | 0 | 0 | 0 | 0 | 0 | 0 | 0 | 0 | 0 | 0 | 0 | 0 | 0 | 0 | 0 | 0 | 0 | 0 | 0 | 0 | 0 | 0 | 0 | 0 | 0 | 0 | 0 | 0 | 0
F3_Commercial_Education_New_Food Preparation_Natural Gas_Food Prep Other_E9 | F3 | Commercial | Education | New | Food Preparation | Natural Gas | Food Prep Other | E9 | System - kBTUs of Conusmption | 0 | 0 | 0 | 0 | 0 | 0 | 0 | 0 | 0 | 0 | 0 | 0 | 0 | 0 | 0 | 0 | 0 | 0 | 0 | 0 | 0 | 0 | 0 | 0 | 0 | 0 | 0 | 0 | 0 | 0 | 0
F3_Commercial_Education_New_Food Preparation_Natural Gas_Food Prep Other_E10 | F3 | Commercial | Education | New | Food Preparation | Natural Gas | Food Prep Other | E10 | System - kBTUs of Conusmption | 0 | 0 | 0 | 0 | 0 | 0 | 0 | 0 | 0 | 0 | 0 | 0 | 0 | 0 | 0 | 0 | 0 | 0 | 0 | 0 | 0 | 0 | 0 | 0 | 0 | 0 | 0 | 0 | 0 | 0 | 0
F4_Commercial_Education_New_Food Preparation_Natural Gas_Food Prep Other_E1 | F4 | Commercial | Education | New | Food Preparation | Natural Gas | Food Prep Other | E1 | Utility - Cost of Equipment | 0.00012468 | 0.00012468 | 0.00012468 | 0.00012468 | 0.00012468 | 0.00012468 | 0.00012468 | 0.00012468 | 0.00012468 | 0.00012468 | 0.00012468 | 0.00012468 | 0.00012468 | 0.00012468 | 0.00012468 | 0.00012468 | 0.00012468 | 0.00012468 | 0.00012468 | 0.00012468 | 0.00012468 | 0.00012468 | 0.00012468 | 0.00012468 | 0.00012468 | 0.00012468 | 0.00012468 | 0.00012468 | 0.00012468 | 0.00012468 | 0.00012468
F4_Commercial_Education_New_Food Preparation_Natural Gas_Food Prep Other_E2 | F4 | Commercial | Education | New | Food Preparation | Natural Gas | Food Prep Other | E2 | Utility - Cost of Equipment | 0.0001248 | 0.0001248 | 0.0001248 | 0.0001248 | 0.0001248 | 0.0001248 | 0.0001248 | 0.0001248 | 0.0001248 | 0.0001248 | 0.0001248 | 0.0001248 | 0.0001248 | 0.0001248 | 0.0001248 | 0.0001248 | 0.0001248 | 0.0001248 | 0.0001248 | 0.0001248 | 0.0001248 | 0.0001248 | 0.0001248 | 0.0001248 | 0.0001248 | 0.0001248 | 0.0001248 | 0.0001248 | 0.0001248 | 0.0001248 | 0.0001248
F4_Commercial_Education_New_Food Preparation_Natural Gas_Food Prep Other_E3 | F4 | Commercial | Education | New | Food Preparation | Natural Gas | Food Prep Other | E3 | Utility - Cost of Equipment | 0 | 0 | 0 | 0 | 0 | 0 | 0 | 0 | 0 | 0 | 0 | 0 | 0 | 0 | 0 | 0 | 0 | 0 | 0 | 0 | 0 | 0 | 0 | 0 | 0 | 0 | 0 | 0 | 0 | 0 | 0
F4_Commercial_Education_New_Food Preparation_Natural Gas_Food Prep Other_E4 | F4 | Commercial | Education | New | Food Preparation | Natural Gas | Food Prep Other | E4 | Utility - Cost of Equipment | 0 | 0 | 0 | 0 | 0 | 0 | 0 | 0 | 0 | 0 | 0 | 0 | 0 | 0 | 0 | 0 | 0 | 0 | 0 | 0 | 0 | 0 | 0 | 0 | 0 | 0 | 0 | 0 | 0 | 0 | 0
F4_Commercial_Education_New_Food Preparation_Natural Gas_Food Prep Other_E5 | F4 | Commercial | Education | New | Food Preparation | Natural Gas | Food Prep Other | E5 | Utility - Cost of Equipment | 0 | 0 | 0 | 0 | 0 | 0 | 0 | 0 | 0 | 0 | 0 | 0 | 0 | 0 | 0 | 0 | 0 | 0 | 0 | 0 | 0 | 0 | 0 | 0 | 0 | 0 | 0 | 0 | 0 | 0 | 0
F4_Commercial_Education_New_Food Preparation_Natural Gas_Food Prep Other_E6 | F4 | Commercial | Education | New | Food Preparation | Natural Gas | Food Prep Other | E6 | Utility - Cost of Equipment | 0 | 0 | 0 | 0 | 0 | 0 | 0 | 0 | 0 | 0 | 0 | 0 | 0 | 0 | 0 | 0 | 0 | 0 | 0 | 0 | 0 | 0 | 0 | 0 | 0 | 0 | 0 | 0 | 0 | 0 | 0
F4_Commercial_Education_New_Food Preparation_Natural Gas_Food Prep Other_E7 | F4 | Commercial | Education | New | Food Preparation | Natural Gas | Food Prep Other | E7 | Utility - Cost of Equipment | 0 | 0 | 0 | 0 | 0 | 0 | 0 | 0 | 0 | 0 | 0 | 0 | 0 | 0 | 0 | 0 | 0 | 0 | 0 | 0 | 0 | 0 | 0 | 0 | 0 | 0 | 0 | 0 | 0 | 0 | 0
F4_Commercial_Education_New_Food Preparation_Natural Gas_Food Prep Other_E8 | F4 | Commercial | Education | New | Food Preparation | Natural Gas | Food Prep Other | E8 | Utility - Cost of Equipment | 0 | 0 | 0 | 0 | 0 | 0 | 0 | 0 | 0 | 0 | 0 | 0 | 0 | 0 | 0 | 0 | 0 | 0 | 0 | 0 | 0 | 0 | 0 | 0 | 0 | 0 | 0 | 0 | 0 | 0 | 0
F4_Commercial_Education_New_Food Preparation_Natural Gas_Food Prep Other_E9 | F4 | Commercial | Education | New | Food Preparation | Natural Gas | Food Prep Other | E9 | Utility - Cost of Equipment | 0 | 0 | 0 | 0 | 0 | 0 | 0 | 0 | 0 | 0 | 0 | 0 | 0 | 0 | 0 | 0 | 0 | 0 | 0 | 0 | 0 | 0 | 0 | 0 | 0 | 0 | 0 | 0 | 0 | 0 | 0
F4_Commercial_Education_New_Food Preparation_Natural Gas_Food Prep Other_E10 | F4 | Commercial | Education | New | Food Preparation | Natural Gas | Food Prep Other | E10 | Utility - Cost of Equipment | 0 | 0 | 0 | 0 | 0 | 0 | 0 | 0 | 0 | 0 | 0 | 0 | 0 | 0 | 0 | 0 | 0 | 0 | 0 | 0 | 0 | 0 | 0 | 0 | 0 | 0 | 0 | 0 | 0 | 0 | 0
F5_Commercial_Education_New_Food Preparation_Natural Gas_Food Prep Other_E1 | F5 | Commercial | Education | New | Food Preparation | Natural Gas | Food Prep Other | E1 | Utility - Cost of Operation | 0.0011777 | 0.001201 | 0.0012177 | 0.0012358 | 0.0012618 | 0.0011822 | 0.00112 | 0.0010873 | 0.0010755 | 0.0010575 | 0.0010453 | 0.0011007 | 0.00098506 | 0.0010529 | 0.0011399 | 0.0012246 | 0.0012277 | 0.0012336 | 0.00121 | 0.0012268 | 0.0012386 | 0.0012545 | 0.0012744 | 0.00060033 | 0.00058835 | 0.00057714 | 0.00056659 | 0.00055658 | 0.00054703 | 0.00053784 | 0.00052896
F5_Commercial_Education_New_Food Preparation_Natural Gas_Food Prep Other_E2 | F5 | Commercial | Education | New | Food Preparation | Natural Gas | Food Prep Other | E2 | Utility - Cost of Operation | 0.0011777 | 0.001201 | 0.0012177 | 0.0012358 | 0.0012618 | 0.0011822 | 0.00112 | 0.0010872 | 0.0010755 | 0.0010575 | 0.0010453 | 0.0011007 | 0.00098505 | 0.0010529 | 0.0011399 | 0.0012246 | 0.0012277 | 0.0012336 | 0.00121 | 0.0012268 | 0.0012386 | 0.0012545 | 0.0012744 | 0.00060032 | 0.00058835 | 0.00057714 | 0.00056659 | 0.00055658 | 0.00054702 | 0.00053783 | 0.00052895
F5_Commercial_Education_New_Food Preparation_Natural Gas_Food Prep Other_E3 | F5 | Commercial | Education | New | Food Preparation | Natural Gas | Food Prep Other | E3 | Utility - Cost of Operation | 0 | 0 | 0 | 0 | 0 | 0 | 0 | 0 | 0 | 0 | 0 | 0 | 0 | 0 | 0 | 0 | 0 | 0 | 0 | 0 | 0 | 0 | 0 | 0 | 0 | 0 | 0 | 0 | 0 | 0 | 0
F5_Commercial_Education_New_Food Preparation_Natural Gas_Food Prep Other_E4 | F5 | Commercial | Education | New | Food Preparation | Natural Gas | Food Prep Other | E4 | Utility - Cost of Operation | 0 | 0 | 0 | 0 | 0 | 0 | 0 | 0 | 0 | 0 | 0 | 0 | 0 | 0 | 0 | 0 | 0 | 0 | 0 | 0 | 0 | 0 | 0 | 0 | 0 | 0 | 0 | 0 | 0 | 0 | 0
F5_Commercial_Education_New_Food Preparation_Natural Gas_Food Prep Other_E5 | F5 | Commercial | Education | New | Food Preparation | Natural Gas | Food Prep Other | E5 | Utility - Cost of Operation | 0 | 0 | 0 | 0 | 0 | 0 | 0 | 0 | 0 | 0 | 0 | 0 | 0 | 0 | 0 | 0 | 0 | 0 | 0 | 0 | 0 | 0 | 0 | 0 | 0 | 0 | 0 | 0 | 0 | 0 | 0
F5_Commercial_Education_New_Food Preparation_Natural Gas_Food Prep Other_E6 | F5 | Commercial | Education | New | Food Preparation | Natural Gas | Food Prep Other | E6 | Utility - Cost of Operation | 0 | 0 | 0 | 0 | 0 | 0 | 0 | 0 | 0 | 0 | 0 | 0 | 0 | 0 | 0 | 0 | 0 | 0 | 0 | 0 | 0 | 0 | 0 | 0 | 0 | 0 | 0 | 0 | 0 | 0 | 0
F5_Commercial_Education_New_Food Preparation_Natural Gas_Food Prep Other_E7 | F5 | Commercial | Education | New | Food Preparation | Natural Gas | Food Prep Other | E7 | Utility - Cost of Operation | 0 | 0 | 0 | 0 | 0 | 0 | 0 | 0 | 0 | 0 | 0 | 0 | 0 | 0 | 0 | 0 | 0 | 0 | 0 | 0 | 0 | 0 | 0 | 0 | 0 | 0 | 0 | 0 | 0 | 0 | 0
F5_Commercial_Education_New_Food Preparation_Natural Gas_Food Prep Other_E8 | F5 | Commercial | Education | New | Food Preparation | Natural Gas | Food Prep Other | E8 | Utility - Cost of Operation | 0 | 0 | 0 | 0 | 0 | 0 | 0 | 0 | 0 | 0 | 0 | 0 | 0 | 0 | 0 | 0 | 0 | 0 | 0 | 0 | 0 | 0 | 0 | 0 | 0 | 0 | 0 | 0 | 0 | 0 | 0
F5_Commercial_Education_New_Food Preparation_Natural Gas_Food Prep Other_E9 | F5 | Commercial | Education | New | Food Preparation | Natural Gas | Food Prep Other | E9 | Utility - Cost of Operation | 0 | 0 | 0 | 0 | 0 | 0 | 0 | 0 | 0 | 0 | 0 | 0 | 0 | 0 | 0 | 0 | 0 | 0 | 0 | 0 | 0 | 0 | 0 | 0 | 0 | 0 | 0 | 0 | 0 | 0 | 0
F5_Commercial_Education_New_Food Preparation_Natural Gas_Food Prep Other_E10 | F5 | Commercial | Education | New | Food Preparation | Natural Gas | Food Prep Other | E10 | Utility - Cost of Operation | 0 | 0 | 0 | 0 | 0 | 0 | 0 | 0 | 0 | 0 | 0 | 0 | 0 | 0 | 0 | 0 | 0 | 0 | 0 | 0 | 0 | 0 | 0 | 0 | 0 | 0 | 0 | 0 | 0 | 0 | 0
F6_Commercial_Education_New_Food Preparation_Natural Gas_Food Prep Other_E1 | F6 | Commercial | Education | New | Food Preparation | Natural Gas | Food Prep Other | E1 | Utility - Value of Sales | 0.001411 | 0.0014389 | 0.0014589 | 0.0014806 | 0.0015117 | 0.0014164 | 0.0013418 | 0.0013026 | 0.0012885 | 0.0012669 | 0.0012523 | 0.0013187 | 0.0011802 | 0.0012614 | 0.0013657 | 0.0014671 | 0.0014709 | 0.0014779 | 0.0014497 | 0.0014698 | 0.0014839 | 0.0015029 | 0.0015269 | 0.00071923 | 0.00070488 | 0.00069145 | 0.00067881 | 0.00066682 | 0.00065537 | 0.00064436 | 0.00063373
F6_Commercial_Education_New_Food Preparation_Natural Gas_Food Prep Other_E2 | F6 | Commercial | Education | New | Food Preparation | Natural Gas | Food Prep Other | E2 | Utility - Value of Sales | 0.0014109 | 0.0014389 | 0.0014589 | 0.0014806 | 0.0015117 | 0.0014163 | 0.0013418 | 0.0013026 | 0.0012885 | 0.0012669 | 0.0012523 | 0.0013187 | 0.0011802 | 0.0012614 | 0.0013657 | 0.0014671 | 0.0014709 | 0.0014779 | 0.0014497 | 0.0014698 | 0.0014839 | 0.0015029 | 0.0015269 | 0.00071922 | 0.00070488 | 0.00069145 | 0.00067881 | 0.00066682 | 0.00065537 | 0.00064436 | 0.00063372
F6_Commercial_Education_New_Food Preparation_Natural Gas_Food Prep Other_E3 | F6 | Commercial | Education | New | Food Preparation | Natural Gas | Food Prep Other | E3 | Utility - Value of Sales | 0 | 0 | 0 | 0 | 0 | 0 | 0 | 0 | 0 | 0 | 0 | 0 | 0 | 0 | 0 | 0 | 0 | 0 | 0 | 0 | 0 | 0 | 0 | 0 | 0 | 0 | 0 | 0 | 0 | 0 | 0
F6_Commercial_Education_New_Food Preparation_Natural Gas_Food Prep Other_E4 | F6 | Commercial | Education | New | Food Preparation | Natural Gas | Food Prep Other | E4 | Utility - Value of Sales | 0 | 0 | 0 | 0 | 0 | 0 | 0 | 0 | 0 | 0 | 0 | 0 | 0 | 0 | 0 | 0 | 0 | 0 | 0 | 0 | 0 | 0 | 0 | 0 | 0 | 0 | 0 | 0 | 0 | 0 | 0
F6_Commercial_Education_New_Food Preparation_Natural Gas_Food Prep Other_E5 | F6 | Commercial | Education | New | Food Preparation | Natural Gas | Food Prep Other | E5 | Utility - Value of Sales | 0 | 0 | 0 | 0 | 0 | 0 | 0 | 0 | 0 | 0 | 0 | 0 | 0 | 0 | 0 | 0 | 0 | 0 | 0 | 0 | 0 | 0 | 0 | 0 | 0 | 0 | 0 | 0 | 0 | 0 | 0
F6_Commercial_Education_New_Food Preparation_Natural Gas_Food Prep Other_E6 | F6 | Commercial | Education | New | Food Preparation | Natural Gas | Food Prep Other | E6 | Utility - Value of Sales | 0 | 0 | 0 | 0 | 0 | 0 | 0 | 0 | 0 | 0 | 0 | 0 | 0 | 0 | 0 | 0 | 0 | 0 | 0 | 0 | 0 | 0 | 0 | 0 | 0 | 0 | 0 | 0 | 0 | 0 | 0
F6_Commercial_Education_New_Food Preparation_Natural Gas_Food Prep Other_E7 | F6 | Commercial | Education | New | Food Preparation | Natural Gas | Food Prep Other | E7 | Utility - Value of Sales | 0 | 0 | 0 | 0 | 0 | 0 | 0 | 0 | 0 | 0 | 0 | 0 | 0 | 0 | 0 | 0 | 0 | 0 | 0 | 0 | 0 | 0 | 0 | 0 | 0 | 0 | 0 | 0 | 0 | 0 | 0
F6_Commercial_Education_New_Food Preparation_Natural Gas_Food Prep Other_E8 | F6 | Commercial | Education | New | Food Preparation | Natural Gas | Food Prep Other | E8 | Utility - Value of Sales | 0 | 0 | 0 | 0 | 0 | 0 | 0 | 0 | 0 | 0 | 0 | 0 | 0 | 0 | 0 | 0 | 0 | 0 | 0 | 0 | 0 | 0 | 0 | 0 | 0 | 0 | 0 | 0 | 0 | 0 | 0
F6_Commercial_Education_New_Food Preparation_Natural Gas_Food Prep Other_E9 | F6 | Commercial | Education | New | Food Preparation | Natural Gas | Food Prep Other | E9 | Utility - Value of Sales | 0 | 0 | 0 | 0 | 0 | 0 | 0 | 0 | 0 | 0 | 0 | 0 | 0 | 0 | 0 | 0 | 0 | 0 | 0 | 0 | 0 | 0 | 0 | 0 | 0 | 0 | 0 | 0 | 0 | 0 | 0
F6_Commercial_Education_New_Food Preparation_Natural Gas_Food Prep Other_E10 | F6 | Commercial | Education | New | Food Preparation | Natural Gas | Food Prep Other | E10 | Utility - Value of Sales | 0 | 0 | 0 | 0 | 0 | 0 | 0 | 0 | 0 | 0 | 0 | 0 | 0 | 0 | 0 | 0 | 0 | 0 | 0 | 0 | 0 | 0 | 0 | 0 | 0 | 0 | 0 | 0 | 0 | 0 | 0
F1_Commercial_Education_New_Miscellaneous_Natural Gas_Pool Heater_E1 | F1 | Commercial | Education | New | Miscellaneous | Natural Gas | Pool Heater | E1 | Participant - Cost of Equipment | 1.7516e-05 | 1.7516e-05 | 1.7516e-05 | 1.7516e-05 | 1.7516e-05 | 1.7516e-05 | 1.7516e-05 | 1.7516e-05 | 1.7516e-05 | 1.7516e-05 | 1.7516e-05 | 1.7516e-05 | 1.7516e-05 | 1.7516e-05 | 1.7516e-05 | 1.7516e-05 | 1.7516e-05 | 1.7516e-05 | 1.7516e-05 | 1.7516e-05 | 1.7516e-05 | 1.7516e-05 | 1.7516e-05 | 1.7516e-05 | 1.7516e-05 | 1.7516e-05 | 1.7516e-05 | 1.7516e-05 | 1.7516e-05 | 1.7516e-05 | 1.7516e-05
F1_Commercial_Education_New_Miscellaneous_Natural Gas_Pool Heater_E2 | F1 | Commercial | Education | New | Miscellaneous | Natural Gas | Pool Heater | E2 | Participant - Cost of Equipment | 2.8681e-05 | 2.8681e-05 | 2.8681e-05 | 2.8681e-05 | 2.8681e-05 | 2.8681e-05 | 2.8681e-05 | 2.8681e-05 | 2.8681e-05 | 2.8681e-05 | 2.8681e-05 | 2.8681e-05 | 2.8681e-05 | 2.8681e-05 | 2.8681e-05 | 2.8681e-05 | 2.8681e-05 | 2.8681e-05 | 2.8681e-05 | 2.8681e-05 | 2.8681e-05 | 2.8681e-05 | 2.8681e-05 | 2.8681e-05 | 2.8681e-05 | 2.8681e-05 | 2.8681e-05 | 2.8681e-05 | 2.8681e-05 | 2.8681e-05 | 2.8681e-05
F1_Commercial_Education_New_Miscellaneous_Natural Gas_Pool Heater_E3 | F1 | Commercial | Education | New | Miscellaneous | Natural Gas | Pool Heater | E3 | Participant - Cost of Equipment | 0 | 0 | 0 | 0 | 0 | 0 | 0 | 0 | 0 | 0 | 0 | 0 | 0 | 0 | 0 | 0 | 0 | 0 | 0 | 0 | 0 | 0 | 0 | 0 | 0 | 0 | 0 | 0 | 0 | 0 | 0
F1_Commercial_Education_New_Miscellaneous_Natural Gas_Pool Heater_E4 | F1 | Commercial | Education | New | Miscellaneous | Natural Gas | Pool Heater | E4 | Participant - Cost of Equipment | 0 | 0 | 0 | 0 | 0 | 0 | 0 | 0 | 0 | 0 | 0 | 0 | 0 | 0 | 0 | 0 | 0 | 0 | 0 | 0 | 0 | 0 | 0 | 0 | 0 | 0 | 0 | 0 | 0 | 0 | 0
F1_Commercial_Education_New_Miscellaneous_Natural Gas_Pool Heater_E5 | F1 | Commercial | Education | New | Miscellaneous | Natural Gas | Pool Heater | E5 | Participant - Cost of Equipment | 0 | 0 | 0 | 0 | 0 | 0 | 0 | 0 | 0 | 0 | 0 | 0 | 0 | 0 | 0 | 0 | 0 | 0 | 0 | 0 | 0 | 0 | 0 | 0 | 0 | 0 | 0 | 0 | 0 | 0 | 0
F1_Commercial_Education_New_Miscellaneous_Natural Gas_Pool Heater_E6 | F1 | Commercial | Education | New | Miscellaneous | Natural Gas | Pool Heater | E6 | Participant - Cost of Equipment | 0 | 0 | 0 | 0 | 0 | 0 | 0 | 0 | 0 | 0 | 0 | 0 | 0 | 0 | 0 | 0 | 0 | 0 | 0 | 0 | 0 | 0 | 0 | 0 | 0 | 0 | 0 | 0 | 0 | 0 | 0
F1_Commercial_Education_New_Miscellaneous_Natural Gas_Pool Heater_E7 | F1 | Commercial | Education | New | Miscellaneous | Natural Gas | Pool Heater | E7 | Participant - Cost of Equipment | 0 | 0 | 0 | 0 | 0 | 0 | 0 | 0 | 0 | 0 | 0 | 0 | 0 | 0 | 0 | 0 | 0 | 0 | 0 | 0 | 0 | 0 | 0 | 0 | 0 | 0 | 0 | 0 | 0 | 0 | 0
F1_Commercial_Education_New_Miscellaneous_Natural Gas_Pool Heater_E8 | F1 | Commercial | Education | New | Miscellaneous | Natural Gas | Pool Heater | E8 | Participant - Cost of Equipment | 0 | 0 | 0 | 0 | 0 | 0 | 0 | 0 | 0 | 0 | 0 | 0 | 0 | 0 | 0 | 0 | 0 | 0 | 0 | 0 | 0 | 0 | 0 | 0 | 0 | 0 | 0 | 0 | 0 | 0 | 0
F1_Commercial_Education_New_Miscellaneous_Natural Gas_Pool Heater_E9 | F1 | Commercial | Education | New | Miscellaneous | Natural Gas | Pool Heater | E9 | Participant - Cost of Equipment | 0 | 0 | 0 | 0 | 0 | 0 | 0 | 0 | 0 | 0 | 0 | 0 | 0 | 0 | 0 | 0 | 0 | 0 | 0 | 0 | 0 | 0 | 0 | 0 | 0 | 0 | 0 | 0 | 0 | 0 | 0
F1_Commercial_Education_New_Miscellaneous_Natural Gas_Pool Heater_E10 | F1 | Commercial | Education | New | Miscellaneous | Natural Gas | Pool Heater | E10 | Participant - Cost of Equipment | 0 | 0 | 0 | 0 | 0 | 0 | 0 | 0 | 0 | 0 | 0 | 0 | 0 | 0 | 0 | 0 | 0 | 0 | 0 | 0 | 0 | 0 | 0 | 0 | 0 | 0 | 0 | 0 | 0 | 0 | 0
F2_Commercial_Education_New_Miscellaneous_Natural Gas_Pool Heater_E1 | F2 | Commercial | Education | New | Miscellaneous | Natural Gas | Pool Heater | E1 | Participant - Cost of Operation | 8.0877e-05 | 8.3866e-05 | 8.5058e-05 | 8.5341e-05 | 8.8569e-05 | 8.3496e-05 | 7.9986e-05 | 7.9889e-05 | 8.225e-05 | 8.0864e-05 | 8.0485e-05 | 7.9617e-05 | 5.9735e-05 | 5.8281e-05 | 5.7856e-05 | 6.5393e-05 | 7.4678e-05 | 8.5129e-05 | 9.3464e-05 | 0.00010715 | 0.00010883 | 0.00011092 | 0.00011341 | 4.2794e-05 | 4.1884e-05 | 4.1041e-05 | 4.0256e-05 | 3.9519e-05 | 3.8822e-05 | 3.8156e-05 | 3.7516e-05
F2_Commercial_Education_New_Miscellaneous_Natural Gas_Pool Heater_E2 | F2 | Commercial | Education | New | Miscellaneous | Natural Gas | Pool Heater | E2 | Participant - Cost of Operation | 6.8745e-05 | 7.1286e-05 | 7.23e-05 | 7.254e-05 | 7.5284e-05 | 7.0971e-05 | 6.7988e-05 | 6.7906e-05 | 6.9912e-05 | 6.8735e-05 | 6.8412e-05 | 6.7674e-05 | 5.0775e-05 | 4.9538e-05 | 4.9178e-05 | 5.5584e-05 | 6.3477e-05 | 7.236e-05 | 7.9445e-05 | 9.1075e-05 | 9.2507e-05 | 9.4282e-05 | 9.6399e-05 | 3.6375e-05 | 3.5601e-05 | 3.4885e-05 | 3.4218e-05 | 3.3591e-05 | 3.2999e-05 | 3.2433e-05 | 3.1889e-05
F2_Commercial_Education_New_Miscellaneous_Natural Gas_Pool Heater_E3 | F2 | Commercial | Education | New | Miscellaneous | Natural Gas | Pool Heater | E3 | Participant - Cost of Operation | 0 | 0 | 0 | 0 | 0 | 0 | 0 | 0 | 0 | 0 | 0 | 0 | 0 | 0 | 0 | 0 | 0 | 0 | 0 | 0 | 0 | 0 | 0 | 0 | 0 | 0 | 0 | 0 | 0 | 0 | 0
F2_Commercial_Education_New_Miscellaneous_Natural Gas_Pool Heater_E4 | F2 | Commercial | Education | New | Miscellaneous | Natural Gas | Pool Heater | E4 | Participant - Cost of Operation | 0 | 0 | 0 | 0 | 0 | 0 | 0 | 0 | 0 | 0 | 0 | 0 | 0 | 0 | 0 | 0 | 0 | 0 | 0 | 0 | 0 | 0 | 0 | 0 | 0 | 0 | 0 | 0 | 0 | 0 | 0
F2_Commercial_Education_New_Miscellaneous_Natural Gas_Pool Heater_E5 | F2 | Commercial | Education | New | Miscellaneous | Natural Gas | Pool Heater | E5 | Participant - Cost of Operation | 0 | 0 | 0 | 0 | 0 | 0 | 0 | 0 | 0 | 0 | 0 | 0 | 0 | 0 | 0 | 0 | 0 | 0 | 0 | 0 | 0 | 0 | 0 | 0 | 0 | 0 | 0 | 0 | 0 | 0 | 0
F2_Commercial_Education_New_Miscellaneous_Natural Gas_Pool Heater_E6 | F2 | Commercial | Education | New | Miscellaneous | Natural Gas | Pool Heater | E6 | Participant - Cost of Operation | 0 | 0 | 0 | 0 | 0 | 0 | 0 | 0 | 0 | 0 | 0 | 0 | 0 | 0 | 0 | 0 | 0 | 0 | 0 | 0 | 0 | 0 | 0 | 0 | 0 | 0 | 0 | 0 | 0 | 0 | 0
F2_Commercial_Education_New_Miscellaneous_Natural Gas_Pool Heater_E7 | F2 | Commercial | Education | New | Miscellaneous | Natural Gas | Pool Heater | E7 | Participant - Cost of Operation | 0 | 0 | 0 | 0 | 0 | 0 | 0 | 0 | 0 | 0 | 0 | 0 | 0 | 0 | 0 | 0 | 0 | 0 | 0 | 0 | 0 | 0 | 0 | 0 | 0 | 0 | 0 | 0 | 0 | 0 | 0
F2_Commercial_Education_New_Miscellaneous_Natural Gas_Pool Heater_E8 | F2 | Commercial | Education | New | Miscellaneous | Natural Gas | Pool Heater | E8 | Participant - Cost of Operation | 0 | 0 | 0 | 0 | 0 | 0 | 0 | 0 | 0 | 0 | 0 | 0 | 0 | 0 | 0 | 0 | 0 | 0 | 0 | 0 | 0 | 0 | 0 | 0 | 0 | 0 | 0 | 0 | 0 | 0 | 0
F2_Commercial_Education_New_Miscellaneous_Natural Gas_Pool Heater_E9 | F2 | Commercial | Education | New | Miscellaneous | Natural Gas | Pool Heater | E9 | Participant - Cost of Operation | 0 | 0 | 0 | 0 | 0 | 0 | 0 | 0 | 0 | 0 | 0 | 0 | 0 | 0 | 0 | 0 | 0 | 0 | 0 | 0 | 0 | 0 | 0 | 0 | 0 | 0 | 0 | 0 | 0 | 0 | 0
F2_Commercial_Education_New_Miscellaneous_Natural Gas_Pool Heater_E10 | F2 | Commercial | Education | New | Miscellaneous | Natural Gas | Pool Heater | E10 | Participant - Cost of Operation | 0 | 0 | 0 | 0 | 0 | 0 | 0 | 0 | 0 | 0 | 0 | 0 | 0 | 0 | 0 | 0 | 0 | 0 | 0 | 0 | 0 | 0 | 0 | 0 | 0 | 0 | 0 | 0 | 0 | 0 | 0
F3_Commercial_Education_New_Miscellaneous_Natural Gas_Pool Heater_E1 | F3 | Commercial | Education | New | Miscellaneous | Natural Gas | Pool Heater | E1 | System - kBTUs of Conusmption | 0.0068288 | 0.0068561 | 0.0068387 | 0.0068268 | 0.0068268 | 0.0068268 | 0.0068268 | 0.0068268 | 0.0068268 | 0.0068268 | 0.0068268 | 0.0068268 | 0.0068268 | 0.0068268 | 0.0068268 | 0.0068268 | 0.0068268 | 0.0068268 | 0.0068268 | 0.0068268 | 0.0068268 | 0.0068268 | 0.0068268 | 0.0068268 | 0.0068268 | 0.0068268 | 0.0068268 | 0.0068268 | 0.0068268 | 0.0068268 | 0.0068268
F3_Commercial_Education_New_Miscellaneous_Natural Gas_Pool Heater_E2 | F3 | Commercial | Education | New | Miscellaneous | Natural Gas | Pool Heater | E2 | System - kBTUs of Conusmption | 0.0058045 | 0.0058277 | 0.0058129 | 0.0058028 | 0.0058028 | 0.0058028 | 0.0058028 | 0.0058028 | 0.0058028 | 0.0058028 | 0.0058028 | 0.0058028 | 0.0058028 | 0.0058028 | 0.0058028 | 0.0058028 | 0.0058028 | 0.0058028 | 0.0058028 | 0.0058028 | 0.0058028 | 0.0058028 | 0.0058028 | 0.0058028 | 0.0058028 | 0.0058028 | 0.0058028 | 0.0058028 | 0.0058028 | 0.0058028 | 0.0058028
F3_Commercial_Education_New_Miscellaneous_Natural Gas_Pool Heater_E3 | F3 | Commercial | Education | New | Miscellaneous | Natural Gas | Pool Heater | E3 | System - kBTUs of Conusmption | 0 | 0 | 0 | 0 | 0 | 0 | 0 | 0 | 0 | 0 | 0 | 0 | 0 | 0 | 0 | 0 | 0 | 0 | 0 | 0 | 0 | 0 | 0 | 0 | 0 | 0 | 0 | 0 | 0 | 0 | 0
F3_Commercial_Education_New_Miscellaneous_Natural Gas_Pool Heater_E4 | F3 | Commercial | Education | New | Miscellaneous | Natural Gas | Pool Heater | E4 | System - kBTUs of Conusmption | 0 | 0 | 0 | 0 | 0 | 0 | 0 | 0 | 0 | 0 | 0 | 0 | 0 | 0 | 0 | 0 | 0 | 0 | 0 | 0 | 0 | 0 | 0 | 0 | 0 | 0 | 0 | 0 | 0 | 0 | 0
F3_Commercial_Education_New_Miscellaneous_Natural Gas_Pool Heater_E5 | F3 | Commercial | Education | New | Miscellaneous | Natural Gas | Pool Heater | E5 | System - kBTUs of Conusmption | 0 | 0 | 0 | 0 | 0 | 0 | 0 | 0 | 0 | 0 | 0 | 0 | 0 | 0 | 0 | 0 | 0 | 0 | 0 | 0 | 0 | 0 | 0 | 0 | 0 | 0 | 0 | 0 | 0 | 0 | 0
F3_Commercial_Education_New_Miscellaneous_Natural Gas_Pool Heater_E6 | F3 | Commercial | Education | New | Miscellaneous | Natural Gas | Pool Heater | E6 | System - kBTUs of Conusmption | 0 | 0 | 0 | 0 | 0 | 0 | 0 | 0 | 0 | 0 | 0 | 0 | 0 | 0 | 0 | 0 | 0 | 0 | 0 | 0 | 0 | 0 | 0 | 0 | 0 | 0 | 0 | 0 | 0 | 0 | 0
F3_Commercial_Education_New_Miscellaneous_Natural Gas_Pool Heater_E7 | F3 | Commercial | Education | New | Miscellaneous | Natural Gas | Pool Heater | E7 | System - kBTUs of Conusmption | 0 | 0 | 0 | 0 | 0 | 0 | 0 | 0 | 0 | 0 | 0 | 0 | 0 | 0 | 0 | 0 | 0 | 0 | 0 | 0 | 0 | 0 | 0 | 0 | 0 | 0 | 0 | 0 | 0 | 0 | 0
F3_Commercial_Education_New_Miscellaneous_Natural Gas_Pool Heater_E8 | F3 | Commercial | Education | New | Miscellaneous | Natural Gas | Pool Heater | E8 | System - kBTUs of Conusmption | 0 | 0 | 0 | 0 | 0 | 0 | 0 | 0 | 0 | 0 | 0 | 0 | 0 | 0 | 0 | 0 | 0 | 0 | 0 | 0 | 0 | 0 | 0 | 0 | 0 | 0 | 0 | 0 | 0 | 0 | 0
F3_Commercial_Education_New_Miscellaneous_Natural Gas_Pool Heater_E9 | F3 | Commercial | Education | New | Miscellaneous | Natural Gas | Pool Heater | E9 | System - kBTUs of Conusmption | 0 | 0 | 0 | 0 | 0 | 0 | 0 | 0 | 0 | 0 | 0 | 0 | 0 | 0 | 0 | 0 | 0 | 0 | 0 | 0 | 0 | 0 | 0 | 0 | 0 | 0 | 0 | 0 | 0 | 0 | 0
F3_Commercial_Education_New_Miscellaneous_Natural Gas_Pool Heater_E10 | F3 | Commercial | Education | New | Miscellaneous | Natural Gas | Pool Heater | E10 | System - kBTUs of Conusmption | 0 | 0 | 0 | 0 | 0 | 0 | 0 | 0 | 0 | 0 | 0 | 0 | 0 | 0 | 0 | 0 | 0 | 0 | 0 | 0 | 0 | 0 | 0 | 0 | 0 | 0 | 0 | 0 | 0 | 0 | 0
F4_Commercial_Education_New_Miscellaneous_Natural Gas_Pool Heater_E1 | F4 | Commercial | Education | New | Miscellaneous | Natural Gas | Pool Heater | E1 | Utility - Cost of Equipment | 1.7516e-05 | 1.7516e-05 | 1.7516e-05 | 1.7516e-05 | 1.7516e-05 | 1.7516e-05 | 1.7516e-05 | 1.7516e-05 | 1.7516e-05 | 1.7516e-05 | 1.7516e-05 | 1.7516e-05 | 1.7516e-05 | 1.7516e-05 | 1.7516e-05 | 1.7516e-05 | 1.7516e-05 | 1.7516e-05 | 1.7516e-05 | 1.7516e-05 | 1.7516e-05 | 1.7516e-05 | 1.7516e-05 | 1.7516e-05 | 1.7516e-05 | 1.7516e-05 | 1.7516e-05 | 1.7516e-05 | 1.7516e-05 | 1.7516e-05 | 1.7516e-05
F4_Commercial_Education_New_Miscellaneous_Natural Gas_Pool Heater_E2 | F4 | Commercial | Education | New | Miscellaneous | Natural Gas | Pool Heater | E2 | Utility - Cost of Equipment | 2.8681e-05 | 2.8681e-05 | 2.8681e-05 | 2.8681e-05 | 2.8681e-05 | 2.8681e-05 | 2.8681e-05 | 2.8681e-05 | 2.8681e-05 | 2.8681e-05 | 2.8681e-05 | 2.8681e-05 | 2.8681e-05 | 2.8681e-05 | 2.8681e-05 | 2.8681e-05 | 2.8681e-05 | 2.8681e-05 | 2.8681e-05 | 2.8681e-05 | 2.8681e-05 | 2.8681e-05 | 2.8681e-05 | 2.8681e-05 | 2.8681e-05 | 2.8681e-05 | 2.8681e-05 | 2.8681e-05 | 2.8681e-05 | 2.8681e-05 | 2.8681e-05
F4_Commercial_Education_New_Miscellaneous_Natural Gas_Pool Heater_E3 | F4 | Commercial | Education | New | Miscellaneous | Natural Gas | Pool Heater | E3 | Utility - Cost of Equipment | 0 | 0 | 0 | 0 | 0 | 0 | 0 | 0 | 0 | 0 | 0 | 0 | 0 | 0 | 0 | 0 | 0 | 0 | 0 | 0 | 0 | 0 | 0 | 0 | 0 | 0 | 0 | 0 | 0 | 0 | 0
F4_Commercial_Education_New_Miscellaneous_Natural Gas_Pool Heater_E4 | F4 | Commercial | Education | New | Miscellaneous | Natural Gas | Pool Heater | E4 | Utility - Cost of Equipment | 0 | 0 | 0 | 0 | 0 | 0 | 0 | 0 | 0 | 0 | 0 | 0 | 0 | 0 | 0 | 0 | 0 | 0 | 0 | 0 | 0 | 0 | 0 | 0 | 0 | 0 | 0 | 0 | 0 | 0 | 0
F4_Commercial_Education_New_Miscellaneous_Natural Gas_Pool Heater_E5 | F4 | Commercial | Education | New | Miscellaneous | Natural Gas | Pool Heater | E5 | Utility - Cost of Equipment | 0 | 0 | 0 | 0 | 0 | 0 | 0 | 0 | 0 | 0 | 0 | 0 | 0 | 0 | 0 | 0 | 0 | 0 | 0 | 0 | 0 | 0 | 0 | 0 | 0 | 0 | 0 | 0 | 0 | 0 | 0
F4_Commercial_Education_New_Miscellaneous_Natural Gas_Pool Heater_E6 | F4 | Commercial | Education | New | Miscellaneous | Natural Gas | Pool Heater | E6 | Utility - Cost of Equipment | 0 | 0 | 0 | 0 | 0 | 0 | 0 | 0 | 0 | 0 | 0 | 0 | 0 | 0 | 0 | 0 | 0 | 0 | 0 | 0 | 0 | 0 | 0 | 0 | 0 | 0 | 0 | 0 | 0 | 0 | 0
F4_Commercial_Education_New_Miscellaneous_Natural Gas_Pool Heater_E7 | F4 | Commercial | Education | New | Miscellaneous | Natural Gas | Pool Heater | E7 | Utility - Cost of Equipment | 0 | 0 | 0 | 0 | 0 | 0 | 0 | 0 | 0 | 0 | 0 | 0 | 0 | 0 | 0 | 0 | 0 | 0 | 0 | 0 | 0 | 0 | 0 | 0 | 0 | 0 | 0 | 0 | 0 | 0 | 0
F4_Commercial_Education_New_Miscellaneous_Natural Gas_Pool Heater_E8 | F4 | Commercial | Education | New | Miscellaneous | Natural Gas | Pool Heater | E8 | Utility - Cost of Equipment | 0 | 0 | 0 | 0 | 0 | 0 | 0 | 0 | 0 | 0 | 0 | 0 | 0 | 0 | 0 | 0 | 0 | 0 | 0 | 0 | 0 | 0 | 0 | 0 | 0 | 0 | 0 | 0 | 0 | 0 | 0
F4_Commercial_Education_New_Miscellaneous_Natural Gas_Pool Heater_E9 | F4 | Commercial | Education | New | Miscellaneous | Natural Gas | Pool Heater | E9 | Utility - Cost of Equipment | 0 | 0 | 0 | 0 | 0 | 0 | 0 | 0 | 0 | 0 | 0 | 0 | 0 | 0 | 0 | 0 | 0 | 0 | 0 | 0 | 0 | 0 | 0 | 0 | 0 | 0 | 0 | 0 | 0 | 0 | 0
F4_Commercial_Education_New_Miscellaneous_Natural Gas_Pool Heater_E10 | F4 | Commercial | Education | New | Miscellaneous | Natural Gas | Pool Heater | E10 | Utility - Cost of Equipment | 0 | 0 | 0 | 0 | 0 | 0 | 0 | 0 | 0 | 0 | 0 | 0 | 0 | 0 | 0 | 0 | 0 | 0 | 0 | 0 | 0 | 0 | 0 | 0 | 0 | 0 | 0 | 0 | 0 | 0 | 0
F5_Commercial_Education_New_Miscellaneous_Natural Gas_Pool Heater_E1 | F5 | Commercial | Education | New | Miscellaneous | Natural Gas | Pool Heater | E1 | Utility - Cost of Operation | 6.7506e-05 | 7.0001e-05 | 7.0997e-05 | 7.1233e-05 | 7.3927e-05 | 6.9692e-05 | 6.6763e-05 | 6.6682e-05 | 6.8652e-05 | 6.7496e-05 | 6.7179e-05 | 6.6454e-05 | 4.986e-05 | 4.8646e-05 | 4.8291e-05 | 5.4582e-05 | 6.2332e-05 | 7.1055e-05 | 7.8013e-05 | 8.9434e-05 | 9.084e-05 | 9.2582e-05 | 9.4662e-05 | 3.5719e-05 | 3.496e-05 | 3.4256e-05 | 3.3601e-05 | 3.2986e-05 | 3.2404e-05 | 3.1848e-05 | 3.1314e-05
F5_Commercial_Education_New_Miscellaneous_Natural Gas_Pool Heater_E2 | F5 | Commercial | Education | New | Miscellaneous | Natural Gas | Pool Heater | E2 | Utility - Cost of Operation | 5.738e-05 | 5.9501e-05 | 6.0347e-05 | 6.0548e-05 | 6.2838e-05 | 5.9238e-05 | 5.6748e-05 | 5.6679e-05 | 5.8354e-05 | 5.7371e-05 | 5.7102e-05 | 5.6486e-05 | 4.2381e-05 | 4.1349e-05 | 4.1048e-05 | 4.6395e-05 | 5.2983e-05 | 6.0397e-05 | 6.6311e-05 | 7.6019e-05 | 7.7214e-05 | 7.8695e-05 | 8.0462e-05 | 3.0361e-05 | 2.9716e-05 | 2.9118e-05 | 2.8561e-05 | 2.8038e-05 | 2.7543e-05 | 2.7071e-05 | 2.6617e-05
F5_Commercial_Education_New_Miscellaneous_Natural Gas_Pool Heater_E3 | F5 | Commercial | Education | New | Miscellaneous | Natural Gas | Pool Heater | E3 | Utility - Cost of Operation | 0 | 0 | 0 | 0 | 0 | 0 | 0 | 0 | 0 | 0 | 0 | 0 | 0 | 0 | 0 | 0 | 0 | 0 | 0 | 0 | 0 | 0 | 0 | 0 | 0 | 0 | 0 | 0 | 0 | 0 | 0
F5_Commercial_Education_New_Miscellaneous_Natural Gas_Pool Heater_E4 | F5 | Commercial | Education | New | Miscellaneous | Natural Gas | Pool Heater | E4 | Utility - Cost of Operation | 0 | 0 | 0 | 0 | 0 | 0 | 0 | 0 | 0 | 0 | 0 | 0 | 0 | 0 | 0 | 0 | 0 | 0 | 0 | 0 | 0 | 0 | 0 | 0 | 0 | 0 | 0 | 0 | 0 | 0 | 0
F5_Commercial_Education_New_Miscellaneous_Natural Gas_Pool Heater_E5 | F5 | Commercial | Education | New | Miscellaneous | Natural Gas | Pool Heater | E5 | Utility - Cost of Operation | 0 | 0 | 0 | 0 | 0 | 0 | 0 | 0 | 0 | 0 | 0 | 0 | 0 | 0 | 0 | 0 | 0 | 0 | 0 | 0 | 0 | 0 | 0 | 0 | 0 | 0 | 0 | 0 | 0 | 0 | 0
F5_Commercial_Education_New_Miscellaneous_Natural Gas_Pool Heater_E6 | F5 | Commercial | Education | New | Miscellaneous | Natural Gas | Pool Heater | E6 | Utility - Cost of Operation | 0 | 0 | 0 | 0 | 0 | 0 | 0 | 0 | 0 | 0 | 0 | 0 | 0 | 0 | 0 | 0 | 0 | 0 | 0 | 0 | 0 | 0 | 0 | 0 | 0 | 0 | 0 | 0 | 0 | 0 | 0
F5_Commercial_Education_New_Miscellaneous_Natural Gas_Pool Heater_E7 | F5 | Commercial | Education | New | Miscellaneous | Natural Gas | Pool Heater | E7 | Utility - Cost of Operation | 0 | 0 | 0 | 0 | 0 | 0 | 0 | 0 | 0 | 0 | 0 | 0 | 0 | 0 | 0 | 0 | 0 | 0 | 0 | 0 | 0 | 0 | 0 | 0 | 0 | 0 | 0 | 0 | 0 | 0 | 0
F5_Commercial_Education_New_Miscellaneous_Natural Gas_Pool Heater_E8 | F5 | Commercial | Education | New | Miscellaneous | Natural Gas | Pool Heater | E8 | Utility - Cost of Operation | 0 | 0 | 0 | 0 | 0 | 0 | 0 | 0 | 0 | 0 | 0 | 0 | 0 | 0 | 0 | 0 | 0 | 0 | 0 | 0 | 0 | 0 | 0 | 0 | 0 | 0 | 0 | 0 | 0 | 0 | 0
F5_Commercial_Education_New_Miscellaneous_Natural Gas_Pool Heater_E9 | F5 | Commercial | Education | New | Miscellaneous | Natural Gas | Pool Heater | E9 | Utility - Cost of Operation | 0 | 0 | 0 | 0 | 0 | 0 | 0 | 0 | 0 | 0 | 0 | 0 | 0 | 0 | 0 | 0 | 0 | 0 | 0 | 0 | 0 | 0 | 0 | 0 | 0 | 0 | 0 | 0 | 0 | 0 | 0
F5_Commercial_Education_New_Miscellaneous_Natural Gas_Pool Heater_E10 | F5 | Commercial | Education | New | Miscellaneous | Natural Gas | Pool Heater | E10 | Utility - Cost of Operation | 0 | 0 | 0 | 0 | 0 | 0 | 0 | 0 | 0 | 0 | 0 | 0 | 0 | 0 | 0 | 0 | 0 | 0 | 0 | 0 | 0 | 0 | 0 | 0 | 0 | 0 | 0 | 0 | 0 | 0 | 0
F6_Commercial_Education_New_Miscellaneous_Natural Gas_Pool Heater_E1 | F6 | Commercial | Education | New | Miscellaneous | Natural Gas | Pool Heater | E1 | Utility - Value of Sales | 8.0877e-05 | 8.3866e-05 | 8.5058e-05 | 8.5341e-05 | 8.8569e-05 | 8.3496e-05 | 7.9986e-05 | 7.9889e-05 | 8.225e-05 | 8.0864e-05 | 8.0485e-05 | 7.9617e-05 | 5.9735e-05 | 5.8281e-05 | 5.7856e-05 | 6.5393e-05 | 7.4678e-05 | 8.5129e-05 | 9.3464e-05 | 0.00010715 | 0.00010883 | 0.00011092 | 0.00011341 | 4.2794e-05 | 4.1884e-05 | 4.1041e-05 | 4.0256e-05 | 3.9519e-05 | 3.8822e-05 | 3.8156e-05 | 3.7516e-05
F6_Commercial_Education_New_Miscellaneous_Natural Gas_Pool Heater_E2 | F6 | Commercial | Education | New | Miscellaneous | Natural Gas | Pool Heater | E2 | Utility - Value of Sales | 6.8745e-05 | 7.1286e-05 | 7.23e-05 | 7.254e-05 | 7.5284e-05 | 7.0971e-05 | 6.7988e-05 | 6.7906e-05 | 6.9912e-05 | 6.8735e-05 | 6.8412e-05 | 6.7674e-05 | 5.0775e-05 | 4.9538e-05 | 4.9178e-05 | 5.5584e-05 | 6.3477e-05 | 7.236e-05 | 7.9445e-05 | 9.1075e-05 | 9.2507e-05 | 9.4282e-05 | 9.6399e-05 | 3.6375e-05 | 3.5601e-05 | 3.4885e-05 | 3.4218e-05 | 3.3591e-05 | 3.2999e-05 | 3.2433e-05 | 3.1889e-05
F6_Commercial_Education_New_Miscellaneous_Natural Gas_Pool Heater_E3 | F6 | Commercial | Education | New | Miscellaneous | Natural Gas | Pool Heater | E3 | Utility - Value of Sales | 0 | 0 | 0 | 0 | 0 | 0 | 0 | 0 | 0 | 0 | 0 | 0 | 0 | 0 | 0 | 0 | 0 | 0 | 0 | 0 | 0 | 0 | 0 | 0 | 0 | 0 | 0 | 0 | 0 | 0 | 0
F6_Commercial_Education_New_Miscellaneous_Natural Gas_Pool Heater_E4 | F6 | Commercial | Education | New | Miscellaneous | Natural Gas | Pool Heater | E4 | Utility - Value of Sales | 0 | 0 | 0 | 0 | 0 | 0 | 0 | 0 | 0 | 0 | 0 | 0 | 0 | 0 | 0 | 0 | 0 | 0 | 0 | 0 | 0 | 0 | 0 | 0 | 0 | 0 | 0 | 0 | 0 | 0 | 0
F6_Commercial_Education_New_Miscellaneous_Natural Gas_Pool Heater_E5 | F6 | Commercial | Education | New | Miscellaneous | Natural Gas | Pool Heater | E5 | Utility - Value of Sales | 0 | 0 | 0 | 0 | 0 | 0 | 0 | 0 | 0 | 0 | 0 | 0 | 0 | 0 | 0 | 0 | 0 | 0 | 0 | 0 | 0 | 0 | 0 | 0 | 0 | 0 | 0 | 0 | 0 | 0 | 0
F6_Commercial_Education_New_Miscellaneous_Natural Gas_Pool Heater_E6 | F6 | Commercial | Education | New | Miscellaneous | Natural Gas | Pool Heater | E6 | Utility - Value of Sales | 0 | 0 | 0 | 0 | 0 | 0 | 0 | 0 | 0 | 0 | 0 | 0 | 0 | 0 | 0 | 0 | 0 | 0 | 0 | 0 | 0 | 0 | 0 | 0 | 0 | 0 | 0 | 0 | 0 | 0 | 0
F6_Commercial_Education_New_Miscellaneous_Natural Gas_Pool Heater_E7 | F6 | Commercial | Education | New | Miscellaneous | Natural Gas | Pool Heater | E7 | Utility - Value of Sales | 0 | 0 | 0 | 0 | 0 | 0 | 0 | 0 | 0 | 0 | 0 | 0 | 0 | 0 | 0 | 0 | 0 | 0 | 0 | 0 | 0 | 0 | 0 | 0 | 0 | 0 | 0 | 0 | 0 | 0 | 0
F6_Commercial_Education_New_Miscellaneous_Natural Gas_Pool Heater_E8 | F6 | Commercial | Education | New | Miscellaneous | Natural Gas | Pool Heater | E8 | Utility - Value of Sales | 0 | 0 | 0 | 0 | 0 | 0 | 0 | 0 | 0 | 0 | 0 | 0 | 0 | 0 | 0 | 0 | 0 | 0 | 0 | 0 | 0 | 0 | 0 | 0 | 0 | 0 | 0 | 0 | 0 | 0 | 0
F6_Commercial_Education_New_Miscellaneous_Natural Gas_Pool Heater_E9 | F6 | Commercial | Education | New | Miscellaneous | Natural Gas | Pool Heater | E9 | Utility - Value of Sales | 0 | 0 | 0 | 0 | 0 | 0 | 0 | 0 | 0 | 0 | 0 | 0 | 0 | 0 | 0 | 0 | 0 | 0 | 0 | 0 | 0 | 0 | 0 | 0 | 0 | 0 | 0 | 0 | 0 | 0 | 0
F6_Commercial_Education_New_Miscellaneous_Natural Gas_Pool Heater_E10 | F6 | Commercial | Education | New | Miscellaneous | Natural Gas | Pool Heater | E10 | Utility - Value of Sales | 0 | 0 | 0 | 0 | 0 | 0 | 0 | 0 | 0 | 0 | 0 | 0 | 0 | 0 | 0 | 0 | 0 | 0 | 0 | 0 | 0 | 0 | 0 | 0 | 0 | 0 | 0 | 0 | 0 | 0 | 0
F1_Commercial_Education_New_Miscellaneous_Natural Gas_Miscellaneous_E1 | F1 | Commercial | Education | New | Miscellaneous | Natural Gas | Miscellaneous | E1 | Participant - Cost of Equipment | 0.24854 | 0.24854 | 0.24854 | 0.24854 | 0.24854 | 0.24854 | 0.24854 | 0.24854 | 0.24854 | 0.24854 | 0.24854 | 0.24854 | 0.24854 | 0.24854 | 0.24854 | 0.24854 | 0.24854 | 0.24854 | 0.24854 | 0.24854 | 0.24854 | 0.24854 | 0.24854 | 0.24854 | 0.24854 | 0.24854 | 0.24854 | 0.24854 | 0.24854 | 0.24854 | 0.24854
F1_Commercial_Education_New_Miscellaneous_Natural Gas_Miscellaneous_E2 | F1 | Commercial | Education | New | Miscellaneous | Natural Gas | Miscellaneous | E2 | Participant - Cost of Equipment | 0 | 0 | 0 | 0 | 0 | 0 | 0 | 0 | 0 | 0 | 0 | 0 | 0 | 0 | 0 | 0 | 0 | 0 | 0 | 0 | 0 | 0 | 0 | 0 | 0 | 0 | 0 | 0 | 0 | 0 | 0
F1_Commercial_Education_New_Miscellaneous_Natural Gas_Miscellaneous_E3 | F1 | Commercial | Education | New | Miscellaneous | Natural Gas | Miscellaneous | E3 | Participant - Cost of Equipment | 0 | 0 | 0 | 0 | 0 | 0 | 0 | 0 | 0 | 0 | 0 | 0 | 0 | 0 | 0 | 0 | 0 | 0 | 0 | 0 | 0 | 0 | 0 | 0 | 0 | 0 | 0 | 0 | 0 | 0 | 0
F1_Commercial_Education_New_Miscellaneous_Natural Gas_Miscellaneous_E4 | F1 | Commercial | Education | New | Miscellaneous | Natural Gas | Miscellaneous | E4 | Participant - Cost of Equipment | 0 | 0 | 0 | 0 | 0 | 0 | 0 | 0 | 0 | 0 | 0 | 0 | 0 | 0 | 0 | 0 | 0 | 0 | 0 | 0 | 0 | 0 | 0 | 0 | 0 | 0 | 0 | 0 | 0 | 0 | 0
F1_Commercial_Education_New_Miscellaneous_Natural Gas_Miscellaneous_E5 | F1 | Commercial | Education | New | Miscellaneous | Natural Gas | Miscellaneous | E5 | Participant - Cost of Equipment | 0 | 0 | 0 | 0 | 0 | 0 | 0 | 0 | 0 | 0 | 0 | 0 | 0 | 0 | 0 | 0 | 0 | 0 | 0 | 0 | 0 | 0 | 0 | 0 | 0 | 0 | 0 | 0 | 0 | 0 | 0
F1_Commercial_Education_New_Miscellaneous_Natural Gas_Miscellaneous_E6 | F1 | Commercial | Education | New | Miscellaneous | Natural Gas | Miscellaneous | E6 | Participant - Cost of Equipment | 0 | 0 | 0 | 0 | 0 | 0 | 0 | 0 | 0 | 0 | 0 | 0 | 0 | 0 | 0 | 0 | 0 | 0 | 0 | 0 | 0 | 0 | 0 | 0 | 0 | 0 | 0 | 0 | 0 | 0 | 0
F1_Commercial_Education_New_Miscellaneous_Natural Gas_Miscellaneous_E7 | F1 | Commercial | Education | New | Miscellaneous | Natural Gas | Miscellaneous | E7 | Participant - Cost of Equipment | 0 | 0 | 0 | 0 | 0 | 0 | 0 | 0 | 0 | 0 | 0 | 0 | 0 | 0 | 0 | 0 | 0 | 0 | 0 | 0 | 0 | 0 | 0 | 0 | 0 | 0 | 0 | 0 | 0 | 0 | 0
F1_Commercial_Education_New_Miscellaneous_Natural Gas_Miscellaneous_E8 | F1 | Commercial | Education | New | Miscellaneous | Natural Gas | Miscellaneous | E8 | Participant - Cost of Equipment | 0 | 0 | 0 | 0 | 0 | 0 | 0 | 0 | 0 | 0 | 0 | 0 | 0 | 0 | 0 | 0 | 0 | 0 | 0 | 0 | 0 | 0 | 0 | 0 | 0 | 0 | 0 | 0 | 0 | 0 | 0
F1_Commercial_Education_New_Miscellaneous_Natural Gas_Miscellaneous_E9 | F1 | Commercial | Education | New | Miscellaneous | Natural Gas | Miscellaneous | E9 | Participant - Cost of Equipment | 0 | 0 | 0 | 0 | 0 | 0 | 0 | 0 | 0 | 0 | 0 | 0 | 0 | 0 | 0 | 0 | 0 | 0 | 0 | 0 | 0 | 0 | 0 | 0 | 0 | 0 | 0 | 0 | 0 | 0 | 0
F1_Commercial_Education_New_Miscellaneous_Natural Gas_Miscellaneous_E10 | F1 | Commercial | Education | New | Miscellaneous | Natural Gas | Miscellaneous | E10 | Participant - Cost of Equipment | 0 | 0 | 0 | 0 | 0 | 0 | 0 | 0 | 0 | 0 | 0 | 0 | 0 | 0 | 0 | 0 | 0 | 0 | 0 | 0 | 0 | 0 | 0 | 0 | 0 | 0 | 0 | 0 | 0 | 0 | 0
F2_Commercial_Education_New_Miscellaneous_Natural Gas_Miscellaneous_E1 | F2 | Commercial | Education | New | Miscellaneous | Natural Gas | Miscellaneous | E1 | Participant - Cost of Operation | 7.4114e-05 | 7.6496e-05 | 7.8299e-05 | 8.0364e-05 | 8.4327e-05 | 7.8316e-05 | 7.3776e-05 | 7.2896e-05 | 7.4646e-05 | 7.5887e-05 | 7.8311e-05 | 7.7419e-05 | 5.5663e-05 | 5.4296e-05 | 5.3965e-05 | 5.9906e-05 | 6.7345e-05 | 7.5263e-05 | 8.0564e-05 | 9.1292e-05 | 0.00010227 | 0.00011466 | 0.00011757 | 3.9994e-05 | 3.9131e-05 | 3.8332e-05 | 3.7591e-05 | 3.6896e-05 | 3.6239e-05 | 3.5614e-05 | 3.5014e-05
F2_Commercial_Education_New_Miscellaneous_Natural Gas_Miscellaneous_E2 | F2 | Commercial | Education | New | Miscellaneous | Natural Gas | Miscellaneous | E2 | Participant - Cost of Operation | 0 | 0 | 0 | 0 | 0 | 0 | 0 | 0 | 0 | 0 | 0 | 0 | 0 | 0 | 0 | 0 | 0 | 0 | 0 | 0 | 0 | 0 | 0 | 0 | 0 | 0 | 0 | 0 | 0 | 0 | 0
F2_Commercial_Education_New_Miscellaneous_Natural Gas_Miscellaneous_E3 | F2 | Commercial | Education | New | Miscellaneous | Natural Gas | Miscellaneous | E3 | Participant - Cost of Operation | 0 | 0 | 0 | 0 | 0 | 0 | 0 | 0 | 0 | 0 | 0 | 0 | 0 | 0 | 0 | 0 | 0 | 0 | 0 | 0 | 0 | 0 | 0 | 0 | 0 | 0 | 0 | 0 | 0 | 0 | 0
F2_Commercial_Education_New_Miscellaneous_Natural Gas_Miscellaneous_E4 | F2 | Commercial | Education | New | Miscellaneous | Natural Gas | Miscellaneous | E4 | Participant - Cost of Operation | 0 | 0 | 0 | 0 | 0 | 0 | 0 | 0 | 0 | 0 | 0 | 0 | 0 | 0 | 0 | 0 | 0 | 0 | 0 | 0 | 0 | 0 | 0 | 0 | 0 | 0 | 0 | 0 | 0 | 0 | 0
F2_Commercial_Education_New_Miscellaneous_Natural Gas_Miscellaneous_E5 | F2 | Commercial | Education | New | Miscellaneous | Natural Gas | Miscellaneous | E5 | Participant - Cost of Operation | 0 | 0 | 0 | 0 | 0 | 0 | 0 | 0 | 0 | 0 | 0 | 0 | 0 | 0 | 0 | 0 | 0 | 0 | 0 | 0 | 0 | 0 | 0 | 0 | 0 | 0 | 0 | 0 | 0 | 0 | 0
F2_Commercial_Education_New_Miscellaneous_Natural Gas_Miscellaneous_E6 | F2 | Commercial | Education | New | Miscellaneous | Natural Gas | Miscellaneous | E6 | Participant - Cost of Operation | 0 | 0 | 0 | 0 | 0 | 0 | 0 | 0 | 0 | 0 | 0 | 0 | 0 | 0 | 0 | 0 | 0 | 0 | 0 | 0 | 0 | 0 | 0 | 0 | 0 | 0 | 0 | 0 | 0 | 0 | 0
F2_Commercial_Education_New_Miscellaneous_Natural Gas_Miscellaneous_E7 | F2 | Commercial | Education | New | Miscellaneous | Natural Gas | Miscellaneous | E7 | Participant - Cost of Operation | 0 | 0 | 0 | 0 | 0 | 0 | 0 | 0 | 0 | 0 | 0 | 0 | 0 | 0 | 0 | 0 | 0 | 0 | 0 | 0 | 0 | 0 | 0 | 0 | 0 | 0 | 0 | 0 | 0 | 0 | 0
F2_Commercial_Education_New_Miscellaneous_Natural Gas_Miscellaneous_E8 | F2 | Commercial | Education | New | Miscellaneous | Natural Gas | Miscellaneous | E8 | Participant - Cost of Operation | 0 | 0 | 0 | 0 | 0 | 0 | 0 | 0 | 0 | 0 | 0 | 0 | 0 | 0 | 0 | 0 | 0 | 0 | 0 | 0 | 0 | 0 | 0 | 0 | 0 | 0 | 0 | 0 | 0 | 0 | 0
F2_Commercial_Education_New_Miscellaneous_Natural Gas_Miscellaneous_E9 | F2 | Commercial | Education | New | Miscellaneous | Natural Gas | Miscellaneous | E9 | Participant - Cost of Operation | 0 | 0 | 0 | 0 | 0 | 0 | 0 | 0 | 0 | 0 | 0 | 0 | 0 | 0 | 0 | 0 | 0 | 0 | 0 | 0 | 0 | 0 | 0 | 0 | 0 | 0 | 0 | 0 | 0 | 0 | 0
F2_Commercial_Education_New_Miscellaneous_Natural Gas_Miscellaneous_E10 | F2 | Commercial | Education | New | Miscellaneous | Natural Gas | Miscellaneous | E10 | Participant - Cost of Operation | 0 | 0 | 0 | 0 | 0 | 0 | 0 | 0 | 0 | 0 | 0 | 0 | 0 | 0 | 0 | 0 | 0 | 0 | 0 | 0 | 0 | 0 | 0 | 0 | 0 | 0 | 0 | 0 | 0 | 0 | 0
F3_Commercial_Education_New_Miscellaneous_Natural Gas_Miscellaneous_E1 | F3 | Commercial | Education | New | Miscellaneous | Natural Gas | Miscellaneous | E1 | System - kBTUs of Conusmption | 0.0064111 | 0.0064437 | 0.0064241 | 0.0064107 | 0.0064107 | 0.0064107 | 0.0064107 | 0.0064107 | 0.0064107 | 0.0064107 | 0.0064107 | 0.0064107 | 0.0064107 | 0.0064107 | 0.0064107 | 0.0064107 | 0.0064107 | 0.0064107 | 0.0064107 | 0.0064107 | 0.0064107 | 0.0064107 | 0.0064107 | 0.0064107 | 0.0064107 | 0.0064107 | 0.0064107 | 0.0064107 | 0.0064107 | 0.0064107 | 0.0064107
F3_Commercial_Education_New_Miscellaneous_Natural Gas_Miscellaneous_E2 | F3 | Commercial | Education | New | Miscellaneous | Natural Gas | Miscellaneous | E2 | System - kBTUs of Conusmption | 0 | 0 | 0 | 0 | 0 | 0 | 0 | 0 | 0 | 0 | 0 | 0 | 0 | 0 | 0 | 0 | 0 | 0 | 0 | 0 | 0 | 0 | 0 | 0 | 0 | 0 | 0 | 0 | 0 | 0 | 0
F3_Commercial_Education_New_Miscellaneous_Natural Gas_Miscellaneous_E3 | F3 | Commercial | Education | New | Miscellaneous | Natural Gas | Miscellaneous | E3 | System - kBTUs of Conusmption | 0 | 0 | 0 | 0 | 0 | 0 | 0 | 0 | 0 | 0 | 0 | 0 | 0 | 0 | 0 | 0 | 0 | 0 | 0 | 0 | 0 | 0 | 0 | 0 | 0 | 0 | 0 | 0 | 0 | 0 | 0
F3_Commercial_Education_New_Miscellaneous_Natural Gas_Miscellaneous_E4 | F3 | Commercial | Education | New | Miscellaneous | Natural Gas | Miscellaneous | E4 | System - kBTUs of Conusmption | 0 | 0 | 0 | 0 | 0 | 0 | 0 | 0 | 0 | 0 | 0 | 0 | 0 | 0 | 0 | 0 | 0 | 0 | 0 | 0 | 0 | 0 | 0 | 0 | 0 | 0 | 0 | 0 | 0 | 0 | 0
F3_Commercial_Education_New_Miscellaneous_Natural Gas_Miscellaneous_E5 | F3 | Commercial | Education | New | Miscellaneous | Natural Gas | Miscellaneous | E5 | System - kBTUs of Conusmption | 0 | 0 | 0 | 0 | 0 | 0 | 0 | 0 | 0 | 0 | 0 | 0 | 0 | 0 | 0 | 0 | 0 | 0 | 0 | 0 | 0 | 0 | 0 | 0 | 0 | 0 | 0 | 0 | 0 | 0 | 0
F3_Commercial_Education_New_Miscellaneous_Natural Gas_Miscellaneous_E6 | F3 | Commercial | Education | New | Miscellaneous | Natural Gas | Miscellaneous | E6 | System - kBTUs of Conusmption | 0 | 0 | 0 | 0 | 0 | 0 | 0 | 0 | 0 | 0 | 0 | 0 | 0 | 0 | 0 | 0 | 0 | 0 | 0 | 0 | 0 | 0 | 0 | 0 | 0 | 0 | 0 | 0 | 0 | 0 | 0
F3_Commercial_Education_New_Miscellaneous_Natural Gas_Miscellaneous_E7 | F3 | Commercial | Education | New | Miscellaneous | Natural Gas | Miscellaneous | E7 | System - kBTUs of Conusmption | 0 | 0 | 0 | 0 | 0 | 0 | 0 | 0 | 0 | 0 | 0 | 0 | 0 | 0 | 0 | 0 | 0 | 0 | 0 | 0 | 0 | 0 | 0 | 0 | 0 | 0 | 0 | 0 | 0 | 0 | 0
F3_Commercial_Education_New_Miscellaneous_Natural Gas_Miscellaneous_E8 | F3 | Commercial | Education | New | Miscellaneous | Natural Gas | Miscellaneous | E8 | System - kBTUs of Conusmption | 0 | 0 | 0 | 0 | 0 | 0 | 0 | 0 | 0 | 0 | 0 | 0 | 0 | 0 | 0 | 0 | 0 | 0 | 0 | 0 | 0 | 0 | 0 | 0 | 0 | 0 | 0 | 0 | 0 | 0 | 0
F3_Commercial_Education_New_Miscellaneous_Natural Gas_Miscellaneous_E9 | F3 | Commercial | Education | New | Miscellaneous | Natural Gas | Miscellaneous | E9 | System - kBTUs of Conusmption | 0 | 0 | 0 | 0 | 0 | 0 | 0 | 0 | 0 | 0 | 0 | 0 | 0 | 0 | 0 | 0 | 0 | 0 | 0 | 0 | 0 | 0 | 0 | 0 | 0 | 0 | 0 | 0 | 0 | 0 | 0
F3_Commercial_Education_New_Miscellaneous_Natural Gas_Miscellaneous_E10 | F3 | Commercial | Education | New | Miscellaneous | Natural Gas | Miscellaneous | E10 | System - kBTUs of Conusmption | 0 | 0 | 0 | 0 | 0 | 0 | 0 | 0 | 0 | 0 | 0 | 0 | 0 | 0 | 0 | 0 | 0 | 0 | 0 | 0 | 0 | 0 | 0 | 0 | 0 | 0 | 0 | 0 | 0 | 0 | 0
F4_Commercial_Education_New_Miscellaneous_Natural Gas_Miscellaneous_E1 | F4 | Commercial | Education | New | Miscellaneous | Natural Gas | Miscellaneous | E1 | Utility - Cost of Equipment | 0.24854 | 0.24854 | 0.24854 | 0.24854 | 0.24854 | 0.24854 | 0.24854 | 0.24854 | 0.24854 | 0.24854 | 0.24854 | 0.24854 | 0.24854 | 0.24854 | 0.24854 | 0.24854 | 0.24854 | 0.24854 | 0.24854 | 0.24854 | 0.24854 | 0.24854 | 0.24854 | 0.24854 | 0.24854 | 0.24854 | 0.24854 | 0.24854 | 0.24854 | 0.24854 | 0.24854
F4_Commercial_Education_New_Miscellaneous_Natural Gas_Miscellaneous_E2 | F4 | Commercial | Education | New | Miscellaneous | Natural Gas | Miscellaneous | E2 | Utility - Cost of Equipment | 0 | 0 | 0 | 0 | 0 | 0 | 0 | 0 | 0 | 0 | 0 | 0 | 0 | 0 | 0 | 0 | 0 | 0 | 0 | 0 | 0 | 0 | 0 | 0 | 0 | 0 | 0 | 0 | 0 | 0 | 0
F4_Commercial_Education_New_Miscellaneous_Natural Gas_Miscellaneous_E3 | F4 | Commercial | Education | New | Miscellaneous | Natural Gas | Miscellaneous | E3 | Utility - Cost of Equipment | 0 | 0 | 0 | 0 | 0 | 0 | 0 | 0 | 0 | 0 | 0 | 0 | 0 | 0 | 0 | 0 | 0 | 0 | 0 | 0 | 0 | 0 | 0 | 0 | 0 | 0 | 0 | 0 | 0 | 0 | 0
F4_Commercial_Education_New_Miscellaneous_Natural Gas_Miscellaneous_E4 | F4 | Commercial | Education | New | Miscellaneous | Natural Gas | Miscellaneous | E4 | Utility - Cost of Equipment | 0 | 0 | 0 | 0 | 0 | 0 | 0 | 0 | 0 | 0 | 0 | 0 | 0 | 0 | 0 | 0 | 0 | 0 | 0 | 0 | 0 | 0 | 0 | 0 | 0 | 0 | 0 | 0 | 0 | 0 | 0
F4_Commercial_Education_New_Miscellaneous_Natural Gas_Miscellaneous_E5 | F4 | Commercial | Education | New | Miscellaneous | Natural Gas | Miscellaneous | E5 | Utility - Cost of Equipment | 0 | 0 | 0 | 0 | 0 | 0 | 0 | 0 | 0 | 0 | 0 | 0 | 0 | 0 | 0 | 0 | 0 | 0 | 0 | 0 | 0 | 0 | 0 | 0 | 0 | 0 | 0 | 0 | 0 | 0 | 0
F4_Commercial_Education_New_Miscellaneous_Natural Gas_Miscellaneous_E6 | F4 | Commercial | Education | New | Miscellaneous | Natural Gas | Miscellaneous | E6 | Utility - Cost of Equipment | 0 | 0 | 0 | 0 | 0 | 0 | 0 | 0 | 0 | 0 | 0 | 0 | 0 | 0 | 0 | 0 | 0 | 0 | 0 | 0 | 0 | 0 | 0 | 0 | 0 | 0 | 0 | 0 | 0 | 0 | 0
F4_Commercial_Education_New_Miscellaneous_Natural Gas_Miscellaneous_E7 | F4 | Commercial | Education | New | Miscellaneous | Natural Gas | Miscellaneous | E7 | Utility - Cost of Equipment | 0 | 0 | 0 | 0 | 0 | 0 | 0 | 0 | 0 | 0 | 0 | 0 | 0 | 0 | 0 | 0 | 0 | 0 | 0 | 0 | 0 | 0 | 0 | 0 | 0 | 0 | 0 | 0 | 0 | 0 | 0
F4_Commercial_Education_New_Miscellaneous_Natural Gas_Miscellaneous_E8 | F4 | Commercial | Education | New | Miscellaneous | Natural Gas | Miscellaneous | E8 | Utility - Cost of Equipment | 0 | 0 | 0 | 0 | 0 | 0 | 0 | 0 | 0 | 0 | 0 | 0 | 0 | 0 | 0 | 0 | 0 | 0 | 0 | 0 | 0 | 0 | 0 | 0 | 0 | 0 | 0 | 0 | 0 | 0 | 0
F4_Commercial_Education_New_Miscellaneous_Natural Gas_Miscellaneous_E9 | F4 | Commercial | Education | New | Miscellaneous | Natural Gas | Miscellaneous | E9 | Utility - Cost of Equipment | 0 | 0 | 0 | 0 | 0 | 0 | 0 | 0 | 0 | 0 | 0 | 0 | 0 | 0 | 0 | 0 | 0 | 0 | 0 | 0 | 0 | 0 | 0 | 0 | 0 | 0 | 0 | 0 | 0 | 0 | 0
F4_Commercial_Education_New_Miscellaneous_Natural Gas_Miscellaneous_E10 | F4 | Commercial | Education | New | Miscellaneous | Natural Gas | Miscellaneous | E10 | Utility - Cost of Equipment | 0 | 0 | 0 | 0 | 0 | 0 | 0 | 0 | 0 | 0 | 0 | 0 | 0 | 0 | 0 | 0 | 0 | 0 | 0 | 0 | 0 | 0 | 0 | 0 | 0 | 0 | 0 | 0 | 0 | 0 | 0
F5_Commercial_Education_New_Miscellaneous_Natural Gas_Miscellaneous_E1 | F5 | Commercial | Education | New | Miscellaneous | Natural Gas | Miscellaneous | E1 | Utility - Cost of Operation | 6.1862e-05 | 6.3849e-05 | 6.5355e-05 | 6.7078e-05 | 7.0386e-05 | 6.5368e-05 | 6.158e-05 | 6.0845e-05 | 6.2306e-05 | 6.3341e-05 | 6.5365e-05 | 6.462e-05 | 4.6461e-05 | 4.532e-05 | 4.5043e-05 | 5.0002e-05 | 5.6212e-05 | 6.282e-05 | 6.7245e-05 | 7.6199e-05 | 8.5363e-05 | 9.5707e-05 | 9.8131e-05 | 3.3382e-05 | 3.2662e-05 | 3.1995e-05 | 3.1376e-05 | 3.0796e-05 | 3.0248e-05 | 2.9726e-05 | 2.9226e-05
F5_Commercial_Education_New_Miscellaneous_Natural Gas_Miscellaneous_E2 | F5 | Commercial | Education | New | Miscellaneous | Natural Gas | Miscellaneous | E2 | Utility - Cost of Operation | 0 | 0 | 0 | 0 | 0 | 0 | 0 | 0 | 0 | 0 | 0 | 0 | 0 | 0 | 0 | 0 | 0 | 0 | 0 | 0 | 0 | 0 | 0 | 0 | 0 | 0 | 0 | 0 | 0 | 0 | 0
F5_Commercial_Education_New_Miscellaneous_Natural Gas_Miscellaneous_E3 | F5 | Commercial | Education | New | Miscellaneous | Natural Gas | Miscellaneous | E3 | Utility - Cost of Operation | 0 | 0 | 0 | 0 | 0 | 0 | 0 | 0 | 0 | 0 | 0 | 0 | 0 | 0 | 0 | 0 | 0 | 0 | 0 | 0 | 0 | 0 | 0 | 0 | 0 | 0 | 0 | 0 | 0 | 0 | 0
F5_Commercial_Education_New_Miscellaneous_Natural Gas_Miscellaneous_E4 | F5 | Commercial | Education | New | Miscellaneous | Natural Gas | Miscellaneous | E4 | Utility - Cost of Operation | 0 | 0 | 0 | 0 | 0 | 0 | 0 | 0 | 0 | 0 | 0 | 0 | 0 | 0 | 0 | 0 | 0 | 0 | 0 | 0 | 0 | 0 | 0 | 0 | 0 | 0 | 0 | 0 | 0 | 0 | 0
F5_Commercial_Education_New_Miscellaneous_Natural Gas_Miscellaneous_E5 | F5 | Commercial | Education | New | Miscellaneous | Natural Gas | Miscellaneous | E5 | Utility - Cost of Operation | 0 | 0 | 0 | 0 | 0 | 0 | 0 | 0 | 0 | 0 | 0 | 0 | 0 | 0 | 0 | 0 | 0 | 0 | 0 | 0 | 0 | 0 | 0 | 0 | 0 | 0 | 0 | 0 | 0 | 0 | 0
F5_Commercial_Education_New_Miscellaneous_Natural Gas_Miscellaneous_E6 | F5 | Commercial | Education | New | Miscellaneous | Natural Gas | Miscellaneous | E6 | Utility - Cost of Operation | 0 | 0 | 0 | 0 | 0 | 0 | 0 | 0 | 0 | 0 | 0 | 0 | 0 | 0 | 0 | 0 | 0 | 0 | 0 | 0 | 0 | 0 | 0 | 0 | 0 | 0 | 0 | 0 | 0 | 0 | 0
F5_Commercial_Education_New_Miscellaneous_Natural Gas_Miscellaneous_E7 | F5 | Commercial | Education | New | Miscellaneous | Natural Gas | Miscellaneous | E7 | Utility - Cost of Operation | 0 | 0 | 0 | 0 | 0 | 0 | 0 | 0 | 0 | 0 | 0 | 0 | 0 | 0 | 0 | 0 | 0 | 0 | 0 | 0 | 0 | 0 | 0 | 0 | 0 | 0 | 0 | 0 | 0 | 0 | 0
F5_Commercial_Education_New_Miscellaneous_Natural Gas_Miscellaneous_E8 | F5 | Commercial | Education | New | Miscellaneous | Natural Gas | Miscellaneous | E8 | Utility - Cost of Operation | 0 | 0 | 0 | 0 | 0 | 0 | 0 | 0 | 0 | 0 | 0 | 0 | 0 | 0 | 0 | 0 | 0 | 0 | 0 | 0 | 0 | 0 | 0 | 0 | 0 | 0 | 0 | 0 | 0 | 0 | 0
F5_Commercial_Education_New_Miscellaneous_Natural Gas_Miscellaneous_E9 | F5 | Commercial | Education | New | Miscellaneous | Natural Gas | Miscellaneous | E9 | Utility - Cost of Operation | 0 | 0 | 0 | 0 | 0 | 0 | 0 | 0 | 0 | 0 | 0 | 0 | 0 | 0 | 0 | 0 | 0 | 0 | 0 | 0 | 0 | 0 | 0 | 0 | 0 | 0 | 0 | 0 | 0 | 0 | 0
F5_Commercial_Education_New_Miscellaneous_Natural Gas_Miscellaneous_E10 | F5 | Commercial | Education | New | Miscellaneous | Natural Gas | Miscellaneous | E10 | Utility - Cost of Operation | 0 | 0 | 0 | 0 | 0 | 0 | 0 | 0 | 0 | 0 | 0 | 0 | 0 | 0 | 0 | 0 | 0 | 0 | 0 | 0 | 0 | 0 | 0 | 0 | 0 | 0 | 0 | 0 | 0 | 0 | 0
F6_Commercial_Education_New_Miscellaneous_Natural Gas_Miscellaneous_E1 | F6 | Commercial | Education | New | Miscellaneous | Natural Gas | Miscellaneous | E1 | Utility - Value of Sales | 7.4114e-05 | 7.6496e-05 | 7.8299e-05 | 8.0364e-05 | 8.4327e-05 | 7.8316e-05 | 7.3776e-05 | 7.2896e-05 | 7.4646e-05 | 7.5887e-05 | 7.8311e-05 | 7.7419e-05 | 5.5663e-05 | 5.4296e-05 | 5.3965e-05 | 5.9906e-05 | 6.7345e-05 | 7.5263e-05 | 8.0564e-05 | 9.1292e-05 | 0.00010227 | 0.00011466 | 0.00011757 | 3.9994e-05 | 3.9131e-05 | 3.8332e-05 | 3.7591e-05 | 3.6896e-05 | 3.6239e-05 | 3.5614e-05 | 3.5014e-05
F6_Commercial_Education_New_Miscellaneous_Natural Gas_Miscellaneous_E2 | F6 | Commercial | Education | New | Miscellaneous | Natural Gas | Miscellaneous | E2 | Utility - Value of Sales | 0 | 0 | 0 | 0 | 0 | 0 | 0 | 0 | 0 | 0 | 0 | 0 | 0 | 0 | 0 | 0 | 0 | 0 | 0 | 0 | 0 | 0 | 0 | 0 | 0 | 0 | 0 | 0 | 0 | 0 | 0
F6_Commercial_Education_New_Miscellaneous_Natural Gas_Miscellaneous_E3 | F6 | Commercial | Education | New | Miscellaneous | Natural Gas | Miscellaneous | E3 | Utility - Value of Sales | 0 | 0 | 0 | 0 | 0 | 0 | 0 | 0 | 0 | 0 | 0 | 0 | 0 | 0 | 0 | 0 | 0 | 0 | 0 | 0 | 0 | 0 | 0 | 0 | 0 | 0 | 0 | 0 | 0 | 0 | 0
F6_Commercial_Education_New_Miscellaneous_Natural Gas_Miscellaneous_E4 | F6 | Commercial | Education | New | Miscellaneous | Natural Gas | Miscellaneous | E4 | Utility - Value of Sales | 0 | 0 | 0 | 0 | 0 | 0 | 0 | 0 | 0 | 0 | 0 | 0 | 0 | 0 | 0 | 0 | 0 | 0 | 0 | 0 | 0 | 0 | 0 | 0 | 0 | 0 | 0 | 0 | 0 | 0 | 0
F6_Commercial_Education_New_Miscellaneous_Natural Gas_Miscellaneous_E5 | F6 | Commercial | Education | New | Miscellaneous | Natural Gas | Miscellaneous | E5 | Utility - Value of Sales | 0 | 0 | 0 | 0 | 0 | 0 | 0 | 0 | 0 | 0 | 0 | 0 | 0 | 0 | 0 | 0 | 0 | 0 | 0 | 0 | 0 | 0 | 0 | 0 | 0 | 0 | 0 | 0 | 0 | 0 | 0
F6_Commercial_Education_New_Miscellaneous_Natural Gas_Miscellaneous_E6 | F6 | Commercial | Education | New | Miscellaneous | Natural Gas | Miscellaneous | E6 | Utility - Value of Sales | 0 | 0 | 0 | 0 | 0 | 0 | 0 | 0 | 0 | 0 | 0 | 0 | 0 | 0 | 0 | 0 | 0 | 0 | 0 | 0 | 0 | 0 | 0 | 0 | 0 | 0 | 0 | 0 | 0 | 0 | 0
F6_Commercial_Education_New_Miscellaneous_Natural Gas_Miscellaneous_E7 | F6 | Commercial | Education | New | Miscellaneous | Natural Gas | Miscellaneous | E7 | Utility - Value of Sales | 0 | 0 | 0 | 0 | 0 | 0 | 0 | 0 | 0 | 0 | 0 | 0 | 0 | 0 | 0 | 0 | 0 | 0 | 0 | 0 | 0 | 0 | 0 | 0 | 0 | 0 | 0 | 0 | 0 | 0 | 0
F6_Commercial_Education_New_Miscellaneous_Natural Gas_Miscellaneous_E8 | F6 | Commercial | Education | New | Miscellaneous | Natural Gas | Miscellaneous | E8 | Utility - Value of Sales | 0 | 0 | 0 | 0 | 0 | 0 | 0 | 0 | 0 | 0 | 0 | 0 | 0 | 0 | 0 | 0 | 0 | 0 | 0 | 0 | 0 | 0 | 0 | 0 | 0 | 0 | 0 | 0 | 0 | 0 | 0
F6_Commercial_Education_New_Miscellaneous_Natural Gas_Miscellaneous_E9 | F6 | Commercial | Education | New | Miscellaneous | Natural Gas | Miscellaneous | E9 | Utility - Value of Sales | 0 | 0 | 0 | 0 | 0 | 0 | 0 | 0 | 0 | 0 | 0 | 0 | 0 | 0 | 0 | 0 | 0 | 0 | 0 | 0 | 0 | 0 | 0 | 0 | 0 | 0 | 0 | 0 | 0 | 0 | 0
F6_Commercial_Education_New_Miscellaneous_Natural Gas_Miscellaneous_E10 | F6 | Commercial | Education | New | Miscellaneous | Natural Gas | Miscellaneous | E10 | Utility - Value of Sales | 0 | 0 | 0 | 0 | 0 | 0 | 0 | 0 | 0 | 0 | 0 | 0 | 0 | 0 | 0 | 0 | 0 | 0 | 0 | 0 | 0 | 0 | 0 | 0 | 0 | 0 | 0 | 0 | 0 | 0 | 0
F1_Commercial_Healthcare_Existing_Space Heating_Natural Gas_Furnace_E1 | F1 | Commercial | Healthcare | Existing | Space Heating | Natural Gas | Furnace | E1 | Participant - Cost of Equipment | 0.077285 | 0.077285 | 0.077285 | 0.077285 | 0.077285 | 0 | 0 | 0 | 0 | 0 | 0 | 0 | 0 | 0 | 0 | 0 | 0 | 0 | 0 | 0 | 0 | 0 | 0 | 0 | 0 | 0 | 0 | 0 | 0 | 0 | 0
F1_Commercial_Healthcare_Existing_Space Heating_Natural Gas_Furnace_E2 | F1 | Commercial | Healthcare | Existing | Space Heating | Natural Gas | Furnace | E2 | Participant - Cost of Equipment | 0.095456 | 0.095456 | 0.095456 | 0.095456 | 0.095456 | 0 | 0 | 0 | 0 | 0 | 0 | 0 | 0 | 0 | 0 | 0 | 0 | 0 | 0 | 0 | 0 | 0 | 0 | 0 | 0 | 0 | 0 | 0 | 0 | 0 | 0
F1_Commercial_Healthcare_Existing_Space Heating_Natural Gas_Furnace_E3 | F1 | Commercial | Healthcare | Existing | Space Heating | Natural Gas | Furnace | E3 | Participant - Cost of Equipment | 0.11518 | 0.11518 | 0.11518 | 0.11518 | 0.11518 | 0.11518 | 0.11518 | 0.11518 | 0.11518 | 0.11518 | 0.11518 | 0.11518 | 0.11518 | 0.11518 | 0.11518 | 0.11518 | 0.11518 | 0.11518 | 0.11518 | 0.11518 | 0.11518 | 0.11518 | 0.11518 | 0.11518 | 0.11518 | 0.11518 | 0.11518 | 0.11518 | 0.11518 | 0.11518 | 0.11518
F1_Commercial_Healthcare_Existing_Space Heating_Natural Gas_Furnace_E4 | F1 | Commercial | Healthcare | Existing | Space Heating | Natural Gas | Furnace | E4 | Participant - Cost of Equipment | 0.09527 | 0.09527 | 0.09527 | 0.09527 | 0.09527 | 0.09527 | 0.09527 | 0.09527 | 0.09527 | 0.09527 | 0.09527 | 0.09527 | 0.09527 | 0.09527 | 0.09527 | 0.09527 | 0.09527 | 0.09527 | 0.09527 | 0.09527 | 0.09527 | 0.09527 | 0.09527 | 0.09527 | 0.09527 | 0.09527 | 0.09527 | 0.09527 | 0.09527 | 0.09527 | 0.09527
F1_Commercial_Healthcare_Existing_Space Heating_Natural Gas_Furnace_E5 | F1 | Commercial | Healthcare | Existing | Space Heating | Natural Gas | Furnace | E5 | Participant - Cost of Equipment | 0 | 0 | 0 | 0 | 0 | 0 | 0 | 0.79326 | 0.79326 | 0.79326 | 0.79326 | 0.79326 | 0.79326 | 0.79326 | 0.79326 | 0.79326 | 0.79326 | 0.79326 | 0.79326 | 0.79326 | 0.79326 | 0.79326 | 0.79326 | 0.79326 | 0.79326 | 0.79326 | 0.79326 | 0.79326 | 0.79326 | 0.79326 | 0.79326
F1_Commercial_Healthcare_Existing_Space Heating_Natural Gas_Furnace_E6 | F1 | Commercial | Healthcare | Existing | Space Heating | Natural Gas | Furnace | E6 | Participant - Cost of Equipment | 0 | 0 | 0 | 0 | 0 | 0 | 0 | 0 | 0 | 0 | 0 | 0 | 0 | 0 | 0 | 0 | 0 | 0 | 0 | 0 | 0 | 0 | 0 | 0 | 0 | 0 | 0 | 0 | 0 | 0 | 0
F1_Commercial_Healthcare_Existing_Space Heating_Natural Gas_Furnace_E7 | F1 | Commercial | Healthcare | Existing | Space Heating | Natural Gas | Furnace | E7 | Participant - Cost of Equipment | 0 | 0 | 0 | 0 | 0 | 0 | 0 | 0 | 0 | 0 | 0 | 0 | 0 | 0 | 0 | 0 | 0 | 0 | 0 | 0 | 0 | 0 | 0 | 0 | 0 | 0 | 0 | 0 | 0 | 0 | 0
F1_Commercial_Healthcare_Existing_Space Heating_Natural Gas_Furnace_E8 | F1 | Commercial | Healthcare | Existing | Space Heating | Natural Gas | Furnace | E8 | Participant - Cost of Equipment | 0 | 0 | 0 | 0 | 0 | 0 | 0 | 0 | 0 | 0 | 0 | 0 | 0 | 0 | 0 | 0 | 0 | 0 | 0 | 0 | 0 | 0 | 0 | 0 | 0 | 0 | 0 | 0 | 0 | 0 | 0
F1_Commercial_Healthcare_Existing_Space Heating_Natural Gas_Furnace_E9 | F1 | Commercial | Healthcare | Existing | Space Heating | Natural Gas | Furnace | E9 | Participant - Cost of Equipment | 0 | 0 | 0 | 0 | 0 | 0 | 0 | 0 | 0 | 0 | 0 | 0 | 0 | 0 | 0 | 0 | 0 | 0 | 0 | 0 | 0 | 0 | 0 | 0 | 0 | 0 | 0 | 0 | 0 | 0 | 0
F1_Commercial_Healthcare_Existing_Space Heating_Natural Gas_Furnace_E10 | F1 | Commercial | Healthcare | Existing | Space Heating | Natural Gas | Furnace | E10 | Participant - Cost of Equipment | 0 | 0 | 0 | 0 | 0 | 0 | 0 | 0 | 0 | 0 | 0 | 0 | 0 | 0 | 0 | 0 | 0 | 0 | 0 | 0 | 0 | 0 | 0 | 0 | 0 | 0 | 0 | 0 | 0 | 0 | 0
F2_Commercial_Healthcare_Existing_Space Heating_Natural Gas_Furnace_E1 | F2 | Commercial | Healthcare | Existing | Space Heating | Natural Gas | Furnace | E1 | Participant - Cost of Operation | 0.75496 | 0.75982 | 0.76252 | 0.7658 | 0.77256 | 0 | 0 | 0 | 0 | 0 | 0 | 0 | 0 | 0 | 0 | 0 | 0 | 0 | 0 | 0 | 0 | 0 | 0 | 0 | 0 | 0 | 0 | 0 | 0 | 0 | 0
F2_Commercial_Healthcare_Existing_Space Heating_Natural Gas_Furnace_E2 | F2 | Commercial | Healthcare | Existing | Space Heating | Natural Gas | Furnace | E2 | Participant - Cost of Operation | 0.74564 | 0.75044 | 0.7531 | 0.75634 | 0.76302 | 0 | 0 | 0 | 0 | 0 | 0 | 0 | 0 | 0 | 0 | 0 | 0 | 0 | 0 | 0 | 0 | 0 | 0 | 0 | 0 | 0 | 0 | 0 | 0 | 0 | 0
F2_Commercial_Healthcare_Existing_Space Heating_Natural Gas_Furnace_E3 | F2 | Commercial | Healthcare | Existing | Space Heating | Natural Gas | Furnace | E3 | Participant - Cost of Operation | 0.66371 | 0.66798 | 0.67035 | 0.67323 | 0.67918 | 0.65904 | 0.6448 | 0.63337 | 0.62956 | 0.62414 | 0.6212 | 0.61713 | 0.55393 | 0.54946 | 0.54891 | 0.54477 | 0.54331 | 0.54288 | 0.53277 | 0.53616 | 0.53761 | 0.54012 | 0.54364 | 0.31628 | 0.30838 | 0.30028 | 0.29188 | 0.28311 | 0.27389 | 0.26413 | 0.25377
F2_Commercial_Healthcare_Existing_Space Heating_Natural Gas_Furnace_E4 | F2 | Commercial | Healthcare | Existing | Space Heating | Natural Gas | Furnace | E4 | Participant - Cost of Operation | 0.62914 | 0.63319 | 0.63543 | 0.63816 | 0.6438 | 0.62472 | 0.61122 | 0.60038 | 0.59677 | 0.59164 | 0.58885 | 0.58499 | 0.52508 | 0.52085 | 0.52032 | 0.5164 | 0.51502 | 0.5146 | 0.50502 | 0.50824 | 0.50961 | 0.51199 | 0.51533 | 0.2998 | 0.29232 | 0.28464 | 0.27668 | 0.26837 | 0.25962 | 0.25038 | 0.24055
F2_Commercial_Healthcare_Existing_Space Heating_Natural Gas_Furnace_E5 | F2 | Commercial | Healthcare | Existing | Space Heating | Natural Gas | Furnace | E5 | Participant - Cost of Operation | 0 | 0 | 0 | 0 | 0 | 0 | 0 | 0.44336 | 0.44069 | 0.4369 | 0.43484 | 0.43199 | 0.38775 | 0.38462 | 0.38423 | 0.38134 | 0.38032 | 0.38002 | 0.37294 | 0.37531 | 0.37633 | 0.37809 | 0.38055 | 0.22139 | 0.21587 | 0.21019 | 0.20432 | 0.19818 | 0.19172 | 0.18489 | 0.17764
F2_Commercial_Healthcare_Existing_Space Heating_Natural Gas_Furnace_E6 | F2 | Commercial | Healthcare | Existing | Space Heating | Natural Gas | Furnace | E6 | Participant - Cost of Operation | 0 | 0 | 0 | 0 | 0 | 0 | 0 | 0 | 0 | 0 | 0 | 0 | 0 | 0 | 0 | 0 | 0 | 0 | 0 | 0 | 0 | 0 | 0 | 0 | 0 | 0 | 0 | 0 | 0 | 0 | 0
F2_Commercial_Healthcare_Existing_Space Heating_Natural Gas_Furnace_E7 | F2 | Commercial | Healthcare | Existing | Space Heating | Natural Gas | Furnace | E7 | Participant - Cost of Operation | 0 | 0 | 0 | 0 | 0 | 0 | 0 | 0 | 0 | 0 | 0 | 0 | 0 | 0 | 0 | 0 | 0 | 0 | 0 | 0 | 0 | 0 | 0 | 0 | 0 | 0 | 0 | 0 | 0 | 0 | 0
F2_Commercial_Healthcare_Existing_Space Heating_Natural Gas_Furnace_E8 | F2 | Commercial | Healthcare | Existing | Space Heating | Natural Gas | Furnace | E8 | Participant - Cost of Operation | 0 | 0 | 0 | 0 | 0 | 0 | 0 | 0 | 0 | 0 | 0 | 0 | 0 | 0 | 0 | 0 | 0 | 0 | 0 | 0 | 0 | 0 | 0 | 0 | 0 | 0 | 0 | 0 | 0 | 0 | 0
F2_Commercial_Healthcare_Existing_Space Heating_Natural Gas_Furnace_E9 | F2 | Commercial | Healthcare | Existing | Space Heating | Natural Gas | Furnace | E9 | Participant - Cost of Operation | 0 | 0 | 0 | 0 | 0 | 0 | 0 | 0 | 0 | 0 | 0 | 0 | 0 | 0 | 0 | 0 | 0 | 0 | 0 | 0 | 0 | 0 | 0 | 0 | 0 | 0 | 0 | 0 | 0 | 0 | 0
F2_Commercial_Healthcare_Existing_Space Heating_Natural Gas_Furnace_E10 | F2 | Commercial | Healthcare | Existing | Space Heating | Natural Gas | Furnace | E10 | Participant - Cost of Operation | 0 | 0 | 0 | 0 | 0 | 0 | 0 | 0 | 0 | 0 | 0 | 0 | 0 | 0 | 0 | 0 | 0 | 0 | 0 | 0 | 0 | 0 | 0 | 0 | 0 | 0 | 0 | 0 | 0 | 0 | 0
F3_Commercial_Healthcare_Existing_Space Heating_Natural Gas_Furnace_E1 | F3 | Commercial | Healthcare | Existing | Space Heating | Natural Gas | Furnace | E1 | System - kBTUs of Conusmption | 64.848 | 64.9156 | 64.8726 | 64.8431 | 64.8431 | 0 | 0 | 0 | 0 | 0 | 0 | 0 | 0 | 0 | 0 | 0 | 0 | 0 | 0 | 0 | 0 | 0 | 0 | 0 | 0 | 0 | 0 | 0 | 0 | 0 | 0
F3_Commercial_Healthcare_Existing_Space Heating_Natural Gas_Furnace_E2 | F3 | Commercial | Healthcare | Existing | Space Heating | Natural Gas | Furnace | E2 | System - kBTUs of Conusmption | 64.0475 | 64.1142 | 64.0717 | 64.0426 | 64.0426 | 0 | 0 | 0 | 0 | 0 | 0 | 0 | 0 | 0 | 0 | 0 | 0 | 0 | 0 | 0 | 0 | 0 | 0 | 0 | 0 | 0 | 0 | 0 | 0 | 0 | 0
F3_Commercial_Healthcare_Existing_Space Heating_Natural Gas_Furnace_E3 | F3 | Commercial | Healthcare | Existing | Space Heating | Natural Gas | Furnace | E3 | System - kBTUs of Conusmption | 57.0093 | 57.0687 | 57.0308 | 57.0049 | 57.0049 | 57.0049 | 57.0049 | 57.0049 | 57.0049 | 57.0049 | 57.0049 | 57.0049 | 57.0049 | 57.0049 | 57.0049 | 57.0049 | 57.0049 | 57.0049 | 57.0049 | 57.0049 | 57.0049 | 57.0049 | 57.0049 | 57.0049 | 57.0049 | 57.0049 | 57.0049 | 57.0049 | 57.0049 | 57.0049 | 57.0049
F3_Commercial_Healthcare_Existing_Space Heating_Natural Gas_Furnace_E4 | F3 | Commercial | Healthcare | Existing | Space Heating | Natural Gas | Furnace | E4 | System - kBTUs of Conusmption | 54.04 | 54.0963 | 54.0605 | 54.0359 | 54.0359 | 54.0359 | 54.0359 | 54.0359 | 54.0359 | 54.0359 | 54.0359 | 54.0359 | 54.0359 | 54.0359 | 54.0359 | 54.0359 | 54.0359 | 54.0359 | 54.0359 | 54.0359 | 54.0359 | 54.0359 | 54.0359 | 54.0359 | 54.0359 | 54.0359 | 54.0359 | 54.0359 | 54.0359 | 54.0359 | 54.0359
F3_Commercial_Healthcare_Existing_Space Heating_Natural Gas_Furnace_E5 | F3 | Commercial | Healthcare | Existing | Space Heating | Natural Gas | Furnace | E5 | System - kBTUs of Conusmption | 0 | 0 | 0 | 0 | 0 | 0 | 0 | 39.9034 | 39.9034 | 39.9034 | 39.9034 | 39.9034 | 39.9034 | 39.9034 | 39.9034 | 39.9034 | 39.9034 | 39.9034 | 39.9034 | 39.9034 | 39.9034 | 39.9034 | 39.9034 | 39.9034 | 39.9034 | 39.9034 | 39.9034 | 39.9034 | 39.9034 | 39.9034 | 39.9034
F3_Commercial_Healthcare_Existing_Space Heating_Natural Gas_Furnace_E6 | F3 | Commercial | Healthcare | Existing | Space Heating | Natural Gas | Furnace | E6 | System - kBTUs of Conusmption | 0 | 0 | 0 | 0 | 0 | 0 | 0 | 0 | 0 | 0 | 0 | 0 | 0 | 0 | 0 | 0 | 0 | 0 | 0 | 0 | 0 | 0 | 0 | 0 | 0 | 0 | 0 | 0 | 0 | 0 | 0
F3_Commercial_Healthcare_Existing_Space Heating_Natural Gas_Furnace_E7 | F3 | Commercial | Healthcare | Existing | Space Heating | Natural Gas | Furnace | E7 | System - kBTUs of Conusmption | 0 | 0 | 0 | 0 | 0 | 0 | 0 | 0 | 0 | 0 | 0 | 0 | 0 | 0 | 0 | 0 | 0 | 0 | 0 | 0 | 0 | 0 | 0 | 0 | 0 | 0 | 0 | 0 | 0 | 0 | 0
F3_Commercial_Healthcare_Existing_Space Heating_Natural Gas_Furnace_E8 | F3 | Commercial | Healthcare | Existing | Space Heating | Natural Gas | Furnace | E8 | System - kBTUs of Conusmption | 0 | 0 | 0 | 0 | 0 | 0 | 0 | 0 | 0 | 0 | 0 | 0 | 0 | 0 | 0 | 0 | 0 | 0 | 0 | 0 | 0 | 0 | 0 | 0 | 0 | 0 | 0 | 0 | 0 | 0 | 0
F3_Commercial_Healthcare_Existing_Space Heating_Natural Gas_Furnace_E9 | F3 | Commercial | Healthcare | Existing | Space Heating | Natural Gas | Furnace | E9 | System - kBTUs of Conusmption | 0 | 0 | 0 | 0 | 0 | 0 | 0 | 0 | 0 | 0 | 0 | 0 | 0 | 0 | 0 | 0 | 0 | 0 | 0 | 0 | 0 | 0 | 0 | 0 | 0 | 0 | 0 | 0 | 0 | 0 | 0
F3_Commercial_Healthcare_Existing_Space Heating_Natural Gas_Furnace_E10 | F3 | Commercial | Healthcare | Existing | Space Heating | Natural Gas | Furnace | E10 | System - kBTUs of Conusmption | 0 | 0 | 0 | 0 | 0 | 0 | 0 | 0 | 0 | 0 | 0 | 0 | 0 | 0 | 0 | 0 | 0 | 0 | 0 | 0 | 0 | 0 | 0 | 0 | 0 | 0 | 0 | 0 | 0 | 0 | 0
F4_Commercial_Healthcare_Existing_Space Heating_Natural Gas_Furnace_E1 | F4 | Commercial | Healthcare | Existing | Space Heating | Natural Gas | Furnace | E1 | Utility - Cost of Equipment | 0.077285 | 0.077285 | 0.077285 | 0.077285 | 0.077285 | 0 | 0 | 0 | 0 | 0 | 0 | 0 | 0 | 0 | 0 | 0 | 0 | 0 | 0 | 0 | 0 | 0 | 0 | 0 | 0 | 0 | 0 | 0 | 0 | 0 | 0
F4_Commercial_Healthcare_Existing_Space Heating_Natural Gas_Furnace_E2 | F4 | Commercial | Healthcare | Existing | Space Heating | Natural Gas | Furnace | E2 | Utility - Cost of Equipment | 0.095456 | 0.095456 | 0.095456 | 0.095456 | 0.095456 | 0 | 0 | 0 | 0 | 0 | 0 | 0 | 0 | 0 | 0 | 0 | 0 | 0 | 0 | 0 | 0 | 0 | 0 | 0 | 0 | 0 | 0 | 0 | 0 | 0 | 0
F4_Commercial_Healthcare_Existing_Space Heating_Natural Gas_Furnace_E3 | F4 | Commercial | Healthcare | Existing | Space Heating | Natural Gas | Furnace | E3 | Utility - Cost of Equipment | 0.11518 | 0.11518 | 0.11518 | 0.11518 | 0.11518 | 0.11518 | 0.11518 | 0.11518 | 0.11518 | 0.11518 | 0.11518 | 0.11518 | 0.11518 | 0.11518 | 0.11518 | 0.11518 | 0.11518 | 0.11518 | 0.11518 | 0.11518 | 0.11518 | 0.11518 | 0.11518 | 0.11518 | 0.11518 | 0.11518 | 0.11518 | 0.11518 | 0.11518 | 0.11518 | 0.11518
F4_Commercial_Healthcare_Existing_Space Heating_Natural Gas_Furnace_E4 | F4 | Commercial | Healthcare | Existing | Space Heating | Natural Gas | Furnace | E4 | Utility - Cost of Equipment | 0.09527 | 0.09527 | 0.09527 | 0.09527 | 0.09527 | 0.09527 | 0.09527 | 0.09527 | 0.09527 | 0.09527 | 0.09527 | 0.09527 | 0.09527 | 0.09527 | 0.09527 | 0.09527 | 0.09527 | 0.09527 | 0.09527 | 0.09527 | 0.09527 | 0.09527 | 0.09527 | 0.09527 | 0.09527 | 0.09527 | 0.09527 | 0.09527 | 0.09527 | 0.09527 | 0.09527
F4_Commercial_Healthcare_Existing_Space Heating_Natural Gas_Furnace_E5 | F4 | Commercial | Healthcare | Existing | Space Heating | Natural Gas | Furnace | E5 | Utility - Cost of Equipment | 0 | 0 | 0 | 0 | 0 | 0 | 0 | 0.79326 | 0.79326 | 0.79326 | 0.79326 | 0.79326 | 0.79326 | 0.79326 | 0.79326 | 0.79326 | 0.79326 | 0.79326 | 0.79326 | 0.79326 | 0.79326 | 0.79326 | 0.79326 | 0.79326 | 0.79326 | 0.79326 | 0.79326 | 0.79326 | 0.79326 | 0.79326 | 0.79326
F4_Commercial_Healthcare_Existing_Space Heating_Natural Gas_Furnace_E6 | F4 | Commercial | Healthcare | Existing | Space Heating | Natural Gas | Furnace | E6 | Utility - Cost of Equipment | 0 | 0 | 0 | 0 | 0 | 0 | 0 | 0 | 0 | 0 | 0 | 0 | 0 | 0 | 0 | 0 | 0 | 0 | 0 | 0 | 0 | 0 | 0 | 0 | 0 | 0 | 0 | 0 | 0 | 0 | 0
F4_Commercial_Healthcare_Existing_Space Heating_Natural Gas_Furnace_E7 | F4 | Commercial | Healthcare | Existing | Space Heating | Natural Gas | Furnace | E7 | Utility - Cost of Equipment | 0 | 0 | 0 | 0 | 0 | 0 | 0 | 0 | 0 | 0 | 0 | 0 | 0 | 0 | 0 | 0 | 0 | 0 | 0 | 0 | 0 | 0 | 0 | 0 | 0 | 0 | 0 | 0 | 0 | 0 | 0
F4_Commercial_Healthcare_Existing_Space Heating_Natural Gas_Furnace_E8 | F4 | Commercial | Healthcare | Existing | Space Heating | Natural Gas | Furnace | E8 | Utility - Cost of Equipment | 0 | 0 | 0 | 0 | 0 | 0 | 0 | 0 | 0 | 0 | 0 | 0 | 0 | 0 | 0 | 0 | 0 | 0 | 0 | 0 | 0 | 0 | 0 | 0 | 0 | 0 | 0 | 0 | 0 | 0 | 0
F4_Commercial_Healthcare_Existing_Space Heating_Natural Gas_Furnace_E9 | F4 | Commercial | Healthcare | Existing | Space Heating | Natural Gas | Furnace | E9 | Utility - Cost of Equipment | 0 | 0 | 0 | 0 | 0 | 0 | 0 | 0 | 0 | 0 | 0 | 0 | 0 | 0 | 0 | 0 | 0 | 0 | 0 | 0 | 0 | 0 | 0 | 0 | 0 | 0 | 0 | 0 | 0 | 0 | 0
F4_Commercial_Healthcare_Existing_Space Heating_Natural Gas_Furnace_E10 | F4 | Commercial | Healthcare | Existing | Space Heating | Natural Gas | Furnace | E10 | Utility - Cost of Equipment | 0 | 0 | 0 | 0 | 0 | 0 | 0 | 0 | 0 | 0 | 0 | 0 | 0 | 0 | 0 | 0 | 0 | 0 | 0 | 0 | 0 | 0 | 0 | 0 | 0 | 0 | 0 | 0 | 0 | 0 | 0
F5_Commercial_Healthcare_Existing_Space Heating_Natural Gas_Furnace_E1 | F5 | Commercial | Healthcare | Existing | Space Heating | Natural Gas | Furnace | E1 | Utility - Cost of Operation | 0.63015 | 0.63421 | 0.63646 | 0.63919 | 0.64484 | 0 | 0 | 0 | 0 | 0 | 0 | 0 | 0 | 0 | 0 | 0 | 0 | 0 | 0 | 0 | 0 | 0 | 0 | 0 | 0 | 0 | 0 | 0 | 0 | 0 | 0
F5_Commercial_Healthcare_Existing_Space Heating_Natural Gas_Furnace_E2 | F5 | Commercial | Healthcare | Existing | Space Heating | Natural Gas | Furnace | E2 | Utility - Cost of Operation | 0.62237 | 0.62638 | 0.6286 | 0.6313 | 0.63688 | 0 | 0 | 0 | 0 | 0 | 0 | 0 | 0 | 0 | 0 | 0 | 0 | 0 | 0 | 0 | 0 | 0 | 0 | 0 | 0 | 0 | 0 | 0 | 0 | 0 | 0
F5_Commercial_Healthcare_Existing_Space Heating_Natural Gas_Furnace_E3 | F5 | Commercial | Healthcare | Existing | Space Heating | Natural Gas | Furnace | E3 | Utility - Cost of Operation | 0.55398 | 0.55755 | 0.55952 | 0.56193 | 0.56689 | 0.55009 | 0.5382 | 0.52866 | 0.52548 | 0.52096 | 0.5185 | 0.5151 | 0.46235 | 0.45863 | 0.45816 | 0.45471 | 0.45349 | 0.45313 | 0.44469 | 0.44752 | 0.44873 | 0.45083 | 0.45377 | 0.26399 | 0.2574 | 0.25064 | 0.24363 | 0.23631 | 0.22861 | 0.22047 | 0.21181
F5_Commercial_Healthcare_Existing_Space Heating_Natural Gas_Furnace_E4 | F5 | Commercial | Healthcare | Existing | Space Heating | Natural Gas | Furnace | E4 | Utility - Cost of Operation | 0.52513 | 0.52851 | 0.53038 | 0.53266 | 0.53737 | 0.52144 | 0.51017 | 0.50112 | 0.49811 | 0.49383 | 0.4915 | 0.48828 | 0.43827 | 0.43474 | 0.4343 | 0.43103 | 0.42987 | 0.42953 | 0.42153 | 0.42422 | 0.42536 | 0.42735 | 0.43014 | 0.25024 | 0.24399 | 0.23758 | 0.23094 | 0.224 | 0.2167 | 0.20898 | 0.20078
F5_Commercial_Healthcare_Existing_Space Heating_Natural Gas_Furnace_E5 | F5 | Commercial | Healthcare | Existing | Space Heating | Natural Gas | Furnace | E5 | Utility - Cost of Operation | 0 | 0 | 0 | 0 | 0 | 0 | 0 | 0.37006 | 0.36783 | 0.36467 | 0.36295 | 0.36057 | 0.32365 | 0.32104 | 0.32071 | 0.3183 | 0.31745 | 0.31719 | 0.31129 | 0.31327 | 0.31411 | 0.31558 | 0.31764 | 0.18479 | 0.18018 | 0.17544 | 0.17054 | 0.16542 | 0.16003 | 0.15433 | 0.14827
F5_Commercial_Healthcare_Existing_Space Heating_Natural Gas_Furnace_E6 | F5 | Commercial | Healthcare | Existing | Space Heating | Natural Gas | Furnace | E6 | Utility - Cost of Operation | 0 | 0 | 0 | 0 | 0 | 0 | 0 | 0 | 0 | 0 | 0 | 0 | 0 | 0 | 0 | 0 | 0 | 0 | 0 | 0 | 0 | 0 | 0 | 0 | 0 | 0 | 0 | 0 | 0 | 0 | 0
F5_Commercial_Healthcare_Existing_Space Heating_Natural Gas_Furnace_E7 | F5 | Commercial | Healthcare | Existing | Space Heating | Natural Gas | Furnace | E7 | Utility - Cost of Operation | 0 | 0 | 0 | 0 | 0 | 0 | 0 | 0 | 0 | 0 | 0 | 0 | 0 | 0 | 0 | 0 | 0 | 0 | 0 | 0 | 0 | 0 | 0 | 0 | 0 | 0 | 0 | 0 | 0 | 0 | 0
F5_Commercial_Healthcare_Existing_Space Heating_Natural Gas_Furnace_E8 | F5 | Commercial | Healthcare | Existing | Space Heating | Natural Gas | Furnace | E8 | Utility - Cost of Operation | 0 | 0 | 0 | 0 | 0 | 0 | 0 | 0 | 0 | 0 | 0 | 0 | 0 | 0 | 0 | 0 | 0 | 0 | 0 | 0 | 0 | 0 | 0 | 0 | 0 | 0 | 0 | 0 | 0 | 0 | 0
F5_Commercial_Healthcare_Existing_Space Heating_Natural Gas_Furnace_E9 | F5 | Commercial | Healthcare | Existing | Space Heating | Natural Gas | Furnace | E9 | Utility - Cost of Operation | 0 | 0 | 0 | 0 | 0 | 0 | 0 | 0 | 0 | 0 | 0 | 0 | 0 | 0 | 0 | 0 | 0 | 0 | 0 | 0 | 0 | 0 | 0 | 0 | 0 | 0 | 0 | 0 | 0 | 0 | 0
F5_Commercial_Healthcare_Existing_Space Heating_Natural Gas_Furnace_E10 | F5 | Commercial | Healthcare | Existing | Space Heating | Natural Gas | Furnace | E10 | Utility - Cost of Operation | 0 | 0 | 0 | 0 | 0 | 0 | 0 | 0 | 0 | 0 | 0 | 0 | 0 | 0 | 0 | 0 | 0 | 0 | 0 | 0 | 0 | 0 | 0 | 0 | 0 | 0 | 0 | 0 | 0 | 0 | 0
F6_Commercial_Healthcare_Existing_Space Heating_Natural Gas_Furnace_E1 | F6 | Commercial | Healthcare | Existing | Space Heating | Natural Gas | Furnace | E1 | Utility - Value of Sales | 0.75496 | 0.75982 | 0.76252 | 0.7658 | 0.77256 | 0 | 0 | 0 | 0 | 0 | 0 | 0 | 0 | 0 | 0 | 0 | 0 | 0 | 0 | 0 | 0 | 0 | 0 | 0 | 0 | 0 | 0 | 0 | 0 | 0 | 0
F6_Commercial_Healthcare_Existing_Space Heating_Natural Gas_Furnace_E2 | F6 | Commercial | Healthcare | Existing | Space Heating | Natural Gas | Furnace | E2 | Utility - Value of Sales | 0.74564 | 0.75044 | 0.7531 | 0.75634 | 0.76302 | 0 | 0 | 0 | 0 | 0 | 0 | 0 | 0 | 0 | 0 | 0 | 0 | 0 | 0 | 0 | 0 | 0 | 0 | 0 | 0 | 0 | 0 | 0 | 0 | 0 | 0
F6_Commercial_Healthcare_Existing_Space Heating_Natural Gas_Furnace_E3 | F6 | Commercial | Healthcare | Existing | Space Heating | Natural Gas | Furnace | E3 | Utility - Value of Sales | 0.66371 | 0.66798 | 0.67035 | 0.67323 | 0.67918 | 0.65904 | 0.6448 | 0.63337 | 0.62956 | 0.62414 | 0.6212 | 0.61713 | 0.55393 | 0.54946 | 0.54891 | 0.54477 | 0.54331 | 0.54288 | 0.53277 | 0.53616 | 0.53761 | 0.54012 | 0.54364 | 0.31628 | 0.30838 | 0.30028 | 0.29188 | 0.28311 | 0.27389 | 0.26413 | 0.25377
F6_Commercial_Healthcare_Existing_Space Heating_Natural Gas_Furnace_E4 | F6 | Commercial | Healthcare | Existing | Space Heating | Natural Gas | Furnace | E4 | Utility - Value of Sales | 0.62914 | 0.63319 | 0.63543 | 0.63816 | 0.6438 | 0.62472 | 0.61122 | 0.60038 | 0.59677 | 0.59164 | 0.58885 | 0.58499 | 0.52508 | 0.52085 | 0.52032 | 0.5164 | 0.51502 | 0.5146 | 0.50502 | 0.50824 | 0.50961 | 0.51199 | 0.51533 | 0.2998 | 0.29232 | 0.28464 | 0.27668 | 0.26837 | 0.25962 | 0.25038 | 0.24055
F6_Commercial_Healthcare_Existing_Space Heating_Natural Gas_Furnace_E5 | F6 | Commercial | Healthcare | Existing | Space Heating | Natural Gas | Furnace | E5 | Utility - Value of Sales | 0 | 0 | 0 | 0 | 0 | 0 | 0 | 0.44336 | 0.44069 | 0.4369 | 0.43484 | 0.43199 | 0.38775 | 0.38462 | 0.38423 | 0.38134 | 0.38032 | 0.38002 | 0.37294 | 0.37531 | 0.37633 | 0.37809 | 0.38055 | 0.22139 | 0.21587 | 0.21019 | 0.20432 | 0.19818 | 0.19172 | 0.18489 | 0.17764
F6_Commercial_Healthcare_Existing_Space Heating_Natural Gas_Furnace_E6 | F6 | Commercial | Healthcare | Existing | Space Heating | Natural Gas | Furnace | E6 | Utility - Value of Sales | 0 | 0 | 0 | 0 | 0 | 0 | 0 | 0 | 0 | 0 | 0 | 0 | 0 | 0 | 0 | 0 | 0 | 0 | 0 | 0 | 0 | 0 | 0 | 0 | 0 | 0 | 0 | 0 | 0 | 0 | 0
F6_Commercial_Healthcare_Existing_Space Heating_Natural Gas_Furnace_E7 | F6 | Commercial | Healthcare | Existing | Space Heating | Natural Gas | Furnace | E7 | Utility - Value of Sales | 0 | 0 | 0 | 0 | 0 | 0 | 0 | 0 | 0 | 0 | 0 | 0 | 0 | 0 | 0 | 0 | 0 | 0 | 0 | 0 | 0 | 0 | 0 | 0 | 0 | 0 | 0 | 0 | 0 | 0 | 0
F6_Commercial_Healthcare_Existing_Space Heating_Natural Gas_Furnace_E8 | F6 | Commercial | Healthcare | Existing | Space Heating | Natural Gas | Furnace | E8 | Utility - Value of Sales | 0 | 0 | 0 | 0 | 0 | 0 | 0 | 0 | 0 | 0 | 0 | 0 | 0 | 0 | 0 | 0 | 0 | 0 | 0 | 0 | 0 | 0 | 0 | 0 | 0 | 0 | 0 | 0 | 0 | 0 | 0
F6_Commercial_Healthcare_Existing_Space Heating_Natural Gas_Furnace_E9 | F6 | Commercial | Healthcare | Existing | Space Heating | Natural Gas | Furnace | E9 | Utility - Value of Sales | 0 | 0 | 0 | 0 | 0 | 0 | 0 | 0 | 0 | 0 | 0 | 0 | 0 | 0 | 0 | 0 | 0 | 0 | 0 | 0 | 0 | 0 | 0 | 0 | 0 | 0 | 0 | 0 | 0 | 0 | 0
F6_Commercial_Healthcare_Existing_Space Heating_Natural Gas_Furnace_E10 | F6 | Commercial | Healthcare | Existing | Space Heating | Natural Gas | Furnace | E10 | Utility - Value of Sales | 0 | 0 | 0 | 0 | 0 | 0 | 0 | 0 | 0 | 0 | 0 | 0 | 0 | 0 | 0 | 0 | 0 | 0 | 0 | 0 | 0 | 0 | 0 | 0 | 0 | 0 | 0 | 0 | 0 | 0 | 0
F1_Commercial_Healthcare_Existing_Space Heating_Natural Gas_Boiler_E1 | F1 | Commercial | Healthcare | Existing | Space Heating | Natural Gas | Boiler | E1 | Participant - Cost of Equipment | 0.14921 | 0.14921 | 0.14921 | 0.14921 | 0.14921 | 0 | 0 | 0 | 0 | 0 | 0 | 0 | 0 | 0 | 0 | 0 | 0 | 0 | 0 | 0 | 0 | 0 | 0 | 0 | 0 | 0 | 0 | 0 | 0 | 0 | 0
F1_Commercial_Healthcare_Existing_Space Heating_Natural Gas_Boiler_E2 | F1 | Commercial | Healthcare | Existing | Space Heating | Natural Gas | Boiler | E2 | Participant - Cost of Equipment | 0.15425 | 0.15425 | 0.15425 | 0.15425 | 0.15425 | 0 | 0 | 0 | 0 | 0 | 0 | 0 | 0 | 0 | 0 | 0 | 0 | 0 | 0 | 0 | 0 | 0 | 0 | 0 | 0 | 0 | 0 | 0 | 0 | 0 | 0
F1_Commercial_Healthcare_Existing_Space Heating_Natural Gas_Boiler_E3 | F1 | Commercial | Healthcare | Existing | Space Heating | Natural Gas | Boiler | E3 | Participant - Cost of Equipment | 0.24245 | 0.24245 | 0.24245 | 0.24245 | 0.24245 | 0.24245 | 0.24245 | 0.24245 | 0.24245 | 0.24245 | 0.24245 | 0.24245 | 0.24245 | 0.24245 | 0.24245 | 0.24245 | 0.24245 | 0.24245 | 0.24245 | 0.24245 | 0.24245 | 0.24245 | 0.24245 | 0.24245 | 0.24245 | 0.24245 | 0.24245 | 0.24245 | 0.24245 | 0.24245 | 0.24245
F1_Commercial_Healthcare_Existing_Space Heating_Natural Gas_Boiler_E4 | F1 | Commercial | Healthcare | Existing | Space Heating | Natural Gas | Boiler | E4 | Participant - Cost of Equipment | 0.26516 | 0.26516 | 0.26516 | 0.26516 | 0.26516 | 0.26516 | 0.26516 | 0.26516 | 0.26516 | 0.26516 | 0.26516 | 0.26516 | 0.26516 | 0.26516 | 0.26516 | 0.26516 | 0.26516 | 0.26516 | 0.26516 | 0.26516 | 0.26516 | 0.26516 | 0.26516 | 0.26516 | 0.26516 | 0.26516 | 0.26516 | 0.26516 | 0.26516 | 0.26516 | 0.26516
F1_Commercial_Healthcare_Existing_Space Heating_Natural Gas_Boiler_E5 | F1 | Commercial | Healthcare | Existing | Space Heating | Natural Gas | Boiler | E5 | Participant - Cost of Equipment | 0.87283 | 0.87283 | 0.87283 | 0.87283 | 0.87283 | 0.87283 | 0.87283 | 0.87283 | 0.87283 | 0.87283 | 0.87283 | 0.87283 | 0.87283 | 0.87283 | 0.87283 | 0.87283 | 0.87283 | 0.87283 | 0.87283 | 0.87283 | 0.87283 | 0.87283 | 0.87283 | 0.87283 | 0.87283 | 0.87283 | 0.87283 | 0.87283 | 0.87283 | 0.87283 | 0.87283
F1_Commercial_Healthcare_Existing_Space Heating_Natural Gas_Boiler_E6 | F1 | Commercial | Healthcare | Existing | Space Heating | Natural Gas | Boiler | E6 | Participant - Cost of Equipment | 0 | 0 | 0 | 0 | 0 | 0 | 0 | 0 | 0 | 0 | 0 | 0 | 0 | 0 | 0 | 0 | 0 | 0 | 0 | 0 | 0 | 0 | 0 | 0 | 0 | 0 | 0 | 0 | 0 | 0 | 0
F1_Commercial_Healthcare_Existing_Space Heating_Natural Gas_Boiler_E7 | F1 | Commercial | Healthcare | Existing | Space Heating | Natural Gas | Boiler | E7 | Participant - Cost of Equipment | 0 | 0 | 0 | 0 | 0 | 0 | 0 | 0 | 0 | 0 | 0 | 0 | 0 | 0 | 0 | 0 | 0 | 0 | 0 | 0 | 0 | 0 | 0 | 0 | 0 | 0 | 0 | 0 | 0 | 0 | 0
F1_Commercial_Healthcare_Existing_Space Heating_Natural Gas_Boiler_E8 | F1 | Commercial | Healthcare | Existing | Space Heating | Natural Gas | Boiler | E8 | Participant - Cost of Equipment | 0 | 0 | 0 | 0 | 0 | 0 | 0 | 0 | 0 | 0 | 0 | 0 | 0 | 0 | 0 | 0 | 0 | 0 | 0 | 0 | 0 | 0 | 0 | 0 | 0 | 0 | 0 | 0 | 0 | 0 | 0
F1_Commercial_Healthcare_Existing_Space Heating_Natural Gas_Boiler_E9 | F1 | Commercial | Healthcare | Existing | Space Heating | Natural Gas | Boiler | E9 | Participant - Cost of Equipment | 0 | 0 | 0 | 0 | 0 | 0 | 0 | 0 | 0 | 0 | 0 | 0 | 0 | 0 | 0 | 0 | 0 | 0 | 0 | 0 | 0 | 0 | 0 | 0 | 0 | 0 | 0 | 0 | 0 | 0 | 0
F1_Commercial_Healthcare_Existing_Space Heating_Natural Gas_Boiler_E10 | F1 | Commercial | Healthcare | Existing | Space Heating | Natural Gas | Boiler | E10 | Participant - Cost of Equipment | 0 | 0 | 0 | 0 | 0 | 0 | 0 | 0 | 0 | 0 | 0 | 0 | 0 | 0 | 0 | 0 | 0 | 0 | 0 | 0 | 0 | 0 | 0 | 0 | 0 | 0 | 0 | 0 | 0 | 0 | 0
F2_Commercial_Healthcare_Existing_Space Heating_Natural Gas_Boiler_E1 | F2 | Commercial | Healthcare | Existing | Space Heating | Natural Gas | Boiler | E1 | Participant - Cost of Operation | 1.4095 | 1.4179 | 1.4233 | 1.4296 | 1.4424 | 0 | 0 | 0 | 0 | 0 | 0 | 0 | 0 | 0 | 0 | 0 | 0 | 0 | 0 | 0 | 0 | 0 | 0 | 0 | 0 | 0 | 0 | 0 | 0 | 0 | 0
F2_Commercial_Healthcare_Existing_Space Heating_Natural Gas_Boiler_E2 | F2 | Commercial | Healthcare | Existing | Space Heating | Natural Gas | Boiler | E2 | Participant - Cost of Operation | 1.3424 | 1.3504 | 1.3555 | 1.3616 | 1.3737 | 0 | 0 | 0 | 0 | 0 | 0 | 0 | 0 | 0 | 0 | 0 | 0 | 0 | 0 | 0 | 0 | 0 | 0 | 0 | 0 | 0 | 0 | 0 | 0 | 0 | 0
F2_Commercial_Healthcare_Existing_Space Heating_Natural Gas_Boiler_E3 | F2 | Commercial | Healthcare | Existing | Space Heating | Natural Gas | Boiler | E3 | Participant - Cost of Operation | 1.1996 | 1.2067 | 1.2113 | 1.2167 | 1.2276 | 1.1808 | 1.143 | 1.1227 | 1.1156 | 1.1058 | 1.1002 | 1.0928 | 0.98294 | 0.97482 | 0.97348 | 0.96595 | 0.96307 | 0.96196 | 0.94358 | 0.94801 | 0.94904 | 0.95187 | 0.95642 | 0.56116 | 0.54585 | 0.53014 | 0.51387 | 0.49691 | 0.4791 | 0.46031 | 0.4404
F2_Commercial_Healthcare_Existing_Space Heating_Natural Gas_Boiler_E4 | F2 | Commercial | Healthcare | Existing | Space Heating | Natural Gas | Boiler | E4 | Participant - Cost of Operation | 1.1506 | 1.1575 | 1.1619 | 1.1671 | 1.1775 | 1.1326 | 1.0963 | 1.0768 | 1.0701 | 1.0606 | 1.0553 | 1.0482 | 0.94282 | 0.93503 | 0.93375 | 0.92652 | 0.92376 | 0.92269 | 0.90507 | 0.90931 | 0.9103 | 0.91302 | 0.91738 | 0.53825 | 0.52357 | 0.5085 | 0.4929 | 0.47663 | 0.45955 | 0.44152 | 0.42243
F2_Commercial_Healthcare_Existing_Space Heating_Natural Gas_Boiler_E5 | F2 | Commercial | Healthcare | Existing | Space Heating | Natural Gas | Boiler | E5 | Participant - Cost of Operation | 0.86739 | 0.87256 | 0.87586 | 0.87978 | 0.88765 | 0.8538 | 0.82645 | 0.81177 | 0.80665 | 0.79955 | 0.79555 | 0.79016 | 0.71074 | 0.70487 | 0.7039 | 0.69845 | 0.69637 | 0.69557 | 0.68228 | 0.68548 | 0.68623 | 0.68828 | 0.69157 | 0.40576 | 0.39469 | 0.38333 | 0.37157 | 0.3593 | 0.34643 | 0.33284 | 0.31845
F2_Commercial_Healthcare_Existing_Space Heating_Natural Gas_Boiler_E6 | F2 | Commercial | Healthcare | Existing | Space Heating | Natural Gas | Boiler | E6 | Participant - Cost of Operation | 0 | 0 | 0 | 0 | 0 | 0 | 0 | 0 | 0 | 0 | 0 | 0 | 0 | 0 | 0 | 0 | 0 | 0 | 0 | 0 | 0 | 0 | 0 | 0 | 0 | 0 | 0 | 0 | 0 | 0 | 0
F2_Commercial_Healthcare_Existing_Space Heating_Natural Gas_Boiler_E7 | F2 | Commercial | Healthcare | Existing | Space Heating | Natural Gas | Boiler | E7 | Participant - Cost of Operation | 0 | 0 | 0 | 0 | 0 | 0 | 0 | 0 | 0 | 0 | 0 | 0 | 0 | 0 | 0 | 0 | 0 | 0 | 0 | 0 | 0 | 0 | 0 | 0 | 0 | 0 | 0 | 0 | 0 | 0 | 0
F2_Commercial_Healthcare_Existing_Space Heating_Natural Gas_Boiler_E8 | F2 | Commercial | Healthcare | Existing | Space Heating | Natural Gas | Boiler | E8 | Participant - Cost of Operation | 0 | 0 | 0 | 0 | 0 | 0 | 0 | 0 | 0 | 0 | 0 | 0 | 0 | 0 | 0 | 0 | 0 | 0 | 0 | 0 | 0 | 0 | 0 | 0 | 0 | 0 | 0 | 0 | 0 | 0 | 0
F2_Commercial_Healthcare_Existing_Space Heating_Natural Gas_Boiler_E9 | F2 | Commercial | Healthcare | Existing | Space Heating | Natural Gas | Boiler | E9 | Participant - Cost of Operation | 0 | 0 | 0 | 0 | 0 | 0 | 0 | 0 | 0 | 0 | 0 | 0 | 0 | 0 | 0 | 0 | 0 | 0 | 0 | 0 | 0 | 0 | 0 | 0 | 0 | 0 | 0 | 0 | 0 | 0 | 0
F2_Commercial_Healthcare_Existing_Space Heating_Natural Gas_Boiler_E10 | F2 | Commercial | Healthcare | Existing | Space Heating | Natural Gas | Boiler | E10 | Participant - Cost of Operation | 0 | 0 | 0 | 0 | 0 | 0 | 0 | 0 | 0 | 0 | 0 | 0 | 0 | 0 | 0 | 0 | 0 | 0 | 0 | 0 | 0 | 0 | 0 | 0 | 0 | 0 | 0 | 0 | 0 | 0 | 0
F3_Commercial_Healthcare_Existing_Space Heating_Natural Gas_Boiler_E1 | F3 | Commercial | Healthcare | Existing | Space Heating | Natural Gas | Boiler | E1 | System - kBTUs of Conusmption | 121.1433 | 121.2594 | 121.1854 | 121.1348 | 121.1348 | 0 | 0 | 0 | 0 | 0 | 0 | 0 | 0 | 0 | 0 | 0 | 0 | 0 | 0 | 0 | 0 | 0 | 0 | 0 | 0 | 0 | 0 | 0 | 0 | 0 | 0
F3_Commercial_Healthcare_Existing_Space Heating_Natural Gas_Boiler_E2 | F3 | Commercial | Healthcare | Existing | Space Heating | Natural Gas | Boiler | E2 | System - kBTUs of Conusmption | 115.3746 | 115.4852 | 115.4147 | 115.3665 | 115.3665 | 0 | 0 | 0 | 0 | 0 | 0 | 0 | 0 | 0 | 0 | 0 | 0 | 0 | 0 | 0 | 0 | 0 | 0 | 0 | 0 | 0 | 0 | 0 | 0 | 0 | 0
F3_Commercial_Healthcare_Existing_Space Heating_Natural Gas_Boiler_E3 | F3 | Commercial | Healthcare | Existing | Space Heating | Natural Gas | Boiler | E3 | System - kBTUs of Conusmption | 103.1007 | 103.1995 | 103.1366 | 103.0935 | 103.0935 | 103.0935 | 103.0935 | 103.0935 | 103.0935 | 103.0935 | 103.0935 | 103.0935 | 103.0935 | 103.0935 | 103.0935 | 103.0935 | 103.0935 | 103.0935 | 103.0935 | 103.0935 | 103.0935 | 103.0935 | 103.0935 | 103.0935 | 103.0935 | 103.0935 | 103.0935 | 103.0935 | 103.0935 | 103.0935 | 102.7762
F3_Commercial_Healthcare_Existing_Space Heating_Natural Gas_Boiler_E4 | F3 | Commercial | Healthcare | Existing | Space Heating | Natural Gas | Boiler | E4 | System - kBTUs of Conusmption | 98.8925 | 98.9873 | 98.9269 | 98.8856 | 98.8856 | 98.8856 | 98.8856 | 98.8856 | 98.8856 | 98.8856 | 98.8856 | 98.8856 | 98.8856 | 98.8856 | 98.8856 | 98.8856 | 98.8856 | 98.8856 | 98.8856 | 98.8856 | 98.8856 | 98.8856 | 98.8856 | 98.8856 | 98.8856 | 98.8856 | 98.8856 | 98.8856 | 98.8856 | 98.8856 | 98.5813
F3_Commercial_Healthcare_Existing_Space Heating_Natural Gas_Boiler_E5 | F3 | Commercial | Healthcare | Existing | Space Heating | Natural Gas | Boiler | E5 | System - kBTUs of Conusmption | 74.5497 | 74.6212 | 74.5757 | 74.5445 | 74.5445 | 74.5445 | 74.5445 | 74.5445 | 74.5445 | 74.5445 | 74.5445 | 74.5445 | 74.5445 | 74.5445 | 74.5445 | 74.5445 | 74.5445 | 74.5445 | 74.5445 | 74.5445 | 74.5445 | 74.5445 | 74.5445 | 74.5445 | 74.5445 | 74.5445 | 74.5445 | 74.5445 | 74.5445 | 74.5445 | 74.3151
F3_Commercial_Healthcare_Existing_Space Heating_Natural Gas_Boiler_E6 | F3 | Commercial | Healthcare | Existing | Space Heating | Natural Gas | Boiler | E6 | System - kBTUs of Conusmption | 0 | 0 | 0 | 0 | 0 | 0 | 0 | 0 | 0 | 0 | 0 | 0 | 0 | 0 | 0 | 0 | 0 | 0 | 0 | 0 | 0 | 0 | 0 | 0 | 0 | 0 | 0 | 0 | 0 | 0 | 0
F3_Commercial_Healthcare_Existing_Space Heating_Natural Gas_Boiler_E7 | F3 | Commercial | Healthcare | Existing | Space Heating | Natural Gas | Boiler | E7 | System - kBTUs of Conusmption | 0 | 0 | 0 | 0 | 0 | 0 | 0 | 0 | 0 | 0 | 0 | 0 | 0 | 0 | 0 | 0 | 0 | 0 | 0 | 0 | 0 | 0 | 0 | 0 | 0 | 0 | 0 | 0 | 0 | 0 | 0
F3_Commercial_Healthcare_Existing_Space Heating_Natural Gas_Boiler_E8 | F3 | Commercial | Healthcare | Existing | Space Heating | Natural Gas | Boiler | E8 | System - kBTUs of Conusmption | 0 | 0 | 0 | 0 | 0 | 0 | 0 | 0 | 0 | 0 | 0 | 0 | 0 | 0 | 0 | 0 | 0 | 0 | 0 | 0 | 0 | 0 | 0 | 0 | 0 | 0 | 0 | 0 | 0 | 0 | 0
F3_Commercial_Healthcare_Existing_Space Heating_Natural Gas_Boiler_E9 | F3 | Commercial | Healthcare | Existing | Space Heating | Natural Gas | Boiler | E9 | System - kBTUs of Conusmption | 0 | 0 | 0 | 0 | 0 | 0 | 0 | 0 | 0 | 0 | 0 | 0 | 0 | 0 | 0 | 0 | 0 | 0 | 0 | 0 | 0 | 0 | 0 | 0 | 0 | 0 | 0 | 0 | 0 | 0 | 0
F3_Commercial_Healthcare_Existing_Space Heating_Natural Gas_Boiler_E10 | F3 | Commercial | Healthcare | Existing | Space Heating | Natural Gas | Boiler | E10 | System - kBTUs of Conusmption | 0 | 0 | 0 | 0 | 0 | 0 | 0 | 0 | 0 | 0 | 0 | 0 | 0 | 0 | 0 | 0 | 0 | 0 | 0 | 0 | 0 | 0 | 0 | 0 | 0 | 0 | 0 | 0 | 0 | 0 | 0
F4_Commercial_Healthcare_Existing_Space Heating_Natural Gas_Boiler_E1 | F4 | Commercial | Healthcare | Existing | Space Heating | Natural Gas | Boiler | E1 | Utility - Cost of Equipment | 0.14921 | 0.14921 | 0.14921 | 0.14921 | 0.14921 | 0 | 0 | 0 | 0 | 0 | 0 | 0 | 0 | 0 | 0 | 0 | 0 | 0 | 0 | 0 | 0 | 0 | 0 | 0 | 0 | 0 | 0 | 0 | 0 | 0 | 0
F4_Commercial_Healthcare_Existing_Space Heating_Natural Gas_Boiler_E2 | F4 | Commercial | Healthcare | Existing | Space Heating | Natural Gas | Boiler | E2 | Utility - Cost of Equipment | 0.15425 | 0.15425 | 0.15425 | 0.15425 | 0.15425 | 0 | 0 | 0 | 0 | 0 | 0 | 0 | 0 | 0 | 0 | 0 | 0 | 0 | 0 | 0 | 0 | 0 | 0 | 0 | 0 | 0 | 0 | 0 | 0 | 0 | 0
F4_Commercial_Healthcare_Existing_Space Heating_Natural Gas_Boiler_E3 | F4 | Commercial | Healthcare | Existing | Space Heating | Natural Gas | Boiler | E3 | Utility - Cost of Equipment | 0.24245 | 0.24245 | 0.24245 | 0.24245 | 0.24245 | 0.24245 | 0.24245 | 0.24245 | 0.24245 | 0.24245 | 0.24245 | 0.24245 | 0.24245 | 0.24245 | 0.24245 | 0.24245 | 0.24245 | 0.24245 | 0.24245 | 0.24245 | 0.24245 | 0.24245 | 0.24245 | 0.24245 | 0.24245 | 0.24245 | 0.24245 | 0.24245 | 0.24245 | 0.24245 | 0.24245
F4_Commercial_Healthcare_Existing_Space Heating_Natural Gas_Boiler_E4 | F4 | Commercial | Healthcare | Existing | Space Heating | Natural Gas | Boiler | E4 | Utility - Cost of Equipment | 0.26516 | 0.26516 | 0.26516 | 0.26516 | 0.26516 | 0.26516 | 0.26516 | 0.26516 | 0.26516 | 0.26516 | 0.26516 | 0.26516 | 0.26516 | 0.26516 | 0.26516 | 0.26516 | 0.26516 | 0.26516 | 0.26516 | 0.26516 | 0.26516 | 0.26516 | 0.26516 | 0.26516 | 0.26516 | 0.26516 | 0.26516 | 0.26516 | 0.26516 | 0.26516 | 0.26516
F4_Commercial_Healthcare_Existing_Space Heating_Natural Gas_Boiler_E5 | F4 | Commercial | Healthcare | Existing | Space Heating | Natural Gas | Boiler | E5 | Utility - Cost of Equipment | 0.87283 | 0.87283 | 0.87283 | 0.87283 | 0.87283 | 0.87283 | 0.87283 | 0.87283 | 0.87283 | 0.87283 | 0.87283 | 0.87283 | 0.87283 | 0.87283 | 0.87283 | 0.87283 | 0.87283 | 0.87283 | 0.87283 | 0.87283 | 0.87283 | 0.87283 | 0.87283 | 0.87283 | 0.87283 | 0.87283 | 0.87283 | 0.87283 | 0.87283 | 0.87283 | 0.87283
F4_Commercial_Healthcare_Existing_Space Heating_Natural Gas_Boiler_E6 | F4 | Commercial | Healthcare | Existing | Space Heating | Natural Gas | Boiler | E6 | Utility - Cost of Equipment | 0 | 0 | 0 | 0 | 0 | 0 | 0 | 0 | 0 | 0 | 0 | 0 | 0 | 0 | 0 | 0 | 0 | 0 | 0 | 0 | 0 | 0 | 0 | 0 | 0 | 0 | 0 | 0 | 0 | 0 | 0
F4_Commercial_Healthcare_Existing_Space Heating_Natural Gas_Boiler_E7 | F4 | Commercial | Healthcare | Existing | Space Heating | Natural Gas | Boiler | E7 | Utility - Cost of Equipment | 0 | 0 | 0 | 0 | 0 | 0 | 0 | 0 | 0 | 0 | 0 | 0 | 0 | 0 | 0 | 0 | 0 | 0 | 0 | 0 | 0 | 0 | 0 | 0 | 0 | 0 | 0 | 0 | 0 | 0 | 0
F4_Commercial_Healthcare_Existing_Space Heating_Natural Gas_Boiler_E8 | F4 | Commercial | Healthcare | Existing | Space Heating | Natural Gas | Boiler | E8 | Utility - Cost of Equipment | 0 | 0 | 0 | 0 | 0 | 0 | 0 | 0 | 0 | 0 | 0 | 0 | 0 | 0 | 0 | 0 | 0 | 0 | 0 | 0 | 0 | 0 | 0 | 0 | 0 | 0 | 0 | 0 | 0 | 0 | 0
F4_Commercial_Healthcare_Existing_Space Heating_Natural Gas_Boiler_E9 | F4 | Commercial | Healthcare | Existing | Space Heating | Natural Gas | Boiler | E9 | Utility - Cost of Equipment | 0 | 0 | 0 | 0 | 0 | 0 | 0 | 0 | 0 | 0 | 0 | 0 | 0 | 0 | 0 | 0 | 0 | 0 | 0 | 0 | 0 | 0 | 0 | 0 | 0 | 0 | 0 | 0 | 0 | 0 | 0
F4_Commercial_Healthcare_Existing_Space Heating_Natural Gas_Boiler_E10 | F4 | Commercial | Healthcare | Existing | Space Heating | Natural Gas | Boiler | E10 | Utility - Cost of Equipment | 0 | 0 | 0 | 0 | 0 | 0 | 0 | 0 | 0 | 0 | 0 | 0 | 0 | 0 | 0 | 0 | 0 | 0 | 0 | 0 | 0 | 0 | 0 | 0 | 0 | 0 | 0 | 0 | 0 | 0 | 0
F5_Commercial_Healthcare_Existing_Space Heating_Natural Gas_Boiler_E1 | F5 | Commercial | Healthcare | Existing | Space Heating | Natural Gas | Boiler | E1 | Utility - Cost of Operation | 1.1765 | 1.1835 | 1.188 | 1.1933 | 1.204 | 0 | 0 | 0 | 0 | 0 | 0 | 0 | 0 | 0 | 0 | 0 | 0 | 0 | 0 | 0 | 0 | 0 | 0 | 0 | 0 | 0 | 0 | 0 | 0 | 0 | 0
F5_Commercial_Healthcare_Existing_Space Heating_Natural Gas_Boiler_E2 | F5 | Commercial | Healthcare | Existing | Space Heating | Natural Gas | Boiler | E2 | Utility - Cost of Operation | 1.1205 | 1.1271 | 1.1314 | 1.1365 | 1.1466 | 0 | 0 | 0 | 0 | 0 | 0 | 0 | 0 | 0 | 0 | 0 | 0 | 0 | 0 | 0 | 0 | 0 | 0 | 0 | 0 | 0 | 0 | 0 | 0 | 0 | 0
F5_Commercial_Healthcare_Existing_Space Heating_Natural Gas_Boiler_E3 | F5 | Commercial | Healthcare | Existing | Space Heating | Natural Gas | Boiler | E3 | Utility - Cost of Operation | 1.0013 | 1.0072 | 1.011 | 1.0156 | 1.0247 | 0.98558 | 0.954 | 0.93706 | 0.93116 | 0.92295 | 0.91834 | 0.91211 | 0.82044 | 0.81366 | 0.81254 | 0.80626 | 0.80385 | 0.80293 | 0.78759 | 0.79128 | 0.79214 | 0.79451 | 0.79831 | 0.46838 | 0.45561 | 0.4425 | 0.42892 | 0.41476 | 0.3999 | 0.38421 | 0.3676
F5_Commercial_Healthcare_Existing_Space Heating_Natural Gas_Boiler_E4 | F5 | Commercial | Healthcare | Existing | Space Heating | Natural Gas | Boiler | E4 | Utility - Cost of Operation | 0.96039 | 0.96613 | 0.96977 | 0.97412 | 0.98283 | 0.94535 | 0.91506 | 0.89881 | 0.89315 | 0.88528 | 0.88086 | 0.87488 | 0.78696 | 0.78045 | 0.77938 | 0.77335 | 0.77104 | 0.77015 | 0.75544 | 0.75898 | 0.75981 | 0.76208 | 0.76572 | 0.44927 | 0.43702 | 0.42444 | 0.41141 | 0.39783 | 0.38357 | 0.36853 | 0.35259
F5_Commercial_Healthcare_Existing_Space Heating_Natural Gas_Boiler_E5 | F5 | Commercial | Healthcare | Existing | Space Heating | Natural Gas | Boiler | E5 | Utility - Cost of Operation | 0.72399 | 0.72831 | 0.73106 | 0.73433 | 0.7409 | 0.71265 | 0.68982 | 0.67756 | 0.6733 | 0.66737 | 0.66403 | 0.65953 | 0.59324 | 0.58834 | 0.58753 | 0.58298 | 0.58125 | 0.58058 | 0.56949 | 0.57216 | 0.57278 | 0.57449 | 0.57724 | 0.33868 | 0.32944 | 0.31996 | 0.31014 | 0.2999 | 0.28916 | 0.27781 | 0.2658
F5_Commercial_Healthcare_Existing_Space Heating_Natural Gas_Boiler_E6 | F5 | Commercial | Healthcare | Existing | Space Heating | Natural Gas | Boiler | E6 | Utility - Cost of Operation | 0 | 0 | 0 | 0 | 0 | 0 | 0 | 0 | 0 | 0 | 0 | 0 | 0 | 0 | 0 | 0 | 0 | 0 | 0 | 0 | 0 | 0 | 0 | 0 | 0 | 0 | 0 | 0 | 0 | 0 | 0
F5_Commercial_Healthcare_Existing_Space Heating_Natural Gas_Boiler_E7 | F5 | Commercial | Healthcare | Existing | Space Heating | Natural Gas | Boiler | E7 | Utility - Cost of Operation | 0 | 0 | 0 | 0 | 0 | 0 | 0 | 0 | 0 | 0 | 0 | 0 | 0 | 0 | 0 | 0 | 0 | 0 | 0 | 0 | 0 | 0 | 0 | 0 | 0 | 0 | 0 | 0 | 0 | 0 | 0
F5_Commercial_Healthcare_Existing_Space Heating_Natural Gas_Boiler_E8 | F5 | Commercial | Healthcare | Existing | Space Heating | Natural Gas | Boiler | E8 | Utility - Cost of Operation | 0 | 0 | 0 | 0 | 0 | 0 | 0 | 0 | 0 | 0 | 0 | 0 | 0 | 0 | 0 | 0 | 0 | 0 | 0 | 0 | 0 | 0 | 0 | 0 | 0 | 0 | 0 | 0 | 0 | 0 | 0
F5_Commercial_Healthcare_Existing_Space Heating_Natural Gas_Boiler_E9 | F5 | Commercial | Healthcare | Existing | Space Heating | Natural Gas | Boiler | E9 | Utility - Cost of Operation | 0 | 0 | 0 | 0 | 0 | 0 | 0 | 0 | 0 | 0 | 0 | 0 | 0 | 0 | 0 | 0 | 0 | 0 | 0 | 0 | 0 | 0 | 0 | 0 | 0 | 0 | 0 | 0 | 0 | 0 | 0
F5_Commercial_Healthcare_Existing_Space Heating_Natural Gas_Boiler_E10 | F5 | Commercial | Healthcare | Existing | Space Heating | Natural Gas | Boiler | E10 | Utility - Cost of Operation | 0 | 0 | 0 | 0 | 0 | 0 | 0 | 0 | 0 | 0 | 0 | 0 | 0 | 0 | 0 | 0 | 0 | 0 | 0 | 0 | 0 | 0 | 0 | 0 | 0 | 0 | 0 | 0 | 0 | 0 | 0
F6_Commercial_Healthcare_Existing_Space Heating_Natural Gas_Boiler_E1 | F6 | Commercial | Healthcare | Existing | Space Heating | Natural Gas | Boiler | E1 | Utility - Value of Sales | 1.4095 | 1.4179 | 1.4233 | 1.4296 | 1.4424 | 0 | 0 | 0 | 0 | 0 | 0 | 0 | 0 | 0 | 0 | 0 | 0 | 0 | 0 | 0 | 0 | 0 | 0 | 0 | 0 | 0 | 0 | 0 | 0 | 0 | 0
F6_Commercial_Healthcare_Existing_Space Heating_Natural Gas_Boiler_E2 | F6 | Commercial | Healthcare | Existing | Space Heating | Natural Gas | Boiler | E2 | Utility - Value of Sales | 1.3424 | 1.3504 | 1.3555 | 1.3616 | 1.3737 | 0 | 0 | 0 | 0 | 0 | 0 | 0 | 0 | 0 | 0 | 0 | 0 | 0 | 0 | 0 | 0 | 0 | 0 | 0 | 0 | 0 | 0 | 0 | 0 | 0 | 0
F6_Commercial_Healthcare_Existing_Space Heating_Natural Gas_Boiler_E3 | F6 | Commercial | Healthcare | Existing | Space Heating | Natural Gas | Boiler | E3 | Utility - Value of Sales | 1.1996 | 1.2067 | 1.2113 | 1.2167 | 1.2276 | 1.1808 | 1.143 | 1.1227 | 1.1156 | 1.1058 | 1.1002 | 1.0928 | 0.98294 | 0.97482 | 0.97348 | 0.96595 | 0.96307 | 0.96196 | 0.94358 | 0.94801 | 0.94904 | 0.95187 | 0.95642 | 0.56116 | 0.54585 | 0.53014 | 0.51387 | 0.49691 | 0.4791 | 0.46031 | 0.4404
F6_Commercial_Healthcare_Existing_Space Heating_Natural Gas_Boiler_E4 | F6 | Commercial | Healthcare | Existing | Space Heating | Natural Gas | Boiler | E4 | Utility - Value of Sales | 1.1506 | 1.1575 | 1.1619 | 1.1671 | 1.1775 | 1.1326 | 1.0963 | 1.0768 | 1.0701 | 1.0606 | 1.0553 | 1.0482 | 0.94282 | 0.93503 | 0.93375 | 0.92652 | 0.92376 | 0.92269 | 0.90507 | 0.90931 | 0.9103 | 0.91302 | 0.91738 | 0.53825 | 0.52357 | 0.5085 | 0.4929 | 0.47663 | 0.45955 | 0.44152 | 0.42243
F6_Commercial_Healthcare_Existing_Space Heating_Natural Gas_Boiler_E5 | F6 | Commercial | Healthcare | Existing | Space Heating | Natural Gas | Boiler | E5 | Utility - Value of Sales | 0.86739 | 0.87256 | 0.87586 | 0.87978 | 0.88765 | 0.8538 | 0.82645 | 0.81177 | 0.80665 | 0.79955 | 0.79555 | 0.79016 | 0.71074 | 0.70487 | 0.7039 | 0.69845 | 0.69637 | 0.69557 | 0.68228 | 0.68548 | 0.68623 | 0.68828 | 0.69157 | 0.40576 | 0.39469 | 0.38333 | 0.37157 | 0.3593 | 0.34643 | 0.33284 | 0.31845
F6_Commercial_Healthcare_Existing_Space Heating_Natural Gas_Boiler_E6 | F6 | Commercial | Healthcare | Existing | Space Heating | Natural Gas | Boiler | E6 | Utility - Value of Sales | 0 | 0 | 0 | 0 | 0 | 0 | 0 | 0 | 0 | 0 | 0 | 0 | 0 | 0 | 0 | 0 | 0 | 0 | 0 | 0 | 0 | 0 | 0 | 0 | 0 | 0 | 0 | 0 | 0 | 0 | 0
F6_Commercial_Healthcare_Existing_Space Heating_Natural Gas_Boiler_E7 | F6 | Commercial | Healthcare | Existing | Space Heating | Natural Gas | Boiler | E7 | Utility - Value of Sales | 0 | 0 | 0 | 0 | 0 | 0 | 0 | 0 | 0 | 0 | 0 | 0 | 0 | 0 | 0 | 0 | 0 | 0 | 0 | 0 | 0 | 0 | 0 | 0 | 0 | 0 | 0 | 0 | 0 | 0 | 0
F6_Commercial_Healthcare_Existing_Space Heating_Natural Gas_Boiler_E8 | F6 | Commercial | Healthcare | Existing | Space Heating | Natural Gas | Boiler | E8 | Utility - Value of Sales | 0 | 0 | 0 | 0 | 0 | 0 | 0 | 0 | 0 | 0 | 0 | 0 | 0 | 0 | 0 | 0 | 0 | 0 | 0 | 0 | 0 | 0 | 0 | 0 | 0 | 0 | 0 | 0 | 0 | 0 | 0
F6_Commercial_Healthcare_Existing_Space Heating_Natural Gas_Boiler_E9 | F6 | Commercial | Healthcare | Existing | Space Heating | Natural Gas | Boiler | E9 | Utility - Value of Sales | 0 | 0 | 0 | 0 | 0 | 0 | 0 | 0 | 0 | 0 | 0 | 0 | 0 | 0 | 0 | 0 | 0 | 0 | 0 | 0 | 0 | 0 | 0 | 0 | 0 | 0 | 0 | 0 | 0 | 0 | 0
F6_Commercial_Healthcare_Existing_Space Heating_Natural Gas_Boiler_E10 | F6 | Commercial | Healthcare | Existing | Space Heating | Natural Gas | Boiler | E10 | Utility - Value of Sales | 0 | 0 | 0 | 0 | 0 | 0 | 0 | 0 | 0 | 0 | 0 | 0 | 0 | 0 | 0 | 0 | 0 | 0 | 0 | 0 | 0 | 0 | 0 | 0 | 0 | 0 | 0 | 0 | 0 | 0 | 0
F1_Commercial_Healthcare_Existing_Space Heating_Natural Gas_Unit Heater_E1 | F1 | Commercial | Healthcare | Existing | Space Heating | Natural Gas | Unit Heater | E1 | Participant - Cost of Equipment | 0.096242 | 0.096242 | 0.096242 | 0.096242 | 0.096242 | 0 | 0 | 0 | 0 | 0 | 0 | 0 | 0 | 0 | 0 | 0 | 0 | 0 | 0 | 0 | 0 | 0 | 0 | 0 | 0 | 0 | 0 | 0 | 0 | 0 | 0
F1_Commercial_Healthcare_Existing_Space Heating_Natural Gas_Unit Heater_E2 | F1 | Commercial | Healthcare | Existing | Space Heating | Natural Gas | Unit Heater | E2 | Participant - Cost of Equipment | 0.30776 | 0.30776 | 0.30776 | 0.30776 | 0.30776 | 0.30776 | 0.30776 | 0.30776 | 0.30776 | 0.30776 | 0.30776 | 0.30776 | 0.30776 | 0.30776 | 0.30776 | 0.30776 | 0.30776 | 0.30776 | 0.30776 | 0.30776 | 0.30776 | 0.30776 | 0.30776 | 0.30776 | 0.30776 | 0.30776 | 0.30776 | 0.30776 | 0.30776 | 0.30776 | 0.30776
F1_Commercial_Healthcare_Existing_Space Heating_Natural Gas_Unit Heater_E3 | F1 | Commercial | Healthcare | Existing | Space Heating | Natural Gas | Unit Heater | E3 | Participant - Cost of Equipment | 0.13294 | 0.13294 | 0.13294 | 0.13294 | 0.13294 | 0.13294 | 0.13294 | 0.13294 | 0.13294 | 0.13294 | 0.13294 | 0.13294 | 0.13294 | 0.13294 | 0.13294 | 0.13294 | 0.13294 | 0.13294 | 0.13294 | 0.13294 | 0.13294 | 0.13294 | 0.13294 | 0.13294 | 0.13294 | 0.13294 | 0.13294 | 0.13294 | 0.13294 | 0.13294 | 0.13294
F1_Commercial_Healthcare_Existing_Space Heating_Natural Gas_Unit Heater_E4 | F1 | Commercial | Healthcare | Existing | Space Heating | Natural Gas | Unit Heater | E4 | Participant - Cost of Equipment | 0 | 0 | 0 | 0 | 0 | 0 | 0 | 0 | 0 | 0 | 0 | 0 | 0 | 0 | 0 | 0 | 0 | 0 | 0 | 0 | 0 | 0 | 0 | 0 | 0 | 0 | 0 | 0 | 0 | 0 | 0
F1_Commercial_Healthcare_Existing_Space Heating_Natural Gas_Unit Heater_E5 | F1 | Commercial | Healthcare | Existing | Space Heating | Natural Gas | Unit Heater | E5 | Participant - Cost of Equipment | 0 | 0 | 0 | 0 | 0 | 0 | 0 | 0 | 0 | 0 | 0 | 0 | 0 | 0 | 0 | 0 | 0 | 0 | 0 | 0 | 0 | 0 | 0 | 0 | 0 | 0 | 0 | 0 | 0 | 0 | 0
F1_Commercial_Healthcare_Existing_Space Heating_Natural Gas_Unit Heater_E6 | F1 | Commercial | Healthcare | Existing | Space Heating | Natural Gas | Unit Heater | E6 | Participant - Cost of Equipment | 0 | 0 | 0 | 0 | 0 | 0 | 0 | 0 | 0 | 0 | 0 | 0 | 0 | 0 | 0 | 0 | 0 | 0 | 0 | 0 | 0 | 0 | 0 | 0 | 0 | 0 | 0 | 0 | 0 | 0 | 0
F1_Commercial_Healthcare_Existing_Space Heating_Natural Gas_Unit Heater_E7 | F1 | Commercial | Healthcare | Existing | Space Heating | Natural Gas | Unit Heater | E7 | Participant - Cost of Equipment | 0 | 0 | 0 | 0 | 0 | 0 | 0 | 0 | 0 | 0 | 0 | 0 | 0 | 0 | 0 | 0 | 0 | 0 | 0 | 0 | 0 | 0 | 0 | 0 | 0 | 0 | 0 | 0 | 0 | 0 | 0
F1_Commercial_Healthcare_Existing_Space Heating_Natural Gas_Unit Heater_E8 | F1 | Commercial | Healthcare | Existing | Space Heating | Natural Gas | Unit Heater | E8 | Participant - Cost of Equipment | 0 | 0 | 0 | 0 | 0 | 0 | 0 | 0 | 0 | 0 | 0 | 0 | 0 | 0 | 0 | 0 | 0 | 0 | 0 | 0 | 0 | 0 | 0 | 0 | 0 | 0 | 0 | 0 | 0 | 0 | 0
F1_Commercial_Healthcare_Existing_Space Heating_Natural Gas_Unit Heater_E9 | F1 | Commercial | Healthcare | Existing | Space Heating | Natural Gas | Unit Heater | E9 | Participant - Cost of Equipment | 0 | 0 | 0 | 0 | 0 | 0 | 0 | 0 | 0 | 0 | 0 | 0 | 0 | 0 | 0 | 0 | 0 | 0 | 0 | 0 | 0 | 0 | 0 | 0 | 0 | 0 | 0 | 0 | 0 | 0 | 0
F1_Commercial_Healthcare_Existing_Space Heating_Natural Gas_Unit Heater_E10 | F1 | Commercial | Healthcare | Existing | Space Heating | Natural Gas | Unit Heater | E10 | Participant - Cost of Equipment | 0 | 0 | 0 | 0 | 0 | 0 | 0 | 0 | 0 | 0 | 0 | 0 | 0 | 0 | 0 | 0 | 0 | 0 | 0 | 0 | 0 | 0 | 0 | 0 | 0 | 0 | 0 | 0 | 0 | 0 | 0
F2_Commercial_Healthcare_Existing_Space Heating_Natural Gas_Unit Heater_E1 | F2 | Commercial | Healthcare | Existing | Space Heating | Natural Gas | Unit Heater | E1 | Participant - Cost of Operation | 1.0455 | 1.0567 | 1.0636 | 1.0718 | 1.0721 | 0 | 0 | 0 | 0 | 0 | 0 | 0 | 0 | 0 | 0 | 0 | 0 | 0 | 0 | 0 | 0 | 0 | 0 | 0 | 0 | 0 | 0 | 0 | 0 | 0 | 0
F2_Commercial_Healthcare_Existing_Space Heating_Natural Gas_Unit Heater_E2 | F2 | Commercial | Healthcare | Existing | Space Heating | Natural Gas | Unit Heater | E2 | Participant - Cost of Operation | 0.94082 | 0.95093 | 0.95708 | 0.96449 | 0.96479 | 0.90824 | 0.86216 | 0.83593 | 0.8577 | 0.87857 | 0.90518 | 0.9327 | 0.83946 | 0.87271 | 0.91807 | 0.91356 | 0.91448 | 0.91736 | 0.89986 | 0.9105 | 0.91769 | 0.92779 | 0.94075 | 0.47099 | 0.46179 | 0.45315 | 0.44498 | 0.43721 | 0.42977 | 0.4226 | 0.41566
F2_Commercial_Healthcare_Existing_Space Heating_Natural Gas_Unit Heater_E3 | F2 | Commercial | Healthcare | Existing | Space Heating | Natural Gas | Unit Heater | E3 | Participant - Cost of Operation | 0.81253 | 0.82127 | 0.82658 | 0.83298 | 0.83324 | 0.7844 | 0.7446 | 0.72195 | 0.74075 | 0.75877 | 0.78175 | 0.80552 | 0.725 | 0.75372 | 0.79289 | 0.789 | 0.78979 | 0.79228 | 0.77716 | 0.78635 | 0.79256 | 0.80128 | 0.81248 | 0.40677 | 0.39883 | 0.39136 | 0.38431 | 0.3776 | 0.37117 | 0.36498 | 0.35899
F2_Commercial_Healthcare_Existing_Space Heating_Natural Gas_Unit Heater_E4 | F2 | Commercial | Healthcare | Existing | Space Heating | Natural Gas | Unit Heater | E4 | Participant - Cost of Operation | 0 | 0 | 0 | 0 | 0 | 0 | 0 | 0 | 0 | 0 | 0 | 0 | 0 | 0 | 0 | 0 | 0 | 0 | 0 | 0 | 0 | 0 | 0 | 0 | 0 | 0 | 0 | 0 | 0 | 0 | 0
F2_Commercial_Healthcare_Existing_Space Heating_Natural Gas_Unit Heater_E5 | F2 | Commercial | Healthcare | Existing | Space Heating | Natural Gas | Unit Heater | E5 | Participant - Cost of Operation | 0 | 0 | 0 | 0 | 0 | 0 | 0 | 0 | 0 | 0 | 0 | 0 | 0 | 0 | 0 | 0 | 0 | 0 | 0 | 0 | 0 | 0 | 0 | 0 | 0 | 0 | 0 | 0 | 0 | 0 | 0
F2_Commercial_Healthcare_Existing_Space Heating_Natural Gas_Unit Heater_E6 | F2 | Commercial | Healthcare | Existing | Space Heating | Natural Gas | Unit Heater | E6 | Participant - Cost of Operation | 0 | 0 | 0 | 0 | 0 | 0 | 0 | 0 | 0 | 0 | 0 | 0 | 0 | 0 | 0 | 0 | 0 | 0 | 0 | 0 | 0 | 0 | 0 | 0 | 0 | 0 | 0 | 0 | 0 | 0 | 0
F2_Commercial_Healthcare_Existing_Space Heating_Natural Gas_Unit Heater_E7 | F2 | Commercial | Healthcare | Existing | Space Heating | Natural Gas | Unit Heater | E7 | Participant - Cost of Operation | 0 | 0 | 0 | 0 | 0 | 0 | 0 | 0 | 0 | 0 | 0 | 0 | 0 | 0 | 0 | 0 | 0 | 0 | 0 | 0 | 0 | 0 | 0 | 0 | 0 | 0 | 0 | 0 | 0 | 0 | 0
F2_Commercial_Healthcare_Existing_Space Heating_Natural Gas_Unit Heater_E8 | F2 | Commercial | Healthcare | Existing | Space Heating | Natural Gas | Unit Heater | E8 | Participant - Cost of Operation | 0 | 0 | 0 | 0 | 0 | 0 | 0 | 0 | 0 | 0 | 0 | 0 | 0 | 0 | 0 | 0 | 0 | 0 | 0 | 0 | 0 | 0 | 0 | 0 | 0 | 0 | 0 | 0 | 0 | 0 | 0
F2_Commercial_Healthcare_Existing_Space Heating_Natural Gas_Unit Heater_E9 | F2 | Commercial | Healthcare | Existing | Space Heating | Natural Gas | Unit Heater | E9 | Participant - Cost of Operation | 0 | 0 | 0 | 0 | 0 | 0 | 0 | 0 | 0 | 0 | 0 | 0 | 0 | 0 | 0 | 0 | 0 | 0 | 0 | 0 | 0 | 0 | 0 | 0 | 0 | 0 | 0 | 0 | 0 | 0 | 0
F2_Commercial_Healthcare_Existing_Space Heating_Natural Gas_Unit Heater_E10 | F2 | Commercial | Healthcare | Existing | Space Heating | Natural Gas | Unit Heater | E10 | Participant - Cost of Operation | 0 | 0 | 0 | 0 | 0 | 0 | 0 | 0 | 0 | 0 | 0 | 0 | 0 | 0 | 0 | 0 | 0 | 0 | 0 | 0 | 0 | 0 | 0 | 0 | 0 | 0 | 0 | 0 | 0 | 0 | 0
F3_Commercial_Healthcare_Existing_Space Heating_Natural Gas_Unit Heater_E1 | F3 | Commercial | Healthcare | Existing | Space Heating | Natural Gas | Unit Heater | E1 | System - kBTUs of Conusmption | 87.3859 | 87.5604 | 87.4492 | 87.3731 | 87.3731 | 0 | 0 | 0 | 0 | 0 | 0 | 0 | 0 | 0 | 0 | 0 | 0 | 0 | 0 | 0 | 0 | 0 | 0 | 0 | 0 | 0 | 0 | 0 | 0 | 0 | 0
F3_Commercial_Healthcare_Existing_Space Heating_Natural Gas_Unit Heater_E2 | F3 | Commercial | Healthcare | Existing | Space Heating | Natural Gas | Unit Heater | E2 | System - kBTUs of Conusmption | 78.6375 | 78.7945 | 78.6945 | 78.626 | 78.626 | 78.626 | 78.626 | 78.626 | 78.626 | 78.626 | 78.626 | 78.626 | 78.626 | 78.626 | 78.626 | 78.626 | 78.626 | 78.626 | 78.626 | 78.626 | 78.626 | 78.626 | 78.626 | 78.626 | 78.626 | 78.626 | 78.626 | 78.626 | 78.626 | 78.626 | 78.626
F3_Commercial_Healthcare_Existing_Space Heating_Natural Gas_Unit Heater_E3 | F3 | Commercial | Healthcare | Existing | Space Heating | Natural Gas | Unit Heater | E3 | System - kBTUs of Conusmption | 67.9151 | 68.0507 | 67.9643 | 67.9051 | 67.9051 | 67.9051 | 67.9051 | 67.9051 | 67.9051 | 67.9051 | 67.9051 | 67.9051 | 67.9051 | 67.9051 | 67.9051 | 67.9051 | 67.9051 | 67.9051 | 67.9051 | 67.9051 | 67.9051 | 67.9051 | 67.9051 | 67.9051 | 67.9051 | 67.9051 | 67.9051 | 67.9051 | 67.9051 | 67.9051 | 67.9051
F3_Commercial_Healthcare_Existing_Space Heating_Natural Gas_Unit Heater_E4 | F3 | Commercial | Healthcare | Existing | Space Heating | Natural Gas | Unit Heater | E4 | System - kBTUs of Conusmption | 0 | 0 | 0 | 0 | 0 | 0 | 0 | 0 | 0 | 0 | 0 | 0 | 0 | 0 | 0 | 0 | 0 | 0 | 0 | 0 | 0 | 0 | 0 | 0 | 0 | 0 | 0 | 0 | 0 | 0 | 0
F3_Commercial_Healthcare_Existing_Space Heating_Natural Gas_Unit Heater_E5 | F3 | Commercial | Healthcare | Existing | Space Heating | Natural Gas | Unit Heater | E5 | System - kBTUs of Conusmption | 0 | 0 | 0 | 0 | 0 | 0 | 0 | 0 | 0 | 0 | 0 | 0 | 0 | 0 | 0 | 0 | 0 | 0 | 0 | 0 | 0 | 0 | 0 | 0 | 0 | 0 | 0 | 0 | 0 | 0 | 0
F3_Commercial_Healthcare_Existing_Space Heating_Natural Gas_Unit Heater_E6 | F3 | Commercial | Healthcare | Existing | Space Heating | Natural Gas | Unit Heater | E6 | System - kBTUs of Conusmption | 0 | 0 | 0 | 0 | 0 | 0 | 0 | 0 | 0 | 0 | 0 | 0 | 0 | 0 | 0 | 0 | 0 | 0 | 0 | 0 | 0 | 0 | 0 | 0 | 0 | 0 | 0 | 0 | 0 | 0 | 0
F3_Commercial_Healthcare_Existing_Space Heating_Natural Gas_Unit Heater_E7 | F3 | Commercial | Healthcare | Existing | Space Heating | Natural Gas | Unit Heater | E7 | System - kBTUs of Conusmption | 0 | 0 | 0 | 0 | 0 | 0 | 0 | 0 | 0 | 0 | 0 | 0 | 0 | 0 | 0 | 0 | 0 | 0 | 0 | 0 | 0 | 0 | 0 | 0 | 0 | 0 | 0 | 0 | 0 | 0 | 0
F3_Commercial_Healthcare_Existing_Space Heating_Natural Gas_Unit Heater_E8 | F3 | Commercial | Healthcare | Existing | Space Heating | Natural Gas | Unit Heater | E8 | System - kBTUs of Conusmption | 0 | 0 | 0 | 0 | 0 | 0 | 0 | 0 | 0 | 0 | 0 | 0 | 0 | 0 | 0 | 0 | 0 | 0 | 0 | 0 | 0 | 0 | 0 | 0 | 0 | 0 | 0 | 0 | 0 | 0 | 0
F3_Commercial_Healthcare_Existing_Space Heating_Natural Gas_Unit Heater_E9 | F3 | Commercial | Healthcare | Existing | Space Heating | Natural Gas | Unit Heater | E9 | System - kBTUs of Conusmption | 0 | 0 | 0 | 0 | 0 | 0 | 0 | 0 | 0 | 0 | 0 | 0 | 0 | 0 | 0 | 0 | 0 | 0 | 0 | 0 | 0 | 0 | 0 | 0 | 0 | 0 | 0 | 0 | 0 | 0 | 0
F3_Commercial_Healthcare_Existing_Space Heating_Natural Gas_Unit Heater_E10 | F3 | Commercial | Healthcare | Existing | Space Heating | Natural Gas | Unit Heater | E10 | System - kBTUs of Conusmption | 0 | 0 | 0 | 0 | 0 | 0 | 0 | 0 | 0 | 0 | 0 | 0 | 0 | 0 | 0 | 0 | 0 | 0 | 0 | 0 | 0 | 0 | 0 | 0 | 0 | 0 | 0 | 0 | 0 | 0 | 0
F4_Commercial_Healthcare_Existing_Space Heating_Natural Gas_Unit Heater_E1 | F4 | Commercial | Healthcare | Existing | Space Heating | Natural Gas | Unit Heater | E1 | Utility - Cost of Equipment | 0.096242 | 0.096242 | 0.096242 | 0.096242 | 0.096242 | 0 | 0 | 0 | 0 | 0 | 0 | 0 | 0 | 0 | 0 | 0 | 0 | 0 | 0 | 0 | 0 | 0 | 0 | 0 | 0 | 0 | 0 | 0 | 0 | 0 | 0
F4_Commercial_Healthcare_Existing_Space Heating_Natural Gas_Unit Heater_E2 | F4 | Commercial | Healthcare | Existing | Space Heating | Natural Gas | Unit Heater | E2 | Utility - Cost of Equipment | 0.30776 | 0.30776 | 0.30776 | 0.30776 | 0.30776 | 0.30776 | 0.30776 | 0.30776 | 0.30776 | 0.30776 | 0.30776 | 0.30776 | 0.30776 | 0.30776 | 0.30776 | 0.30776 | 0.30776 | 0.30776 | 0.30776 | 0.30776 | 0.30776 | 0.30776 | 0.30776 | 0.30776 | 0.30776 | 0.30776 | 0.30776 | 0.30776 | 0.30776 | 0.30776 | 0.30776
F4_Commercial_Healthcare_Existing_Space Heating_Natural Gas_Unit Heater_E3 | F4 | Commercial | Healthcare | Existing | Space Heating | Natural Gas | Unit Heater | E3 | Utility - Cost of Equipment | 0.13294 | 0.13294 | 0.13294 | 0.13294 | 0.13294 | 0.13294 | 0.13294 | 0.13294 | 0.13294 | 0.13294 | 0.13294 | 0.13294 | 0.13294 | 0.13294 | 0.13294 | 0.13294 | 0.13294 | 0.13294 | 0.13294 | 0.13294 | 0.13294 | 0.13294 | 0.13294 | 0.13294 | 0.13294 | 0.13294 | 0.13294 | 0.13294 | 0.13294 | 0.13294 | 0.13294
F4_Commercial_Healthcare_Existing_Space Heating_Natural Gas_Unit Heater_E4 | F4 | Commercial | Healthcare | Existing | Space Heating | Natural Gas | Unit Heater | E4 | Utility - Cost of Equipment | 0 | 0 | 0 | 0 | 0 | 0 | 0 | 0 | 0 | 0 | 0 | 0 | 0 | 0 | 0 | 0 | 0 | 0 | 0 | 0 | 0 | 0 | 0 | 0 | 0 | 0 | 0 | 0 | 0 | 0 | 0
F4_Commercial_Healthcare_Existing_Space Heating_Natural Gas_Unit Heater_E5 | F4 | Commercial | Healthcare | Existing | Space Heating | Natural Gas | Unit Heater | E5 | Utility - Cost of Equipment | 0 | 0 | 0 | 0 | 0 | 0 | 0 | 0 | 0 | 0 | 0 | 0 | 0 | 0 | 0 | 0 | 0 | 0 | 0 | 0 | 0 | 0 | 0 | 0 | 0 | 0 | 0 | 0 | 0 | 0 | 0
F4_Commercial_Healthcare_Existing_Space Heating_Natural Gas_Unit Heater_E6 | F4 | Commercial | Healthcare | Existing | Space Heating | Natural Gas | Unit Heater | E6 | Utility - Cost of Equipment | 0 | 0 | 0 | 0 | 0 | 0 | 0 | 0 | 0 | 0 | 0 | 0 | 0 | 0 | 0 | 0 | 0 | 0 | 0 | 0 | 0 | 0 | 0 | 0 | 0 | 0 | 0 | 0 | 0 | 0 | 0
F4_Commercial_Healthcare_Existing_Space Heating_Natural Gas_Unit Heater_E7 | F4 | Commercial | Healthcare | Existing | Space Heating | Natural Gas | Unit Heater | E7 | Utility - Cost of Equipment | 0 | 0 | 0 | 0 | 0 | 0 | 0 | 0 | 0 | 0 | 0 | 0 | 0 | 0 | 0 | 0 | 0 | 0 | 0 | 0 | 0 | 0 | 0 | 0 | 0 | 0 | 0 | 0 | 0 | 0 | 0
F4_Commercial_Healthcare_Existing_Space Heating_Natural Gas_Unit Heater_E8 | F4 | Commercial | Healthcare | Existing | Space Heating | Natural Gas | Unit Heater | E8 | Utility - Cost of Equipment | 0 | 0 | 0 | 0 | 0 | 0 | 0 | 0 | 0 | 0 | 0 | 0 | 0 | 0 | 0 | 0 | 0 | 0 | 0 | 0 | 0 | 0 | 0 | 0 | 0 | 0 | 0 | 0 | 0 | 0 | 0
F4_Commercial_Healthcare_Existing_Space Heating_Natural Gas_Unit Heater_E9 | F4 | Commercial | Healthcare | Existing | Space Heating | Natural Gas | Unit Heater | E9 | Utility - Cost of Equipment | 0 | 0 | 0 | 0 | 0 | 0 | 0 | 0 | 0 | 0 | 0 | 0 | 0 | 0 | 0 | 0 | 0 | 0 | 0 | 0 | 0 | 0 | 0 | 0 | 0 | 0 | 0 | 0 | 0 | 0 | 0
F4_Commercial_Healthcare_Existing_Space Heating_Natural Gas_Unit Heater_E10 | F4 | Commercial | Healthcare | Existing | Space Heating | Natural Gas | Unit Heater | E10 | Utility - Cost of Equipment | 0 | 0 | 0 | 0 | 0 | 0 | 0 | 0 | 0 | 0 | 0 | 0 | 0 | 0 | 0 | 0 | 0 | 0 | 0 | 0 | 0 | 0 | 0 | 0 | 0 | 0 | 0 | 0 | 0 | 0 | 0
F5_Commercial_Healthcare_Existing_Space Heating_Natural Gas_Unit Heater_E1 | F5 | Commercial | Healthcare | Existing | Space Heating | Natural Gas | Unit Heater | E1 | Utility - Cost of Operation | 0.87264 | 0.88202 | 0.88773 | 0.8946 | 0.89488 | 0 | 0 | 0 | 0 | 0 | 0 | 0 | 0 | 0 | 0 | 0 | 0 | 0 | 0 | 0 | 0 | 0 | 0 | 0 | 0 | 0 | 0 | 0 | 0 | 0 | 0
F5_Commercial_Healthcare_Existing_Space Heating_Natural Gas_Unit Heater_E2 | F5 | Commercial | Healthcare | Existing | Space Heating | Natural Gas | Unit Heater | E2 | Utility - Cost of Operation | 0.78528 | 0.79372 | 0.79885 | 0.80504 | 0.80529 | 0.75809 | 0.71963 | 0.69774 | 0.71591 | 0.73332 | 0.75553 | 0.7785 | 0.70068 | 0.72844 | 0.76629 | 0.76253 | 0.76329 | 0.7657 | 0.75109 | 0.75998 | 0.76598 | 0.7744 | 0.78523 | 0.39313 | 0.38545 | 0.37824 | 0.37142 | 0.36493 | 0.35872 | 0.35274 | 0.34694
F5_Commercial_Healthcare_Existing_Space Heating_Natural Gas_Unit Heater_E3 | F5 | Commercial | Healthcare | Existing | Space Heating | Natural Gas | Unit Heater | E3 | Utility - Cost of Operation | 0.67821 | 0.68549 | 0.68993 | 0.69527 | 0.69549 | 0.65472 | 0.6215 | 0.6026 | 0.61829 | 0.63333 | 0.65251 | 0.67235 | 0.60514 | 0.62911 | 0.66181 | 0.65856 | 0.65922 | 0.6613 | 0.64868 | 0.65635 | 0.66154 | 0.66881 | 0.67816 | 0.33952 | 0.33289 | 0.32666 | 0.32077 | 0.31517 | 0.30981 | 0.30464 | 0.29964
F5_Commercial_Healthcare_Existing_Space Heating_Natural Gas_Unit Heater_E4 | F5 | Commercial | Healthcare | Existing | Space Heating | Natural Gas | Unit Heater | E4 | Utility - Cost of Operation | 0 | 0 | 0 | 0 | 0 | 0 | 0 | 0 | 0 | 0 | 0 | 0 | 0 | 0 | 0 | 0 | 0 | 0 | 0 | 0 | 0 | 0 | 0 | 0 | 0 | 0 | 0 | 0 | 0 | 0 | 0
F5_Commercial_Healthcare_Existing_Space Heating_Natural Gas_Unit Heater_E5 | F5 | Commercial | Healthcare | Existing | Space Heating | Natural Gas | Unit Heater | E5 | Utility - Cost of Operation | 0 | 0 | 0 | 0 | 0 | 0 | 0 | 0 | 0 | 0 | 0 | 0 | 0 | 0 | 0 | 0 | 0 | 0 | 0 | 0 | 0 | 0 | 0 | 0 | 0 | 0 | 0 | 0 | 0 | 0 | 0
F5_Commercial_Healthcare_Existing_Space Heating_Natural Gas_Unit Heater_E6 | F5 | Commercial | Healthcare | Existing | Space Heating | Natural Gas | Unit Heater | E6 | Utility - Cost of Operation | 0 | 0 | 0 | 0 | 0 | 0 | 0 | 0 | 0 | 0 | 0 | 0 | 0 | 0 | 0 | 0 | 0 | 0 | 0 | 0 | 0 | 0 | 0 | 0 | 0 | 0 | 0 | 0 | 0 | 0 | 0
F5_Commercial_Healthcare_Existing_Space Heating_Natural Gas_Unit Heater_E7 | F5 | Commercial | Healthcare | Existing | Space Heating | Natural Gas | Unit Heater | E7 | Utility - Cost of Operation | 0 | 0 | 0 | 0 | 0 | 0 | 0 | 0 | 0 | 0 | 0 | 0 | 0 | 0 | 0 | 0 | 0 | 0 | 0 | 0 | 0 | 0 | 0 | 0 | 0 | 0 | 0 | 0 | 0 | 0 | 0
F5_Commercial_Healthcare_Existing_Space Heating_Natural Gas_Unit Heater_E8 | F5 | Commercial | Healthcare | Existing | Space Heating | Natural Gas | Unit Heater | E8 | Utility - Cost of Operation | 0 | 0 | 0 | 0 | 0 | 0 | 0 | 0 | 0 | 0 | 0 | 0 | 0 | 0 | 0 | 0 | 0 | 0 | 0 | 0 | 0 | 0 | 0 | 0 | 0 | 0 | 0 | 0 | 0 | 0 | 0
F5_Commercial_Healthcare_Existing_Space Heating_Natural Gas_Unit Heater_E9 | F5 | Commercial | Healthcare | Existing | Space Heating | Natural Gas | Unit Heater | E9 | Utility - Cost of Operation | 0 | 0 | 0 | 0 | 0 | 0 | 0 | 0 | 0 | 0 | 0 | 0 | 0 | 0 | 0 | 0 | 0 | 0 | 0 | 0 | 0 | 0 | 0 | 0 | 0 | 0 | 0 | 0 | 0 | 0 | 0
F5_Commercial_Healthcare_Existing_Space Heating_Natural Gas_Unit Heater_E10 | F5 | Commercial | Healthcare | Existing | Space Heating | Natural Gas | Unit Heater | E10 | Utility - Cost of Operation | 0 | 0 | 0 | 0 | 0 | 0 | 0 | 0 | 0 | 0 | 0 | 0 | 0 | 0 | 0 | 0 | 0 | 0 | 0 | 0 | 0 | 0 | 0 | 0 | 0 | 0 | 0 | 0 | 0 | 0 | 0
F6_Commercial_Healthcare_Existing_Space Heating_Natural Gas_Unit Heater_E1 | F6 | Commercial | Healthcare | Existing | Space Heating | Natural Gas | Unit Heater | E1 | Utility - Value of Sales | 1.0455 | 1.0567 | 1.0636 | 1.0718 | 1.0721 | 0 | 0 | 0 | 0 | 0 | 0 | 0 | 0 | 0 | 0 | 0 | 0 | 0 | 0 | 0 | 0 | 0 | 0 | 0 | 0 | 0 | 0 | 0 | 0 | 0 | 0
F6_Commercial_Healthcare_Existing_Space Heating_Natural Gas_Unit Heater_E2 | F6 | Commercial | Healthcare | Existing | Space Heating | Natural Gas | Unit Heater | E2 | Utility - Value of Sales | 0.94082 | 0.95093 | 0.95708 | 0.96449 | 0.96479 | 0.90824 | 0.86216 | 0.83593 | 0.8577 | 0.87857 | 0.90518 | 0.9327 | 0.83946 | 0.87271 | 0.91807 | 0.91356 | 0.91448 | 0.91736 | 0.89986 | 0.9105 | 0.91769 | 0.92779 | 0.94075 | 0.47099 | 0.46179 | 0.45315 | 0.44498 | 0.43721 | 0.42977 | 0.4226 | 0.41566
F6_Commercial_Healthcare_Existing_Space Heating_Natural Gas_Unit Heater_E3 | F6 | Commercial | Healthcare | Existing | Space Heating | Natural Gas | Unit Heater | E3 | Utility - Value of Sales | 0.81253 | 0.82127 | 0.82658 | 0.83298 | 0.83324 | 0.7844 | 0.7446 | 0.72195 | 0.74075 | 0.75877 | 0.78175 | 0.80552 | 0.725 | 0.75372 | 0.79289 | 0.789 | 0.78979 | 0.79228 | 0.77716 | 0.78635 | 0.79256 | 0.80128 | 0.81248 | 0.40677 | 0.39883 | 0.39136 | 0.38431 | 0.3776 | 0.37117 | 0.36498 | 0.35899
F6_Commercial_Healthcare_Existing_Space Heating_Natural Gas_Unit Heater_E4 | F6 | Commercial | Healthcare | Existing | Space Heating | Natural Gas | Unit Heater | E4 | Utility - Value of Sales | 0 | 0 | 0 | 0 | 0 | 0 | 0 | 0 | 0 | 0 | 0 | 0 | 0 | 0 | 0 | 0 | 0 | 0 | 0 | 0 | 0 | 0 | 0 | 0 | 0 | 0 | 0 | 0 | 0 | 0 | 0
F6_Commercial_Healthcare_Existing_Space Heating_Natural Gas_Unit Heater_E5 | F6 | Commercial | Healthcare | Existing | Space Heating | Natural Gas | Unit Heater | E5 | Utility - Value of Sales | 0 | 0 | 0 | 0 | 0 | 0 | 0 | 0 | 0 | 0 | 0 | 0 | 0 | 0 | 0 | 0 | 0 | 0 | 0 | 0 | 0 | 0 | 0 | 0 | 0 | 0 | 0 | 0 | 0 | 0 | 0
F6_Commercial_Healthcare_Existing_Space Heating_Natural Gas_Unit Heater_E6 | F6 | Commercial | Healthcare | Existing | Space Heating | Natural Gas | Unit Heater | E6 | Utility - Value of Sales | 0 | 0 | 0 | 0 | 0 | 0 | 0 | 0 | 0 | 0 | 0 | 0 | 0 | 0 | 0 | 0 | 0 | 0 | 0 | 0 | 0 | 0 | 0 | 0 | 0 | 0 | 0 | 0 | 0 | 0 | 0
F6_Commercial_Healthcare_Existing_Space Heating_Natural Gas_Unit Heater_E7 | F6 | Commercial | Healthcare | Existing | Space Heating | Natural Gas | Unit Heater | E7 | Utility - Value of Sales | 0 | 0 | 0 | 0 | 0 | 0 | 0 | 0 | 0 | 0 | 0 | 0 | 0 | 0 | 0 | 0 | 0 | 0 | 0 | 0 | 0 | 0 | 0 | 0 | 0 | 0 | 0 | 0 | 0 | 0 | 0
F6_Commercial_Healthcare_Existing_Space Heating_Natural Gas_Unit Heater_E8 | F6 | Commercial | Healthcare | Existing | Space Heating | Natural Gas | Unit Heater | E8 | Utility - Value of Sales | 0 | 0 | 0 | 0 | 0 | 0 | 0 | 0 | 0 | 0 | 0 | 0 | 0 | 0 | 0 | 0 | 0 | 0 | 0 | 0 | 0 | 0 | 0 | 0 | 0 | 0 | 0 | 0 | 0 | 0 | 0
F6_Commercial_Healthcare_Existing_Space Heating_Natural Gas_Unit Heater_E9 | F6 | Commercial | Healthcare | Existing | Space Heating | Natural Gas | Unit Heater | E9 | Utility - Value of Sales | 0 | 0 | 0 | 0 | 0 | 0 | 0 | 0 | 0 | 0 | 0 | 0 | 0 | 0 | 0 | 0 | 0 | 0 | 0 | 0 | 0 | 0 | 0 | 0 | 0 | 0 | 0 | 0 | 0 | 0 | 0
F6_Commercial_Healthcare_Existing_Space Heating_Natural Gas_Unit Heater_E10 | F6 | Commercial | Healthcare | Existing | Space Heating | Natural Gas | Unit Heater | E10 | Utility - Value of Sales | 0 | 0 | 0 | 0 | 0 | 0 | 0 | 0 | 0 | 0 | 0 | 0 | 0 | 0 | 0 | 0 | 0 | 0 | 0 | 0 | 0 | 0 | 0 | 0 | 0 | 0 | 0 | 0 | 0 | 0 | 0
F1_Commercial_Healthcare_Existing_Water Heating_Natural Gas_Water Heater_E1 | F1 | Commercial | Healthcare | Existing | Water Heating | Natural Gas | Water Heater | E1 | Participant - Cost of Equipment | 0.051114 | 0.051114 | 0.051114 | 0.051114 | 0.051114 | 0.051114 | 0.051114 | 0.051114 | 0.051114 | 0.051114 | 0.051114 | 0.051114 | 0.051114 | 0.051114 | 0.051114 | 0.051114 | 0.051114 | 0.051114 | 0.051114 | 0.051114 | 0.051114 | 0.051114 | 0.051114 | 0.051114 | 0.051114 | 0.051114 | 0.051114 | 0.051114 | 0.051114 | 0.051114 | 0.051114
F1_Commercial_Healthcare_Existing_Water Heating_Natural Gas_Water Heater_E2 | F1 | Commercial | Healthcare | Existing | Water Heating | Natural Gas | Water Heater | E2 | Participant - Cost of Equipment | 0.057119 | 0.057119 | 0.057119 | 0.057119 | 0.057119 | 0.057119 | 0.057119 | 0.057119 | 0.057119 | 0.057119 | 0.057119 | 0.057119 | 0.057119 | 0.057119 | 0.057119 | 0.057119 | 0.057119 | 0.057119 | 0.057119 | 0.057119 | 0.057119 | 0.057119 | 0.057119 | 0.057119 | 0.057119 | 0.057119 | 0.057119 | 0.057119 | 0.057119 | 0.057119 | 0.057119
F1_Commercial_Healthcare_Existing_Water Heating_Natural Gas_Water Heater_E3 | F1 | Commercial | Healthcare | Existing | Water Heating | Natural Gas | Water Heater | E3 | Participant - Cost of Equipment | 0.059707 | 0.059707 | 0.059707 | 0.059707 | 0.059707 | 0.059707 | 0.059707 | 0.059707 | 0.059707 | 0.059707 | 0.059707 | 0.059707 | 0.059707 | 0.059707 | 0.059707 | 0.059707 | 0.059707 | 0.059707 | 0.059707 | 0.059707 | 0.059707 | 0.059707 | 0.059707 | 0.059707 | 0.059707 | 0.059707 | 0.059707 | 0.059707 | 0.059707 | 0.059707 | 0.059707
F1_Commercial_Healthcare_Existing_Water Heating_Natural Gas_Water Heater_E4 | F1 | Commercial | Healthcare | Existing | Water Heating | Natural Gas | Water Heater | E4 | Participant - Cost of Equipment | 0 | 0 | 0 | 0 | 0 | 0 | 0 | 0.08187 | 0.08187 | 0.08187 | 0.08187 | 0.08187 | 0.08187 | 0.08187 | 0.08187 | 0.08187 | 0.08187 | 0.08187 | 0.08187 | 0.08187 | 0.08187 | 0.08187 | 0.08187 | 0.08187 | 0.08187 | 0.08187 | 0.08187 | 0.08187 | 0.08187 | 0.08187 | 0.08187
F1_Commercial_Healthcare_Existing_Water Heating_Natural Gas_Water Heater_E5 | F1 | Commercial | Healthcare | Existing | Water Heating | Natural Gas | Water Heater | E5 | Participant - Cost of Equipment | 0 | 0 | 0 | 0 | 0 | 0 | 0 | 0 | 0 | 0 | 0 | 0 | 0 | 0 | 0 | 0 | 0 | 0 | 0 | 0 | 0 | 0 | 0 | 0 | 0 | 0 | 0 | 0 | 0 | 0 | 0
F1_Commercial_Healthcare_Existing_Water Heating_Natural Gas_Water Heater_E6 | F1 | Commercial | Healthcare | Existing | Water Heating | Natural Gas | Water Heater | E6 | Participant - Cost of Equipment | 0 | 0 | 0 | 0 | 0 | 0 | 0 | 0 | 0 | 0 | 0 | 0 | 0 | 0 | 0 | 0 | 0 | 0 | 0 | 0 | 0 | 0 | 0 | 0 | 0 | 0 | 0 | 0 | 0 | 0 | 0
F1_Commercial_Healthcare_Existing_Water Heating_Natural Gas_Water Heater_E7 | F1 | Commercial | Healthcare | Existing | Water Heating | Natural Gas | Water Heater | E7 | Participant - Cost of Equipment | 0 | 0 | 0 | 0 | 0 | 0 | 0 | 0 | 0 | 0 | 0 | 0 | 0 | 0 | 0 | 0 | 0 | 0 | 0 | 0 | 0 | 0 | 0 | 0 | 0 | 0 | 0 | 0 | 0 | 0 | 0
F1_Commercial_Healthcare_Existing_Water Heating_Natural Gas_Water Heater_E8 | F1 | Commercial | Healthcare | Existing | Water Heating | Natural Gas | Water Heater | E8 | Participant - Cost of Equipment | 0 | 0 | 0 | 0 | 0 | 0 | 0 | 0 | 0 | 0 | 0 | 0 | 0 | 0 | 0 | 0 | 0 | 0 | 0 | 0 | 0 | 0 | 0 | 0 | 0 | 0 | 0 | 0 | 0 | 0 | 0
F1_Commercial_Healthcare_Existing_Water Heating_Natural Gas_Water Heater_E9 | F1 | Commercial | Healthcare | Existing | Water Heating | Natural Gas | Water Heater | E9 | Participant - Cost of Equipment | 0 | 0 | 0 | 0 | 0 | 0 | 0 | 0 | 0 | 0 | 0 | 0 | 0 | 0 | 0 | 0 | 0 | 0 | 0 | 0 | 0 | 0 | 0 | 0 | 0 | 0 | 0 | 0 | 0 | 0 | 0
F1_Commercial_Healthcare_Existing_Water Heating_Natural Gas_Water Heater_E10 | F1 | Commercial | Healthcare | Existing | Water Heating | Natural Gas | Water Heater | E10 | Participant - Cost of Equipment | 0 | 0 | 0 | 0 | 0 | 0 | 0 | 0 | 0 | 0 | 0 | 0 | 0 | 0 | 0 | 0 | 0 | 0 | 0 | 0 | 0 | 0 | 0 | 0 | 0 | 0 | 0 | 0 | 0 | 0 | 0
F2_Commercial_Healthcare_Existing_Water Heating_Natural Gas_Water Heater_E1 | F2 | Commercial | Healthcare | Existing | Water Heating | Natural Gas | Water Heater | E1 | Participant - Cost of Operation | 1.1729 | 1.1962 | 1.2128 | 1.2308 | 1.2567 | 1.1774 | 1.1155 | 1.0829 | 1.0712 | 1.0532 | 1.0411 | 1.0962 | 0.98108 | 1.0486 | 1.1353 | 1.2196 | 1.2228 | 1.2286 | 1.2051 | 1.2219 | 1.2336 | 1.2494 | 1.2693 | 0.5979 | 0.58597 | 0.57481 | 0.5643 | 0.55433 | 0.54482 | 0.53566 | 0.52682
F2_Commercial_Healthcare_Existing_Water Heating_Natural Gas_Water Heater_E2 | F2 | Commercial | Healthcare | Existing | Water Heating | Natural Gas | Water Heater | E2 | Participant - Cost of Operation | 0.99824 | 1.018 | 1.0322 | 1.0475 | 1.0696 | 1.0021 | 0.94932 | 0.92159 | 0.91162 | 0.89634 | 0.88602 | 0.93296 | 0.83496 | 0.89246 | 0.96625 | 1.038 | 1.0407 | 1.0456 | 1.0256 | 1.0399 | 1.0499 | 1.0633 | 1.0803 | 0.50885 | 0.4987 | 0.4892 | 0.48026 | 0.47177 | 0.46367 | 0.45588 | 0.44836
F2_Commercial_Healthcare_Existing_Water Heating_Natural Gas_Water Heater_E3 | F2 | Commercial | Healthcare | Existing | Water Heating | Natural Gas | Water Heater | E3 | Participant - Cost of Operation | 0.83187 | 0.84836 | 0.86015 | 0.87294 | 0.8913 | 0.83506 | 0.7911 | 0.76799 | 0.75969 | 0.74695 | 0.73835 | 0.77747 | 0.6958 | 0.74371 | 0.80521 | 0.86498 | 0.86721 | 0.87135 | 0.8547 | 0.86658 | 0.87489 | 0.88611 | 0.90021 | 0.42404 | 0.41558 | 0.40767 | 0.40021 | 0.39315 | 0.38639 | 0.3799 | 0.37363
F2_Commercial_Healthcare_Existing_Water Heating_Natural Gas_Water Heater_E4 | F2 | Commercial | Healthcare | Existing | Water Heating | Natural Gas | Water Heater | E4 | Participant - Cost of Operation | 0 | 0 | 0 | 0 | 0 | 0 | 0 | 0.5889 | 0.59745 | 0.60541 | 0.61756 | 0.62977 | 0.57287 | 0.56914 | 0.57001 | 0.56653 | 0.56621 | 0.56706 | 0.55631 | 0.56166 | 0.56506 | 0.57015 | 0.57689 | 0.30809 | 0.30221 | 0.29666 | 0.2914 | 0.28637 | 0.28154 | 0.27688 | 0.27141
F2_Commercial_Healthcare_Existing_Water Heating_Natural Gas_Water Heater_E5 | F2 | Commercial | Healthcare | Existing | Water Heating | Natural Gas | Water Heater | E5 | Participant - Cost of Operation | 0 | 0 | 0 | 0 | 0 | 0 | 0 | 0 | 0 | 0 | 0 | 0 | 0 | 0 | 0 | 0 | 0 | 0 | 0 | 0 | 0 | 0 | 0 | 0 | 0 | 0 | 0 | 0 | 0 | 0 | 0
F2_Commercial_Healthcare_Existing_Water Heating_Natural Gas_Water Heater_E6 | F2 | Commercial | Healthcare | Existing | Water Heating | Natural Gas | Water Heater | E6 | Participant - Cost of Operation | 0 | 0 | 0 | 0 | 0 | 0 | 0 | 0 | 0 | 0 | 0 | 0 | 0 | 0 | 0 | 0 | 0 | 0 | 0 | 0 | 0 | 0 | 0 | 0 | 0 | 0 | 0 | 0 | 0 | 0 | 0
F2_Commercial_Healthcare_Existing_Water Heating_Natural Gas_Water Heater_E7 | F2 | Commercial | Healthcare | Existing | Water Heating | Natural Gas | Water Heater | E7 | Participant - Cost of Operation | 0 | 0 | 0 | 0 | 0 | 0 | 0 | 0 | 0 | 0 | 0 | 0 | 0 | 0 | 0 | 0 | 0 | 0 | 0 | 0 | 0 | 0 | 0 | 0 | 0 | 0 | 0 | 0 | 0 | 0 | 0
F2_Commercial_Healthcare_Existing_Water Heating_Natural Gas_Water Heater_E8 | F2 | Commercial | Healthcare | Existing | Water Heating | Natural Gas | Water Heater | E8 | Participant - Cost of Operation | 0 | 0 | 0 | 0 | 0 | 0 | 0 | 0 | 0 | 0 | 0 | 0 | 0 | 0 | 0 | 0 | 0 | 0 | 0 | 0 | 0 | 0 | 0 | 0 | 0 | 0 | 0 | 0 | 0 | 0 | 0
F2_Commercial_Healthcare_Existing_Water Heating_Natural Gas_Water Heater_E9 | F2 | Commercial | Healthcare | Existing | Water Heating | Natural Gas | Water Heater | E9 | Participant - Cost of Operation | 0 | 0 | 0 | 0 | 0 | 0 | 0 | 0 | 0 | 0 | 0 | 0 | 0 | 0 | 0 | 0 | 0 | 0 | 0 | 0 | 0 | 0 | 0 | 0 | 0 | 0 | 0 | 0 | 0 | 0 | 0
F2_Commercial_Healthcare_Existing_Water Heating_Natural Gas_Water Heater_E10 | F2 | Commercial | Healthcare | Existing | Water Heating | Natural Gas | Water Heater | E10 | Participant - Cost of Operation | 0 | 0 | 0 | 0 | 0 | 0 | 0 | 0 | 0 | 0 | 0 | 0 | 0 | 0 | 0 | 0 | 0 | 0 | 0 | 0 | 0 | 0 | 0 | 0 | 0 | 0 | 0 | 0 | 0 | 0 | 0
F3_Commercial_Healthcare_Existing_Water Heating_Natural Gas_Water Heater_E1 | F3 | Commercial | Healthcare | Existing | Water Heating | Natural Gas | Water Heater | E1 | System - kBTUs of Conusmption | 98.1515 | 98.3867 | 98.2368 | 98.1343 | 98.1343 | 98.1343 | 98.1343 | 98.1343 | 98.1343 | 98.1343 | 98.1343 | 98.1343 | 98.1343 | 98.1343 | 98.1343 | 98.1343 | 98.1343 | 98.1343 | 98.1343 | 98.1343 | 98.1343 | 98.1343 | 98.1343 | 98.1343 | 98.1343 | 98.1343 | 98.1343 | 98.1343 | 98.1343 | 98.1343 | 98.1343
F3_Commercial_Healthcare_Existing_Water Heating_Natural Gas_Water Heater_E2 | F3 | Commercial | Healthcare | Existing | Water Heating | Natural Gas | Water Heater | E2 | System - kBTUs of Conusmption | 83.5332 | 83.7333 | 83.6058 | 83.5185 | 83.5185 | 83.5185 | 83.5185 | 83.5185 | 83.5185 | 83.5185 | 83.5185 | 83.5185 | 83.5185 | 83.5185 | 83.5185 | 83.5185 | 83.5185 | 83.5185 | 83.5185 | 83.5185 | 83.5185 | 83.5185 | 83.5185 | 83.5185 | 83.5185 | 83.5185 | 83.5185 | 83.5185 | 83.5185 | 83.5185 | 83.5185
F3_Commercial_Healthcare_Existing_Water Heating_Natural Gas_Water Heater_E3 | F3 | Commercial | Healthcare | Existing | Water Heating | Natural Gas | Water Heater | E3 | System - kBTUs of Conusmption | 69.611 | 69.7778 | 69.6715 | 69.5988 | 69.5988 | 69.5988 | 69.5988 | 69.5988 | 69.5988 | 69.5988 | 69.5988 | 69.5988 | 69.5988 | 69.5988 | 69.5988 | 69.5988 | 69.5988 | 69.5988 | 69.5988 | 69.5988 | 69.5988 | 69.5988 | 69.5988 | 69.5988 | 69.5988 | 69.5988 | 69.5988 | 69.5988 | 69.5988 | 69.5988 | 69.5988
F3_Commercial_Healthcare_Existing_Water Heating_Natural Gas_Water Heater_E4 | F3 | Commercial | Healthcare | Existing | Water Heating | Natural Gas | Water Heater | E4 | System - kBTUs of Conusmption | 0 | 0 | 0 | 0 | 0 | 0 | 0 | 52.5274 | 52.5274 | 52.5274 | 52.5274 | 52.5274 | 52.5274 | 52.5274 | 52.5274 | 52.5274 | 52.5274 | 52.5274 | 52.5274 | 52.5274 | 52.5274 | 52.5274 | 52.5274 | 52.5274 | 52.5274 | 52.5274 | 52.5274 | 52.5274 | 52.5274 | 52.5274 | 52.5274
F3_Commercial_Healthcare_Existing_Water Heating_Natural Gas_Water Heater_E5 | F3 | Commercial | Healthcare | Existing | Water Heating | Natural Gas | Water Heater | E5 | System - kBTUs of Conusmption | 0 | 0 | 0 | 0 | 0 | 0 | 0 | 0 | 0 | 0 | 0 | 0 | 0 | 0 | 0 | 0 | 0 | 0 | 0 | 0 | 0 | 0 | 0 | 0 | 0 | 0 | 0 | 0 | 0 | 0 | 0
F3_Commercial_Healthcare_Existing_Water Heating_Natural Gas_Water Heater_E6 | F3 | Commercial | Healthcare | Existing | Water Heating | Natural Gas | Water Heater | E6 | System - kBTUs of Conusmption | 0 | 0 | 0 | 0 | 0 | 0 | 0 | 0 | 0 | 0 | 0 | 0 | 0 | 0 | 0 | 0 | 0 | 0 | 0 | 0 | 0 | 0 | 0 | 0 | 0 | 0 | 0 | 0 | 0 | 0 | 0
F3_Commercial_Healthcare_Existing_Water Heating_Natural Gas_Water Heater_E7 | F3 | Commercial | Healthcare | Existing | Water Heating | Natural Gas | Water Heater | E7 | System - kBTUs of Conusmption | 0 | 0 | 0 | 0 | 0 | 0 | 0 | 0 | 0 | 0 | 0 | 0 | 0 | 0 | 0 | 0 | 0 | 0 | 0 | 0 | 0 | 0 | 0 | 0 | 0 | 0 | 0 | 0 | 0 | 0 | 0
F3_Commercial_Healthcare_Existing_Water Heating_Natural Gas_Water Heater_E8 | F3 | Commercial | Healthcare | Existing | Water Heating | Natural Gas | Water Heater | E8 | System - kBTUs of Conusmption | 0 | 0 | 0 | 0 | 0 | 0 | 0 | 0 | 0 | 0 | 0 | 0 | 0 | 0 | 0 | 0 | 0 | 0 | 0 | 0 | 0 | 0 | 0 | 0 | 0 | 0 | 0 | 0 | 0 | 0 | 0
F3_Commercial_Healthcare_Existing_Water Heating_Natural Gas_Water Heater_E9 | F3 | Commercial | Healthcare | Existing | Water Heating | Natural Gas | Water Heater | E9 | System - kBTUs of Conusmption | 0 | 0 | 0 | 0 | 0 | 0 | 0 | 0 | 0 | 0 | 0 | 0 | 0 | 0 | 0 | 0 | 0 | 0 | 0 | 0 | 0 | 0 | 0 | 0 | 0 | 0 | 0 | 0 | 0 | 0 | 0
F3_Commercial_Healthcare_Existing_Water Heating_Natural Gas_Water Heater_E10 | F3 | Commercial | Healthcare | Existing | Water Heating | Natural Gas | Water Heater | E10 | System - kBTUs of Conusmption | 0 | 0 | 0 | 0 | 0 | 0 | 0 | 0 | 0 | 0 | 0 | 0 | 0 | 0 | 0 | 0 | 0 | 0 | 0 | 0 | 0 | 0 | 0 | 0 | 0 | 0 | 0 | 0 | 0 | 0 | 0
F4_Commercial_Healthcare_Existing_Water Heating_Natural Gas_Water Heater_E1 | F4 | Commercial | Healthcare | Existing | Water Heating | Natural Gas | Water Heater | E1 | Utility - Cost of Equipment | 0.051114 | 0.051114 | 0.051114 | 0.051114 | 0.051114 | 0.051114 | 0.051114 | 0.051114 | 0.051114 | 0.051114 | 0.051114 | 0.051114 | 0.051114 | 0.051114 | 0.051114 | 0.051114 | 0.051114 | 0.051114 | 0.051114 | 0.051114 | 0.051114 | 0.051114 | 0.051114 | 0.051114 | 0.051114 | 0.051114 | 0.051114 | 0.051114 | 0.051114 | 0.051114 | 0.051114
F4_Commercial_Healthcare_Existing_Water Heating_Natural Gas_Water Heater_E2 | F4 | Commercial | Healthcare | Existing | Water Heating | Natural Gas | Water Heater | E2 | Utility - Cost of Equipment | 0.057119 | 0.057119 | 0.057119 | 0.057119 | 0.057119 | 0.057119 | 0.057119 | 0.057119 | 0.057119 | 0.057119 | 0.057119 | 0.057119 | 0.057119 | 0.057119 | 0.057119 | 0.057119 | 0.057119 | 0.057119 | 0.057119 | 0.057119 | 0.057119 | 0.057119 | 0.057119 | 0.057119 | 0.057119 | 0.057119 | 0.057119 | 0.057119 | 0.057119 | 0.057119 | 0.057119
F4_Commercial_Healthcare_Existing_Water Heating_Natural Gas_Water Heater_E3 | F4 | Commercial | Healthcare | Existing | Water Heating | Natural Gas | Water Heater | E3 | Utility - Cost of Equipment | 0.059707 | 0.059707 | 0.059707 | 0.059707 | 0.059707 | 0.059707 | 0.059707 | 0.059707 | 0.059707 | 0.059707 | 0.059707 | 0.059707 | 0.059707 | 0.059707 | 0.059707 | 0.059707 | 0.059707 | 0.059707 | 0.059707 | 0.059707 | 0.059707 | 0.059707 | 0.059707 | 0.059707 | 0.059707 | 0.059707 | 0.059707 | 0.059707 | 0.059707 | 0.059707 | 0.059707
F4_Commercial_Healthcare_Existing_Water Heating_Natural Gas_Water Heater_E4 | F4 | Commercial | Healthcare | Existing | Water Heating | Natural Gas | Water Heater | E4 | Utility - Cost of Equipment | 0 | 0 | 0 | 0 | 0 | 0 | 0 | 0.08187 | 0.08187 | 0.08187 | 0.08187 | 0.08187 | 0.08187 | 0.08187 | 0.08187 | 0.08187 | 0.08187 | 0.08187 | 0.08187 | 0.08187 | 0.08187 | 0.08187 | 0.08187 | 0.08187 | 0.08187 | 0.08187 | 0.08187 | 0.08187 | 0.08187 | 0.08187 | 0.08187
F4_Commercial_Healthcare_Existing_Water Heating_Natural Gas_Water Heater_E5 | F4 | Commercial | Healthcare | Existing | Water Heating | Natural Gas | Water Heater | E5 | Utility - Cost of Equipment | 0 | 0 | 0 | 0 | 0 | 0 | 0 | 0 | 0 | 0 | 0 | 0 | 0 | 0 | 0 | 0 | 0 | 0 | 0 | 0 | 0 | 0 | 0 | 0 | 0 | 0 | 0 | 0 | 0 | 0 | 0
F4_Commercial_Healthcare_Existing_Water Heating_Natural Gas_Water Heater_E6 | F4 | Commercial | Healthcare | Existing | Water Heating | Natural Gas | Water Heater | E6 | Utility - Cost of Equipment | 0 | 0 | 0 | 0 | 0 | 0 | 0 | 0 | 0 | 0 | 0 | 0 | 0 | 0 | 0 | 0 | 0 | 0 | 0 | 0 | 0 | 0 | 0 | 0 | 0 | 0 | 0 | 0 | 0 | 0 | 0
F4_Commercial_Healthcare_Existing_Water Heating_Natural Gas_Water Heater_E7 | F4 | Commercial | Healthcare | Existing | Water Heating | Natural Gas | Water Heater | E7 | Utility - Cost of Equipment | 0 | 0 | 0 | 0 | 0 | 0 | 0 | 0 | 0 | 0 | 0 | 0 | 0 | 0 | 0 | 0 | 0 | 0 | 0 | 0 | 0 | 0 | 0 | 0 | 0 | 0 | 0 | 0 | 0 | 0 | 0
F4_Commercial_Healthcare_Existing_Water Heating_Natural Gas_Water Heater_E8 | F4 | Commercial | Healthcare | Existing | Water Heating | Natural Gas | Water Heater | E8 | Utility - Cost of Equipment | 0 | 0 | 0 | 0 | 0 | 0 | 0 | 0 | 0 | 0 | 0 | 0 | 0 | 0 | 0 | 0 | 0 | 0 | 0 | 0 | 0 | 0 | 0 | 0 | 0 | 0 | 0 | 0 | 0 | 0 | 0
F4_Commercial_Healthcare_Existing_Water Heating_Natural Gas_Water Heater_E9 | F4 | Commercial | Healthcare | Existing | Water Heating | Natural Gas | Water Heater | E9 | Utility - Cost of Equipment | 0 | 0 | 0 | 0 | 0 | 0 | 0 | 0 | 0 | 0 | 0 | 0 | 0 | 0 | 0 | 0 | 0 | 0 | 0 | 0 | 0 | 0 | 0 | 0 | 0 | 0 | 0 | 0 | 0 | 0 | 0
F4_Commercial_Healthcare_Existing_Water Heating_Natural Gas_Water Heater_E10 | F4 | Commercial | Healthcare | Existing | Water Heating | Natural Gas | Water Heater | E10 | Utility - Cost of Equipment | 0 | 0 | 0 | 0 | 0 | 0 | 0 | 0 | 0 | 0 | 0 | 0 | 0 | 0 | 0 | 0 | 0 | 0 | 0 | 0 | 0 | 0 | 0 | 0 | 0 | 0 | 0 | 0 | 0 | 0 | 0
F5_Commercial_Healthcare_Existing_Water Heating_Natural Gas_Water Heater_E1 | F5 | Commercial | Healthcare | Existing | Water Heating | Natural Gas | Water Heater | E1 | Utility - Cost of Operation | 0.97903 | 0.99843 | 1.0123 | 1.0274 | 1.049 | 0.98278 | 0.93105 | 0.90385 | 0.89407 | 0.87908 | 0.86896 | 0.915 | 0.81889 | 0.87528 | 0.94765 | 1.018 | 1.0206 | 1.0255 | 1.0059 | 1.0199 | 1.0297 | 1.0429 | 1.0595 | 0.49906 | 0.4891 | 0.47978 | 0.47101 | 0.46269 | 0.45475 | 0.44711 | 0.43973
F5_Commercial_Healthcare_Existing_Water Heating_Natural Gas_Water Heater_E2 | F5 | Commercial | Healthcare | Existing | Water Heating | Natural Gas | Water Heater | E2 | Utility - Cost of Operation | 0.83321 | 0.84973 | 0.86154 | 0.87435 | 0.89274 | 0.83641 | 0.79238 | 0.76923 | 0.76091 | 0.74815 | 0.73954 | 0.77873 | 0.69693 | 0.74492 | 0.80651 | 0.86638 | 0.86861 | 0.87276 | 0.85608 | 0.86798 | 0.8763 | 0.88754 | 0.90167 | 0.42473 | 0.41626 | 0.40833 | 0.40086 | 0.39378 | 0.38702 | 0.38052 | 0.37424
F5_Commercial_Healthcare_Existing_Water Heating_Natural Gas_Water Heater_E3 | F5 | Commercial | Healthcare | Existing | Water Heating | Natural Gas | Water Heater | E3 | Utility - Cost of Operation | 0.69434 | 0.70811 | 0.71795 | 0.72862 | 0.74395 | 0.69701 | 0.66032 | 0.64103 | 0.63409 | 0.62346 | 0.61628 | 0.64894 | 0.58077 | 0.62076 | 0.67209 | 0.72198 | 0.72384 | 0.7273 | 0.7134 | 0.72331 | 0.73025 | 0.73962 | 0.75139 | 0.35394 | 0.34688 | 0.34027 | 0.33405 | 0.32815 | 0.32252 | 0.3171 | 0.31186
F5_Commercial_Healthcare_Existing_Water Heating_Natural Gas_Water Heater_E4 | F5 | Commercial | Healthcare | Existing | Water Heating | Natural Gas | Water Heater | E4 | Utility - Cost of Operation | 0 | 0 | 0 | 0 | 0 | 0 | 0 | 0.49154 | 0.49868 | 0.50533 | 0.51547 | 0.52566 | 0.47816 | 0.47505 | 0.47577 | 0.47287 | 0.4726 | 0.47331 | 0.46434 | 0.4688 | 0.47165 | 0.47589 | 0.48152 | 0.25715 | 0.25225 | 0.24762 | 0.24322 | 0.23903 | 0.235 | 0.23111 | 0.22654
F5_Commercial_Healthcare_Existing_Water Heating_Natural Gas_Water Heater_E5 | F5 | Commercial | Healthcare | Existing | Water Heating | Natural Gas | Water Heater | E5 | Utility - Cost of Operation | 0 | 0 | 0 | 0 | 0 | 0 | 0 | 0 | 0 | 0 | 0 | 0 | 0 | 0 | 0 | 0 | 0 | 0 | 0 | 0 | 0 | 0 | 0 | 0 | 0 | 0 | 0 | 0 | 0 | 0 | 0
F5_Commercial_Healthcare_Existing_Water Heating_Natural Gas_Water Heater_E6 | F5 | Commercial | Healthcare | Existing | Water Heating | Natural Gas | Water Heater | E6 | Utility - Cost of Operation | 0 | 0 | 0 | 0 | 0 | 0 | 0 | 0 | 0 | 0 | 0 | 0 | 0 | 0 | 0 | 0 | 0 | 0 | 0 | 0 | 0 | 0 | 0 | 0 | 0 | 0 | 0 | 0 | 0 | 0 | 0
F5_Commercial_Healthcare_Existing_Water Heating_Natural Gas_Water Heater_E7 | F5 | Commercial | Healthcare | Existing | Water Heating | Natural Gas | Water Heater | E7 | Utility - Cost of Operation | 0 | 0 | 0 | 0 | 0 | 0 | 0 | 0 | 0 | 0 | 0 | 0 | 0 | 0 | 0 | 0 | 0 | 0 | 0 | 0 | 0 | 0 | 0 | 0 | 0 | 0 | 0 | 0 | 0 | 0 | 0
F5_Commercial_Healthcare_Existing_Water Heating_Natural Gas_Water Heater_E8 | F5 | Commercial | Healthcare | Existing | Water Heating | Natural Gas | Water Heater | E8 | Utility - Cost of Operation | 0 | 0 | 0 | 0 | 0 | 0 | 0 | 0 | 0 | 0 | 0 | 0 | 0 | 0 | 0 | 0 | 0 | 0 | 0 | 0 | 0 | 0 | 0 | 0 | 0 | 0 | 0 | 0 | 0 | 0 | 0
F5_Commercial_Healthcare_Existing_Water Heating_Natural Gas_Water Heater_E9 | F5 | Commercial | Healthcare | Existing | Water Heating | Natural Gas | Water Heater | E9 | Utility - Cost of Operation | 0 | 0 | 0 | 0 | 0 | 0 | 0 | 0 | 0 | 0 | 0 | 0 | 0 | 0 | 0 | 0 | 0 | 0 | 0 | 0 | 0 | 0 | 0 | 0 | 0 | 0 | 0 | 0 | 0 | 0 | 0
F5_Commercial_Healthcare_Existing_Water Heating_Natural Gas_Water Heater_E10 | F5 | Commercial | Healthcare | Existing | Water Heating | Natural Gas | Water Heater | E10 | Utility - Cost of Operation | 0 | 0 | 0 | 0 | 0 | 0 | 0 | 0 | 0 | 0 | 0 | 0 | 0 | 0 | 0 | 0 | 0 | 0 | 0 | 0 | 0 | 0 | 0 | 0 | 0 | 0 | 0 | 0 | 0 | 0 | 0
F6_Commercial_Healthcare_Existing_Water Heating_Natural Gas_Water Heater_E1 | F6 | Commercial | Healthcare | Existing | Water Heating | Natural Gas | Water Heater | E1 | Utility - Value of Sales | 1.1729 | 1.1962 | 1.2128 | 1.2308 | 1.2567 | 1.1774 | 1.1155 | 1.0829 | 1.0712 | 1.0532 | 1.0411 | 1.0962 | 0.98108 | 1.0486 | 1.1353 | 1.2196 | 1.2228 | 1.2286 | 1.2051 | 1.2219 | 1.2336 | 1.2494 | 1.2693 | 0.5979 | 0.58597 | 0.57481 | 0.5643 | 0.55433 | 0.54482 | 0.53566 | 0.52682
F6_Commercial_Healthcare_Existing_Water Heating_Natural Gas_Water Heater_E2 | F6 | Commercial | Healthcare | Existing | Water Heating | Natural Gas | Water Heater | E2 | Utility - Value of Sales | 0.99824 | 1.018 | 1.0322 | 1.0475 | 1.0696 | 1.0021 | 0.94932 | 0.92159 | 0.91162 | 0.89634 | 0.88602 | 0.93296 | 0.83496 | 0.89246 | 0.96625 | 1.038 | 1.0407 | 1.0456 | 1.0256 | 1.0399 | 1.0499 | 1.0633 | 1.0803 | 0.50885 | 0.4987 | 0.4892 | 0.48026 | 0.47177 | 0.46367 | 0.45588 | 0.44836
F6_Commercial_Healthcare_Existing_Water Heating_Natural Gas_Water Heater_E3 | F6 | Commercial | Healthcare | Existing | Water Heating | Natural Gas | Water Heater | E3 | Utility - Value of Sales | 0.83187 | 0.84836 | 0.86015 | 0.87294 | 0.8913 | 0.83506 | 0.7911 | 0.76799 | 0.75969 | 0.74695 | 0.73835 | 0.77747 | 0.6958 | 0.74371 | 0.80521 | 0.86498 | 0.86721 | 0.87135 | 0.8547 | 0.86658 | 0.87489 | 0.88611 | 0.90021 | 0.42404 | 0.41558 | 0.40767 | 0.40021 | 0.39315 | 0.38639 | 0.3799 | 0.37363
F6_Commercial_Healthcare_Existing_Water Heating_Natural Gas_Water Heater_E4 | F6 | Commercial | Healthcare | Existing | Water Heating | Natural Gas | Water Heater | E4 | Utility - Value of Sales | 0 | 0 | 0 | 0 | 0 | 0 | 0 | 0.5889 | 0.59745 | 0.60541 | 0.61756 | 0.62977 | 0.57287 | 0.56914 | 0.57001 | 0.56653 | 0.56621 | 0.56706 | 0.55631 | 0.56166 | 0.56506 | 0.57015 | 0.57689 | 0.30809 | 0.30221 | 0.29666 | 0.2914 | 0.28637 | 0.28154 | 0.27688 | 0.27141
F6_Commercial_Healthcare_Existing_Water Heating_Natural Gas_Water Heater_E5 | F6 | Commercial | Healthcare | Existing | Water Heating | Natural Gas | Water Heater | E5 | Utility - Value of Sales | 0 | 0 | 0 | 0 | 0 | 0 | 0 | 0 | 0 | 0 | 0 | 0 | 0 | 0 | 0 | 0 | 0 | 0 | 0 | 0 | 0 | 0 | 0 | 0 | 0 | 0 | 0 | 0 | 0 | 0 | 0
F6_Commercial_Healthcare_Existing_Water Heating_Natural Gas_Water Heater_E6 | F6 | Commercial | Healthcare | Existing | Water Heating | Natural Gas | Water Heater | E6 | Utility - Value of Sales | 0 | 0 | 0 | 0 | 0 | 0 | 0 | 0 | 0 | 0 | 0 | 0 | 0 | 0 | 0 | 0 | 0 | 0 | 0 | 0 | 0 | 0 | 0 | 0 | 0 | 0 | 0 | 0 | 0 | 0 | 0
F6_Commercial_Healthcare_Existing_Water Heating_Natural Gas_Water Heater_E7 | F6 | Commercial | Healthcare | Existing | Water Heating | Natural Gas | Water Heater | E7 | Utility - Value of Sales | 0 | 0 | 0 | 0 | 0 | 0 | 0 | 0 | 0 | 0 | 0 | 0 | 0 | 0 | 0 | 0 | 0 | 0 | 0 | 0 | 0 | 0 | 0 | 0 | 0 | 0 | 0 | 0 | 0 | 0 | 0
F6_Commercial_Healthcare_Existing_Water Heating_Natural Gas_Water Heater_E8 | F6 | Commercial | Healthcare | Existing | Water Heating | Natural Gas | Water Heater | E8 | Utility - Value of Sales | 0 | 0 | 0 | 0 | 0 | 0 | 0 | 0 | 0 | 0 | 0 | 0 | 0 | 0 | 0 | 0 | 0 | 0 | 0 | 0 | 0 | 0 | 0 | 0 | 0 | 0 | 0 | 0 | 0 | 0 | 0
F6_Commercial_Healthcare_Existing_Water Heating_Natural Gas_Water Heater_E9 | F6 | Commercial | Healthcare | Existing | Water Heating | Natural Gas | Water Heater | E9 | Utility - Value of Sales | 0 | 0 | 0 | 0 | 0 | 0 | 0 | 0 | 0 | 0 | 0 | 0 | 0 | 0 | 0 | 0 | 0 | 0 | 0 | 0 | 0 | 0 | 0 | 0 | 0 | 0 | 0 | 0 | 0 | 0 | 0
F6_Commercial_Healthcare_Existing_Water Heating_Natural Gas_Water Heater_E10 | F6 | Commercial | Healthcare | Existing | Water Heating | Natural Gas | Water Heater | E10 | Utility - Value of Sales | 0 | 0 | 0 | 0 | 0 | 0 | 0 | 0 | 0 | 0 | 0 | 0 | 0 | 0 | 0 | 0 | 0 | 0 | 0 | 0 | 0 | 0 | 0 | 0 | 0 | 0 | 0 | 0 | 0 | 0 | 0
F1_Commercial_Healthcare_Existing_Food Preparation_Natural Gas_Oven_E1 | F1 | Commercial | Healthcare | Existing | Food Preparation | Natural Gas | Oven | E1 | Participant - Cost of Equipment | 0.1641 | 0.1641 | 0.1641 | 0.1641 | 0.1641 | 0.1641 | 0.1641 | 0.1641 | 0.1641 | 0.1641 | 0.1641 | 0.1641 | 0.1641 | 0.1641 | 0.1641 | 0.1641 | 0.1641 | 0.1641 | 0.1641 | 0.1641 | 0.1641 | 0.1641 | 0.1641 | 0.1641 | 0.1641 | 0.1641 | 0.1641 | 0.1641 | 0.1641 | 0.1641 | 0.1641
F1_Commercial_Healthcare_Existing_Food Preparation_Natural Gas_Oven_E2 | F1 | Commercial | Healthcare | Existing | Food Preparation | Natural Gas | Oven | E2 | Participant - Cost of Equipment | 0.171 | 0.171 | 0.171 | 0.171 | 0.171 | 0.171 | 0.171 | 0.171 | 0.171 | 0.171 | 0.171 | 0.171 | 0.171 | 0.171 | 0.171 | 0.171 | 0.171 | 0.171 | 0.171 | 0.171 | 0.171 | 0.171 | 0.171 | 0.171 | 0.171 | 0.171 | 0.171 | 0.171 | 0.171 | 0.171 | 0.171
F1_Commercial_Healthcare_Existing_Food Preparation_Natural Gas_Oven_E3 | F1 | Commercial | Healthcare | Existing | Food Preparation | Natural Gas | Oven | E3 | Participant - Cost of Equipment | 0 | 0 | 0 | 0 | 0 | 0 | 0 | 0 | 0 | 0 | 0 | 0 | 0 | 0 | 0 | 0 | 0 | 0 | 0 | 0 | 0 | 0 | 0 | 0 | 0 | 0 | 0 | 0 | 0 | 0 | 0
F1_Commercial_Healthcare_Existing_Food Preparation_Natural Gas_Oven_E4 | F1 | Commercial | Healthcare | Existing | Food Preparation | Natural Gas | Oven | E4 | Participant - Cost of Equipment | 0 | 0 | 0 | 0 | 0 | 0 | 0 | 0 | 0 | 0 | 0 | 0 | 0 | 0 | 0 | 0 | 0 | 0 | 0 | 0 | 0 | 0 | 0 | 0 | 0 | 0 | 0 | 0 | 0 | 0 | 0
F1_Commercial_Healthcare_Existing_Food Preparation_Natural Gas_Oven_E5 | F1 | Commercial | Healthcare | Existing | Food Preparation | Natural Gas | Oven | E5 | Participant - Cost of Equipment | 0 | 0 | 0 | 0 | 0 | 0 | 0 | 0 | 0 | 0 | 0 | 0 | 0 | 0 | 0 | 0 | 0 | 0 | 0 | 0 | 0 | 0 | 0 | 0 | 0 | 0 | 0 | 0 | 0 | 0 | 0
F1_Commercial_Healthcare_Existing_Food Preparation_Natural Gas_Oven_E6 | F1 | Commercial | Healthcare | Existing | Food Preparation | Natural Gas | Oven | E6 | Participant - Cost of Equipment | 0 | 0 | 0 | 0 | 0 | 0 | 0 | 0 | 0 | 0 | 0 | 0 | 0 | 0 | 0 | 0 | 0 | 0 | 0 | 0 | 0 | 0 | 0 | 0 | 0 | 0 | 0 | 0 | 0 | 0 | 0
F1_Commercial_Healthcare_Existing_Food Preparation_Natural Gas_Oven_E7 | F1 | Commercial | Healthcare | Existing | Food Preparation | Natural Gas | Oven | E7 | Participant - Cost of Equipment | 0 | 0 | 0 | 0 | 0 | 0 | 0 | 0 | 0 | 0 | 0 | 0 | 0 | 0 | 0 | 0 | 0 | 0 | 0 | 0 | 0 | 0 | 0 | 0 | 0 | 0 | 0 | 0 | 0 | 0 | 0
F1_Commercial_Healthcare_Existing_Food Preparation_Natural Gas_Oven_E8 | F1 | Commercial | Healthcare | Existing | Food Preparation | Natural Gas | Oven | E8 | Participant - Cost of Equipment | 0 | 0 | 0 | 0 | 0 | 0 | 0 | 0 | 0 | 0 | 0 | 0 | 0 | 0 | 0 | 0 | 0 | 0 | 0 | 0 | 0 | 0 | 0 | 0 | 0 | 0 | 0 | 0 | 0 | 0 | 0
F1_Commercial_Healthcare_Existing_Food Preparation_Natural Gas_Oven_E9 | F1 | Commercial | Healthcare | Existing | Food Preparation | Natural Gas | Oven | E9 | Participant - Cost of Equipment | 0 | 0 | 0 | 0 | 0 | 0 | 0 | 0 | 0 | 0 | 0 | 0 | 0 | 0 | 0 | 0 | 0 | 0 | 0 | 0 | 0 | 0 | 0 | 0 | 0 | 0 | 0 | 0 | 0 | 0 | 0
F1_Commercial_Healthcare_Existing_Food Preparation_Natural Gas_Oven_E10 | F1 | Commercial | Healthcare | Existing | Food Preparation | Natural Gas | Oven | E10 | Participant - Cost of Equipment | 0 | 0 | 0 | 0 | 0 | 0 | 0 | 0 | 0 | 0 | 0 | 0 | 0 | 0 | 0 | 0 | 0 | 0 | 0 | 0 | 0 | 0 | 0 | 0 | 0 | 0 | 0 | 0 | 0 | 0 | 0
F2_Commercial_Healthcare_Existing_Food Preparation_Natural Gas_Oven_E1 | F2 | Commercial | Healthcare | Existing | Food Preparation | Natural Gas | Oven | E1 | Participant - Cost of Operation | 0.067026 | 0.068044 | 0.068758 | 0.069496 | 0.070648 | 0.0664 | 0.062892 | 0.061029 | 0.060311 | 0.059243 | 0.061838 | 0.064304 | 0.057358 | 0.060374 | 0.064369 | 0.068154 | 0.068301 | 0.068597 | 0.067286 | 0.068184 | 0.068807 | 0.069656 | 0.070729 | 0.033874 | 0.033202 | 0.032573 | 0.03198 | 0.031417 | 0.030878 | 0.030361 | 0.02986
F2_Commercial_Healthcare_Existing_Food Preparation_Natural Gas_Oven_E2 | F2 | Commercial | Healthcare | Existing | Food Preparation | Natural Gas | Oven | E2 | Participant - Cost of Operation | 0.038381 | 0.038964 | 0.039373 | 0.039795 | 0.040455 | 0.038022 | 0.036014 | 0.034947 | 0.034536 | 0.033924 | 0.03541 | 0.036822 | 0.032845 | 0.034572 | 0.03686 | 0.039027 | 0.039111 | 0.03928 | 0.03853 | 0.039044 | 0.039401 | 0.039887 | 0.040501 | 0.019397 | 0.019013 | 0.018652 | 0.018312 | 0.01799 | 0.017682 | 0.017385 | 0.017099
F2_Commercial_Healthcare_Existing_Food Preparation_Natural Gas_Oven_E3 | F2 | Commercial | Healthcare | Existing | Food Preparation | Natural Gas | Oven | E3 | Participant - Cost of Operation | 0 | 0 | 0 | 0 | 0 | 0 | 0 | 0 | 0 | 0 | 0 | 0 | 0 | 0 | 0 | 0 | 0 | 0 | 0 | 0 | 0 | 0 | 0 | 0 | 0 | 0 | 0 | 0 | 0 | 0 | 0
F2_Commercial_Healthcare_Existing_Food Preparation_Natural Gas_Oven_E4 | F2 | Commercial | Healthcare | Existing | Food Preparation | Natural Gas | Oven | E4 | Participant - Cost of Operation | 0 | 0 | 0 | 0 | 0 | 0 | 0 | 0 | 0 | 0 | 0 | 0 | 0 | 0 | 0 | 0 | 0 | 0 | 0 | 0 | 0 | 0 | 0 | 0 | 0 | 0 | 0 | 0 | 0 | 0 | 0
F2_Commercial_Healthcare_Existing_Food Preparation_Natural Gas_Oven_E5 | F2 | Commercial | Healthcare | Existing | Food Preparation | Natural Gas | Oven | E5 | Participant - Cost of Operation | 0 | 0 | 0 | 0 | 0 | 0 | 0 | 0 | 0 | 0 | 0 | 0 | 0 | 0 | 0 | 0 | 0 | 0 | 0 | 0 | 0 | 0 | 0 | 0 | 0 | 0 | 0 | 0 | 0 | 0 | 0
F2_Commercial_Healthcare_Existing_Food Preparation_Natural Gas_Oven_E6 | F2 | Commercial | Healthcare | Existing | Food Preparation | Natural Gas | Oven | E6 | Participant - Cost of Operation | 0 | 0 | 0 | 0 | 0 | 0 | 0 | 0 | 0 | 0 | 0 | 0 | 0 | 0 | 0 | 0 | 0 | 0 | 0 | 0 | 0 | 0 | 0 | 0 | 0 | 0 | 0 | 0 | 0 | 0 | 0
F2_Commercial_Healthcare_Existing_Food Preparation_Natural Gas_Oven_E7 | F2 | Commercial | Healthcare | Existing | Food Preparation | Natural Gas | Oven | E7 | Participant - Cost of Operation | 0 | 0 | 0 | 0 | 0 | 0 | 0 | 0 | 0 | 0 | 0 | 0 | 0 | 0 | 0 | 0 | 0 | 0 | 0 | 0 | 0 | 0 | 0 | 0 | 0 | 0 | 0 | 0 | 0 | 0 | 0
F2_Commercial_Healthcare_Existing_Food Preparation_Natural Gas_Oven_E8 | F2 | Commercial | Healthcare | Existing | Food Preparation | Natural Gas | Oven | E8 | Participant - Cost of Operation | 0 | 0 | 0 | 0 | 0 | 0 | 0 | 0 | 0 | 0 | 0 | 0 | 0 | 0 | 0 | 0 | 0 | 0 | 0 | 0 | 0 | 0 | 0 | 0 | 0 | 0 | 0 | 0 | 0 | 0 | 0
F2_Commercial_Healthcare_Existing_Food Preparation_Natural Gas_Oven_E9 | F2 | Commercial | Healthcare | Existing | Food Preparation | Natural Gas | Oven | E9 | Participant - Cost of Operation | 0 | 0 | 0 | 0 | 0 | 0 | 0 | 0 | 0 | 0 | 0 | 0 | 0 | 0 | 0 | 0 | 0 | 0 | 0 | 0 | 0 | 0 | 0 | 0 | 0 | 0 | 0 | 0 | 0 | 0 | 0
F2_Commercial_Healthcare_Existing_Food Preparation_Natural Gas_Oven_E10 | F2 | Commercial | Healthcare | Existing | Food Preparation | Natural Gas | Oven | E10 | Participant - Cost of Operation | 0 | 0 | 0 | 0 | 0 | 0 | 0 | 0 | 0 | 0 | 0 | 0 | 0 | 0 | 0 | 0 | 0 | 0 | 0 | 0 | 0 | 0 | 0 | 0 | 0 | 0 | 0 | 0 | 0 | 0 | 0
F3_Commercial_Healthcare_Existing_Food Preparation_Natural Gas_Oven_E1 | F3 | Commercial | Healthcare | Existing | Food Preparation | Natural Gas | Oven | E1 | System - kBTUs of Conusmption | 5.5908 | 5.6036 | 5.5955 | 5.5899 | 5.5899 | 5.5899 | 5.5899 | 5.5899 | 5.5899 | 5.5899 | 5.5899 | 5.5899 | 5.5899 | 5.5899 | 5.5899 | 5.5899 | 5.5899 | 5.5899 | 5.5899 | 5.5899 | 5.5899 | 5.5899 | 5.5899 | 5.5899 | 5.5899 | 5.5899 | 5.5899 | 5.5899 | 5.5899 | 5.5899 | 5.5899
F3_Commercial_Healthcare_Existing_Food Preparation_Natural Gas_Oven_E2 | F3 | Commercial | Healthcare | Existing | Food Preparation | Natural Gas | Oven | E2 | System - kBTUs of Conusmption | 3.2015 | 3.2088 | 3.2041 | 3.2009 | 3.2009 | 3.2009 | 3.2009 | 3.2009 | 3.2009 | 3.2009 | 3.2009 | 3.2009 | 3.2009 | 3.2009 | 3.2009 | 3.2009 | 3.2009 | 3.2009 | 3.2009 | 3.2009 | 3.2009 | 3.2009 | 3.2009 | 3.2009 | 3.2009 | 3.2009 | 3.2009 | 3.2009 | 3.2009 | 3.2009 | 3.2009
F3_Commercial_Healthcare_Existing_Food Preparation_Natural Gas_Oven_E3 | F3 | Commercial | Healthcare | Existing | Food Preparation | Natural Gas | Oven | E3 | System - kBTUs of Conusmption | 0 | 0 | 0 | 0 | 0 | 0 | 0 | 0 | 0 | 0 | 0 | 0 | 0 | 0 | 0 | 0 | 0 | 0 | 0 | 0 | 0 | 0 | 0 | 0 | 0 | 0 | 0 | 0 | 0 | 0 | 0
F3_Commercial_Healthcare_Existing_Food Preparation_Natural Gas_Oven_E4 | F3 | Commercial | Healthcare | Existing | Food Preparation | Natural Gas | Oven | E4 | System - kBTUs of Conusmption | 0 | 0 | 0 | 0 | 0 | 0 | 0 | 0 | 0 | 0 | 0 | 0 | 0 | 0 | 0 | 0 | 0 | 0 | 0 | 0 | 0 | 0 | 0 | 0 | 0 | 0 | 0 | 0 | 0 | 0 | 0
F3_Commercial_Healthcare_Existing_Food Preparation_Natural Gas_Oven_E5 | F3 | Commercial | Healthcare | Existing | Food Preparation | Natural Gas | Oven | E5 | System - kBTUs of Conusmption | 0 | 0 | 0 | 0 | 0 | 0 | 0 | 0 | 0 | 0 | 0 | 0 | 0 | 0 | 0 | 0 | 0 | 0 | 0 | 0 | 0 | 0 | 0 | 0 | 0 | 0 | 0 | 0 | 0 | 0 | 0
F3_Commercial_Healthcare_Existing_Food Preparation_Natural Gas_Oven_E6 | F3 | Commercial | Healthcare | Existing | Food Preparation | Natural Gas | Oven | E6 | System - kBTUs of Conusmption | 0 | 0 | 0 | 0 | 0 | 0 | 0 | 0 | 0 | 0 | 0 | 0 | 0 | 0 | 0 | 0 | 0 | 0 | 0 | 0 | 0 | 0 | 0 | 0 | 0 | 0 | 0 | 0 | 0 | 0 | 0
F3_Commercial_Healthcare_Existing_Food Preparation_Natural Gas_Oven_E7 | F3 | Commercial | Healthcare | Existing | Food Preparation | Natural Gas | Oven | E7 | System - kBTUs of Conusmption | 0 | 0 | 0 | 0 | 0 | 0 | 0 | 0 | 0 | 0 | 0 | 0 | 0 | 0 | 0 | 0 | 0 | 0 | 0 | 0 | 0 | 0 | 0 | 0 | 0 | 0 | 0 | 0 | 0 | 0 | 0
F3_Commercial_Healthcare_Existing_Food Preparation_Natural Gas_Oven_E8 | F3 | Commercial | Healthcare | Existing | Food Preparation | Natural Gas | Oven | E8 | System - kBTUs of Conusmption | 0 | 0 | 0 | 0 | 0 | 0 | 0 | 0 | 0 | 0 | 0 | 0 | 0 | 0 | 0 | 0 | 0 | 0 | 0 | 0 | 0 | 0 | 0 | 0 | 0 | 0 | 0 | 0 | 0 | 0 | 0
F3_Commercial_Healthcare_Existing_Food Preparation_Natural Gas_Oven_E9 | F3 | Commercial | Healthcare | Existing | Food Preparation | Natural Gas | Oven | E9 | System - kBTUs of Conusmption | 0 | 0 | 0 | 0 | 0 | 0 | 0 | 0 | 0 | 0 | 0 | 0 | 0 | 0 | 0 | 0 | 0 | 0 | 0 | 0 | 0 | 0 | 0 | 0 | 0 | 0 | 0 | 0 | 0 | 0 | 0
F3_Commercial_Healthcare_Existing_Food Preparation_Natural Gas_Oven_E10 | F3 | Commercial | Healthcare | Existing | Food Preparation | Natural Gas | Oven | E10 | System - kBTUs of Conusmption | 0 | 0 | 0 | 0 | 0 | 0 | 0 | 0 | 0 | 0 | 0 | 0 | 0 | 0 | 0 | 0 | 0 | 0 | 0 | 0 | 0 | 0 | 0 | 0 | 0 | 0 | 0 | 0 | 0 | 0 | 0
F4_Commercial_Healthcare_Existing_Food Preparation_Natural Gas_Oven_E1 | F4 | Commercial | Healthcare | Existing | Food Preparation | Natural Gas | Oven | E1 | Utility - Cost of Equipment | 0.1641 | 0.1641 | 0.1641 | 0.1641 | 0.1641 | 0.1641 | 0.1641 | 0.1641 | 0.1641 | 0.1641 | 0.1641 | 0.1641 | 0.1641 | 0.1641 | 0.1641 | 0.1641 | 0.1641 | 0.1641 | 0.1641 | 0.1641 | 0.1641 | 0.1641 | 0.1641 | 0.1641 | 0.1641 | 0.1641 | 0.1641 | 0.1641 | 0.1641 | 0.1641 | 0.1641
F4_Commercial_Healthcare_Existing_Food Preparation_Natural Gas_Oven_E2 | F4 | Commercial | Healthcare | Existing | Food Preparation | Natural Gas | Oven | E2 | Utility - Cost of Equipment | 0.171 | 0.171 | 0.171 | 0.171 | 0.171 | 0.171 | 0.171 | 0.171 | 0.171 | 0.171 | 0.171 | 0.171 | 0.171 | 0.171 | 0.171 | 0.171 | 0.171 | 0.171 | 0.171 | 0.171 | 0.171 | 0.171 | 0.171 | 0.171 | 0.171 | 0.171 | 0.171 | 0.171 | 0.171 | 0.171 | 0.171
F4_Commercial_Healthcare_Existing_Food Preparation_Natural Gas_Oven_E3 | F4 | Commercial | Healthcare | Existing | Food Preparation | Natural Gas | Oven | E3 | Utility - Cost of Equipment | 0 | 0 | 0 | 0 | 0 | 0 | 0 | 0 | 0 | 0 | 0 | 0 | 0 | 0 | 0 | 0 | 0 | 0 | 0 | 0 | 0 | 0 | 0 | 0 | 0 | 0 | 0 | 0 | 0 | 0 | 0
F4_Commercial_Healthcare_Existing_Food Preparation_Natural Gas_Oven_E4 | F4 | Commercial | Healthcare | Existing | Food Preparation | Natural Gas | Oven | E4 | Utility - Cost of Equipment | 0 | 0 | 0 | 0 | 0 | 0 | 0 | 0 | 0 | 0 | 0 | 0 | 0 | 0 | 0 | 0 | 0 | 0 | 0 | 0 | 0 | 0 | 0 | 0 | 0 | 0 | 0 | 0 | 0 | 0 | 0
F4_Commercial_Healthcare_Existing_Food Preparation_Natural Gas_Oven_E5 | F4 | Commercial | Healthcare | Existing | Food Preparation | Natural Gas | Oven | E5 | Utility - Cost of Equipment | 0 | 0 | 0 | 0 | 0 | 0 | 0 | 0 | 0 | 0 | 0 | 0 | 0 | 0 | 0 | 0 | 0 | 0 | 0 | 0 | 0 | 0 | 0 | 0 | 0 | 0 | 0 | 0 | 0 | 0 | 0
F4_Commercial_Healthcare_Existing_Food Preparation_Natural Gas_Oven_E6 | F4 | Commercial | Healthcare | Existing | Food Preparation | Natural Gas | Oven | E6 | Utility - Cost of Equipment | 0 | 0 | 0 | 0 | 0 | 0 | 0 | 0 | 0 | 0 | 0 | 0 | 0 | 0 | 0 | 0 | 0 | 0 | 0 | 0 | 0 | 0 | 0 | 0 | 0 | 0 | 0 | 0 | 0 | 0 | 0
F4_Commercial_Healthcare_Existing_Food Preparation_Natural Gas_Oven_E7 | F4 | Commercial | Healthcare | Existing | Food Preparation | Natural Gas | Oven | E7 | Utility - Cost of Equipment | 0 | 0 | 0 | 0 | 0 | 0 | 0 | 0 | 0 | 0 | 0 | 0 | 0 | 0 | 0 | 0 | 0 | 0 | 0 | 0 | 0 | 0 | 0 | 0 | 0 | 0 | 0 | 0 | 0 | 0 | 0
F4_Commercial_Healthcare_Existing_Food Preparation_Natural Gas_Oven_E8 | F4 | Commercial | Healthcare | Existing | Food Preparation | Natural Gas | Oven | E8 | Utility - Cost of Equipment | 0 | 0 | 0 | 0 | 0 | 0 | 0 | 0 | 0 | 0 | 0 | 0 | 0 | 0 | 0 | 0 | 0 | 0 | 0 | 0 | 0 | 0 | 0 | 0 | 0 | 0 | 0 | 0 | 0 | 0 | 0
F4_Commercial_Healthcare_Existing_Food Preparation_Natural Gas_Oven_E9 | F4 | Commercial | Healthcare | Existing | Food Preparation | Natural Gas | Oven | E9 | Utility - Cost of Equipment | 0 | 0 | 0 | 0 | 0 | 0 | 0 | 0 | 0 | 0 | 0 | 0 | 0 | 0 | 0 | 0 | 0 | 0 | 0 | 0 | 0 | 0 | 0 | 0 | 0 | 0 | 0 | 0 | 0 | 0 | 0
F4_Commercial_Healthcare_Existing_Food Preparation_Natural Gas_Oven_E10 | F4 | Commercial | Healthcare | Existing | Food Preparation | Natural Gas | Oven | E10 | Utility - Cost of Equipment | 0 | 0 | 0 | 0 | 0 | 0 | 0 | 0 | 0 | 0 | 0 | 0 | 0 | 0 | 0 | 0 | 0 | 0 | 0 | 0 | 0 | 0 | 0 | 0 | 0 | 0 | 0 | 0 | 0 | 0 | 0
F5_Commercial_Healthcare_Existing_Food Preparation_Natural Gas_Oven_E1 | F5 | Commercial | Healthcare | Existing | Food Preparation | Natural Gas | Oven | E1 | Utility - Cost of Operation | 0.055945 | 0.056795 | 0.057391 | 0.058007 | 0.058969 | 0.055423 | 0.052494 | 0.05094 | 0.05034 | 0.049449 | 0.051615 | 0.053673 | 0.047876 | 0.050393 | 0.053728 | 0.056887 | 0.057009 | 0.057256 | 0.056163 | 0.056912 | 0.057432 | 0.058141 | 0.059036 | 0.028274 | 0.027713 | 0.027188 | 0.026693 | 0.026223 | 0.025774 | 0.025341 | 0.024924
F5_Commercial_Healthcare_Existing_Food Preparation_Natural Gas_Oven_E2 | F5 | Commercial | Healthcare | Existing | Food Preparation | Natural Gas | Oven | E2 | Utility - Cost of Operation | 0.032036 | 0.032522 | 0.032864 | 0.033216 | 0.033767 | 0.031736 | 0.03006 | 0.029169 | 0.028826 | 0.028316 | 0.029556 | 0.030735 | 0.027415 | 0.028856 | 0.030766 | 0.032575 | 0.032645 | 0.032787 | 0.03216 | 0.032589 | 0.032887 | 0.033293 | 0.033806 | 0.016191 | 0.015869 | 0.015569 | 0.015285 | 0.015016 | 0.014759 | 0.014511 | 0.014272
F5_Commercial_Healthcare_Existing_Food Preparation_Natural Gas_Oven_E3 | F5 | Commercial | Healthcare | Existing | Food Preparation | Natural Gas | Oven | E3 | Utility - Cost of Operation | 0 | 0 | 0 | 0 | 0 | 0 | 0 | 0 | 0 | 0 | 0 | 0 | 0 | 0 | 0 | 0 | 0 | 0 | 0 | 0 | 0 | 0 | 0 | 0 | 0 | 0 | 0 | 0 | 0 | 0 | 0
F5_Commercial_Healthcare_Existing_Food Preparation_Natural Gas_Oven_E4 | F5 | Commercial | Healthcare | Existing | Food Preparation | Natural Gas | Oven | E4 | Utility - Cost of Operation | 0 | 0 | 0 | 0 | 0 | 0 | 0 | 0 | 0 | 0 | 0 | 0 | 0 | 0 | 0 | 0 | 0 | 0 | 0 | 0 | 0 | 0 | 0 | 0 | 0 | 0 | 0 | 0 | 0 | 0 | 0
F5_Commercial_Healthcare_Existing_Food Preparation_Natural Gas_Oven_E5 | F5 | Commercial | Healthcare | Existing | Food Preparation | Natural Gas | Oven | E5 | Utility - Cost of Operation | 0 | 0 | 0 | 0 | 0 | 0 | 0 | 0 | 0 | 0 | 0 | 0 | 0 | 0 | 0 | 0 | 0 | 0 | 0 | 0 | 0 | 0 | 0 | 0 | 0 | 0 | 0 | 0 | 0 | 0 | 0
F5_Commercial_Healthcare_Existing_Food Preparation_Natural Gas_Oven_E6 | F5 | Commercial | Healthcare | Existing | Food Preparation | Natural Gas | Oven | E6 | Utility - Cost of Operation | 0 | 0 | 0 | 0 | 0 | 0 | 0 | 0 | 0 | 0 | 0 | 0 | 0 | 0 | 0 | 0 | 0 | 0 | 0 | 0 | 0 | 0 | 0 | 0 | 0 | 0 | 0 | 0 | 0 | 0 | 0
F5_Commercial_Healthcare_Existing_Food Preparation_Natural Gas_Oven_E7 | F5 | Commercial | Healthcare | Existing | Food Preparation | Natural Gas | Oven | E7 | Utility - Cost of Operation | 0 | 0 | 0 | 0 | 0 | 0 | 0 | 0 | 0 | 0 | 0 | 0 | 0 | 0 | 0 | 0 | 0 | 0 | 0 | 0 | 0 | 0 | 0 | 0 | 0 | 0 | 0 | 0 | 0 | 0 | 0
F5_Commercial_Healthcare_Existing_Food Preparation_Natural Gas_Oven_E8 | F5 | Commercial | Healthcare | Existing | Food Preparation | Natural Gas | Oven | E8 | Utility - Cost of Operation | 0 | 0 | 0 | 0 | 0 | 0 | 0 | 0 | 0 | 0 | 0 | 0 | 0 | 0 | 0 | 0 | 0 | 0 | 0 | 0 | 0 | 0 | 0 | 0 | 0 | 0 | 0 | 0 | 0 | 0 | 0
F5_Commercial_Healthcare_Existing_Food Preparation_Natural Gas_Oven_E9 | F5 | Commercial | Healthcare | Existing | Food Preparation | Natural Gas | Oven | E9 | Utility - Cost of Operation | 0 | 0 | 0 | 0 | 0 | 0 | 0 | 0 | 0 | 0 | 0 | 0 | 0 | 0 | 0 | 0 | 0 | 0 | 0 | 0 | 0 | 0 | 0 | 0 | 0 | 0 | 0 | 0 | 0 | 0 | 0
F5_Commercial_Healthcare_Existing_Food Preparation_Natural Gas_Oven_E10 | F5 | Commercial | Healthcare | Existing | Food Preparation | Natural Gas | Oven | E10 | Utility - Cost of Operation | 0 | 0 | 0 | 0 | 0 | 0 | 0 | 0 | 0 | 0 | 0 | 0 | 0 | 0 | 0 | 0 | 0 | 0 | 0 | 0 | 0 | 0 | 0 | 0 | 0 | 0 | 0 | 0 | 0 | 0 | 0
F6_Commercial_Healthcare_Existing_Food Preparation_Natural Gas_Oven_E1 | F6 | Commercial | Healthcare | Existing | Food Preparation | Natural Gas | Oven | E1 | Utility - Value of Sales | 0.067026 | 0.068044 | 0.068758 | 0.069496 | 0.070648 | 0.0664 | 0.062892 | 0.061029 | 0.060311 | 0.059243 | 0.061838 | 0.064304 | 0.057358 | 0.060374 | 0.064369 | 0.068154 | 0.068301 | 0.068597 | 0.067286 | 0.068184 | 0.068807 | 0.069656 | 0.070729 | 0.033874 | 0.033202 | 0.032573 | 0.03198 | 0.031417 | 0.030878 | 0.030361 | 0.02986
F6_Commercial_Healthcare_Existing_Food Preparation_Natural Gas_Oven_E2 | F6 | Commercial | Healthcare | Existing | Food Preparation | Natural Gas | Oven | E2 | Utility - Value of Sales | 0.038381 | 0.038964 | 0.039373 | 0.039795 | 0.040455 | 0.038022 | 0.036014 | 0.034947 | 0.034536 | 0.033924 | 0.03541 | 0.036822 | 0.032845 | 0.034572 | 0.03686 | 0.039027 | 0.039111 | 0.03928 | 0.03853 | 0.039044 | 0.039401 | 0.039887 | 0.040501 | 0.019397 | 0.019013 | 0.018652 | 0.018312 | 0.01799 | 0.017682 | 0.017385 | 0.017099
F6_Commercial_Healthcare_Existing_Food Preparation_Natural Gas_Oven_E3 | F6 | Commercial | Healthcare | Existing | Food Preparation | Natural Gas | Oven | E3 | Utility - Value of Sales | 0 | 0 | 0 | 0 | 0 | 0 | 0 | 0 | 0 | 0 | 0 | 0 | 0 | 0 | 0 | 0 | 0 | 0 | 0 | 0 | 0 | 0 | 0 | 0 | 0 | 0 | 0 | 0 | 0 | 0 | 0
F6_Commercial_Healthcare_Existing_Food Preparation_Natural Gas_Oven_E4 | F6 | Commercial | Healthcare | Existing | Food Preparation | Natural Gas | Oven | E4 | Utility - Value of Sales | 0 | 0 | 0 | 0 | 0 | 0 | 0 | 0 | 0 | 0 | 0 | 0 | 0 | 0 | 0 | 0 | 0 | 0 | 0 | 0 | 0 | 0 | 0 | 0 | 0 | 0 | 0 | 0 | 0 | 0 | 0
F6_Commercial_Healthcare_Existing_Food Preparation_Natural Gas_Oven_E5 | F6 | Commercial | Healthcare | Existing | Food Preparation | Natural Gas | Oven | E5 | Utility - Value of Sales | 0 | 0 | 0 | 0 | 0 | 0 | 0 | 0 | 0 | 0 | 0 | 0 | 0 | 0 | 0 | 0 | 0 | 0 | 0 | 0 | 0 | 0 | 0 | 0 | 0 | 0 | 0 | 0 | 0 | 0 | 0
F6_Commercial_Healthcare_Existing_Food Preparation_Natural Gas_Oven_E6 | F6 | Commercial | Healthcare | Existing | Food Preparation | Natural Gas | Oven | E6 | Utility - Value of Sales | 0 | 0 | 0 | 0 | 0 | 0 | 0 | 0 | 0 | 0 | 0 | 0 | 0 | 0 | 0 | 0 | 0 | 0 | 0 | 0 | 0 | 0 | 0 | 0 | 0 | 0 | 0 | 0 | 0 | 0 | 0
F6_Commercial_Healthcare_Existing_Food Preparation_Natural Gas_Oven_E7 | F6 | Commercial | Healthcare | Existing | Food Preparation | Natural Gas | Oven | E7 | Utility - Value of Sales | 0 | 0 | 0 | 0 | 0 | 0 | 0 | 0 | 0 | 0 | 0 | 0 | 0 | 0 | 0 | 0 | 0 | 0 | 0 | 0 | 0 | 0 | 0 | 0 | 0 | 0 | 0 | 0 | 0 | 0 | 0
F6_Commercial_Healthcare_Existing_Food Preparation_Natural Gas_Oven_E8 | F6 | Commercial | Healthcare | Existing | Food Preparation | Natural Gas | Oven | E8 | Utility - Value of Sales | 0 | 0 | 0 | 0 | 0 | 0 | 0 | 0 | 0 | 0 | 0 | 0 | 0 | 0 | 0 | 0 | 0 | 0 | 0 | 0 | 0 | 0 | 0 | 0 | 0 | 0 | 0 | 0 | 0 | 0 | 0
F6_Commercial_Healthcare_Existing_Food Preparation_Natural Gas_Oven_E9 | F6 | Commercial | Healthcare | Existing | Food Preparation | Natural Gas | Oven | E9 | Utility - Value of Sales | 0 | 0 | 0 | 0 | 0 | 0 | 0 | 0 | 0 | 0 | 0 | 0 | 0 | 0 | 0 | 0 | 0 | 0 | 0 | 0 | 0 | 0 | 0 | 0 | 0 | 0 | 0 | 0 | 0 | 0 | 0
F6_Commercial_Healthcare_Existing_Food Preparation_Natural Gas_Oven_E10 | F6 | Commercial | Healthcare | Existing | Food Preparation | Natural Gas | Oven | E10 | Utility - Value of Sales | 0 | 0 | 0 | 0 | 0 | 0 | 0 | 0 | 0 | 0 | 0 | 0 | 0 | 0 | 0 | 0 | 0 | 0 | 0 | 0 | 0 | 0 | 0 | 0 | 0 | 0 | 0 | 0 | 0 | 0 | 0
F1_Commercial_Healthcare_Existing_Food Preparation_Natural Gas_Conveyor Oven_E1 | F1 | Commercial | Healthcare | Existing | Food Preparation | Natural Gas | Conveyor Oven | E1 | Participant - Cost of Equipment | 0.027787 | 0.027787 | 0.027787 | 0.027787 | 0.027787 | 0.027787 | 0.027787 | 0.027787 | 0.027787 | 0.027787 | 0.027787 | 0.027787 | 0.027787 | 0.027787 | 0.027787 | 0.027787 | 0.027787 | 0.027787 | 0.027787 | 0.027787 | 0.027787 | 0.027787 | 0.027787 | 0.027787 | 0.027787 | 0.027787 | 0.027787 | 0.027787 | 0.027787 | 0.027787 | 0.027787
F1_Commercial_Healthcare_Existing_Food Preparation_Natural Gas_Conveyor Oven_E2 | F1 | Commercial | Healthcare | Existing | Food Preparation | Natural Gas | Conveyor Oven | E2 | Participant - Cost of Equipment | 0.033876 | 0.033876 | 0.033876 | 0.033876 | 0.033876 | 0.033876 | 0.033876 | 0.033876 | 0.033876 | 0.033876 | 0.033876 | 0.033876 | 0.033876 | 0.033876 | 0.033876 | 0.033876 | 0.033876 | 0.033876 | 0.033876 | 0.033876 | 0.033876 | 0.033876 | 0.033876 | 0.033876 | 0.033876 | 0.033876 | 0.033876 | 0.033876 | 0.033876 | 0.033876 | 0.033876
F1_Commercial_Healthcare_Existing_Food Preparation_Natural Gas_Conveyor Oven_E3 | F1 | Commercial | Healthcare | Existing | Food Preparation | Natural Gas | Conveyor Oven | E3 | Participant - Cost of Equipment | 0 | 0 | 0 | 0 | 0 | 0 | 0 | 0 | 0 | 0 | 0 | 0 | 0 | 0 | 0 | 0 | 0 | 0 | 0 | 0 | 0 | 0 | 0 | 0 | 0 | 0 | 0 | 0 | 0 | 0 | 0
F1_Commercial_Healthcare_Existing_Food Preparation_Natural Gas_Conveyor Oven_E4 | F1 | Commercial | Healthcare | Existing | Food Preparation | Natural Gas | Conveyor Oven | E4 | Participant - Cost of Equipment | 0 | 0 | 0 | 0 | 0 | 0 | 0 | 0 | 0 | 0 | 0 | 0 | 0 | 0 | 0 | 0 | 0 | 0 | 0 | 0 | 0 | 0 | 0 | 0 | 0 | 0 | 0 | 0 | 0 | 0 | 0
F1_Commercial_Healthcare_Existing_Food Preparation_Natural Gas_Conveyor Oven_E5 | F1 | Commercial | Healthcare | Existing | Food Preparation | Natural Gas | Conveyor Oven | E5 | Participant - Cost of Equipment | 0 | 0 | 0 | 0 | 0 | 0 | 0 | 0 | 0 | 0 | 0 | 0 | 0 | 0 | 0 | 0 | 0 | 0 | 0 | 0 | 0 | 0 | 0 | 0 | 0 | 0 | 0 | 0 | 0 | 0 | 0
F1_Commercial_Healthcare_Existing_Food Preparation_Natural Gas_Conveyor Oven_E6 | F1 | Commercial | Healthcare | Existing | Food Preparation | Natural Gas | Conveyor Oven | E6 | Participant - Cost of Equipment | 0 | 0 | 0 | 0 | 0 | 0 | 0 | 0 | 0 | 0 | 0 | 0 | 0 | 0 | 0 | 0 | 0 | 0 | 0 | 0 | 0 | 0 | 0 | 0 | 0 | 0 | 0 | 0 | 0 | 0 | 0
F1_Commercial_Healthcare_Existing_Food Preparation_Natural Gas_Conveyor Oven_E7 | F1 | Commercial | Healthcare | Existing | Food Preparation | Natural Gas | Conveyor Oven | E7 | Participant - Cost of Equipment | 0 | 0 | 0 | 0 | 0 | 0 | 0 | 0 | 0 | 0 | 0 | 0 | 0 | 0 | 0 | 0 | 0 | 0 | 0 | 0 | 0 | 0 | 0 | 0 | 0 | 0 | 0 | 0 | 0 | 0 | 0
F1_Commercial_Healthcare_Existing_Food Preparation_Natural Gas_Conveyor Oven_E8 | F1 | Commercial | Healthcare | Existing | Food Preparation | Natural Gas | Conveyor Oven | E8 | Participant - Cost of Equipment | 0 | 0 | 0 | 0 | 0 | 0 | 0 | 0 | 0 | 0 | 0 | 0 | 0 | 0 | 0 | 0 | 0 | 0 | 0 | 0 | 0 | 0 | 0 | 0 | 0 | 0 | 0 | 0 | 0 | 0 | 0
F1_Commercial_Healthcare_Existing_Food Preparation_Natural Gas_Conveyor Oven_E9 | F1 | Commercial | Healthcare | Existing | Food Preparation | Natural Gas | Conveyor Oven | E9 | Participant - Cost of Equipment | 0 | 0 | 0 | 0 | 0 | 0 | 0 | 0 | 0 | 0 | 0 | 0 | 0 | 0 | 0 | 0 | 0 | 0 | 0 | 0 | 0 | 0 | 0 | 0 | 0 | 0 | 0 | 0 | 0 | 0 | 0
F1_Commercial_Healthcare_Existing_Food Preparation_Natural Gas_Conveyor Oven_E10 | F1 | Commercial | Healthcare | Existing | Food Preparation | Natural Gas | Conveyor Oven | E10 | Participant - Cost of Equipment | 0 | 0 | 0 | 0 | 0 | 0 | 0 | 0 | 0 | 0 | 0 | 0 | 0 | 0 | 0 | 0 | 0 | 0 | 0 | 0 | 0 | 0 | 0 | 0 | 0 | 0 | 0 | 0 | 0 | 0 | 0
F2_Commercial_Healthcare_Existing_Food Preparation_Natural Gas_Conveyor Oven_E1 | F2 | Commercial | Healthcare | Existing | Food Preparation | Natural Gas | Conveyor Oven | E1 | Participant - Cost of Operation | 0.097282 | 0.097023 | 0.096355 | 0.095614 | 0.09823 | 0.096474 | 0.0959 | 0.097405 | 0.10059 | 0.099824 | 0.09948 | 0.098929 | 0.088043 | 0.087409 | 0.087454 | 0.086869 | 0.086748 | 0.086803 | 0.085166 | 0.085883 | 0.086318 | 0.087 | 0.087926 | 0.048595 | 0.047679 | 0.046813 | 0.045989 | 0.045201 | 0.044443 | 0.04371 | 0.042748
F2_Commercial_Healthcare_Existing_Food Preparation_Natural Gas_Conveyor Oven_E2 | F2 | Commercial | Healthcare | Existing | Food Preparation | Natural Gas | Conveyor Oven | E2 | Participant - Cost of Operation | 0.073949 | 0.073752 | 0.073245 | 0.072682 | 0.07467 | 0.073335 | 0.072899 | 0.074043 | 0.076464 | 0.075882 | 0.07562 | 0.075201 | 0.066926 | 0.066444 | 0.066478 | 0.066034 | 0.065942 | 0.065984 | 0.064739 | 0.065285 | 0.065615 | 0.066134 | 0.066837 | 0.03694 | 0.036244 | 0.035585 | 0.034959 | 0.03436 | 0.033784 | 0.033227 | 0.032495
F2_Commercial_Healthcare_Existing_Food Preparation_Natural Gas_Conveyor Oven_E3 | F2 | Commercial | Healthcare | Existing | Food Preparation | Natural Gas | Conveyor Oven | E3 | Participant - Cost of Operation | 0 | 0 | 0 | 0 | 0 | 0 | 0 | 0 | 0 | 0 | 0 | 0 | 0 | 0 | 0 | 0 | 0 | 0 | 0 | 0 | 0 | 0 | 0 | 0 | 0 | 0 | 0 | 0 | 0 | 0 | 0
F2_Commercial_Healthcare_Existing_Food Preparation_Natural Gas_Conveyor Oven_E4 | F2 | Commercial | Healthcare | Existing | Food Preparation | Natural Gas | Conveyor Oven | E4 | Participant - Cost of Operation | 0 | 0 | 0 | 0 | 0 | 0 | 0 | 0 | 0 | 0 | 0 | 0 | 0 | 0 | 0 | 0 | 0 | 0 | 0 | 0 | 0 | 0 | 0 | 0 | 0 | 0 | 0 | 0 | 0 | 0 | 0
F2_Commercial_Healthcare_Existing_Food Preparation_Natural Gas_Conveyor Oven_E5 | F2 | Commercial | Healthcare | Existing | Food Preparation | Natural Gas | Conveyor Oven | E5 | Participant - Cost of Operation | 0 | 0 | 0 | 0 | 0 | 0 | 0 | 0 | 0 | 0 | 0 | 0 | 0 | 0 | 0 | 0 | 0 | 0 | 0 | 0 | 0 | 0 | 0 | 0 | 0 | 0 | 0 | 0 | 0 | 0 | 0
F2_Commercial_Healthcare_Existing_Food Preparation_Natural Gas_Conveyor Oven_E6 | F2 | Commercial | Healthcare | Existing | Food Preparation | Natural Gas | Conveyor Oven | E6 | Participant - Cost of Operation | 0 | 0 | 0 | 0 | 0 | 0 | 0 | 0 | 0 | 0 | 0 | 0 | 0 | 0 | 0 | 0 | 0 | 0 | 0 | 0 | 0 | 0 | 0 | 0 | 0 | 0 | 0 | 0 | 0 | 0 | 0
F2_Commercial_Healthcare_Existing_Food Preparation_Natural Gas_Conveyor Oven_E7 | F2 | Commercial | Healthcare | Existing | Food Preparation | Natural Gas | Conveyor Oven | E7 | Participant - Cost of Operation | 0 | 0 | 0 | 0 | 0 | 0 | 0 | 0 | 0 | 0 | 0 | 0 | 0 | 0 | 0 | 0 | 0 | 0 | 0 | 0 | 0 | 0 | 0 | 0 | 0 | 0 | 0 | 0 | 0 | 0 | 0
F2_Commercial_Healthcare_Existing_Food Preparation_Natural Gas_Conveyor Oven_E8 | F2 | Commercial | Healthcare | Existing | Food Preparation | Natural Gas | Conveyor Oven | E8 | Participant - Cost of Operation | 0 | 0 | 0 | 0 | 0 | 0 | 0 | 0 | 0 | 0 | 0 | 0 | 0 | 0 | 0 | 0 | 0 | 0 | 0 | 0 | 0 | 0 | 0 | 0 | 0 | 0 | 0 | 0 | 0 | 0 | 0
F2_Commercial_Healthcare_Existing_Food Preparation_Natural Gas_Conveyor Oven_E9 | F2 | Commercial | Healthcare | Existing | Food Preparation | Natural Gas | Conveyor Oven | E9 | Participant - Cost of Operation | 0 | 0 | 0 | 0 | 0 | 0 | 0 | 0 | 0 | 0 | 0 | 0 | 0 | 0 | 0 | 0 | 0 | 0 | 0 | 0 | 0 | 0 | 0 | 0 | 0 | 0 | 0 | 0 | 0 | 0 | 0
F2_Commercial_Healthcare_Existing_Food Preparation_Natural Gas_Conveyor Oven_E10 | F2 | Commercial | Healthcare | Existing | Food Preparation | Natural Gas | Conveyor Oven | E10 | Participant - Cost of Operation | 0 | 0 | 0 | 0 | 0 | 0 | 0 | 0 | 0 | 0 | 0 | 0 | 0 | 0 | 0 | 0 | 0 | 0 | 0 | 0 | 0 | 0 | 0 | 0 | 0 | 0 | 0 | 0 | 0 | 0 | 0
F3_Commercial_Healthcare_Existing_Food Preparation_Natural Gas_Conveyor Oven_E1 | F3 | Commercial | Healthcare | Existing | Food Preparation | Natural Gas | Conveyor Oven | E1 | System - kBTUs of Conusmption | 8.3329 | 8.3446 | 8.3371 | 8.332 | 8.332 | 8.332 | 8.332 | 8.332 | 8.332 | 8.332 | 8.332 | 8.332 | 8.332 | 8.332 | 8.332 | 8.332 | 8.332 | 8.332 | 8.332 | 8.332 | 8.332 | 8.332 | 8.332 | 8.332 | 8.332 | 8.332 | 8.332 | 8.332 | 8.332 | 8.332 | 8.332
F3_Commercial_Healthcare_Existing_Food Preparation_Natural Gas_Conveyor Oven_E2 | F3 | Commercial | Healthcare | Existing | Food Preparation | Natural Gas | Conveyor Oven | E2 | System - kBTUs of Conusmption | 6.3343 | 6.3432 | 6.3375 | 6.3336 | 6.3336 | 6.3336 | 6.3336 | 6.3336 | 6.3336 | 6.3336 | 6.3336 | 6.3336 | 6.3336 | 6.3336 | 6.3336 | 6.3336 | 6.3336 | 6.3336 | 6.3336 | 6.3336 | 6.3336 | 6.3336 | 6.3336 | 6.3336 | 6.3336 | 6.3336 | 6.3336 | 6.3336 | 6.3336 | 6.3336 | 6.3336
F3_Commercial_Healthcare_Existing_Food Preparation_Natural Gas_Conveyor Oven_E3 | F3 | Commercial | Healthcare | Existing | Food Preparation | Natural Gas | Conveyor Oven | E3 | System - kBTUs of Conusmption | 0 | 0 | 0 | 0 | 0 | 0 | 0 | 0 | 0 | 0 | 0 | 0 | 0 | 0 | 0 | 0 | 0 | 0 | 0 | 0 | 0 | 0 | 0 | 0 | 0 | 0 | 0 | 0 | 0 | 0 | 0
F3_Commercial_Healthcare_Existing_Food Preparation_Natural Gas_Conveyor Oven_E4 | F3 | Commercial | Healthcare | Existing | Food Preparation | Natural Gas | Conveyor Oven | E4 | System - kBTUs of Conusmption | 0 | 0 | 0 | 0 | 0 | 0 | 0 | 0 | 0 | 0 | 0 | 0 | 0 | 0 | 0 | 0 | 0 | 0 | 0 | 0 | 0 | 0 | 0 | 0 | 0 | 0 | 0 | 0 | 0 | 0 | 0
F3_Commercial_Healthcare_Existing_Food Preparation_Natural Gas_Conveyor Oven_E5 | F3 | Commercial | Healthcare | Existing | Food Preparation | Natural Gas | Conveyor Oven | E5 | System - kBTUs of Conusmption | 0 | 0 | 0 | 0 | 0 | 0 | 0 | 0 | 0 | 0 | 0 | 0 | 0 | 0 | 0 | 0 | 0 | 0 | 0 | 0 | 0 | 0 | 0 | 0 | 0 | 0 | 0 | 0 | 0 | 0 | 0
F3_Commercial_Healthcare_Existing_Food Preparation_Natural Gas_Conveyor Oven_E6 | F3 | Commercial | Healthcare | Existing | Food Preparation | Natural Gas | Conveyor Oven | E6 | System - kBTUs of Conusmption | 0 | 0 | 0 | 0 | 0 | 0 | 0 | 0 | 0 | 0 | 0 | 0 | 0 | 0 | 0 | 0 | 0 | 0 | 0 | 0 | 0 | 0 | 0 | 0 | 0 | 0 | 0 | 0 | 0 | 0 | 0
F3_Commercial_Healthcare_Existing_Food Preparation_Natural Gas_Conveyor Oven_E7 | F3 | Commercial | Healthcare | Existing | Food Preparation | Natural Gas | Conveyor Oven | E7 | System - kBTUs of Conusmption | 0 | 0 | 0 | 0 | 0 | 0 | 0 | 0 | 0 | 0 | 0 | 0 | 0 | 0 | 0 | 0 | 0 | 0 | 0 | 0 | 0 | 0 | 0 | 0 | 0 | 0 | 0 | 0 | 0 | 0 | 0
F3_Commercial_Healthcare_Existing_Food Preparation_Natural Gas_Conveyor Oven_E8 | F3 | Commercial | Healthcare | Existing | Food Preparation | Natural Gas | Conveyor Oven | E8 | System - kBTUs of Conusmption | 0 | 0 | 0 | 0 | 0 | 0 | 0 | 0 | 0 | 0 | 0 | 0 | 0 | 0 | 0 | 0 | 0 | 0 | 0 | 0 | 0 | 0 | 0 | 0 | 0 | 0 | 0 | 0 | 0 | 0 | 0
F3_Commercial_Healthcare_Existing_Food Preparation_Natural Gas_Conveyor Oven_E9 | F3 | Commercial | Healthcare | Existing | Food Preparation | Natural Gas | Conveyor Oven | E9 | System - kBTUs of Conusmption | 0 | 0 | 0 | 0 | 0 | 0 | 0 | 0 | 0 | 0 | 0 | 0 | 0 | 0 | 0 | 0 | 0 | 0 | 0 | 0 | 0 | 0 | 0 | 0 | 0 | 0 | 0 | 0 | 0 | 0 | 0
F3_Commercial_Healthcare_Existing_Food Preparation_Natural Gas_Conveyor Oven_E10 | F3 | Commercial | Healthcare | Existing | Food Preparation | Natural Gas | Conveyor Oven | E10 | System - kBTUs of Conusmption | 0 | 0 | 0 | 0 | 0 | 0 | 0 | 0 | 0 | 0 | 0 | 0 | 0 | 0 | 0 | 0 | 0 | 0 | 0 | 0 | 0 | 0 | 0 | 0 | 0 | 0 | 0 | 0 | 0 | 0 | 0
F4_Commercial_Healthcare_Existing_Food Preparation_Natural Gas_Conveyor Oven_E1 | F4 | Commercial | Healthcare | Existing | Food Preparation | Natural Gas | Conveyor Oven | E1 | Utility - Cost of Equipment | 0.027787 | 0.027787 | 0.027787 | 0.027787 | 0.027787 | 0.027787 | 0.027787 | 0.027787 | 0.027787 | 0.027787 | 0.027787 | 0.027787 | 0.027787 | 0.027787 | 0.027787 | 0.027787 | 0.027787 | 0.027787 | 0.027787 | 0.027787 | 0.027787 | 0.027787 | 0.027787 | 0.027787 | 0.027787 | 0.027787 | 0.027787 | 0.027787 | 0.027787 | 0.027787 | 0.027787
F4_Commercial_Healthcare_Existing_Food Preparation_Natural Gas_Conveyor Oven_E2 | F4 | Commercial | Healthcare | Existing | Food Preparation | Natural Gas | Conveyor Oven | E2 | Utility - Cost of Equipment | 0.033876 | 0.033876 | 0.033876 | 0.033876 | 0.033876 | 0.033876 | 0.033876 | 0.033876 | 0.033876 | 0.033876 | 0.033876 | 0.033876 | 0.033876 | 0.033876 | 0.033876 | 0.033876 | 0.033876 | 0.033876 | 0.033876 | 0.033876 | 0.033876 | 0.033876 | 0.033876 | 0.033876 | 0.033876 | 0.033876 | 0.033876 | 0.033876 | 0.033876 | 0.033876 | 0.033876
F4_Commercial_Healthcare_Existing_Food Preparation_Natural Gas_Conveyor Oven_E3 | F4 | Commercial | Healthcare | Existing | Food Preparation | Natural Gas | Conveyor Oven | E3 | Utility - Cost of Equipment | 0 | 0 | 0 | 0 | 0 | 0 | 0 | 0 | 0 | 0 | 0 | 0 | 0 | 0 | 0 | 0 | 0 | 0 | 0 | 0 | 0 | 0 | 0 | 0 | 0 | 0 | 0 | 0 | 0 | 0 | 0
F4_Commercial_Healthcare_Existing_Food Preparation_Natural Gas_Conveyor Oven_E4 | F4 | Commercial | Healthcare | Existing | Food Preparation | Natural Gas | Conveyor Oven | E4 | Utility - Cost of Equipment | 0 | 0 | 0 | 0 | 0 | 0 | 0 | 0 | 0 | 0 | 0 | 0 | 0 | 0 | 0 | 0 | 0 | 0 | 0 | 0 | 0 | 0 | 0 | 0 | 0 | 0 | 0 | 0 | 0 | 0 | 0
F4_Commercial_Healthcare_Existing_Food Preparation_Natural Gas_Conveyor Oven_E5 | F4 | Commercial | Healthcare | Existing | Food Preparation | Natural Gas | Conveyor Oven | E5 | Utility - Cost of Equipment | 0 | 0 | 0 | 0 | 0 | 0 | 0 | 0 | 0 | 0 | 0 | 0 | 0 | 0 | 0 | 0 | 0 | 0 | 0 | 0 | 0 | 0 | 0 | 0 | 0 | 0 | 0 | 0 | 0 | 0 | 0
F4_Commercial_Healthcare_Existing_Food Preparation_Natural Gas_Conveyor Oven_E6 | F4 | Commercial | Healthcare | Existing | Food Preparation | Natural Gas | Conveyor Oven | E6 | Utility - Cost of Equipment | 0 | 0 | 0 | 0 | 0 | 0 | 0 | 0 | 0 | 0 | 0 | 0 | 0 | 0 | 0 | 0 | 0 | 0 | 0 | 0 | 0 | 0 | 0 | 0 | 0 | 0 | 0 | 0 | 0 | 0 | 0
F4_Commercial_Healthcare_Existing_Food Preparation_Natural Gas_Conveyor Oven_E7 | F4 | Commercial | Healthcare | Existing | Food Preparation | Natural Gas | Conveyor Oven | E7 | Utility - Cost of Equipment | 0 | 0 | 0 | 0 | 0 | 0 | 0 | 0 | 0 | 0 | 0 | 0 | 0 | 0 | 0 | 0 | 0 | 0 | 0 | 0 | 0 | 0 | 0 | 0 | 0 | 0 | 0 | 0 | 0 | 0 | 0
F4_Commercial_Healthcare_Existing_Food Preparation_Natural Gas_Conveyor Oven_E8 | F4 | Commercial | Healthcare | Existing | Food Preparation | Natural Gas | Conveyor Oven | E8 | Utility - Cost of Equipment | 0 | 0 | 0 | 0 | 0 | 0 | 0 | 0 | 0 | 0 | 0 | 0 | 0 | 0 | 0 | 0 | 0 | 0 | 0 | 0 | 0 | 0 | 0 | 0 | 0 | 0 | 0 | 0 | 0 | 0 | 0
F4_Commercial_Healthcare_Existing_Food Preparation_Natural Gas_Conveyor Oven_E9 | F4 | Commercial | Healthcare | Existing | Food Preparation | Natural Gas | Conveyor Oven | E9 | Utility - Cost of Equipment | 0 | 0 | 0 | 0 | 0 | 0 | 0 | 0 | 0 | 0 | 0 | 0 | 0 | 0 | 0 | 0 | 0 | 0 | 0 | 0 | 0 | 0 | 0 | 0 | 0 | 0 | 0 | 0 | 0 | 0 | 0
F4_Commercial_Healthcare_Existing_Food Preparation_Natural Gas_Conveyor Oven_E10 | F4 | Commercial | Healthcare | Existing | Food Preparation | Natural Gas | Conveyor Oven | E10 | Utility - Cost of Equipment | 0 | 0 | 0 | 0 | 0 | 0 | 0 | 0 | 0 | 0 | 0 | 0 | 0 | 0 | 0 | 0 | 0 | 0 | 0 | 0 | 0 | 0 | 0 | 0 | 0 | 0 | 0 | 0 | 0 | 0 | 0
F5_Commercial_Healthcare_Existing_Food Preparation_Natural Gas_Conveyor Oven_E1 | F5 | Commercial | Healthcare | Existing | Food Preparation | Natural Gas | Conveyor Oven | E1 | Utility - Cost of Operation | 0.081199 | 0.080983 | 0.080426 | 0.079807 | 0.08199 | 0.080525 | 0.080046 | 0.081302 | 0.083961 | 0.083321 | 0.083033 | 0.082574 | 0.073487 | 0.072958 | 0.072996 | 0.072507 | 0.072407 | 0.072453 | 0.071086 | 0.071685 | 0.072048 | 0.072617 | 0.07339 | 0.040561 | 0.039797 | 0.039074 | 0.038386 | 0.037728 | 0.037096 | 0.036484 | 0.035681
F5_Commercial_Healthcare_Existing_Food Preparation_Natural Gas_Conveyor Oven_E2 | F5 | Commercial | Healthcare | Existing | Food Preparation | Natural Gas | Conveyor Oven | E2 | Utility - Cost of Operation | 0.061724 | 0.061559 | 0.061136 | 0.060666 | 0.062325 | 0.061212 | 0.060847 | 0.061802 | 0.063823 | 0.063337 | 0.063118 | 0.062769 | 0.055862 | 0.05546 | 0.055488 | 0.055117 | 0.055041 | 0.055075 | 0.054036 | 0.054492 | 0.054768 | 0.0552 | 0.055788 | 0.030833 | 0.030252 | 0.029702 | 0.029179 | 0.028679 | 0.028198 | 0.027733 | 0.027123
F5_Commercial_Healthcare_Existing_Food Preparation_Natural Gas_Conveyor Oven_E3 | F5 | Commercial | Healthcare | Existing | Food Preparation | Natural Gas | Conveyor Oven | E3 | Utility - Cost of Operation | 0 | 0 | 0 | 0 | 0 | 0 | 0 | 0 | 0 | 0 | 0 | 0 | 0 | 0 | 0 | 0 | 0 | 0 | 0 | 0 | 0 | 0 | 0 | 0 | 0 | 0 | 0 | 0 | 0 | 0 | 0
F5_Commercial_Healthcare_Existing_Food Preparation_Natural Gas_Conveyor Oven_E4 | F5 | Commercial | Healthcare | Existing | Food Preparation | Natural Gas | Conveyor Oven | E4 | Utility - Cost of Operation | 0 | 0 | 0 | 0 | 0 | 0 | 0 | 0 | 0 | 0 | 0 | 0 | 0 | 0 | 0 | 0 | 0 | 0 | 0 | 0 | 0 | 0 | 0 | 0 | 0 | 0 | 0 | 0 | 0 | 0 | 0
F5_Commercial_Healthcare_Existing_Food Preparation_Natural Gas_Conveyor Oven_E5 | F5 | Commercial | Healthcare | Existing | Food Preparation | Natural Gas | Conveyor Oven | E5 | Utility - Cost of Operation | 0 | 0 | 0 | 0 | 0 | 0 | 0 | 0 | 0 | 0 | 0 | 0 | 0 | 0 | 0 | 0 | 0 | 0 | 0 | 0 | 0 | 0 | 0 | 0 | 0 | 0 | 0 | 0 | 0 | 0 | 0
F5_Commercial_Healthcare_Existing_Food Preparation_Natural Gas_Conveyor Oven_E6 | F5 | Commercial | Healthcare | Existing | Food Preparation | Natural Gas | Conveyor Oven | E6 | Utility - Cost of Operation | 0 | 0 | 0 | 0 | 0 | 0 | 0 | 0 | 0 | 0 | 0 | 0 | 0 | 0 | 0 | 0 | 0 | 0 | 0 | 0 | 0 | 0 | 0 | 0 | 0 | 0 | 0 | 0 | 0 | 0 | 0
F5_Commercial_Healthcare_Existing_Food Preparation_Natural Gas_Conveyor Oven_E7 | F5 | Commercial | Healthcare | Existing | Food Preparation | Natural Gas | Conveyor Oven | E7 | Utility - Cost of Operation | 0 | 0 | 0 | 0 | 0 | 0 | 0 | 0 | 0 | 0 | 0 | 0 | 0 | 0 | 0 | 0 | 0 | 0 | 0 | 0 | 0 | 0 | 0 | 0 | 0 | 0 | 0 | 0 | 0 | 0 | 0
F5_Commercial_Healthcare_Existing_Food Preparation_Natural Gas_Conveyor Oven_E8 | F5 | Commercial | Healthcare | Existing | Food Preparation | Natural Gas | Conveyor Oven | E8 | Utility - Cost of Operation | 0 | 0 | 0 | 0 | 0 | 0 | 0 | 0 | 0 | 0 | 0 | 0 | 0 | 0 | 0 | 0 | 0 | 0 | 0 | 0 | 0 | 0 | 0 | 0 | 0 | 0 | 0 | 0 | 0 | 0 | 0
F5_Commercial_Healthcare_Existing_Food Preparation_Natural Gas_Conveyor Oven_E9 | F5 | Commercial | Healthcare | Existing | Food Preparation | Natural Gas | Conveyor Oven | E9 | Utility - Cost of Operation | 0 | 0 | 0 | 0 | 0 | 0 | 0 | 0 | 0 | 0 | 0 | 0 | 0 | 0 | 0 | 0 | 0 | 0 | 0 | 0 | 0 | 0 | 0 | 0 | 0 | 0 | 0 | 0 | 0 | 0 | 0
F5_Commercial_Healthcare_Existing_Food Preparation_Natural Gas_Conveyor Oven_E10 | F5 | Commercial | Healthcare | Existing | Food Preparation | Natural Gas | Conveyor Oven | E10 | Utility - Cost of Operation | 0 | 0 | 0 | 0 | 0 | 0 | 0 | 0 | 0 | 0 | 0 | 0 | 0 | 0 | 0 | 0 | 0 | 0 | 0 | 0 | 0 | 0 | 0 | 0 | 0 | 0 | 0 | 0 | 0 | 0 | 0
F6_Commercial_Healthcare_Existing_Food Preparation_Natural Gas_Conveyor Oven_E1 | F6 | Commercial | Healthcare | Existing | Food Preparation | Natural Gas | Conveyor Oven | E1 | Utility - Value of Sales | 0.097282 | 0.097023 | 0.096355 | 0.095614 | 0.09823 | 0.096474 | 0.0959 | 0.097405 | 0.10059 | 0.099824 | 0.09948 | 0.098929 | 0.088043 | 0.087409 | 0.087454 | 0.086869 | 0.086748 | 0.086803 | 0.085166 | 0.085883 | 0.086318 | 0.087 | 0.087926 | 0.048595 | 0.047679 | 0.046813 | 0.045989 | 0.045201 | 0.044443 | 0.04371 | 0.042748
F6_Commercial_Healthcare_Existing_Food Preparation_Natural Gas_Conveyor Oven_E2 | F6 | Commercial | Healthcare | Existing | Food Preparation | Natural Gas | Conveyor Oven | E2 | Utility - Value of Sales | 0.073949 | 0.073752 | 0.073245 | 0.072682 | 0.07467 | 0.073335 | 0.072899 | 0.074043 | 0.076464 | 0.075882 | 0.07562 | 0.075201 | 0.066926 | 0.066444 | 0.066478 | 0.066034 | 0.065942 | 0.065984 | 0.064739 | 0.065285 | 0.065615 | 0.066134 | 0.066837 | 0.03694 | 0.036244 | 0.035585 | 0.034959 | 0.03436 | 0.033784 | 0.033227 | 0.032495
F6_Commercial_Healthcare_Existing_Food Preparation_Natural Gas_Conveyor Oven_E3 | F6 | Commercial | Healthcare | Existing | Food Preparation | Natural Gas | Conveyor Oven | E3 | Utility - Value of Sales | 0 | 0 | 0 | 0 | 0 | 0 | 0 | 0 | 0 | 0 | 0 | 0 | 0 | 0 | 0 | 0 | 0 | 0 | 0 | 0 | 0 | 0 | 0 | 0 | 0 | 0 | 0 | 0 | 0 | 0 | 0
F6_Commercial_Healthcare_Existing_Food Preparation_Natural Gas_Conveyor Oven_E4 | F6 | Commercial | Healthcare | Existing | Food Preparation | Natural Gas | Conveyor Oven | E4 | Utility - Value of Sales | 0 | 0 | 0 | 0 | 0 | 0 | 0 | 0 | 0 | 0 | 0 | 0 | 0 | 0 | 0 | 0 | 0 | 0 | 0 | 0 | 0 | 0 | 0 | 0 | 0 | 0 | 0 | 0 | 0 | 0 | 0
F6_Commercial_Healthcare_Existing_Food Preparation_Natural Gas_Conveyor Oven_E5 | F6 | Commercial | Healthcare | Existing | Food Preparation | Natural Gas | Conveyor Oven | E5 | Utility - Value of Sales | 0 | 0 | 0 | 0 | 0 | 0 | 0 | 0 | 0 | 0 | 0 | 0 | 0 | 0 | 0 | 0 | 0 | 0 | 0 | 0 | 0 | 0 | 0 | 0 | 0 | 0 | 0 | 0 | 0 | 0 | 0
F6_Commercial_Healthcare_Existing_Food Preparation_Natural Gas_Conveyor Oven_E6 | F6 | Commercial | Healthcare | Existing | Food Preparation | Natural Gas | Conveyor Oven | E6 | Utility - Value of Sales | 0 | 0 | 0 | 0 | 0 | 0 | 0 | 0 | 0 | 0 | 0 | 0 | 0 | 0 | 0 | 0 | 0 | 0 | 0 | 0 | 0 | 0 | 0 | 0 | 0 | 0 | 0 | 0 | 0 | 0 | 0
F6_Commercial_Healthcare_Existing_Food Preparation_Natural Gas_Conveyor Oven_E7 | F6 | Commercial | Healthcare | Existing | Food Preparation | Natural Gas | Conveyor Oven | E7 | Utility - Value of Sales | 0 | 0 | 0 | 0 | 0 | 0 | 0 | 0 | 0 | 0 | 0 | 0 | 0 | 0 | 0 | 0 | 0 | 0 | 0 | 0 | 0 | 0 | 0 | 0 | 0 | 0 | 0 | 0 | 0 | 0 | 0
F6_Commercial_Healthcare_Existing_Food Preparation_Natural Gas_Conveyor Oven_E8 | F6 | Commercial | Healthcare | Existing | Food Preparation | Natural Gas | Conveyor Oven | E8 | Utility - Value of Sales | 0 | 0 | 0 | 0 | 0 | 0 | 0 | 0 | 0 | 0 | 0 | 0 | 0 | 0 | 0 | 0 | 0 | 0 | 0 | 0 | 0 | 0 | 0 | 0 | 0 | 0 | 0 | 0 | 0 | 0 | 0
F6_Commercial_Healthcare_Existing_Food Preparation_Natural Gas_Conveyor Oven_E9 | F6 | Commercial | Healthcare | Existing | Food Preparation | Natural Gas | Conveyor Oven | E9 | Utility - Value of Sales | 0 | 0 | 0 | 0 | 0 | 0 | 0 | 0 | 0 | 0 | 0 | 0 | 0 | 0 | 0 | 0 | 0 | 0 | 0 | 0 | 0 | 0 | 0 | 0 | 0 | 0 | 0 | 0 | 0 | 0 | 0
F6_Commercial_Healthcare_Existing_Food Preparation_Natural Gas_Conveyor Oven_E10 | F6 | Commercial | Healthcare | Existing | Food Preparation | Natural Gas | Conveyor Oven | E10 | Utility - Value of Sales | 0 | 0 | 0 | 0 | 0 | 0 | 0 | 0 | 0 | 0 | 0 | 0 | 0 | 0 | 0 | 0 | 0 | 0 | 0 | 0 | 0 | 0 | 0 | 0 | 0 | 0 | 0 | 0 | 0 | 0 | 0
F1_Commercial_Healthcare_Existing_Food Preparation_Natural Gas_Double Rack Oven_E1 | F1 | Commercial | Healthcare | Existing | Food Preparation | Natural Gas | Double Rack Oven | E1 | Participant - Cost of Equipment | 0.05193 | 0.05193 | 0.05193 | 0.05193 | 0.05193 | 0.05193 | 0.05193 | 0.05193 | 0.05193 | 0.05193 | 0.05193 | 0.05193 | 0.05193 | 0.05193 | 0.05193 | 0.05193 | 0.05193 | 0.05193 | 0.05193 | 0.05193 | 0.05193 | 0.05193 | 0.05193 | 0.05193 | 0.05193 | 0.05193 | 0.05193 | 0.05193 | 0.05193 | 0.05193 | 0.05193
F1_Commercial_Healthcare_Existing_Food Preparation_Natural Gas_Double Rack Oven_E2 | F1 | Commercial | Healthcare | Existing | Food Preparation | Natural Gas | Double Rack Oven | E2 | Participant - Cost of Equipment | 0.069062 | 0.069062 | 0.069062 | 0.069062 | 0.069062 | 0.069062 | 0.069062 | 0.069062 | 0.069062 | 0.069062 | 0.069062 | 0.069062 | 0.069062 | 0.069062 | 0.069062 | 0.069062 | 0.069062 | 0.069062 | 0.069062 | 0.069062 | 0.069062 | 0.069062 | 0.069062 | 0.069062 | 0.069062 | 0.069062 | 0.069062 | 0.069062 | 0.069062 | 0.069062 | 0.069062
F1_Commercial_Healthcare_Existing_Food Preparation_Natural Gas_Double Rack Oven_E3 | F1 | Commercial | Healthcare | Existing | Food Preparation | Natural Gas | Double Rack Oven | E3 | Participant - Cost of Equipment | 0 | 0 | 0 | 0 | 0 | 0 | 0 | 0 | 0 | 0 | 0 | 0 | 0 | 0 | 0 | 0 | 0 | 0 | 0 | 0 | 0 | 0 | 0 | 0 | 0 | 0 | 0 | 0 | 0 | 0 | 0
F1_Commercial_Healthcare_Existing_Food Preparation_Natural Gas_Double Rack Oven_E4 | F1 | Commercial | Healthcare | Existing | Food Preparation | Natural Gas | Double Rack Oven | E4 | Participant - Cost of Equipment | 0 | 0 | 0 | 0 | 0 | 0 | 0 | 0 | 0 | 0 | 0 | 0 | 0 | 0 | 0 | 0 | 0 | 0 | 0 | 0 | 0 | 0 | 0 | 0 | 0 | 0 | 0 | 0 | 0 | 0 | 0
F1_Commercial_Healthcare_Existing_Food Preparation_Natural Gas_Double Rack Oven_E5 | F1 | Commercial | Healthcare | Existing | Food Preparation | Natural Gas | Double Rack Oven | E5 | Participant - Cost of Equipment | 0 | 0 | 0 | 0 | 0 | 0 | 0 | 0 | 0 | 0 | 0 | 0 | 0 | 0 | 0 | 0 | 0 | 0 | 0 | 0 | 0 | 0 | 0 | 0 | 0 | 0 | 0 | 0 | 0 | 0 | 0
F1_Commercial_Healthcare_Existing_Food Preparation_Natural Gas_Double Rack Oven_E6 | F1 | Commercial | Healthcare | Existing | Food Preparation | Natural Gas | Double Rack Oven | E6 | Participant - Cost of Equipment | 0 | 0 | 0 | 0 | 0 | 0 | 0 | 0 | 0 | 0 | 0 | 0 | 0 | 0 | 0 | 0 | 0 | 0 | 0 | 0 | 0 | 0 | 0 | 0 | 0 | 0 | 0 | 0 | 0 | 0 | 0
F1_Commercial_Healthcare_Existing_Food Preparation_Natural Gas_Double Rack Oven_E7 | F1 | Commercial | Healthcare | Existing | Food Preparation | Natural Gas | Double Rack Oven | E7 | Participant - Cost of Equipment | 0 | 0 | 0 | 0 | 0 | 0 | 0 | 0 | 0 | 0 | 0 | 0 | 0 | 0 | 0 | 0 | 0 | 0 | 0 | 0 | 0 | 0 | 0 | 0 | 0 | 0 | 0 | 0 | 0 | 0 | 0
F1_Commercial_Healthcare_Existing_Food Preparation_Natural Gas_Double Rack Oven_E8 | F1 | Commercial | Healthcare | Existing | Food Preparation | Natural Gas | Double Rack Oven | E8 | Participant - Cost of Equipment | 0 | 0 | 0 | 0 | 0 | 0 | 0 | 0 | 0 | 0 | 0 | 0 | 0 | 0 | 0 | 0 | 0 | 0 | 0 | 0 | 0 | 0 | 0 | 0 | 0 | 0 | 0 | 0 | 0 | 0 | 0
F1_Commercial_Healthcare_Existing_Food Preparation_Natural Gas_Double Rack Oven_E9 | F1 | Commercial | Healthcare | Existing | Food Preparation | Natural Gas | Double Rack Oven | E9 | Participant - Cost of Equipment | 0 | 0 | 0 | 0 | 0 | 0 | 0 | 0 | 0 | 0 | 0 | 0 | 0 | 0 | 0 | 0 | 0 | 0 | 0 | 0 | 0 | 0 | 0 | 0 | 0 | 0 | 0 | 0 | 0 | 0 | 0
F1_Commercial_Healthcare_Existing_Food Preparation_Natural Gas_Double Rack Oven_E10 | F1 | Commercial | Healthcare | Existing | Food Preparation | Natural Gas | Double Rack Oven | E10 | Participant - Cost of Equipment | 0 | 0 | 0 | 0 | 0 | 0 | 0 | 0 | 0 | 0 | 0 | 0 | 0 | 0 | 0 | 0 | 0 | 0 | 0 | 0 | 0 | 0 | 0 | 0 | 0 | 0 | 0 | 0 | 0 | 0 | 0
F2_Commercial_Healthcare_Existing_Food Preparation_Natural Gas_Double Rack Oven_E1 | F2 | Commercial | Healthcare | Existing | Food Preparation | Natural Gas | Double Rack Oven | E1 | Participant - Cost of Operation | 0.17873 | 0.18149 | 0.18349 | 0.18247 | 0.18265 | 0.17216 | 0.16349 | 0.15864 | 0.15663 | 0.16244 | 0.17006 | 0.17803 | 0.1635 | 0.1732 | 0.17379 | 0.17292 | 0.17308 | 0.17362 | 0.1703 | 0.1723 | 0.17365 | 0.17555 | 0.17799 | 0.089269 | 0.087526 | 0.085888 | 0.08434 | 0.082868 | 0.081457 | 0.080098 | 0.078783
F2_Commercial_Healthcare_Existing_Food Preparation_Natural Gas_Double Rack Oven_E2 | F2 | Commercial | Healthcare | Existing | Food Preparation | Natural Gas | Double Rack Oven | E2 | Participant - Cost of Operation | 0.097489 | 0.098993 | 0.10009 | 0.099527 | 0.099629 | 0.093907 | 0.089174 | 0.086532 | 0.085436 | 0.088603 | 0.092762 | 0.097108 | 0.089183 | 0.094473 | 0.094795 | 0.094322 | 0.094408 | 0.094699 | 0.09289 | 0.093982 | 0.094718 | 0.095754 | 0.097086 | 0.048692 | 0.047741 | 0.046848 | 0.046004 | 0.0452 | 0.044431 | 0.04369 | 0.042973
F2_Commercial_Healthcare_Existing_Food Preparation_Natural Gas_Double Rack Oven_E3 | F2 | Commercial | Healthcare | Existing | Food Preparation | Natural Gas | Double Rack Oven | E3 | Participant - Cost of Operation | 0 | 0 | 0 | 0 | 0 | 0 | 0 | 0 | 0 | 0 | 0 | 0 | 0 | 0 | 0 | 0 | 0 | 0 | 0 | 0 | 0 | 0 | 0 | 0 | 0 | 0 | 0 | 0 | 0 | 0 | 0
F2_Commercial_Healthcare_Existing_Food Preparation_Natural Gas_Double Rack Oven_E4 | F2 | Commercial | Healthcare | Existing | Food Preparation | Natural Gas | Double Rack Oven | E4 | Participant - Cost of Operation | 0 | 0 | 0 | 0 | 0 | 0 | 0 | 0 | 0 | 0 | 0 | 0 | 0 | 0 | 0 | 0 | 0 | 0 | 0 | 0 | 0 | 0 | 0 | 0 | 0 | 0 | 0 | 0 | 0 | 0 | 0
F2_Commercial_Healthcare_Existing_Food Preparation_Natural Gas_Double Rack Oven_E5 | F2 | Commercial | Healthcare | Existing | Food Preparation | Natural Gas | Double Rack Oven | E5 | Participant - Cost of Operation | 0 | 0 | 0 | 0 | 0 | 0 | 0 | 0 | 0 | 0 | 0 | 0 | 0 | 0 | 0 | 0 | 0 | 0 | 0 | 0 | 0 | 0 | 0 | 0 | 0 | 0 | 0 | 0 | 0 | 0 | 0
F2_Commercial_Healthcare_Existing_Food Preparation_Natural Gas_Double Rack Oven_E6 | F2 | Commercial | Healthcare | Existing | Food Preparation | Natural Gas | Double Rack Oven | E6 | Participant - Cost of Operation | 0 | 0 | 0 | 0 | 0 | 0 | 0 | 0 | 0 | 0 | 0 | 0 | 0 | 0 | 0 | 0 | 0 | 0 | 0 | 0 | 0 | 0 | 0 | 0 | 0 | 0 | 0 | 0 | 0 | 0 | 0
F2_Commercial_Healthcare_Existing_Food Preparation_Natural Gas_Double Rack Oven_E7 | F2 | Commercial | Healthcare | Existing | Food Preparation | Natural Gas | Double Rack Oven | E7 | Participant - Cost of Operation | 0 | 0 | 0 | 0 | 0 | 0 | 0 | 0 | 0 | 0 | 0 | 0 | 0 | 0 | 0 | 0 | 0 | 0 | 0 | 0 | 0 | 0 | 0 | 0 | 0 | 0 | 0 | 0 | 0 | 0 | 0
F2_Commercial_Healthcare_Existing_Food Preparation_Natural Gas_Double Rack Oven_E8 | F2 | Commercial | Healthcare | Existing | Food Preparation | Natural Gas | Double Rack Oven | E8 | Participant - Cost of Operation | 0 | 0 | 0 | 0 | 0 | 0 | 0 | 0 | 0 | 0 | 0 | 0 | 0 | 0 | 0 | 0 | 0 | 0 | 0 | 0 | 0 | 0 | 0 | 0 | 0 | 0 | 0 | 0 | 0 | 0 | 0
F2_Commercial_Healthcare_Existing_Food Preparation_Natural Gas_Double Rack Oven_E9 | F2 | Commercial | Healthcare | Existing | Food Preparation | Natural Gas | Double Rack Oven | E9 | Participant - Cost of Operation | 0 | 0 | 0 | 0 | 0 | 0 | 0 | 0 | 0 | 0 | 0 | 0 | 0 | 0 | 0 | 0 | 0 | 0 | 0 | 0 | 0 | 0 | 0 | 0 | 0 | 0 | 0 | 0 | 0 | 0 | 0
F2_Commercial_Healthcare_Existing_Food Preparation_Natural Gas_Double Rack Oven_E10 | F2 | Commercial | Healthcare | Existing | Food Preparation | Natural Gas | Double Rack Oven | E10 | Participant - Cost of Operation | 0 | 0 | 0 | 0 | 0 | 0 | 0 | 0 | 0 | 0 | 0 | 0 | 0 | 0 | 0 | 0 | 0 | 0 | 0 | 0 | 0 | 0 | 0 | 0 | 0 | 0 | 0 | 0 | 0 | 0 | 0
F3_Commercial_Healthcare_Existing_Food Preparation_Natural Gas_Double Rack Oven_E1 | F3 | Commercial | Healthcare | Existing | Food Preparation | Natural Gas | Double Rack Oven | E1 | System - kBTUs of Conusmption | 14.851 | 14.8807 | 14.8618 | 14.8488 | 14.8488 | 14.8488 | 14.8488 | 14.8488 | 14.8488 | 14.8488 | 14.8488 | 14.8488 | 14.8488 | 14.8488 | 14.8488 | 14.8488 | 14.8488 | 14.8488 | 14.8488 | 14.8488 | 14.8488 | 14.8488 | 14.8488 | 14.8488 | 14.8488 | 14.8488 | 14.8488 | 14.8488 | 14.8488 | 14.8488 | 14.8488
F3_Commercial_Healthcare_Existing_Food Preparation_Natural Gas_Double Rack Oven_E2 | F3 | Commercial | Healthcare | Existing | Food Preparation | Natural Gas | Double Rack Oven | E2 | System - kBTUs of Conusmption | 8.1005 | 8.1167 | 8.1064 | 8.0994 | 8.0994 | 8.0994 | 8.0994 | 8.0994 | 8.0994 | 8.0994 | 8.0994 | 8.0994 | 8.0994 | 8.0994 | 8.0994 | 8.0994 | 8.0994 | 8.0994 | 8.0994 | 8.0994 | 8.0994 | 8.0994 | 8.0994 | 8.0994 | 8.0994 | 8.0994 | 8.0994 | 8.0994 | 8.0994 | 8.0994 | 8.0994
F3_Commercial_Healthcare_Existing_Food Preparation_Natural Gas_Double Rack Oven_E3 | F3 | Commercial | Healthcare | Existing | Food Preparation | Natural Gas | Double Rack Oven | E3 | System - kBTUs of Conusmption | 0 | 0 | 0 | 0 | 0 | 0 | 0 | 0 | 0 | 0 | 0 | 0 | 0 | 0 | 0 | 0 | 0 | 0 | 0 | 0 | 0 | 0 | 0 | 0 | 0 | 0 | 0 | 0 | 0 | 0 | 0
F3_Commercial_Healthcare_Existing_Food Preparation_Natural Gas_Double Rack Oven_E4 | F3 | Commercial | Healthcare | Existing | Food Preparation | Natural Gas | Double Rack Oven | E4 | System - kBTUs of Conusmption | 0 | 0 | 0 | 0 | 0 | 0 | 0 | 0 | 0 | 0 | 0 | 0 | 0 | 0 | 0 | 0 | 0 | 0 | 0 | 0 | 0 | 0 | 0 | 0 | 0 | 0 | 0 | 0 | 0 | 0 | 0
F3_Commercial_Healthcare_Existing_Food Preparation_Natural Gas_Double Rack Oven_E5 | F3 | Commercial | Healthcare | Existing | Food Preparation | Natural Gas | Double Rack Oven | E5 | System - kBTUs of Conusmption | 0 | 0 | 0 | 0 | 0 | 0 | 0 | 0 | 0 | 0 | 0 | 0 | 0 | 0 | 0 | 0 | 0 | 0 | 0 | 0 | 0 | 0 | 0 | 0 | 0 | 0 | 0 | 0 | 0 | 0 | 0
F3_Commercial_Healthcare_Existing_Food Preparation_Natural Gas_Double Rack Oven_E6 | F3 | Commercial | Healthcare | Existing | Food Preparation | Natural Gas | Double Rack Oven | E6 | System - kBTUs of Conusmption | 0 | 0 | 0 | 0 | 0 | 0 | 0 | 0 | 0 | 0 | 0 | 0 | 0 | 0 | 0 | 0 | 0 | 0 | 0 | 0 | 0 | 0 | 0 | 0 | 0 | 0 | 0 | 0 | 0 | 0 | 0
F3_Commercial_Healthcare_Existing_Food Preparation_Natural Gas_Double Rack Oven_E7 | F3 | Commercial | Healthcare | Existing | Food Preparation | Natural Gas | Double Rack Oven | E7 | System - kBTUs of Conusmption | 0 | 0 | 0 | 0 | 0 | 0 | 0 | 0 | 0 | 0 | 0 | 0 | 0 | 0 | 0 | 0 | 0 | 0 | 0 | 0 | 0 | 0 | 0 | 0 | 0 | 0 | 0 | 0 | 0 | 0 | 0
F3_Commercial_Healthcare_Existing_Food Preparation_Natural Gas_Double Rack Oven_E8 | F3 | Commercial | Healthcare | Existing | Food Preparation | Natural Gas | Double Rack Oven | E8 | System - kBTUs of Conusmption | 0 | 0 | 0 | 0 | 0 | 0 | 0 | 0 | 0 | 0 | 0 | 0 | 0 | 0 | 0 | 0 | 0 | 0 | 0 | 0 | 0 | 0 | 0 | 0 | 0 | 0 | 0 | 0 | 0 | 0 | 0
F3_Commercial_Healthcare_Existing_Food Preparation_Natural Gas_Double Rack Oven_E9 | F3 | Commercial | Healthcare | Existing | Food Preparation | Natural Gas | Double Rack Oven | E9 | System - kBTUs of Conusmption | 0 | 0 | 0 | 0 | 0 | 0 | 0 | 0 | 0 | 0 | 0 | 0 | 0 | 0 | 0 | 0 | 0 | 0 | 0 | 0 | 0 | 0 | 0 | 0 | 0 | 0 | 0 | 0 | 0 | 0 | 0
F3_Commercial_Healthcare_Existing_Food Preparation_Natural Gas_Double Rack Oven_E10 | F3 | Commercial | Healthcare | Existing | Food Preparation | Natural Gas | Double Rack Oven | E10 | System - kBTUs of Conusmption | 0 | 0 | 0 | 0 | 0 | 0 | 0 | 0 | 0 | 0 | 0 | 0 | 0 | 0 | 0 | 0 | 0 | 0 | 0 | 0 | 0 | 0 | 0 | 0 | 0 | 0 | 0 | 0 | 0 | 0 | 0
F4_Commercial_Healthcare_Existing_Food Preparation_Natural Gas_Double Rack Oven_E1 | F4 | Commercial | Healthcare | Existing | Food Preparation | Natural Gas | Double Rack Oven | E1 | Utility - Cost of Equipment | 0.05193 | 0.05193 | 0.05193 | 0.05193 | 0.05193 | 0.05193 | 0.05193 | 0.05193 | 0.05193 | 0.05193 | 0.05193 | 0.05193 | 0.05193 | 0.05193 | 0.05193 | 0.05193 | 0.05193 | 0.05193 | 0.05193 | 0.05193 | 0.05193 | 0.05193 | 0.05193 | 0.05193 | 0.05193 | 0.05193 | 0.05193 | 0.05193 | 0.05193 | 0.05193 | 0.05193
F4_Commercial_Healthcare_Existing_Food Preparation_Natural Gas_Double Rack Oven_E2 | F4 | Commercial | Healthcare | Existing | Food Preparation | Natural Gas | Double Rack Oven | E2 | Utility - Cost of Equipment | 0.069062 | 0.069062 | 0.069062 | 0.069062 | 0.069062 | 0.069062 | 0.069062 | 0.069062 | 0.069062 | 0.069062 | 0.069062 | 0.069062 | 0.069062 | 0.069062 | 0.069062 | 0.069062 | 0.069062 | 0.069062 | 0.069062 | 0.069062 | 0.069062 | 0.069062 | 0.069062 | 0.069062 | 0.069062 | 0.069062 | 0.069062 | 0.069062 | 0.069062 | 0.069062 | 0.069062
F4_Commercial_Healthcare_Existing_Food Preparation_Natural Gas_Double Rack Oven_E3 | F4 | Commercial | Healthcare | Existing | Food Preparation | Natural Gas | Double Rack Oven | E3 | Utility - Cost of Equipment | 0 | 0 | 0 | 0 | 0 | 0 | 0 | 0 | 0 | 0 | 0 | 0 | 0 | 0 | 0 | 0 | 0 | 0 | 0 | 0 | 0 | 0 | 0 | 0 | 0 | 0 | 0 | 0 | 0 | 0 | 0
F4_Commercial_Healthcare_Existing_Food Preparation_Natural Gas_Double Rack Oven_E4 | F4 | Commercial | Healthcare | Existing | Food Preparation | Natural Gas | Double Rack Oven | E4 | Utility - Cost of Equipment | 0 | 0 | 0 | 0 | 0 | 0 | 0 | 0 | 0 | 0 | 0 | 0 | 0 | 0 | 0 | 0 | 0 | 0 | 0 | 0 | 0 | 0 | 0 | 0 | 0 | 0 | 0 | 0 | 0 | 0 | 0
F4_Commercial_Healthcare_Existing_Food Preparation_Natural Gas_Double Rack Oven_E5 | F4 | Commercial | Healthcare | Existing | Food Preparation | Natural Gas | Double Rack Oven | E5 | Utility - Cost of Equipment | 0 | 0 | 0 | 0 | 0 | 0 | 0 | 0 | 0 | 0 | 0 | 0 | 0 | 0 | 0 | 0 | 0 | 0 | 0 | 0 | 0 | 0 | 0 | 0 | 0 | 0 | 0 | 0 | 0 | 0 | 0
F4_Commercial_Healthcare_Existing_Food Preparation_Natural Gas_Double Rack Oven_E6 | F4 | Commercial | Healthcare | Existing | Food Preparation | Natural Gas | Double Rack Oven | E6 | Utility - Cost of Equipment | 0 | 0 | 0 | 0 | 0 | 0 | 0 | 0 | 0 | 0 | 0 | 0 | 0 | 0 | 0 | 0 | 0 | 0 | 0 | 0 | 0 | 0 | 0 | 0 | 0 | 0 | 0 | 0 | 0 | 0 | 0
F4_Commercial_Healthcare_Existing_Food Preparation_Natural Gas_Double Rack Oven_E7 | F4 | Commercial | Healthcare | Existing | Food Preparation | Natural Gas | Double Rack Oven | E7 | Utility - Cost of Equipment | 0 | 0 | 0 | 0 | 0 | 0 | 0 | 0 | 0 | 0 | 0 | 0 | 0 | 0 | 0 | 0 | 0 | 0 | 0 | 0 | 0 | 0 | 0 | 0 | 0 | 0 | 0 | 0 | 0 | 0 | 0
F4_Commercial_Healthcare_Existing_Food Preparation_Natural Gas_Double Rack Oven_E8 | F4 | Commercial | Healthcare | Existing | Food Preparation | Natural Gas | Double Rack Oven | E8 | Utility - Cost of Equipment | 0 | 0 | 0 | 0 | 0 | 0 | 0 | 0 | 0 | 0 | 0 | 0 | 0 | 0 | 0 | 0 | 0 | 0 | 0 | 0 | 0 | 0 | 0 | 0 | 0 | 0 | 0 | 0 | 0 | 0 | 0
F4_Commercial_Healthcare_Existing_Food Preparation_Natural Gas_Double Rack Oven_E9 | F4 | Commercial | Healthcare | Existing | Food Preparation | Natural Gas | Double Rack Oven | E9 | Utility - Cost of Equipment | 0 | 0 | 0 | 0 | 0 | 0 | 0 | 0 | 0 | 0 | 0 | 0 | 0 | 0 | 0 | 0 | 0 | 0 | 0 | 0 | 0 | 0 | 0 | 0 | 0 | 0 | 0 | 0 | 0 | 0 | 0
F4_Commercial_Healthcare_Existing_Food Preparation_Natural Gas_Double Rack Oven_E10 | F4 | Commercial | Healthcare | Existing | Food Preparation | Natural Gas | Double Rack Oven | E10 | Utility - Cost of Equipment | 0 | 0 | 0 | 0 | 0 | 0 | 0 | 0 | 0 | 0 | 0 | 0 | 0 | 0 | 0 | 0 | 0 | 0 | 0 | 0 | 0 | 0 | 0 | 0 | 0 | 0 | 0 | 0 | 0 | 0 | 0
F5_Commercial_Healthcare_Existing_Food Preparation_Natural Gas_Double Rack Oven_E1 | F5 | Commercial | Healthcare | Existing | Food Preparation | Natural Gas | Double Rack Oven | E1 | Utility - Cost of Operation | 0.14918 | 0.15148 | 0.15315 | 0.1523 | 0.15246 | 0.1437 | 0.13646 | 0.13242 | 0.13074 | 0.13558 | 0.14195 | 0.1486 | 0.13647 | 0.14457 | 0.14506 | 0.14434 | 0.14447 | 0.14491 | 0.14214 | 0.14382 | 0.14494 | 0.14653 | 0.14857 | 0.074511 | 0.073056 | 0.071689 | 0.070397 | 0.069168 | 0.067991 | 0.066856 | 0.065759
F5_Commercial_Healthcare_Existing_Food Preparation_Natural Gas_Double Rack Oven_E2 | F5 | Commercial | Healthcare | Existing | Food Preparation | Natural Gas | Double Rack Oven | E2 | Utility - Cost of Operation | 0.081372 | 0.082627 | 0.083539 | 0.083073 | 0.083158 | 0.078382 | 0.074432 | 0.072226 | 0.071312 | 0.073955 | 0.077426 | 0.081054 | 0.074439 | 0.078854 | 0.079123 | 0.078729 | 0.078801 | 0.079043 | 0.077533 | 0.078445 | 0.079059 | 0.079924 | 0.081036 | 0.040642 | 0.039849 | 0.039103 | 0.038398 | 0.037728 | 0.037086 | 0.036467 | 0.035868
F5_Commercial_Healthcare_Existing_Food Preparation_Natural Gas_Double Rack Oven_E3 | F5 | Commercial | Healthcare | Existing | Food Preparation | Natural Gas | Double Rack Oven | E3 | Utility - Cost of Operation | 0 | 0 | 0 | 0 | 0 | 0 | 0 | 0 | 0 | 0 | 0 | 0 | 0 | 0 | 0 | 0 | 0 | 0 | 0 | 0 | 0 | 0 | 0 | 0 | 0 | 0 | 0 | 0 | 0 | 0 | 0
F5_Commercial_Healthcare_Existing_Food Preparation_Natural Gas_Double Rack Oven_E4 | F5 | Commercial | Healthcare | Existing | Food Preparation | Natural Gas | Double Rack Oven | E4 | Utility - Cost of Operation | 0 | 0 | 0 | 0 | 0 | 0 | 0 | 0 | 0 | 0 | 0 | 0 | 0 | 0 | 0 | 0 | 0 | 0 | 0 | 0 | 0 | 0 | 0 | 0 | 0 | 0 | 0 | 0 | 0 | 0 | 0
F5_Commercial_Healthcare_Existing_Food Preparation_Natural Gas_Double Rack Oven_E5 | F5 | Commercial | Healthcare | Existing | Food Preparation | Natural Gas | Double Rack Oven | E5 | Utility - Cost of Operation | 0 | 0 | 0 | 0 | 0 | 0 | 0 | 0 | 0 | 0 | 0 | 0 | 0 | 0 | 0 | 0 | 0 | 0 | 0 | 0 | 0 | 0 | 0 | 0 | 0 | 0 | 0 | 0 | 0 | 0 | 0
F5_Commercial_Healthcare_Existing_Food Preparation_Natural Gas_Double Rack Oven_E6 | F5 | Commercial | Healthcare | Existing | Food Preparation | Natural Gas | Double Rack Oven | E6 | Utility - Cost of Operation | 0 | 0 | 0 | 0 | 0 | 0 | 0 | 0 | 0 | 0 | 0 | 0 | 0 | 0 | 0 | 0 | 0 | 0 | 0 | 0 | 0 | 0 | 0 | 0 | 0 | 0 | 0 | 0 | 0 | 0 | 0
F5_Commercial_Healthcare_Existing_Food Preparation_Natural Gas_Double Rack Oven_E7 | F5 | Commercial | Healthcare | Existing | Food Preparation | Natural Gas | Double Rack Oven | E7 | Utility - Cost of Operation | 0 | 0 | 0 | 0 | 0 | 0 | 0 | 0 | 0 | 0 | 0 | 0 | 0 | 0 | 0 | 0 | 0 | 0 | 0 | 0 | 0 | 0 | 0 | 0 | 0 | 0 | 0 | 0 | 0 | 0 | 0
F5_Commercial_Healthcare_Existing_Food Preparation_Natural Gas_Double Rack Oven_E8 | F5 | Commercial | Healthcare | Existing | Food Preparation | Natural Gas | Double Rack Oven | E8 | Utility - Cost of Operation | 0 | 0 | 0 | 0 | 0 | 0 | 0 | 0 | 0 | 0 | 0 | 0 | 0 | 0 | 0 | 0 | 0 | 0 | 0 | 0 | 0 | 0 | 0 | 0 | 0 | 0 | 0 | 0 | 0 | 0 | 0
F5_Commercial_Healthcare_Existing_Food Preparation_Natural Gas_Double Rack Oven_E9 | F5 | Commercial | Healthcare | Existing | Food Preparation | Natural Gas | Double Rack Oven | E9 | Utility - Cost of Operation | 0 | 0 | 0 | 0 | 0 | 0 | 0 | 0 | 0 | 0 | 0 | 0 | 0 | 0 | 0 | 0 | 0 | 0 | 0 | 0 | 0 | 0 | 0 | 0 | 0 | 0 | 0 | 0 | 0 | 0 | 0
F5_Commercial_Healthcare_Existing_Food Preparation_Natural Gas_Double Rack Oven_E10 | F5 | Commercial | Healthcare | Existing | Food Preparation | Natural Gas | Double Rack Oven | E10 | Utility - Cost of Operation | 0 | 0 | 0 | 0 | 0 | 0 | 0 | 0 | 0 | 0 | 0 | 0 | 0 | 0 | 0 | 0 | 0 | 0 | 0 | 0 | 0 | 0 | 0 | 0 | 0 | 0 | 0 | 0 | 0 | 0 | 0
F6_Commercial_Healthcare_Existing_Food Preparation_Natural Gas_Double Rack Oven_E1 | F6 | Commercial | Healthcare | Existing | Food Preparation | Natural Gas | Double Rack Oven | E1 | Utility - Value of Sales | 0.17873 | 0.18149 | 0.18349 | 0.18247 | 0.18265 | 0.17216 | 0.16349 | 0.15864 | 0.15663 | 0.16244 | 0.17006 | 0.17803 | 0.1635 | 0.1732 | 0.17379 | 0.17292 | 0.17308 | 0.17362 | 0.1703 | 0.1723 | 0.17365 | 0.17555 | 0.17799 | 0.089269 | 0.087526 | 0.085888 | 0.08434 | 0.082868 | 0.081457 | 0.080098 | 0.078783
F6_Commercial_Healthcare_Existing_Food Preparation_Natural Gas_Double Rack Oven_E2 | F6 | Commercial | Healthcare | Existing | Food Preparation | Natural Gas | Double Rack Oven | E2 | Utility - Value of Sales | 0.097489 | 0.098993 | 0.10009 | 0.099527 | 0.099629 | 0.093907 | 0.089174 | 0.086532 | 0.085436 | 0.088603 | 0.092762 | 0.097108 | 0.089183 | 0.094473 | 0.094795 | 0.094322 | 0.094408 | 0.094699 | 0.09289 | 0.093982 | 0.094718 | 0.095754 | 0.097086 | 0.048692 | 0.047741 | 0.046848 | 0.046004 | 0.0452 | 0.044431 | 0.04369 | 0.042973
F6_Commercial_Healthcare_Existing_Food Preparation_Natural Gas_Double Rack Oven_E3 | F6 | Commercial | Healthcare | Existing | Food Preparation | Natural Gas | Double Rack Oven | E3 | Utility - Value of Sales | 0 | 0 | 0 | 0 | 0 | 0 | 0 | 0 | 0 | 0 | 0 | 0 | 0 | 0 | 0 | 0 | 0 | 0 | 0 | 0 | 0 | 0 | 0 | 0 | 0 | 0 | 0 | 0 | 0 | 0 | 0
F6_Commercial_Healthcare_Existing_Food Preparation_Natural Gas_Double Rack Oven_E4 | F6 | Commercial | Healthcare | Existing | Food Preparation | Natural Gas | Double Rack Oven | E4 | Utility - Value of Sales | 0 | 0 | 0 | 0 | 0 | 0 | 0 | 0 | 0 | 0 | 0 | 0 | 0 | 0 | 0 | 0 | 0 | 0 | 0 | 0 | 0 | 0 | 0 | 0 | 0 | 0 | 0 | 0 | 0 | 0 | 0
F6_Commercial_Healthcare_Existing_Food Preparation_Natural Gas_Double Rack Oven_E5 | F6 | Commercial | Healthcare | Existing | Food Preparation | Natural Gas | Double Rack Oven | E5 | Utility - Value of Sales | 0 | 0 | 0 | 0 | 0 | 0 | 0 | 0 | 0 | 0 | 0 | 0 | 0 | 0 | 0 | 0 | 0 | 0 | 0 | 0 | 0 | 0 | 0 | 0 | 0 | 0 | 0 | 0 | 0 | 0 | 0
F6_Commercial_Healthcare_Existing_Food Preparation_Natural Gas_Double Rack Oven_E6 | F6 | Commercial | Healthcare | Existing | Food Preparation | Natural Gas | Double Rack Oven | E6 | Utility - Value of Sales | 0 | 0 | 0 | 0 | 0 | 0 | 0 | 0 | 0 | 0 | 0 | 0 | 0 | 0 | 0 | 0 | 0 | 0 | 0 | 0 | 0 | 0 | 0 | 0 | 0 | 0 | 0 | 0 | 0 | 0 | 0
F6_Commercial_Healthcare_Existing_Food Preparation_Natural Gas_Double Rack Oven_E7 | F6 | Commercial | Healthcare | Existing | Food Preparation | Natural Gas | Double Rack Oven | E7 | Utility - Value of Sales | 0 | 0 | 0 | 0 | 0 | 0 | 0 | 0 | 0 | 0 | 0 | 0 | 0 | 0 | 0 | 0 | 0 | 0 | 0 | 0 | 0 | 0 | 0 | 0 | 0 | 0 | 0 | 0 | 0 | 0 | 0
F6_Commercial_Healthcare_Existing_Food Preparation_Natural Gas_Double Rack Oven_E8 | F6 | Commercial | Healthcare | Existing | Food Preparation | Natural Gas | Double Rack Oven | E8 | Utility - Value of Sales | 0 | 0 | 0 | 0 | 0 | 0 | 0 | 0 | 0 | 0 | 0 | 0 | 0 | 0 | 0 | 0 | 0 | 0 | 0 | 0 | 0 | 0 | 0 | 0 | 0 | 0 | 0 | 0 | 0 | 0 | 0
F6_Commercial_Healthcare_Existing_Food Preparation_Natural Gas_Double Rack Oven_E9 | F6 | Commercial | Healthcare | Existing | Food Preparation | Natural Gas | Double Rack Oven | E9 | Utility - Value of Sales | 0 | 0 | 0 | 0 | 0 | 0 | 0 | 0 | 0 | 0 | 0 | 0 | 0 | 0 | 0 | 0 | 0 | 0 | 0 | 0 | 0 | 0 | 0 | 0 | 0 | 0 | 0 | 0 | 0 | 0 | 0
F6_Commercial_Healthcare_Existing_Food Preparation_Natural Gas_Double Rack Oven_E10 | F6 | Commercial | Healthcare | Existing | Food Preparation | Natural Gas | Double Rack Oven | E10 | Utility - Value of Sales | 0 | 0 | 0 | 0 | 0 | 0 | 0 | 0 | 0 | 0 | 0 | 0 | 0 | 0 | 0 | 0 | 0 | 0 | 0 | 0 | 0 | 0 | 0 | 0 | 0 | 0 | 0 | 0 | 0 | 0 | 0
F1_Commercial_Healthcare_Existing_Food Preparation_Natural Gas_Fryer_E1 | F1 | Commercial | Healthcare | Existing | Food Preparation | Natural Gas | Fryer | E1 | Participant - Cost of Equipment | 0.040915 | 0.040915 | 0.040915 | 0 | 0 | 0 | 0 | 0 | 0 | 0 | 0 | 0 | 0 | 0 | 0 | 0 | 0 | 0 | 0 | 0 | 0 | 0 | 0 | 0 | 0 | 0 | 0 | 0 | 0 | 0 | 0
F1_Commercial_Healthcare_Existing_Food Preparation_Natural Gas_Fryer_E2 | F1 | Commercial | Healthcare | Existing | Food Preparation | Natural Gas | Fryer | E2 | Participant - Cost of Equipment | 0.048797 | 0.048797 | 0.048797 | 0.048797 | 0.048797 | 0.048797 | 0.048797 | 0.048797 | 0.048797 | 0.048797 | 0.048797 | 0.048797 | 0.048797 | 0.048797 | 0.048797 | 0.048797 | 0.048797 | 0.048797 | 0.048797 | 0.048797 | 0.048797 | 0.048797 | 0.048797 | 0.048797 | 0.048797 | 0.048797 | 0.048797 | 0.048797 | 0.048797 | 0.048797 | 0.048797
F1_Commercial_Healthcare_Existing_Food Preparation_Natural Gas_Fryer_E3 | F1 | Commercial | Healthcare | Existing | Food Preparation | Natural Gas | Fryer | E3 | Participant - Cost of Equipment | 0 | 0 | 0 | 0 | 0 | 0 | 0 | 0 | 0 | 0 | 0 | 0 | 0 | 0 | 0 | 0 | 0 | 0 | 0 | 0 | 0 | 0 | 0 | 0 | 0 | 0 | 0 | 0 | 0 | 0 | 0
F1_Commercial_Healthcare_Existing_Food Preparation_Natural Gas_Fryer_E4 | F1 | Commercial | Healthcare | Existing | Food Preparation | Natural Gas | Fryer | E4 | Participant - Cost of Equipment | 0 | 0 | 0 | 0 | 0 | 0 | 0 | 0 | 0 | 0 | 0 | 0 | 0 | 0 | 0 | 0 | 0 | 0 | 0 | 0 | 0 | 0 | 0 | 0 | 0 | 0 | 0 | 0 | 0 | 0 | 0
F1_Commercial_Healthcare_Existing_Food Preparation_Natural Gas_Fryer_E5 | F1 | Commercial | Healthcare | Existing | Food Preparation | Natural Gas | Fryer | E5 | Participant - Cost of Equipment | 0 | 0 | 0 | 0 | 0 | 0 | 0 | 0 | 0 | 0 | 0 | 0 | 0 | 0 | 0 | 0 | 0 | 0 | 0 | 0 | 0 | 0 | 0 | 0 | 0 | 0 | 0 | 0 | 0 | 0 | 0
F1_Commercial_Healthcare_Existing_Food Preparation_Natural Gas_Fryer_E6 | F1 | Commercial | Healthcare | Existing | Food Preparation | Natural Gas | Fryer | E6 | Participant - Cost of Equipment | 0 | 0 | 0 | 0 | 0 | 0 | 0 | 0 | 0 | 0 | 0 | 0 | 0 | 0 | 0 | 0 | 0 | 0 | 0 | 0 | 0 | 0 | 0 | 0 | 0 | 0 | 0 | 0 | 0 | 0 | 0
F1_Commercial_Healthcare_Existing_Food Preparation_Natural Gas_Fryer_E7 | F1 | Commercial | Healthcare | Existing | Food Preparation | Natural Gas | Fryer | E7 | Participant - Cost of Equipment | 0 | 0 | 0 | 0 | 0 | 0 | 0 | 0 | 0 | 0 | 0 | 0 | 0 | 0 | 0 | 0 | 0 | 0 | 0 | 0 | 0 | 0 | 0 | 0 | 0 | 0 | 0 | 0 | 0 | 0 | 0
F1_Commercial_Healthcare_Existing_Food Preparation_Natural Gas_Fryer_E8 | F1 | Commercial | Healthcare | Existing | Food Preparation | Natural Gas | Fryer | E8 | Participant - Cost of Equipment | 0 | 0 | 0 | 0 | 0 | 0 | 0 | 0 | 0 | 0 | 0 | 0 | 0 | 0 | 0 | 0 | 0 | 0 | 0 | 0 | 0 | 0 | 0 | 0 | 0 | 0 | 0 | 0 | 0 | 0 | 0
F1_Commercial_Healthcare_Existing_Food Preparation_Natural Gas_Fryer_E9 | F1 | Commercial | Healthcare | Existing | Food Preparation | Natural Gas | Fryer | E9 | Participant - Cost of Equipment | 0 | 0 | 0 | 0 | 0 | 0 | 0 | 0 | 0 | 0 | 0 | 0 | 0 | 0 | 0 | 0 | 0 | 0 | 0 | 0 | 0 | 0 | 0 | 0 | 0 | 0 | 0 | 0 | 0 | 0 | 0
F1_Commercial_Healthcare_Existing_Food Preparation_Natural Gas_Fryer_E10 | F1 | Commercial | Healthcare | Existing | Food Preparation | Natural Gas | Fryer | E10 | Participant - Cost of Equipment | 0 | 0 | 0 | 0 | 0 | 0 | 0 | 0 | 0 | 0 | 0 | 0 | 0 | 0 | 0 | 0 | 0 | 0 | 0 | 0 | 0 | 0 | 0 | 0 | 0 | 0 | 0 | 0 | 0 | 0 | 0
F2_Commercial_Healthcare_Existing_Food Preparation_Natural Gas_Fryer_E1 | F2 | Commercial | Healthcare | Existing | Food Preparation | Natural Gas | Fryer | E1 | Participant - Cost of Operation | 0.087816 | 0.08975 | 0.091303 | 0 | 0 | 0 | 0 | 0 | 0 | 0 | 0 | 0 | 0 | 0 | 0 | 0 | 0 | 0 | 0 | 0 | 0 | 0 | 0 | 0 | 0 | 0 | 0 | 0 | 0 | 0 | 0
F2_Commercial_Healthcare_Existing_Food Preparation_Natural Gas_Fryer_E2 | F2 | Commercial | Healthcare | Existing | Food Preparation | Natural Gas | Fryer | E2 | Participant - Cost of Operation | 0.059011 | 0.060311 | 0.061355 | 0.062352 | 0.063857 | 0.060976 | 0.0575 | 0.055795 | 0.055291 | 0.054407 | 0.053846 | 0.053007 | 0.046499 | 0.05008 | 0.054685 | 0.059127 | 0.064491 | 0.064872 | 0.063636 | 0.064608 | 0.0653 | 0.066215 | 0.067351 | 0.030478 | 0.029862 | 0.029287 | 0.028747 | 0.028235 | 0.027748 | 0.02728 | 0.026828
F2_Commercial_Healthcare_Existing_Food Preparation_Natural Gas_Fryer_E3 | F2 | Commercial | Healthcare | Existing | Food Preparation | Natural Gas | Fryer | E3 | Participant - Cost of Operation | 0 | 0 | 0 | 0 | 0 | 0 | 0 | 0 | 0 | 0 | 0 | 0 | 0 | 0 | 0 | 0 | 0 | 0 | 0 | 0 | 0 | 0 | 0 | 0 | 0 | 0 | 0 | 0 | 0 | 0 | 0
F2_Commercial_Healthcare_Existing_Food Preparation_Natural Gas_Fryer_E4 | F2 | Commercial | Healthcare | Existing | Food Preparation | Natural Gas | Fryer | E4 | Participant - Cost of Operation | 0 | 0 | 0 | 0 | 0 | 0 | 0 | 0 | 0 | 0 | 0 | 0 | 0 | 0 | 0 | 0 | 0 | 0 | 0 | 0 | 0 | 0 | 0 | 0 | 0 | 0 | 0 | 0 | 0 | 0 | 0
F2_Commercial_Healthcare_Existing_Food Preparation_Natural Gas_Fryer_E5 | F2 | Commercial | Healthcare | Existing | Food Preparation | Natural Gas | Fryer | E5 | Participant - Cost of Operation | 0 | 0 | 0 | 0 | 0 | 0 | 0 | 0 | 0 | 0 | 0 | 0 | 0 | 0 | 0 | 0 | 0 | 0 | 0 | 0 | 0 | 0 | 0 | 0 | 0 | 0 | 0 | 0 | 0 | 0 | 0
F2_Commercial_Healthcare_Existing_Food Preparation_Natural Gas_Fryer_E6 | F2 | Commercial | Healthcare | Existing | Food Preparation | Natural Gas | Fryer | E6 | Participant - Cost of Operation | 0 | 0 | 0 | 0 | 0 | 0 | 0 | 0 | 0 | 0 | 0 | 0 | 0 | 0 | 0 | 0 | 0 | 0 | 0 | 0 | 0 | 0 | 0 | 0 | 0 | 0 | 0 | 0 | 0 | 0 | 0
F2_Commercial_Healthcare_Existing_Food Preparation_Natural Gas_Fryer_E7 | F2 | Commercial | Healthcare | Existing | Food Preparation | Natural Gas | Fryer | E7 | Participant - Cost of Operation | 0 | 0 | 0 | 0 | 0 | 0 | 0 | 0 | 0 | 0 | 0 | 0 | 0 | 0 | 0 | 0 | 0 | 0 | 0 | 0 | 0 | 0 | 0 | 0 | 0 | 0 | 0 | 0 | 0 | 0 | 0
F2_Commercial_Healthcare_Existing_Food Preparation_Natural Gas_Fryer_E8 | F2 | Commercial | Healthcare | Existing | Food Preparation | Natural Gas | Fryer | E8 | Participant - Cost of Operation | 0 | 0 | 0 | 0 | 0 | 0 | 0 | 0 | 0 | 0 | 0 | 0 | 0 | 0 | 0 | 0 | 0 | 0 | 0 | 0 | 0 | 0 | 0 | 0 | 0 | 0 | 0 | 0 | 0 | 0 | 0
F2_Commercial_Healthcare_Existing_Food Preparation_Natural Gas_Fryer_E9 | F2 | Commercial | Healthcare | Existing | Food Preparation | Natural Gas | Fryer | E9 | Participant - Cost of Operation | 0 | 0 | 0 | 0 | 0 | 0 | 0 | 0 | 0 | 0 | 0 | 0 | 0 | 0 | 0 | 0 | 0 | 0 | 0 | 0 | 0 | 0 | 0 | 0 | 0 | 0 | 0 | 0 | 0 | 0 | 0
F2_Commercial_Healthcare_Existing_Food Preparation_Natural Gas_Fryer_E10 | F2 | Commercial | Healthcare | Existing | Food Preparation | Natural Gas | Fryer | E10 | Participant - Cost of Operation | 0 | 0 | 0 | 0 | 0 | 0 | 0 | 0 | 0 | 0 | 0 | 0 | 0 | 0 | 0 | 0 | 0 | 0 | 0 | 0 | 0 | 0 | 0 | 0 | 0 | 0 | 0 | 0 | 0 | 0 | 0
F3_Commercial_Healthcare_Existing_Food Preparation_Natural Gas_Fryer_E1 | F3 | Commercial | Healthcare | Existing | Food Preparation | Natural Gas | Fryer | E1 | System - kBTUs of Conusmption | 7.3941 | 7.4138 | 7.4012 | 0 | 0 | 0 | 0 | 0 | 0 | 0 | 0 | 0 | 0 | 0 | 0 | 0 | 0 | 0 | 0 | 0 | 0 | 0 | 0 | 0 | 0 | 0 | 0 | 0 | 0 | 0 | 0
F3_Commercial_Healthcare_Existing_Food Preparation_Natural Gas_Fryer_E2 | F3 | Commercial | Healthcare | Existing | Food Preparation | Natural Gas | Fryer | E2 | System - kBTUs of Conusmption | 4.9687 | 4.982 | 4.9735 | 4.9678 | 4.9678 | 4.9678 | 4.9678 | 4.9678 | 4.9678 | 4.9678 | 4.9678 | 4.9678 | 4.9678 | 4.9678 | 4.9678 | 4.9678 | 4.9678 | 4.9678 | 4.9678 | 4.9678 | 4.9678 | 4.9678 | 4.9678 | 4.9678 | 4.9678 | 4.9678 | 4.9678 | 4.9678 | 4.9678 | 4.9678 | 4.9678
F3_Commercial_Healthcare_Existing_Food Preparation_Natural Gas_Fryer_E3 | F3 | Commercial | Healthcare | Existing | Food Preparation | Natural Gas | Fryer | E3 | System - kBTUs of Conusmption | 0 | 0 | 0 | 0 | 0 | 0 | 0 | 0 | 0 | 0 | 0 | 0 | 0 | 0 | 0 | 0 | 0 | 0 | 0 | 0 | 0 | 0 | 0 | 0 | 0 | 0 | 0 | 0 | 0 | 0 | 0
F3_Commercial_Healthcare_Existing_Food Preparation_Natural Gas_Fryer_E4 | F3 | Commercial | Healthcare | Existing | Food Preparation | Natural Gas | Fryer | E4 | System - kBTUs of Conusmption | 0 | 0 | 0 | 0 | 0 | 0 | 0 | 0 | 0 | 0 | 0 | 0 | 0 | 0 | 0 | 0 | 0 | 0 | 0 | 0 | 0 | 0 | 0 | 0 | 0 | 0 | 0 | 0 | 0 | 0 | 0
F3_Commercial_Healthcare_Existing_Food Preparation_Natural Gas_Fryer_E5 | F3 | Commercial | Healthcare | Existing | Food Preparation | Natural Gas | Fryer | E5 | System - kBTUs of Conusmption | 0 | 0 | 0 | 0 | 0 | 0 | 0 | 0 | 0 | 0 | 0 | 0 | 0 | 0 | 0 | 0 | 0 | 0 | 0 | 0 | 0 | 0 | 0 | 0 | 0 | 0 | 0 | 0 | 0 | 0 | 0
F3_Commercial_Healthcare_Existing_Food Preparation_Natural Gas_Fryer_E6 | F3 | Commercial | Healthcare | Existing | Food Preparation | Natural Gas | Fryer | E6 | System - kBTUs of Conusmption | 0 | 0 | 0 | 0 | 0 | 0 | 0 | 0 | 0 | 0 | 0 | 0 | 0 | 0 | 0 | 0 | 0 | 0 | 0 | 0 | 0 | 0 | 0 | 0 | 0 | 0 | 0 | 0 | 0 | 0 | 0
F3_Commercial_Healthcare_Existing_Food Preparation_Natural Gas_Fryer_E7 | F3 | Commercial | Healthcare | Existing | Food Preparation | Natural Gas | Fryer | E7 | System - kBTUs of Conusmption | 0 | 0 | 0 | 0 | 0 | 0 | 0 | 0 | 0 | 0 | 0 | 0 | 0 | 0 | 0 | 0 | 0 | 0 | 0 | 0 | 0 | 0 | 0 | 0 | 0 | 0 | 0 | 0 | 0 | 0 | 0
F3_Commercial_Healthcare_Existing_Food Preparation_Natural Gas_Fryer_E8 | F3 | Commercial | Healthcare | Existing | Food Preparation | Natural Gas | Fryer | E8 | System - kBTUs of Conusmption | 0 | 0 | 0 | 0 | 0 | 0 | 0 | 0 | 0 | 0 | 0 | 0 | 0 | 0 | 0 | 0 | 0 | 0 | 0 | 0 | 0 | 0 | 0 | 0 | 0 | 0 | 0 | 0 | 0 | 0 | 0
F3_Commercial_Healthcare_Existing_Food Preparation_Natural Gas_Fryer_E9 | F3 | Commercial | Healthcare | Existing | Food Preparation | Natural Gas | Fryer | E9 | System - kBTUs of Conusmption | 0 | 0 | 0 | 0 | 0 | 0 | 0 | 0 | 0 | 0 | 0 | 0 | 0 | 0 | 0 | 0 | 0 | 0 | 0 | 0 | 0 | 0 | 0 | 0 | 0 | 0 | 0 | 0 | 0 | 0 | 0
F3_Commercial_Healthcare_Existing_Food Preparation_Natural Gas_Fryer_E10 | F3 | Commercial | Healthcare | Existing | Food Preparation | Natural Gas | Fryer | E10 | System - kBTUs of Conusmption | 0 | 0 | 0 | 0 | 0 | 0 | 0 | 0 | 0 | 0 | 0 | 0 | 0 | 0 | 0 | 0 | 0 | 0 | 0 | 0 | 0 | 0 | 0 | 0 | 0 | 0 | 0 | 0 | 0 | 0 | 0
F4_Commercial_Healthcare_Existing_Food Preparation_Natural Gas_Fryer_E1 | F4 | Commercial | Healthcare | Existing | Food Preparation | Natural Gas | Fryer | E1 | Utility - Cost of Equipment | 0.040915 | 0.040915 | 0.040915 | 0 | 0 | 0 | 0 | 0 | 0 | 0 | 0 | 0 | 0 | 0 | 0 | 0 | 0 | 0 | 0 | 0 | 0 | 0 | 0 | 0 | 0 | 0 | 0 | 0 | 0 | 0 | 0
F4_Commercial_Healthcare_Existing_Food Preparation_Natural Gas_Fryer_E2 | F4 | Commercial | Healthcare | Existing | Food Preparation | Natural Gas | Fryer | E2 | Utility - Cost of Equipment | 0.048797 | 0.048797 | 0.048797 | 0.048797 | 0.048797 | 0.048797 | 0.048797 | 0.048797 | 0.048797 | 0.048797 | 0.048797 | 0.048797 | 0.048797 | 0.048797 | 0.048797 | 0.048797 | 0.048797 | 0.048797 | 0.048797 | 0.048797 | 0.048797 | 0.048797 | 0.048797 | 0.048797 | 0.048797 | 0.048797 | 0.048797 | 0.048797 | 0.048797 | 0.048797 | 0.048797
F4_Commercial_Healthcare_Existing_Food Preparation_Natural Gas_Fryer_E3 | F4 | Commercial | Healthcare | Existing | Food Preparation | Natural Gas | Fryer | E3 | Utility - Cost of Equipment | 0 | 0 | 0 | 0 | 0 | 0 | 0 | 0 | 0 | 0 | 0 | 0 | 0 | 0 | 0 | 0 | 0 | 0 | 0 | 0 | 0 | 0 | 0 | 0 | 0 | 0 | 0 | 0 | 0 | 0 | 0
F4_Commercial_Healthcare_Existing_Food Preparation_Natural Gas_Fryer_E4 | F4 | Commercial | Healthcare | Existing | Food Preparation | Natural Gas | Fryer | E4 | Utility - Cost of Equipment | 0 | 0 | 0 | 0 | 0 | 0 | 0 | 0 | 0 | 0 | 0 | 0 | 0 | 0 | 0 | 0 | 0 | 0 | 0 | 0 | 0 | 0 | 0 | 0 | 0 | 0 | 0 | 0 | 0 | 0 | 0
F4_Commercial_Healthcare_Existing_Food Preparation_Natural Gas_Fryer_E5 | F4 | Commercial | Healthcare | Existing | Food Preparation | Natural Gas | Fryer | E5 | Utility - Cost of Equipment | 0 | 0 | 0 | 0 | 0 | 0 | 0 | 0 | 0 | 0 | 0 | 0 | 0 | 0 | 0 | 0 | 0 | 0 | 0 | 0 | 0 | 0 | 0 | 0 | 0 | 0 | 0 | 0 | 0 | 0 | 0
F4_Commercial_Healthcare_Existing_Food Preparation_Natural Gas_Fryer_E6 | F4 | Commercial | Healthcare | Existing | Food Preparation | Natural Gas | Fryer | E6 | Utility - Cost of Equipment | 0 | 0 | 0 | 0 | 0 | 0 | 0 | 0 | 0 | 0 | 0 | 0 | 0 | 0 | 0 | 0 | 0 | 0 | 0 | 0 | 0 | 0 | 0 | 0 | 0 | 0 | 0 | 0 | 0 | 0 | 0
F4_Commercial_Healthcare_Existing_Food Preparation_Natural Gas_Fryer_E7 | F4 | Commercial | Healthcare | Existing | Food Preparation | Natural Gas | Fryer | E7 | Utility - Cost of Equipment | 0 | 0 | 0 | 0 | 0 | 0 | 0 | 0 | 0 | 0 | 0 | 0 | 0 | 0 | 0 | 0 | 0 | 0 | 0 | 0 | 0 | 0 | 0 | 0 | 0 | 0 | 0 | 0 | 0 | 0 | 0
F4_Commercial_Healthcare_Existing_Food Preparation_Natural Gas_Fryer_E8 | F4 | Commercial | Healthcare | Existing | Food Preparation | Natural Gas | Fryer | E8 | Utility - Cost of Equipment | 0 | 0 | 0 | 0 | 0 | 0 | 0 | 0 | 0 | 0 | 0 | 0 | 0 | 0 | 0 | 0 | 0 | 0 | 0 | 0 | 0 | 0 | 0 | 0 | 0 | 0 | 0 | 0 | 0 | 0 | 0
F4_Commercial_Healthcare_Existing_Food Preparation_Natural Gas_Fryer_E9 | F4 | Commercial | Healthcare | Existing | Food Preparation | Natural Gas | Fryer | E9 | Utility - Cost of Equipment | 0 | 0 | 0 | 0 | 0 | 0 | 0 | 0 | 0 | 0 | 0 | 0 | 0 | 0 | 0 | 0 | 0 | 0 | 0 | 0 | 0 | 0 | 0 | 0 | 0 | 0 | 0 | 0 | 0 | 0 | 0
F4_Commercial_Healthcare_Existing_Food Preparation_Natural Gas_Fryer_E10 | F4 | Commercial | Healthcare | Existing | Food Preparation | Natural Gas | Fryer | E10 | Utility - Cost of Equipment | 0 | 0 | 0 | 0 | 0 | 0 | 0 | 0 | 0 | 0 | 0 | 0 | 0 | 0 | 0 | 0 | 0 | 0 | 0 | 0 | 0 | 0 | 0 | 0 | 0 | 0 | 0 | 0 | 0 | 0 | 0
F5_Commercial_Healthcare_Existing_Food Preparation_Natural Gas_Fryer_E1 | F5 | Commercial | Healthcare | Existing | Food Preparation | Natural Gas | Fryer | E1 | Utility - Cost of Operation | 0.073298 | 0.074912 | 0.076209 | 0 | 0 | 0 | 0 | 0 | 0 | 0 | 0 | 0 | 0 | 0 | 0 | 0 | 0 | 0 | 0 | 0 | 0 | 0 | 0 | 0 | 0 | 0 | 0 | 0 | 0 | 0 | 0
F5_Commercial_Healthcare_Existing_Food Preparation_Natural Gas_Fryer_E2 | F5 | Commercial | Healthcare | Existing | Food Preparation | Natural Gas | Fryer | E2 | Utility - Cost of Operation | 0.049256 | 0.05034 | 0.051212 | 0.052044 | 0.0533 | 0.050895 | 0.047994 | 0.046571 | 0.046151 | 0.045413 | 0.044944 | 0.044244 | 0.038812 | 0.041801 | 0.045644 | 0.049352 | 0.053829 | 0.054147 | 0.053116 | 0.053927 | 0.054505 | 0.055268 | 0.056217 | 0.025439 | 0.024925 | 0.024445 | 0.023994 | 0.023567 | 0.02316 | 0.02277 | 0.022393
F5_Commercial_Healthcare_Existing_Food Preparation_Natural Gas_Fryer_E3 | F5 | Commercial | Healthcare | Existing | Food Preparation | Natural Gas | Fryer | E3 | Utility - Cost of Operation | 0 | 0 | 0 | 0 | 0 | 0 | 0 | 0 | 0 | 0 | 0 | 0 | 0 | 0 | 0 | 0 | 0 | 0 | 0 | 0 | 0 | 0 | 0 | 0 | 0 | 0 | 0 | 0 | 0 | 0 | 0
F5_Commercial_Healthcare_Existing_Food Preparation_Natural Gas_Fryer_E4 | F5 | Commercial | Healthcare | Existing | Food Preparation | Natural Gas | Fryer | E4 | Utility - Cost of Operation | 0 | 0 | 0 | 0 | 0 | 0 | 0 | 0 | 0 | 0 | 0 | 0 | 0 | 0 | 0 | 0 | 0 | 0 | 0 | 0 | 0 | 0 | 0 | 0 | 0 | 0 | 0 | 0 | 0 | 0 | 0
F5_Commercial_Healthcare_Existing_Food Preparation_Natural Gas_Fryer_E5 | F5 | Commercial | Healthcare | Existing | Food Preparation | Natural Gas | Fryer | E5 | Utility - Cost of Operation | 0 | 0 | 0 | 0 | 0 | 0 | 0 | 0 | 0 | 0 | 0 | 0 | 0 | 0 | 0 | 0 | 0 | 0 | 0 | 0 | 0 | 0 | 0 | 0 | 0 | 0 | 0 | 0 | 0 | 0 | 0
F5_Commercial_Healthcare_Existing_Food Preparation_Natural Gas_Fryer_E6 | F5 | Commercial | Healthcare | Existing | Food Preparation | Natural Gas | Fryer | E6 | Utility - Cost of Operation | 0 | 0 | 0 | 0 | 0 | 0 | 0 | 0 | 0 | 0 | 0 | 0 | 0 | 0 | 0 | 0 | 0 | 0 | 0 | 0 | 0 | 0 | 0 | 0 | 0 | 0 | 0 | 0 | 0 | 0 | 0
F5_Commercial_Healthcare_Existing_Food Preparation_Natural Gas_Fryer_E7 | F5 | Commercial | Healthcare | Existing | Food Preparation | Natural Gas | Fryer | E7 | Utility - Cost of Operation | 0 | 0 | 0 | 0 | 0 | 0 | 0 | 0 | 0 | 0 | 0 | 0 | 0 | 0 | 0 | 0 | 0 | 0 | 0 | 0 | 0 | 0 | 0 | 0 | 0 | 0 | 0 | 0 | 0 | 0 | 0
F5_Commercial_Healthcare_Existing_Food Preparation_Natural Gas_Fryer_E8 | F5 | Commercial | Healthcare | Existing | Food Preparation | Natural Gas | Fryer | E8 | Utility - Cost of Operation | 0 | 0 | 0 | 0 | 0 | 0 | 0 | 0 | 0 | 0 | 0 | 0 | 0 | 0 | 0 | 0 | 0 | 0 | 0 | 0 | 0 | 0 | 0 | 0 | 0 | 0 | 0 | 0 | 0 | 0 | 0
F5_Commercial_Healthcare_Existing_Food Preparation_Natural Gas_Fryer_E9 | F5 | Commercial | Healthcare | Existing | Food Preparation | Natural Gas | Fryer | E9 | Utility - Cost of Operation | 0 | 0 | 0 | 0 | 0 | 0 | 0 | 0 | 0 | 0 | 0 | 0 | 0 | 0 | 0 | 0 | 0 | 0 | 0 | 0 | 0 | 0 | 0 | 0 | 0 | 0 | 0 | 0 | 0 | 0 | 0
F5_Commercial_Healthcare_Existing_Food Preparation_Natural Gas_Fryer_E10 | F5 | Commercial | Healthcare | Existing | Food Preparation | Natural Gas | Fryer | E10 | Utility - Cost of Operation | 0 | 0 | 0 | 0 | 0 | 0 | 0 | 0 | 0 | 0 | 0 | 0 | 0 | 0 | 0 | 0 | 0 | 0 | 0 | 0 | 0 | 0 | 0 | 0 | 0 | 0 | 0 | 0 | 0 | 0 | 0
F6_Commercial_Healthcare_Existing_Food Preparation_Natural Gas_Fryer_E1 | F6 | Commercial | Healthcare | Existing | Food Preparation | Natural Gas | Fryer | E1 | Utility - Value of Sales | 0.087816 | 0.08975 | 0.091303 | 0 | 0 | 0 | 0 | 0 | 0 | 0 | 0 | 0 | 0 | 0 | 0 | 0 | 0 | 0 | 0 | 0 | 0 | 0 | 0 | 0 | 0 | 0 | 0 | 0 | 0 | 0 | 0
F6_Commercial_Healthcare_Existing_Food Preparation_Natural Gas_Fryer_E2 | F6 | Commercial | Healthcare | Existing | Food Preparation | Natural Gas | Fryer | E2 | Utility - Value of Sales | 0.059011 | 0.060311 | 0.061355 | 0.062352 | 0.063857 | 0.060976 | 0.0575 | 0.055795 | 0.055291 | 0.054407 | 0.053846 | 0.053007 | 0.046499 | 0.05008 | 0.054685 | 0.059127 | 0.064491 | 0.064872 | 0.063636 | 0.064608 | 0.0653 | 0.066215 | 0.067351 | 0.030478 | 0.029862 | 0.029287 | 0.028747 | 0.028235 | 0.027748 | 0.02728 | 0.026828
F6_Commercial_Healthcare_Existing_Food Preparation_Natural Gas_Fryer_E3 | F6 | Commercial | Healthcare | Existing | Food Preparation | Natural Gas | Fryer | E3 | Utility - Value of Sales | 0 | 0 | 0 | 0 | 0 | 0 | 0 | 0 | 0 | 0 | 0 | 0 | 0 | 0 | 0 | 0 | 0 | 0 | 0 | 0 | 0 | 0 | 0 | 0 | 0 | 0 | 0 | 0 | 0 | 0 | 0
F6_Commercial_Healthcare_Existing_Food Preparation_Natural Gas_Fryer_E4 | F6 | Commercial | Healthcare | Existing | Food Preparation | Natural Gas | Fryer | E4 | Utility - Value of Sales | 0 | 0 | 0 | 0 | 0 | 0 | 0 | 0 | 0 | 0 | 0 | 0 | 0 | 0 | 0 | 0 | 0 | 0 | 0 | 0 | 0 | 0 | 0 | 0 | 0 | 0 | 0 | 0 | 0 | 0 | 0
F6_Commercial_Healthcare_Existing_Food Preparation_Natural Gas_Fryer_E5 | F6 | Commercial | Healthcare | Existing | Food Preparation | Natural Gas | Fryer | E5 | Utility - Value of Sales | 0 | 0 | 0 | 0 | 0 | 0 | 0 | 0 | 0 | 0 | 0 | 0 | 0 | 0 | 0 | 0 | 0 | 0 | 0 | 0 | 0 | 0 | 0 | 0 | 0 | 0 | 0 | 0 | 0 | 0 | 0
F6_Commercial_Healthcare_Existing_Food Preparation_Natural Gas_Fryer_E6 | F6 | Commercial | Healthcare | Existing | Food Preparation | Natural Gas | Fryer | E6 | Utility - Value of Sales | 0 | 0 | 0 | 0 | 0 | 0 | 0 | 0 | 0 | 0 | 0 | 0 | 0 | 0 | 0 | 0 | 0 | 0 | 0 | 0 | 0 | 0 | 0 | 0 | 0 | 0 | 0 | 0 | 0 | 0 | 0
F6_Commercial_Healthcare_Existing_Food Preparation_Natural Gas_Fryer_E7 | F6 | Commercial | Healthcare | Existing | Food Preparation | Natural Gas | Fryer | E7 | Utility - Value of Sales | 0 | 0 | 0 | 0 | 0 | 0 | 0 | 0 | 0 | 0 | 0 | 0 | 0 | 0 | 0 | 0 | 0 | 0 | 0 | 0 | 0 | 0 | 0 | 0 | 0 | 0 | 0 | 0 | 0 | 0 | 0
F6_Commercial_Healthcare_Existing_Food Preparation_Natural Gas_Fryer_E8 | F6 | Commercial | Healthcare | Existing | Food Preparation | Natural Gas | Fryer | E8 | Utility - Value of Sales | 0 | 0 | 0 | 0 | 0 | 0 | 0 | 0 | 0 | 0 | 0 | 0 | 0 | 0 | 0 | 0 | 0 | 0 | 0 | 0 | 0 | 0 | 0 | 0 | 0 | 0 | 0 | 0 | 0 | 0 | 0
F6_Commercial_Healthcare_Existing_Food Preparation_Natural Gas_Fryer_E9 | F6 | Commercial | Healthcare | Existing | Food Preparation | Natural Gas | Fryer | E9 | Utility - Value of Sales | 0 | 0 | 0 | 0 | 0 | 0 | 0 | 0 | 0 | 0 | 0 | 0 | 0 | 0 | 0 | 0 | 0 | 0 | 0 | 0 | 0 | 0 | 0 | 0 | 0 | 0 | 0 | 0 | 0 | 0 | 0
F6_Commercial_Healthcare_Existing_Food Preparation_Natural Gas_Fryer_E10 | F6 | Commercial | Healthcare | Existing | Food Preparation | Natural Gas | Fryer | E10 | Utility - Value of Sales | 0 | 0 | 0 | 0 | 0 | 0 | 0 | 0 | 0 | 0 | 0 | 0 | 0 | 0 | 0 | 0 | 0 | 0 | 0 | 0 | 0 | 0 | 0 | 0 | 0 | 0 | 0 | 0 | 0 | 0 | 0
F1_Commercial_Healthcare_Existing_Food Preparation_Natural Gas_Broiler_E1 | F1 | Commercial | Healthcare | Existing | Food Preparation | Natural Gas | Broiler | E1 | Participant - Cost of Equipment | 0.036686 | 0.036686 | 0.036686 | 0.036686 | 0.036686 | 0.036686 | 0.036686 | 0.036686 | 0.036686 | 0.036686 | 0.036686 | 0.036686 | 0.036686 | 0.036686 | 0.036686 | 0.036686 | 0.036686 | 0.036686 | 0.036686 | 0.036686 | 0.036686 | 0.036686 | 0.036686 | 0.036686 | 0.036686 | 0.036686 | 0.036686 | 0.036686 | 0.036686 | 0.036686 | 0.036686
F1_Commercial_Healthcare_Existing_Food Preparation_Natural Gas_Broiler_E2 | F1 | Commercial | Healthcare | Existing | Food Preparation | Natural Gas | Broiler | E2 | Participant - Cost of Equipment | 0.051361 | 0.051361 | 0.051361 | 0.051361 | 0.051361 | 0.051361 | 0.051361 | 0.051361 | 0.051361 | 0.051361 | 0.051361 | 0.051361 | 0.051361 | 0.051361 | 0.051361 | 0.051361 | 0.051361 | 0.051361 | 0.051361 | 0.051361 | 0.051361 | 0.051361 | 0.051361 | 0.051361 | 0.051361 | 0.051361 | 0.051361 | 0.051361 | 0.051361 | 0.051361 | 0.051361
F1_Commercial_Healthcare_Existing_Food Preparation_Natural Gas_Broiler_E3 | F1 | Commercial | Healthcare | Existing | Food Preparation | Natural Gas | Broiler | E3 | Participant - Cost of Equipment | 0 | 0 | 0 | 0 | 0 | 0 | 0 | 0 | 0 | 0 | 0 | 0 | 0 | 0 | 0 | 0 | 0 | 0 | 0 | 0 | 0 | 0 | 0 | 0 | 0 | 0 | 0 | 0 | 0 | 0 | 0
F1_Commercial_Healthcare_Existing_Food Preparation_Natural Gas_Broiler_E4 | F1 | Commercial | Healthcare | Existing | Food Preparation | Natural Gas | Broiler | E4 | Participant - Cost of Equipment | 0 | 0 | 0 | 0 | 0 | 0 | 0 | 0 | 0 | 0 | 0 | 0 | 0 | 0 | 0 | 0 | 0 | 0 | 0 | 0 | 0 | 0 | 0 | 0 | 0 | 0 | 0 | 0 | 0 | 0 | 0
F1_Commercial_Healthcare_Existing_Food Preparation_Natural Gas_Broiler_E5 | F1 | Commercial | Healthcare | Existing | Food Preparation | Natural Gas | Broiler | E5 | Participant - Cost of Equipment | 0 | 0 | 0 | 0 | 0 | 0 | 0 | 0 | 0 | 0 | 0 | 0 | 0 | 0 | 0 | 0 | 0 | 0 | 0 | 0 | 0 | 0 | 0 | 0 | 0 | 0 | 0 | 0 | 0 | 0 | 0
F1_Commercial_Healthcare_Existing_Food Preparation_Natural Gas_Broiler_E6 | F1 | Commercial | Healthcare | Existing | Food Preparation | Natural Gas | Broiler | E6 | Participant - Cost of Equipment | 0 | 0 | 0 | 0 | 0 | 0 | 0 | 0 | 0 | 0 | 0 | 0 | 0 | 0 | 0 | 0 | 0 | 0 | 0 | 0 | 0 | 0 | 0 | 0 | 0 | 0 | 0 | 0 | 0 | 0 | 0
F1_Commercial_Healthcare_Existing_Food Preparation_Natural Gas_Broiler_E7 | F1 | Commercial | Healthcare | Existing | Food Preparation | Natural Gas | Broiler | E7 | Participant - Cost of Equipment | 0 | 0 | 0 | 0 | 0 | 0 | 0 | 0 | 0 | 0 | 0 | 0 | 0 | 0 | 0 | 0 | 0 | 0 | 0 | 0 | 0 | 0 | 0 | 0 | 0 | 0 | 0 | 0 | 0 | 0 | 0
F1_Commercial_Healthcare_Existing_Food Preparation_Natural Gas_Broiler_E8 | F1 | Commercial | Healthcare | Existing | Food Preparation | Natural Gas | Broiler | E8 | Participant - Cost of Equipment | 0 | 0 | 0 | 0 | 0 | 0 | 0 | 0 | 0 | 0 | 0 | 0 | 0 | 0 | 0 | 0 | 0 | 0 | 0 | 0 | 0 | 0 | 0 | 0 | 0 | 0 | 0 | 0 | 0 | 0 | 0
F1_Commercial_Healthcare_Existing_Food Preparation_Natural Gas_Broiler_E9 | F1 | Commercial | Healthcare | Existing | Food Preparation | Natural Gas | Broiler | E9 | Participant - Cost of Equipment | 0 | 0 | 0 | 0 | 0 | 0 | 0 | 0 | 0 | 0 | 0 | 0 | 0 | 0 | 0 | 0 | 0 | 0 | 0 | 0 | 0 | 0 | 0 | 0 | 0 | 0 | 0 | 0 | 0 | 0 | 0
F1_Commercial_Healthcare_Existing_Food Preparation_Natural Gas_Broiler_E10 | F1 | Commercial | Healthcare | Existing | Food Preparation | Natural Gas | Broiler | E10 | Participant - Cost of Equipment | 0 | 0 | 0 | 0 | 0 | 0 | 0 | 0 | 0 | 0 | 0 | 0 | 0 | 0 | 0 | 0 | 0 | 0 | 0 | 0 | 0 | 0 | 0 | 0 | 0 | 0 | 0 | 0 | 0 | 0 | 0
F2_Commercial_Healthcare_Existing_Food Preparation_Natural Gas_Broiler_E1 | F2 | Commercial | Healthcare | Existing | Food Preparation | Natural Gas | Broiler | E1 | Participant - Cost of Operation | 0.092164 | 0.093586 | 0.094618 | 0.094091 | 0.094187 | 0.088777 | 0.084304 | 0.081806 | 0.080769 | 0.083763 | 0.087695 | 0.091804 | 0.084312 | 0.089313 | 0.089617 | 0.08917 | 0.089252 | 0.089527 | 0.087816 | 0.088848 | 0.089544 | 0.090524 | 0.091783 | 0.046033 | 0.045134 | 0.044289 | 0.043491 | 0.042732 | 0.042004 | 0.041304 | 0.040625
F2_Commercial_Healthcare_Existing_Food Preparation_Natural Gas_Broiler_E2 | F2 | Commercial | Healthcare | Existing | Food Preparation | Natural Gas | Broiler | E2 | Participant - Cost of Operation | 0.059248 | 0.060162 | 0.060826 | 0.060487 | 0.060549 | 0.057071 | 0.054195 | 0.052589 | 0.051923 | 0.053848 | 0.056375 | 0.059017 | 0.054201 | 0.057415 | 0.057611 | 0.057324 | 0.057376 | 0.057553 | 0.056453 | 0.057117 | 0.057564 | 0.058194 | 0.059003 | 0.029592 | 0.029015 | 0.028472 | 0.027959 | 0.02747 | 0.027003 | 0.026552 | 0.026116
F2_Commercial_Healthcare_Existing_Food Preparation_Natural Gas_Broiler_E3 | F2 | Commercial | Healthcare | Existing | Food Preparation | Natural Gas | Broiler | E3 | Participant - Cost of Operation | 0 | 0 | 0 | 0 | 0 | 0 | 0 | 0 | 0 | 0 | 0 | 0 | 0 | 0 | 0 | 0 | 0 | 0 | 0 | 0 | 0 | 0 | 0 | 0 | 0 | 0 | 0 | 0 | 0 | 0 | 0
F2_Commercial_Healthcare_Existing_Food Preparation_Natural Gas_Broiler_E4 | F2 | Commercial | Healthcare | Existing | Food Preparation | Natural Gas | Broiler | E4 | Participant - Cost of Operation | 0 | 0 | 0 | 0 | 0 | 0 | 0 | 0 | 0 | 0 | 0 | 0 | 0 | 0 | 0 | 0 | 0 | 0 | 0 | 0 | 0 | 0 | 0 | 0 | 0 | 0 | 0 | 0 | 0 | 0 | 0
F2_Commercial_Healthcare_Existing_Food Preparation_Natural Gas_Broiler_E5 | F2 | Commercial | Healthcare | Existing | Food Preparation | Natural Gas | Broiler | E5 | Participant - Cost of Operation | 0 | 0 | 0 | 0 | 0 | 0 | 0 | 0 | 0 | 0 | 0 | 0 | 0 | 0 | 0 | 0 | 0 | 0 | 0 | 0 | 0 | 0 | 0 | 0 | 0 | 0 | 0 | 0 | 0 | 0 | 0
F2_Commercial_Healthcare_Existing_Food Preparation_Natural Gas_Broiler_E6 | F2 | Commercial | Healthcare | Existing | Food Preparation | Natural Gas | Broiler | E6 | Participant - Cost of Operation | 0 | 0 | 0 | 0 | 0 | 0 | 0 | 0 | 0 | 0 | 0 | 0 | 0 | 0 | 0 | 0 | 0 | 0 | 0 | 0 | 0 | 0 | 0 | 0 | 0 | 0 | 0 | 0 | 0 | 0 | 0
F2_Commercial_Healthcare_Existing_Food Preparation_Natural Gas_Broiler_E7 | F2 | Commercial | Healthcare | Existing | Food Preparation | Natural Gas | Broiler | E7 | Participant - Cost of Operation | 0 | 0 | 0 | 0 | 0 | 0 | 0 | 0 | 0 | 0 | 0 | 0 | 0 | 0 | 0 | 0 | 0 | 0 | 0 | 0 | 0 | 0 | 0 | 0 | 0 | 0 | 0 | 0 | 0 | 0 | 0
F2_Commercial_Healthcare_Existing_Food Preparation_Natural Gas_Broiler_E8 | F2 | Commercial | Healthcare | Existing | Food Preparation | Natural Gas | Broiler | E8 | Participant - Cost of Operation | 0 | 0 | 0 | 0 | 0 | 0 | 0 | 0 | 0 | 0 | 0 | 0 | 0 | 0 | 0 | 0 | 0 | 0 | 0 | 0 | 0 | 0 | 0 | 0 | 0 | 0 | 0 | 0 | 0 | 0 | 0
F2_Commercial_Healthcare_Existing_Food Preparation_Natural Gas_Broiler_E9 | F2 | Commercial | Healthcare | Existing | Food Preparation | Natural Gas | Broiler | E9 | Participant - Cost of Operation | 0 | 0 | 0 | 0 | 0 | 0 | 0 | 0 | 0 | 0 | 0 | 0 | 0 | 0 | 0 | 0 | 0 | 0 | 0 | 0 | 0 | 0 | 0 | 0 | 0 | 0 | 0 | 0 | 0 | 0 | 0
F2_Commercial_Healthcare_Existing_Food Preparation_Natural Gas_Broiler_E10 | F2 | Commercial | Healthcare | Existing | Food Preparation | Natural Gas | Broiler | E10 | Participant - Cost of Operation | 0 | 0 | 0 | 0 | 0 | 0 | 0 | 0 | 0 | 0 | 0 | 0 | 0 | 0 | 0 | 0 | 0 | 0 | 0 | 0 | 0 | 0 | 0 | 0 | 0 | 0 | 0 | 0 | 0 | 0 | 0
F3_Commercial_Healthcare_Existing_Food Preparation_Natural Gas_Broiler_E1 | F3 | Commercial | Healthcare | Existing | Food Preparation | Natural Gas | Broiler | E1 | System - kBTUs of Conusmption | 7.6581 | 7.6734 | 7.6636 | 7.657 | 7.657 | 7.657 | 7.657 | 7.657 | 7.657 | 7.657 | 7.657 | 7.657 | 7.657 | 7.657 | 7.657 | 7.657 | 7.657 | 7.657 | 7.657 | 7.657 | 7.657 | 7.657 | 7.657 | 7.657 | 7.657 | 7.657 | 7.657 | 7.657 | 7.657 | 7.657 | 7.657
F3_Commercial_Healthcare_Existing_Food Preparation_Natural Gas_Broiler_E2 | F3 | Commercial | Healthcare | Existing | Food Preparation | Natural Gas | Broiler | E2 | System - kBTUs of Conusmption | 4.9231 | 4.9329 | 4.9266 | 4.9223 | 4.9223 | 4.9223 | 4.9223 | 4.9223 | 4.9223 | 4.9223 | 4.9223 | 4.9223 | 4.9223 | 4.9223 | 4.9223 | 4.9223 | 4.9223 | 4.9223 | 4.9223 | 4.9223 | 4.9223 | 4.9223 | 4.9223 | 4.9223 | 4.9223 | 4.9223 | 4.9223 | 4.9223 | 4.9223 | 4.9223 | 4.9223
F3_Commercial_Healthcare_Existing_Food Preparation_Natural Gas_Broiler_E3 | F3 | Commercial | Healthcare | Existing | Food Preparation | Natural Gas | Broiler | E3 | System - kBTUs of Conusmption | 0 | 0 | 0 | 0 | 0 | 0 | 0 | 0 | 0 | 0 | 0 | 0 | 0 | 0 | 0 | 0 | 0 | 0 | 0 | 0 | 0 | 0 | 0 | 0 | 0 | 0 | 0 | 0 | 0 | 0 | 0
F3_Commercial_Healthcare_Existing_Food Preparation_Natural Gas_Broiler_E4 | F3 | Commercial | Healthcare | Existing | Food Preparation | Natural Gas | Broiler | E4 | System - kBTUs of Conusmption | 0 | 0 | 0 | 0 | 0 | 0 | 0 | 0 | 0 | 0 | 0 | 0 | 0 | 0 | 0 | 0 | 0 | 0 | 0 | 0 | 0 | 0 | 0 | 0 | 0 | 0 | 0 | 0 | 0 | 0 | 0
F3_Commercial_Healthcare_Existing_Food Preparation_Natural Gas_Broiler_E5 | F3 | Commercial | Healthcare | Existing | Food Preparation | Natural Gas | Broiler | E5 | System - kBTUs of Conusmption | 0 | 0 | 0 | 0 | 0 | 0 | 0 | 0 | 0 | 0 | 0 | 0 | 0 | 0 | 0 | 0 | 0 | 0 | 0 | 0 | 0 | 0 | 0 | 0 | 0 | 0 | 0 | 0 | 0 | 0 | 0
F3_Commercial_Healthcare_Existing_Food Preparation_Natural Gas_Broiler_E6 | F3 | Commercial | Healthcare | Existing | Food Preparation | Natural Gas | Broiler | E6 | System - kBTUs of Conusmption | 0 | 0 | 0 | 0 | 0 | 0 | 0 | 0 | 0 | 0 | 0 | 0 | 0 | 0 | 0 | 0 | 0 | 0 | 0 | 0 | 0 | 0 | 0 | 0 | 0 | 0 | 0 | 0 | 0 | 0 | 0
F3_Commercial_Healthcare_Existing_Food Preparation_Natural Gas_Broiler_E7 | F3 | Commercial | Healthcare | Existing | Food Preparation | Natural Gas | Broiler | E7 | System - kBTUs of Conusmption | 0 | 0 | 0 | 0 | 0 | 0 | 0 | 0 | 0 | 0 | 0 | 0 | 0 | 0 | 0 | 0 | 0 | 0 | 0 | 0 | 0 | 0 | 0 | 0 | 0 | 0 | 0 | 0 | 0 | 0 | 0
F3_Commercial_Healthcare_Existing_Food Preparation_Natural Gas_Broiler_E8 | F3 | Commercial | Healthcare | Existing | Food Preparation | Natural Gas | Broiler | E8 | System - kBTUs of Conusmption | 0 | 0 | 0 | 0 | 0 | 0 | 0 | 0 | 0 | 0 | 0 | 0 | 0 | 0 | 0 | 0 | 0 | 0 | 0 | 0 | 0 | 0 | 0 | 0 | 0 | 0 | 0 | 0 | 0 | 0 | 0
F3_Commercial_Healthcare_Existing_Food Preparation_Natural Gas_Broiler_E9 | F3 | Commercial | Healthcare | Existing | Food Preparation | Natural Gas | Broiler | E9 | System - kBTUs of Conusmption | 0 | 0 | 0 | 0 | 0 | 0 | 0 | 0 | 0 | 0 | 0 | 0 | 0 | 0 | 0 | 0 | 0 | 0 | 0 | 0 | 0 | 0 | 0 | 0 | 0 | 0 | 0 | 0 | 0 | 0 | 0
F3_Commercial_Healthcare_Existing_Food Preparation_Natural Gas_Broiler_E10 | F3 | Commercial | Healthcare | Existing | Food Preparation | Natural Gas | Broiler | E10 | System - kBTUs of Conusmption | 0 | 0 | 0 | 0 | 0 | 0 | 0 | 0 | 0 | 0 | 0 | 0 | 0 | 0 | 0 | 0 | 0 | 0 | 0 | 0 | 0 | 0 | 0 | 0 | 0 | 0 | 0 | 0 | 0 | 0 | 0
F4_Commercial_Healthcare_Existing_Food Preparation_Natural Gas_Broiler_E1 | F4 | Commercial | Healthcare | Existing | Food Preparation | Natural Gas | Broiler | E1 | Utility - Cost of Equipment | 0.036686 | 0.036686 | 0.036686 | 0.036686 | 0.036686 | 0.036686 | 0.036686 | 0.036686 | 0.036686 | 0.036686 | 0.036686 | 0.036686 | 0.036686 | 0.036686 | 0.036686 | 0.036686 | 0.036686 | 0.036686 | 0.036686 | 0.036686 | 0.036686 | 0.036686 | 0.036686 | 0.036686 | 0.036686 | 0.036686 | 0.036686 | 0.036686 | 0.036686 | 0.036686 | 0.036686
F4_Commercial_Healthcare_Existing_Food Preparation_Natural Gas_Broiler_E2 | F4 | Commercial | Healthcare | Existing | Food Preparation | Natural Gas | Broiler | E2 | Utility - Cost of Equipment | 0.051361 | 0.051361 | 0.051361 | 0.051361 | 0.051361 | 0.051361 | 0.051361 | 0.051361 | 0.051361 | 0.051361 | 0.051361 | 0.051361 | 0.051361 | 0.051361 | 0.051361 | 0.051361 | 0.051361 | 0.051361 | 0.051361 | 0.051361 | 0.051361 | 0.051361 | 0.051361 | 0.051361 | 0.051361 | 0.051361 | 0.051361 | 0.051361 | 0.051361 | 0.051361 | 0.051361
F4_Commercial_Healthcare_Existing_Food Preparation_Natural Gas_Broiler_E3 | F4 | Commercial | Healthcare | Existing | Food Preparation | Natural Gas | Broiler | E3 | Utility - Cost of Equipment | 0 | 0 | 0 | 0 | 0 | 0 | 0 | 0 | 0 | 0 | 0 | 0 | 0 | 0 | 0 | 0 | 0 | 0 | 0 | 0 | 0 | 0 | 0 | 0 | 0 | 0 | 0 | 0 | 0 | 0 | 0
F4_Commercial_Healthcare_Existing_Food Preparation_Natural Gas_Broiler_E4 | F4 | Commercial | Healthcare | Existing | Food Preparation | Natural Gas | Broiler | E4 | Utility - Cost of Equipment | 0 | 0 | 0 | 0 | 0 | 0 | 0 | 0 | 0 | 0 | 0 | 0 | 0 | 0 | 0 | 0 | 0 | 0 | 0 | 0 | 0 | 0 | 0 | 0 | 0 | 0 | 0 | 0 | 0 | 0 | 0
F4_Commercial_Healthcare_Existing_Food Preparation_Natural Gas_Broiler_E5 | F4 | Commercial | Healthcare | Existing | Food Preparation | Natural Gas | Broiler | E5 | Utility - Cost of Equipment | 0 | 0 | 0 | 0 | 0 | 0 | 0 | 0 | 0 | 0 | 0 | 0 | 0 | 0 | 0 | 0 | 0 | 0 | 0 | 0 | 0 | 0 | 0 | 0 | 0 | 0 | 0 | 0 | 0 | 0 | 0
F4_Commercial_Healthcare_Existing_Food Preparation_Natural Gas_Broiler_E6 | F4 | Commercial | Healthcare | Existing | Food Preparation | Natural Gas | Broiler | E6 | Utility - Cost of Equipment | 0 | 0 | 0 | 0 | 0 | 0 | 0 | 0 | 0 | 0 | 0 | 0 | 0 | 0 | 0 | 0 | 0 | 0 | 0 | 0 | 0 | 0 | 0 | 0 | 0 | 0 | 0 | 0 | 0 | 0 | 0
F4_Commercial_Healthcare_Existing_Food Preparation_Natural Gas_Broiler_E7 | F4 | Commercial | Healthcare | Existing | Food Preparation | Natural Gas | Broiler | E7 | Utility - Cost of Equipment | 0 | 0 | 0 | 0 | 0 | 0 | 0 | 0 | 0 | 0 | 0 | 0 | 0 | 0 | 0 | 0 | 0 | 0 | 0 | 0 | 0 | 0 | 0 | 0 | 0 | 0 | 0 | 0 | 0 | 0 | 0
F4_Commercial_Healthcare_Existing_Food Preparation_Natural Gas_Broiler_E8 | F4 | Commercial | Healthcare | Existing | Food Preparation | Natural Gas | Broiler | E8 | Utility - Cost of Equipment | 0 | 0 | 0 | 0 | 0 | 0 | 0 | 0 | 0 | 0 | 0 | 0 | 0 | 0 | 0 | 0 | 0 | 0 | 0 | 0 | 0 | 0 | 0 | 0 | 0 | 0 | 0 | 0 | 0 | 0 | 0
F4_Commercial_Healthcare_Existing_Food Preparation_Natural Gas_Broiler_E9 | F4 | Commercial | Healthcare | Existing | Food Preparation | Natural Gas | Broiler | E9 | Utility - Cost of Equipment | 0 | 0 | 0 | 0 | 0 | 0 | 0 | 0 | 0 | 0 | 0 | 0 | 0 | 0 | 0 | 0 | 0 | 0 | 0 | 0 | 0 | 0 | 0 | 0 | 0 | 0 | 0 | 0 | 0 | 0 | 0
F4_Commercial_Healthcare_Existing_Food Preparation_Natural Gas_Broiler_E10 | F4 | Commercial | Healthcare | Existing | Food Preparation | Natural Gas | Broiler | E10 | Utility - Cost of Equipment | 0 | 0 | 0 | 0 | 0 | 0 | 0 | 0 | 0 | 0 | 0 | 0 | 0 | 0 | 0 | 0 | 0 | 0 | 0 | 0 | 0 | 0 | 0 | 0 | 0 | 0 | 0 | 0 | 0 | 0 | 0
F5_Commercial_Healthcare_Existing_Food Preparation_Natural Gas_Broiler_E1 | F5 | Commercial | Healthcare | Existing | Food Preparation | Natural Gas | Broiler | E1 | Utility - Cost of Operation | 0.076927 | 0.078114 | 0.078976 | 0.078536 | 0.078616 | 0.074101 | 0.070366 | 0.068281 | 0.067417 | 0.069915 | 0.073197 | 0.076627 | 0.070374 | 0.074547 | 0.074802 | 0.074428 | 0.074497 | 0.074726 | 0.073298 | 0.07416 | 0.074741 | 0.075558 | 0.07661 | 0.038422 | 0.037672 | 0.036967 | 0.036301 | 0.035667 | 0.03506 | 0.034475 | 0.033909
F5_Commercial_Healthcare_Existing_Food Preparation_Natural Gas_Broiler_E2 | F5 | Commercial | Healthcare | Existing | Food Preparation | Natural Gas | Broiler | E2 | Utility - Cost of Operation | 0.049453 | 0.050216 | 0.05077 | 0.050487 | 0.050539 | 0.047636 | 0.045236 | 0.043895 | 0.043339 | 0.044946 | 0.047055 | 0.04926 | 0.04524 | 0.047923 | 0.048087 | 0.047847 | 0.047891 | 0.048038 | 0.04712 | 0.047674 | 0.048048 | 0.048573 | 0.049249 | 0.0247 | 0.024218 | 0.023765 | 0.023336 | 0.022929 | 0.022539 | 0.022163 | 0.021799
F5_Commercial_Healthcare_Existing_Food Preparation_Natural Gas_Broiler_E3 | F5 | Commercial | Healthcare | Existing | Food Preparation | Natural Gas | Broiler | E3 | Utility - Cost of Operation | 0 | 0 | 0 | 0 | 0 | 0 | 0 | 0 | 0 | 0 | 0 | 0 | 0 | 0 | 0 | 0 | 0 | 0 | 0 | 0 | 0 | 0 | 0 | 0 | 0 | 0 | 0 | 0 | 0 | 0 | 0
F5_Commercial_Healthcare_Existing_Food Preparation_Natural Gas_Broiler_E4 | F5 | Commercial | Healthcare | Existing | Food Preparation | Natural Gas | Broiler | E4 | Utility - Cost of Operation | 0 | 0 | 0 | 0 | 0 | 0 | 0 | 0 | 0 | 0 | 0 | 0 | 0 | 0 | 0 | 0 | 0 | 0 | 0 | 0 | 0 | 0 | 0 | 0 | 0 | 0 | 0 | 0 | 0 | 0 | 0
F5_Commercial_Healthcare_Existing_Food Preparation_Natural Gas_Broiler_E5 | F5 | Commercial | Healthcare | Existing | Food Preparation | Natural Gas | Broiler | E5 | Utility - Cost of Operation | 0 | 0 | 0 | 0 | 0 | 0 | 0 | 0 | 0 | 0 | 0 | 0 | 0 | 0 | 0 | 0 | 0 | 0 | 0 | 0 | 0 | 0 | 0 | 0 | 0 | 0 | 0 | 0 | 0 | 0 | 0
F5_Commercial_Healthcare_Existing_Food Preparation_Natural Gas_Broiler_E6 | F5 | Commercial | Healthcare | Existing | Food Preparation | Natural Gas | Broiler | E6 | Utility - Cost of Operation | 0 | 0 | 0 | 0 | 0 | 0 | 0 | 0 | 0 | 0 | 0 | 0 | 0 | 0 | 0 | 0 | 0 | 0 | 0 | 0 | 0 | 0 | 0 | 0 | 0 | 0 | 0 | 0 | 0 | 0 | 0
F5_Commercial_Healthcare_Existing_Food Preparation_Natural Gas_Broiler_E7 | F5 | Commercial | Healthcare | Existing | Food Preparation | Natural Gas | Broiler | E7 | Utility - Cost of Operation | 0 | 0 | 0 | 0 | 0 | 0 | 0 | 0 | 0 | 0 | 0 | 0 | 0 | 0 | 0 | 0 | 0 | 0 | 0 | 0 | 0 | 0 | 0 | 0 | 0 | 0 | 0 | 0 | 0 | 0 | 0
F5_Commercial_Healthcare_Existing_Food Preparation_Natural Gas_Broiler_E8 | F5 | Commercial | Healthcare | Existing | Food Preparation | Natural Gas | Broiler | E8 | Utility - Cost of Operation | 0 | 0 | 0 | 0 | 0 | 0 | 0 | 0 | 0 | 0 | 0 | 0 | 0 | 0 | 0 | 0 | 0 | 0 | 0 | 0 | 0 | 0 | 0 | 0 | 0 | 0 | 0 | 0 | 0 | 0 | 0
F5_Commercial_Healthcare_Existing_Food Preparation_Natural Gas_Broiler_E9 | F5 | Commercial | Healthcare | Existing | Food Preparation | Natural Gas | Broiler | E9 | Utility - Cost of Operation | 0 | 0 | 0 | 0 | 0 | 0 | 0 | 0 | 0 | 0 | 0 | 0 | 0 | 0 | 0 | 0 | 0 | 0 | 0 | 0 | 0 | 0 | 0 | 0 | 0 | 0 | 0 | 0 | 0 | 0 | 0
F5_Commercial_Healthcare_Existing_Food Preparation_Natural Gas_Broiler_E10 | F5 | Commercial | Healthcare | Existing | Food Preparation | Natural Gas | Broiler | E10 | Utility - Cost of Operation | 0 | 0 | 0 | 0 | 0 | 0 | 0 | 0 | 0 | 0 | 0 | 0 | 0 | 0 | 0 | 0 | 0 | 0 | 0 | 0 | 0 | 0 | 0 | 0 | 0 | 0 | 0 | 0 | 0 | 0 | 0
F6_Commercial_Healthcare_Existing_Food Preparation_Natural Gas_Broiler_E1 | F6 | Commercial | Healthcare | Existing | Food Preparation | Natural Gas | Broiler | E1 | Utility - Value of Sales | 0.092164 | 0.093586 | 0.094618 | 0.094091 | 0.094187 | 0.088777 | 0.084304 | 0.081806 | 0.080769 | 0.083763 | 0.087695 | 0.091804 | 0.084312 | 0.089313 | 0.089617 | 0.08917 | 0.089252 | 0.089527 | 0.087816 | 0.088848 | 0.089544 | 0.090524 | 0.091783 | 0.046033 | 0.045134 | 0.044289 | 0.043491 | 0.042732 | 0.042004 | 0.041304 | 0.040625
F6_Commercial_Healthcare_Existing_Food Preparation_Natural Gas_Broiler_E2 | F6 | Commercial | Healthcare | Existing | Food Preparation | Natural Gas | Broiler | E2 | Utility - Value of Sales | 0.059248 | 0.060162 | 0.060826 | 0.060487 | 0.060549 | 0.057071 | 0.054195 | 0.052589 | 0.051923 | 0.053848 | 0.056375 | 0.059017 | 0.054201 | 0.057415 | 0.057611 | 0.057324 | 0.057376 | 0.057553 | 0.056453 | 0.057117 | 0.057564 | 0.058194 | 0.059003 | 0.029592 | 0.029015 | 0.028472 | 0.027959 | 0.02747 | 0.027003 | 0.026552 | 0.026116
F6_Commercial_Healthcare_Existing_Food Preparation_Natural Gas_Broiler_E3 | F6 | Commercial | Healthcare | Existing | Food Preparation | Natural Gas | Broiler | E3 | Utility - Value of Sales | 0 | 0 | 0 | 0 | 0 | 0 | 0 | 0 | 0 | 0 | 0 | 0 | 0 | 0 | 0 | 0 | 0 | 0 | 0 | 0 | 0 | 0 | 0 | 0 | 0 | 0 | 0 | 0 | 0 | 0 | 0
F6_Commercial_Healthcare_Existing_Food Preparation_Natural Gas_Broiler_E4 | F6 | Commercial | Healthcare | Existing | Food Preparation | Natural Gas | Broiler | E4 | Utility - Value of Sales | 0 | 0 | 0 | 0 | 0 | 0 | 0 | 0 | 0 | 0 | 0 | 0 | 0 | 0 | 0 | 0 | 0 | 0 | 0 | 0 | 0 | 0 | 0 | 0 | 0 | 0 | 0 | 0 | 0 | 0 | 0
F6_Commercial_Healthcare_Existing_Food Preparation_Natural Gas_Broiler_E5 | F6 | Commercial | Healthcare | Existing | Food Preparation | Natural Gas | Broiler | E5 | Utility - Value of Sales | 0 | 0 | 0 | 0 | 0 | 0 | 0 | 0 | 0 | 0 | 0 | 0 | 0 | 0 | 0 | 0 | 0 | 0 | 0 | 0 | 0 | 0 | 0 | 0 | 0 | 0 | 0 | 0 | 0 | 0 | 0
F6_Commercial_Healthcare_Existing_Food Preparation_Natural Gas_Broiler_E6 | F6 | Commercial | Healthcare | Existing | Food Preparation | Natural Gas | Broiler | E6 | Utility - Value of Sales | 0 | 0 | 0 | 0 | 0 | 0 | 0 | 0 | 0 | 0 | 0 | 0 | 0 | 0 | 0 | 0 | 0 | 0 | 0 | 0 | 0 | 0 | 0 | 0 | 0 | 0 | 0 | 0 | 0 | 0 | 0
F6_Commercial_Healthcare_Existing_Food Preparation_Natural Gas_Broiler_E7 | F6 | Commercial | Healthcare | Existing | Food Preparation | Natural Gas | Broiler | E7 | Utility - Value of Sales | 0 | 0 | 0 | 0 | 0 | 0 | 0 | 0 | 0 | 0 | 0 | 0 | 0 | 0 | 0 | 0 | 0 | 0 | 0 | 0 | 0 | 0 | 0 | 0 | 0 | 0 | 0 | 0 | 0 | 0 | 0
F6_Commercial_Healthcare_Existing_Food Preparation_Natural Gas_Broiler_E8 | F6 | Commercial | Healthcare | Existing | Food Preparation | Natural Gas | Broiler | E8 | Utility - Value of Sales | 0 | 0 | 0 | 0 | 0 | 0 | 0 | 0 | 0 | 0 | 0 | 0 | 0 | 0 | 0 | 0 | 0 | 0 | 0 | 0 | 0 | 0 | 0 | 0 | 0 | 0 | 0 | 0 | 0 | 0 | 0
F6_Commercial_Healthcare_Existing_Food Preparation_Natural Gas_Broiler_E9 | F6 | Commercial | Healthcare | Existing | Food Preparation | Natural Gas | Broiler | E9 | Utility - Value of Sales | 0 | 0 | 0 | 0 | 0 | 0 | 0 | 0 | 0 | 0 | 0 | 0 | 0 | 0 | 0 | 0 | 0 | 0 | 0 | 0 | 0 | 0 | 0 | 0 | 0 | 0 | 0 | 0 | 0 | 0 | 0
F6_Commercial_Healthcare_Existing_Food Preparation_Natural Gas_Broiler_E10 | F6 | Commercial | Healthcare | Existing | Food Preparation | Natural Gas | Broiler | E10 | Utility - Value of Sales | 0 | 0 | 0 | 0 | 0 | 0 | 0 | 0 | 0 | 0 | 0 | 0 | 0 | 0 | 0 | 0 | 0 | 0 | 0 | 0 | 0 | 0 | 0 | 0 | 0 | 0 | 0 | 0 | 0 | 0 | 0
F1_Commercial_Healthcare_Existing_Food Preparation_Natural Gas_Griddle_E1 | F1 | Commercial | Healthcare | Existing | Food Preparation | Natural Gas | Griddle | E1 | Participant - Cost of Equipment | 0.026704 | 0.026704 | 0.026704 | 0.026704 | 0.026704 | 0.026704 | 0.026704 | 0.026704 | 0.026704 | 0.026704 | 0.026704 | 0.026704 | 0.026704 | 0.026704 | 0.026704 | 0.026704 | 0.026704 | 0.026704 | 0.026704 | 0.026704 | 0.026704 | 0.026704 | 0.026704 | 0.026704 | 0.026704 | 0.026704 | 0.026704 | 0.026704 | 0.026704 | 0.026704 | 0.026704
F1_Commercial_Healthcare_Existing_Food Preparation_Natural Gas_Griddle_E2 | F1 | Commercial | Healthcare | Existing | Food Preparation | Natural Gas | Griddle | E2 | Participant - Cost of Equipment | 0.028571 | 0.028571 | 0.028571 | 0.028571 | 0.028571 | 0.028571 | 0.028571 | 0.028571 | 0.028571 | 0.028571 | 0.028571 | 0.028571 | 0.028571 | 0.028571 | 0.028571 | 0.028571 | 0.028571 | 0.028571 | 0.028571 | 0.028571 | 0.028571 | 0.028571 | 0.028571 | 0.028571 | 0.028571 | 0.028571 | 0.028571 | 0.028571 | 0.028571 | 0.028571 | 0.028571
F1_Commercial_Healthcare_Existing_Food Preparation_Natural Gas_Griddle_E3 | F1 | Commercial | Healthcare | Existing | Food Preparation | Natural Gas | Griddle | E3 | Participant - Cost of Equipment | 0 | 0 | 0 | 0 | 0 | 0 | 0 | 0 | 0 | 0 | 0 | 0 | 0 | 0 | 0 | 0 | 0 | 0 | 0 | 0 | 0 | 0 | 0 | 0 | 0 | 0 | 0 | 0 | 0 | 0 | 0
F1_Commercial_Healthcare_Existing_Food Preparation_Natural Gas_Griddle_E4 | F1 | Commercial | Healthcare | Existing | Food Preparation | Natural Gas | Griddle | E4 | Participant - Cost of Equipment | 0 | 0 | 0 | 0 | 0 | 0 | 0 | 0 | 0 | 0 | 0 | 0 | 0 | 0 | 0 | 0 | 0 | 0 | 0 | 0 | 0 | 0 | 0 | 0 | 0 | 0 | 0 | 0 | 0 | 0 | 0
F1_Commercial_Healthcare_Existing_Food Preparation_Natural Gas_Griddle_E5 | F1 | Commercial | Healthcare | Existing | Food Preparation | Natural Gas | Griddle | E5 | Participant - Cost of Equipment | 0 | 0 | 0 | 0 | 0 | 0 | 0 | 0 | 0 | 0 | 0 | 0 | 0 | 0 | 0 | 0 | 0 | 0 | 0 | 0 | 0 | 0 | 0 | 0 | 0 | 0 | 0 | 0 | 0 | 0 | 0
F1_Commercial_Healthcare_Existing_Food Preparation_Natural Gas_Griddle_E6 | F1 | Commercial | Healthcare | Existing | Food Preparation | Natural Gas | Griddle | E6 | Participant - Cost of Equipment | 0 | 0 | 0 | 0 | 0 | 0 | 0 | 0 | 0 | 0 | 0 | 0 | 0 | 0 | 0 | 0 | 0 | 0 | 0 | 0 | 0 | 0 | 0 | 0 | 0 | 0 | 0 | 0 | 0 | 0 | 0
F1_Commercial_Healthcare_Existing_Food Preparation_Natural Gas_Griddle_E7 | F1 | Commercial | Healthcare | Existing | Food Preparation | Natural Gas | Griddle | E7 | Participant - Cost of Equipment | 0 | 0 | 0 | 0 | 0 | 0 | 0 | 0 | 0 | 0 | 0 | 0 | 0 | 0 | 0 | 0 | 0 | 0 | 0 | 0 | 0 | 0 | 0 | 0 | 0 | 0 | 0 | 0 | 0 | 0 | 0
F1_Commercial_Healthcare_Existing_Food Preparation_Natural Gas_Griddle_E8 | F1 | Commercial | Healthcare | Existing | Food Preparation | Natural Gas | Griddle | E8 | Participant - Cost of Equipment | 0 | 0 | 0 | 0 | 0 | 0 | 0 | 0 | 0 | 0 | 0 | 0 | 0 | 0 | 0 | 0 | 0 | 0 | 0 | 0 | 0 | 0 | 0 | 0 | 0 | 0 | 0 | 0 | 0 | 0 | 0
F1_Commercial_Healthcare_Existing_Food Preparation_Natural Gas_Griddle_E9 | F1 | Commercial | Healthcare | Existing | Food Preparation | Natural Gas | Griddle | E9 | Participant - Cost of Equipment | 0 | 0 | 0 | 0 | 0 | 0 | 0 | 0 | 0 | 0 | 0 | 0 | 0 | 0 | 0 | 0 | 0 | 0 | 0 | 0 | 0 | 0 | 0 | 0 | 0 | 0 | 0 | 0 | 0 | 0 | 0
F1_Commercial_Healthcare_Existing_Food Preparation_Natural Gas_Griddle_E10 | F1 | Commercial | Healthcare | Existing | Food Preparation | Natural Gas | Griddle | E10 | Participant - Cost of Equipment | 0 | 0 | 0 | 0 | 0 | 0 | 0 | 0 | 0 | 0 | 0 | 0 | 0 | 0 | 0 | 0 | 0 | 0 | 0 | 0 | 0 | 0 | 0 | 0 | 0 | 0 | 0 | 0 | 0 | 0 | 0
F2_Commercial_Healthcare_Existing_Food Preparation_Natural Gas_Griddle_E1 | F2 | Commercial | Healthcare | Existing | Food Preparation | Natural Gas | Griddle | E1 | Participant - Cost of Operation | 0.061871 | 0.062825 | 0.063518 | 0.063164 | 0.063229 | 0.059597 | 0.056594 | 0.054917 | 0.054221 | 0.056231 | 0.058871 | 0.061629 | 0.0566 | 0.059956 | 0.060161 | 0.059861 | 0.059916 | 0.0601 | 0.058952 | 0.059645 | 0.060112 | 0.06077 | 0.061615 | 0.030902 | 0.030299 | 0.029732 | 0.029196 | 0.028686 | 0.028198 | 0.027728 | 0.027272
F2_Commercial_Healthcare_Existing_Food Preparation_Natural Gas_Griddle_E2 | F2 | Commercial | Healthcare | Existing | Food Preparation | Natural Gas | Griddle | E2 | Participant - Cost of Operation | 0.053436 | 0.05426 | 0.054859 | 0.054553 | 0.054608 | 0.051472 | 0.048878 | 0.04743 | 0.046829 | 0.048565 | 0.050845 | 0.053227 | 0.048883 | 0.051782 | 0.051959 | 0.0517 | 0.051747 | 0.051907 | 0.050915 | 0.051513 | 0.051917 | 0.052485 | 0.053215 | 0.026689 | 0.026168 | 0.025678 | 0.025216 | 0.024775 | 0.024354 | 0.023947 | 0.023554
F2_Commercial_Healthcare_Existing_Food Preparation_Natural Gas_Griddle_E3 | F2 | Commercial | Healthcare | Existing | Food Preparation | Natural Gas | Griddle | E3 | Participant - Cost of Operation | 0 | 0 | 0 | 0 | 0 | 0 | 0 | 0 | 0 | 0 | 0 | 0 | 0 | 0 | 0 | 0 | 0 | 0 | 0 | 0 | 0 | 0 | 0 | 0 | 0 | 0 | 0 | 0 | 0 | 0 | 0
F2_Commercial_Healthcare_Existing_Food Preparation_Natural Gas_Griddle_E4 | F2 | Commercial | Healthcare | Existing | Food Preparation | Natural Gas | Griddle | E4 | Participant - Cost of Operation | 0 | 0 | 0 | 0 | 0 | 0 | 0 | 0 | 0 | 0 | 0 | 0 | 0 | 0 | 0 | 0 | 0 | 0 | 0 | 0 | 0 | 0 | 0 | 0 | 0 | 0 | 0 | 0 | 0 | 0 | 0
F2_Commercial_Healthcare_Existing_Food Preparation_Natural Gas_Griddle_E5 | F2 | Commercial | Healthcare | Existing | Food Preparation | Natural Gas | Griddle | E5 | Participant - Cost of Operation | 0 | 0 | 0 | 0 | 0 | 0 | 0 | 0 | 0 | 0 | 0 | 0 | 0 | 0 | 0 | 0 | 0 | 0 | 0 | 0 | 0 | 0 | 0 | 0 | 0 | 0 | 0 | 0 | 0 | 0 | 0
F2_Commercial_Healthcare_Existing_Food Preparation_Natural Gas_Griddle_E6 | F2 | Commercial | Healthcare | Existing | Food Preparation | Natural Gas | Griddle | E6 | Participant - Cost of Operation | 0 | 0 | 0 | 0 | 0 | 0 | 0 | 0 | 0 | 0 | 0 | 0 | 0 | 0 | 0 | 0 | 0 | 0 | 0 | 0 | 0 | 0 | 0 | 0 | 0 | 0 | 0 | 0 | 0 | 0 | 0
F2_Commercial_Healthcare_Existing_Food Preparation_Natural Gas_Griddle_E7 | F2 | Commercial | Healthcare | Existing | Food Preparation | Natural Gas | Griddle | E7 | Participant - Cost of Operation | 0 | 0 | 0 | 0 | 0 | 0 | 0 | 0 | 0 | 0 | 0 | 0 | 0 | 0 | 0 | 0 | 0 | 0 | 0 | 0 | 0 | 0 | 0 | 0 | 0 | 0 | 0 | 0 | 0 | 0 | 0
F2_Commercial_Healthcare_Existing_Food Preparation_Natural Gas_Griddle_E8 | F2 | Commercial | Healthcare | Existing | Food Preparation | Natural Gas | Griddle | E8 | Participant - Cost of Operation | 0 | 0 | 0 | 0 | 0 | 0 | 0 | 0 | 0 | 0 | 0 | 0 | 0 | 0 | 0 | 0 | 0 | 0 | 0 | 0 | 0 | 0 | 0 | 0 | 0 | 0 | 0 | 0 | 0 | 0 | 0
F2_Commercial_Healthcare_Existing_Food Preparation_Natural Gas_Griddle_E9 | F2 | Commercial | Healthcare | Existing | Food Preparation | Natural Gas | Griddle | E9 | Participant - Cost of Operation | 0 | 0 | 0 | 0 | 0 | 0 | 0 | 0 | 0 | 0 | 0 | 0 | 0 | 0 | 0 | 0 | 0 | 0 | 0 | 0 | 0 | 0 | 0 | 0 | 0 | 0 | 0 | 0 | 0 | 0 | 0
F2_Commercial_Healthcare_Existing_Food Preparation_Natural Gas_Griddle_E10 | F2 | Commercial | Healthcare | Existing | Food Preparation | Natural Gas | Griddle | E10 | Participant - Cost of Operation | 0 | 0 | 0 | 0 | 0 | 0 | 0 | 0 | 0 | 0 | 0 | 0 | 0 | 0 | 0 | 0 | 0 | 0 | 0 | 0 | 0 | 0 | 0 | 0 | 0 | 0 | 0 | 0 | 0 | 0 | 0
F3_Commercial_Healthcare_Existing_Food Preparation_Natural Gas_Griddle_E1 | F3 | Commercial | Healthcare | Existing | Food Preparation | Natural Gas | Griddle | E1 | System - kBTUs of Conusmption | 5.141 | 5.1512 | 5.1447 | 5.1402 | 5.1402 | 5.1402 | 5.1402 | 5.1402 | 5.1402 | 5.1402 | 5.1402 | 5.1402 | 5.1402 | 5.1402 | 5.1402 | 5.1402 | 5.1402 | 5.1402 | 5.1402 | 5.1402 | 5.1402 | 5.1402 | 5.1402 | 5.1402 | 5.1402 | 5.1402 | 5.1402 | 5.1402 | 5.1402 | 5.1402 | 5.1402
F3_Commercial_Healthcare_Existing_Food Preparation_Natural Gas_Griddle_E2 | F3 | Commercial | Healthcare | Existing | Food Preparation | Natural Gas | Griddle | E2 | System - kBTUs of Conusmption | 4.4401 | 4.4489 | 4.4433 | 4.4394 | 4.4394 | 4.4394 | 4.4394 | 4.4394 | 4.4394 | 4.4394 | 4.4394 | 4.4394 | 4.4394 | 4.4394 | 4.4394 | 4.4394 | 4.4394 | 4.4394 | 4.4394 | 4.4394 | 4.4394 | 4.4394 | 4.4394 | 4.4394 | 4.4394 | 4.4394 | 4.4394 | 4.4394 | 4.4394 | 4.4394 | 4.4394
F3_Commercial_Healthcare_Existing_Food Preparation_Natural Gas_Griddle_E3 | F3 | Commercial | Healthcare | Existing | Food Preparation | Natural Gas | Griddle | E3 | System - kBTUs of Conusmption | 0 | 0 | 0 | 0 | 0 | 0 | 0 | 0 | 0 | 0 | 0 | 0 | 0 | 0 | 0 | 0 | 0 | 0 | 0 | 0 | 0 | 0 | 0 | 0 | 0 | 0 | 0 | 0 | 0 | 0 | 0
F3_Commercial_Healthcare_Existing_Food Preparation_Natural Gas_Griddle_E4 | F3 | Commercial | Healthcare | Existing | Food Preparation | Natural Gas | Griddle | E4 | System - kBTUs of Conusmption | 0 | 0 | 0 | 0 | 0 | 0 | 0 | 0 | 0 | 0 | 0 | 0 | 0 | 0 | 0 | 0 | 0 | 0 | 0 | 0 | 0 | 0 | 0 | 0 | 0 | 0 | 0 | 0 | 0 | 0 | 0
F3_Commercial_Healthcare_Existing_Food Preparation_Natural Gas_Griddle_E5 | F3 | Commercial | Healthcare | Existing | Food Preparation | Natural Gas | Griddle | E5 | System - kBTUs of Conusmption | 0 | 0 | 0 | 0 | 0 | 0 | 0 | 0 | 0 | 0 | 0 | 0 | 0 | 0 | 0 | 0 | 0 | 0 | 0 | 0 | 0 | 0 | 0 | 0 | 0 | 0 | 0 | 0 | 0 | 0 | 0
F3_Commercial_Healthcare_Existing_Food Preparation_Natural Gas_Griddle_E6 | F3 | Commercial | Healthcare | Existing | Food Preparation | Natural Gas | Griddle | E6 | System - kBTUs of Conusmption | 0 | 0 | 0 | 0 | 0 | 0 | 0 | 0 | 0 | 0 | 0 | 0 | 0 | 0 | 0 | 0 | 0 | 0 | 0 | 0 | 0 | 0 | 0 | 0 | 0 | 0 | 0 | 0 | 0 | 0 | 0
F3_Commercial_Healthcare_Existing_Food Preparation_Natural Gas_Griddle_E7 | F3 | Commercial | Healthcare | Existing | Food Preparation | Natural Gas | Griddle | E7 | System - kBTUs of Conusmption | 0 | 0 | 0 | 0 | 0 | 0 | 0 | 0 | 0 | 0 | 0 | 0 | 0 | 0 | 0 | 0 | 0 | 0 | 0 | 0 | 0 | 0 | 0 | 0 | 0 | 0 | 0 | 0 | 0 | 0 | 0
F3_Commercial_Healthcare_Existing_Food Preparation_Natural Gas_Griddle_E8 | F3 | Commercial | Healthcare | Existing | Food Preparation | Natural Gas | Griddle | E8 | System - kBTUs of Conusmption | 0 | 0 | 0 | 0 | 0 | 0 | 0 | 0 | 0 | 0 | 0 | 0 | 0 | 0 | 0 | 0 | 0 | 0 | 0 | 0 | 0 | 0 | 0 | 0 | 0 | 0 | 0 | 0 | 0 | 0 | 0
F3_Commercial_Healthcare_Existing_Food Preparation_Natural Gas_Griddle_E9 | F3 | Commercial | Healthcare | Existing | Food Preparation | Natural Gas | Griddle | E9 | System - kBTUs of Conusmption | 0 | 0 | 0 | 0 | 0 | 0 | 0 | 0 | 0 | 0 | 0 | 0 | 0 | 0 | 0 | 0 | 0 | 0 | 0 | 0 | 0 | 0 | 0 | 0 | 0 | 0 | 0 | 0 | 0 | 0 | 0
F3_Commercial_Healthcare_Existing_Food Preparation_Natural Gas_Griddle_E10 | F3 | Commercial | Healthcare | Existing | Food Preparation | Natural Gas | Griddle | E10 | System - kBTUs of Conusmption | 0 | 0 | 0 | 0 | 0 | 0 | 0 | 0 | 0 | 0 | 0 | 0 | 0 | 0 | 0 | 0 | 0 | 0 | 0 | 0 | 0 | 0 | 0 | 0 | 0 | 0 | 0 | 0 | 0 | 0 | 0
F4_Commercial_Healthcare_Existing_Food Preparation_Natural Gas_Griddle_E1 | F4 | Commercial | Healthcare | Existing | Food Preparation | Natural Gas | Griddle | E1 | Utility - Cost of Equipment | 0.026704 | 0.026704 | 0.026704 | 0.026704 | 0.026704 | 0.026704 | 0.026704 | 0.026704 | 0.026704 | 0.026704 | 0.026704 | 0.026704 | 0.026704 | 0.026704 | 0.026704 | 0.026704 | 0.026704 | 0.026704 | 0.026704 | 0.026704 | 0.026704 | 0.026704 | 0.026704 | 0.026704 | 0.026704 | 0.026704 | 0.026704 | 0.026704 | 0.026704 | 0.026704 | 0.026704
F4_Commercial_Healthcare_Existing_Food Preparation_Natural Gas_Griddle_E2 | F4 | Commercial | Healthcare | Existing | Food Preparation | Natural Gas | Griddle | E2 | Utility - Cost of Equipment | 0.028571 | 0.028571 | 0.028571 | 0.028571 | 0.028571 | 0.028571 | 0.028571 | 0.028571 | 0.028571 | 0.028571 | 0.028571 | 0.028571 | 0.028571 | 0.028571 | 0.028571 | 0.028571 | 0.028571 | 0.028571 | 0.028571 | 0.028571 | 0.028571 | 0.028571 | 0.028571 | 0.028571 | 0.028571 | 0.028571 | 0.028571 | 0.028571 | 0.028571 | 0.028571 | 0.028571
F4_Commercial_Healthcare_Existing_Food Preparation_Natural Gas_Griddle_E3 | F4 | Commercial | Healthcare | Existing | Food Preparation | Natural Gas | Griddle | E3 | Utility - Cost of Equipment | 0 | 0 | 0 | 0 | 0 | 0 | 0 | 0 | 0 | 0 | 0 | 0 | 0 | 0 | 0 | 0 | 0 | 0 | 0 | 0 | 0 | 0 | 0 | 0 | 0 | 0 | 0 | 0 | 0 | 0 | 0
F4_Commercial_Healthcare_Existing_Food Preparation_Natural Gas_Griddle_E4 | F4 | Commercial | Healthcare | Existing | Food Preparation | Natural Gas | Griddle | E4 | Utility - Cost of Equipment | 0 | 0 | 0 | 0 | 0 | 0 | 0 | 0 | 0 | 0 | 0 | 0 | 0 | 0 | 0 | 0 | 0 | 0 | 0 | 0 | 0 | 0 | 0 | 0 | 0 | 0 | 0 | 0 | 0 | 0 | 0
F4_Commercial_Healthcare_Existing_Food Preparation_Natural Gas_Griddle_E5 | F4 | Commercial | Healthcare | Existing | Food Preparation | Natural Gas | Griddle | E5 | Utility - Cost of Equipment | 0 | 0 | 0 | 0 | 0 | 0 | 0 | 0 | 0 | 0 | 0 | 0 | 0 | 0 | 0 | 0 | 0 | 0 | 0 | 0 | 0 | 0 | 0 | 0 | 0 | 0 | 0 | 0 | 0 | 0 | 0
F4_Commercial_Healthcare_Existing_Food Preparation_Natural Gas_Griddle_E6 | F4 | Commercial | Healthcare | Existing | Food Preparation | Natural Gas | Griddle | E6 | Utility - Cost of Equipment | 0 | 0 | 0 | 0 | 0 | 0 | 0 | 0 | 0 | 0 | 0 | 0 | 0 | 0 | 0 | 0 | 0 | 0 | 0 | 0 | 0 | 0 | 0 | 0 | 0 | 0 | 0 | 0 | 0 | 0 | 0
F4_Commercial_Healthcare_Existing_Food Preparation_Natural Gas_Griddle_E7 | F4 | Commercial | Healthcare | Existing | Food Preparation | Natural Gas | Griddle | E7 | Utility - Cost of Equipment | 0 | 0 | 0 | 0 | 0 | 0 | 0 | 0 | 0 | 0 | 0 | 0 | 0 | 0 | 0 | 0 | 0 | 0 | 0 | 0 | 0 | 0 | 0 | 0 | 0 | 0 | 0 | 0 | 0 | 0 | 0
F4_Commercial_Healthcare_Existing_Food Preparation_Natural Gas_Griddle_E8 | F4 | Commercial | Healthcare | Existing | Food Preparation | Natural Gas | Griddle | E8 | Utility - Cost of Equipment | 0 | 0 | 0 | 0 | 0 | 0 | 0 | 0 | 0 | 0 | 0 | 0 | 0 | 0 | 0 | 0 | 0 | 0 | 0 | 0 | 0 | 0 | 0 | 0 | 0 | 0 | 0 | 0 | 0 | 0 | 0
F4_Commercial_Healthcare_Existing_Food Preparation_Natural Gas_Griddle_E9 | F4 | Commercial | Healthcare | Existing | Food Preparation | Natural Gas | Griddle | E9 | Utility - Cost of Equipment | 0 | 0 | 0 | 0 | 0 | 0 | 0 | 0 | 0 | 0 | 0 | 0 | 0 | 0 | 0 | 0 | 0 | 0 | 0 | 0 | 0 | 0 | 0 | 0 | 0 | 0 | 0 | 0 | 0 | 0 | 0
F4_Commercial_Healthcare_Existing_Food Preparation_Natural Gas_Griddle_E10 | F4 | Commercial | Healthcare | Existing | Food Preparation | Natural Gas | Griddle | E10 | Utility - Cost of Equipment | 0 | 0 | 0 | 0 | 0 | 0 | 0 | 0 | 0 | 0 | 0 | 0 | 0 | 0 | 0 | 0 | 0 | 0 | 0 | 0 | 0 | 0 | 0 | 0 | 0 | 0 | 0 | 0 | 0 | 0 | 0
F5_Commercial_Healthcare_Existing_Food Preparation_Natural Gas_Griddle_E1 | F5 | Commercial | Healthcare | Existing | Food Preparation | Natural Gas | Griddle | E1 | Utility - Cost of Operation | 0.051642 | 0.052439 | 0.053017 | 0.052722 | 0.052776 | 0.049745 | 0.047238 | 0.045838 | 0.045257 | 0.046935 | 0.049138 | 0.05144 | 0.047242 | 0.050044 | 0.050215 | 0.049965 | 0.05001 | 0.050164 | 0.049206 | 0.049784 | 0.050174 | 0.050723 | 0.051429 | 0.025793 | 0.02529 | 0.024816 | 0.024369 | 0.023944 | 0.023536 | 0.023144 | 0.022764
F5_Commercial_Healthcare_Existing_Food Preparation_Natural Gas_Griddle_E2 | F5 | Commercial | Healthcare | Existing | Food Preparation | Natural Gas | Griddle | E2 | Utility - Cost of Operation | 0.044602 | 0.04529 | 0.045789 | 0.045534 | 0.045581 | 0.042963 | 0.040798 | 0.039589 | 0.039087 | 0.040536 | 0.042439 | 0.044427 | 0.040802 | 0.043222 | 0.043369 | 0.043153 | 0.043192 | 0.043325 | 0.042498 | 0.042997 | 0.043334 | 0.043808 | 0.044417 | 0.022277 | 0.021842 | 0.021433 | 0.021047 | 0.020679 | 0.020328 | 0.019988 | 0.01966
F5_Commercial_Healthcare_Existing_Food Preparation_Natural Gas_Griddle_E3 | F5 | Commercial | Healthcare | Existing | Food Preparation | Natural Gas | Griddle | E3 | Utility - Cost of Operation | 0 | 0 | 0 | 0 | 0 | 0 | 0 | 0 | 0 | 0 | 0 | 0 | 0 | 0 | 0 | 0 | 0 | 0 | 0 | 0 | 0 | 0 | 0 | 0 | 0 | 0 | 0 | 0 | 0 | 0 | 0
F5_Commercial_Healthcare_Existing_Food Preparation_Natural Gas_Griddle_E4 | F5 | Commercial | Healthcare | Existing | Food Preparation | Natural Gas | Griddle | E4 | Utility - Cost of Operation | 0 | 0 | 0 | 0 | 0 | 0 | 0 | 0 | 0 | 0 | 0 | 0 | 0 | 0 | 0 | 0 | 0 | 0 | 0 | 0 | 0 | 0 | 0 | 0 | 0 | 0 | 0 | 0 | 0 | 0 | 0
F5_Commercial_Healthcare_Existing_Food Preparation_Natural Gas_Griddle_E5 | F5 | Commercial | Healthcare | Existing | Food Preparation | Natural Gas | Griddle | E5 | Utility - Cost of Operation | 0 | 0 | 0 | 0 | 0 | 0 | 0 | 0 | 0 | 0 | 0 | 0 | 0 | 0 | 0 | 0 | 0 | 0 | 0 | 0 | 0 | 0 | 0 | 0 | 0 | 0 | 0 | 0 | 0 | 0 | 0
F5_Commercial_Healthcare_Existing_Food Preparation_Natural Gas_Griddle_E6 | F5 | Commercial | Healthcare | Existing | Food Preparation | Natural Gas | Griddle | E6 | Utility - Cost of Operation | 0 | 0 | 0 | 0 | 0 | 0 | 0 | 0 | 0 | 0 | 0 | 0 | 0 | 0 | 0 | 0 | 0 | 0 | 0 | 0 | 0 | 0 | 0 | 0 | 0 | 0 | 0 | 0 | 0 | 0 | 0
F5_Commercial_Healthcare_Existing_Food Preparation_Natural Gas_Griddle_E7 | F5 | Commercial | Healthcare | Existing | Food Preparation | Natural Gas | Griddle | E7 | Utility - Cost of Operation | 0 | 0 | 0 | 0 | 0 | 0 | 0 | 0 | 0 | 0 | 0 | 0 | 0 | 0 | 0 | 0 | 0 | 0 | 0 | 0 | 0 | 0 | 0 | 0 | 0 | 0 | 0 | 0 | 0 | 0 | 0
F5_Commercial_Healthcare_Existing_Food Preparation_Natural Gas_Griddle_E8 | F5 | Commercial | Healthcare | Existing | Food Preparation | Natural Gas | Griddle | E8 | Utility - Cost of Operation | 0 | 0 | 0 | 0 | 0 | 0 | 0 | 0 | 0 | 0 | 0 | 0 | 0 | 0 | 0 | 0 | 0 | 0 | 0 | 0 | 0 | 0 | 0 | 0 | 0 | 0 | 0 | 0 | 0 | 0 | 0
F5_Commercial_Healthcare_Existing_Food Preparation_Natural Gas_Griddle_E9 | F5 | Commercial | Healthcare | Existing | Food Preparation | Natural Gas | Griddle | E9 | Utility - Cost of Operation | 0 | 0 | 0 | 0 | 0 | 0 | 0 | 0 | 0 | 0 | 0 | 0 | 0 | 0 | 0 | 0 | 0 | 0 | 0 | 0 | 0 | 0 | 0 | 0 | 0 | 0 | 0 | 0 | 0 | 0 | 0
F5_Commercial_Healthcare_Existing_Food Preparation_Natural Gas_Griddle_E10 | F5 | Commercial | Healthcare | Existing | Food Preparation | Natural Gas | Griddle | E10 | Utility - Cost of Operation | 0 | 0 | 0 | 0 | 0 | 0 | 0 | 0 | 0 | 0 | 0 | 0 | 0 | 0 | 0 | 0 | 0 | 0 | 0 | 0 | 0 | 0 | 0 | 0 | 0 | 0 | 0 | 0 | 0 | 0 | 0
F6_Commercial_Healthcare_Existing_Food Preparation_Natural Gas_Griddle_E1 | F6 | Commercial | Healthcare | Existing | Food Preparation | Natural Gas | Griddle | E1 | Utility - Value of Sales | 0.061871 | 0.062825 | 0.063518 | 0.063164 | 0.063229 | 0.059597 | 0.056594 | 0.054917 | 0.054221 | 0.056231 | 0.058871 | 0.061629 | 0.0566 | 0.059956 | 0.060161 | 0.059861 | 0.059916 | 0.0601 | 0.058952 | 0.059645 | 0.060112 | 0.06077 | 0.061615 | 0.030902 | 0.030299 | 0.029732 | 0.029196 | 0.028686 | 0.028198 | 0.027728 | 0.027272
F6_Commercial_Healthcare_Existing_Food Preparation_Natural Gas_Griddle_E2 | F6 | Commercial | Healthcare | Existing | Food Preparation | Natural Gas | Griddle | E2 | Utility - Value of Sales | 0.053436 | 0.05426 | 0.054859 | 0.054553 | 0.054608 | 0.051472 | 0.048878 | 0.04743 | 0.046829 | 0.048565 | 0.050845 | 0.053227 | 0.048883 | 0.051782 | 0.051959 | 0.0517 | 0.051747 | 0.051907 | 0.050915 | 0.051513 | 0.051917 | 0.052485 | 0.053215 | 0.026689 | 0.026168 | 0.025678 | 0.025216 | 0.024775 | 0.024354 | 0.023947 | 0.023554
F6_Commercial_Healthcare_Existing_Food Preparation_Natural Gas_Griddle_E3 | F6 | Commercial | Healthcare | Existing | Food Preparation | Natural Gas | Griddle | E3 | Utility - Value of Sales | 0 | 0 | 0 | 0 | 0 | 0 | 0 | 0 | 0 | 0 | 0 | 0 | 0 | 0 | 0 | 0 | 0 | 0 | 0 | 0 | 0 | 0 | 0 | 0 | 0 | 0 | 0 | 0 | 0 | 0 | 0
F6_Commercial_Healthcare_Existing_Food Preparation_Natural Gas_Griddle_E4 | F6 | Commercial | Healthcare | Existing | Food Preparation | Natural Gas | Griddle | E4 | Utility - Value of Sales | 0 | 0 | 0 | 0 | 0 | 0 | 0 | 0 | 0 | 0 | 0 | 0 | 0 | 0 | 0 | 0 | 0 | 0 | 0 | 0 | 0 | 0 | 0 | 0 | 0 | 0 | 0 | 0 | 0 | 0 | 0
F6_Commercial_Healthcare_Existing_Food Preparation_Natural Gas_Griddle_E5 | F6 | Commercial | Healthcare | Existing | Food Preparation | Natural Gas | Griddle | E5 | Utility - Value of Sales | 0 | 0 | 0 | 0 | 0 | 0 | 0 | 0 | 0 | 0 | 0 | 0 | 0 | 0 | 0 | 0 | 0 | 0 | 0 | 0 | 0 | 0 | 0 | 0 | 0 | 0 | 0 | 0 | 0 | 0 | 0
F6_Commercial_Healthcare_Existing_Food Preparation_Natural Gas_Griddle_E6 | F6 | Commercial | Healthcare | Existing | Food Preparation | Natural Gas | Griddle | E6 | Utility - Value of Sales | 0 | 0 | 0 | 0 | 0 | 0 | 0 | 0 | 0 | 0 | 0 | 0 | 0 | 0 | 0 | 0 | 0 | 0 | 0 | 0 | 0 | 0 | 0 | 0 | 0 | 0 | 0 | 0 | 0 | 0 | 0
F6_Commercial_Healthcare_Existing_Food Preparation_Natural Gas_Griddle_E7 | F6 | Commercial | Healthcare | Existing | Food Preparation | Natural Gas | Griddle | E7 | Utility - Value of Sales | 0 | 0 | 0 | 0 | 0 | 0 | 0 | 0 | 0 | 0 | 0 | 0 | 0 | 0 | 0 | 0 | 0 | 0 | 0 | 0 | 0 | 0 | 0 | 0 | 0 | 0 | 0 | 0 | 0 | 0 | 0
F6_Commercial_Healthcare_Existing_Food Preparation_Natural Gas_Griddle_E8 | F6 | Commercial | Healthcare | Existing | Food Preparation | Natural Gas | Griddle | E8 | Utility - Value of Sales | 0 | 0 | 0 | 0 | 0 | 0 | 0 | 0 | 0 | 0 | 0 | 0 | 0 | 0 | 0 | 0 | 0 | 0 | 0 | 0 | 0 | 0 | 0 | 0 | 0 | 0 | 0 | 0 | 0 | 0 | 0
F6_Commercial_Healthcare_Existing_Food Preparation_Natural Gas_Griddle_E9 | F6 | Commercial | Healthcare | Existing | Food Preparation | Natural Gas | Griddle | E9 | Utility - Value of Sales | 0 | 0 | 0 | 0 | 0 | 0 | 0 | 0 | 0 | 0 | 0 | 0 | 0 | 0 | 0 | 0 | 0 | 0 | 0 | 0 | 0 | 0 | 0 | 0 | 0 | 0 | 0 | 0 | 0 | 0 | 0
F6_Commercial_Healthcare_Existing_Food Preparation_Natural Gas_Griddle_E10 | F6 | Commercial | Healthcare | Existing | Food Preparation | Natural Gas | Griddle | E10 | Utility - Value of Sales | 0 | 0 | 0 | 0 | 0 | 0 | 0 | 0 | 0 | 0 | 0 | 0 | 0 | 0 | 0 | 0 | 0 | 0 | 0 | 0 | 0 | 0 | 0 | 0 | 0 | 0 | 0 | 0 | 0 | 0 | 0
F1_Commercial_Healthcare_Existing_Food Preparation_Natural Gas_Range_E1 | F1 | Commercial | Healthcare | Existing | Food Preparation | Natural Gas | Range | E1 | Participant - Cost of Equipment | 0.050262 | 0.050262 | 0.050262 | 0.050262 | 0.050262 | 0.050262 | 0.050262 | 0.050262 | 0.050262 | 0.050262 | 0.050262 | 0.050262 | 0.050262 | 0.050262 | 0.050262 | 0.050262 | 0.050262 | 0.050262 | 0.050262 | 0.050262 | 0.050262 | 0.050262 | 0.050262 | 0.050262 | 0.050262 | 0.050262 | 0.050262 | 0.050262 | 0.050262 | 0.050262 | 0.050262
F1_Commercial_Healthcare_Existing_Food Preparation_Natural Gas_Range_E2 | F1 | Commercial | Healthcare | Existing | Food Preparation | Natural Gas | Range | E2 | Participant - Cost of Equipment | 0.050268 | 0.050268 | 0.050268 | 0.050268 | 0.050268 | 0.050268 | 0.050268 | 0.050268 | 0.050268 | 0.050268 | 0.050268 | 0.050268 | 0.050268 | 0.050268 | 0.050268 | 0.050268 | 0.050268 | 0.050268 | 0.050268 | 0.050268 | 0.050268 | 0.050268 | 0.050268 | 0.050268 | 0.050268 | 0.050268 | 0.050268 | 0.050268 | 0.050268 | 0.050268 | 0.050268
F1_Commercial_Healthcare_Existing_Food Preparation_Natural Gas_Range_E3 | F1 | Commercial | Healthcare | Existing | Food Preparation | Natural Gas | Range | E3 | Participant - Cost of Equipment | 0 | 0 | 0 | 0 | 0 | 0 | 0 | 0 | 0 | 0 | 0 | 0 | 0 | 0 | 0 | 0 | 0 | 0 | 0 | 0 | 0 | 0 | 0 | 0 | 0 | 0 | 0 | 0 | 0 | 0 | 0
F1_Commercial_Healthcare_Existing_Food Preparation_Natural Gas_Range_E4 | F1 | Commercial | Healthcare | Existing | Food Preparation | Natural Gas | Range | E4 | Participant - Cost of Equipment | 0 | 0 | 0 | 0 | 0 | 0 | 0 | 0 | 0 | 0 | 0 | 0 | 0 | 0 | 0 | 0 | 0 | 0 | 0 | 0 | 0 | 0 | 0 | 0 | 0 | 0 | 0 | 0 | 0 | 0 | 0
F1_Commercial_Healthcare_Existing_Food Preparation_Natural Gas_Range_E5 | F1 | Commercial | Healthcare | Existing | Food Preparation | Natural Gas | Range | E5 | Participant - Cost of Equipment | 0 | 0 | 0 | 0 | 0 | 0 | 0 | 0 | 0 | 0 | 0 | 0 | 0 | 0 | 0 | 0 | 0 | 0 | 0 | 0 | 0 | 0 | 0 | 0 | 0 | 0 | 0 | 0 | 0 | 0 | 0
F1_Commercial_Healthcare_Existing_Food Preparation_Natural Gas_Range_E6 | F1 | Commercial | Healthcare | Existing | Food Preparation | Natural Gas | Range | E6 | Participant - Cost of Equipment | 0 | 0 | 0 | 0 | 0 | 0 | 0 | 0 | 0 | 0 | 0 | 0 | 0 | 0 | 0 | 0 | 0 | 0 | 0 | 0 | 0 | 0 | 0 | 0 | 0 | 0 | 0 | 0 | 0 | 0 | 0
F1_Commercial_Healthcare_Existing_Food Preparation_Natural Gas_Range_E7 | F1 | Commercial | Healthcare | Existing | Food Preparation | Natural Gas | Range | E7 | Participant - Cost of Equipment | 0 | 0 | 0 | 0 | 0 | 0 | 0 | 0 | 0 | 0 | 0 | 0 | 0 | 0 | 0 | 0 | 0 | 0 | 0 | 0 | 0 | 0 | 0 | 0 | 0 | 0 | 0 | 0 | 0 | 0 | 0
F1_Commercial_Healthcare_Existing_Food Preparation_Natural Gas_Range_E8 | F1 | Commercial | Healthcare | Existing | Food Preparation | Natural Gas | Range | E8 | Participant - Cost of Equipment | 0 | 0 | 0 | 0 | 0 | 0 | 0 | 0 | 0 | 0 | 0 | 0 | 0 | 0 | 0 | 0 | 0 | 0 | 0 | 0 | 0 | 0 | 0 | 0 | 0 | 0 | 0 | 0 | 0 | 0 | 0
F1_Commercial_Healthcare_Existing_Food Preparation_Natural Gas_Range_E9 | F1 | Commercial | Healthcare | Existing | Food Preparation | Natural Gas | Range | E9 | Participant - Cost of Equipment | 0 | 0 | 0 | 0 | 0 | 0 | 0 | 0 | 0 | 0 | 0 | 0 | 0 | 0 | 0 | 0 | 0 | 0 | 0 | 0 | 0 | 0 | 0 | 0 | 0 | 0 | 0 | 0 | 0 | 0 | 0
F1_Commercial_Healthcare_Existing_Food Preparation_Natural Gas_Range_E10 | F1 | Commercial | Healthcare | Existing | Food Preparation | Natural Gas | Range | E10 | Participant - Cost of Equipment | 0 | 0 | 0 | 0 | 0 | 0 | 0 | 0 | 0 | 0 | 0 | 0 | 0 | 0 | 0 | 0 | 0 | 0 | 0 | 0 | 0 | 0 | 0 | 0 | 0 | 0 | 0 | 0 | 0 | 0 | 0
F2_Commercial_Healthcare_Existing_Food Preparation_Natural Gas_Range_E1 | F2 | Commercial | Healthcare | Existing | Food Preparation | Natural Gas | Range | E1 | Participant - Cost of Operation | 0.0718 | 0.073223 | 0.074241 | 0.075345 | 0.076929 | 0.072075 | 0.068281 | 0.066286 | 0.06557 | 0.06447 | 0.063728 | 0.067105 | 0.060056 | 0.064191 | 0.069499 | 0.074658 | 0.07485 | 0.075208 | 0.073771 | 0.074796 | 0.075513 | 0.076482 | 0.077699 | 0.0366 | 0.03587 | 0.035186 | 0.034543 | 0.033933 | 0.03335 | 0.03279 | 0.032249
F2_Commercial_Healthcare_Existing_Food Preparation_Natural Gas_Range_E2 | F2 | Commercial | Healthcare | Existing | Food Preparation | Natural Gas | Range | E2 | Participant - Cost of Operation | 0.05385 | 0.054917 | 0.055681 | 0.056508 | 0.057697 | 0.054056 | 0.051211 | 0.049715 | 0.049177 | 0.048353 | 0.047796 | 0.050328 | 0.045042 | 0.048143 | 0.052124 | 0.055993 | 0.056138 | 0.056406 | 0.055328 | 0.056097 | 0.056635 | 0.057361 | 0.058274 | 0.02745 | 0.026902 | 0.02639 | 0.025907 | 0.02545 | 0.025013 | 0.024593 | 0.024187
F2_Commercial_Healthcare_Existing_Food Preparation_Natural Gas_Range_E3 | F2 | Commercial | Healthcare | Existing | Food Preparation | Natural Gas | Range | E3 | Participant - Cost of Operation | 0 | 0 | 0 | 0 | 0 | 0 | 0 | 0 | 0 | 0 | 0 | 0 | 0 | 0 | 0 | 0 | 0 | 0 | 0 | 0 | 0 | 0 | 0 | 0 | 0 | 0 | 0 | 0 | 0 | 0 | 0
F2_Commercial_Healthcare_Existing_Food Preparation_Natural Gas_Range_E4 | F2 | Commercial | Healthcare | Existing | Food Preparation | Natural Gas | Range | E4 | Participant - Cost of Operation | 0 | 0 | 0 | 0 | 0 | 0 | 0 | 0 | 0 | 0 | 0 | 0 | 0 | 0 | 0 | 0 | 0 | 0 | 0 | 0 | 0 | 0 | 0 | 0 | 0 | 0 | 0 | 0 | 0 | 0 | 0
F2_Commercial_Healthcare_Existing_Food Preparation_Natural Gas_Range_E5 | F2 | Commercial | Healthcare | Existing | Food Preparation | Natural Gas | Range | E5 | Participant - Cost of Operation | 0 | 0 | 0 | 0 | 0 | 0 | 0 | 0 | 0 | 0 | 0 | 0 | 0 | 0 | 0 | 0 | 0 | 0 | 0 | 0 | 0 | 0 | 0 | 0 | 0 | 0 | 0 | 0 | 0 | 0 | 0
F2_Commercial_Healthcare_Existing_Food Preparation_Natural Gas_Range_E6 | F2 | Commercial | Healthcare | Existing | Food Preparation | Natural Gas | Range | E6 | Participant - Cost of Operation | 0 | 0 | 0 | 0 | 0 | 0 | 0 | 0 | 0 | 0 | 0 | 0 | 0 | 0 | 0 | 0 | 0 | 0 | 0 | 0 | 0 | 0 | 0 | 0 | 0 | 0 | 0 | 0 | 0 | 0 | 0
F2_Commercial_Healthcare_Existing_Food Preparation_Natural Gas_Range_E7 | F2 | Commercial | Healthcare | Existing | Food Preparation | Natural Gas | Range | E7 | Participant - Cost of Operation | 0 | 0 | 0 | 0 | 0 | 0 | 0 | 0 | 0 | 0 | 0 | 0 | 0 | 0 | 0 | 0 | 0 | 0 | 0 | 0 | 0 | 0 | 0 | 0 | 0 | 0 | 0 | 0 | 0 | 0 | 0
F2_Commercial_Healthcare_Existing_Food Preparation_Natural Gas_Range_E8 | F2 | Commercial | Healthcare | Existing | Food Preparation | Natural Gas | Range | E8 | Participant - Cost of Operation | 0 | 0 | 0 | 0 | 0 | 0 | 0 | 0 | 0 | 0 | 0 | 0 | 0 | 0 | 0 | 0 | 0 | 0 | 0 | 0 | 0 | 0 | 0 | 0 | 0 | 0 | 0 | 0 | 0 | 0 | 0
F2_Commercial_Healthcare_Existing_Food Preparation_Natural Gas_Range_E9 | F2 | Commercial | Healthcare | Existing | Food Preparation | Natural Gas | Range | E9 | Participant - Cost of Operation | 0 | 0 | 0 | 0 | 0 | 0 | 0 | 0 | 0 | 0 | 0 | 0 | 0 | 0 | 0 | 0 | 0 | 0 | 0 | 0 | 0 | 0 | 0 | 0 | 0 | 0 | 0 | 0 | 0 | 0 | 0
F2_Commercial_Healthcare_Existing_Food Preparation_Natural Gas_Range_E10 | F2 | Commercial | Healthcare | Existing | Food Preparation | Natural Gas | Range | E10 | Participant - Cost of Operation | 0 | 0 | 0 | 0 | 0 | 0 | 0 | 0 | 0 | 0 | 0 | 0 | 0 | 0 | 0 | 0 | 0 | 0 | 0 | 0 | 0 | 0 | 0 | 0 | 0 | 0 | 0 | 0 | 0 | 0 | 0
F3_Commercial_Healthcare_Existing_Food Preparation_Natural Gas_Range_E1 | F3 | Commercial | Healthcare | Existing | Food Preparation | Natural Gas | Range | E1 | System - kBTUs of Conusmption | 6.0082 | 6.0226 | 6.0135 | 6.0072 | 6.0072 | 6.0072 | 6.0072 | 6.0072 | 6.0072 | 6.0072 | 6.0072 | 6.0072 | 6.0072 | 6.0072 | 6.0072 | 6.0072 | 6.0072 | 6.0072 | 6.0072 | 6.0072 | 6.0072 | 6.0072 | 6.0072 | 6.0072 | 6.0072 | 6.0072 | 6.0072 | 6.0072 | 6.0072 | 6.0072 | 6.0072
F3_Commercial_Healthcare_Existing_Food Preparation_Natural Gas_Range_E2 | F3 | Commercial | Healthcare | Existing | Food Preparation | Natural Gas | Range | E2 | System - kBTUs of Conusmption | 4.5062 | 4.517 | 4.5101 | 4.5054 | 4.5054 | 4.5054 | 4.5054 | 4.5054 | 4.5054 | 4.5054 | 4.5054 | 4.5054 | 4.5054 | 4.5054 | 4.5054 | 4.5054 | 4.5054 | 4.5054 | 4.5054 | 4.5054 | 4.5054 | 4.5054 | 4.5054 | 4.5054 | 4.5054 | 4.5054 | 4.5054 | 4.5054 | 4.5054 | 4.5054 | 4.5054
F3_Commercial_Healthcare_Existing_Food Preparation_Natural Gas_Range_E3 | F3 | Commercial | Healthcare | Existing | Food Preparation | Natural Gas | Range | E3 | System - kBTUs of Conusmption | 0 | 0 | 0 | 0 | 0 | 0 | 0 | 0 | 0 | 0 | 0 | 0 | 0 | 0 | 0 | 0 | 0 | 0 | 0 | 0 | 0 | 0 | 0 | 0 | 0 | 0 | 0 | 0 | 0 | 0 | 0
F3_Commercial_Healthcare_Existing_Food Preparation_Natural Gas_Range_E4 | F3 | Commercial | Healthcare | Existing | Food Preparation | Natural Gas | Range | E4 | System - kBTUs of Conusmption | 0 | 0 | 0 | 0 | 0 | 0 | 0 | 0 | 0 | 0 | 0 | 0 | 0 | 0 | 0 | 0 | 0 | 0 | 0 | 0 | 0 | 0 | 0 | 0 | 0 | 0 | 0 | 0 | 0 | 0 | 0
F3_Commercial_Healthcare_Existing_Food Preparation_Natural Gas_Range_E5 | F3 | Commercial | Healthcare | Existing | Food Preparation | Natural Gas | Range | E5 | System - kBTUs of Conusmption | 0 | 0 | 0 | 0 | 0 | 0 | 0 | 0 | 0 | 0 | 0 | 0 | 0 | 0 | 0 | 0 | 0 | 0 | 0 | 0 | 0 | 0 | 0 | 0 | 0 | 0 | 0 | 0 | 0 | 0 | 0
F3_Commercial_Healthcare_Existing_Food Preparation_Natural Gas_Range_E6 | F3 | Commercial | Healthcare | Existing | Food Preparation | Natural Gas | Range | E6 | System - kBTUs of Conusmption | 0 | 0 | 0 | 0 | 0 | 0 | 0 | 0 | 0 | 0 | 0 | 0 | 0 | 0 | 0 | 0 | 0 | 0 | 0 | 0 | 0 | 0 | 0 | 0 | 0 | 0 | 0 | 0 | 0 | 0 | 0
F3_Commercial_Healthcare_Existing_Food Preparation_Natural Gas_Range_E7 | F3 | Commercial | Healthcare | Existing | Food Preparation | Natural Gas | Range | E7 | System - kBTUs of Conusmption | 0 | 0 | 0 | 0 | 0 | 0 | 0 | 0 | 0 | 0 | 0 | 0 | 0 | 0 | 0 | 0 | 0 | 0 | 0 | 0 | 0 | 0 | 0 | 0 | 0 | 0 | 0 | 0 | 0 | 0 | 0
F3_Commercial_Healthcare_Existing_Food Preparation_Natural Gas_Range_E8 | F3 | Commercial | Healthcare | Existing | Food Preparation | Natural Gas | Range | E8 | System - kBTUs of Conusmption | 0 | 0 | 0 | 0 | 0 | 0 | 0 | 0 | 0 | 0 | 0 | 0 | 0 | 0 | 0 | 0 | 0 | 0 | 0 | 0 | 0 | 0 | 0 | 0 | 0 | 0 | 0 | 0 | 0 | 0 | 0
F3_Commercial_Healthcare_Existing_Food Preparation_Natural Gas_Range_E9 | F3 | Commercial | Healthcare | Existing | Food Preparation | Natural Gas | Range | E9 | System - kBTUs of Conusmption | 0 | 0 | 0 | 0 | 0 | 0 | 0 | 0 | 0 | 0 | 0 | 0 | 0 | 0 | 0 | 0 | 0 | 0 | 0 | 0 | 0 | 0 | 0 | 0 | 0 | 0 | 0 | 0 | 0 | 0 | 0
F3_Commercial_Healthcare_Existing_Food Preparation_Natural Gas_Range_E10 | F3 | Commercial | Healthcare | Existing | Food Preparation | Natural Gas | Range | E10 | System - kBTUs of Conusmption | 0 | 0 | 0 | 0 | 0 | 0 | 0 | 0 | 0 | 0 | 0 | 0 | 0 | 0 | 0 | 0 | 0 | 0 | 0 | 0 | 0 | 0 | 0 | 0 | 0 | 0 | 0 | 0 | 0 | 0 | 0
F4_Commercial_Healthcare_Existing_Food Preparation_Natural Gas_Range_E1 | F4 | Commercial | Healthcare | Existing | Food Preparation | Natural Gas | Range | E1 | Utility - Cost of Equipment | 0.050262 | 0.050262 | 0.050262 | 0.050262 | 0.050262 | 0.050262 | 0.050262 | 0.050262 | 0.050262 | 0.050262 | 0.050262 | 0.050262 | 0.050262 | 0.050262 | 0.050262 | 0.050262 | 0.050262 | 0.050262 | 0.050262 | 0.050262 | 0.050262 | 0.050262 | 0.050262 | 0.050262 | 0.050262 | 0.050262 | 0.050262 | 0.050262 | 0.050262 | 0.050262 | 0.050262
F4_Commercial_Healthcare_Existing_Food Preparation_Natural Gas_Range_E2 | F4 | Commercial | Healthcare | Existing | Food Preparation | Natural Gas | Range | E2 | Utility - Cost of Equipment | 0.050268 | 0.050268 | 0.050268 | 0.050268 | 0.050268 | 0.050268 | 0.050268 | 0.050268 | 0.050268 | 0.050268 | 0.050268 | 0.050268 | 0.050268 | 0.050268 | 0.050268 | 0.050268 | 0.050268 | 0.050268 | 0.050268 | 0.050268 | 0.050268 | 0.050268 | 0.050268 | 0.050268 | 0.050268 | 0.050268 | 0.050268 | 0.050268 | 0.050268 | 0.050268 | 0.050268
F4_Commercial_Healthcare_Existing_Food Preparation_Natural Gas_Range_E3 | F4 | Commercial | Healthcare | Existing | Food Preparation | Natural Gas | Range | E3 | Utility - Cost of Equipment | 0 | 0 | 0 | 0 | 0 | 0 | 0 | 0 | 0 | 0 | 0 | 0 | 0 | 0 | 0 | 0 | 0 | 0 | 0 | 0 | 0 | 0 | 0 | 0 | 0 | 0 | 0 | 0 | 0 | 0 | 0
F4_Commercial_Healthcare_Existing_Food Preparation_Natural Gas_Range_E4 | F4 | Commercial | Healthcare | Existing | Food Preparation | Natural Gas | Range | E4 | Utility - Cost of Equipment | 0 | 0 | 0 | 0 | 0 | 0 | 0 | 0 | 0 | 0 | 0 | 0 | 0 | 0 | 0 | 0 | 0 | 0 | 0 | 0 | 0 | 0 | 0 | 0 | 0 | 0 | 0 | 0 | 0 | 0 | 0
F4_Commercial_Healthcare_Existing_Food Preparation_Natural Gas_Range_E5 | F4 | Commercial | Healthcare | Existing | Food Preparation | Natural Gas | Range | E5 | Utility - Cost of Equipment | 0 | 0 | 0 | 0 | 0 | 0 | 0 | 0 | 0 | 0 | 0 | 0 | 0 | 0 | 0 | 0 | 0 | 0 | 0 | 0 | 0 | 0 | 0 | 0 | 0 | 0 | 0 | 0 | 0 | 0 | 0
F4_Commercial_Healthcare_Existing_Food Preparation_Natural Gas_Range_E6 | F4 | Commercial | Healthcare | Existing | Food Preparation | Natural Gas | Range | E6 | Utility - Cost of Equipment | 0 | 0 | 0 | 0 | 0 | 0 | 0 | 0 | 0 | 0 | 0 | 0 | 0 | 0 | 0 | 0 | 0 | 0 | 0 | 0 | 0 | 0 | 0 | 0 | 0 | 0 | 0 | 0 | 0 | 0 | 0
F4_Commercial_Healthcare_Existing_Food Preparation_Natural Gas_Range_E7 | F4 | Commercial | Healthcare | Existing | Food Preparation | Natural Gas | Range | E7 | Utility - Cost of Equipment | 0 | 0 | 0 | 0 | 0 | 0 | 0 | 0 | 0 | 0 | 0 | 0 | 0 | 0 | 0 | 0 | 0 | 0 | 0 | 0 | 0 | 0 | 0 | 0 | 0 | 0 | 0 | 0 | 0 | 0 | 0
F4_Commercial_Healthcare_Existing_Food Preparation_Natural Gas_Range_E8 | F4 | Commercial | Healthcare | Existing | Food Preparation | Natural Gas | Range | E8 | Utility - Cost of Equipment | 0 | 0 | 0 | 0 | 0 | 0 | 0 | 0 | 0 | 0 | 0 | 0 | 0 | 0 | 0 | 0 | 0 | 0 | 0 | 0 | 0 | 0 | 0 | 0 | 0 | 0 | 0 | 0 | 0 | 0 | 0
F4_Commercial_Healthcare_Existing_Food Preparation_Natural Gas_Range_E9 | F4 | Commercial | Healthcare | Existing | Food Preparation | Natural Gas | Range | E9 | Utility - Cost of Equipment | 0 | 0 | 0 | 0 | 0 | 0 | 0 | 0 | 0 | 0 | 0 | 0 | 0 | 0 | 0 | 0 | 0 | 0 | 0 | 0 | 0 | 0 | 0 | 0 | 0 | 0 | 0 | 0 | 0 | 0 | 0
F4_Commercial_Healthcare_Existing_Food Preparation_Natural Gas_Range_E10 | F4 | Commercial | Healthcare | Existing | Food Preparation | Natural Gas | Range | E10 | Utility - Cost of Equipment | 0 | 0 | 0 | 0 | 0 | 0 | 0 | 0 | 0 | 0 | 0 | 0 | 0 | 0 | 0 | 0 | 0 | 0 | 0 | 0 | 0 | 0 | 0 | 0 | 0 | 0 | 0 | 0 | 0 | 0 | 0
F5_Commercial_Healthcare_Existing_Food Preparation_Natural Gas_Range_E1 | F5 | Commercial | Healthcare | Existing | Food Preparation | Natural Gas | Range | E1 | Utility - Cost of Operation | 0.05993 | 0.061118 | 0.061967 | 0.062889 | 0.064211 | 0.06016 | 0.056993 | 0.055328 | 0.05473 | 0.053812 | 0.053192 | 0.056011 | 0.050127 | 0.053579 | 0.058009 | 0.062315 | 0.062476 | 0.062774 | 0.061575 | 0.06243 | 0.063029 | 0.063838 | 0.064854 | 0.030549 | 0.02994 | 0.029369 | 0.028832 | 0.028323 | 0.027837 | 0.027369 | 0.026917
F5_Commercial_Healthcare_Existing_Food Preparation_Natural Gas_Range_E2 | F5 | Commercial | Healthcare | Existing | Food Preparation | Natural Gas | Range | E2 | Utility - Cost of Operation | 0.044947 | 0.045838 | 0.046476 | 0.047166 | 0.048159 | 0.04512 | 0.042745 | 0.041496 | 0.041047 | 0.040359 | 0.039894 | 0.042008 | 0.037596 | 0.040184 | 0.043507 | 0.046736 | 0.046857 | 0.047081 | 0.046181 | 0.046823 | 0.047272 | 0.047878 | 0.04864 | 0.022912 | 0.022455 | 0.022027 | 0.021624 | 0.021242 | 0.020878 | 0.020527 | 0.020188
F5_Commercial_Healthcare_Existing_Food Preparation_Natural Gas_Range_E3 | F5 | Commercial | Healthcare | Existing | Food Preparation | Natural Gas | Range | E3 | Utility - Cost of Operation | 0 | 0 | 0 | 0 | 0 | 0 | 0 | 0 | 0 | 0 | 0 | 0 | 0 | 0 | 0 | 0 | 0 | 0 | 0 | 0 | 0 | 0 | 0 | 0 | 0 | 0 | 0 | 0 | 0 | 0 | 0
F5_Commercial_Healthcare_Existing_Food Preparation_Natural Gas_Range_E4 | F5 | Commercial | Healthcare | Existing | Food Preparation | Natural Gas | Range | E4 | Utility - Cost of Operation | 0 | 0 | 0 | 0 | 0 | 0 | 0 | 0 | 0 | 0 | 0 | 0 | 0 | 0 | 0 | 0 | 0 | 0 | 0 | 0 | 0 | 0 | 0 | 0 | 0 | 0 | 0 | 0 | 0 | 0 | 0
F5_Commercial_Healthcare_Existing_Food Preparation_Natural Gas_Range_E5 | F5 | Commercial | Healthcare | Existing | Food Preparation | Natural Gas | Range | E5 | Utility - Cost of Operation | 0 | 0 | 0 | 0 | 0 | 0 | 0 | 0 | 0 | 0 | 0 | 0 | 0 | 0 | 0 | 0 | 0 | 0 | 0 | 0 | 0 | 0 | 0 | 0 | 0 | 0 | 0 | 0 | 0 | 0 | 0
F5_Commercial_Healthcare_Existing_Food Preparation_Natural Gas_Range_E6 | F5 | Commercial | Healthcare | Existing | Food Preparation | Natural Gas | Range | E6 | Utility - Cost of Operation | 0 | 0 | 0 | 0 | 0 | 0 | 0 | 0 | 0 | 0 | 0 | 0 | 0 | 0 | 0 | 0 | 0 | 0 | 0 | 0 | 0 | 0 | 0 | 0 | 0 | 0 | 0 | 0 | 0 | 0 | 0
F5_Commercial_Healthcare_Existing_Food Preparation_Natural Gas_Range_E7 | F5 | Commercial | Healthcare | Existing | Food Preparation | Natural Gas | Range | E7 | Utility - Cost of Operation | 0 | 0 | 0 | 0 | 0 | 0 | 0 | 0 | 0 | 0 | 0 | 0 | 0 | 0 | 0 | 0 | 0 | 0 | 0 | 0 | 0 | 0 | 0 | 0 | 0 | 0 | 0 | 0 | 0 | 0 | 0
F5_Commercial_Healthcare_Existing_Food Preparation_Natural Gas_Range_E8 | F5 | Commercial | Healthcare | Existing | Food Preparation | Natural Gas | Range | E8 | Utility - Cost of Operation | 0 | 0 | 0 | 0 | 0 | 0 | 0 | 0 | 0 | 0 | 0 | 0 | 0 | 0 | 0 | 0 | 0 | 0 | 0 | 0 | 0 | 0 | 0 | 0 | 0 | 0 | 0 | 0 | 0 | 0 | 0
F5_Commercial_Healthcare_Existing_Food Preparation_Natural Gas_Range_E9 | F5 | Commercial | Healthcare | Existing | Food Preparation | Natural Gas | Range | E9 | Utility - Cost of Operation | 0 | 0 | 0 | 0 | 0 | 0 | 0 | 0 | 0 | 0 | 0 | 0 | 0 | 0 | 0 | 0 | 0 | 0 | 0 | 0 | 0 | 0 | 0 | 0 | 0 | 0 | 0 | 0 | 0 | 0 | 0
F5_Commercial_Healthcare_Existing_Food Preparation_Natural Gas_Range_E10 | F5 | Commercial | Healthcare | Existing | Food Preparation | Natural Gas | Range | E10 | Utility - Cost of Operation | 0 | 0 | 0 | 0 | 0 | 0 | 0 | 0 | 0 | 0 | 0 | 0 | 0 | 0 | 0 | 0 | 0 | 0 | 0 | 0 | 0 | 0 | 0 | 0 | 0 | 0 | 0 | 0 | 0 | 0 | 0
F6_Commercial_Healthcare_Existing_Food Preparation_Natural Gas_Range_E1 | F6 | Commercial | Healthcare | Existing | Food Preparation | Natural Gas | Range | E1 | Utility - Value of Sales | 0.0718 | 0.073223 | 0.074241 | 0.075345 | 0.076929 | 0.072075 | 0.068281 | 0.066286 | 0.06557 | 0.06447 | 0.063728 | 0.067105 | 0.060056 | 0.064191 | 0.069499 | 0.074658 | 0.07485 | 0.075208 | 0.073771 | 0.074796 | 0.075513 | 0.076482 | 0.077699 | 0.0366 | 0.03587 | 0.035186 | 0.034543 | 0.033933 | 0.03335 | 0.03279 | 0.032249
F6_Commercial_Healthcare_Existing_Food Preparation_Natural Gas_Range_E2 | F6 | Commercial | Healthcare | Existing | Food Preparation | Natural Gas | Range | E2 | Utility - Value of Sales | 0.05385 | 0.054917 | 0.055681 | 0.056508 | 0.057697 | 0.054056 | 0.051211 | 0.049715 | 0.049177 | 0.048353 | 0.047796 | 0.050328 | 0.045042 | 0.048143 | 0.052124 | 0.055993 | 0.056138 | 0.056406 | 0.055328 | 0.056097 | 0.056635 | 0.057361 | 0.058274 | 0.02745 | 0.026902 | 0.02639 | 0.025907 | 0.02545 | 0.025013 | 0.024593 | 0.024187
F6_Commercial_Healthcare_Existing_Food Preparation_Natural Gas_Range_E3 | F6 | Commercial | Healthcare | Existing | Food Preparation | Natural Gas | Range | E3 | Utility - Value of Sales | 0 | 0 | 0 | 0 | 0 | 0 | 0 | 0 | 0 | 0 | 0 | 0 | 0 | 0 | 0 | 0 | 0 | 0 | 0 | 0 | 0 | 0 | 0 | 0 | 0 | 0 | 0 | 0 | 0 | 0 | 0
F6_Commercial_Healthcare_Existing_Food Preparation_Natural Gas_Range_E4 | F6 | Commercial | Healthcare | Existing | Food Preparation | Natural Gas | Range | E4 | Utility - Value of Sales | 0 | 0 | 0 | 0 | 0 | 0 | 0 | 0 | 0 | 0 | 0 | 0 | 0 | 0 | 0 | 0 | 0 | 0 | 0 | 0 | 0 | 0 | 0 | 0 | 0 | 0 | 0 | 0 | 0 | 0 | 0
F6_Commercial_Healthcare_Existing_Food Preparation_Natural Gas_Range_E5 | F6 | Commercial | Healthcare | Existing | Food Preparation | Natural Gas | Range | E5 | Utility - Value of Sales | 0 | 0 | 0 | 0 | 0 | 0 | 0 | 0 | 0 | 0 | 0 | 0 | 0 | 0 | 0 | 0 | 0 | 0 | 0 | 0 | 0 | 0 | 0 | 0 | 0 | 0 | 0 | 0 | 0 | 0 | 0
F6_Commercial_Healthcare_Existing_Food Preparation_Natural Gas_Range_E6 | F6 | Commercial | Healthcare | Existing | Food Preparation | Natural Gas | Range | E6 | Utility - Value of Sales | 0 | 0 | 0 | 0 | 0 | 0 | 0 | 0 | 0 | 0 | 0 | 0 | 0 | 0 | 0 | 0 | 0 | 0 | 0 | 0 | 0 | 0 | 0 | 0 | 0 | 0 | 0 | 0 | 0 | 0 | 0
F6_Commercial_Healthcare_Existing_Food Preparation_Natural Gas_Range_E7 | F6 | Commercial | Healthcare | Existing | Food Preparation | Natural Gas | Range | E7 | Utility - Value of Sales | 0 | 0 | 0 | 0 | 0 | 0 | 0 | 0 | 0 | 0 | 0 | 0 | 0 | 0 | 0 | 0 | 0 | 0 | 0 | 0 | 0 | 0 | 0 | 0 | 0 | 0 | 0 | 0 | 0 | 0 | 0
F6_Commercial_Healthcare_Existing_Food Preparation_Natural Gas_Range_E8 | F6 | Commercial | Healthcare | Existing | Food Preparation | Natural Gas | Range | E8 | Utility - Value of Sales | 0 | 0 | 0 | 0 | 0 | 0 | 0 | 0 | 0 | 0 | 0 | 0 | 0 | 0 | 0 | 0 | 0 | 0 | 0 | 0 | 0 | 0 | 0 | 0 | 0 | 0 | 0 | 0 | 0 | 0 | 0
F6_Commercial_Healthcare_Existing_Food Preparation_Natural Gas_Range_E9 | F6 | Commercial | Healthcare | Existing | Food Preparation | Natural Gas | Range | E9 | Utility - Value of Sales | 0 | 0 | 0 | 0 | 0 | 0 | 0 | 0 | 0 | 0 | 0 | 0 | 0 | 0 | 0 | 0 | 0 | 0 | 0 | 0 | 0 | 0 | 0 | 0 | 0 | 0 | 0 | 0 | 0 | 0 | 0
F6_Commercial_Healthcare_Existing_Food Preparation_Natural Gas_Range_E10 | F6 | Commercial | Healthcare | Existing | Food Preparation | Natural Gas | Range | E10 | Utility - Value of Sales | 0 | 0 | 0 | 0 | 0 | 0 | 0 | 0 | 0 | 0 | 0 | 0 | 0 | 0 | 0 | 0 | 0 | 0 | 0 | 0 | 0 | 0 | 0 | 0 | 0 | 0 | 0 | 0 | 0 | 0 | 0
F1_Commercial_Healthcare_Existing_Food Preparation_Natural Gas_Steamer_E1 | F1 | Commercial | Healthcare | Existing | Food Preparation | Natural Gas | Steamer | E1 | Participant - Cost of Equipment | 0.1538 | 0.1538 | 0.1538 | 0 | 0 | 0 | 0 | 0 | 0 | 0 | 0 | 0 | 0 | 0 | 0 | 0 | 0 | 0 | 0 | 0 | 0 | 0 | 0 | 0 | 0 | 0 | 0 | 0 | 0 | 0 | 0
F1_Commercial_Healthcare_Existing_Food Preparation_Natural Gas_Steamer_E2 | F1 | Commercial | Healthcare | Existing | Food Preparation | Natural Gas | Steamer | E2 | Participant - Cost of Equipment | 0.16524 | 0.16524 | 0.16524 | 0.16524 | 0.16524 | 0.16524 | 0.16524 | 0.16524 | 0.16524 | 0.16524 | 0.16524 | 0.16524 | 0.16524 | 0.16524 | 0.16524 | 0.16524 | 0.16524 | 0.16524 | 0.16524 | 0.16524 | 0.16524 | 0.16524 | 0.16524 | 0.16524 | 0.16524 | 0.16524 | 0.16524 | 0.16524 | 0.16524 | 0.16524 | 0.16524
F1_Commercial_Healthcare_Existing_Food Preparation_Natural Gas_Steamer_E3 | F1 | Commercial | Healthcare | Existing | Food Preparation | Natural Gas | Steamer | E3 | Participant - Cost of Equipment | 0 | 0 | 0 | 0 | 0 | 0 | 0 | 0 | 0 | 0 | 0 | 0 | 0 | 0 | 0 | 0 | 0 | 0 | 0 | 0 | 0 | 0 | 0 | 0 | 0 | 0 | 0 | 0 | 0 | 0 | 0
F1_Commercial_Healthcare_Existing_Food Preparation_Natural Gas_Steamer_E4 | F1 | Commercial | Healthcare | Existing | Food Preparation | Natural Gas | Steamer | E4 | Participant - Cost of Equipment | 0 | 0 | 0 | 0 | 0 | 0 | 0 | 0 | 0 | 0 | 0 | 0 | 0 | 0 | 0 | 0 | 0 | 0 | 0 | 0 | 0 | 0 | 0 | 0 | 0 | 0 | 0 | 0 | 0 | 0 | 0
F1_Commercial_Healthcare_Existing_Food Preparation_Natural Gas_Steamer_E5 | F1 | Commercial | Healthcare | Existing | Food Preparation | Natural Gas | Steamer | E5 | Participant - Cost of Equipment | 0 | 0 | 0 | 0 | 0 | 0 | 0 | 0 | 0 | 0 | 0 | 0 | 0 | 0 | 0 | 0 | 0 | 0 | 0 | 0 | 0 | 0 | 0 | 0 | 0 | 0 | 0 | 0 | 0 | 0 | 0
F1_Commercial_Healthcare_Existing_Food Preparation_Natural Gas_Steamer_E6 | F1 | Commercial | Healthcare | Existing | Food Preparation | Natural Gas | Steamer | E6 | Participant - Cost of Equipment | 0 | 0 | 0 | 0 | 0 | 0 | 0 | 0 | 0 | 0 | 0 | 0 | 0 | 0 | 0 | 0 | 0 | 0 | 0 | 0 | 0 | 0 | 0 | 0 | 0 | 0 | 0 | 0 | 0 | 0 | 0
F1_Commercial_Healthcare_Existing_Food Preparation_Natural Gas_Steamer_E7 | F1 | Commercial | Healthcare | Existing | Food Preparation | Natural Gas | Steamer | E7 | Participant - Cost of Equipment | 0 | 0 | 0 | 0 | 0 | 0 | 0 | 0 | 0 | 0 | 0 | 0 | 0 | 0 | 0 | 0 | 0 | 0 | 0 | 0 | 0 | 0 | 0 | 0 | 0 | 0 | 0 | 0 | 0 | 0 | 0
F1_Commercial_Healthcare_Existing_Food Preparation_Natural Gas_Steamer_E8 | F1 | Commercial | Healthcare | Existing | Food Preparation | Natural Gas | Steamer | E8 | Participant - Cost of Equipment | 0 | 0 | 0 | 0 | 0 | 0 | 0 | 0 | 0 | 0 | 0 | 0 | 0 | 0 | 0 | 0 | 0 | 0 | 0 | 0 | 0 | 0 | 0 | 0 | 0 | 0 | 0 | 0 | 0 | 0 | 0
F1_Commercial_Healthcare_Existing_Food Preparation_Natural Gas_Steamer_E9 | F1 | Commercial | Healthcare | Existing | Food Preparation | Natural Gas | Steamer | E9 | Participant - Cost of Equipment | 0 | 0 | 0 | 0 | 0 | 0 | 0 | 0 | 0 | 0 | 0 | 0 | 0 | 0 | 0 | 0 | 0 | 0 | 0 | 0 | 0 | 0 | 0 | 0 | 0 | 0 | 0 | 0 | 0 | 0 | 0
F1_Commercial_Healthcare_Existing_Food Preparation_Natural Gas_Steamer_E10 | F1 | Commercial | Healthcare | Existing | Food Preparation | Natural Gas | Steamer | E10 | Participant - Cost of Equipment | 0 | 0 | 0 | 0 | 0 | 0 | 0 | 0 | 0 | 0 | 0 | 0 | 0 | 0 | 0 | 0 | 0 | 0 | 0 | 0 | 0 | 0 | 0 | 0 | 0 | 0 | 0 | 0 | 0 | 0 | 0
F2_Commercial_Healthcare_Existing_Food Preparation_Natural Gas_Steamer_E1 | F2 | Commercial | Healthcare | Existing | Food Preparation | Natural Gas | Steamer | E1 | Participant - Cost of Operation | 0.16828 | 0.1697 | 0.17052 | 0 | 0 | 0 | 0 | 0 | 0 | 0 | 0 | 0 | 0 | 0 | 0 | 0 | 0 | 0 | 0 | 0 | 0 | 0 | 0 | 0 | 0 | 0 | 0 | 0 | 0 | 0 | 0
F2_Commercial_Healthcare_Existing_Food Preparation_Natural Gas_Steamer_E2 | F2 | Commercial | Healthcare | Existing | Food Preparation | Natural Gas | Steamer | E2 | Participant - Cost of Operation | 0.035101 | 0.035398 | 0.035569 | 0.035729 | 0.036081 | 0.033955 | 0.032197 | 0.032132 | 0.032714 | 0.033235 | 0.034024 | 0.03474 | 0.030904 | 0.031781 | 0.033071 | 0.034199 | 0.034237 | 0.034349 | 0.033694 | 0.034096 | 0.034369 | 0.03475 | 0.035238 | 0.017601 | 0.017257 | 0.016934 | 0.016628 | 0.016338 | 0.01606 | 0.015792 | 0.015533
F2_Commercial_Healthcare_Existing_Food Preparation_Natural Gas_Steamer_E3 | F2 | Commercial | Healthcare | Existing | Food Preparation | Natural Gas | Steamer | E3 | Participant - Cost of Operation | 0 | 0 | 0 | 0 | 0 | 0 | 0 | 0 | 0 | 0 | 0 | 0 | 0 | 0 | 0 | 0 | 0 | 0 | 0 | 0 | 0 | 0 | 0 | 0 | 0 | 0 | 0 | 0 | 0 | 0 | 0
F2_Commercial_Healthcare_Existing_Food Preparation_Natural Gas_Steamer_E4 | F2 | Commercial | Healthcare | Existing | Food Preparation | Natural Gas | Steamer | E4 | Participant - Cost of Operation | 0 | 0 | 0 | 0 | 0 | 0 | 0 | 0 | 0 | 0 | 0 | 0 | 0 | 0 | 0 | 0 | 0 | 0 | 0 | 0 | 0 | 0 | 0 | 0 | 0 | 0 | 0 | 0 | 0 | 0 | 0
F2_Commercial_Healthcare_Existing_Food Preparation_Natural Gas_Steamer_E5 | F2 | Commercial | Healthcare | Existing | Food Preparation | Natural Gas | Steamer | E5 | Participant - Cost of Operation | 0 | 0 | 0 | 0 | 0 | 0 | 0 | 0 | 0 | 0 | 0 | 0 | 0 | 0 | 0 | 0 | 0 | 0 | 0 | 0 | 0 | 0 | 0 | 0 | 0 | 0 | 0 | 0 | 0 | 0 | 0
F2_Commercial_Healthcare_Existing_Food Preparation_Natural Gas_Steamer_E6 | F2 | Commercial | Healthcare | Existing | Food Preparation | Natural Gas | Steamer | E6 | Participant - Cost of Operation | 0 | 0 | 0 | 0 | 0 | 0 | 0 | 0 | 0 | 0 | 0 | 0 | 0 | 0 | 0 | 0 | 0 | 0 | 0 | 0 | 0 | 0 | 0 | 0 | 0 | 0 | 0 | 0 | 0 | 0 | 0
F2_Commercial_Healthcare_Existing_Food Preparation_Natural Gas_Steamer_E7 | F2 | Commercial | Healthcare | Existing | Food Preparation | Natural Gas | Steamer | E7 | Participant - Cost of Operation | 0 | 0 | 0 | 0 | 0 | 0 | 0 | 0 | 0 | 0 | 0 | 0 | 0 | 0 | 0 | 0 | 0 | 0 | 0 | 0 | 0 | 0 | 0 | 0 | 0 | 0 | 0 | 0 | 0 | 0 | 0
F2_Commercial_Healthcare_Existing_Food Preparation_Natural Gas_Steamer_E8 | F2 | Commercial | Healthcare | Existing | Food Preparation | Natural Gas | Steamer | E8 | Participant - Cost of Operation | 0 | 0 | 0 | 0 | 0 | 0 | 0 | 0 | 0 | 0 | 0 | 0 | 0 | 0 | 0 | 0 | 0 | 0 | 0 | 0 | 0 | 0 | 0 | 0 | 0 | 0 | 0 | 0 | 0 | 0 | 0
F2_Commercial_Healthcare_Existing_Food Preparation_Natural Gas_Steamer_E9 | F2 | Commercial | Healthcare | Existing | Food Preparation | Natural Gas | Steamer | E9 | Participant - Cost of Operation | 0 | 0 | 0 | 0 | 0 | 0 | 0 | 0 | 0 | 0 | 0 | 0 | 0 | 0 | 0 | 0 | 0 | 0 | 0 | 0 | 0 | 0 | 0 | 0 | 0 | 0 | 0 | 0 | 0 | 0 | 0
F2_Commercial_Healthcare_Existing_Food Preparation_Natural Gas_Steamer_E10 | F2 | Commercial | Healthcare | Existing | Food Preparation | Natural Gas | Steamer | E10 | Participant - Cost of Operation | 0 | 0 | 0 | 0 | 0 | 0 | 0 | 0 | 0 | 0 | 0 | 0 | 0 | 0 | 0 | 0 | 0 | 0 | 0 | 0 | 0 | 0 | 0 | 0 | 0 | 0 | 0 | 0 | 0 | 0 | 0
F3_Commercial_Healthcare_Existing_Food Preparation_Natural Gas_Steamer_E1 | F3 | Commercial | Healthcare | Existing | Food Preparation | Natural Gas | Steamer | E1 | System - kBTUs of Conusmption | 14.156 | 14.1843 | 14.1663 | 0 | 0 | 0 | 0 | 0 | 0 | 0 | 0 | 0 | 0 | 0 | 0 | 0 | 0 | 0 | 0 | 0 | 0 | 0 | 0 | 0 | 0 | 0 | 0 | 0 | 0 | 0 | 0
F3_Commercial_Healthcare_Existing_Food Preparation_Natural Gas_Steamer_E2 | F3 | Commercial | Healthcare | Existing | Food Preparation | Natural Gas | Steamer | E2 | System - kBTUs of Conusmption | 2.9528 | 2.9587 | 2.955 | 2.9524 | 2.9524 | 2.9524 | 2.9524 | 2.9524 | 2.9524 | 2.9524 | 2.9524 | 2.9524 | 2.9524 | 2.9524 | 2.9524 | 2.9524 | 2.9524 | 2.9524 | 2.9524 | 2.9524 | 2.9524 | 2.9524 | 2.9524 | 2.9524 | 2.9524 | 2.9524 | 2.9524 | 2.9524 | 2.9524 | 2.9524 | 2.9524
F3_Commercial_Healthcare_Existing_Food Preparation_Natural Gas_Steamer_E3 | F3 | Commercial | Healthcare | Existing | Food Preparation | Natural Gas | Steamer | E3 | System - kBTUs of Conusmption | 0 | 0 | 0 | 0 | 0 | 0 | 0 | 0 | 0 | 0 | 0 | 0 | 0 | 0 | 0 | 0 | 0 | 0 | 0 | 0 | 0 | 0 | 0 | 0 | 0 | 0 | 0 | 0 | 0 | 0 | 0
F3_Commercial_Healthcare_Existing_Food Preparation_Natural Gas_Steamer_E4 | F3 | Commercial | Healthcare | Existing | Food Preparation | Natural Gas | Steamer | E4 | System - kBTUs of Conusmption | 0 | 0 | 0 | 0 | 0 | 0 | 0 | 0 | 0 | 0 | 0 | 0 | 0 | 0 | 0 | 0 | 0 | 0 | 0 | 0 | 0 | 0 | 0 | 0 | 0 | 0 | 0 | 0 | 0 | 0 | 0
F3_Commercial_Healthcare_Existing_Food Preparation_Natural Gas_Steamer_E5 | F3 | Commercial | Healthcare | Existing | Food Preparation | Natural Gas | Steamer | E5 | System - kBTUs of Conusmption | 0 | 0 | 0 | 0 | 0 | 0 | 0 | 0 | 0 | 0 | 0 | 0 | 0 | 0 | 0 | 0 | 0 | 0 | 0 | 0 | 0 | 0 | 0 | 0 | 0 | 0 | 0 | 0 | 0 | 0 | 0
F3_Commercial_Healthcare_Existing_Food Preparation_Natural Gas_Steamer_E6 | F3 | Commercial | Healthcare | Existing | Food Preparation | Natural Gas | Steamer | E6 | System - kBTUs of Conusmption | 0 | 0 | 0 | 0 | 0 | 0 | 0 | 0 | 0 | 0 | 0 | 0 | 0 | 0 | 0 | 0 | 0 | 0 | 0 | 0 | 0 | 0 | 0 | 0 | 0 | 0 | 0 | 0 | 0 | 0 | 0
F3_Commercial_Healthcare_Existing_Food Preparation_Natural Gas_Steamer_E7 | F3 | Commercial | Healthcare | Existing | Food Preparation | Natural Gas | Steamer | E7 | System - kBTUs of Conusmption | 0 | 0 | 0 | 0 | 0 | 0 | 0 | 0 | 0 | 0 | 0 | 0 | 0 | 0 | 0 | 0 | 0 | 0 | 0 | 0 | 0 | 0 | 0 | 0 | 0 | 0 | 0 | 0 | 0 | 0 | 0
F3_Commercial_Healthcare_Existing_Food Preparation_Natural Gas_Steamer_E8 | F3 | Commercial | Healthcare | Existing | Food Preparation | Natural Gas | Steamer | E8 | System - kBTUs of Conusmption | 0 | 0 | 0 | 0 | 0 | 0 | 0 | 0 | 0 | 0 | 0 | 0 | 0 | 0 | 0 | 0 | 0 | 0 | 0 | 0 | 0 | 0 | 0 | 0 | 0 | 0 | 0 | 0 | 0 | 0 | 0
F3_Commercial_Healthcare_Existing_Food Preparation_Natural Gas_Steamer_E9 | F3 | Commercial | Healthcare | Existing | Food Preparation | Natural Gas | Steamer | E9 | System - kBTUs of Conusmption | 0 | 0 | 0 | 0 | 0 | 0 | 0 | 0 | 0 | 0 | 0 | 0 | 0 | 0 | 0 | 0 | 0 | 0 | 0 | 0 | 0 | 0 | 0 | 0 | 0 | 0 | 0 | 0 | 0 | 0 | 0
F3_Commercial_Healthcare_Existing_Food Preparation_Natural Gas_Steamer_E10 | F3 | Commercial | Healthcare | Existing | Food Preparation | Natural Gas | Steamer | E10 | System - kBTUs of Conusmption | 0 | 0 | 0 | 0 | 0 | 0 | 0 | 0 | 0 | 0 | 0 | 0 | 0 | 0 | 0 | 0 | 0 | 0 | 0 | 0 | 0 | 0 | 0 | 0 | 0 | 0 | 0 | 0 | 0 | 0 | 0
F4_Commercial_Healthcare_Existing_Food Preparation_Natural Gas_Steamer_E1 | F4 | Commercial | Healthcare | Existing | Food Preparation | Natural Gas | Steamer | E1 | Utility - Cost of Equipment | 0.1538 | 0.1538 | 0.1538 | 0 | 0 | 0 | 0 | 0 | 0 | 0 | 0 | 0 | 0 | 0 | 0 | 0 | 0 | 0 | 0 | 0 | 0 | 0 | 0 | 0 | 0 | 0 | 0 | 0 | 0 | 0 | 0
F4_Commercial_Healthcare_Existing_Food Preparation_Natural Gas_Steamer_E2 | F4 | Commercial | Healthcare | Existing | Food Preparation | Natural Gas | Steamer | E2 | Utility - Cost of Equipment | 0.16524 | 0.16524 | 0.16524 | 0.16524 | 0.16524 | 0.16524 | 0.16524 | 0.16524 | 0.16524 | 0.16524 | 0.16524 | 0.16524 | 0.16524 | 0.16524 | 0.16524 | 0.16524 | 0.16524 | 0.16524 | 0.16524 | 0.16524 | 0.16524 | 0.16524 | 0.16524 | 0.16524 | 0.16524 | 0.16524 | 0.16524 | 0.16524 | 0.16524 | 0.16524 | 0.16524
F4_Commercial_Healthcare_Existing_Food Preparation_Natural Gas_Steamer_E3 | F4 | Commercial | Healthcare | Existing | Food Preparation | Natural Gas | Steamer | E3 | Utility - Cost of Equipment | 0 | 0 | 0 | 0 | 0 | 0 | 0 | 0 | 0 | 0 | 0 | 0 | 0 | 0 | 0 | 0 | 0 | 0 | 0 | 0 | 0 | 0 | 0 | 0 | 0 | 0 | 0 | 0 | 0 | 0 | 0
F4_Commercial_Healthcare_Existing_Food Preparation_Natural Gas_Steamer_E4 | F4 | Commercial | Healthcare | Existing | Food Preparation | Natural Gas | Steamer | E4 | Utility - Cost of Equipment | 0 | 0 | 0 | 0 | 0 | 0 | 0 | 0 | 0 | 0 | 0 | 0 | 0 | 0 | 0 | 0 | 0 | 0 | 0 | 0 | 0 | 0 | 0 | 0 | 0 | 0 | 0 | 0 | 0 | 0 | 0
F4_Commercial_Healthcare_Existing_Food Preparation_Natural Gas_Steamer_E5 | F4 | Commercial | Healthcare | Existing | Food Preparation | Natural Gas | Steamer | E5 | Utility - Cost of Equipment | 0 | 0 | 0 | 0 | 0 | 0 | 0 | 0 | 0 | 0 | 0 | 0 | 0 | 0 | 0 | 0 | 0 | 0 | 0 | 0 | 0 | 0 | 0 | 0 | 0 | 0 | 0 | 0 | 0 | 0 | 0
F4_Commercial_Healthcare_Existing_Food Preparation_Natural Gas_Steamer_E6 | F4 | Commercial | Healthcare | Existing | Food Preparation | Natural Gas | Steamer | E6 | Utility - Cost of Equipment | 0 | 0 | 0 | 0 | 0 | 0 | 0 | 0 | 0 | 0 | 0 | 0 | 0 | 0 | 0 | 0 | 0 | 0 | 0 | 0 | 0 | 0 | 0 | 0 | 0 | 0 | 0 | 0 | 0 | 0 | 0
F4_Commercial_Healthcare_Existing_Food Preparation_Natural Gas_Steamer_E7 | F4 | Commercial | Healthcare | Existing | Food Preparation | Natural Gas | Steamer | E7 | Utility - Cost of Equipment | 0 | 0 | 0 | 0 | 0 | 0 | 0 | 0 | 0 | 0 | 0 | 0 | 0 | 0 | 0 | 0 | 0 | 0 | 0 | 0 | 0 | 0 | 0 | 0 | 0 | 0 | 0 | 0 | 0 | 0 | 0
F4_Commercial_Healthcare_Existing_Food Preparation_Natural Gas_Steamer_E8 | F4 | Commercial | Healthcare | Existing | Food Preparation | Natural Gas | Steamer | E8 | Utility - Cost of Equipment | 0 | 0 | 0 | 0 | 0 | 0 | 0 | 0 | 0 | 0 | 0 | 0 | 0 | 0 | 0 | 0 | 0 | 0 | 0 | 0 | 0 | 0 | 0 | 0 | 0 | 0 | 0 | 0 | 0 | 0 | 0
F4_Commercial_Healthcare_Existing_Food Preparation_Natural Gas_Steamer_E9 | F4 | Commercial | Healthcare | Existing | Food Preparation | Natural Gas | Steamer | E9 | Utility - Cost of Equipment | 0 | 0 | 0 | 0 | 0 | 0 | 0 | 0 | 0 | 0 | 0 | 0 | 0 | 0 | 0 | 0 | 0 | 0 | 0 | 0 | 0 | 0 | 0 | 0 | 0 | 0 | 0 | 0 | 0 | 0 | 0
F4_Commercial_Healthcare_Existing_Food Preparation_Natural Gas_Steamer_E10 | F4 | Commercial | Healthcare | Existing | Food Preparation | Natural Gas | Steamer | E10 | Utility - Cost of Equipment | 0 | 0 | 0 | 0 | 0 | 0 | 0 | 0 | 0 | 0 | 0 | 0 | 0 | 0 | 0 | 0 | 0 | 0 | 0 | 0 | 0 | 0 | 0 | 0 | 0 | 0 | 0 | 0 | 0 | 0 | 0
F5_Commercial_Healthcare_Existing_Food Preparation_Natural Gas_Steamer_E1 | F5 | Commercial | Healthcare | Existing | Food Preparation | Natural Gas | Steamer | E1 | Utility - Cost of Operation | 0.14046 | 0.14165 | 0.14233 | 0 | 0 | 0 | 0 | 0 | 0 | 0 | 0 | 0 | 0 | 0 | 0 | 0 | 0 | 0 | 0 | 0 | 0 | 0 | 0 | 0 | 0 | 0 | 0 | 0 | 0 | 0 | 0
F5_Commercial_Healthcare_Existing_Food Preparation_Natural Gas_Steamer_E2 | F5 | Commercial | Healthcare | Existing | Food Preparation | Natural Gas | Steamer | E2 | Utility - Cost of Operation | 0.029298 | 0.029546 | 0.029689 | 0.029823 | 0.030116 | 0.028341 | 0.026874 | 0.02682 | 0.027306 | 0.027741 | 0.028399 | 0.028996 | 0.025795 | 0.026527 | 0.027604 | 0.028545 | 0.028577 | 0.02867 | 0.028124 | 0.02846 | 0.028687 | 0.029005 | 0.029413 | 0.014691 | 0.014404 | 0.014134 | 0.013879 | 0.013637 | 0.013405 | 0.013181 | 0.012965
F5_Commercial_Healthcare_Existing_Food Preparation_Natural Gas_Steamer_E3 | F5 | Commercial | Healthcare | Existing | Food Preparation | Natural Gas | Steamer | E3 | Utility - Cost of Operation | 0 | 0 | 0 | 0 | 0 | 0 | 0 | 0 | 0 | 0 | 0 | 0 | 0 | 0 | 0 | 0 | 0 | 0 | 0 | 0 | 0 | 0 | 0 | 0 | 0 | 0 | 0 | 0 | 0 | 0 | 0
F5_Commercial_Healthcare_Existing_Food Preparation_Natural Gas_Steamer_E4 | F5 | Commercial | Healthcare | Existing | Food Preparation | Natural Gas | Steamer | E4 | Utility - Cost of Operation | 0 | 0 | 0 | 0 | 0 | 0 | 0 | 0 | 0 | 0 | 0 | 0 | 0 | 0 | 0 | 0 | 0 | 0 | 0 | 0 | 0 | 0 | 0 | 0 | 0 | 0 | 0 | 0 | 0 | 0 | 0
F5_Commercial_Healthcare_Existing_Food Preparation_Natural Gas_Steamer_E5 | F5 | Commercial | Healthcare | Existing | Food Preparation | Natural Gas | Steamer | E5 | Utility - Cost of Operation | 0 | 0 | 0 | 0 | 0 | 0 | 0 | 0 | 0 | 0 | 0 | 0 | 0 | 0 | 0 | 0 | 0 | 0 | 0 | 0 | 0 | 0 | 0 | 0 | 0 | 0 | 0 | 0 | 0 | 0 | 0
F5_Commercial_Healthcare_Existing_Food Preparation_Natural Gas_Steamer_E6 | F5 | Commercial | Healthcare | Existing | Food Preparation | Natural Gas | Steamer | E6 | Utility - Cost of Operation | 0 | 0 | 0 | 0 | 0 | 0 | 0 | 0 | 0 | 0 | 0 | 0 | 0 | 0 | 0 | 0 | 0 | 0 | 0 | 0 | 0 | 0 | 0 | 0 | 0 | 0 | 0 | 0 | 0 | 0 | 0
F5_Commercial_Healthcare_Existing_Food Preparation_Natural Gas_Steamer_E7 | F5 | Commercial | Healthcare | Existing | Food Preparation | Natural Gas | Steamer | E7 | Utility - Cost of Operation | 0 | 0 | 0 | 0 | 0 | 0 | 0 | 0 | 0 | 0 | 0 | 0 | 0 | 0 | 0 | 0 | 0 | 0 | 0 | 0 | 0 | 0 | 0 | 0 | 0 | 0 | 0 | 0 | 0 | 0 | 0
F5_Commercial_Healthcare_Existing_Food Preparation_Natural Gas_Steamer_E8 | F5 | Commercial | Healthcare | Existing | Food Preparation | Natural Gas | Steamer | E8 | Utility - Cost of Operation | 0 | 0 | 0 | 0 | 0 | 0 | 0 | 0 | 0 | 0 | 0 | 0 | 0 | 0 | 0 | 0 | 0 | 0 | 0 | 0 | 0 | 0 | 0 | 0 | 0 | 0 | 0 | 0 | 0 | 0 | 0
F5_Commercial_Healthcare_Existing_Food Preparation_Natural Gas_Steamer_E9 | F5 | Commercial | Healthcare | Existing | Food Preparation | Natural Gas | Steamer | E9 | Utility - Cost of Operation | 0 | 0 | 0 | 0 | 0 | 0 | 0 | 0 | 0 | 0 | 0 | 0 | 0 | 0 | 0 | 0 | 0 | 0 | 0 | 0 | 0 | 0 | 0 | 0 | 0 | 0 | 0 | 0 | 0 | 0 | 0
F5_Commercial_Healthcare_Existing_Food Preparation_Natural Gas_Steamer_E10 | F5 | Commercial | Healthcare | Existing | Food Preparation | Natural Gas | Steamer | E10 | Utility - Cost of Operation | 0 | 0 | 0 | 0 | 0 | 0 | 0 | 0 | 0 | 0 | 0 | 0 | 0 | 0 | 0 | 0 | 0 | 0 | 0 | 0 | 0 | 0 | 0 | 0 | 0 | 0 | 0 | 0 | 0 | 0 | 0
F6_Commercial_Healthcare_Existing_Food Preparation_Natural Gas_Steamer_E1 | F6 | Commercial | Healthcare | Existing | Food Preparation | Natural Gas | Steamer | E1 | Utility - Value of Sales | 0.16828 | 0.1697 | 0.17052 | 0 | 0 | 0 | 0 | 0 | 0 | 0 | 0 | 0 | 0 | 0 | 0 | 0 | 0 | 0 | 0 | 0 | 0 | 0 | 0 | 0 | 0 | 0 | 0 | 0 | 0 | 0 | 0
F6_Commercial_Healthcare_Existing_Food Preparation_Natural Gas_Steamer_E2 | F6 | Commercial | Healthcare | Existing | Food Preparation | Natural Gas | Steamer | E2 | Utility - Value of Sales | 0.035101 | 0.035398 | 0.035569 | 0.035729 | 0.036081 | 0.033955 | 0.032197 | 0.032132 | 0.032714 | 0.033235 | 0.034024 | 0.03474 | 0.030904 | 0.031781 | 0.033071 | 0.034199 | 0.034237 | 0.034349 | 0.033694 | 0.034096 | 0.034369 | 0.03475 | 0.035238 | 0.017601 | 0.017257 | 0.016934 | 0.016628 | 0.016338 | 0.01606 | 0.015792 | 0.015533
F6_Commercial_Healthcare_Existing_Food Preparation_Natural Gas_Steamer_E3 | F6 | Commercial | Healthcare | Existing | Food Preparation | Natural Gas | Steamer | E3 | Utility - Value of Sales | 0 | 0 | 0 | 0 | 0 | 0 | 0 | 0 | 0 | 0 | 0 | 0 | 0 | 0 | 0 | 0 | 0 | 0 | 0 | 0 | 0 | 0 | 0 | 0 | 0 | 0 | 0 | 0 | 0 | 0 | 0
F6_Commercial_Healthcare_Existing_Food Preparation_Natural Gas_Steamer_E4 | F6 | Commercial | Healthcare | Existing | Food Preparation | Natural Gas | Steamer | E4 | Utility - Value of Sales | 0 | 0 | 0 | 0 | 0 | 0 | 0 | 0 | 0 | 0 | 0 | 0 | 0 | 0 | 0 | 0 | 0 | 0 | 0 | 0 | 0 | 0 | 0 | 0 | 0 | 0 | 0 | 0 | 0 | 0 | 0
F6_Commercial_Healthcare_Existing_Food Preparation_Natural Gas_Steamer_E5 | F6 | Commercial | Healthcare | Existing | Food Preparation | Natural Gas | Steamer | E5 | Utility - Value of Sales | 0 | 0 | 0 | 0 | 0 | 0 | 0 | 0 | 0 | 0 | 0 | 0 | 0 | 0 | 0 | 0 | 0 | 0 | 0 | 0 | 0 | 0 | 0 | 0 | 0 | 0 | 0 | 0 | 0 | 0 | 0
F6_Commercial_Healthcare_Existing_Food Preparation_Natural Gas_Steamer_E6 | F6 | Commercial | Healthcare | Existing | Food Preparation | Natural Gas | Steamer | E6 | Utility - Value of Sales | 0 | 0 | 0 | 0 | 0 | 0 | 0 | 0 | 0 | 0 | 0 | 0 | 0 | 0 | 0 | 0 | 0 | 0 | 0 | 0 | 0 | 0 | 0 | 0 | 0 | 0 | 0 | 0 | 0 | 0 | 0
F6_Commercial_Healthcare_Existing_Food Preparation_Natural Gas_Steamer_E7 | F6 | Commercial | Healthcare | Existing | Food Preparation | Natural Gas | Steamer | E7 | Utility - Value of Sales | 0 | 0 | 0 | 0 | 0 | 0 | 0 | 0 | 0 | 0 | 0 | 0 | 0 | 0 | 0 | 0 | 0 | 0 | 0 | 0 | 0 | 0 | 0 | 0 | 0 | 0 | 0 | 0 | 0 | 0 | 0
F6_Commercial_Healthcare_Existing_Food Preparation_Natural Gas_Steamer_E8 | F6 | Commercial | Healthcare | Existing | Food Preparation | Natural Gas | Steamer | E8 | Utility - Value of Sales | 0 | 0 | 0 | 0 | 0 | 0 | 0 | 0 | 0 | 0 | 0 | 0 | 0 | 0 | 0 | 0 | 0 | 0 | 0 | 0 | 0 | 0 | 0 | 0 | 0 | 0 | 0 | 0 | 0 | 0 | 0
F6_Commercial_Healthcare_Existing_Food Preparation_Natural Gas_Steamer_E9 | F6 | Commercial | Healthcare | Existing | Food Preparation | Natural Gas | Steamer | E9 | Utility - Value of Sales | 0 | 0 | 0 | 0 | 0 | 0 | 0 | 0 | 0 | 0 | 0 | 0 | 0 | 0 | 0 | 0 | 0 | 0 | 0 | 0 | 0 | 0 | 0 | 0 | 0 | 0 | 0 | 0 | 0 | 0 | 0
F6_Commercial_Healthcare_Existing_Food Preparation_Natural Gas_Steamer_E10 | F6 | Commercial | Healthcare | Existing | Food Preparation | Natural Gas | Steamer | E10 | Utility - Value of Sales | 0 | 0 | 0 | 0 | 0 | 0 | 0 | 0 | 0 | 0 | 0 | 0 | 0 | 0 | 0 | 0 | 0 | 0 | 0 | 0 | 0 | 0 | 0 | 0 | 0 | 0 | 0 | 0 | 0 | 0 | 0
F1_Commercial_Healthcare_Existing_Food Preparation_Natural Gas_Food Prep Other_E1 | F1 | Commercial | Healthcare | Existing | Food Preparation | Natural Gas | Food Prep Other | E1 | Participant - Cost of Equipment | 0.006425 | 0.006425 | 0.006425 | 0.006425 | 0.006425 | 0.006425 | 0.006425 | 0.006425 | 0.006425 | 0.006425 | 0.006425 | 0.006425 | 0.006425 | 0.006425 | 0.006425 | 0.006425 | 0.006425 | 0.006425 | 0.006425 | 0.006425 | 0.006425 | 0.006425 | 0.006425 | 0.006425 | 0.006425 | 0.006425 | 0.006425 | 0.006425 | 0.006425 | 0.006425 | 0.006425
F1_Commercial_Healthcare_Existing_Food Preparation_Natural Gas_Food Prep Other_E2 | F1 | Commercial | Healthcare | Existing | Food Preparation | Natural Gas | Food Prep Other | E2 | Participant - Cost of Equipment | 0.0064314 | 0.0064314 | 0.0064314 | 0.0064314 | 0.0064314 | 0.0064314 | 0.0064314 | 0.0064314 | 0.0064314 | 0.0064314 | 0.0064314 | 0.0064314 | 0.0064314 | 0.0064314 | 0.0064314 | 0.0064314 | 0.0064314 | 0.0064314 | 0.0064314 | 0.0064314 | 0.0064314 | 0.0064314 | 0.0064314 | 0.0064314 | 0.0064314 | 0.0064314 | 0.0064314 | 0.0064314 | 0.0064314 | 0.0064314 | 0.0064314
F1_Commercial_Healthcare_Existing_Food Preparation_Natural Gas_Food Prep Other_E3 | F1 | Commercial | Healthcare | Existing | Food Preparation | Natural Gas | Food Prep Other | E3 | Participant - Cost of Equipment | 0 | 0 | 0 | 0 | 0 | 0 | 0 | 0 | 0 | 0 | 0 | 0 | 0 | 0 | 0 | 0 | 0 | 0 | 0 | 0 | 0 | 0 | 0 | 0 | 0 | 0 | 0 | 0 | 0 | 0 | 0
F1_Commercial_Healthcare_Existing_Food Preparation_Natural Gas_Food Prep Other_E4 | F1 | Commercial | Healthcare | Existing | Food Preparation | Natural Gas | Food Prep Other | E4 | Participant - Cost of Equipment | 0 | 0 | 0 | 0 | 0 | 0 | 0 | 0 | 0 | 0 | 0 | 0 | 0 | 0 | 0 | 0 | 0 | 0 | 0 | 0 | 0 | 0 | 0 | 0 | 0 | 0 | 0 | 0 | 0 | 0 | 0
F1_Commercial_Healthcare_Existing_Food Preparation_Natural Gas_Food Prep Other_E5 | F1 | Commercial | Healthcare | Existing | Food Preparation | Natural Gas | Food Prep Other | E5 | Participant - Cost of Equipment | 0 | 0 | 0 | 0 | 0 | 0 | 0 | 0 | 0 | 0 | 0 | 0 | 0 | 0 | 0 | 0 | 0 | 0 | 0 | 0 | 0 | 0 | 0 | 0 | 0 | 0 | 0 | 0 | 0 | 0 | 0
F1_Commercial_Healthcare_Existing_Food Preparation_Natural Gas_Food Prep Other_E6 | F1 | Commercial | Healthcare | Existing | Food Preparation | Natural Gas | Food Prep Other | E6 | Participant - Cost of Equipment | 0 | 0 | 0 | 0 | 0 | 0 | 0 | 0 | 0 | 0 | 0 | 0 | 0 | 0 | 0 | 0 | 0 | 0 | 0 | 0 | 0 | 0 | 0 | 0 | 0 | 0 | 0 | 0 | 0 | 0 | 0
F1_Commercial_Healthcare_Existing_Food Preparation_Natural Gas_Food Prep Other_E7 | F1 | Commercial | Healthcare | Existing | Food Preparation | Natural Gas | Food Prep Other | E7 | Participant - Cost of Equipment | 0 | 0 | 0 | 0 | 0 | 0 | 0 | 0 | 0 | 0 | 0 | 0 | 0 | 0 | 0 | 0 | 0 | 0 | 0 | 0 | 0 | 0 | 0 | 0 | 0 | 0 | 0 | 0 | 0 | 0 | 0
F1_Commercial_Healthcare_Existing_Food Preparation_Natural Gas_Food Prep Other_E8 | F1 | Commercial | Healthcare | Existing | Food Preparation | Natural Gas | Food Prep Other | E8 | Participant - Cost of Equipment | 0 | 0 | 0 | 0 | 0 | 0 | 0 | 0 | 0 | 0 | 0 | 0 | 0 | 0 | 0 | 0 | 0 | 0 | 0 | 0 | 0 | 0 | 0 | 0 | 0 | 0 | 0 | 0 | 0 | 0 | 0
F1_Commercial_Healthcare_Existing_Food Preparation_Natural Gas_Food Prep Other_E9 | F1 | Commercial | Healthcare | Existing | Food Preparation | Natural Gas | Food Prep Other | E9 | Participant - Cost of Equipment | 0 | 0 | 0 | 0 | 0 | 0 | 0 | 0 | 0 | 0 | 0 | 0 | 0 | 0 | 0 | 0 | 0 | 0 | 0 | 0 | 0 | 0 | 0 | 0 | 0 | 0 | 0 | 0 | 0 | 0 | 0
F1_Commercial_Healthcare_Existing_Food Preparation_Natural Gas_Food Prep Other_E10 | F1 | Commercial | Healthcare | Existing | Food Preparation | Natural Gas | Food Prep Other | E10 | Participant - Cost of Equipment | 0 | 0 | 0 | 0 | 0 | 0 | 0 | 0 | 0 | 0 | 0 | 0 | 0 | 0 | 0 | 0 | 0 | 0 | 0 | 0 | 0 | 0 | 0 | 0 | 0 | 0 | 0 | 0 | 0 | 0 | 0
F2_Commercial_Healthcare_Existing_Food Preparation_Natural Gas_Food Prep Other_E1 | F2 | Commercial | Healthcare | Existing | Food Preparation | Natural Gas | Food Prep Other | E1 | Participant - Cost of Operation | 0.07271 | 0.074151 | 0.075182 | 0.076299 | 0.077904 | 0.072989 | 0.069147 | 0.067126 | 0.066401 | 0.065287 | 0.064536 | 0.067955 | 0.060817 | 0.065005 | 0.070379 | 0.075604 | 0.075799 | 0.076161 | 0.074705 | 0.075744 | 0.07647 | 0.077451 | 0.078684 | 0.037064 | 0.036324 | 0.035632 | 0.034981 | 0.034363 | 0.033773 | 0.033206 | 0.032658
F2_Commercial_Healthcare_Existing_Food Preparation_Natural Gas_Food Prep Other_E2 | F2 | Commercial | Healthcare | Existing | Food Preparation | Natural Gas | Food Prep Other | E2 | Participant - Cost of Operation | 0.072709 | 0.074151 | 0.075181 | 0.076299 | 0.077904 | 0.072988 | 0.069146 | 0.067126 | 0.0664 | 0.065287 | 0.064535 | 0.067955 | 0.060816 | 0.065004 | 0.070379 | 0.075603 | 0.075798 | 0.07616 | 0.074705 | 0.075743 | 0.07647 | 0.07745 | 0.078683 | 0.037064 | 0.036324 | 0.035632 | 0.034981 | 0.034363 | 0.033773 | 0.033205 | 0.032657
F2_Commercial_Healthcare_Existing_Food Preparation_Natural Gas_Food Prep Other_E3 | F2 | Commercial | Healthcare | Existing | Food Preparation | Natural Gas | Food Prep Other | E3 | Participant - Cost of Operation | 0 | 0 | 0 | 0 | 0 | 0 | 0 | 0 | 0 | 0 | 0 | 0 | 0 | 0 | 0 | 0 | 0 | 0 | 0 | 0 | 0 | 0 | 0 | 0 | 0 | 0 | 0 | 0 | 0 | 0 | 0
F2_Commercial_Healthcare_Existing_Food Preparation_Natural Gas_Food Prep Other_E4 | F2 | Commercial | Healthcare | Existing | Food Preparation | Natural Gas | Food Prep Other | E4 | Participant - Cost of Operation | 0 | 0 | 0 | 0 | 0 | 0 | 0 | 0 | 0 | 0 | 0 | 0 | 0 | 0 | 0 | 0 | 0 | 0 | 0 | 0 | 0 | 0 | 0 | 0 | 0 | 0 | 0 | 0 | 0 | 0 | 0
F2_Commercial_Healthcare_Existing_Food Preparation_Natural Gas_Food Prep Other_E5 | F2 | Commercial | Healthcare | Existing | Food Preparation | Natural Gas | Food Prep Other | E5 | Participant - Cost of Operation | 0 | 0 | 0 | 0 | 0 | 0 | 0 | 0 | 0 | 0 | 0 | 0 | 0 | 0 | 0 | 0 | 0 | 0 | 0 | 0 | 0 | 0 | 0 | 0 | 0 | 0 | 0 | 0 | 0 | 0 | 0
F2_Commercial_Healthcare_Existing_Food Preparation_Natural Gas_Food Prep Other_E6 | F2 | Commercial | Healthcare | Existing | Food Preparation | Natural Gas | Food Prep Other | E6 | Participant - Cost of Operation | 0 | 0 | 0 | 0 | 0 | 0 | 0 | 0 | 0 | 0 | 0 | 0 | 0 | 0 | 0 | 0 | 0 | 0 | 0 | 0 | 0 | 0 | 0 | 0 | 0 | 0 | 0 | 0 | 0 | 0 | 0
F2_Commercial_Healthcare_Existing_Food Preparation_Natural Gas_Food Prep Other_E7 | F2 | Commercial | Healthcare | Existing | Food Preparation | Natural Gas | Food Prep Other | E7 | Participant - Cost of Operation | 0 | 0 | 0 | 0 | 0 | 0 | 0 | 0 | 0 | 0 | 0 | 0 | 0 | 0 | 0 | 0 | 0 | 0 | 0 | 0 | 0 | 0 | 0 | 0 | 0 | 0 | 0 | 0 | 0 | 0 | 0
F2_Commercial_Healthcare_Existing_Food Preparation_Natural Gas_Food Prep Other_E8 | F2 | Commercial | Healthcare | Existing | Food Preparation | Natural Gas | Food Prep Other | E8 | Participant - Cost of Operation | 0 | 0 | 0 | 0 | 0 | 0 | 0 | 0 | 0 | 0 | 0 | 0 | 0 | 0 | 0 | 0 | 0 | 0 | 0 | 0 | 0 | 0 | 0 | 0 | 0 | 0 | 0 | 0 | 0 | 0 | 0
F2_Commercial_Healthcare_Existing_Food Preparation_Natural Gas_Food Prep Other_E9 | F2 | Commercial | Healthcare | Existing | Food Preparation | Natural Gas | Food Prep Other | E9 | Participant - Cost of Operation | 0 | 0 | 0 | 0 | 0 | 0 | 0 | 0 | 0 | 0 | 0 | 0 | 0 | 0 | 0 | 0 | 0 | 0 | 0 | 0 | 0 | 0 | 0 | 0 | 0 | 0 | 0 | 0 | 0 | 0 | 0
F2_Commercial_Healthcare_Existing_Food Preparation_Natural Gas_Food Prep Other_E10 | F2 | Commercial | Healthcare | Existing | Food Preparation | Natural Gas | Food Prep Other | E10 | Participant - Cost of Operation | 0 | 0 | 0 | 0 | 0 | 0 | 0 | 0 | 0 | 0 | 0 | 0 | 0 | 0 | 0 | 0 | 0 | 0 | 0 | 0 | 0 | 0 | 0 | 0 | 0 | 0 | 0 | 0 | 0 | 0 | 0
F3_Commercial_Healthcare_Existing_Food Preparation_Natural Gas_Food Prep Other_E1 | F3 | Commercial | Healthcare | Existing | Food Preparation | Natural Gas | Food Prep Other | E1 | System - kBTUs of Conusmption | 6.0844 | 6.099 | 6.0897 | 6.0833 | 6.0833 | 6.0833 | 6.0833 | 6.0833 | 6.0833 | 6.0833 | 6.0833 | 6.0833 | 6.0833 | 6.0833 | 6.0833 | 6.0833 | 6.0833 | 6.0833 | 6.0833 | 6.0833 | 6.0833 | 6.0833 | 6.0833 | 6.0833 | 6.0833 | 6.0833 | 6.0833 | 6.0833 | 6.0833 | 6.0833 | 6.0833
F3_Commercial_Healthcare_Existing_Food Preparation_Natural Gas_Food Prep Other_E2 | F3 | Commercial | Healthcare | Existing | Food Preparation | Natural Gas | Food Prep Other | E2 | System - kBTUs of Conusmption | 6.0843 | 6.0989 | 6.0896 | 6.0833 | 6.0833 | 6.0833 | 6.0833 | 6.0833 | 6.0833 | 6.0833 | 6.0833 | 6.0833 | 6.0833 | 6.0833 | 6.0833 | 6.0833 | 6.0833 | 6.0833 | 6.0833 | 6.0833 | 6.0833 | 6.0833 | 6.0833 | 6.0833 | 6.0833 | 6.0833 | 6.0833 | 6.0833 | 6.0833 | 6.0833 | 6.0833
F3_Commercial_Healthcare_Existing_Food Preparation_Natural Gas_Food Prep Other_E3 | F3 | Commercial | Healthcare | Existing | Food Preparation | Natural Gas | Food Prep Other | E3 | System - kBTUs of Conusmption | 0 | 0 | 0 | 0 | 0 | 0 | 0 | 0 | 0 | 0 | 0 | 0 | 0 | 0 | 0 | 0 | 0 | 0 | 0 | 0 | 0 | 0 | 0 | 0 | 0 | 0 | 0 | 0 | 0 | 0 | 0
F3_Commercial_Healthcare_Existing_Food Preparation_Natural Gas_Food Prep Other_E4 | F3 | Commercial | Healthcare | Existing | Food Preparation | Natural Gas | Food Prep Other | E4 | System - kBTUs of Conusmption | 0 | 0 | 0 | 0 | 0 | 0 | 0 | 0 | 0 | 0 | 0 | 0 | 0 | 0 | 0 | 0 | 0 | 0 | 0 | 0 | 0 | 0 | 0 | 0 | 0 | 0 | 0 | 0 | 0 | 0 | 0
F3_Commercial_Healthcare_Existing_Food Preparation_Natural Gas_Food Prep Other_E5 | F3 | Commercial | Healthcare | Existing | Food Preparation | Natural Gas | Food Prep Other | E5 | System - kBTUs of Conusmption | 0 | 0 | 0 | 0 | 0 | 0 | 0 | 0 | 0 | 0 | 0 | 0 | 0 | 0 | 0 | 0 | 0 | 0 | 0 | 0 | 0 | 0 | 0 | 0 | 0 | 0 | 0 | 0 | 0 | 0 | 0
F3_Commercial_Healthcare_Existing_Food Preparation_Natural Gas_Food Prep Other_E6 | F3 | Commercial | Healthcare | Existing | Food Preparation | Natural Gas | Food Prep Other | E6 | System - kBTUs of Conusmption | 0 | 0 | 0 | 0 | 0 | 0 | 0 | 0 | 0 | 0 | 0 | 0 | 0 | 0 | 0 | 0 | 0 | 0 | 0 | 0 | 0 | 0 | 0 | 0 | 0 | 0 | 0 | 0 | 0 | 0 | 0
F3_Commercial_Healthcare_Existing_Food Preparation_Natural Gas_Food Prep Other_E7 | F3 | Commercial | Healthcare | Existing | Food Preparation | Natural Gas | Food Prep Other | E7 | System - kBTUs of Conusmption | 0 | 0 | 0 | 0 | 0 | 0 | 0 | 0 | 0 | 0 | 0 | 0 | 0 | 0 | 0 | 0 | 0 | 0 | 0 | 0 | 0 | 0 | 0 | 0 | 0 | 0 | 0 | 0 | 0 | 0 | 0
F3_Commercial_Healthcare_Existing_Food Preparation_Natural Gas_Food Prep Other_E8 | F3 | Commercial | Healthcare | Existing | Food Preparation | Natural Gas | Food Prep Other | E8 | System - kBTUs of Conusmption | 0 | 0 | 0 | 0 | 0 | 0 | 0 | 0 | 0 | 0 | 0 | 0 | 0 | 0 | 0 | 0 | 0 | 0 | 0 | 0 | 0 | 0 | 0 | 0 | 0 | 0 | 0 | 0 | 0 | 0 | 0
F3_Commercial_Healthcare_Existing_Food Preparation_Natural Gas_Food Prep Other_E9 | F3 | Commercial | Healthcare | Existing | Food Preparation | Natural Gas | Food Prep Other | E9 | System - kBTUs of Conusmption | 0 | 0 | 0 | 0 | 0 | 0 | 0 | 0 | 0 | 0 | 0 | 0 | 0 | 0 | 0 | 0 | 0 | 0 | 0 | 0 | 0 | 0 | 0 | 0 | 0 | 0 | 0 | 0 | 0 | 0 | 0
F3_Commercial_Healthcare_Existing_Food Preparation_Natural Gas_Food Prep Other_E10 | F3 | Commercial | Healthcare | Existing | Food Preparation | Natural Gas | Food Prep Other | E10 | System - kBTUs of Conusmption | 0 | 0 | 0 | 0 | 0 | 0 | 0 | 0 | 0 | 0 | 0 | 0 | 0 | 0 | 0 | 0 | 0 | 0 | 0 | 0 | 0 | 0 | 0 | 0 | 0 | 0 | 0 | 0 | 0 | 0 | 0
F4_Commercial_Healthcare_Existing_Food Preparation_Natural Gas_Food Prep Other_E1 | F4 | Commercial | Healthcare | Existing | Food Preparation | Natural Gas | Food Prep Other | E1 | Utility - Cost of Equipment | 0.006425 | 0.006425 | 0.006425 | 0.006425 | 0.006425 | 0.006425 | 0.006425 | 0.006425 | 0.006425 | 0.006425 | 0.006425 | 0.006425 | 0.006425 | 0.006425 | 0.006425 | 0.006425 | 0.006425 | 0.006425 | 0.006425 | 0.006425 | 0.006425 | 0.006425 | 0.006425 | 0.006425 | 0.006425 | 0.006425 | 0.006425 | 0.006425 | 0.006425 | 0.006425 | 0.006425
F4_Commercial_Healthcare_Existing_Food Preparation_Natural Gas_Food Prep Other_E2 | F4 | Commercial | Healthcare | Existing | Food Preparation | Natural Gas | Food Prep Other | E2 | Utility - Cost of Equipment | 0.0064314 | 0.0064314 | 0.0064314 | 0.0064314 | 0.0064314 | 0.0064314 | 0.0064314 | 0.0064314 | 0.0064314 | 0.0064314 | 0.0064314 | 0.0064314 | 0.0064314 | 0.0064314 | 0.0064314 | 0.0064314 | 0.0064314 | 0.0064314 | 0.0064314 | 0.0064314 | 0.0064314 | 0.0064314 | 0.0064314 | 0.0064314 | 0.0064314 | 0.0064314 | 0.0064314 | 0.0064314 | 0.0064314 | 0.0064314 | 0.0064314
F4_Commercial_Healthcare_Existing_Food Preparation_Natural Gas_Food Prep Other_E3 | F4 | Commercial | Healthcare | Existing | Food Preparation | Natural Gas | Food Prep Other | E3 | Utility - Cost of Equipment | 0 | 0 | 0 | 0 | 0 | 0 | 0 | 0 | 0 | 0 | 0 | 0 | 0 | 0 | 0 | 0 | 0 | 0 | 0 | 0 | 0 | 0 | 0 | 0 | 0 | 0 | 0 | 0 | 0 | 0 | 0
F4_Commercial_Healthcare_Existing_Food Preparation_Natural Gas_Food Prep Other_E4 | F4 | Commercial | Healthcare | Existing | Food Preparation | Natural Gas | Food Prep Other | E4 | Utility - Cost of Equipment | 0 | 0 | 0 | 0 | 0 | 0 | 0 | 0 | 0 | 0 | 0 | 0 | 0 | 0 | 0 | 0 | 0 | 0 | 0 | 0 | 0 | 0 | 0 | 0 | 0 | 0 | 0 | 0 | 0 | 0 | 0
F4_Commercial_Healthcare_Existing_Food Preparation_Natural Gas_Food Prep Other_E5 | F4 | Commercial | Healthcare | Existing | Food Preparation | Natural Gas | Food Prep Other | E5 | Utility - Cost of Equipment | 0 | 0 | 0 | 0 | 0 | 0 | 0 | 0 | 0 | 0 | 0 | 0 | 0 | 0 | 0 | 0 | 0 | 0 | 0 | 0 | 0 | 0 | 0 | 0 | 0 | 0 | 0 | 0 | 0 | 0 | 0
F4_Commercial_Healthcare_Existing_Food Preparation_Natural Gas_Food Prep Other_E6 | F4 | Commercial | Healthcare | Existing | Food Preparation | Natural Gas | Food Prep Other | E6 | Utility - Cost of Equipment | 0 | 0 | 0 | 0 | 0 | 0 | 0 | 0 | 0 | 0 | 0 | 0 | 0 | 0 | 0 | 0 | 0 | 0 | 0 | 0 | 0 | 0 | 0 | 0 | 0 | 0 | 0 | 0 | 0 | 0 | 0
F4_Commercial_Healthcare_Existing_Food Preparation_Natural Gas_Food Prep Other_E7 | F4 | Commercial | Healthcare | Existing | Food Preparation | Natural Gas | Food Prep Other | E7 | Utility - Cost of Equipment | 0 | 0 | 0 | 0 | 0 | 0 | 0 | 0 | 0 | 0 | 0 | 0 | 0 | 0 | 0 | 0 | 0 | 0 | 0 | 0 | 0 | 0 | 0 | 0 | 0 | 0 | 0 | 0 | 0 | 0 | 0
F4_Commercial_Healthcare_Existing_Food Preparation_Natural Gas_Food Prep Other_E8 | F4 | Commercial | Healthcare | Existing | Food Preparation | Natural Gas | Food Prep Other | E8 | Utility - Cost of Equipment | 0 | 0 | 0 | 0 | 0 | 0 | 0 | 0 | 0 | 0 | 0 | 0 | 0 | 0 | 0 | 0 | 0 | 0 | 0 | 0 | 0 | 0 | 0 | 0 | 0 | 0 | 0 | 0 | 0 | 0 | 0
F4_Commercial_Healthcare_Existing_Food Preparation_Natural Gas_Food Prep Other_E9 | F4 | Commercial | Healthcare | Existing | Food Preparation | Natural Gas | Food Prep Other | E9 | Utility - Cost of Equipment | 0 | 0 | 0 | 0 | 0 | 0 | 0 | 0 | 0 | 0 | 0 | 0 | 0 | 0 | 0 | 0 | 0 | 0 | 0 | 0 | 0 | 0 | 0 | 0 | 0 | 0 | 0 | 0 | 0 | 0 | 0
F4_Commercial_Healthcare_Existing_Food Preparation_Natural Gas_Food Prep Other_E10 | F4 | Commercial | Healthcare | Existing | Food Preparation | Natural Gas | Food Prep Other | E10 | Utility - Cost of Equipment | 0 | 0 | 0 | 0 | 0 | 0 | 0 | 0 | 0 | 0 | 0 | 0 | 0 | 0 | 0 | 0 | 0 | 0 | 0 | 0 | 0 | 0 | 0 | 0 | 0 | 0 | 0 | 0 | 0 | 0 | 0
F5_Commercial_Healthcare_Existing_Food Preparation_Natural Gas_Food Prep Other_E1 | F5 | Commercial | Healthcare | Existing | Food Preparation | Natural Gas | Food Prep Other | E1 | Utility - Cost of Operation | 0.060689 | 0.061892 | 0.062753 | 0.063685 | 0.065025 | 0.060922 | 0.057715 | 0.056029 | 0.055423 | 0.054494 | 0.053866 | 0.056721 | 0.050763 | 0.054258 | 0.058744 | 0.063105 | 0.063268 | 0.06357 | 0.062355 | 0.063222 | 0.063828 | 0.064647 | 0.065676 | 0.030936 | 0.030319 | 0.029742 | 0.029198 | 0.028682 | 0.02819 | 0.027716 | 0.027259
F5_Commercial_Healthcare_Existing_Food Preparation_Natural Gas_Food Prep Other_E2 | F5 | Commercial | Healthcare | Existing | Food Preparation | Natural Gas | Food Prep Other | E2 | Utility - Cost of Operation | 0.060689 | 0.061892 | 0.062752 | 0.063685 | 0.065025 | 0.060922 | 0.057715 | 0.056029 | 0.055423 | 0.054493 | 0.053866 | 0.05672 | 0.050762 | 0.054258 | 0.058744 | 0.063104 | 0.063267 | 0.063569 | 0.062355 | 0.063221 | 0.063828 | 0.064646 | 0.065675 | 0.030936 | 0.030319 | 0.029741 | 0.029198 | 0.028682 | 0.028189 | 0.027716 | 0.027258
F5_Commercial_Healthcare_Existing_Food Preparation_Natural Gas_Food Prep Other_E3 | F5 | Commercial | Healthcare | Existing | Food Preparation | Natural Gas | Food Prep Other | E3 | Utility - Cost of Operation | 0 | 0 | 0 | 0 | 0 | 0 | 0 | 0 | 0 | 0 | 0 | 0 | 0 | 0 | 0 | 0 | 0 | 0 | 0 | 0 | 0 | 0 | 0 | 0 | 0 | 0 | 0 | 0 | 0 | 0 | 0
F5_Commercial_Healthcare_Existing_Food Preparation_Natural Gas_Food Prep Other_E4 | F5 | Commercial | Healthcare | Existing | Food Preparation | Natural Gas | Food Prep Other | E4 | Utility - Cost of Operation | 0 | 0 | 0 | 0 | 0 | 0 | 0 | 0 | 0 | 0 | 0 | 0 | 0 | 0 | 0 | 0 | 0 | 0 | 0 | 0 | 0 | 0 | 0 | 0 | 0 | 0 | 0 | 0 | 0 | 0 | 0
F5_Commercial_Healthcare_Existing_Food Preparation_Natural Gas_Food Prep Other_E5 | F5 | Commercial | Healthcare | Existing | Food Preparation | Natural Gas | Food Prep Other | E5 | Utility - Cost of Operation | 0 | 0 | 0 | 0 | 0 | 0 | 0 | 0 | 0 | 0 | 0 | 0 | 0 | 0 | 0 | 0 | 0 | 0 | 0 | 0 | 0 | 0 | 0 | 0 | 0 | 0 | 0 | 0 | 0 | 0 | 0
F5_Commercial_Healthcare_Existing_Food Preparation_Natural Gas_Food Prep Other_E6 | F5 | Commercial | Healthcare | Existing | Food Preparation | Natural Gas | Food Prep Other | E6 | Utility - Cost of Operation | 0 | 0 | 0 | 0 | 0 | 0 | 0 | 0 | 0 | 0 | 0 | 0 | 0 | 0 | 0 | 0 | 0 | 0 | 0 | 0 | 0 | 0 | 0 | 0 | 0 | 0 | 0 | 0 | 0 | 0 | 0
F5_Commercial_Healthcare_Existing_Food Preparation_Natural Gas_Food Prep Other_E7 | F5 | Commercial | Healthcare | Existing | Food Preparation | Natural Gas | Food Prep Other | E7 | Utility - Cost of Operation | 0 | 0 | 0 | 0 | 0 | 0 | 0 | 0 | 0 | 0 | 0 | 0 | 0 | 0 | 0 | 0 | 0 | 0 | 0 | 0 | 0 | 0 | 0 | 0 | 0 | 0 | 0 | 0 | 0 | 0 | 0
F5_Commercial_Healthcare_Existing_Food Preparation_Natural Gas_Food Prep Other_E8 | F5 | Commercial | Healthcare | Existing | Food Preparation | Natural Gas | Food Prep Other | E8 | Utility - Cost of Operation | 0 | 0 | 0 | 0 | 0 | 0 | 0 | 0 | 0 | 0 | 0 | 0 | 0 | 0 | 0 | 0 | 0 | 0 | 0 | 0 | 0 | 0 | 0 | 0 | 0 | 0 | 0 | 0 | 0 | 0 | 0
F5_Commercial_Healthcare_Existing_Food Preparation_Natural Gas_Food Prep Other_E9 | F5 | Commercial | Healthcare | Existing | Food Preparation | Natural Gas | Food Prep Other | E9 | Utility - Cost of Operation | 0 | 0 | 0 | 0 | 0 | 0 | 0 | 0 | 0 | 0 | 0 | 0 | 0 | 0 | 0 | 0 | 0 | 0 | 0 | 0 | 0 | 0 | 0 | 0 | 0 | 0 | 0 | 0 | 0 | 0 | 0
F5_Commercial_Healthcare_Existing_Food Preparation_Natural Gas_Food Prep Other_E10 | F5 | Commercial | Healthcare | Existing | Food Preparation | Natural Gas | Food Prep Other | E10 | Utility - Cost of Operation | 0 | 0 | 0 | 0 | 0 | 0 | 0 | 0 | 0 | 0 | 0 | 0 | 0 | 0 | 0 | 0 | 0 | 0 | 0 | 0 | 0 | 0 | 0 | 0 | 0 | 0 | 0 | 0 | 0 | 0 | 0
F6_Commercial_Healthcare_Existing_Food Preparation_Natural Gas_Food Prep Other_E1 | F6 | Commercial | Healthcare | Existing | Food Preparation | Natural Gas | Food Prep Other | E1 | Utility - Value of Sales | 0.07271 | 0.074151 | 0.075182 | 0.076299 | 0.077904 | 0.072989 | 0.069147 | 0.067126 | 0.066401 | 0.065287 | 0.064536 | 0.067955 | 0.060817 | 0.065005 | 0.070379 | 0.075604 | 0.075799 | 0.076161 | 0.074705 | 0.075744 | 0.07647 | 0.077451 | 0.078684 | 0.037064 | 0.036324 | 0.035632 | 0.034981 | 0.034363 | 0.033773 | 0.033206 | 0.032658
F6_Commercial_Healthcare_Existing_Food Preparation_Natural Gas_Food Prep Other_E2 | F6 | Commercial | Healthcare | Existing | Food Preparation | Natural Gas | Food Prep Other | E2 | Utility - Value of Sales | 0.072709 | 0.074151 | 0.075181 | 0.076299 | 0.077904 | 0.072988 | 0.069146 | 0.067126 | 0.0664 | 0.065287 | 0.064535 | 0.067955 | 0.060816 | 0.065004 | 0.070379 | 0.075603 | 0.075798 | 0.07616 | 0.074705 | 0.075743 | 0.07647 | 0.07745 | 0.078683 | 0.037064 | 0.036324 | 0.035632 | 0.034981 | 0.034363 | 0.033773 | 0.033205 | 0.032657
F6_Commercial_Healthcare_Existing_Food Preparation_Natural Gas_Food Prep Other_E3 | F6 | Commercial | Healthcare | Existing | Food Preparation | Natural Gas | Food Prep Other | E3 | Utility - Value of Sales | 0 | 0 | 0 | 0 | 0 | 0 | 0 | 0 | 0 | 0 | 0 | 0 | 0 | 0 | 0 | 0 | 0 | 0 | 0 | 0 | 0 | 0 | 0 | 0 | 0 | 0 | 0 | 0 | 0 | 0 | 0
F6_Commercial_Healthcare_Existing_Food Preparation_Natural Gas_Food Prep Other_E4 | F6 | Commercial | Healthcare | Existing | Food Preparation | Natural Gas | Food Prep Other | E4 | Utility - Value of Sales | 0 | 0 | 0 | 0 | 0 | 0 | 0 | 0 | 0 | 0 | 0 | 0 | 0 | 0 | 0 | 0 | 0 | 0 | 0 | 0 | 0 | 0 | 0 | 0 | 0 | 0 | 0 | 0 | 0 | 0 | 0
F6_Commercial_Healthcare_Existing_Food Preparation_Natural Gas_Food Prep Other_E5 | F6 | Commercial | Healthcare | Existing | Food Preparation | Natural Gas | Food Prep Other | E5 | Utility - Value of Sales | 0 | 0 | 0 | 0 | 0 | 0 | 0 | 0 | 0 | 0 | 0 | 0 | 0 | 0 | 0 | 0 | 0 | 0 | 0 | 0 | 0 | 0 | 0 | 0 | 0 | 0 | 0 | 0 | 0 | 0 | 0
F6_Commercial_Healthcare_Existing_Food Preparation_Natural Gas_Food Prep Other_E6 | F6 | Commercial | Healthcare | Existing | Food Preparation | Natural Gas | Food Prep Other | E6 | Utility - Value of Sales | 0 | 0 | 0 | 0 | 0 | 0 | 0 | 0 | 0 | 0 | 0 | 0 | 0 | 0 | 0 | 0 | 0 | 0 | 0 | 0 | 0 | 0 | 0 | 0 | 0 | 0 | 0 | 0 | 0 | 0 | 0
F6_Commercial_Healthcare_Existing_Food Preparation_Natural Gas_Food Prep Other_E7 | F6 | Commercial | Healthcare | Existing | Food Preparation | Natural Gas | Food Prep Other | E7 | Utility - Value of Sales | 0 | 0 | 0 | 0 | 0 | 0 | 0 | 0 | 0 | 0 | 0 | 0 | 0 | 0 | 0 | 0 | 0 | 0 | 0 | 0 | 0 | 0 | 0 | 0 | 0 | 0 | 0 | 0 | 0 | 0 | 0
F6_Commercial_Healthcare_Existing_Food Preparation_Natural Gas_Food Prep Other_E8 | F6 | Commercial | Healthcare | Existing | Food Preparation | Natural Gas | Food Prep Other | E8 | Utility - Value of Sales | 0 | 0 | 0 | 0 | 0 | 0 | 0 | 0 | 0 | 0 | 0 | 0 | 0 | 0 | 0 | 0 | 0 | 0 | 0 | 0 | 0 | 0 | 0 | 0 | 0 | 0 | 0 | 0 | 0 | 0 | 0
F6_Commercial_Healthcare_Existing_Food Preparation_Natural Gas_Food Prep Other_E9 | F6 | Commercial | Healthcare | Existing | Food Preparation | Natural Gas | Food Prep Other | E9 | Utility - Value of Sales | 0 | 0 | 0 | 0 | 0 | 0 | 0 | 0 | 0 | 0 | 0 | 0 | 0 | 0 | 0 | 0 | 0 | 0 | 0 | 0 | 0 | 0 | 0 | 0 | 0 | 0 | 0 | 0 | 0 | 0 | 0
F6_Commercial_Healthcare_Existing_Food Preparation_Natural Gas_Food Prep Other_E10 | F6 | Commercial | Healthcare | Existing | Food Preparation | Natural Gas | Food Prep Other | E10 | Utility - Value of Sales | 0 | 0 | 0 | 0 | 0 | 0 | 0 | 0 | 0 | 0 | 0 | 0 | 0 | 0 | 0 | 0 | 0 | 0 | 0 | 0 | 0 | 0 | 0 | 0 | 0 | 0 | 0 | 0 | 0 | 0 | 0
F1_Commercial_Healthcare_Existing_Miscellaneous_Natural Gas_Pool Heater_E1 | F1 | Commercial | Healthcare | Existing | Miscellaneous | Natural Gas | Pool Heater | E1 | Participant - Cost of Equipment | 0.0017436 | 0.0017436 | 0.0017436 | 0.0017436 | 0.0017436 | 0.0017436 | 0.0017436 | 0.0017436 | 0.0017436 | 0.0017436 | 0.0017436 | 0.0017436 | 0.0017436 | 0.0017436 | 0.0017436 | 0.0017436 | 0.0017436 | 0.0017436 | 0.0017436 | 0.0017436 | 0.0017436 | 0.0017436 | 0.0017436 | 0.0017436 | 0.0017436 | 0.0017436 | 0.0017436 | 0.0017436 | 0.0017436 | 0.0017436 | 0.0017436
F1_Commercial_Healthcare_Existing_Miscellaneous_Natural Gas_Pool Heater_E2 | F1 | Commercial | Healthcare | Existing | Miscellaneous | Natural Gas | Pool Heater | E2 | Participant - Cost of Equipment | 0.002855 | 0.002855 | 0.002855 | 0.002855 | 0.002855 | 0.002855 | 0.002855 | 0.002855 | 0.002855 | 0.002855 | 0.002855 | 0.002855 | 0.002855 | 0.002855 | 0.002855 | 0.002855 | 0.002855 | 0.002855 | 0.002855 | 0.002855 | 0.002855 | 0.002855 | 0.002855 | 0.002855 | 0.002855 | 0.002855 | 0.002855 | 0.002855 | 0.002855 | 0.002855 | 0.002855
F1_Commercial_Healthcare_Existing_Miscellaneous_Natural Gas_Pool Heater_E3 | F1 | Commercial | Healthcare | Existing | Miscellaneous | Natural Gas | Pool Heater | E3 | Participant - Cost of Equipment | 0 | 0 | 0 | 0 | 0 | 0 | 0 | 0 | 0 | 0 | 0 | 0 | 0 | 0 | 0 | 0 | 0 | 0 | 0 | 0 | 0 | 0 | 0 | 0 | 0 | 0 | 0 | 0 | 0 | 0 | 0
F1_Commercial_Healthcare_Existing_Miscellaneous_Natural Gas_Pool Heater_E4 | F1 | Commercial | Healthcare | Existing | Miscellaneous | Natural Gas | Pool Heater | E4 | Participant - Cost of Equipment | 0 | 0 | 0 | 0 | 0 | 0 | 0 | 0 | 0 | 0 | 0 | 0 | 0 | 0 | 0 | 0 | 0 | 0 | 0 | 0 | 0 | 0 | 0 | 0 | 0 | 0 | 0 | 0 | 0 | 0 | 0
F1_Commercial_Healthcare_Existing_Miscellaneous_Natural Gas_Pool Heater_E5 | F1 | Commercial | Healthcare | Existing | Miscellaneous | Natural Gas | Pool Heater | E5 | Participant - Cost of Equipment | 0 | 0 | 0 | 0 | 0 | 0 | 0 | 0 | 0 | 0 | 0 | 0 | 0 | 0 | 0 | 0 | 0 | 0 | 0 | 0 | 0 | 0 | 0 | 0 | 0 | 0 | 0 | 0 | 0 | 0 | 0
F1_Commercial_Healthcare_Existing_Miscellaneous_Natural Gas_Pool Heater_E6 | F1 | Commercial | Healthcare | Existing | Miscellaneous | Natural Gas | Pool Heater | E6 | Participant - Cost of Equipment | 0 | 0 | 0 | 0 | 0 | 0 | 0 | 0 | 0 | 0 | 0 | 0 | 0 | 0 | 0 | 0 | 0 | 0 | 0 | 0 | 0 | 0 | 0 | 0 | 0 | 0 | 0 | 0 | 0 | 0 | 0
F1_Commercial_Healthcare_Existing_Miscellaneous_Natural Gas_Pool Heater_E7 | F1 | Commercial | Healthcare | Existing | Miscellaneous | Natural Gas | Pool Heater | E7 | Participant - Cost of Equipment | 0 | 0 | 0 | 0 | 0 | 0 | 0 | 0 | 0 | 0 | 0 | 0 | 0 | 0 | 0 | 0 | 0 | 0 | 0 | 0 | 0 | 0 | 0 | 0 | 0 | 0 | 0 | 0 | 0 | 0 | 0
F1_Commercial_Healthcare_Existing_Miscellaneous_Natural Gas_Pool Heater_E8 | F1 | Commercial | Healthcare | Existing | Miscellaneous | Natural Gas | Pool Heater | E8 | Participant - Cost of Equipment | 0 | 0 | 0 | 0 | 0 | 0 | 0 | 0 | 0 | 0 | 0 | 0 | 0 | 0 | 0 | 0 | 0 | 0 | 0 | 0 | 0 | 0 | 0 | 0 | 0 | 0 | 0 | 0 | 0 | 0 | 0
F1_Commercial_Healthcare_Existing_Miscellaneous_Natural Gas_Pool Heater_E9 | F1 | Commercial | Healthcare | Existing | Miscellaneous | Natural Gas | Pool Heater | E9 | Participant - Cost of Equipment | 0 | 0 | 0 | 0 | 0 | 0 | 0 | 0 | 0 | 0 | 0 | 0 | 0 | 0 | 0 | 0 | 0 | 0 | 0 | 0 | 0 | 0 | 0 | 0 | 0 | 0 | 0 | 0 | 0 | 0 | 0
F1_Commercial_Healthcare_Existing_Miscellaneous_Natural Gas_Pool Heater_E10 | F1 | Commercial | Healthcare | Existing | Miscellaneous | Natural Gas | Pool Heater | E10 | Participant - Cost of Equipment | 0 | 0 | 0 | 0 | 0 | 0 | 0 | 0 | 0 | 0 | 0 | 0 | 0 | 0 | 0 | 0 | 0 | 0 | 0 | 0 | 0 | 0 | 0 | 0 | 0 | 0 | 0 | 0 | 0 | 0 | 0
F2_Commercial_Healthcare_Existing_Miscellaneous_Natural Gas_Pool Heater_E1 | F2 | Commercial | Healthcare | Existing | Miscellaneous | Natural Gas | Pool Heater | E1 | Participant - Cost of Operation | 0.0080508 | 0.0083484 | 0.008467 | 0.0084952 | 0.0088166 | 0.0083115 | 0.0079621 | 0.0079525 | 0.0081875 | 0.0080495 | 0.0080118 | 0.0079254 | 0.0059463 | 0.0058015 | 0.0057592 | 0.0065095 | 0.0074338 | 0.0084741 | 0.0093038 | 0.010666 | 0.010834 | 0.011041 | 0.011289 | 0.0042599 | 0.0041693 | 0.0040854 | 0.0040072 | 0.0039339 | 0.0038645 | 0.0037982 | 0.0037345
F2_Commercial_Healthcare_Existing_Miscellaneous_Natural Gas_Pool Heater_E2 | F2 | Commercial | Healthcare | Existing | Miscellaneous | Natural Gas | Pool Heater | E2 | Participant - Cost of Operation | 0.0068432 | 0.0070961 | 0.007197 | 0.0072209 | 0.0074941 | 0.0070648 | 0.0067678 | 0.0067596 | 0.0069593 | 0.0068421 | 0.00681 | 0.0067366 | 0.0050543 | 0.0049312 | 0.0048954 | 0.0055331 | 0.0063187 | 0.0072029 | 0.0079082 | 0.009066 | 0.0092085 | 0.0093852 | 0.009596 | 0.0036209 | 0.0035439 | 0.0034726 | 0.0034062 | 0.0033438 | 0.0032848 | 0.0032285 | 0.0031743
F2_Commercial_Healthcare_Existing_Miscellaneous_Natural Gas_Pool Heater_E3 | F2 | Commercial | Healthcare | Existing | Miscellaneous | Natural Gas | Pool Heater | E3 | Participant - Cost of Operation | 0 | 0 | 0 | 0 | 0 | 0 | 0 | 0 | 0 | 0 | 0 | 0 | 0 | 0 | 0 | 0 | 0 | 0 | 0 | 0 | 0 | 0 | 0 | 0 | 0 | 0 | 0 | 0 | 0 | 0 | 0
F2_Commercial_Healthcare_Existing_Miscellaneous_Natural Gas_Pool Heater_E4 | F2 | Commercial | Healthcare | Existing | Miscellaneous | Natural Gas | Pool Heater | E4 | Participant - Cost of Operation | 0 | 0 | 0 | 0 | 0 | 0 | 0 | 0 | 0 | 0 | 0 | 0 | 0 | 0 | 0 | 0 | 0 | 0 | 0 | 0 | 0 | 0 | 0 | 0 | 0 | 0 | 0 | 0 | 0 | 0 | 0
F2_Commercial_Healthcare_Existing_Miscellaneous_Natural Gas_Pool Heater_E5 | F2 | Commercial | Healthcare | Existing | Miscellaneous | Natural Gas | Pool Heater | E5 | Participant - Cost of Operation | 0 | 0 | 0 | 0 | 0 | 0 | 0 | 0 | 0 | 0 | 0 | 0 | 0 | 0 | 0 | 0 | 0 | 0 | 0 | 0 | 0 | 0 | 0 | 0 | 0 | 0 | 0 | 0 | 0 | 0 | 0
F2_Commercial_Healthcare_Existing_Miscellaneous_Natural Gas_Pool Heater_E6 | F2 | Commercial | Healthcare | Existing | Miscellaneous | Natural Gas | Pool Heater | E6 | Participant - Cost of Operation | 0 | 0 | 0 | 0 | 0 | 0 | 0 | 0 | 0 | 0 | 0 | 0 | 0 | 0 | 0 | 0 | 0 | 0 | 0 | 0 | 0 | 0 | 0 | 0 | 0 | 0 | 0 | 0 | 0 | 0 | 0
F2_Commercial_Healthcare_Existing_Miscellaneous_Natural Gas_Pool Heater_E7 | F2 | Commercial | Healthcare | Existing | Miscellaneous | Natural Gas | Pool Heater | E7 | Participant - Cost of Operation | 0 | 0 | 0 | 0 | 0 | 0 | 0 | 0 | 0 | 0 | 0 | 0 | 0 | 0 | 0 | 0 | 0 | 0 | 0 | 0 | 0 | 0 | 0 | 0 | 0 | 0 | 0 | 0 | 0 | 0 | 0
F2_Commercial_Healthcare_Existing_Miscellaneous_Natural Gas_Pool Heater_E8 | F2 | Commercial | Healthcare | Existing | Miscellaneous | Natural Gas | Pool Heater | E8 | Participant - Cost of Operation | 0 | 0 | 0 | 0 | 0 | 0 | 0 | 0 | 0 | 0 | 0 | 0 | 0 | 0 | 0 | 0 | 0 | 0 | 0 | 0 | 0 | 0 | 0 | 0 | 0 | 0 | 0 | 0 | 0 | 0 | 0
F2_Commercial_Healthcare_Existing_Miscellaneous_Natural Gas_Pool Heater_E9 | F2 | Commercial | Healthcare | Existing | Miscellaneous | Natural Gas | Pool Heater | E9 | Participant - Cost of Operation | 0 | 0 | 0 | 0 | 0 | 0 | 0 | 0 | 0 | 0 | 0 | 0 | 0 | 0 | 0 | 0 | 0 | 0 | 0 | 0 | 0 | 0 | 0 | 0 | 0 | 0 | 0 | 0 | 0 | 0 | 0
F2_Commercial_Healthcare_Existing_Miscellaneous_Natural Gas_Pool Heater_E10 | F2 | Commercial | Healthcare | Existing | Miscellaneous | Natural Gas | Pool Heater | E10 | Participant - Cost of Operation | 0 | 0 | 0 | 0 | 0 | 0 | 0 | 0 | 0 | 0 | 0 | 0 | 0 | 0 | 0 | 0 | 0 | 0 | 0 | 0 | 0 | 0 | 0 | 0 | 0 | 0 | 0 | 0 | 0 | 0 | 0
F3_Commercial_Healthcare_Existing_Miscellaneous_Natural Gas_Pool Heater_E1 | F3 | Commercial | Healthcare | Existing | Miscellaneous | Natural Gas | Pool Heater | E1 | System - kBTUs of Conusmption | 0.67977 | 0.68248 | 0.68075 | 0.67957 | 0.67957 | 0.67957 | 0.67957 | 0.67957 | 0.67957 | 0.67957 | 0.67957 | 0.67957 | 0.67957 | 0.67957 | 0.67957 | 0.67957 | 0.67957 | 0.67957 | 0.67957 | 0.67957 | 0.67957 | 0.67957 | 0.67957 | 0.67957 | 0.67957 | 0.67957 | 0.67957 | 0.67957 | 0.67957 | 0.67957 | 0.67957
F3_Commercial_Healthcare_Existing_Miscellaneous_Natural Gas_Pool Heater_E2 | F3 | Commercial | Healthcare | Existing | Miscellaneous | Natural Gas | Pool Heater | E2 | System - kBTUs of Conusmption | 0.5778 | 0.58011 | 0.57864 | 0.57763 | 0.57763 | 0.57763 | 0.57763 | 0.57763 | 0.57763 | 0.57763 | 0.57763 | 0.57763 | 0.57763 | 0.57763 | 0.57763 | 0.57763 | 0.57763 | 0.57763 | 0.57763 | 0.57763 | 0.57763 | 0.57763 | 0.57763 | 0.57763 | 0.57763 | 0.57763 | 0.57763 | 0.57763 | 0.57763 | 0.57763 | 0.57763
F3_Commercial_Healthcare_Existing_Miscellaneous_Natural Gas_Pool Heater_E3 | F3 | Commercial | Healthcare | Existing | Miscellaneous | Natural Gas | Pool Heater | E3 | System - kBTUs of Conusmption | 0 | 0 | 0 | 0 | 0 | 0 | 0 | 0 | 0 | 0 | 0 | 0 | 0 | 0 | 0 | 0 | 0 | 0 | 0 | 0 | 0 | 0 | 0 | 0 | 0 | 0 | 0 | 0 | 0 | 0 | 0
F3_Commercial_Healthcare_Existing_Miscellaneous_Natural Gas_Pool Heater_E4 | F3 | Commercial | Healthcare | Existing | Miscellaneous | Natural Gas | Pool Heater | E4 | System - kBTUs of Conusmption | 0 | 0 | 0 | 0 | 0 | 0 | 0 | 0 | 0 | 0 | 0 | 0 | 0 | 0 | 0 | 0 | 0 | 0 | 0 | 0 | 0 | 0 | 0 | 0 | 0 | 0 | 0 | 0 | 0 | 0 | 0
F3_Commercial_Healthcare_Existing_Miscellaneous_Natural Gas_Pool Heater_E5 | F3 | Commercial | Healthcare | Existing | Miscellaneous | Natural Gas | Pool Heater | E5 | System - kBTUs of Conusmption | 0 | 0 | 0 | 0 | 0 | 0 | 0 | 0 | 0 | 0 | 0 | 0 | 0 | 0 | 0 | 0 | 0 | 0 | 0 | 0 | 0 | 0 | 0 | 0 | 0 | 0 | 0 | 0 | 0 | 0 | 0
F3_Commercial_Healthcare_Existing_Miscellaneous_Natural Gas_Pool Heater_E6 | F3 | Commercial | Healthcare | Existing | Miscellaneous | Natural Gas | Pool Heater | E6 | System - kBTUs of Conusmption | 0 | 0 | 0 | 0 | 0 | 0 | 0 | 0 | 0 | 0 | 0 | 0 | 0 | 0 | 0 | 0 | 0 | 0 | 0 | 0 | 0 | 0 | 0 | 0 | 0 | 0 | 0 | 0 | 0 | 0 | 0
F3_Commercial_Healthcare_Existing_Miscellaneous_Natural Gas_Pool Heater_E7 | F3 | Commercial | Healthcare | Existing | Miscellaneous | Natural Gas | Pool Heater | E7 | System - kBTUs of Conusmption | 0 | 0 | 0 | 0 | 0 | 0 | 0 | 0 | 0 | 0 | 0 | 0 | 0 | 0 | 0 | 0 | 0 | 0 | 0 | 0 | 0 | 0 | 0 | 0 | 0 | 0 | 0 | 0 | 0 | 0 | 0
F3_Commercial_Healthcare_Existing_Miscellaneous_Natural Gas_Pool Heater_E8 | F3 | Commercial | Healthcare | Existing | Miscellaneous | Natural Gas | Pool Heater | E8 | System - kBTUs of Conusmption | 0 | 0 | 0 | 0 | 0 | 0 | 0 | 0 | 0 | 0 | 0 | 0 | 0 | 0 | 0 | 0 | 0 | 0 | 0 | 0 | 0 | 0 | 0 | 0 | 0 | 0 | 0 | 0 | 0 | 0 | 0
F3_Commercial_Healthcare_Existing_Miscellaneous_Natural Gas_Pool Heater_E9 | F3 | Commercial | Healthcare | Existing | Miscellaneous | Natural Gas | Pool Heater | E9 | System - kBTUs of Conusmption | 0 | 0 | 0 | 0 | 0 | 0 | 0 | 0 | 0 | 0 | 0 | 0 | 0 | 0 | 0 | 0 | 0 | 0 | 0 | 0 | 0 | 0 | 0 | 0 | 0 | 0 | 0 | 0 | 0 | 0 | 0
F3_Commercial_Healthcare_Existing_Miscellaneous_Natural Gas_Pool Heater_E10 | F3 | Commercial | Healthcare | Existing | Miscellaneous | Natural Gas | Pool Heater | E10 | System - kBTUs of Conusmption | 0 | 0 | 0 | 0 | 0 | 0 | 0 | 0 | 0 | 0 | 0 | 0 | 0 | 0 | 0 | 0 | 0 | 0 | 0 | 0 | 0 | 0 | 0 | 0 | 0 | 0 | 0 | 0 | 0 | 0 | 0
F4_Commercial_Healthcare_Existing_Miscellaneous_Natural Gas_Pool Heater_E1 | F4 | Commercial | Healthcare | Existing | Miscellaneous | Natural Gas | Pool Heater | E1 | Utility - Cost of Equipment | 0.0017436 | 0.0017436 | 0.0017436 | 0.0017436 | 0.0017436 | 0.0017436 | 0.0017436 | 0.0017436 | 0.0017436 | 0.0017436 | 0.0017436 | 0.0017436 | 0.0017436 | 0.0017436 | 0.0017436 | 0.0017436 | 0.0017436 | 0.0017436 | 0.0017436 | 0.0017436 | 0.0017436 | 0.0017436 | 0.0017436 | 0.0017436 | 0.0017436 | 0.0017436 | 0.0017436 | 0.0017436 | 0.0017436 | 0.0017436 | 0.0017436
F4_Commercial_Healthcare_Existing_Miscellaneous_Natural Gas_Pool Heater_E2 | F4 | Commercial | Healthcare | Existing | Miscellaneous | Natural Gas | Pool Heater | E2 | Utility - Cost of Equipment | 0.002855 | 0.002855 | 0.002855 | 0.002855 | 0.002855 | 0.002855 | 0.002855 | 0.002855 | 0.002855 | 0.002855 | 0.002855 | 0.002855 | 0.002855 | 0.002855 | 0.002855 | 0.002855 | 0.002855 | 0.002855 | 0.002855 | 0.002855 | 0.002855 | 0.002855 | 0.002855 | 0.002855 | 0.002855 | 0.002855 | 0.002855 | 0.002855 | 0.002855 | 0.002855 | 0.002855
F4_Commercial_Healthcare_Existing_Miscellaneous_Natural Gas_Pool Heater_E3 | F4 | Commercial | Healthcare | Existing | Miscellaneous | Natural Gas | Pool Heater | E3 | Utility - Cost of Equipment | 0 | 0 | 0 | 0 | 0 | 0 | 0 | 0 | 0 | 0 | 0 | 0 | 0 | 0 | 0 | 0 | 0 | 0 | 0 | 0 | 0 | 0 | 0 | 0 | 0 | 0 | 0 | 0 | 0 | 0 | 0
F4_Commercial_Healthcare_Existing_Miscellaneous_Natural Gas_Pool Heater_E4 | F4 | Commercial | Healthcare | Existing | Miscellaneous | Natural Gas | Pool Heater | E4 | Utility - Cost of Equipment | 0 | 0 | 0 | 0 | 0 | 0 | 0 | 0 | 0 | 0 | 0 | 0 | 0 | 0 | 0 | 0 | 0 | 0 | 0 | 0 | 0 | 0 | 0 | 0 | 0 | 0 | 0 | 0 | 0 | 0 | 0
F4_Commercial_Healthcare_Existing_Miscellaneous_Natural Gas_Pool Heater_E5 | F4 | Commercial | Healthcare | Existing | Miscellaneous | Natural Gas | Pool Heater | E5 | Utility - Cost of Equipment | 0 | 0 | 0 | 0 | 0 | 0 | 0 | 0 | 0 | 0 | 0 | 0 | 0 | 0 | 0 | 0 | 0 | 0 | 0 | 0 | 0 | 0 | 0 | 0 | 0 | 0 | 0 | 0 | 0 | 0 | 0
F4_Commercial_Healthcare_Existing_Miscellaneous_Natural Gas_Pool Heater_E6 | F4 | Commercial | Healthcare | Existing | Miscellaneous | Natural Gas | Pool Heater | E6 | Utility - Cost of Equipment | 0 | 0 | 0 | 0 | 0 | 0 | 0 | 0 | 0 | 0 | 0 | 0 | 0 | 0 | 0 | 0 | 0 | 0 | 0 | 0 | 0 | 0 | 0 | 0 | 0 | 0 | 0 | 0 | 0 | 0 | 0
F4_Commercial_Healthcare_Existing_Miscellaneous_Natural Gas_Pool Heater_E7 | F4 | Commercial | Healthcare | Existing | Miscellaneous | Natural Gas | Pool Heater | E7 | Utility - Cost of Equipment | 0 | 0 | 0 | 0 | 0 | 0 | 0 | 0 | 0 | 0 | 0 | 0 | 0 | 0 | 0 | 0 | 0 | 0 | 0 | 0 | 0 | 0 | 0 | 0 | 0 | 0 | 0 | 0 | 0 | 0 | 0
F4_Commercial_Healthcare_Existing_Miscellaneous_Natural Gas_Pool Heater_E8 | F4 | Commercial | Healthcare | Existing | Miscellaneous | Natural Gas | Pool Heater | E8 | Utility - Cost of Equipment | 0 | 0 | 0 | 0 | 0 | 0 | 0 | 0 | 0 | 0 | 0 | 0 | 0 | 0 | 0 | 0 | 0 | 0 | 0 | 0 | 0 | 0 | 0 | 0 | 0 | 0 | 0 | 0 | 0 | 0 | 0
F4_Commercial_Healthcare_Existing_Miscellaneous_Natural Gas_Pool Heater_E9 | F4 | Commercial | Healthcare | Existing | Miscellaneous | Natural Gas | Pool Heater | E9 | Utility - Cost of Equipment | 0 | 0 | 0 | 0 | 0 | 0 | 0 | 0 | 0 | 0 | 0 | 0 | 0 | 0 | 0 | 0 | 0 | 0 | 0 | 0 | 0 | 0 | 0 | 0 | 0 | 0 | 0 | 0 | 0 | 0 | 0
F4_Commercial_Healthcare_Existing_Miscellaneous_Natural Gas_Pool Heater_E10 | F4 | Commercial | Healthcare | Existing | Miscellaneous | Natural Gas | Pool Heater | E10 | Utility - Cost of Equipment | 0 | 0 | 0 | 0 | 0 | 0 | 0 | 0 | 0 | 0 | 0 | 0 | 0 | 0 | 0 | 0 | 0 | 0 | 0 | 0 | 0 | 0 | 0 | 0 | 0 | 0 | 0 | 0 | 0 | 0 | 0
F5_Commercial_Healthcare_Existing_Miscellaneous_Natural Gas_Pool Heater_E1 | F5 | Commercial | Healthcare | Existing | Miscellaneous | Natural Gas | Pool Heater | E1 | Utility - Cost of Operation | 0.0067198 | 0.0069682 | 0.0070673 | 0.0070908 | 0.007359 | 0.0069374 | 0.0066458 | 0.0066378 | 0.0068339 | 0.0067188 | 0.0066873 | 0.0066151 | 0.0049632 | 0.0048424 | 0.0048071 | 0.0054333 | 0.0062048 | 0.0070731 | 0.0077657 | 0.0089026 | 0.0090426 | 0.009216 | 0.009423 | 0.0035556 | 0.00348 | 0.00341 | 0.0033448 | 0.0032835 | 0.0032256 | 0.0031703 | 0.0031171
F5_Commercial_Healthcare_Existing_Miscellaneous_Natural Gas_Pool Heater_E2 | F5 | Commercial | Healthcare | Existing | Miscellaneous | Natural Gas | Pool Heater | E2 | Utility - Cost of Operation | 0.0057119 | 0.005923 | 0.0060072 | 0.0060271 | 0.0062551 | 0.0058968 | 0.005649 | 0.0056421 | 0.0058088 | 0.005711 | 0.0056842 | 0.0056229 | 0.0042187 | 0.004116 | 0.004086 | 0.0046183 | 0.0052741 | 0.0060121 | 0.0066008 | 0.0075672 | 0.0076862 | 0.0078336 | 0.0080095 | 0.0030223 | 0.002958 | 0.0028985 | 0.002843 | 0.002791 | 0.0027418 | 0.0026947 | 0.0026495
F5_Commercial_Healthcare_Existing_Miscellaneous_Natural Gas_Pool Heater_E3 | F5 | Commercial | Healthcare | Existing | Miscellaneous | Natural Gas | Pool Heater | E3 | Utility - Cost of Operation | 0 | 0 | 0 | 0 | 0 | 0 | 0 | 0 | 0 | 0 | 0 | 0 | 0 | 0 | 0 | 0 | 0 | 0 | 0 | 0 | 0 | 0 | 0 | 0 | 0 | 0 | 0 | 0 | 0 | 0 | 0
F5_Commercial_Healthcare_Existing_Miscellaneous_Natural Gas_Pool Heater_E4 | F5 | Commercial | Healthcare | Existing | Miscellaneous | Natural Gas | Pool Heater | E4 | Utility - Cost of Operation | 0 | 0 | 0 | 0 | 0 | 0 | 0 | 0 | 0 | 0 | 0 | 0 | 0 | 0 | 0 | 0 | 0 | 0 | 0 | 0 | 0 | 0 | 0 | 0 | 0 | 0 | 0 | 0 | 0 | 0 | 0
F5_Commercial_Healthcare_Existing_Miscellaneous_Natural Gas_Pool Heater_E5 | F5 | Commercial | Healthcare | Existing | Miscellaneous | Natural Gas | Pool Heater | E5 | Utility - Cost of Operation | 0 | 0 | 0 | 0 | 0 | 0 | 0 | 0 | 0 | 0 | 0 | 0 | 0 | 0 | 0 | 0 | 0 | 0 | 0 | 0 | 0 | 0 | 0 | 0 | 0 | 0 | 0 | 0 | 0 | 0 | 0
F5_Commercial_Healthcare_Existing_Miscellaneous_Natural Gas_Pool Heater_E6 | F5 | Commercial | Healthcare | Existing | Miscellaneous | Natural Gas | Pool Heater | E6 | Utility - Cost of Operation | 0 | 0 | 0 | 0 | 0 | 0 | 0 | 0 | 0 | 0 | 0 | 0 | 0 | 0 | 0 | 0 | 0 | 0 | 0 | 0 | 0 | 0 | 0 | 0 | 0 | 0 | 0 | 0 | 0 | 0 | 0
F5_Commercial_Healthcare_Existing_Miscellaneous_Natural Gas_Pool Heater_E7 | F5 | Commercial | Healthcare | Existing | Miscellaneous | Natural Gas | Pool Heater | E7 | Utility - Cost of Operation | 0 | 0 | 0 | 0 | 0 | 0 | 0 | 0 | 0 | 0 | 0 | 0 | 0 | 0 | 0 | 0 | 0 | 0 | 0 | 0 | 0 | 0 | 0 | 0 | 0 | 0 | 0 | 0 | 0 | 0 | 0
F5_Commercial_Healthcare_Existing_Miscellaneous_Natural Gas_Pool Heater_E8 | F5 | Commercial | Healthcare | Existing | Miscellaneous | Natural Gas | Pool Heater | E8 | Utility - Cost of Operation | 0 | 0 | 0 | 0 | 0 | 0 | 0 | 0 | 0 | 0 | 0 | 0 | 0 | 0 | 0 | 0 | 0 | 0 | 0 | 0 | 0 | 0 | 0 | 0 | 0 | 0 | 0 | 0 | 0 | 0 | 0
F5_Commercial_Healthcare_Existing_Miscellaneous_Natural Gas_Pool Heater_E9 | F5 | Commercial | Healthcare | Existing | Miscellaneous | Natural Gas | Pool Heater | E9 | Utility - Cost of Operation | 0 | 0 | 0 | 0 | 0 | 0 | 0 | 0 | 0 | 0 | 0 | 0 | 0 | 0 | 0 | 0 | 0 | 0 | 0 | 0 | 0 | 0 | 0 | 0 | 0 | 0 | 0 | 0 | 0 | 0 | 0
F5_Commercial_Healthcare_Existing_Miscellaneous_Natural Gas_Pool Heater_E10 | F5 | Commercial | Healthcare | Existing | Miscellaneous | Natural Gas | Pool Heater | E10 | Utility - Cost of Operation | 0 | 0 | 0 | 0 | 0 | 0 | 0 | 0 | 0 | 0 | 0 | 0 | 0 | 0 | 0 | 0 | 0 | 0 | 0 | 0 | 0 | 0 | 0 | 0 | 0 | 0 | 0 | 0 | 0 | 0 | 0
F6_Commercial_Healthcare_Existing_Miscellaneous_Natural Gas_Pool Heater_E1 | F6 | Commercial | Healthcare | Existing | Miscellaneous | Natural Gas | Pool Heater | E1 | Utility - Value of Sales | 0.0080508 | 0.0083484 | 0.008467 | 0.0084952 | 0.0088166 | 0.0083115 | 0.0079621 | 0.0079525 | 0.0081875 | 0.0080495 | 0.0080118 | 0.0079254 | 0.0059463 | 0.0058015 | 0.0057592 | 0.0065095 | 0.0074338 | 0.0084741 | 0.0093038 | 0.010666 | 0.010834 | 0.011041 | 0.011289 | 0.0042599 | 0.0041693 | 0.0040854 | 0.0040072 | 0.0039339 | 0.0038645 | 0.0037982 | 0.0037345
F6_Commercial_Healthcare_Existing_Miscellaneous_Natural Gas_Pool Heater_E2 | F6 | Commercial | Healthcare | Existing | Miscellaneous | Natural Gas | Pool Heater | E2 | Utility - Value of Sales | 0.0068432 | 0.0070961 | 0.007197 | 0.0072209 | 0.0074941 | 0.0070648 | 0.0067678 | 0.0067596 | 0.0069593 | 0.0068421 | 0.00681 | 0.0067366 | 0.0050543 | 0.0049312 | 0.0048954 | 0.0055331 | 0.0063187 | 0.0072029 | 0.0079082 | 0.009066 | 0.0092085 | 0.0093852 | 0.009596 | 0.0036209 | 0.0035439 | 0.0034726 | 0.0034062 | 0.0033438 | 0.0032848 | 0.0032285 | 0.0031743
F6_Commercial_Healthcare_Existing_Miscellaneous_Natural Gas_Pool Heater_E3 | F6 | Commercial | Healthcare | Existing | Miscellaneous | Natural Gas | Pool Heater | E3 | Utility - Value of Sales | 0 | 0 | 0 | 0 | 0 | 0 | 0 | 0 | 0 | 0 | 0 | 0 | 0 | 0 | 0 | 0 | 0 | 0 | 0 | 0 | 0 | 0 | 0 | 0 | 0 | 0 | 0 | 0 | 0 | 0 | 0
F6_Commercial_Healthcare_Existing_Miscellaneous_Natural Gas_Pool Heater_E4 | F6 | Commercial | Healthcare | Existing | Miscellaneous | Natural Gas | Pool Heater | E4 | Utility - Value of Sales | 0 | 0 | 0 | 0 | 0 | 0 | 0 | 0 | 0 | 0 | 0 | 0 | 0 | 0 | 0 | 0 | 0 | 0 | 0 | 0 | 0 | 0 | 0 | 0 | 0 | 0 | 0 | 0 | 0 | 0 | 0
F6_Commercial_Healthcare_Existing_Miscellaneous_Natural Gas_Pool Heater_E5 | F6 | Commercial | Healthcare | Existing | Miscellaneous | Natural Gas | Pool Heater | E5 | Utility - Value of Sales | 0 | 0 | 0 | 0 | 0 | 0 | 0 | 0 | 0 | 0 | 0 | 0 | 0 | 0 | 0 | 0 | 0 | 0 | 0 | 0 | 0 | 0 | 0 | 0 | 0 | 0 | 0 | 0 | 0 | 0 | 0
F6_Commercial_Healthcare_Existing_Miscellaneous_Natural Gas_Pool Heater_E6 | F6 | Commercial | Healthcare | Existing | Miscellaneous | Natural Gas | Pool Heater | E6 | Utility - Value of Sales | 0 | 0 | 0 | 0 | 0 | 0 | 0 | 0 | 0 | 0 | 0 | 0 | 0 | 0 | 0 | 0 | 0 | 0 | 0 | 0 | 0 | 0 | 0 | 0 | 0 | 0 | 0 | 0 | 0 | 0 | 0
F6_Commercial_Healthcare_Existing_Miscellaneous_Natural Gas_Pool Heater_E7 | F6 | Commercial | Healthcare | Existing | Miscellaneous | Natural Gas | Pool Heater | E7 | Utility - Value of Sales | 0 | 0 | 0 | 0 | 0 | 0 | 0 | 0 | 0 | 0 | 0 | 0 | 0 | 0 | 0 | 0 | 0 | 0 | 0 | 0 | 0 | 0 | 0 | 0 | 0 | 0 | 0 | 0 | 0 | 0 | 0
F6_Commercial_Healthcare_Existing_Miscellaneous_Natural Gas_Pool Heater_E8 | F6 | Commercial | Healthcare | Existing | Miscellaneous | Natural Gas | Pool Heater | E8 | Utility - Value of Sales | 0 | 0 | 0 | 0 | 0 | 0 | 0 | 0 | 0 | 0 | 0 | 0 | 0 | 0 | 0 | 0 | 0 | 0 | 0 | 0 | 0 | 0 | 0 | 0 | 0 | 0 | 0 | 0 | 0 | 0 | 0
F6_Commercial_Healthcare_Existing_Miscellaneous_Natural Gas_Pool Heater_E9 | F6 | Commercial | Healthcare | Existing | Miscellaneous | Natural Gas | Pool Heater | E9 | Utility - Value of Sales | 0 | 0 | 0 | 0 | 0 | 0 | 0 | 0 | 0 | 0 | 0 | 0 | 0 | 0 | 0 | 0 | 0 | 0 | 0 | 0 | 0 | 0 | 0 | 0 | 0 | 0 | 0 | 0 | 0 | 0 | 0
F6_Commercial_Healthcare_Existing_Miscellaneous_Natural Gas_Pool Heater_E10 | F6 | Commercial | Healthcare | Existing | Miscellaneous | Natural Gas | Pool Heater | E10 | Utility - Value of Sales | 0 | 0 | 0 | 0 | 0 | 0 | 0 | 0 | 0 | 0 | 0 | 0 | 0 | 0 | 0 | 0 | 0 | 0 | 0 | 0 | 0 | 0 | 0 | 0 | 0 | 0 | 0 | 0 | 0 | 0 | 0
F1_Commercial_Healthcare_Existing_Miscellaneous_Natural Gas_Miscellaneous_E1 | F1 | Commercial | Healthcare | Existing | Miscellaneous | Natural Gas | Miscellaneous | E1 | Participant - Cost of Equipment | 0.0013322 | 0.0013322 | 0.0013322 | 0.0013322 | 0.0013322 | 0.0013322 | 0.0013322 | 0.0013322 | 0.0013322 | 0.0013322 | 0.0013322 | 0.0013322 | 0.0013322 | 0.0013322 | 0.0013322 | 0.0013322 | 0.0013322 | 0.0013322 | 0.0013322 | 0.0013322 | 0.0013322 | 0.0013322 | 0.0013322 | 0.0013322 | 0.0013322 | 0.0013322 | 0.0013322 | 0.0013322 | 0.0013322 | 0.0013322 | 0.0013322
F1_Commercial_Healthcare_Existing_Miscellaneous_Natural Gas_Miscellaneous_E2 | F1 | Commercial | Healthcare | Existing | Miscellaneous | Natural Gas | Miscellaneous | E2 | Participant - Cost of Equipment | 0 | 0 | 0 | 0 | 0 | 0 | 0 | 0 | 0 | 0 | 0 | 0 | 0 | 0 | 0 | 0 | 0 | 0 | 0 | 0 | 0 | 0 | 0 | 0 | 0 | 0 | 0 | 0 | 0 | 0 | 0
F1_Commercial_Healthcare_Existing_Miscellaneous_Natural Gas_Miscellaneous_E3 | F1 | Commercial | Healthcare | Existing | Miscellaneous | Natural Gas | Miscellaneous | E3 | Participant - Cost of Equipment | 0 | 0 | 0 | 0 | 0 | 0 | 0 | 0 | 0 | 0 | 0 | 0 | 0 | 0 | 0 | 0 | 0 | 0 | 0 | 0 | 0 | 0 | 0 | 0 | 0 | 0 | 0 | 0 | 0 | 0 | 0
F1_Commercial_Healthcare_Existing_Miscellaneous_Natural Gas_Miscellaneous_E4 | F1 | Commercial | Healthcare | Existing | Miscellaneous | Natural Gas | Miscellaneous | E4 | Participant - Cost of Equipment | 0 | 0 | 0 | 0 | 0 | 0 | 0 | 0 | 0 | 0 | 0 | 0 | 0 | 0 | 0 | 0 | 0 | 0 | 0 | 0 | 0 | 0 | 0 | 0 | 0 | 0 | 0 | 0 | 0 | 0 | 0
F1_Commercial_Healthcare_Existing_Miscellaneous_Natural Gas_Miscellaneous_E5 | F1 | Commercial | Healthcare | Existing | Miscellaneous | Natural Gas | Miscellaneous | E5 | Participant - Cost of Equipment | 0 | 0 | 0 | 0 | 0 | 0 | 0 | 0 | 0 | 0 | 0 | 0 | 0 | 0 | 0 | 0 | 0 | 0 | 0 | 0 | 0 | 0 | 0 | 0 | 0 | 0 | 0 | 0 | 0 | 0 | 0
F1_Commercial_Healthcare_Existing_Miscellaneous_Natural Gas_Miscellaneous_E6 | F1 | Commercial | Healthcare | Existing | Miscellaneous | Natural Gas | Miscellaneous | E6 | Participant - Cost of Equipment | 0 | 0 | 0 | 0 | 0 | 0 | 0 | 0 | 0 | 0 | 0 | 0 | 0 | 0 | 0 | 0 | 0 | 0 | 0 | 0 | 0 | 0 | 0 | 0 | 0 | 0 | 0 | 0 | 0 | 0 | 0
F1_Commercial_Healthcare_Existing_Miscellaneous_Natural Gas_Miscellaneous_E7 | F1 | Commercial | Healthcare | Existing | Miscellaneous | Natural Gas | Miscellaneous | E7 | Participant - Cost of Equipment | 0 | 0 | 0 | 0 | 0 | 0 | 0 | 0 | 0 | 0 | 0 | 0 | 0 | 0 | 0 | 0 | 0 | 0 | 0 | 0 | 0 | 0 | 0 | 0 | 0 | 0 | 0 | 0 | 0 | 0 | 0
F1_Commercial_Healthcare_Existing_Miscellaneous_Natural Gas_Miscellaneous_E8 | F1 | Commercial | Healthcare | Existing | Miscellaneous | Natural Gas | Miscellaneous | E8 | Participant - Cost of Equipment | 0 | 0 | 0 | 0 | 0 | 0 | 0 | 0 | 0 | 0 | 0 | 0 | 0 | 0 | 0 | 0 | 0 | 0 | 0 | 0 | 0 | 0 | 0 | 0 | 0 | 0 | 0 | 0 | 0 | 0 | 0
F1_Commercial_Healthcare_Existing_Miscellaneous_Natural Gas_Miscellaneous_E9 | F1 | Commercial | Healthcare | Existing | Miscellaneous | Natural Gas | Miscellaneous | E9 | Participant - Cost of Equipment | 0 | 0 | 0 | 0 | 0 | 0 | 0 | 0 | 0 | 0 | 0 | 0 | 0 | 0 | 0 | 0 | 0 | 0 | 0 | 0 | 0 | 0 | 0 | 0 | 0 | 0 | 0 | 0 | 0 | 0 | 0
F1_Commercial_Healthcare_Existing_Miscellaneous_Natural Gas_Miscellaneous_E10 | F1 | Commercial | Healthcare | Existing | Miscellaneous | Natural Gas | Miscellaneous | E10 | Participant - Cost of Equipment | 0 | 0 | 0 | 0 | 0 | 0 | 0 | 0 | 0 | 0 | 0 | 0 | 0 | 0 | 0 | 0 | 0 | 0 | 0 | 0 | 0 | 0 | 0 | 0 | 0 | 0 | 0 | 0 | 0 | 0 | 0
F2_Commercial_Healthcare_Existing_Miscellaneous_Natural Gas_Miscellaneous_E1 | F2 | Commercial | Healthcare | Existing | Miscellaneous | Natural Gas | Miscellaneous | E1 | Participant - Cost of Operation | 0.0063489 | 0.0065529 | 0.0067074 | 0.0068843 | 0.0072237 | 0.0067088 | 0.0063199 | 0.0062445 | 0.0063945 | 0.0065007 | 0.0067084 | 0.006632 | 0.0047683 | 0.0046512 | 0.0046228 | 0.0051317 | 0.005769 | 0.0064473 | 0.0069014 | 0.0078204 | 0.0087609 | 0.0098224 | 0.010071 | 0.003426 | 0.0033521 | 0.0032837 | 0.0032201 | 0.0031606 | 0.0031044 | 0.0030508 | 0.0029995
F2_Commercial_Healthcare_Existing_Miscellaneous_Natural Gas_Miscellaneous_E2 | F2 | Commercial | Healthcare | Existing | Miscellaneous | Natural Gas | Miscellaneous | E2 | Participant - Cost of Operation | 0 | 0 | 0 | 0 | 0 | 0 | 0 | 0 | 0 | 0 | 0 | 0 | 0 | 0 | 0 | 0 | 0 | 0 | 0 | 0 | 0 | 0 | 0 | 0 | 0 | 0 | 0 | 0 | 0 | 0 | 0
F2_Commercial_Healthcare_Existing_Miscellaneous_Natural Gas_Miscellaneous_E3 | F2 | Commercial | Healthcare | Existing | Miscellaneous | Natural Gas | Miscellaneous | E3 | Participant - Cost of Operation | 0 | 0 | 0 | 0 | 0 | 0 | 0 | 0 | 0 | 0 | 0 | 0 | 0 | 0 | 0 | 0 | 0 | 0 | 0 | 0 | 0 | 0 | 0 | 0 | 0 | 0 | 0 | 0 | 0 | 0 | 0
F2_Commercial_Healthcare_Existing_Miscellaneous_Natural Gas_Miscellaneous_E4 | F2 | Commercial | Healthcare | Existing | Miscellaneous | Natural Gas | Miscellaneous | E4 | Participant - Cost of Operation | 0 | 0 | 0 | 0 | 0 | 0 | 0 | 0 | 0 | 0 | 0 | 0 | 0 | 0 | 0 | 0 | 0 | 0 | 0 | 0 | 0 | 0 | 0 | 0 | 0 | 0 | 0 | 0 | 0 | 0 | 0
F2_Commercial_Healthcare_Existing_Miscellaneous_Natural Gas_Miscellaneous_E5 | F2 | Commercial | Healthcare | Existing | Miscellaneous | Natural Gas | Miscellaneous | E5 | Participant - Cost of Operation | 0 | 0 | 0 | 0 | 0 | 0 | 0 | 0 | 0 | 0 | 0 | 0 | 0 | 0 | 0 | 0 | 0 | 0 | 0 | 0 | 0 | 0 | 0 | 0 | 0 | 0 | 0 | 0 | 0 | 0 | 0
F2_Commercial_Healthcare_Existing_Miscellaneous_Natural Gas_Miscellaneous_E6 | F2 | Commercial | Healthcare | Existing | Miscellaneous | Natural Gas | Miscellaneous | E6 | Participant - Cost of Operation | 0 | 0 | 0 | 0 | 0 | 0 | 0 | 0 | 0 | 0 | 0 | 0 | 0 | 0 | 0 | 0 | 0 | 0 | 0 | 0 | 0 | 0 | 0 | 0 | 0 | 0 | 0 | 0 | 0 | 0 | 0
F2_Commercial_Healthcare_Existing_Miscellaneous_Natural Gas_Miscellaneous_E7 | F2 | Commercial | Healthcare | Existing | Miscellaneous | Natural Gas | Miscellaneous | E7 | Participant - Cost of Operation | 0 | 0 | 0 | 0 | 0 | 0 | 0 | 0 | 0 | 0 | 0 | 0 | 0 | 0 | 0 | 0 | 0 | 0 | 0 | 0 | 0 | 0 | 0 | 0 | 0 | 0 | 0 | 0 | 0 | 0 | 0
F2_Commercial_Healthcare_Existing_Miscellaneous_Natural Gas_Miscellaneous_E8 | F2 | Commercial | Healthcare | Existing | Miscellaneous | Natural Gas | Miscellaneous | E8 | Participant - Cost of Operation | 0 | 0 | 0 | 0 | 0 | 0 | 0 | 0 | 0 | 0 | 0 | 0 | 0 | 0 | 0 | 0 | 0 | 0 | 0 | 0 | 0 | 0 | 0 | 0 | 0 | 0 | 0 | 0 | 0 | 0 | 0
F2_Commercial_Healthcare_Existing_Miscellaneous_Natural Gas_Miscellaneous_E9 | F2 | Commercial | Healthcare | Existing | Miscellaneous | Natural Gas | Miscellaneous | E9 | Participant - Cost of Operation | 0 | 0 | 0 | 0 | 0 | 0 | 0 | 0 | 0 | 0 | 0 | 0 | 0 | 0 | 0 | 0 | 0 | 0 | 0 | 0 | 0 | 0 | 0 | 0 | 0 | 0 | 0 | 0 | 0 | 0 | 0
F2_Commercial_Healthcare_Existing_Miscellaneous_Natural Gas_Miscellaneous_E10 | F2 | Commercial | Healthcare | Existing | Miscellaneous | Natural Gas | Miscellaneous | E10 | Participant - Cost of Operation | 0 | 0 | 0 | 0 | 0 | 0 | 0 | 0 | 0 | 0 | 0 | 0 | 0 | 0 | 0 | 0 | 0 | 0 | 0 | 0 | 0 | 0 | 0 | 0 | 0 | 0 | 0 | 0 | 0 | 0 | 0
F3_Commercial_Healthcare_Existing_Miscellaneous_Natural Gas_Miscellaneous_E1 | F3 | Commercial | Healthcare | Existing | Miscellaneous | Natural Gas | Miscellaneous | E1 | System - kBTUs of Conusmption | 0.54919 | 0.55199 | 0.55031 | 0.54916 | 0.54916 | 0.54916 | 0.54916 | 0.54916 | 0.54916 | 0.54916 | 0.54916 | 0.54916 | 0.54916 | 0.54916 | 0.54916 | 0.54916 | 0.54916 | 0.54916 | 0.54916 | 0.54916 | 0.54916 | 0.54916 | 0.54916 | 0.54916 | 0.54916 | 0.54916 | 0.54916 | 0.54916 | 0.54916 | 0.54916 | 0.54916
F3_Commercial_Healthcare_Existing_Miscellaneous_Natural Gas_Miscellaneous_E2 | F3 | Commercial | Healthcare | Existing | Miscellaneous | Natural Gas | Miscellaneous | E2 | System - kBTUs of Conusmption | 0 | 0 | 0 | 0 | 0 | 0 | 0 | 0 | 0 | 0 | 0 | 0 | 0 | 0 | 0 | 0 | 0 | 0 | 0 | 0 | 0 | 0 | 0 | 0 | 0 | 0 | 0 | 0 | 0 | 0 | 0
F3_Commercial_Healthcare_Existing_Miscellaneous_Natural Gas_Miscellaneous_E3 | F3 | Commercial | Healthcare | Existing | Miscellaneous | Natural Gas | Miscellaneous | E3 | System - kBTUs of Conusmption | 0 | 0 | 0 | 0 | 0 | 0 | 0 | 0 | 0 | 0 | 0 | 0 | 0 | 0 | 0 | 0 | 0 | 0 | 0 | 0 | 0 | 0 | 0 | 0 | 0 | 0 | 0 | 0 | 0 | 0 | 0
F3_Commercial_Healthcare_Existing_Miscellaneous_Natural Gas_Miscellaneous_E4 | F3 | Commercial | Healthcare | Existing | Miscellaneous | Natural Gas | Miscellaneous | E4 | System - kBTUs of Conusmption | 0 | 0 | 0 | 0 | 0 | 0 | 0 | 0 | 0 | 0 | 0 | 0 | 0 | 0 | 0 | 0 | 0 | 0 | 0 | 0 | 0 | 0 | 0 | 0 | 0 | 0 | 0 | 0 | 0 | 0 | 0
F3_Commercial_Healthcare_Existing_Miscellaneous_Natural Gas_Miscellaneous_E5 | F3 | Commercial | Healthcare | Existing | Miscellaneous | Natural Gas | Miscellaneous | E5 | System - kBTUs of Conusmption | 0 | 0 | 0 | 0 | 0 | 0 | 0 | 0 | 0 | 0 | 0 | 0 | 0 | 0 | 0 | 0 | 0 | 0 | 0 | 0 | 0 | 0 | 0 | 0 | 0 | 0 | 0 | 0 | 0 | 0 | 0
F3_Commercial_Healthcare_Existing_Miscellaneous_Natural Gas_Miscellaneous_E6 | F3 | Commercial | Healthcare | Existing | Miscellaneous | Natural Gas | Miscellaneous | E6 | System - kBTUs of Conusmption | 0 | 0 | 0 | 0 | 0 | 0 | 0 | 0 | 0 | 0 | 0 | 0 | 0 | 0 | 0 | 0 | 0 | 0 | 0 | 0 | 0 | 0 | 0 | 0 | 0 | 0 | 0 | 0 | 0 | 0 | 0
F3_Commercial_Healthcare_Existing_Miscellaneous_Natural Gas_Miscellaneous_E7 | F3 | Commercial | Healthcare | Existing | Miscellaneous | Natural Gas | Miscellaneous | E7 | System - kBTUs of Conusmption | 0 | 0 | 0 | 0 | 0 | 0 | 0 | 0 | 0 | 0 | 0 | 0 | 0 | 0 | 0 | 0 | 0 | 0 | 0 | 0 | 0 | 0 | 0 | 0 | 0 | 0 | 0 | 0 | 0 | 0 | 0
F3_Commercial_Healthcare_Existing_Miscellaneous_Natural Gas_Miscellaneous_E8 | F3 | Commercial | Healthcare | Existing | Miscellaneous | Natural Gas | Miscellaneous | E8 | System - kBTUs of Conusmption | 0 | 0 | 0 | 0 | 0 | 0 | 0 | 0 | 0 | 0 | 0 | 0 | 0 | 0 | 0 | 0 | 0 | 0 | 0 | 0 | 0 | 0 | 0 | 0 | 0 | 0 | 0 | 0 | 0 | 0 | 0
F3_Commercial_Healthcare_Existing_Miscellaneous_Natural Gas_Miscellaneous_E9 | F3 | Commercial | Healthcare | Existing | Miscellaneous | Natural Gas | Miscellaneous | E9 | System - kBTUs of Conusmption | 0 | 0 | 0 | 0 | 0 | 0 | 0 | 0 | 0 | 0 | 0 | 0 | 0 | 0 | 0 | 0 | 0 | 0 | 0 | 0 | 0 | 0 | 0 | 0 | 0 | 0 | 0 | 0 | 0 | 0 | 0
F3_Commercial_Healthcare_Existing_Miscellaneous_Natural Gas_Miscellaneous_E10 | F3 | Commercial | Healthcare | Existing | Miscellaneous | Natural Gas | Miscellaneous | E10 | System - kBTUs of Conusmption | 0 | 0 | 0 | 0 | 0 | 0 | 0 | 0 | 0 | 0 | 0 | 0 | 0 | 0 | 0 | 0 | 0 | 0 | 0 | 0 | 0 | 0 | 0 | 0 | 0 | 0 | 0 | 0 | 0 | 0 | 0
F4_Commercial_Healthcare_Existing_Miscellaneous_Natural Gas_Miscellaneous_E1 | F4 | Commercial | Healthcare | Existing | Miscellaneous | Natural Gas | Miscellaneous | E1 | Utility - Cost of Equipment | 0.0013322 | 0.0013322 | 0.0013322 | 0.0013322 | 0.0013322 | 0.0013322 | 0.0013322 | 0.0013322 | 0.0013322 | 0.0013322 | 0.0013322 | 0.0013322 | 0.0013322 | 0.0013322 | 0.0013322 | 0.0013322 | 0.0013322 | 0.0013322 | 0.0013322 | 0.0013322 | 0.0013322 | 0.0013322 | 0.0013322 | 0.0013322 | 0.0013322 | 0.0013322 | 0.0013322 | 0.0013322 | 0.0013322 | 0.0013322 | 0.0013322
F4_Commercial_Healthcare_Existing_Miscellaneous_Natural Gas_Miscellaneous_E2 | F4 | Commercial | Healthcare | Existing | Miscellaneous | Natural Gas | Miscellaneous | E2 | Utility - Cost of Equipment | 0 | 0 | 0 | 0 | 0 | 0 | 0 | 0 | 0 | 0 | 0 | 0 | 0 | 0 | 0 | 0 | 0 | 0 | 0 | 0 | 0 | 0 | 0 | 0 | 0 | 0 | 0 | 0 | 0 | 0 | 0
F4_Commercial_Healthcare_Existing_Miscellaneous_Natural Gas_Miscellaneous_E3 | F4 | Commercial | Healthcare | Existing | Miscellaneous | Natural Gas | Miscellaneous | E3 | Utility - Cost of Equipment | 0 | 0 | 0 | 0 | 0 | 0 | 0 | 0 | 0 | 0 | 0 | 0 | 0 | 0 | 0 | 0 | 0 | 0 | 0 | 0 | 0 | 0 | 0 | 0 | 0 | 0 | 0 | 0 | 0 | 0 | 0
F4_Commercial_Healthcare_Existing_Miscellaneous_Natural Gas_Miscellaneous_E4 | F4 | Commercial | Healthcare | Existing | Miscellaneous | Natural Gas | Miscellaneous | E4 | Utility - Cost of Equipment | 0 | 0 | 0 | 0 | 0 | 0 | 0 | 0 | 0 | 0 | 0 | 0 | 0 | 0 | 0 | 0 | 0 | 0 | 0 | 0 | 0 | 0 | 0 | 0 | 0 | 0 | 0 | 0 | 0 | 0 | 0
F4_Commercial_Healthcare_Existing_Miscellaneous_Natural Gas_Miscellaneous_E5 | F4 | Commercial | Healthcare | Existing | Miscellaneous | Natural Gas | Miscellaneous | E5 | Utility - Cost of Equipment | 0 | 0 | 0 | 0 | 0 | 0 | 0 | 0 | 0 | 0 | 0 | 0 | 0 | 0 | 0 | 0 | 0 | 0 | 0 | 0 | 0 | 0 | 0 | 0 | 0 | 0 | 0 | 0 | 0 | 0 | 0
F4_Commercial_Healthcare_Existing_Miscellaneous_Natural Gas_Miscellaneous_E6 | F4 | Commercial | Healthcare | Existing | Miscellaneous | Natural Gas | Miscellaneous | E6 | Utility - Cost of Equipment | 0 | 0 | 0 | 0 | 0 | 0 | 0 | 0 | 0 | 0 | 0 | 0 | 0 | 0 | 0 | 0 | 0 | 0 | 0 | 0 | 0 | 0 | 0 | 0 | 0 | 0 | 0 | 0 | 0 | 0 | 0
F4_Commercial_Healthcare_Existing_Miscellaneous_Natural Gas_Miscellaneous_E7 | F4 | Commercial | Healthcare | Existing | Miscellaneous | Natural Gas | Miscellaneous | E7 | Utility - Cost of Equipment | 0 | 0 | 0 | 0 | 0 | 0 | 0 | 0 | 0 | 0 | 0 | 0 | 0 | 0 | 0 | 0 | 0 | 0 | 0 | 0 | 0 | 0 | 0 | 0 | 0 | 0 | 0 | 0 | 0 | 0 | 0
F4_Commercial_Healthcare_Existing_Miscellaneous_Natural Gas_Miscellaneous_E8 | F4 | Commercial | Healthcare | Existing | Miscellaneous | Natural Gas | Miscellaneous | E8 | Utility - Cost of Equipment | 0 | 0 | 0 | 0 | 0 | 0 | 0 | 0 | 0 | 0 | 0 | 0 | 0 | 0 | 0 | 0 | 0 | 0 | 0 | 0 | 0 | 0 | 0 | 0 | 0 | 0 | 0 | 0 | 0 | 0 | 0
F4_Commercial_Healthcare_Existing_Miscellaneous_Natural Gas_Miscellaneous_E9 | F4 | Commercial | Healthcare | Existing | Miscellaneous | Natural Gas | Miscellaneous | E9 | Utility - Cost of Equipment | 0 | 0 | 0 | 0 | 0 | 0 | 0 | 0 | 0 | 0 | 0 | 0 | 0 | 0 | 0 | 0 | 0 | 0 | 0 | 0 | 0 | 0 | 0 | 0 | 0 | 0 | 0 | 0 | 0 | 0 | 0
F4_Commercial_Healthcare_Existing_Miscellaneous_Natural Gas_Miscellaneous_E10 | F4 | Commercial | Healthcare | Existing | Miscellaneous | Natural Gas | Miscellaneous | E10 | Utility - Cost of Equipment | 0 | 0 | 0 | 0 | 0 | 0 | 0 | 0 | 0 | 0 | 0 | 0 | 0 | 0 | 0 | 0 | 0 | 0 | 0 | 0 | 0 | 0 | 0 | 0 | 0 | 0 | 0 | 0 | 0 | 0 | 0
F5_Commercial_Healthcare_Existing_Miscellaneous_Natural Gas_Miscellaneous_E1 | F5 | Commercial | Healthcare | Existing | Miscellaneous | Natural Gas | Miscellaneous | E1 | Utility - Cost of Operation | 0.0052993 | 0.0054696 | 0.0055985 | 0.0057462 | 0.0060295 | 0.0055997 | 0.0052751 | 0.0052122 | 0.0053373 | 0.005426 | 0.0055994 | 0.0055356 | 0.00398 | 0.0038823 | 0.0038586 | 0.0042834 | 0.0048153 | 0.0053814 | 0.0057605 | 0.0065275 | 0.0073125 | 0.0081986 | 0.0084062 | 0.0028596 | 0.0027979 | 0.0027408 | 0.0026878 | 0.0026381 | 0.0025912 | 0.0025465 | 0.0025036
F5_Commercial_Healthcare_Existing_Miscellaneous_Natural Gas_Miscellaneous_E2 | F5 | Commercial | Healthcare | Existing | Miscellaneous | Natural Gas | Miscellaneous | E2 | Utility - Cost of Operation | 0 | 0 | 0 | 0 | 0 | 0 | 0 | 0 | 0 | 0 | 0 | 0 | 0 | 0 | 0 | 0 | 0 | 0 | 0 | 0 | 0 | 0 | 0 | 0 | 0 | 0 | 0 | 0 | 0 | 0 | 0
F5_Commercial_Healthcare_Existing_Miscellaneous_Natural Gas_Miscellaneous_E3 | F5 | Commercial | Healthcare | Existing | Miscellaneous | Natural Gas | Miscellaneous | E3 | Utility - Cost of Operation | 0 | 0 | 0 | 0 | 0 | 0 | 0 | 0 | 0 | 0 | 0 | 0 | 0 | 0 | 0 | 0 | 0 | 0 | 0 | 0 | 0 | 0 | 0 | 0 | 0 | 0 | 0 | 0 | 0 | 0 | 0
F5_Commercial_Healthcare_Existing_Miscellaneous_Natural Gas_Miscellaneous_E4 | F5 | Commercial | Healthcare | Existing | Miscellaneous | Natural Gas | Miscellaneous | E4 | Utility - Cost of Operation | 0 | 0 | 0 | 0 | 0 | 0 | 0 | 0 | 0 | 0 | 0 | 0 | 0 | 0 | 0 | 0 | 0 | 0 | 0 | 0 | 0 | 0 | 0 | 0 | 0 | 0 | 0 | 0 | 0 | 0 | 0
F5_Commercial_Healthcare_Existing_Miscellaneous_Natural Gas_Miscellaneous_E5 | F5 | Commercial | Healthcare | Existing | Miscellaneous | Natural Gas | Miscellaneous | E5 | Utility - Cost of Operation | 0 | 0 | 0 | 0 | 0 | 0 | 0 | 0 | 0 | 0 | 0 | 0 | 0 | 0 | 0 | 0 | 0 | 0 | 0 | 0 | 0 | 0 | 0 | 0 | 0 | 0 | 0 | 0 | 0 | 0 | 0
F5_Commercial_Healthcare_Existing_Miscellaneous_Natural Gas_Miscellaneous_E6 | F5 | Commercial | Healthcare | Existing | Miscellaneous | Natural Gas | Miscellaneous | E6 | Utility - Cost of Operation | 0 | 0 | 0 | 0 | 0 | 0 | 0 | 0 | 0 | 0 | 0 | 0 | 0 | 0 | 0 | 0 | 0 | 0 | 0 | 0 | 0 | 0 | 0 | 0 | 0 | 0 | 0 | 0 | 0 | 0 | 0
F5_Commercial_Healthcare_Existing_Miscellaneous_Natural Gas_Miscellaneous_E7 | F5 | Commercial | Healthcare | Existing | Miscellaneous | Natural Gas | Miscellaneous | E7 | Utility - Cost of Operation | 0 | 0 | 0 | 0 | 0 | 0 | 0 | 0 | 0 | 0 | 0 | 0 | 0 | 0 | 0 | 0 | 0 | 0 | 0 | 0 | 0 | 0 | 0 | 0 | 0 | 0 | 0 | 0 | 0 | 0 | 0
F5_Commercial_Healthcare_Existing_Miscellaneous_Natural Gas_Miscellaneous_E8 | F5 | Commercial | Healthcare | Existing | Miscellaneous | Natural Gas | Miscellaneous | E8 | Utility - Cost of Operation | 0 | 0 | 0 | 0 | 0 | 0 | 0 | 0 | 0 | 0 | 0 | 0 | 0 | 0 | 0 | 0 | 0 | 0 | 0 | 0 | 0 | 0 | 0 | 0 | 0 | 0 | 0 | 0 | 0 | 0 | 0
F5_Commercial_Healthcare_Existing_Miscellaneous_Natural Gas_Miscellaneous_E9 | F5 | Commercial | Healthcare | Existing | Miscellaneous | Natural Gas | Miscellaneous | E9 | Utility - Cost of Operation | 0 | 0 | 0 | 0 | 0 | 0 | 0 | 0 | 0 | 0 | 0 | 0 | 0 | 0 | 0 | 0 | 0 | 0 | 0 | 0 | 0 | 0 | 0 | 0 | 0 | 0 | 0 | 0 | 0 | 0 | 0
F5_Commercial_Healthcare_Existing_Miscellaneous_Natural Gas_Miscellaneous_E10 | F5 | Commercial | Healthcare | Existing | Miscellaneous | Natural Gas | Miscellaneous | E10 | Utility - Cost of Operation | 0 | 0 | 0 | 0 | 0 | 0 | 0 | 0 | 0 | 0 | 0 | 0 | 0 | 0 | 0 | 0 | 0 | 0 | 0 | 0 | 0 | 0 | 0 | 0 | 0 | 0 | 0 | 0 | 0 | 0 | 0
F6_Commercial_Healthcare_Existing_Miscellaneous_Natural Gas_Miscellaneous_E1 | F6 | Commercial | Healthcare | Existing | Miscellaneous | Natural Gas | Miscellaneous | E1 | Utility - Value of Sales | 0.0063489 | 0.0065529 | 0.0067074 | 0.0068843 | 0.0072237 | 0.0067088 | 0.0063199 | 0.0062445 | 0.0063945 | 0.0065007 | 0.0067084 | 0.006632 | 0.0047683 | 0.0046512 | 0.0046228 | 0.0051317 | 0.005769 | 0.0064473 | 0.0069014 | 0.0078204 | 0.0087609 | 0.0098224 | 0.010071 | 0.003426 | 0.0033521 | 0.0032837 | 0.0032201 | 0.0031606 | 0.0031044 | 0.0030508 | 0.0029995
F6_Commercial_Healthcare_Existing_Miscellaneous_Natural Gas_Miscellaneous_E2 | F6 | Commercial | Healthcare | Existing | Miscellaneous | Natural Gas | Miscellaneous | E2 | Utility - Value of Sales | 0 | 0 | 0 | 0 | 0 | 0 | 0 | 0 | 0 | 0 | 0 | 0 | 0 | 0 | 0 | 0 | 0 | 0 | 0 | 0 | 0 | 0 | 0 | 0 | 0 | 0 | 0 | 0 | 0 | 0 | 0
F6_Commercial_Healthcare_Existing_Miscellaneous_Natural Gas_Miscellaneous_E3 | F6 | Commercial | Healthcare | Existing | Miscellaneous | Natural Gas | Miscellaneous | E3 | Utility - Value of Sales | 0 | 0 | 0 | 0 | 0 | 0 | 0 | 0 | 0 | 0 | 0 | 0 | 0 | 0 | 0 | 0 | 0 | 0 | 0 | 0 | 0 | 0 | 0 | 0 | 0 | 0 | 0 | 0 | 0 | 0 | 0
F6_Commercial_Healthcare_Existing_Miscellaneous_Natural Gas_Miscellaneous_E4 | F6 | Commercial | Healthcare | Existing | Miscellaneous | Natural Gas | Miscellaneous | E4 | Utility - Value of Sales | 0 | 0 | 0 | 0 | 0 | 0 | 0 | 0 | 0 | 0 | 0 | 0 | 0 | 0 | 0 | 0 | 0 | 0 | 0 | 0 | 0 | 0 | 0 | 0 | 0 | 0 | 0 | 0 | 0 | 0 | 0
F6_Commercial_Healthcare_Existing_Miscellaneous_Natural Gas_Miscellaneous_E5 | F6 | Commercial | Healthcare | Existing | Miscellaneous | Natural Gas | Miscellaneous | E5 | Utility - Value of Sales | 0 | 0 | 0 | 0 | 0 | 0 | 0 | 0 | 0 | 0 | 0 | 0 | 0 | 0 | 0 | 0 | 0 | 0 | 0 | 0 | 0 | 0 | 0 | 0 | 0 | 0 | 0 | 0 | 0 | 0 | 0
F6_Commercial_Healthcare_Existing_Miscellaneous_Natural Gas_Miscellaneous_E6 | F6 | Commercial | Healthcare | Existing | Miscellaneous | Natural Gas | Miscellaneous | E6 | Utility - Value of Sales | 0 | 0 | 0 | 0 | 0 | 0 | 0 | 0 | 0 | 0 | 0 | 0 | 0 | 0 | 0 | 0 | 0 | 0 | 0 | 0 | 0 | 0 | 0 | 0 | 0 | 0 | 0 | 0 | 0 | 0 | 0
F6_Commercial_Healthcare_Existing_Miscellaneous_Natural Gas_Miscellaneous_E7 | F6 | Commercial | Healthcare | Existing | Miscellaneous | Natural Gas | Miscellaneous | E7 | Utility - Value of Sales | 0 | 0 | 0 | 0 | 0 | 0 | 0 | 0 | 0 | 0 | 0 | 0 | 0 | 0 | 0 | 0 | 0 | 0 | 0 | 0 | 0 | 0 | 0 | 0 | 0 | 0 | 0 | 0 | 0 | 0 | 0
F6_Commercial_Healthcare_Existing_Miscellaneous_Natural Gas_Miscellaneous_E8 | F6 | Commercial | Healthcare | Existing | Miscellaneous | Natural Gas | Miscellaneous | E8 | Utility - Value of Sales | 0 | 0 | 0 | 0 | 0 | 0 | 0 | 0 | 0 | 0 | 0 | 0 | 0 | 0 | 0 | 0 | 0 | 0 | 0 | 0 | 0 | 0 | 0 | 0 | 0 | 0 | 0 | 0 | 0 | 0 | 0
F6_Commercial_Healthcare_Existing_Miscellaneous_Natural Gas_Miscellaneous_E9 | F6 | Commercial | Healthcare | Existing | Miscellaneous | Natural Gas | Miscellaneous | E9 | Utility - Value of Sales | 0 | 0 | 0 | 0 | 0 | 0 | 0 | 0 | 0 | 0 | 0 | 0 | 0 | 0 | 0 | 0 | 0 | 0 | 0 | 0 | 0 | 0 | 0 | 0 | 0 | 0 | 0 | 0 | 0 | 0 | 0
F6_Commercial_Healthcare_Existing_Miscellaneous_Natural Gas_Miscellaneous_E10 | F6 | Commercial | Healthcare | Existing | Miscellaneous | Natural Gas | Miscellaneous | E10 | Utility - Value of Sales | 0 | 0 | 0 | 0 | 0 | 0 | 0 | 0 | 0 | 0 | 0 | 0 | 0 | 0 | 0 | 0 | 0 | 0 | 0 | 0 | 0 | 0 | 0 | 0 | 0 | 0 | 0 | 0 | 0 | 0 | 0
F1_Commercial_Healthcare_New_Space Heating_Natural Gas_Furnace_E1 | F1 | Commercial | Healthcare | New | Space Heating | Natural Gas | Furnace | E1 | Participant - Cost of Equipment | 0.077285 | 0.077285 | 0.077285 | 0.077285 | 0.077285 | 0 | 0 | 0 | 0 | 0 | 0 | 0 | 0 | 0 | 0 | 0 | 0 | 0 | 0 | 0 | 0 | 0 | 0 | 0 | 0 | 0 | 0 | 0 | 0 | 0 | 0
F1_Commercial_Healthcare_New_Space Heating_Natural Gas_Furnace_E2 | F1 | Commercial | Healthcare | New | Space Heating | Natural Gas | Furnace | E2 | Participant - Cost of Equipment | 0.095456 | 0.095456 | 0.095456 | 0.095456 | 0.095456 | 0 | 0 | 0 | 0 | 0 | 0 | 0 | 0 | 0 | 0 | 0 | 0 | 0 | 0 | 0 | 0 | 0 | 0 | 0 | 0 | 0 | 0 | 0 | 0 | 0 | 0
F1_Commercial_Healthcare_New_Space Heating_Natural Gas_Furnace_E3 | F1 | Commercial | Healthcare | New | Space Heating | Natural Gas | Furnace | E3 | Participant - Cost of Equipment | 0.11518 | 0.11518 | 0.11518 | 0.11518 | 0.11518 | 0.11518 | 0.11518 | 0.11518 | 0.11518 | 0.11518 | 0.11518 | 0.11518 | 0.11518 | 0.11518 | 0.11518 | 0.11518 | 0.11518 | 0.11518 | 0.11518 | 0.11518 | 0.11518 | 0.11518 | 0.11518 | 0.11518 | 0.11518 | 0.11518 | 0.11518 | 0.11518 | 0.11518 | 0.11518 | 0.11518
F1_Commercial_Healthcare_New_Space Heating_Natural Gas_Furnace_E4 | F1 | Commercial | Healthcare | New | Space Heating | Natural Gas | Furnace | E4 | Participant - Cost of Equipment | 0.09527 | 0.09527 | 0.09527 | 0.09527 | 0.09527 | 0.09527 | 0.09527 | 0.09527 | 0.09527 | 0.09527 | 0.09527 | 0.09527 | 0.09527 | 0.09527 | 0.09527 | 0.09527 | 0.09527 | 0.09527 | 0.09527 | 0.09527 | 0.09527 | 0.09527 | 0.09527 | 0.09527 | 0.09527 | 0.09527 | 0.09527 | 0.09527 | 0.09527 | 0.09527 | 0.09527
F1_Commercial_Healthcare_New_Space Heating_Natural Gas_Furnace_E5 | F1 | Commercial | Healthcare | New | Space Heating | Natural Gas | Furnace | E5 | Participant - Cost of Equipment | 0 | 0 | 0 | 0 | 0 | 0 | 0 | 0.79326 | 0.79326 | 0.79326 | 0.79326 | 0.79326 | 0.79326 | 0.79326 | 0.79326 | 0.79326 | 0.79326 | 0.79326 | 0.79326 | 0.79326 | 0.79326 | 0.79326 | 0.79326 | 0.79326 | 0.79326 | 0.79326 | 0.79326 | 0.79326 | 0.79326 | 0.79326 | 0.79326
F1_Commercial_Healthcare_New_Space Heating_Natural Gas_Furnace_E6 | F1 | Commercial | Healthcare | New | Space Heating | Natural Gas | Furnace | E6 | Participant - Cost of Equipment | 0 | 0 | 0 | 0 | 0 | 0 | 0 | 0 | 0 | 0 | 0 | 0 | 0 | 0 | 0 | 0 | 0 | 0 | 0 | 0 | 0 | 0 | 0 | 0 | 0 | 0 | 0 | 0 | 0 | 0 | 0
F1_Commercial_Healthcare_New_Space Heating_Natural Gas_Furnace_E7 | F1 | Commercial | Healthcare | New | Space Heating | Natural Gas | Furnace | E7 | Participant - Cost of Equipment | 0 | 0 | 0 | 0 | 0 | 0 | 0 | 0 | 0 | 0 | 0 | 0 | 0 | 0 | 0 | 0 | 0 | 0 | 0 | 0 | 0 | 0 | 0 | 0 | 0 | 0 | 0 | 0 | 0 | 0 | 0
F1_Commercial_Healthcare_New_Space Heating_Natural Gas_Furnace_E8 | F1 | Commercial | Healthcare | New | Space Heating | Natural Gas | Furnace | E8 | Participant - Cost of Equipment | 0 | 0 | 0 | 0 | 0 | 0 | 0 | 0 | 0 | 0 | 0 | 0 | 0 | 0 | 0 | 0 | 0 | 0 | 0 | 0 | 0 | 0 | 0 | 0 | 0 | 0 | 0 | 0 | 0 | 0 | 0
F1_Commercial_Healthcare_New_Space Heating_Natural Gas_Furnace_E9 | F1 | Commercial | Healthcare | New | Space Heating | Natural Gas | Furnace | E9 | Participant - Cost of Equipment | 0 | 0 | 0 | 0 | 0 | 0 | 0 | 0 | 0 | 0 | 0 | 0 | 0 | 0 | 0 | 0 | 0 | 0 | 0 | 0 | 0 | 0 | 0 | 0 | 0 | 0 | 0 | 0 | 0 | 0 | 0
F1_Commercial_Healthcare_New_Space Heating_Natural Gas_Furnace_E10 | F1 | Commercial | Healthcare | New | Space Heating | Natural Gas | Furnace | E10 | Participant - Cost of Equipment | 0 | 0 | 0 | 0 | 0 | 0 | 0 | 0 | 0 | 0 | 0 | 0 | 0 | 0 | 0 | 0 | 0 | 0 | 0 | 0 | 0 | 0 | 0 | 0 | 0 | 0 | 0 | 0 | 0 | 0 | 0
F2_Commercial_Healthcare_New_Space Heating_Natural Gas_Furnace_E1 | F2 | Commercial | Healthcare | New | Space Heating | Natural Gas | Furnace | E1 | Participant - Cost of Operation | 0.75501 | 0.75987 | 0.76256 | 0.76584 | 0.77261 | 0 | 0 | 0 | 0 | 0 | 0 | 0 | 0 | 0 | 0 | 0 | 0 | 0 | 0 | 0 | 0 | 0 | 0 | 0 | 0 | 0 | 0 | 0 | 0 | 0 | 0
F2_Commercial_Healthcare_New_Space Heating_Natural Gas_Furnace_E2 | F2 | Commercial | Healthcare | New | Space Heating | Natural Gas | Furnace | E2 | Participant - Cost of Operation | 0.74569 | 0.75048 | 0.75315 | 0.75639 | 0.76307 | 0 | 0 | 0 | 0 | 0 | 0 | 0 | 0 | 0 | 0 | 0 | 0 | 0 | 0 | 0 | 0 | 0 | 0 | 0 | 0 | 0 | 0 | 0 | 0 | 0 | 0
F2_Commercial_Healthcare_New_Space Heating_Natural Gas_Furnace_E3 | F2 | Commercial | Healthcare | New | Space Heating | Natural Gas | Furnace | E3 | Participant - Cost of Operation | 0.66374 | 0.66801 | 0.67038 | 0.67327 | 0.67921 | 0.65908 | 0.64484 | 0.6334 | 0.62959 | 0.62418 | 0.62124 | 0.61716 | 0.55396 | 0.54949 | 0.54894 | 0.5448 | 0.54335 | 0.54291 | 0.5328 | 0.53619 | 0.53764 | 0.54015 | 0.54368 | 0.31629 | 0.3084 | 0.30029 | 0.2919 | 0.28313 | 0.27391 | 0.26415 | 0.25378
F2_Commercial_Healthcare_New_Space Heating_Natural Gas_Furnace_E4 | F2 | Commercial | Healthcare | New | Space Heating | Natural Gas | Furnace | E4 | Participant - Cost of Operation | 0.62917 | 0.63322 | 0.63547 | 0.6382 | 0.64384 | 0.62475 | 0.61125 | 0.60041 | 0.5968 | 0.59167 | 0.58888 | 0.58502 | 0.52511 | 0.52088 | 0.52035 | 0.51643 | 0.51505 | 0.51463 | 0.50505 | 0.50827 | 0.50964 | 0.51202 | 0.51536 | 0.29982 | 0.29234 | 0.28465 | 0.2767 | 0.26838 | 0.25964 | 0.25039 | 0.24056
F2_Commercial_Healthcare_New_Space Heating_Natural Gas_Furnace_E5 | F2 | Commercial | Healthcare | New | Space Heating | Natural Gas | Furnace | E5 | Participant - Cost of Operation | 0 | 0 | 0 | 0 | 0 | 0 | 0 | 0.44338 | 0.44072 | 0.43693 | 0.43487 | 0.43202 | 0.38777 | 0.38465 | 0.38426 | 0.38136 | 0.38034 | 0.38004 | 0.37296 | 0.37534 | 0.37635 | 0.37811 | 0.38057 | 0.22141 | 0.21588 | 0.21021 | 0.20433 | 0.19819 | 0.19173 | 0.1849 | 0.17765
F2_Commercial_Healthcare_New_Space Heating_Natural Gas_Furnace_E6 | F2 | Commercial | Healthcare | New | Space Heating | Natural Gas | Furnace | E6 | Participant - Cost of Operation | 0 | 0 | 0 | 0 | 0 | 0 | 0 | 0 | 0 | 0 | 0 | 0 | 0 | 0 | 0 | 0 | 0 | 0 | 0 | 0 | 0 | 0 | 0 | 0 | 0 | 0 | 0 | 0 | 0 | 0 | 0
F2_Commercial_Healthcare_New_Space Heating_Natural Gas_Furnace_E7 | F2 | Commercial | Healthcare | New | Space Heating | Natural Gas | Furnace | E7 | Participant - Cost of Operation | 0 | 0 | 0 | 0 | 0 | 0 | 0 | 0 | 0 | 0 | 0 | 0 | 0 | 0 | 0 | 0 | 0 | 0 | 0 | 0 | 0 | 0 | 0 | 0 | 0 | 0 | 0 | 0 | 0 | 0 | 0
F2_Commercial_Healthcare_New_Space Heating_Natural Gas_Furnace_E8 | F2 | Commercial | Healthcare | New | Space Heating | Natural Gas | Furnace | E8 | Participant - Cost of Operation | 0 | 0 | 0 | 0 | 0 | 0 | 0 | 0 | 0 | 0 | 0 | 0 | 0 | 0 | 0 | 0 | 0 | 0 | 0 | 0 | 0 | 0 | 0 | 0 | 0 | 0 | 0 | 0 | 0 | 0 | 0
F2_Commercial_Healthcare_New_Space Heating_Natural Gas_Furnace_E9 | F2 | Commercial | Healthcare | New | Space Heating | Natural Gas | Furnace | E9 | Participant - Cost of Operation | 0 | 0 | 0 | 0 | 0 | 0 | 0 | 0 | 0 | 0 | 0 | 0 | 0 | 0 | 0 | 0 | 0 | 0 | 0 | 0 | 0 | 0 | 0 | 0 | 0 | 0 | 0 | 0 | 0 | 0 | 0
F2_Commercial_Healthcare_New_Space Heating_Natural Gas_Furnace_E10 | F2 | Commercial | Healthcare | New | Space Heating | Natural Gas | Furnace | E10 | Participant - Cost of Operation | 0 | 0 | 0 | 0 | 0 | 0 | 0 | 0 | 0 | 0 | 0 | 0 | 0 | 0 | 0 | 0 | 0 | 0 | 0 | 0 | 0 | 0 | 0 | 0 | 0 | 0 | 0 | 0 | 0 | 0 | 0
F3_Commercial_Healthcare_New_Space Heating_Natural Gas_Furnace_E1 | F3 | Commercial | Healthcare | New | Space Heating | Natural Gas | Furnace | E1 | System - kBTUs of Conusmption | 64.8518 | 64.9193 | 64.8763 | 64.8468 | 64.8468 | 0 | 0 | 0 | 0 | 0 | 0 | 0 | 0 | 0 | 0 | 0 | 0 | 0 | 0 | 0 | 0 | 0 | 0 | 0 | 0 | 0 | 0 | 0 | 0 | 0 | 0
F3_Commercial_Healthcare_New_Space Heating_Natural Gas_Furnace_E2 | F3 | Commercial | Healthcare | New | Space Heating | Natural Gas | Furnace | E2 | System - kBTUs of Conusmption | 64.0511 | 64.1179 | 64.0753 | 64.0462 | 64.0462 | 0 | 0 | 0 | 0 | 0 | 0 | 0 | 0 | 0 | 0 | 0 | 0 | 0 | 0 | 0 | 0 | 0 | 0 | 0 | 0 | 0 | 0 | 0 | 0 | 0 | 0
F3_Commercial_Healthcare_New_Space Heating_Natural Gas_Furnace_E3 | F3 | Commercial | Healthcare | New | Space Heating | Natural Gas | Furnace | E3 | System - kBTUs of Conusmption | 57.0125 | 57.0719 | 57.0341 | 57.0082 | 57.0082 | 57.0082 | 57.0082 | 57.0082 | 57.0082 | 57.0082 | 57.0082 | 57.0082 | 57.0082 | 57.0082 | 57.0082 | 57.0082 | 57.0082 | 57.0082 | 57.0082 | 57.0082 | 57.0082 | 57.0082 | 57.0082 | 57.0082 | 57.0082 | 57.0082 | 57.0082 | 57.0082 | 57.0082 | 57.0082 | 57.0082
F3_Commercial_Healthcare_New_Space Heating_Natural Gas_Furnace_E4 | F3 | Commercial | Healthcare | New | Space Heating | Natural Gas | Furnace | E4 | System - kBTUs of Conusmption | 54.0431 | 54.0994 | 54.0636 | 54.039 | 54.039 | 54.039 | 54.039 | 54.039 | 54.039 | 54.039 | 54.039 | 54.039 | 54.039 | 54.039 | 54.039 | 54.039 | 54.039 | 54.039 | 54.039 | 54.039 | 54.039 | 54.039 | 54.039 | 54.039 | 54.039 | 54.039 | 54.039 | 54.039 | 54.039 | 54.039 | 54.039
F3_Commercial_Healthcare_New_Space Heating_Natural Gas_Furnace_E5 | F3 | Commercial | Healthcare | New | Space Heating | Natural Gas | Furnace | E5 | System - kBTUs of Conusmption | 0 | 0 | 0 | 0 | 0 | 0 | 0 | 39.9057 | 39.9057 | 39.9057 | 39.9057 | 39.9057 | 39.9057 | 39.9057 | 39.9057 | 39.9057 | 39.9057 | 39.9057 | 39.9057 | 39.9057 | 39.9057 | 39.9057 | 39.9057 | 39.9057 | 39.9057 | 39.9057 | 39.9057 | 39.9057 | 39.9057 | 39.9057 | 39.9057
F3_Commercial_Healthcare_New_Space Heating_Natural Gas_Furnace_E6 | F3 | Commercial | Healthcare | New | Space Heating | Natural Gas | Furnace | E6 | System - kBTUs of Conusmption | 0 | 0 | 0 | 0 | 0 | 0 | 0 | 0 | 0 | 0 | 0 | 0 | 0 | 0 | 0 | 0 | 0 | 0 | 0 | 0 | 0 | 0 | 0 | 0 | 0 | 0 | 0 | 0 | 0 | 0 | 0
F3_Commercial_Healthcare_New_Space Heating_Natural Gas_Furnace_E7 | F3 | Commercial | Healthcare | New | Space Heating | Natural Gas | Furnace | E7 | System - kBTUs of Conusmption | 0 | 0 | 0 | 0 | 0 | 0 | 0 | 0 | 0 | 0 | 0 | 0 | 0 | 0 | 0 | 0 | 0 | 0 | 0 | 0 | 0 | 0 | 0 | 0 | 0 | 0 | 0 | 0 | 0 | 0 | 0
F3_Commercial_Healthcare_New_Space Heating_Natural Gas_Furnace_E8 | F3 | Commercial | Healthcare | New | Space Heating | Natural Gas | Furnace | E8 | System - kBTUs of Conusmption | 0 | 0 | 0 | 0 | 0 | 0 | 0 | 0 | 0 | 0 | 0 | 0 | 0 | 0 | 0 | 0 | 0 | 0 | 0 | 0 | 0 | 0 | 0 | 0 | 0 | 0 | 0 | 0 | 0 | 0 | 0
F3_Commercial_Healthcare_New_Space Heating_Natural Gas_Furnace_E9 | F3 | Commercial | Healthcare | New | Space Heating | Natural Gas | Furnace | E9 | System - kBTUs of Conusmption | 0 | 0 | 0 | 0 | 0 | 0 | 0 | 0 | 0 | 0 | 0 | 0 | 0 | 0 | 0 | 0 | 0 | 0 | 0 | 0 | 0 | 0 | 0 | 0 | 0 | 0 | 0 | 0 | 0 | 0 | 0
F3_Commercial_Healthcare_New_Space Heating_Natural Gas_Furnace_E10 | F3 | Commercial | Healthcare | New | Space Heating | Natural Gas | Furnace | E10 | System - kBTUs of Conusmption | 0 | 0 | 0 | 0 | 0 | 0 | 0 | 0 | 0 | 0 | 0 | 0 | 0 | 0 | 0 | 0 | 0 | 0 | 0 | 0 | 0 | 0 | 0 | 0 | 0 | 0 | 0 | 0 | 0 | 0 | 0
F4_Commercial_Healthcare_New_Space Heating_Natural Gas_Furnace_E1 | F4 | Commercial | Healthcare | New | Space Heating | Natural Gas | Furnace | E1 | Utility - Cost of Equipment | 0.077285 | 0.077285 | 0.077285 | 0.077285 | 0.077285 | 0 | 0 | 0 | 0 | 0 | 0 | 0 | 0 | 0 | 0 | 0 | 0 | 0 | 0 | 0 | 0 | 0 | 0 | 0 | 0 | 0 | 0 | 0 | 0 | 0 | 0
F4_Commercial_Healthcare_New_Space Heating_Natural Gas_Furnace_E2 | F4 | Commercial | Healthcare | New | Space Heating | Natural Gas | Furnace | E2 | Utility - Cost of Equipment | 0.095456 | 0.095456 | 0.095456 | 0.095456 | 0.095456 | 0 | 0 | 0 | 0 | 0 | 0 | 0 | 0 | 0 | 0 | 0 | 0 | 0 | 0 | 0 | 0 | 0 | 0 | 0 | 0 | 0 | 0 | 0 | 0 | 0 | 0
F4_Commercial_Healthcare_New_Space Heating_Natural Gas_Furnace_E3 | F4 | Commercial | Healthcare | New | Space Heating | Natural Gas | Furnace | E3 | Utility - Cost of Equipment | 0.11518 | 0.11518 | 0.11518 | 0.11518 | 0.11518 | 0.11518 | 0.11518 | 0.11518 | 0.11518 | 0.11518 | 0.11518 | 0.11518 | 0.11518 | 0.11518 | 0.11518 | 0.11518 | 0.11518 | 0.11518 | 0.11518 | 0.11518 | 0.11518 | 0.11518 | 0.11518 | 0.11518 | 0.11518 | 0.11518 | 0.11518 | 0.11518 | 0.11518 | 0.11518 | 0.11518
F4_Commercial_Healthcare_New_Space Heating_Natural Gas_Furnace_E4 | F4 | Commercial | Healthcare | New | Space Heating | Natural Gas | Furnace | E4 | Utility - Cost of Equipment | 0.09527 | 0.09527 | 0.09527 | 0.09527 | 0.09527 | 0.09527 | 0.09527 | 0.09527 | 0.09527 | 0.09527 | 0.09527 | 0.09527 | 0.09527 | 0.09527 | 0.09527 | 0.09527 | 0.09527 | 0.09527 | 0.09527 | 0.09527 | 0.09527 | 0.09527 | 0.09527 | 0.09527 | 0.09527 | 0.09527 | 0.09527 | 0.09527 | 0.09527 | 0.09527 | 0.09527
F4_Commercial_Healthcare_New_Space Heating_Natural Gas_Furnace_E5 | F4 | Commercial | Healthcare | New | Space Heating | Natural Gas | Furnace | E5 | Utility - Cost of Equipment | 0 | 0 | 0 | 0 | 0 | 0 | 0 | 0.79326 | 0.79326 | 0.79326 | 0.79326 | 0.79326 | 0.79326 | 0.79326 | 0.79326 | 0.79326 | 0.79326 | 0.79326 | 0.79326 | 0.79326 | 0.79326 | 0.79326 | 0.79326 | 0.79326 | 0.79326 | 0.79326 | 0.79326 | 0.79326 | 0.79326 | 0.79326 | 0.79326
F4_Commercial_Healthcare_New_Space Heating_Natural Gas_Furnace_E6 | F4 | Commercial | Healthcare | New | Space Heating | Natural Gas | Furnace | E6 | Utility - Cost of Equipment | 0 | 0 | 0 | 0 | 0 | 0 | 0 | 0 | 0 | 0 | 0 | 0 | 0 | 0 | 0 | 0 | 0 | 0 | 0 | 0 | 0 | 0 | 0 | 0 | 0 | 0 | 0 | 0 | 0 | 0 | 0
F4_Commercial_Healthcare_New_Space Heating_Natural Gas_Furnace_E7 | F4 | Commercial | Healthcare | New | Space Heating | Natural Gas | Furnace | E7 | Utility - Cost of Equipment | 0 | 0 | 0 | 0 | 0 | 0 | 0 | 0 | 0 | 0 | 0 | 0 | 0 | 0 | 0 | 0 | 0 | 0 | 0 | 0 | 0 | 0 | 0 | 0 | 0 | 0 | 0 | 0 | 0 | 0 | 0
F4_Commercial_Healthcare_New_Space Heating_Natural Gas_Furnace_E8 | F4 | Commercial | Healthcare | New | Space Heating | Natural Gas | Furnace | E8 | Utility - Cost of Equipment | 0 | 0 | 0 | 0 | 0 | 0 | 0 | 0 | 0 | 0 | 0 | 0 | 0 | 0 | 0 | 0 | 0 | 0 | 0 | 0 | 0 | 0 | 0 | 0 | 0 | 0 | 0 | 0 | 0 | 0 | 0
F4_Commercial_Healthcare_New_Space Heating_Natural Gas_Furnace_E9 | F4 | Commercial | Healthcare | New | Space Heating | Natural Gas | Furnace | E9 | Utility - Cost of Equipment | 0 | 0 | 0 | 0 | 0 | 0 | 0 | 0 | 0 | 0 | 0 | 0 | 0 | 0 | 0 | 0 | 0 | 0 | 0 | 0 | 0 | 0 | 0 | 0 | 0 | 0 | 0 | 0 | 0 | 0 | 0
F4_Commercial_Healthcare_New_Space Heating_Natural Gas_Furnace_E10 | F4 | Commercial | Healthcare | New | Space Heating | Natural Gas | Furnace | E10 | Utility - Cost of Equipment | 0 | 0 | 0 | 0 | 0 | 0 | 0 | 0 | 0 | 0 | 0 | 0 | 0 | 0 | 0 | 0 | 0 | 0 | 0 | 0 | 0 | 0 | 0 | 0 | 0 | 0 | 0 | 0 | 0 | 0 | 0
F5_Commercial_Healthcare_New_Space Heating_Natural Gas_Furnace_E1 | F5 | Commercial | Healthcare | New | Space Heating | Natural Gas | Furnace | E1 | Utility - Cost of Operation | 0.63019 | 0.63424 | 0.6365 | 0.63923 | 0.64488 | 0 | 0 | 0 | 0 | 0 | 0 | 0 | 0 | 0 | 0 | 0 | 0 | 0 | 0 | 0 | 0 | 0 | 0 | 0 | 0 | 0 | 0 | 0 | 0 | 0 | 0
F5_Commercial_Healthcare_New_Space Heating_Natural Gas_Furnace_E2 | F5 | Commercial | Healthcare | New | Space Heating | Natural Gas | Furnace | E2 | Utility - Cost of Operation | 0.62241 | 0.62641 | 0.62864 | 0.63134 | 0.63692 | 0 | 0 | 0 | 0 | 0 | 0 | 0 | 0 | 0 | 0 | 0 | 0 | 0 | 0 | 0 | 0 | 0 | 0 | 0 | 0 | 0 | 0 | 0 | 0 | 0 | 0
F5_Commercial_Healthcare_New_Space Heating_Natural Gas_Furnace_E3 | F5 | Commercial | Healthcare | New | Space Heating | Natural Gas | Furnace | E3 | Utility - Cost of Operation | 0.55401 | 0.55758 | 0.55956 | 0.56196 | 0.56693 | 0.55012 | 0.53823 | 0.52869 | 0.52551 | 0.52099 | 0.51853 | 0.51513 | 0.46238 | 0.45865 | 0.45819 | 0.45473 | 0.45352 | 0.45316 | 0.44472 | 0.44755 | 0.44876 | 0.45086 | 0.4538 | 0.264 | 0.25741 | 0.25065 | 0.24364 | 0.23632 | 0.22862 | 0.22048 | 0.21183
F5_Commercial_Healthcare_New_Space Heating_Natural Gas_Furnace_E4 | F5 | Commercial | Healthcare | New | Space Heating | Natural Gas | Furnace | E4 | Utility - Cost of Operation | 0.52516 | 0.52854 | 0.53041 | 0.53269 | 0.5374 | 0.52147 | 0.5102 | 0.50115 | 0.49814 | 0.49385 | 0.49153 | 0.4883 | 0.4383 | 0.43476 | 0.43432 | 0.43105 | 0.4299 | 0.42955 | 0.42156 | 0.42424 | 0.42539 | 0.42737 | 0.43016 | 0.25025 | 0.24401 | 0.2376 | 0.23095 | 0.22401 | 0.21672 | 0.209 | 0.20079
F5_Commercial_Healthcare_New_Space Heating_Natural Gas_Furnace_E5 | F5 | Commercial | Healthcare | New | Space Heating | Natural Gas | Furnace | E5 | Utility - Cost of Operation | 0 | 0 | 0 | 0 | 0 | 0 | 0 | 0.37008 | 0.36786 | 0.36469 | 0.36297 | 0.36059 | 0.32367 | 0.32106 | 0.32073 | 0.31831 | 0.31746 | 0.31721 | 0.3113 | 0.31328 | 0.31413 | 0.3156 | 0.31766 | 0.1848 | 0.18019 | 0.17545 | 0.17055 | 0.16543 | 0.16004 | 0.15433 | 0.14828
F5_Commercial_Healthcare_New_Space Heating_Natural Gas_Furnace_E6 | F5 | Commercial | Healthcare | New | Space Heating | Natural Gas | Furnace | E6 | Utility - Cost of Operation | 0 | 0 | 0 | 0 | 0 | 0 | 0 | 0 | 0 | 0 | 0 | 0 | 0 | 0 | 0 | 0 | 0 | 0 | 0 | 0 | 0 | 0 | 0 | 0 | 0 | 0 | 0 | 0 | 0 | 0 | 0
F5_Commercial_Healthcare_New_Space Heating_Natural Gas_Furnace_E7 | F5 | Commercial | Healthcare | New | Space Heating | Natural Gas | Furnace | E7 | Utility - Cost of Operation | 0 | 0 | 0 | 0 | 0 | 0 | 0 | 0 | 0 | 0 | 0 | 0 | 0 | 0 | 0 | 0 | 0 | 0 | 0 | 0 | 0 | 0 | 0 | 0 | 0 | 0 | 0 | 0 | 0 | 0 | 0
F5_Commercial_Healthcare_New_Space Heating_Natural Gas_Furnace_E8 | F5 | Commercial | Healthcare | New | Space Heating | Natural Gas | Furnace | E8 | Utility - Cost of Operation | 0 | 0 | 0 | 0 | 0 | 0 | 0 | 0 | 0 | 0 | 0 | 0 | 0 | 0 | 0 | 0 | 0 | 0 | 0 | 0 | 0 | 0 | 0 | 0 | 0 | 0 | 0 | 0 | 0 | 0 | 0
F5_Commercial_Healthcare_New_Space Heating_Natural Gas_Furnace_E9 | F5 | Commercial | Healthcare | New | Space Heating | Natural Gas | Furnace | E9 | Utility - Cost of Operation | 0 | 0 | 0 | 0 | 0 | 0 | 0 | 0 | 0 | 0 | 0 | 0 | 0 | 0 | 0 | 0 | 0 | 0 | 0 | 0 | 0 | 0 | 0 | 0 | 0 | 0 | 0 | 0 | 0 | 0 | 0
F5_Commercial_Healthcare_New_Space Heating_Natural Gas_Furnace_E10 | F5 | Commercial | Healthcare | New | Space Heating | Natural Gas | Furnace | E10 | Utility - Cost of Operation | 0 | 0 | 0 | 0 | 0 | 0 | 0 | 0 | 0 | 0 | 0 | 0 | 0 | 0 | 0 | 0 | 0 | 0 | 0 | 0 | 0 | 0 | 0 | 0 | 0 | 0 | 0 | 0 | 0 | 0 | 0
F6_Commercial_Healthcare_New_Space Heating_Natural Gas_Furnace_E1 | F6 | Commercial | Healthcare | New | Space Heating | Natural Gas | Furnace | E1 | Utility - Value of Sales | 0.75501 | 0.75987 | 0.76256 | 0.76584 | 0.77261 | 0 | 0 | 0 | 0 | 0 | 0 | 0 | 0 | 0 | 0 | 0 | 0 | 0 | 0 | 0 | 0 | 0 | 0 | 0 | 0 | 0 | 0 | 0 | 0 | 0 | 0
F6_Commercial_Healthcare_New_Space Heating_Natural Gas_Furnace_E2 | F6 | Commercial | Healthcare | New | Space Heating | Natural Gas | Furnace | E2 | Utility - Value of Sales | 0.74569 | 0.75048 | 0.75315 | 0.75639 | 0.76307 | 0 | 0 | 0 | 0 | 0 | 0 | 0 | 0 | 0 | 0 | 0 | 0 | 0 | 0 | 0 | 0 | 0 | 0 | 0 | 0 | 0 | 0 | 0 | 0 | 0 | 0
F6_Commercial_Healthcare_New_Space Heating_Natural Gas_Furnace_E3 | F6 | Commercial | Healthcare | New | Space Heating | Natural Gas | Furnace | E3 | Utility - Value of Sales | 0.66374 | 0.66801 | 0.67038 | 0.67327 | 0.67921 | 0.65908 | 0.64484 | 0.6334 | 0.62959 | 0.62418 | 0.62124 | 0.61716 | 0.55396 | 0.54949 | 0.54894 | 0.5448 | 0.54335 | 0.54291 | 0.5328 | 0.53619 | 0.53764 | 0.54015 | 0.54368 | 0.31629 | 0.3084 | 0.30029 | 0.2919 | 0.28313 | 0.27391 | 0.26415 | 0.25378
F6_Commercial_Healthcare_New_Space Heating_Natural Gas_Furnace_E4 | F6 | Commercial | Healthcare | New | Space Heating | Natural Gas | Furnace | E4 | Utility - Value of Sales | 0.62917 | 0.63322 | 0.63547 | 0.6382 | 0.64384 | 0.62475 | 0.61125 | 0.60041 | 0.5968 | 0.59167 | 0.58888 | 0.58502 | 0.52511 | 0.52088 | 0.52035 | 0.51643 | 0.51505 | 0.51463 | 0.50505 | 0.50827 | 0.50964 | 0.51202 | 0.51536 | 0.29982 | 0.29234 | 0.28465 | 0.2767 | 0.26838 | 0.25964 | 0.25039 | 0.24056
F6_Commercial_Healthcare_New_Space Heating_Natural Gas_Furnace_E5 | F6 | Commercial | Healthcare | New | Space Heating | Natural Gas | Furnace | E5 | Utility - Value of Sales | 0 | 0 | 0 | 0 | 0 | 0 | 0 | 0.44338 | 0.44072 | 0.43693 | 0.43487 | 0.43202 | 0.38777 | 0.38465 | 0.38426 | 0.38136 | 0.38034 | 0.38004 | 0.37296 | 0.37534 | 0.37635 | 0.37811 | 0.38057 | 0.22141 | 0.21588 | 0.21021 | 0.20433 | 0.19819 | 0.19173 | 0.1849 | 0.17765
F6_Commercial_Healthcare_New_Space Heating_Natural Gas_Furnace_E6 | F6 | Commercial | Healthcare | New | Space Heating | Natural Gas | Furnace | E6 | Utility - Value of Sales | 0 | 0 | 0 | 0 | 0 | 0 | 0 | 0 | 0 | 0 | 0 | 0 | 0 | 0 | 0 | 0 | 0 | 0 | 0 | 0 | 0 | 0 | 0 | 0 | 0 | 0 | 0 | 0 | 0 | 0 | 0
F6_Commercial_Healthcare_New_Space Heating_Natural Gas_Furnace_E7 | F6 | Commercial | Healthcare | New | Space Heating | Natural Gas | Furnace | E7 | Utility - Value of Sales | 0 | 0 | 0 | 0 | 0 | 0 | 0 | 0 | 0 | 0 | 0 | 0 | 0 | 0 | 0 | 0 | 0 | 0 | 0 | 0 | 0 | 0 | 0 | 0 | 0 | 0 | 0 | 0 | 0 | 0 | 0
F6_Commercial_Healthcare_New_Space Heating_Natural Gas_Furnace_E8 | F6 | Commercial | Healthcare | New | Space Heating | Natural Gas | Furnace | E8 | Utility - Value of Sales | 0 | 0 | 0 | 0 | 0 | 0 | 0 | 0 | 0 | 0 | 0 | 0 | 0 | 0 | 0 | 0 | 0 | 0 | 0 | 0 | 0 | 0 | 0 | 0 | 0 | 0 | 0 | 0 | 0 | 0 | 0
F6_Commercial_Healthcare_New_Space Heating_Natural Gas_Furnace_E9 | F6 | Commercial | Healthcare | New | Space Heating | Natural Gas | Furnace | E9 | Utility - Value of Sales | 0 | 0 | 0 | 0 | 0 | 0 | 0 | 0 | 0 | 0 | 0 | 0 | 0 | 0 | 0 | 0 | 0 | 0 | 0 | 0 | 0 | 0 | 0 | 0 | 0 | 0 | 0 | 0 | 0 | 0 | 0
F6_Commercial_Healthcare_New_Space Heating_Natural Gas_Furnace_E10 | F6 | Commercial | Healthcare | New | Space Heating | Natural Gas | Furnace | E10 | Utility - Value of Sales | 0 | 0 | 0 | 0 | 0 | 0 | 0 | 0 | 0 | 0 | 0 | 0 | 0 | 0 | 0 | 0 | 0 | 0 | 0 | 0 | 0 | 0 | 0 | 0 | 0 | 0 | 0 | 0 | 0 | 0 | 0
F1_Commercial_Healthcare_New_Space Heating_Natural Gas_Boiler_E1 | F1 | Commercial | Healthcare | New | Space Heating | Natural Gas | Boiler | E1 | Participant - Cost of Equipment | 0.14921 | 0.14921 | 0.14921 | 0.14921 | 0.14921 | 0 | 0 | 0 | 0 | 0 | 0 | 0 | 0 | 0 | 0 | 0 | 0 | 0 | 0 | 0 | 0 | 0 | 0 | 0 | 0 | 0 | 0 | 0 | 0 | 0 | 0
F1_Commercial_Healthcare_New_Space Heating_Natural Gas_Boiler_E2 | F1 | Commercial | Healthcare | New | Space Heating | Natural Gas | Boiler | E2 | Participant - Cost of Equipment | 0.15425 | 0.15425 | 0.15425 | 0.15425 | 0.15425 | 0 | 0 | 0 | 0 | 0 | 0 | 0 | 0 | 0 | 0 | 0 | 0 | 0 | 0 | 0 | 0 | 0 | 0 | 0 | 0 | 0 | 0 | 0 | 0 | 0 | 0
F1_Commercial_Healthcare_New_Space Heating_Natural Gas_Boiler_E3 | F1 | Commercial | Healthcare | New | Space Heating | Natural Gas | Boiler | E3 | Participant - Cost of Equipment | 0.24245 | 0.24245 | 0.24245 | 0.24245 | 0.24245 | 0.24245 | 0.24245 | 0.24245 | 0.24245 | 0.24245 | 0.24245 | 0.24245 | 0.24245 | 0.24245 | 0.24245 | 0.24245 | 0.24245 | 0.24245 | 0.24245 | 0.24245 | 0.24245 | 0.24245 | 0.24245 | 0.24245 | 0.24245 | 0.24245 | 0.24245 | 0.24245 | 0.24245 | 0.24245 | 0.24245
F1_Commercial_Healthcare_New_Space Heating_Natural Gas_Boiler_E4 | F1 | Commercial | Healthcare | New | Space Heating | Natural Gas | Boiler | E4 | Participant - Cost of Equipment | 0.26516 | 0.26516 | 0.26516 | 0.26516 | 0.26516 | 0.26516 | 0.26516 | 0.26516 | 0.26516 | 0.26516 | 0.26516 | 0.26516 | 0.26516 | 0.26516 | 0.26516 | 0.26516 | 0.26516 | 0.26516 | 0.26516 | 0.26516 | 0.26516 | 0.26516 | 0.26516 | 0.26516 | 0.26516 | 0.26516 | 0.26516 | 0.26516 | 0.26516 | 0.26516 | 0.26516
F1_Commercial_Healthcare_New_Space Heating_Natural Gas_Boiler_E5 | F1 | Commercial | Healthcare | New | Space Heating | Natural Gas | Boiler | E5 | Participant - Cost of Equipment | 0.87283 | 0.87283 | 0.87283 | 0.87283 | 0.87283 | 0.87283 | 0.87283 | 0.87283 | 0.87283 | 0.87283 | 0.87283 | 0.87283 | 0.87283 | 0.87283 | 0.87283 | 0.87283 | 0.87283 | 0.87283 | 0.87283 | 0.87283 | 0.87283 | 0.87283 | 0.87283 | 0.87283 | 0.87283 | 0.87283 | 0.87283 | 0.87283 | 0.87283 | 0.87283 | 0.87283
F1_Commercial_Healthcare_New_Space Heating_Natural Gas_Boiler_E6 | F1 | Commercial | Healthcare | New | Space Heating | Natural Gas | Boiler | E6 | Participant - Cost of Equipment | 0 | 0 | 0 | 0 | 0 | 0 | 0 | 0 | 0 | 0 | 0 | 0 | 0 | 0 | 0 | 0 | 0 | 0 | 0 | 0 | 0 | 0 | 0 | 0 | 0 | 0 | 0 | 0 | 0 | 0 | 0
F1_Commercial_Healthcare_New_Space Heating_Natural Gas_Boiler_E7 | F1 | Commercial | Healthcare | New | Space Heating | Natural Gas | Boiler | E7 | Participant - Cost of Equipment | 0 | 0 | 0 | 0 | 0 | 0 | 0 | 0 | 0 | 0 | 0 | 0 | 0 | 0 | 0 | 0 | 0 | 0 | 0 | 0 | 0 | 0 | 0 | 0 | 0 | 0 | 0 | 0 | 0 | 0 | 0
F1_Commercial_Healthcare_New_Space Heating_Natural Gas_Boiler_E8 | F1 | Commercial | Healthcare | New | Space Heating | Natural Gas | Boiler | E8 | Participant - Cost of Equipment | 0 | 0 | 0 | 0 | 0 | 0 | 0 | 0 | 0 | 0 | 0 | 0 | 0 | 0 | 0 | 0 | 0 | 0 | 0 | 0 | 0 | 0 | 0 | 0 | 0 | 0 | 0 | 0 | 0 | 0 | 0
F1_Commercial_Healthcare_New_Space Heating_Natural Gas_Boiler_E9 | F1 | Commercial | Healthcare | New | Space Heating | Natural Gas | Boiler | E9 | Participant - Cost of Equipment | 0 | 0 | 0 | 0 | 0 | 0 | 0 | 0 | 0 | 0 | 0 | 0 | 0 | 0 | 0 | 0 | 0 | 0 | 0 | 0 | 0 | 0 | 0 | 0 | 0 | 0 | 0 | 0 | 0 | 0 | 0
F1_Commercial_Healthcare_New_Space Heating_Natural Gas_Boiler_E10 | F1 | Commercial | Healthcare | New | Space Heating | Natural Gas | Boiler | E10 | Participant - Cost of Equipment | 0 | 0 | 0 | 0 | 0 | 0 | 0 | 0 | 0 | 0 | 0 | 0 | 0 | 0 | 0 | 0 | 0 | 0 | 0 | 0 | 0 | 0 | 0 | 0 | 0 | 0 | 0 | 0 | 0 | 0 | 0
F2_Commercial_Healthcare_New_Space Heating_Natural Gas_Boiler_E1 | F2 | Commercial | Healthcare | New | Space Heating | Natural Gas | Boiler | E1 | Participant - Cost of Operation | 1.4129 | 1.4213 | 1.4267 | 1.4331 | 1.4459 | 0 | 0 | 0 | 0 | 0 | 0 | 0 | 0 | 0 | 0 | 0 | 0 | 0 | 0 | 0 | 0 | 0 | 0 | 0 | 0 | 0 | 0 | 0 | 0 | 0 | 0
F2_Commercial_Healthcare_New_Space Heating_Natural Gas_Boiler_E2 | F2 | Commercial | Healthcare | New | Space Heating | Natural Gas | Boiler | E2 | Participant - Cost of Operation | 1.3456 | 1.3536 | 1.3587 | 1.3648 | 1.377 | 0 | 0 | 0 | 0 | 0 | 0 | 0 | 0 | 0 | 0 | 0 | 0 | 0 | 0 | 0 | 0 | 0 | 0 | 0 | 0 | 0 | 0 | 0 | 0 | 0 | 0
F2_Commercial_Healthcare_New_Space Heating_Natural Gas_Boiler_E3 | F2 | Commercial | Healthcare | New | Space Heating | Natural Gas | Boiler | E3 | Participant - Cost of Operation | 1.2024 | 1.2096 | 1.2142 | 1.2196 | 1.2305 | 1.1836 | 1.1457 | 1.1253 | 1.1182 | 1.1084 | 1.1029 | 1.0954 | 0.98529 | 0.97715 | 0.9758 | 0.96825 | 0.96536 | 0.96425 | 0.94583 | 0.95027 | 0.9513 | 0.95415 | 0.9587 | 0.56249 | 0.54716 | 0.53141 | 0.5151 | 0.49809 | 0.48024 | 0.46141 | 0.44145
F2_Commercial_Healthcare_New_Space Heating_Natural Gas_Boiler_E4 | F2 | Commercial | Healthcare | New | Space Heating | Natural Gas | Boiler | E4 | Participant - Cost of Operation | 1.1534 | 1.1602 | 1.1646 | 1.1698 | 1.1803 | 1.1353 | 1.0989 | 1.0794 | 1.0726 | 1.0632 | 1.0578 | 1.0507 | 0.94507 | 0.93726 | 0.93597 | 0.92873 | 0.92596 | 0.9249 | 0.90723 | 0.91148 | 0.91247 | 0.9152 | 0.91957 | 0.53954 | 0.52482 | 0.50972 | 0.49408 | 0.47776 | 0.46064 | 0.44257 | 0.42344
F2_Commercial_Healthcare_New_Space Heating_Natural Gas_Boiler_E5 | F2 | Commercial | Healthcare | New | Space Heating | Natural Gas | Boiler | E5 | Participant - Cost of Operation | 0.86945 | 0.87464 | 0.87795 | 0.88188 | 0.88977 | 0.85584 | 0.82842 | 0.8137 | 0.80858 | 0.80146 | 0.79745 | 0.79204 | 0.71244 | 0.70655 | 0.70558 | 0.70012 | 0.69803 | 0.69723 | 0.68391 | 0.68712 | 0.68787 | 0.68992 | 0.69322 | 0.40673 | 0.39564 | 0.38425 | 0.37246 | 0.36016 | 0.34725 | 0.33363 | 0.3192
F2_Commercial_Healthcare_New_Space Heating_Natural Gas_Boiler_E6 | F2 | Commercial | Healthcare | New | Space Heating | Natural Gas | Boiler | E6 | Participant - Cost of Operation | 0 | 0 | 0 | 0 | 0 | 0 | 0 | 0 | 0 | 0 | 0 | 0 | 0 | 0 | 0 | 0 | 0 | 0 | 0 | 0 | 0 | 0 | 0 | 0 | 0 | 0 | 0 | 0 | 0 | 0 | 0
F2_Commercial_Healthcare_New_Space Heating_Natural Gas_Boiler_E7 | F2 | Commercial | Healthcare | New | Space Heating | Natural Gas | Boiler | E7 | Participant - Cost of Operation | 0 | 0 | 0 | 0 | 0 | 0 | 0 | 0 | 0 | 0 | 0 | 0 | 0 | 0 | 0 | 0 | 0 | 0 | 0 | 0 | 0 | 0 | 0 | 0 | 0 | 0 | 0 | 0 | 0 | 0 | 0
F2_Commercial_Healthcare_New_Space Heating_Natural Gas_Boiler_E8 | F2 | Commercial | Healthcare | New | Space Heating | Natural Gas | Boiler | E8 | Participant - Cost of Operation | 0 | 0 | 0 | 0 | 0 | 0 | 0 | 0 | 0 | 0 | 0 | 0 | 0 | 0 | 0 | 0 | 0 | 0 | 0 | 0 | 0 | 0 | 0 | 0 | 0 | 0 | 0 | 0 | 0 | 0 | 0
F2_Commercial_Healthcare_New_Space Heating_Natural Gas_Boiler_E9 | F2 | Commercial | Healthcare | New | Space Heating | Natural Gas | Boiler | E9 | Participant - Cost of Operation | 0 | 0 | 0 | 0 | 0 | 0 | 0 | 0 | 0 | 0 | 0 | 0 | 0 | 0 | 0 | 0 | 0 | 0 | 0 | 0 | 0 | 0 | 0 | 0 | 0 | 0 | 0 | 0 | 0 | 0 | 0
F2_Commercial_Healthcare_New_Space Heating_Natural Gas_Boiler_E10 | F2 | Commercial | Healthcare | New | Space Heating | Natural Gas | Boiler | E10 | Participant - Cost of Operation | 0 | 0 | 0 | 0 | 0 | 0 | 0 | 0 | 0 | 0 | 0 | 0 | 0 | 0 | 0 | 0 | 0 | 0 | 0 | 0 | 0 | 0 | 0 | 0 | 0 | 0 | 0 | 0 | 0 | 0 | 0
F3_Commercial_Healthcare_New_Space Heating_Natural Gas_Boiler_E1 | F3 | Commercial | Healthcare | New | Space Heating | Natural Gas | Boiler | E1 | System - kBTUs of Conusmption | 121.4324 | 121.5488 | 121.4746 | 121.4238 | 121.4238 | 0 | 0 | 0 | 0 | 0 | 0 | 0 | 0 | 0 | 0 | 0 | 0 | 0 | 0 | 0 | 0 | 0 | 0 | 0 | 0 | 0 | 0 | 0 | 0 | 0 | 0
F3_Commercial_Healthcare_New_Space Heating_Natural Gas_Boiler_E2 | F3 | Commercial | Healthcare | New | Space Heating | Natural Gas | Boiler | E2 | System - kBTUs of Conusmption | 115.6499 | 115.7607 | 115.6901 | 115.6418 | 115.6418 | 0 | 0 | 0 | 0 | 0 | 0 | 0 | 0 | 0 | 0 | 0 | 0 | 0 | 0 | 0 | 0 | 0 | 0 | 0 | 0 | 0 | 0 | 0 | 0 | 0 | 0
F3_Commercial_Healthcare_New_Space Heating_Natural Gas_Boiler_E3 | F3 | Commercial | Healthcare | New | Space Heating | Natural Gas | Boiler | E3 | System - kBTUs of Conusmption | 103.3467 | 103.4458 | 103.3826 | 103.3394 | 103.3394 | 103.3394 | 103.3394 | 103.3394 | 103.3394 | 103.3394 | 103.3394 | 103.3394 | 103.3394 | 103.3394 | 103.3394 | 103.3394 | 103.3394 | 103.3394 | 103.3394 | 103.3394 | 103.3394 | 103.3394 | 103.3394 | 103.3394 | 103.3394 | 103.3394 | 103.3394 | 103.3394 | 103.3394 | 103.3394 | 103.0215
F3_Commercial_Healthcare_New_Space Heating_Natural Gas_Boiler_E4 | F3 | Commercial | Healthcare | New | Space Heating | Natural Gas | Boiler | E4 | System - kBTUs of Conusmption | 99.1285 | 99.2235 | 99.1629 | 99.1215 | 99.1215 | 99.1215 | 99.1215 | 99.1215 | 99.1215 | 99.1215 | 99.1215 | 99.1215 | 99.1215 | 99.1215 | 99.1215 | 99.1215 | 99.1215 | 99.1215 | 99.1215 | 99.1215 | 99.1215 | 99.1215 | 99.1215 | 99.1215 | 99.1215 | 99.1215 | 99.1215 | 99.1215 | 99.1215 | 99.1215 | 98.8165
F3_Commercial_Healthcare_New_Space Heating_Natural Gas_Boiler_E5 | F3 | Commercial | Healthcare | New | Space Heating | Natural Gas | Boiler | E5 | System - kBTUs of Conusmption | 74.7276 | 74.7992 | 74.7536 | 74.7224 | 74.7224 | 74.7224 | 74.7224 | 74.7224 | 74.7224 | 74.7224 | 74.7224 | 74.7224 | 74.7224 | 74.7224 | 74.7224 | 74.7224 | 74.7224 | 74.7224 | 74.7224 | 74.7224 | 74.7224 | 74.7224 | 74.7224 | 74.7224 | 74.7224 | 74.7224 | 74.7224 | 74.7224 | 74.7224 | 74.7224 | 74.4925
F3_Commercial_Healthcare_New_Space Heating_Natural Gas_Boiler_E6 | F3 | Commercial | Healthcare | New | Space Heating | Natural Gas | Boiler | E6 | System - kBTUs of Conusmption | 0 | 0 | 0 | 0 | 0 | 0 | 0 | 0 | 0 | 0 | 0 | 0 | 0 | 0 | 0 | 0 | 0 | 0 | 0 | 0 | 0 | 0 | 0 | 0 | 0 | 0 | 0 | 0 | 0 | 0 | 0
F3_Commercial_Healthcare_New_Space Heating_Natural Gas_Boiler_E7 | F3 | Commercial | Healthcare | New | Space Heating | Natural Gas | Boiler | E7 | System - kBTUs of Conusmption | 0 | 0 | 0 | 0 | 0 | 0 | 0 | 0 | 0 | 0 | 0 | 0 | 0 | 0 | 0 | 0 | 0 | 0 | 0 | 0 | 0 | 0 | 0 | 0 | 0 | 0 | 0 | 0 | 0 | 0 | 0
F3_Commercial_Healthcare_New_Space Heating_Natural Gas_Boiler_E8 | F3 | Commercial | Healthcare | New | Space Heating | Natural Gas | Boiler | E8 | System - kBTUs of Conusmption | 0 | 0 | 0 | 0 | 0 | 0 | 0 | 0 | 0 | 0 | 0 | 0 | 0 | 0 | 0 | 0 | 0 | 0 | 0 | 0 | 0 | 0 | 0 | 0 | 0 | 0 | 0 | 0 | 0 | 0 | 0
F3_Commercial_Healthcare_New_Space Heating_Natural Gas_Boiler_E9 | F3 | Commercial | Healthcare | New | Space Heating | Natural Gas | Boiler | E9 | System - kBTUs of Conusmption | 0 | 0 | 0 | 0 | 0 | 0 | 0 | 0 | 0 | 0 | 0 | 0 | 0 | 0 | 0 | 0 | 0 | 0 | 0 | 0 | 0 | 0 | 0 | 0 | 0 | 0 | 0 | 0 | 0 | 0 | 0
F3_Commercial_Healthcare_New_Space Heating_Natural Gas_Boiler_E10 | F3 | Commercial | Healthcare | New | Space Heating | Natural Gas | Boiler | E10 | System - kBTUs of Conusmption | 0 | 0 | 0 | 0 | 0 | 0 | 0 | 0 | 0 | 0 | 0 | 0 | 0 | 0 | 0 | 0 | 0 | 0 | 0 | 0 | 0 | 0 | 0 | 0 | 0 | 0 | 0 | 0 | 0 | 0 | 0
F4_Commercial_Healthcare_New_Space Heating_Natural Gas_Boiler_E1 | F4 | Commercial | Healthcare | New | Space Heating | Natural Gas | Boiler | E1 | Utility - Cost of Equipment | 0.14921 | 0.14921 | 0.14921 | 0.14921 | 0.14921 | 0 | 0 | 0 | 0 | 0 | 0 | 0 | 0 | 0 | 0 | 0 | 0 | 0 | 0 | 0 | 0 | 0 | 0 | 0 | 0 | 0 | 0 | 0 | 0 | 0 | 0
F4_Commercial_Healthcare_New_Space Heating_Natural Gas_Boiler_E2 | F4 | Commercial | Healthcare | New | Space Heating | Natural Gas | Boiler | E2 | Utility - Cost of Equipment | 0.15425 | 0.15425 | 0.15425 | 0.15425 | 0.15425 | 0 | 0 | 0 | 0 | 0 | 0 | 0 | 0 | 0 | 0 | 0 | 0 | 0 | 0 | 0 | 0 | 0 | 0 | 0 | 0 | 0 | 0 | 0 | 0 | 0 | 0
F4_Commercial_Healthcare_New_Space Heating_Natural Gas_Boiler_E3 | F4 | Commercial | Healthcare | New | Space Heating | Natural Gas | Boiler | E3 | Utility - Cost of Equipment | 0.24245 | 0.24245 | 0.24245 | 0.24245 | 0.24245 | 0.24245 | 0.24245 | 0.24245 | 0.24245 | 0.24245 | 0.24245 | 0.24245 | 0.24245 | 0.24245 | 0.24245 | 0.24245 | 0.24245 | 0.24245 | 0.24245 | 0.24245 | 0.24245 | 0.24245 | 0.24245 | 0.24245 | 0.24245 | 0.24245 | 0.24245 | 0.24245 | 0.24245 | 0.24245 | 0.24245
F4_Commercial_Healthcare_New_Space Heating_Natural Gas_Boiler_E4 | F4 | Commercial | Healthcare | New | Space Heating | Natural Gas | Boiler | E4 | Utility - Cost of Equipment | 0.26516 | 0.26516 | 0.26516 | 0.26516 | 0.26516 | 0.26516 | 0.26516 | 0.26516 | 0.26516 | 0.26516 | 0.26516 | 0.26516 | 0.26516 | 0.26516 | 0.26516 | 0.26516 | 0.26516 | 0.26516 | 0.26516 | 0.26516 | 0.26516 | 0.26516 | 0.26516 | 0.26516 | 0.26516 | 0.26516 | 0.26516 | 0.26516 | 0.26516 | 0.26516 | 0.26516
F4_Commercial_Healthcare_New_Space Heating_Natural Gas_Boiler_E5 | F4 | Commercial | Healthcare | New | Space Heating | Natural Gas | Boiler | E5 | Utility - Cost of Equipment | 0.87283 | 0.87283 | 0.87283 | 0.87283 | 0.87283 | 0.87283 | 0.87283 | 0.87283 | 0.87283 | 0.87283 | 0.87283 | 0.87283 | 0.87283 | 0.87283 | 0.87283 | 0.87283 | 0.87283 | 0.87283 | 0.87283 | 0.87283 | 0.87283 | 0.87283 | 0.87283 | 0.87283 | 0.87283 | 0.87283 | 0.87283 | 0.87283 | 0.87283 | 0.87283 | 0.87283
F4_Commercial_Healthcare_New_Space Heating_Natural Gas_Boiler_E6 | F4 | Commercial | Healthcare | New | Space Heating | Natural Gas | Boiler | E6 | Utility - Cost of Equipment | 0 | 0 | 0 | 0 | 0 | 0 | 0 | 0 | 0 | 0 | 0 | 0 | 0 | 0 | 0 | 0 | 0 | 0 | 0 | 0 | 0 | 0 | 0 | 0 | 0 | 0 | 0 | 0 | 0 | 0 | 0
F4_Commercial_Healthcare_New_Space Heating_Natural Gas_Boiler_E7 | F4 | Commercial | Healthcare | New | Space Heating | Natural Gas | Boiler | E7 | Utility - Cost of Equipment | 0 | 0 | 0 | 0 | 0 | 0 | 0 | 0 | 0 | 0 | 0 | 0 | 0 | 0 | 0 | 0 | 0 | 0 | 0 | 0 | 0 | 0 | 0 | 0 | 0 | 0 | 0 | 0 | 0 | 0 | 0
F4_Commercial_Healthcare_New_Space Heating_Natural Gas_Boiler_E8 | F4 | Commercial | Healthcare | New | Space Heating | Natural Gas | Boiler | E8 | Utility - Cost of Equipment | 0 | 0 | 0 | 0 | 0 | 0 | 0 | 0 | 0 | 0 | 0 | 0 | 0 | 0 | 0 | 0 | 0 | 0 | 0 | 0 | 0 | 0 | 0 | 0 | 0 | 0 | 0 | 0 | 0 | 0 | 0
F4_Commercial_Healthcare_New_Space Heating_Natural Gas_Boiler_E9 | F4 | Commercial | Healthcare | New | Space Heating | Natural Gas | Boiler | E9 | Utility - Cost of Equipment | 0 | 0 | 0 | 0 | 0 | 0 | 0 | 0 | 0 | 0 | 0 | 0 | 0 | 0 | 0 | 0 | 0 | 0 | 0 | 0 | 0 | 0 | 0 | 0 | 0 | 0 | 0 | 0 | 0 | 0 | 0
F4_Commercial_Healthcare_New_Space Heating_Natural Gas_Boiler_E10 | F4 | Commercial | Healthcare | New | Space Heating | Natural Gas | Boiler | E10 | Utility - Cost of Equipment | 0 | 0 | 0 | 0 | 0 | 0 | 0 | 0 | 0 | 0 | 0 | 0 | 0 | 0 | 0 | 0 | 0 | 0 | 0 | 0 | 0 | 0 | 0 | 0 | 0 | 0 | 0 | 0 | 0 | 0 | 0
F5_Commercial_Healthcare_New_Space Heating_Natural Gas_Boiler_E1 | F5 | Commercial | Healthcare | New | Space Heating | Natural Gas | Boiler | E1 | Utility - Cost of Operation | 1.1793 | 1.1863 | 1.1908 | 1.1961 | 1.2068 | 0 | 0 | 0 | 0 | 0 | 0 | 0 | 0 | 0 | 0 | 0 | 0 | 0 | 0 | 0 | 0 | 0 | 0 | 0 | 0 | 0 | 0 | 0 | 0 | 0 | 0
F5_Commercial_Healthcare_New_Space Heating_Natural Gas_Boiler_E2 | F5 | Commercial | Healthcare | New | Space Heating | Natural Gas | Boiler | E2 | Utility - Cost of Operation | 1.1231 | 1.1298 | 1.1341 | 1.1392 | 1.1494 | 0 | 0 | 0 | 0 | 0 | 0 | 0 | 0 | 0 | 0 | 0 | 0 | 0 | 0 | 0 | 0 | 0 | 0 | 0 | 0 | 0 | 0 | 0 | 0 | 0 | 0
F5_Commercial_Healthcare_New_Space Heating_Natural Gas_Boiler_E3 | F5 | Commercial | Healthcare | New | Space Heating | Natural Gas | Boiler | E3 | Utility - Cost of Operation | 1.0036 | 1.0096 | 1.0135 | 1.018 | 1.0271 | 0.98793 | 0.95628 | 0.93929 | 0.93338 | 0.92516 | 0.92053 | 0.91429 | 0.8224 | 0.8156 | 0.81448 | 0.80818 | 0.80577 | 0.80484 | 0.78947 | 0.79317 | 0.79403 | 0.79641 | 0.80021 | 0.4695 | 0.4567 | 0.44355 | 0.42994 | 0.41575 | 0.40085 | 0.38513 | 0.36847
F5_Commercial_Healthcare_New_Space Heating_Natural Gas_Boiler_E4 | F5 | Commercial | Healthcare | New | Space Heating | Natural Gas | Boiler | E4 | Utility - Cost of Operation | 0.96268 | 0.96843 | 0.97209 | 0.97644 | 0.98518 | 0.94761 | 0.91725 | 0.90095 | 0.89528 | 0.88739 | 0.88296 | 0.87697 | 0.78883 | 0.78231 | 0.78124 | 0.77519 | 0.77288 | 0.77199 | 0.75724 | 0.7608 | 0.76162 | 0.7639 | 0.76755 | 0.45034 | 0.43806 | 0.42545 | 0.4124 | 0.39878 | 0.38449 | 0.36941 | 0.35343
F5_Commercial_Healthcare_New_Space Heating_Natural Gas_Boiler_E5 | F5 | Commercial | Healthcare | New | Space Heating | Natural Gas | Boiler | E5 | Utility - Cost of Operation | 0.72572 | 0.73005 | 0.7328 | 0.73609 | 0.74267 | 0.71435 | 0.69146 | 0.67918 | 0.6749 | 0.66896 | 0.66562 | 0.6611 | 0.59466 | 0.58975 | 0.58893 | 0.58438 | 0.58263 | 0.58196 | 0.57084 | 0.57352 | 0.57415 | 0.57586 | 0.57861 | 0.33949 | 0.33023 | 0.32072 | 0.31088 | 0.30062 | 0.28985 | 0.27848 | 0.26643
F5_Commercial_Healthcare_New_Space Heating_Natural Gas_Boiler_E6 | F5 | Commercial | Healthcare | New | Space Heating | Natural Gas | Boiler | E6 | Utility - Cost of Operation | 0 | 0 | 0 | 0 | 0 | 0 | 0 | 0 | 0 | 0 | 0 | 0 | 0 | 0 | 0 | 0 | 0 | 0 | 0 | 0 | 0 | 0 | 0 | 0 | 0 | 0 | 0 | 0 | 0 | 0 | 0
F5_Commercial_Healthcare_New_Space Heating_Natural Gas_Boiler_E7 | F5 | Commercial | Healthcare | New | Space Heating | Natural Gas | Boiler | E7 | Utility - Cost of Operation | 0 | 0 | 0 | 0 | 0 | 0 | 0 | 0 | 0 | 0 | 0 | 0 | 0 | 0 | 0 | 0 | 0 | 0 | 0 | 0 | 0 | 0 | 0 | 0 | 0 | 0 | 0 | 0 | 0 | 0 | 0
F5_Commercial_Healthcare_New_Space Heating_Natural Gas_Boiler_E8 | F5 | Commercial | Healthcare | New | Space Heating | Natural Gas | Boiler | E8 | Utility - Cost of Operation | 0 | 0 | 0 | 0 | 0 | 0 | 0 | 0 | 0 | 0 | 0 | 0 | 0 | 0 | 0 | 0 | 0 | 0 | 0 | 0 | 0 | 0 | 0 | 0 | 0 | 0 | 0 | 0 | 0 | 0 | 0
F5_Commercial_Healthcare_New_Space Heating_Natural Gas_Boiler_E9 | F5 | Commercial | Healthcare | New | Space Heating | Natural Gas | Boiler | E9 | Utility - Cost of Operation | 0 | 0 | 0 | 0 | 0 | 0 | 0 | 0 | 0 | 0 | 0 | 0 | 0 | 0 | 0 | 0 | 0 | 0 | 0 | 0 | 0 | 0 | 0 | 0 | 0 | 0 | 0 | 0 | 0 | 0 | 0
F5_Commercial_Healthcare_New_Space Heating_Natural Gas_Boiler_E10 | F5 | Commercial | Healthcare | New | Space Heating | Natural Gas | Boiler | E10 | Utility - Cost of Operation | 0 | 0 | 0 | 0 | 0 | 0 | 0 | 0 | 0 | 0 | 0 | 0 | 0 | 0 | 0 | 0 | 0 | 0 | 0 | 0 | 0 | 0 | 0 | 0 | 0 | 0 | 0 | 0 | 0 | 0 | 0
F6_Commercial_Healthcare_New_Space Heating_Natural Gas_Boiler_E1 | F6 | Commercial | Healthcare | New | Space Heating | Natural Gas | Boiler | E1 | Utility - Value of Sales | 1.4129 | 1.4213 | 1.4267 | 1.4331 | 1.4459 | 0 | 0 | 0 | 0 | 0 | 0 | 0 | 0 | 0 | 0 | 0 | 0 | 0 | 0 | 0 | 0 | 0 | 0 | 0 | 0 | 0 | 0 | 0 | 0 | 0 | 0
F6_Commercial_Healthcare_New_Space Heating_Natural Gas_Boiler_E2 | F6 | Commercial | Healthcare | New | Space Heating | Natural Gas | Boiler | E2 | Utility - Value of Sales | 1.3456 | 1.3536 | 1.3587 | 1.3648 | 1.377 | 0 | 0 | 0 | 0 | 0 | 0 | 0 | 0 | 0 | 0 | 0 | 0 | 0 | 0 | 0 | 0 | 0 | 0 | 0 | 0 | 0 | 0 | 0 | 0 | 0 | 0
F6_Commercial_Healthcare_New_Space Heating_Natural Gas_Boiler_E3 | F6 | Commercial | Healthcare | New | Space Heating | Natural Gas | Boiler | E3 | Utility - Value of Sales | 1.2024 | 1.2096 | 1.2142 | 1.2196 | 1.2305 | 1.1836 | 1.1457 | 1.1253 | 1.1182 | 1.1084 | 1.1029 | 1.0954 | 0.98529 | 0.97715 | 0.9758 | 0.96825 | 0.96536 | 0.96425 | 0.94583 | 0.95027 | 0.9513 | 0.95415 | 0.9587 | 0.56249 | 0.54716 | 0.53141 | 0.5151 | 0.49809 | 0.48024 | 0.46141 | 0.44145
F6_Commercial_Healthcare_New_Space Heating_Natural Gas_Boiler_E4 | F6 | Commercial | Healthcare | New | Space Heating | Natural Gas | Boiler | E4 | Utility - Value of Sales | 1.1534 | 1.1602 | 1.1646 | 1.1698 | 1.1803 | 1.1353 | 1.0989 | 1.0794 | 1.0726 | 1.0632 | 1.0578 | 1.0507 | 0.94507 | 0.93726 | 0.93597 | 0.92873 | 0.92596 | 0.9249 | 0.90723 | 0.91148 | 0.91247 | 0.9152 | 0.91957 | 0.53954 | 0.52482 | 0.50972 | 0.49408 | 0.47776 | 0.46064 | 0.44257 | 0.42344
F6_Commercial_Healthcare_New_Space Heating_Natural Gas_Boiler_E5 | F6 | Commercial | Healthcare | New | Space Heating | Natural Gas | Boiler | E5 | Utility - Value of Sales | 0.86945 | 0.87464 | 0.87795 | 0.88188 | 0.88977 | 0.85584 | 0.82842 | 0.8137 | 0.80858 | 0.80146 | 0.79745 | 0.79204 | 0.71244 | 0.70655 | 0.70558 | 0.70012 | 0.69803 | 0.69723 | 0.68391 | 0.68712 | 0.68787 | 0.68992 | 0.69322 | 0.40673 | 0.39564 | 0.38425 | 0.37246 | 0.36016 | 0.34725 | 0.33363 | 0.3192
F6_Commercial_Healthcare_New_Space Heating_Natural Gas_Boiler_E6 | F6 | Commercial | Healthcare | New | Space Heating | Natural Gas | Boiler | E6 | Utility - Value of Sales | 0 | 0 | 0 | 0 | 0 | 0 | 0 | 0 | 0 | 0 | 0 | 0 | 0 | 0 | 0 | 0 | 0 | 0 | 0 | 0 | 0 | 0 | 0 | 0 | 0 | 0 | 0 | 0 | 0 | 0 | 0
F6_Commercial_Healthcare_New_Space Heating_Natural Gas_Boiler_E7 | F6 | Commercial | Healthcare | New | Space Heating | Natural Gas | Boiler | E7 | Utility - Value of Sales | 0 | 0 | 0 | 0 | 0 | 0 | 0 | 0 | 0 | 0 | 0 | 0 | 0 | 0 | 0 | 0 | 0 | 0 | 0 | 0 | 0 | 0 | 0 | 0 | 0 | 0 | 0 | 0 | 0 | 0 | 0
F6_Commercial_Healthcare_New_Space Heating_Natural Gas_Boiler_E8 | F6 | Commercial | Healthcare | New | Space Heating | Natural Gas | Boiler | E8 | Utility - Value of Sales | 0 | 0 | 0 | 0 | 0 | 0 | 0 | 0 | 0 | 0 | 0 | 0 | 0 | 0 | 0 | 0 | 0 | 0 | 0 | 0 | 0 | 0 | 0 | 0 | 0 | 0 | 0 | 0 | 0 | 0 | 0
F6_Commercial_Healthcare_New_Space Heating_Natural Gas_Boiler_E9 | F6 | Commercial | Healthcare | New | Space Heating | Natural Gas | Boiler | E9 | Utility - Value of Sales | 0 | 0 | 0 | 0 | 0 | 0 | 0 | 0 | 0 | 0 | 0 | 0 | 0 | 0 | 0 | 0 | 0 | 0 | 0 | 0 | 0 | 0 | 0 | 0 | 0 | 0 | 0 | 0 | 0 | 0 | 0
F6_Commercial_Healthcare_New_Space Heating_Natural Gas_Boiler_E10 | F6 | Commercial | Healthcare | New | Space Heating | Natural Gas | Boiler | E10 | Utility - Value of Sales | 0 | 0 | 0 | 0 | 0 | 0 | 0 | 0 | 0 | 0 | 0 | 0 | 0 | 0 | 0 | 0 | 0 | 0 | 0 | 0 | 0 | 0 | 0 | 0 | 0 | 0 | 0 | 0 | 0 | 0 | 0
F1_Commercial_Healthcare_New_Space Heating_Natural Gas_Unit Heater_E1 | F1 | Commercial | Healthcare | New | Space Heating | Natural Gas | Unit Heater | E1 | Participant - Cost of Equipment | 0.096242 | 0.096242 | 0.096242 | 0.096242 | 0.096242 | 0 | 0 | 0 | 0 | 0 | 0 | 0 | 0 | 0 | 0 | 0 | 0 | 0 | 0 | 0 | 0 | 0 | 0 | 0 | 0 | 0 | 0 | 0 | 0 | 0 | 0
F1_Commercial_Healthcare_New_Space Heating_Natural Gas_Unit Heater_E2 | F1 | Commercial | Healthcare | New | Space Heating | Natural Gas | Unit Heater | E2 | Participant - Cost of Equipment | 0.30776 | 0.30776 | 0.30776 | 0.30776 | 0.30776 | 0.30776 | 0.30776 | 0.30776 | 0.30776 | 0.30776 | 0.30776 | 0.30776 | 0.30776 | 0.30776 | 0.30776 | 0.30776 | 0.30776 | 0.30776 | 0.30776 | 0.30776 | 0.30776 | 0.30776 | 0.30776 | 0.30776 | 0.30776 | 0.30776 | 0.30776 | 0.30776 | 0.30776 | 0.30776 | 0.30776
F1_Commercial_Healthcare_New_Space Heating_Natural Gas_Unit Heater_E3 | F1 | Commercial | Healthcare | New | Space Heating | Natural Gas | Unit Heater | E3 | Participant - Cost of Equipment | 0.13294 | 0.13294 | 0.13294 | 0.13294 | 0.13294 | 0.13294 | 0.13294 | 0.13294 | 0.13294 | 0.13294 | 0.13294 | 0.13294 | 0.13294 | 0.13294 | 0.13294 | 0.13294 | 0.13294 | 0.13294 | 0.13294 | 0.13294 | 0.13294 | 0.13294 | 0.13294 | 0.13294 | 0.13294 | 0.13294 | 0.13294 | 0.13294 | 0.13294 | 0.13294 | 0.13294
F1_Commercial_Healthcare_New_Space Heating_Natural Gas_Unit Heater_E4 | F1 | Commercial | Healthcare | New | Space Heating | Natural Gas | Unit Heater | E4 | Participant - Cost of Equipment | 0 | 0 | 0 | 0 | 0 | 0 | 0 | 0 | 0 | 0 | 0 | 0 | 0 | 0 | 0 | 0 | 0 | 0 | 0 | 0 | 0 | 0 | 0 | 0 | 0 | 0 | 0 | 0 | 0 | 0 | 0
F1_Commercial_Healthcare_New_Space Heating_Natural Gas_Unit Heater_E5 | F1 | Commercial | Healthcare | New | Space Heating | Natural Gas | Unit Heater | E5 | Participant - Cost of Equipment | 0 | 0 | 0 | 0 | 0 | 0 | 0 | 0 | 0 | 0 | 0 | 0 | 0 | 0 | 0 | 0 | 0 | 0 | 0 | 0 | 0 | 0 | 0 | 0 | 0 | 0 | 0 | 0 | 0 | 0 | 0
F1_Commercial_Healthcare_New_Space Heating_Natural Gas_Unit Heater_E6 | F1 | Commercial | Healthcare | New | Space Heating | Natural Gas | Unit Heater | E6 | Participant - Cost of Equipment | 0 | 0 | 0 | 0 | 0 | 0 | 0 | 0 | 0 | 0 | 0 | 0 | 0 | 0 | 0 | 0 | 0 | 0 | 0 | 0 | 0 | 0 | 0 | 0 | 0 | 0 | 0 | 0 | 0 | 0 | 0
F1_Commercial_Healthcare_New_Space Heating_Natural Gas_Unit Heater_E7 | F1 | Commercial | Healthcare | New | Space Heating | Natural Gas | Unit Heater | E7 | Participant - Cost of Equipment | 0 | 0 | 0 | 0 | 0 | 0 | 0 | 0 | 0 | 0 | 0 | 0 | 0 | 0 | 0 | 0 | 0 | 0 | 0 | 0 | 0 | 0 | 0 | 0 | 0 | 0 | 0 | 0 | 0 | 0 | 0
F1_Commercial_Healthcare_New_Space Heating_Natural Gas_Unit Heater_E8 | F1 | Commercial | Healthcare | New | Space Heating | Natural Gas | Unit Heater | E8 | Participant - Cost of Equipment | 0 | 0 | 0 | 0 | 0 | 0 | 0 | 0 | 0 | 0 | 0 | 0 | 0 | 0 | 0 | 0 | 0 | 0 | 0 | 0 | 0 | 0 | 0 | 0 | 0 | 0 | 0 | 0 | 0 | 0 | 0
F1_Commercial_Healthcare_New_Space Heating_Natural Gas_Unit Heater_E9 | F1 | Commercial | Healthcare | New | Space Heating | Natural Gas | Unit Heater | E9 | Participant - Cost of Equipment | 0 | 0 | 0 | 0 | 0 | 0 | 0 | 0 | 0 | 0 | 0 | 0 | 0 | 0 | 0 | 0 | 0 | 0 | 0 | 0 | 0 | 0 | 0 | 0 | 0 | 0 | 0 | 0 | 0 | 0 | 0
F1_Commercial_Healthcare_New_Space Heating_Natural Gas_Unit Heater_E10 | F1 | Commercial | Healthcare | New | Space Heating | Natural Gas | Unit Heater | E10 | Participant - Cost of Equipment | 0 | 0 | 0 | 0 | 0 | 0 | 0 | 0 | 0 | 0 | 0 | 0 | 0 | 0 | 0 | 0 | 0 | 0 | 0 | 0 | 0 | 0 | 0 | 0 | 0 | 0 | 0 | 0 | 0 | 0 | 0
F2_Commercial_Healthcare_New_Space Heating_Natural Gas_Unit Heater_E1 | F2 | Commercial | Healthcare | New | Space Heating | Natural Gas | Unit Heater | E1 | Participant - Cost of Operation | 1.0455 | 1.0567 | 1.0636 | 1.0718 | 1.0721 | 0 | 0 | 0 | 0 | 0 | 0 | 0 | 0 | 0 | 0 | 0 | 0 | 0 | 0 | 0 | 0 | 0 | 0 | 0 | 0 | 0 | 0 | 0 | 0 | 0 | 0
F2_Commercial_Healthcare_New_Space Heating_Natural Gas_Unit Heater_E2 | F2 | Commercial | Healthcare | New | Space Heating | Natural Gas | Unit Heater | E2 | Participant - Cost of Operation | 0.94082 | 0.95093 | 0.95708 | 0.96449 | 0.96479 | 0.90824 | 0.86216 | 0.83593 | 0.8577 | 0.87857 | 0.90518 | 0.9327 | 0.83946 | 0.87271 | 0.91807 | 0.91356 | 0.91448 | 0.91736 | 0.89986 | 0.9105 | 0.91769 | 0.92779 | 0.94075 | 0.47099 | 0.46179 | 0.45315 | 0.44498 | 0.43721 | 0.42977 | 0.4226 | 0.41566
F2_Commercial_Healthcare_New_Space Heating_Natural Gas_Unit Heater_E3 | F2 | Commercial | Healthcare | New | Space Heating | Natural Gas | Unit Heater | E3 | Participant - Cost of Operation | 0.81253 | 0.82127 | 0.82658 | 0.83298 | 0.83324 | 0.7844 | 0.7446 | 0.72195 | 0.74075 | 0.75877 | 0.78175 | 0.80552 | 0.725 | 0.75372 | 0.79289 | 0.789 | 0.78979 | 0.79228 | 0.77716 | 0.78635 | 0.79256 | 0.80128 | 0.81248 | 0.40677 | 0.39883 | 0.39136 | 0.38431 | 0.3776 | 0.37117 | 0.36498 | 0.35899
F2_Commercial_Healthcare_New_Space Heating_Natural Gas_Unit Heater_E4 | F2 | Commercial | Healthcare | New | Space Heating | Natural Gas | Unit Heater | E4 | Participant - Cost of Operation | 0 | 0 | 0 | 0 | 0 | 0 | 0 | 0 | 0 | 0 | 0 | 0 | 0 | 0 | 0 | 0 | 0 | 0 | 0 | 0 | 0 | 0 | 0 | 0 | 0 | 0 | 0 | 0 | 0 | 0 | 0
F2_Commercial_Healthcare_New_Space Heating_Natural Gas_Unit Heater_E5 | F2 | Commercial | Healthcare | New | Space Heating | Natural Gas | Unit Heater | E5 | Participant - Cost of Operation | 0 | 0 | 0 | 0 | 0 | 0 | 0 | 0 | 0 | 0 | 0 | 0 | 0 | 0 | 0 | 0 | 0 | 0 | 0 | 0 | 0 | 0 | 0 | 0 | 0 | 0 | 0 | 0 | 0 | 0 | 0
F2_Commercial_Healthcare_New_Space Heating_Natural Gas_Unit Heater_E6 | F2 | Commercial | Healthcare | New | Space Heating | Natural Gas | Unit Heater | E6 | Participant - Cost of Operation | 0 | 0 | 0 | 0 | 0 | 0 | 0 | 0 | 0 | 0 | 0 | 0 | 0 | 0 | 0 | 0 | 0 | 0 | 0 | 0 | 0 | 0 | 0 | 0 | 0 | 0 | 0 | 0 | 0 | 0 | 0
F2_Commercial_Healthcare_New_Space Heating_Natural Gas_Unit Heater_E7 | F2 | Commercial | Healthcare | New | Space Heating | Natural Gas | Unit Heater | E7 | Participant - Cost of Operation | 0 | 0 | 0 | 0 | 0 | 0 | 0 | 0 | 0 | 0 | 0 | 0 | 0 | 0 | 0 | 0 | 0 | 0 | 0 | 0 | 0 | 0 | 0 | 0 | 0 | 0 | 0 | 0 | 0 | 0 | 0
F2_Commercial_Healthcare_New_Space Heating_Natural Gas_Unit Heater_E8 | F2 | Commercial | Healthcare | New | Space Heating | Natural Gas | Unit Heater | E8 | Participant - Cost of Operation | 0 | 0 | 0 | 0 | 0 | 0 | 0 | 0 | 0 | 0 | 0 | 0 | 0 | 0 | 0 | 0 | 0 | 0 | 0 | 0 | 0 | 0 | 0 | 0 | 0 | 0 | 0 | 0 | 0 | 0 | 0
F2_Commercial_Healthcare_New_Space Heating_Natural Gas_Unit Heater_E9 | F2 | Commercial | Healthcare | New | Space Heating | Natural Gas | Unit Heater | E9 | Participant - Cost of Operation | 0 | 0 | 0 | 0 | 0 | 0 | 0 | 0 | 0 | 0 | 0 | 0 | 0 | 0 | 0 | 0 | 0 | 0 | 0 | 0 | 0 | 0 | 0 | 0 | 0 | 0 | 0 | 0 | 0 | 0 | 0
F2_Commercial_Healthcare_New_Space Heating_Natural Gas_Unit Heater_E10 | F2 | Commercial | Healthcare | New | Space Heating | Natural Gas | Unit Heater | E10 | Participant - Cost of Operation | 0 | 0 | 0 | 0 | 0 | 0 | 0 | 0 | 0 | 0 | 0 | 0 | 0 | 0 | 0 | 0 | 0 | 0 | 0 | 0 | 0 | 0 | 0 | 0 | 0 | 0 | 0 | 0 | 0 | 0 | 0
F3_Commercial_Healthcare_New_Space Heating_Natural Gas_Unit Heater_E1 | F3 | Commercial | Healthcare | New | Space Heating | Natural Gas | Unit Heater | E1 | System - kBTUs of Conusmption | 87.3859 | 87.5604 | 87.4492 | 87.3731 | 87.3731 | 0 | 0 | 0 | 0 | 0 | 0 | 0 | 0 | 0 | 0 | 0 | 0 | 0 | 0 | 0 | 0 | 0 | 0 | 0 | 0 | 0 | 0 | 0 | 0 | 0 | 0
F3_Commercial_Healthcare_New_Space Heating_Natural Gas_Unit Heater_E2 | F3 | Commercial | Healthcare | New | Space Heating | Natural Gas | Unit Heater | E2 | System - kBTUs of Conusmption | 78.6375 | 78.7945 | 78.6945 | 78.626 | 78.626 | 78.626 | 78.626 | 78.626 | 78.626 | 78.626 | 78.626 | 78.626 | 78.626 | 78.626 | 78.626 | 78.626 | 78.626 | 78.626 | 78.626 | 78.626 | 78.626 | 78.626 | 78.626 | 78.626 | 78.626 | 78.626 | 78.626 | 78.626 | 78.626 | 78.626 | 78.626
F3_Commercial_Healthcare_New_Space Heating_Natural Gas_Unit Heater_E3 | F3 | Commercial | Healthcare | New | Space Heating | Natural Gas | Unit Heater | E3 | System - kBTUs of Conusmption | 67.9151 | 68.0507 | 67.9643 | 67.9051 | 67.9051 | 67.9051 | 67.9051 | 67.9051 | 67.9051 | 67.9051 | 67.9051 | 67.9051 | 67.9051 | 67.9051 | 67.9051 | 67.9051 | 67.9051 | 67.9051 | 67.9051 | 67.9051 | 67.9051 | 67.9051 | 67.9051 | 67.9051 | 67.9051 | 67.9051 | 67.9051 | 67.9051 | 67.9051 | 67.9051 | 67.9051
F3_Commercial_Healthcare_New_Space Heating_Natural Gas_Unit Heater_E4 | F3 | Commercial | Healthcare | New | Space Heating | Natural Gas | Unit Heater | E4 | System - kBTUs of Conusmption | 0 | 0 | 0 | 0 | 0 | 0 | 0 | 0 | 0 | 0 | 0 | 0 | 0 | 0 | 0 | 0 | 0 | 0 | 0 | 0 | 0 | 0 | 0 | 0 | 0 | 0 | 0 | 0 | 0 | 0 | 0
F3_Commercial_Healthcare_New_Space Heating_Natural Gas_Unit Heater_E5 | F3 | Commercial | Healthcare | New | Space Heating | Natural Gas | Unit Heater | E5 | System - kBTUs of Conusmption | 0 | 0 | 0 | 0 | 0 | 0 | 0 | 0 | 0 | 0 | 0 | 0 | 0 | 0 | 0 | 0 | 0 | 0 | 0 | 0 | 0 | 0 | 0 | 0 | 0 | 0 | 0 | 0 | 0 | 0 | 0
F3_Commercial_Healthcare_New_Space Heating_Natural Gas_Unit Heater_E6 | F3 | Commercial | Healthcare | New | Space Heating | Natural Gas | Unit Heater | E6 | System - kBTUs of Conusmption | 0 | 0 | 0 | 0 | 0 | 0 | 0 | 0 | 0 | 0 | 0 | 0 | 0 | 0 | 0 | 0 | 0 | 0 | 0 | 0 | 0 | 0 | 0 | 0 | 0 | 0 | 0 | 0 | 0 | 0 | 0
F3_Commercial_Healthcare_New_Space Heating_Natural Gas_Unit Heater_E7 | F3 | Commercial | Healthcare | New | Space Heating | Natural Gas | Unit Heater | E7 | System - kBTUs of Conusmption | 0 | 0 | 0 | 0 | 0 | 0 | 0 | 0 | 0 | 0 | 0 | 0 | 0 | 0 | 0 | 0 | 0 | 0 | 0 | 0 | 0 | 0 | 0 | 0 | 0 | 0 | 0 | 0 | 0 | 0 | 0
F3_Commercial_Healthcare_New_Space Heating_Natural Gas_Unit Heater_E8 | F3 | Commercial | Healthcare | New | Space Heating | Natural Gas | Unit Heater | E8 | System - kBTUs of Conusmption | 0 | 0 | 0 | 0 | 0 | 0 | 0 | 0 | 0 | 0 | 0 | 0 | 0 | 0 | 0 | 0 | 0 | 0 | 0 | 0 | 0 | 0 | 0 | 0 | 0 | 0 | 0 | 0 | 0 | 0 | 0
F3_Commercial_Healthcare_New_Space Heating_Natural Gas_Unit Heater_E9 | F3 | Commercial | Healthcare | New | Space Heating | Natural Gas | Unit Heater | E9 | System - kBTUs of Conusmption | 0 | 0 | 0 | 0 | 0 | 0 | 0 | 0 | 0 | 0 | 0 | 0 | 0 | 0 | 0 | 0 | 0 | 0 | 0 | 0 | 0 | 0 | 0 | 0 | 0 | 0 | 0 | 0 | 0 | 0 | 0
F3_Commercial_Healthcare_New_Space Heating_Natural Gas_Unit Heater_E10 | F3 | Commercial | Healthcare | New | Space Heating | Natural Gas | Unit Heater | E10 | System - kBTUs of Conusmption | 0 | 0 | 0 | 0 | 0 | 0 | 0 | 0 | 0 | 0 | 0 | 0 | 0 | 0 | 0 | 0 | 0 | 0 | 0 | 0 | 0 | 0 | 0 | 0 | 0 | 0 | 0 | 0 | 0 | 0 | 0
F4_Commercial_Healthcare_New_Space Heating_Natural Gas_Unit Heater_E1 | F4 | Commercial | Healthcare | New | Space Heating | Natural Gas | Unit Heater | E1 | Utility - Cost of Equipment | 0.096242 | 0.096242 | 0.096242 | 0.096242 | 0.096242 | 0 | 0 | 0 | 0 | 0 | 0 | 0 | 0 | 0 | 0 | 0 | 0 | 0 | 0 | 0 | 0 | 0 | 0 | 0 | 0 | 0 | 0 | 0 | 0 | 0 | 0
F4_Commercial_Healthcare_New_Space Heating_Natural Gas_Unit Heater_E2 | F4 | Commercial | Healthcare | New | Space Heating | Natural Gas | Unit Heater | E2 | Utility - Cost of Equipment | 0.30776 | 0.30776 | 0.30776 | 0.30776 | 0.30776 | 0.30776 | 0.30776 | 0.30776 | 0.30776 | 0.30776 | 0.30776 | 0.30776 | 0.30776 | 0.30776 | 0.30776 | 0.30776 | 0.30776 | 0.30776 | 0.30776 | 0.30776 | 0.30776 | 0.30776 | 0.30776 | 0.30776 | 0.30776 | 0.30776 | 0.30776 | 0.30776 | 0.30776 | 0.30776 | 0.30776
F4_Commercial_Healthcare_New_Space Heating_Natural Gas_Unit Heater_E3 | F4 | Commercial | Healthcare | New | Space Heating | Natural Gas | Unit Heater | E3 | Utility - Cost of Equipment | 0.13294 | 0.13294 | 0.13294 | 0.13294 | 0.13294 | 0.13294 | 0.13294 | 0.13294 | 0.13294 | 0.13294 | 0.13294 | 0.13294 | 0.13294 | 0.13294 | 0.13294 | 0.13294 | 0.13294 | 0.13294 | 0.13294 | 0.13294 | 0.13294 | 0.13294 | 0.13294 | 0.13294 | 0.13294 | 0.13294 | 0.13294 | 0.13294 | 0.13294 | 0.13294 | 0.13294
F4_Commercial_Healthcare_New_Space Heating_Natural Gas_Unit Heater_E4 | F4 | Commercial | Healthcare | New | Space Heating | Natural Gas | Unit Heater | E4 | Utility - Cost of Equipment | 0 | 0 | 0 | 0 | 0 | 0 | 0 | 0 | 0 | 0 | 0 | 0 | 0 | 0 | 0 | 0 | 0 | 0 | 0 | 0 | 0 | 0 | 0 | 0 | 0 | 0 | 0 | 0 | 0 | 0 | 0
F4_Commercial_Healthcare_New_Space Heating_Natural Gas_Unit Heater_E5 | F4 | Commercial | Healthcare | New | Space Heating | Natural Gas | Unit Heater | E5 | Utility - Cost of Equipment | 0 | 0 | 0 | 0 | 0 | 0 | 0 | 0 | 0 | 0 | 0 | 0 | 0 | 0 | 0 | 0 | 0 | 0 | 0 | 0 | 0 | 0 | 0 | 0 | 0 | 0 | 0 | 0 | 0 | 0 | 0
F4_Commercial_Healthcare_New_Space Heating_Natural Gas_Unit Heater_E6 | F4 | Commercial | Healthcare | New | Space Heating | Natural Gas | Unit Heater | E6 | Utility - Cost of Equipment | 0 | 0 | 0 | 0 | 0 | 0 | 0 | 0 | 0 | 0 | 0 | 0 | 0 | 0 | 0 | 0 | 0 | 0 | 0 | 0 | 0 | 0 | 0 | 0 | 0 | 0 | 0 | 0 | 0 | 0 | 0
F4_Commercial_Healthcare_New_Space Heating_Natural Gas_Unit Heater_E7 | F4 | Commercial | Healthcare | New | Space Heating | Natural Gas | Unit Heater | E7 | Utility - Cost of Equipment | 0 | 0 | 0 | 0 | 0 | 0 | 0 | 0 | 0 | 0 | 0 | 0 | 0 | 0 | 0 | 0 | 0 | 0 | 0 | 0 | 0 | 0 | 0 | 0 | 0 | 0 | 0 | 0 | 0 | 0 | 0
F4_Commercial_Healthcare_New_Space Heating_Natural Gas_Unit Heater_E8 | F4 | Commercial | Healthcare | New | Space Heating | Natural Gas | Unit Heater | E8 | Utility - Cost of Equipment | 0 | 0 | 0 | 0 | 0 | 0 | 0 | 0 | 0 | 0 | 0 | 0 | 0 | 0 | 0 | 0 | 0 | 0 | 0 | 0 | 0 | 0 | 0 | 0 | 0 | 0 | 0 | 0 | 0 | 0 | 0
F4_Commercial_Healthcare_New_Space Heating_Natural Gas_Unit Heater_E9 | F4 | Commercial | Healthcare | New | Space Heating | Natural Gas | Unit Heater | E9 | Utility - Cost of Equipment | 0 | 0 | 0 | 0 | 0 | 0 | 0 | 0 | 0 | 0 | 0 | 0 | 0 | 0 | 0 | 0 | 0 | 0 | 0 | 0 | 0 | 0 | 0 | 0 | 0 | 0 | 0 | 0 | 0 | 0 | 0
F4_Commercial_Healthcare_New_Space Heating_Natural Gas_Unit Heater_E10 | F4 | Commercial | Healthcare | New | Space Heating | Natural Gas | Unit Heater | E10 | Utility - Cost of Equipment | 0 | 0 | 0 | 0 | 0 | 0 | 0 | 0 | 0 | 0 | 0 | 0 | 0 | 0 | 0 | 0 | 0 | 0 | 0 | 0 | 0 | 0 | 0 | 0 | 0 | 0 | 0 | 0 | 0 | 0 | 0
F5_Commercial_Healthcare_New_Space Heating_Natural Gas_Unit Heater_E1 | F5 | Commercial | Healthcare | New | Space Heating | Natural Gas | Unit Heater | E1 | Utility - Cost of Operation | 0.87264 | 0.88202 | 0.88773 | 0.8946 | 0.89488 | 0 | 0 | 0 | 0 | 0 | 0 | 0 | 0 | 0 | 0 | 0 | 0 | 0 | 0 | 0 | 0 | 0 | 0 | 0 | 0 | 0 | 0 | 0 | 0 | 0 | 0
F5_Commercial_Healthcare_New_Space Heating_Natural Gas_Unit Heater_E2 | F5 | Commercial | Healthcare | New | Space Heating | Natural Gas | Unit Heater | E2 | Utility - Cost of Operation | 0.78528 | 0.79372 | 0.79885 | 0.80504 | 0.80529 | 0.75809 | 0.71963 | 0.69774 | 0.71591 | 0.73332 | 0.75553 | 0.7785 | 0.70068 | 0.72844 | 0.76629 | 0.76253 | 0.76329 | 0.7657 | 0.75109 | 0.75998 | 0.76598 | 0.7744 | 0.78523 | 0.39313 | 0.38545 | 0.37824 | 0.37142 | 0.36493 | 0.35872 | 0.35274 | 0.34694
F5_Commercial_Healthcare_New_Space Heating_Natural Gas_Unit Heater_E3 | F5 | Commercial | Healthcare | New | Space Heating | Natural Gas | Unit Heater | E3 | Utility - Cost of Operation | 0.67821 | 0.68549 | 0.68993 | 0.69527 | 0.69549 | 0.65472 | 0.6215 | 0.6026 | 0.61829 | 0.63333 | 0.65251 | 0.67235 | 0.60514 | 0.62911 | 0.66181 | 0.65856 | 0.65922 | 0.6613 | 0.64868 | 0.65635 | 0.66154 | 0.66881 | 0.67816 | 0.33952 | 0.33289 | 0.32666 | 0.32077 | 0.31517 | 0.30981 | 0.30464 | 0.29964
F5_Commercial_Healthcare_New_Space Heating_Natural Gas_Unit Heater_E4 | F5 | Commercial | Healthcare | New | Space Heating | Natural Gas | Unit Heater | E4 | Utility - Cost of Operation | 0 | 0 | 0 | 0 | 0 | 0 | 0 | 0 | 0 | 0 | 0 | 0 | 0 | 0 | 0 | 0 | 0 | 0 | 0 | 0 | 0 | 0 | 0 | 0 | 0 | 0 | 0 | 0 | 0 | 0 | 0
F5_Commercial_Healthcare_New_Space Heating_Natural Gas_Unit Heater_E5 | F5 | Commercial | Healthcare | New | Space Heating | Natural Gas | Unit Heater | E5 | Utility - Cost of Operation | 0 | 0 | 0 | 0 | 0 | 0 | 0 | 0 | 0 | 0 | 0 | 0 | 0 | 0 | 0 | 0 | 0 | 0 | 0 | 0 | 0 | 0 | 0 | 0 | 0 | 0 | 0 | 0 | 0 | 0 | 0
F5_Commercial_Healthcare_New_Space Heating_Natural Gas_Unit Heater_E6 | F5 | Commercial | Healthcare | New | Space Heating | Natural Gas | Unit Heater | E6 | Utility - Cost of Operation | 0 | 0 | 0 | 0 | 0 | 0 | 0 | 0 | 0 | 0 | 0 | 0 | 0 | 0 | 0 | 0 | 0 | 0 | 0 | 0 | 0 | 0 | 0 | 0 | 0 | 0 | 0 | 0 | 0 | 0 | 0
F5_Commercial_Healthcare_New_Space Heating_Natural Gas_Unit Heater_E7 | F5 | Commercial | Healthcare | New | Space Heating | Natural Gas | Unit Heater | E7 | Utility - Cost of Operation | 0 | 0 | 0 | 0 | 0 | 0 | 0 | 0 | 0 | 0 | 0 | 0 | 0 | 0 | 0 | 0 | 0 | 0 | 0 | 0 | 0 | 0 | 0 | 0 | 0 | 0 | 0 | 0 | 0 | 0 | 0
F5_Commercial_Healthcare_New_Space Heating_Natural Gas_Unit Heater_E8 | F5 | Commercial | Healthcare | New | Space Heating | Natural Gas | Unit Heater | E8 | Utility - Cost of Operation | 0 | 0 | 0 | 0 | 0 | 0 | 0 | 0 | 0 | 0 | 0 | 0 | 0 | 0 | 0 | 0 | 0 | 0 | 0 | 0 | 0 | 0 | 0 | 0 | 0 | 0 | 0 | 0 | 0 | 0 | 0
F5_Commercial_Healthcare_New_Space Heating_Natural Gas_Unit Heater_E9 | F5 | Commercial | Healthcare | New | Space Heating | Natural Gas | Unit Heater | E9 | Utility - Cost of Operation | 0 | 0 | 0 | 0 | 0 | 0 | 0 | 0 | 0 | 0 | 0 | 0 | 0 | 0 | 0 | 0 | 0 | 0 | 0 | 0 | 0 | 0 | 0 | 0 | 0 | 0 | 0 | 0 | 0 | 0 | 0
F5_Commercial_Healthcare_New_Space Heating_Natural Gas_Unit Heater_E10 | F5 | Commercial | Healthcare | New | Space Heating | Natural Gas | Unit Heater | E10 | Utility - Cost of Operation | 0 | 0 | 0 | 0 | 0 | 0 | 0 | 0 | 0 | 0 | 0 | 0 | 0 | 0 | 0 | 0 | 0 | 0 | 0 | 0 | 0 | 0 | 0 | 0 | 0 | 0 | 0 | 0 | 0 | 0 | 0
F6_Commercial_Healthcare_New_Space Heating_Natural Gas_Unit Heater_E1 | F6 | Commercial | Healthcare | New | Space Heating | Natural Gas | Unit Heater | E1 | Utility - Value of Sales | 1.0455 | 1.0567 | 1.0636 | 1.0718 | 1.0721 | 0 | 0 | 0 | 0 | 0 | 0 | 0 | 0 | 0 | 0 | 0 | 0 | 0 | 0 | 0 | 0 | 0 | 0 | 0 | 0 | 0 | 0 | 0 | 0 | 0 | 0
F6_Commercial_Healthcare_New_Space Heating_Natural Gas_Unit Heater_E2 | F6 | Commercial | Healthcare | New | Space Heating | Natural Gas | Unit Heater | E2 | Utility - Value of Sales | 0.94082 | 0.95093 | 0.95708 | 0.96449 | 0.96479 | 0.90824 | 0.86216 | 0.83593 | 0.8577 | 0.87857 | 0.90518 | 0.9327 | 0.83946 | 0.87271 | 0.91807 | 0.91356 | 0.91448 | 0.91736 | 0.89986 | 0.9105 | 0.91769 | 0.92779 | 0.94075 | 0.47099 | 0.46179 | 0.45315 | 0.44498 | 0.43721 | 0.42977 | 0.4226 | 0.41566
F6_Commercial_Healthcare_New_Space Heating_Natural Gas_Unit Heater_E3 | F6 | Commercial | Healthcare | New | Space Heating | Natural Gas | Unit Heater | E3 | Utility - Value of Sales | 0.81253 | 0.82127 | 0.82658 | 0.83298 | 0.83324 | 0.7844 | 0.7446 | 0.72195 | 0.74075 | 0.75877 | 0.78175 | 0.80552 | 0.725 | 0.75372 | 0.79289 | 0.789 | 0.78979 | 0.79228 | 0.77716 | 0.78635 | 0.79256 | 0.80128 | 0.81248 | 0.40677 | 0.39883 | 0.39136 | 0.38431 | 0.3776 | 0.37117 | 0.36498 | 0.35899
F6_Commercial_Healthcare_New_Space Heating_Natural Gas_Unit Heater_E4 | F6 | Commercial | Healthcare | New | Space Heating | Natural Gas | Unit Heater | E4 | Utility - Value of Sales | 0 | 0 | 0 | 0 | 0 | 0 | 0 | 0 | 0 | 0 | 0 | 0 | 0 | 0 | 0 | 0 | 0 | 0 | 0 | 0 | 0 | 0 | 0 | 0 | 0 | 0 | 0 | 0 | 0 | 0 | 0
F6_Commercial_Healthcare_New_Space Heating_Natural Gas_Unit Heater_E5 | F6 | Commercial | Healthcare | New | Space Heating | Natural Gas | Unit Heater | E5 | Utility - Value of Sales | 0 | 0 | 0 | 0 | 0 | 0 | 0 | 0 | 0 | 0 | 0 | 0 | 0 | 0 | 0 | 0 | 0 | 0 | 0 | 0 | 0 | 0 | 0 | 0 | 0 | 0 | 0 | 0 | 0 | 0 | 0
F6_Commercial_Healthcare_New_Space Heating_Natural Gas_Unit Heater_E6 | F6 | Commercial | Healthcare | New | Space Heating | Natural Gas | Unit Heater | E6 | Utility - Value of Sales | 0 | 0 | 0 | 0 | 0 | 0 | 0 | 0 | 0 | 0 | 0 | 0 | 0 | 0 | 0 | 0 | 0 | 0 | 0 | 0 | 0 | 0 | 0 | 0 | 0 | 0 | 0 | 0 | 0 | 0 | 0
F6_Commercial_Healthcare_New_Space Heating_Natural Gas_Unit Heater_E7 | F6 | Commercial | Healthcare | New | Space Heating | Natural Gas | Unit Heater | E7 | Utility - Value of Sales | 0 | 0 | 0 | 0 | 0 | 0 | 0 | 0 | 0 | 0 | 0 | 0 | 0 | 0 | 0 | 0 | 0 | 0 | 0 | 0 | 0 | 0 | 0 | 0 | 0 | 0 | 0 | 0 | 0 | 0 | 0
F6_Commercial_Healthcare_New_Space Heating_Natural Gas_Unit Heater_E8 | F6 | Commercial | Healthcare | New | Space Heating | Natural Gas | Unit Heater | E8 | Utility - Value of Sales | 0 | 0 | 0 | 0 | 0 | 0 | 0 | 0 | 0 | 0 | 0 | 0 | 0 | 0 | 0 | 0 | 0 | 0 | 0 | 0 | 0 | 0 | 0 | 0 | 0 | 0 | 0 | 0 | 0 | 0 | 0
F6_Commercial_Healthcare_New_Space Heating_Natural Gas_Unit Heater_E9 | F6 | Commercial | Healthcare | New | Space Heating | Natural Gas | Unit Heater | E9 | Utility - Value of Sales | 0 | 0 | 0 | 0 | 0 | 0 | 0 | 0 | 0 | 0 | 0 | 0 | 0 | 0 | 0 | 0 | 0 | 0 | 0 | 0 | 0 | 0 | 0 | 0 | 0 | 0 | 0 | 0 | 0 | 0 | 0
F6_Commercial_Healthcare_New_Space Heating_Natural Gas_Unit Heater_E10 | F6 | Commercial | Healthcare | New | Space Heating | Natural Gas | Unit Heater | E10 | Utility - Value of Sales | 0 | 0 | 0 | 0 | 0 | 0 | 0 | 0 | 0 | 0 | 0 | 0 | 0 | 0 | 0 | 0 | 0 | 0 | 0 | 0 | 0 | 0 | 0 | 0 | 0 | 0 | 0 | 0 | 0 | 0 | 0
F1_Commercial_Healthcare_New_Water Heating_Natural Gas_Water Heater_E1 | F1 | Commercial | Healthcare | New | Water Heating | Natural Gas | Water Heater | E1 | Participant - Cost of Equipment | 0.036432 | 0.036432 | 0.036432 | 0.036432 | 0.036432 | 0.036432 | 0.036432 | 0.036432 | 0.036432 | 0.036432 | 0.036432 | 0.036432 | 0.036432 | 0.036432 | 0.036432 | 0.036432 | 0.036432 | 0.036432 | 0.036432 | 0.036432 | 0.036432 | 0.036432 | 0.036432 | 0.036432 | 0.036432 | 0.036432 | 0.036432 | 0.036432 | 0.036432 | 0.036432 | 0.036432
F1_Commercial_Healthcare_New_Water Heating_Natural Gas_Water Heater_E2 | F1 | Commercial | Healthcare | New | Water Heating | Natural Gas | Water Heater | E2 | Participant - Cost of Equipment | 0.040711 | 0.040711 | 0.040711 | 0.040711 | 0.040711 | 0.040711 | 0.040711 | 0.040711 | 0.040711 | 0.040711 | 0.040711 | 0.040711 | 0.040711 | 0.040711 | 0.040711 | 0.040711 | 0.040711 | 0.040711 | 0.040711 | 0.040711 | 0.040711 | 0.040711 | 0.040711 | 0.040711 | 0.040711 | 0.040711 | 0.040711 | 0.040711 | 0.040711 | 0.040711 | 0.040711
F1_Commercial_Healthcare_New_Water Heating_Natural Gas_Water Heater_E3 | F1 | Commercial | Healthcare | New | Water Heating | Natural Gas | Water Heater | E3 | Participant - Cost of Equipment | 0.042556 | 0.042556 | 0.042556 | 0.042556 | 0.042556 | 0.042556 | 0.042556 | 0.042556 | 0.042556 | 0.042556 | 0.042556 | 0.042556 | 0.042556 | 0.042556 | 0.042556 | 0.042556 | 0.042556 | 0.042556 | 0.042556 | 0.042556 | 0.042556 | 0.042556 | 0.042556 | 0.042556 | 0.042556 | 0.042556 | 0.042556 | 0.042556 | 0.042556 | 0.042556 | 0.042556
F1_Commercial_Healthcare_New_Water Heating_Natural Gas_Water Heater_E4 | F1 | Commercial | Healthcare | New | Water Heating | Natural Gas | Water Heater | E4 | Participant - Cost of Equipment | 0 | 0 | 0 | 0 | 0 | 0 | 0 | 0.058352 | 0.058352 | 0.058352 | 0.058352 | 0.058352 | 0.058352 | 0.058352 | 0.058352 | 0.058352 | 0.058352 | 0.058352 | 0.058352 | 0.058352 | 0.058352 | 0.058352 | 0.058352 | 0.058352 | 0.058352 | 0.058352 | 0.058352 | 0.058352 | 0.058352 | 0.058352 | 0.058352
F1_Commercial_Healthcare_New_Water Heating_Natural Gas_Water Heater_E5 | F1 | Commercial | Healthcare | New | Water Heating | Natural Gas | Water Heater | E5 | Participant - Cost of Equipment | 0 | 0 | 0 | 0 | 0 | 0 | 0 | 0 | 0 | 0 | 0 | 0 | 0 | 0 | 0 | 0 | 0 | 0 | 0 | 0 | 0 | 0 | 0 | 0 | 0 | 0 | 0 | 0 | 0 | 0 | 0
F1_Commercial_Healthcare_New_Water Heating_Natural Gas_Water Heater_E6 | F1 | Commercial | Healthcare | New | Water Heating | Natural Gas | Water Heater | E6 | Participant - Cost of Equipment | 0 | 0 | 0 | 0 | 0 | 0 | 0 | 0 | 0 | 0 | 0 | 0 | 0 | 0 | 0 | 0 | 0 | 0 | 0 | 0 | 0 | 0 | 0 | 0 | 0 | 0 | 0 | 0 | 0 | 0 | 0
F1_Commercial_Healthcare_New_Water Heating_Natural Gas_Water Heater_E7 | F1 | Commercial | Healthcare | New | Water Heating | Natural Gas | Water Heater | E7 | Participant - Cost of Equipment | 0 | 0 | 0 | 0 | 0 | 0 | 0 | 0 | 0 | 0 | 0 | 0 | 0 | 0 | 0 | 0 | 0 | 0 | 0 | 0 | 0 | 0 | 0 | 0 | 0 | 0 | 0 | 0 | 0 | 0 | 0
F1_Commercial_Healthcare_New_Water Heating_Natural Gas_Water Heater_E8 | F1 | Commercial | Healthcare | New | Water Heating | Natural Gas | Water Heater | E8 | Participant - Cost of Equipment | 0 | 0 | 0 | 0 | 0 | 0 | 0 | 0 | 0 | 0 | 0 | 0 | 0 | 0 | 0 | 0 | 0 | 0 | 0 | 0 | 0 | 0 | 0 | 0 | 0 | 0 | 0 | 0 | 0 | 0 | 0
F1_Commercial_Healthcare_New_Water Heating_Natural Gas_Water Heater_E9 | F1 | Commercial | Healthcare | New | Water Heating | Natural Gas | Water Heater | E9 | Participant - Cost of Equipment | 0 | 0 | 0 | 0 | 0 | 0 | 0 | 0 | 0 | 0 | 0 | 0 | 0 | 0 | 0 | 0 | 0 | 0 | 0 | 0 | 0 | 0 | 0 | 0 | 0 | 0 | 0 | 0 | 0 | 0 | 0
F1_Commercial_Healthcare_New_Water Heating_Natural Gas_Water Heater_E10 | F1 | Commercial | Healthcare | New | Water Heating | Natural Gas | Water Heater | E10 | Participant - Cost of Equipment | 0 | 0 | 0 | 0 | 0 | 0 | 0 | 0 | 0 | 0 | 0 | 0 | 0 | 0 | 0 | 0 | 0 | 0 | 0 | 0 | 0 | 0 | 0 | 0 | 0 | 0 | 0 | 0 | 0 | 0 | 0
F2_Commercial_Healthcare_New_Water Heating_Natural Gas_Water Heater_E1 | F2 | Commercial | Healthcare | New | Water Heating | Natural Gas | Water Heater | E1 | Participant - Cost of Operation | 1.1731 | 1.1964 | 1.213 | 1.231 | 1.2569 | 1.1776 | 1.1156 | 1.083 | 1.0713 | 1.0534 | 1.0412 | 1.0964 | 0.98123 | 1.0488 | 1.1355 | 1.2198 | 1.2229 | 1.2288 | 1.2053 | 1.2221 | 1.2338 | 1.2496 | 1.2695 | 0.59799 | 0.58606 | 0.5749 | 0.56439 | 0.55442 | 0.5449 | 0.53574 | 0.5269
F2_Commercial_Healthcare_New_Water Heating_Natural Gas_Water Heater_E2 | F2 | Commercial | Healthcare | New | Water Heating | Natural Gas | Water Heater | E2 | Participant - Cost of Operation | 0.99839 | 1.0182 | 1.0323 | 1.0477 | 1.0697 | 1.0022 | 0.94947 | 0.92173 | 0.91176 | 0.89647 | 0.88615 | 0.9331 | 0.83509 | 0.89259 | 0.96639 | 1.0381 | 1.0408 | 1.0458 | 1.0258 | 1.04 | 1.05 | 1.0635 | 1.0804 | 0.50893 | 0.49878 | 0.48927 | 0.48033 | 0.47184 | 0.46374 | 0.45595 | 0.44843
F2_Commercial_Healthcare_New_Water Heating_Natural Gas_Water Heater_E3 | F2 | Commercial | Healthcare | New | Water Heating | Natural Gas | Water Heater | E3 | Participant - Cost of Operation | 0.83199 | 0.84849 | 0.86028 | 0.87307 | 0.89143 | 0.83518 | 0.79122 | 0.7681 | 0.7598 | 0.74706 | 0.73846 | 0.77759 | 0.69591 | 0.74383 | 0.80533 | 0.86511 | 0.86734 | 0.87148 | 0.85483 | 0.86671 | 0.87502 | 0.88624 | 0.90035 | 0.42411 | 0.41565 | 0.40773 | 0.40027 | 0.3932 | 0.38645 | 0.37996 | 0.37369
F2_Commercial_Healthcare_New_Water Heating_Natural Gas_Water Heater_E4 | F2 | Commercial | Healthcare | New | Water Heating | Natural Gas | Water Heater | E4 | Participant - Cost of Operation | 0 | 0 | 0 | 0 | 0 | 0 | 0 | 0.58899 | 0.59754 | 0.6055 | 0.61766 | 0.62987 | 0.57295 | 0.56922 | 0.57009 | 0.56662 | 0.56629 | 0.56714 | 0.55639 | 0.56174 | 0.56515 | 0.57023 | 0.57698 | 0.30813 | 0.30225 | 0.2967 | 0.29144 | 0.28641 | 0.28158 | 0.27692 | 0.27145
F2_Commercial_Healthcare_New_Water Heating_Natural Gas_Water Heater_E5 | F2 | Commercial | Healthcare | New | Water Heating | Natural Gas | Water Heater | E5 | Participant - Cost of Operation | 0 | 0 | 0 | 0 | 0 | 0 | 0 | 0 | 0 | 0 | 0 | 0 | 0 | 0 | 0 | 0 | 0 | 0 | 0 | 0 | 0 | 0 | 0 | 0 | 0 | 0 | 0 | 0 | 0 | 0 | 0
F2_Commercial_Healthcare_New_Water Heating_Natural Gas_Water Heater_E6 | F2 | Commercial | Healthcare | New | Water Heating | Natural Gas | Water Heater | E6 | Participant - Cost of Operation | 0 | 0 | 0 | 0 | 0 | 0 | 0 | 0 | 0 | 0 | 0 | 0 | 0 | 0 | 0 | 0 | 0 | 0 | 0 | 0 | 0 | 0 | 0 | 0 | 0 | 0 | 0 | 0 | 0 | 0 | 0
F2_Commercial_Healthcare_New_Water Heating_Natural Gas_Water Heater_E7 | F2 | Commercial | Healthcare | New | Water Heating | Natural Gas | Water Heater | E7 | Participant - Cost of Operation | 0 | 0 | 0 | 0 | 0 | 0 | 0 | 0 | 0 | 0 | 0 | 0 | 0 | 0 | 0 | 0 | 0 | 0 | 0 | 0 | 0 | 0 | 0 | 0 | 0 | 0 | 0 | 0 | 0 | 0 | 0
F2_Commercial_Healthcare_New_Water Heating_Natural Gas_Water Heater_E8 | F2 | Commercial | Healthcare | New | Water Heating | Natural Gas | Water Heater | E8 | Participant - Cost of Operation | 0 | 0 | 0 | 0 | 0 | 0 | 0 | 0 | 0 | 0 | 0 | 0 | 0 | 0 | 0 | 0 | 0 | 0 | 0 | 0 | 0 | 0 | 0 | 0 | 0 | 0 | 0 | 0 | 0 | 0 | 0
F2_Commercial_Healthcare_New_Water Heating_Natural Gas_Water Heater_E9 | F2 | Commercial | Healthcare | New | Water Heating | Natural Gas | Water Heater | E9 | Participant - Cost of Operation | 0 | 0 | 0 | 0 | 0 | 0 | 0 | 0 | 0 | 0 | 0 | 0 | 0 | 0 | 0 | 0 | 0 | 0 | 0 | 0 | 0 | 0 | 0 | 0 | 0 | 0 | 0 | 0 | 0 | 0 | 0
F2_Commercial_Healthcare_New_Water Heating_Natural Gas_Water Heater_E10 | F2 | Commercial | Healthcare | New | Water Heating | Natural Gas | Water Heater | E10 | Participant - Cost of Operation | 0 | 0 | 0 | 0 | 0 | 0 | 0 | 0 | 0 | 0 | 0 | 0 | 0 | 0 | 0 | 0 | 0 | 0 | 0 | 0 | 0 | 0 | 0 | 0 | 0 | 0 | 0 | 0 | 0 | 0 | 0
F3_Commercial_Healthcare_New_Water Heating_Natural Gas_Water Heater_E1 | F3 | Commercial | Healthcare | New | Water Heating | Natural Gas | Water Heater | E1 | System - kBTUs of Conusmption | 98.1662 | 98.4014 | 98.2515 | 98.149 | 98.149 | 98.149 | 98.149 | 98.149 | 98.149 | 98.149 | 98.149 | 98.149 | 98.149 | 98.149 | 98.149 | 98.149 | 98.149 | 98.149 | 98.149 | 98.149 | 98.149 | 98.149 | 98.149 | 98.149 | 98.149 | 98.149 | 98.149 | 98.149 | 98.149 | 98.149 | 98.149
F3_Commercial_Healthcare_New_Water Heating_Natural Gas_Water Heater_E2 | F3 | Commercial | Healthcare | New | Water Heating | Natural Gas | Water Heater | E2 | System - kBTUs of Conusmption | 83.5457 | 83.7459 | 83.6183 | 83.531 | 83.531 | 83.531 | 83.531 | 83.531 | 83.531 | 83.531 | 83.531 | 83.531 | 83.531 | 83.531 | 83.531 | 83.531 | 83.531 | 83.531 | 83.531 | 83.531 | 83.531 | 83.531 | 83.531 | 83.531 | 83.531 | 83.531 | 83.531 | 83.531 | 83.531 | 83.531 | 83.531
F3_Commercial_Healthcare_New_Water Heating_Natural Gas_Water Heater_E3 | F3 | Commercial | Healthcare | New | Water Heating | Natural Gas | Water Heater | E3 | System - kBTUs of Conusmption | 69.6214 | 69.7882 | 69.6819 | 69.6092 | 69.6092 | 69.6092 | 69.6092 | 69.6092 | 69.6092 | 69.6092 | 69.6092 | 69.6092 | 69.6092 | 69.6092 | 69.6092 | 69.6092 | 69.6092 | 69.6092 | 69.6092 | 69.6092 | 69.6092 | 69.6092 | 69.6092 | 69.6092 | 69.6092 | 69.6092 | 69.6092 | 69.6092 | 69.6092 | 69.6092 | 69.6092
F3_Commercial_Healthcare_New_Water Heating_Natural Gas_Water Heater_E4 | F3 | Commercial | Healthcare | New | Water Heating | Natural Gas | Water Heater | E4 | System - kBTUs of Conusmption | 0 | 0 | 0 | 0 | 0 | 0 | 0 | 52.5352 | 52.5352 | 52.5352 | 52.5352 | 52.5352 | 52.5352 | 52.5352 | 52.5352 | 52.5352 | 52.5352 | 52.5352 | 52.5352 | 52.5352 | 52.5352 | 52.5352 | 52.5352 | 52.5352 | 52.5352 | 52.5352 | 52.5352 | 52.5352 | 52.5352 | 52.5352 | 52.5352
F3_Commercial_Healthcare_New_Water Heating_Natural Gas_Water Heater_E5 | F3 | Commercial | Healthcare | New | Water Heating | Natural Gas | Water Heater | E5 | System - kBTUs of Conusmption | 0 | 0 | 0 | 0 | 0 | 0 | 0 | 0 | 0 | 0 | 0 | 0 | 0 | 0 | 0 | 0 | 0 | 0 | 0 | 0 | 0 | 0 | 0 | 0 | 0 | 0 | 0 | 0 | 0 | 0 | 0
F3_Commercial_Healthcare_New_Water Heating_Natural Gas_Water Heater_E6 | F3 | Commercial | Healthcare | New | Water Heating | Natural Gas | Water Heater | E6 | System - kBTUs of Conusmption | 0 | 0 | 0 | 0 | 0 | 0 | 0 | 0 | 0 | 0 | 0 | 0 | 0 | 0 | 0 | 0 | 0 | 0 | 0 | 0 | 0 | 0 | 0 | 0 | 0 | 0 | 0 | 0 | 0 | 0 | 0
F3_Commercial_Healthcare_New_Water Heating_Natural Gas_Water Heater_E7 | F3 | Commercial | Healthcare | New | Water Heating | Natural Gas | Water Heater | E7 | System - kBTUs of Conusmption | 0 | 0 | 0 | 0 | 0 | 0 | 0 | 0 | 0 | 0 | 0 | 0 | 0 | 0 | 0 | 0 | 0 | 0 | 0 | 0 | 0 | 0 | 0 | 0 | 0 | 0 | 0 | 0 | 0 | 0 | 0
F3_Commercial_Healthcare_New_Water Heating_Natural Gas_Water Heater_E8 | F3 | Commercial | Healthcare | New | Water Heating | Natural Gas | Water Heater | E8 | System - kBTUs of Conusmption | 0 | 0 | 0 | 0 | 0 | 0 | 0 | 0 | 0 | 0 | 0 | 0 | 0 | 0 | 0 | 0 | 0 | 0 | 0 | 0 | 0 | 0 | 0 | 0 | 0 | 0 | 0 | 0 | 0 | 0 | 0
F3_Commercial_Healthcare_New_Water Heating_Natural Gas_Water Heater_E9 | F3 | Commercial | Healthcare | New | Water Heating | Natural Gas | Water Heater | E9 | System - kBTUs of Conusmption | 0 | 0 | 0 | 0 | 0 | 0 | 0 | 0 | 0 | 0 | 0 | 0 | 0 | 0 | 0 | 0 | 0 | 0 | 0 | 0 | 0 | 0 | 0 | 0 | 0 | 0 | 0 | 0 | 0 | 0 | 0
F3_Commercial_Healthcare_New_Water Heating_Natural Gas_Water Heater_E10 | F3 | Commercial | Healthcare | New | Water Heating | Natural Gas | Water Heater | E10 | System - kBTUs of Conusmption | 0 | 0 | 0 | 0 | 0 | 0 | 0 | 0 | 0 | 0 | 0 | 0 | 0 | 0 | 0 | 0 | 0 | 0 | 0 | 0 | 0 | 0 | 0 | 0 | 0 | 0 | 0 | 0 | 0 | 0 | 0
F4_Commercial_Healthcare_New_Water Heating_Natural Gas_Water Heater_E1 | F4 | Commercial | Healthcare | New | Water Heating | Natural Gas | Water Heater | E1 | Utility - Cost of Equipment | 0.036432 | 0.036432 | 0.036432 | 0.036432 | 0.036432 | 0.036432 | 0.036432 | 0.036432 | 0.036432 | 0.036432 | 0.036432 | 0.036432 | 0.036432 | 0.036432 | 0.036432 | 0.036432 | 0.036432 | 0.036432 | 0.036432 | 0.036432 | 0.036432 | 0.036432 | 0.036432 | 0.036432 | 0.036432 | 0.036432 | 0.036432 | 0.036432 | 0.036432 | 0.036432 | 0.036432
F4_Commercial_Healthcare_New_Water Heating_Natural Gas_Water Heater_E2 | F4 | Commercial | Healthcare | New | Water Heating | Natural Gas | Water Heater | E2 | Utility - Cost of Equipment | 0.040711 | 0.040711 | 0.040711 | 0.040711 | 0.040711 | 0.040711 | 0.040711 | 0.040711 | 0.040711 | 0.040711 | 0.040711 | 0.040711 | 0.040711 | 0.040711 | 0.040711 | 0.040711 | 0.040711 | 0.040711 | 0.040711 | 0.040711 | 0.040711 | 0.040711 | 0.040711 | 0.040711 | 0.040711 | 0.040711 | 0.040711 | 0.040711 | 0.040711 | 0.040711 | 0.040711
F4_Commercial_Healthcare_New_Water Heating_Natural Gas_Water Heater_E3 | F4 | Commercial | Healthcare | New | Water Heating | Natural Gas | Water Heater | E3 | Utility - Cost of Equipment | 0.042556 | 0.042556 | 0.042556 | 0.042556 | 0.042556 | 0.042556 | 0.042556 | 0.042556 | 0.042556 | 0.042556 | 0.042556 | 0.042556 | 0.042556 | 0.042556 | 0.042556 | 0.042556 | 0.042556 | 0.042556 | 0.042556 | 0.042556 | 0.042556 | 0.042556 | 0.042556 | 0.042556 | 0.042556 | 0.042556 | 0.042556 | 0.042556 | 0.042556 | 0.042556 | 0.042556
F4_Commercial_Healthcare_New_Water Heating_Natural Gas_Water Heater_E4 | F4 | Commercial | Healthcare | New | Water Heating | Natural Gas | Water Heater | E4 | Utility - Cost of Equipment | 0 | 0 | 0 | 0 | 0 | 0 | 0 | 0.058352 | 0.058352 | 0.058352 | 0.058352 | 0.058352 | 0.058352 | 0.058352 | 0.058352 | 0.058352 | 0.058352 | 0.058352 | 0.058352 | 0.058352 | 0.058352 | 0.058352 | 0.058352 | 0.058352 | 0.058352 | 0.058352 | 0.058352 | 0.058352 | 0.058352 | 0.058352 | 0.058352
F4_Commercial_Healthcare_New_Water Heating_Natural Gas_Water Heater_E5 | F4 | Commercial | Healthcare | New | Water Heating | Natural Gas | Water Heater | E5 | Utility - Cost of Equipment | 0 | 0 | 0 | 0 | 0 | 0 | 0 | 0 | 0 | 0 | 0 | 0 | 0 | 0 | 0 | 0 | 0 | 0 | 0 | 0 | 0 | 0 | 0 | 0 | 0 | 0 | 0 | 0 | 0 | 0 | 0
F4_Commercial_Healthcare_New_Water Heating_Natural Gas_Water Heater_E6 | F4 | Commercial | Healthcare | New | Water Heating | Natural Gas | Water Heater | E6 | Utility - Cost of Equipment | 0 | 0 | 0 | 0 | 0 | 0 | 0 | 0 | 0 | 0 | 0 | 0 | 0 | 0 | 0 | 0 | 0 | 0 | 0 | 0 | 0 | 0 | 0 | 0 | 0 | 0 | 0 | 0 | 0 | 0 | 0
F4_Commercial_Healthcare_New_Water Heating_Natural Gas_Water Heater_E7 | F4 | Commercial | Healthcare | New | Water Heating | Natural Gas | Water Heater | E7 | Utility - Cost of Equipment | 0 | 0 | 0 | 0 | 0 | 0 | 0 | 0 | 0 | 0 | 0 | 0 | 0 | 0 | 0 | 0 | 0 | 0 | 0 | 0 | 0 | 0 | 0 | 0 | 0 | 0 | 0 | 0 | 0 | 0 | 0
F4_Commercial_Healthcare_New_Water Heating_Natural Gas_Water Heater_E8 | F4 | Commercial | Healthcare | New | Water Heating | Natural Gas | Water Heater | E8 | Utility - Cost of Equipment | 0 | 0 | 0 | 0 | 0 | 0 | 0 | 0 | 0 | 0 | 0 | 0 | 0 | 0 | 0 | 0 | 0 | 0 | 0 | 0 | 0 | 0 | 0 | 0 | 0 | 0 | 0 | 0 | 0 | 0 | 0
F4_Commercial_Healthcare_New_Water Heating_Natural Gas_Water Heater_E9 | F4 | Commercial | Healthcare | New | Water Heating | Natural Gas | Water Heater | E9 | Utility - Cost of Equipment | 0 | 0 | 0 | 0 | 0 | 0 | 0 | 0 | 0 | 0 | 0 | 0 | 0 | 0 | 0 | 0 | 0 | 0 | 0 | 0 | 0 | 0 | 0 | 0 | 0 | 0 | 0 | 0 | 0 | 0 | 0
F4_Commercial_Healthcare_New_Water Heating_Natural Gas_Water Heater_E10 | F4 | Commercial | Healthcare | New | Water Heating | Natural Gas | Water Heater | E10 | Utility - Cost of Equipment | 0 | 0 | 0 | 0 | 0 | 0 | 0 | 0 | 0 | 0 | 0 | 0 | 0 | 0 | 0 | 0 | 0 | 0 | 0 | 0 | 0 | 0 | 0 | 0 | 0 | 0 | 0 | 0 | 0 | 0 | 0
F5_Commercial_Healthcare_New_Water Heating_Natural Gas_Water Heater_E1 | F5 | Commercial | Healthcare | New | Water Heating | Natural Gas | Water Heater | E1 | Utility - Cost of Operation | 0.97917 | 0.99858 | 1.0125 | 1.0275 | 1.0491 | 0.98293 | 0.93119 | 0.90398 | 0.89421 | 0.87921 | 0.86909 | 0.91514 | 0.81901 | 0.87541 | 0.94779 | 1.0181 | 1.0208 | 1.0256 | 1.006 | 1.02 | 1.0298 | 1.043 | 1.0596 | 0.49913 | 0.48917 | 0.47985 | 0.47108 | 0.46276 | 0.45482 | 0.44718 | 0.43979
F5_Commercial_Healthcare_New_Water Heating_Natural Gas_Water Heater_E2 | F5 | Commercial | Healthcare | New | Water Heating | Natural Gas | Water Heater | E2 | Utility - Cost of Operation | 0.83334 | 0.84986 | 0.86167 | 0.87448 | 0.89287 | 0.83653 | 0.7925 | 0.76935 | 0.76103 | 0.74826 | 0.73965 | 0.77884 | 0.69703 | 0.74503 | 0.80663 | 0.86651 | 0.86874 | 0.87289 | 0.85621 | 0.86811 | 0.87643 | 0.88767 | 0.9018 | 0.42479 | 0.41632 | 0.40839 | 0.40092 | 0.39384 | 0.38708 | 0.38057 | 0.37429
F5_Commercial_Healthcare_New_Water Heating_Natural Gas_Water Heater_E3 | F5 | Commercial | Healthcare | New | Water Heating | Natural Gas | Water Heater | E3 | Utility - Cost of Operation | 0.69445 | 0.70821 | 0.71806 | 0.72873 | 0.74406 | 0.69711 | 0.66042 | 0.64112 | 0.63419 | 0.62355 | 0.61638 | 0.64903 | 0.58086 | 0.62086 | 0.67219 | 0.72209 | 0.72395 | 0.72741 | 0.71351 | 0.72342 | 0.73036 | 0.73973 | 0.7515 | 0.35399 | 0.34693 | 0.34032 | 0.3341 | 0.3282 | 0.32256 | 0.31715 | 0.31191
F5_Commercial_Healthcare_New_Water Heating_Natural Gas_Water Heater_E4 | F5 | Commercial | Healthcare | New | Water Heating | Natural Gas | Water Heater | E4 | Utility - Cost of Operation | 0 | 0 | 0 | 0 | 0 | 0 | 0 | 0.49161 | 0.49876 | 0.5054 | 0.51555 | 0.52574 | 0.47823 | 0.47512 | 0.47584 | 0.47294 | 0.47267 | 0.47338 | 0.46441 | 0.46888 | 0.47172 | 0.47596 | 0.48159 | 0.25719 | 0.25228 | 0.24765 | 0.24326 | 0.23906 | 0.23503 | 0.23114 | 0.22657
F5_Commercial_Healthcare_New_Water Heating_Natural Gas_Water Heater_E5 | F5 | Commercial | Healthcare | New | Water Heating | Natural Gas | Water Heater | E5 | Utility - Cost of Operation | 0 | 0 | 0 | 0 | 0 | 0 | 0 | 0 | 0 | 0 | 0 | 0 | 0 | 0 | 0 | 0 | 0 | 0 | 0 | 0 | 0 | 0 | 0 | 0 | 0 | 0 | 0 | 0 | 0 | 0 | 0
F5_Commercial_Healthcare_New_Water Heating_Natural Gas_Water Heater_E6 | F5 | Commercial | Healthcare | New | Water Heating | Natural Gas | Water Heater | E6 | Utility - Cost of Operation | 0 | 0 | 0 | 0 | 0 | 0 | 0 | 0 | 0 | 0 | 0 | 0 | 0 | 0 | 0 | 0 | 0 | 0 | 0 | 0 | 0 | 0 | 0 | 0 | 0 | 0 | 0 | 0 | 0 | 0 | 0
F5_Commercial_Healthcare_New_Water Heating_Natural Gas_Water Heater_E7 | F5 | Commercial | Healthcare | New | Water Heating | Natural Gas | Water Heater | E7 | Utility - Cost of Operation | 0 | 0 | 0 | 0 | 0 | 0 | 0 | 0 | 0 | 0 | 0 | 0 | 0 | 0 | 0 | 0 | 0 | 0 | 0 | 0 | 0 | 0 | 0 | 0 | 0 | 0 | 0 | 0 | 0 | 0 | 0
F5_Commercial_Healthcare_New_Water Heating_Natural Gas_Water Heater_E8 | F5 | Commercial | Healthcare | New | Water Heating | Natural Gas | Water Heater | E8 | Utility - Cost of Operation | 0 | 0 | 0 | 0 | 0 | 0 | 0 | 0 | 0 | 0 | 0 | 0 | 0 | 0 | 0 | 0 | 0 | 0 | 0 | 0 | 0 | 0 | 0 | 0 | 0 | 0 | 0 | 0 | 0 | 0 | 0
F5_Commercial_Healthcare_New_Water Heating_Natural Gas_Water Heater_E9 | F5 | Commercial | Healthcare | New | Water Heating | Natural Gas | Water Heater | E9 | Utility - Cost of Operation | 0 | 0 | 0 | 0 | 0 | 0 | 0 | 0 | 0 | 0 | 0 | 0 | 0 | 0 | 0 | 0 | 0 | 0 | 0 | 0 | 0 | 0 | 0 | 0 | 0 | 0 | 0 | 0 | 0 | 0 | 0
F5_Commercial_Healthcare_New_Water Heating_Natural Gas_Water Heater_E10 | F5 | Commercial | Healthcare | New | Water Heating | Natural Gas | Water Heater | E10 | Utility - Cost of Operation | 0 | 0 | 0 | 0 | 0 | 0 | 0 | 0 | 0 | 0 | 0 | 0 | 0 | 0 | 0 | 0 | 0 | 0 | 0 | 0 | 0 | 0 | 0 | 0 | 0 | 0 | 0 | 0 | 0 | 0 | 0
F6_Commercial_Healthcare_New_Water Heating_Natural Gas_Water Heater_E1 | F6 | Commercial | Healthcare | New | Water Heating | Natural Gas | Water Heater | E1 | Utility - Value of Sales | 1.1731 | 1.1964 | 1.213 | 1.231 | 1.2569 | 1.1776 | 1.1156 | 1.083 | 1.0713 | 1.0534 | 1.0412 | 1.0964 | 0.98123 | 1.0488 | 1.1355 | 1.2198 | 1.2229 | 1.2288 | 1.2053 | 1.2221 | 1.2338 | 1.2496 | 1.2695 | 0.59799 | 0.58606 | 0.5749 | 0.56439 | 0.55442 | 0.5449 | 0.53574 | 0.5269
F6_Commercial_Healthcare_New_Water Heating_Natural Gas_Water Heater_E2 | F6 | Commercial | Healthcare | New | Water Heating | Natural Gas | Water Heater | E2 | Utility - Value of Sales | 0.99839 | 1.0182 | 1.0323 | 1.0477 | 1.0697 | 1.0022 | 0.94947 | 0.92173 | 0.91176 | 0.89647 | 0.88615 | 0.9331 | 0.83509 | 0.89259 | 0.96639 | 1.0381 | 1.0408 | 1.0458 | 1.0258 | 1.04 | 1.05 | 1.0635 | 1.0804 | 0.50893 | 0.49878 | 0.48927 | 0.48033 | 0.47184 | 0.46374 | 0.45595 | 0.44843
F6_Commercial_Healthcare_New_Water Heating_Natural Gas_Water Heater_E3 | F6 | Commercial | Healthcare | New | Water Heating | Natural Gas | Water Heater | E3 | Utility - Value of Sales | 0.83199 | 0.84849 | 0.86028 | 0.87307 | 0.89143 | 0.83518 | 0.79122 | 0.7681 | 0.7598 | 0.74706 | 0.73846 | 0.77759 | 0.69591 | 0.74383 | 0.80533 | 0.86511 | 0.86734 | 0.87148 | 0.85483 | 0.86671 | 0.87502 | 0.88624 | 0.90035 | 0.42411 | 0.41565 | 0.40773 | 0.40027 | 0.3932 | 0.38645 | 0.37996 | 0.37369
F6_Commercial_Healthcare_New_Water Heating_Natural Gas_Water Heater_E4 | F6 | Commercial | Healthcare | New | Water Heating | Natural Gas | Water Heater | E4 | Utility - Value of Sales | 0 | 0 | 0 | 0 | 0 | 0 | 0 | 0.58899 | 0.59754 | 0.6055 | 0.61766 | 0.62987 | 0.57295 | 0.56922 | 0.57009 | 0.56662 | 0.56629 | 0.56714 | 0.55639 | 0.56174 | 0.56515 | 0.57023 | 0.57698 | 0.30813 | 0.30225 | 0.2967 | 0.29144 | 0.28641 | 0.28158 | 0.27692 | 0.27145
F6_Commercial_Healthcare_New_Water Heating_Natural Gas_Water Heater_E5 | F6 | Commercial | Healthcare | New | Water Heating | Natural Gas | Water Heater | E5 | Utility - Value of Sales | 0 | 0 | 0 | 0 | 0 | 0 | 0 | 0 | 0 | 0 | 0 | 0 | 0 | 0 | 0 | 0 | 0 | 0 | 0 | 0 | 0 | 0 | 0 | 0 | 0 | 0 | 0 | 0 | 0 | 0 | 0
F6_Commercial_Healthcare_New_Water Heating_Natural Gas_Water Heater_E6 | F6 | Commercial | Healthcare | New | Water Heating | Natural Gas | Water Heater | E6 | Utility - Value of Sales | 0 | 0 | 0 | 0 | 0 | 0 | 0 | 0 | 0 | 0 | 0 | 0 | 0 | 0 | 0 | 0 | 0 | 0 | 0 | 0 | 0 | 0 | 0 | 0 | 0 | 0 | 0 | 0 | 0 | 0 | 0
F6_Commercial_Healthcare_New_Water Heating_Natural Gas_Water Heater_E7 | F6 | Commercial | Healthcare | New | Water Heating | Natural Gas | Water Heater | E7 | Utility - Value of Sales | 0 | 0 | 0 | 0 | 0 | 0 | 0 | 0 | 0 | 0 | 0 | 0 | 0 | 0 | 0 | 0 | 0 | 0 | 0 | 0 | 0 | 0 | 0 | 0 | 0 | 0 | 0 | 0 | 0 | 0 | 0
F6_Commercial_Healthcare_New_Water Heating_Natural Gas_Water Heater_E8 | F6 | Commercial | Healthcare | New | Water Heating | Natural Gas | Water Heater | E8 | Utility - Value of Sales | 0 | 0 | 0 | 0 | 0 | 0 | 0 | 0 | 0 | 0 | 0 | 0 | 0 | 0 | 0 | 0 | 0 | 0 | 0 | 0 | 0 | 0 | 0 | 0 | 0 | 0 | 0 | 0 | 0 | 0 | 0
F6_Commercial_Healthcare_New_Water Heating_Natural Gas_Water Heater_E9 | F6 | Commercial | Healthcare | New | Water Heating | Natural Gas | Water Heater | E9 | Utility - Value of Sales | 0 | 0 | 0 | 0 | 0 | 0 | 0 | 0 | 0 | 0 | 0 | 0 | 0 | 0 | 0 | 0 | 0 | 0 | 0 | 0 | 0 | 0 | 0 | 0 | 0 | 0 | 0 | 0 | 0 | 0 | 0
F6_Commercial_Healthcare_New_Water Heating_Natural Gas_Water Heater_E10 | F6 | Commercial | Healthcare | New | Water Heating | Natural Gas | Water Heater | E10 | Utility - Value of Sales | 0 | 0 | 0 | 0 | 0 | 0 | 0 | 0 | 0 | 0 | 0 | 0 | 0 | 0 | 0 | 0 | 0 | 0 | 0 | 0 | 0 | 0 | 0 | 0 | 0 | 0 | 0 | 0 | 0 | 0 | 0
F1_Commercial_Healthcare_New_Food Preparation_Natural Gas_Oven_E1 | F1 | Commercial | Healthcare | New | Food Preparation | Natural Gas | Oven | E1 | Participant - Cost of Equipment | 0.1641 | 0.1641 | 0.1641 | 0.1641 | 0.1641 | 0.1641 | 0.1641 | 0.1641 | 0.1641 | 0.1641 | 0.1641 | 0.1641 | 0.1641 | 0.1641 | 0.1641 | 0.1641 | 0.1641 | 0.1641 | 0.1641 | 0.1641 | 0.1641 | 0.1641 | 0.1641 | 0.1641 | 0.1641 | 0.1641 | 0.1641 | 0.1641 | 0.1641 | 0.1641 | 0.1641
F1_Commercial_Healthcare_New_Food Preparation_Natural Gas_Oven_E2 | F1 | Commercial | Healthcare | New | Food Preparation | Natural Gas | Oven | E2 | Participant - Cost of Equipment | 0.171 | 0.171 | 0.171 | 0.171 | 0.171 | 0.171 | 0.171 | 0.171 | 0.171 | 0.171 | 0.171 | 0.171 | 0.171 | 0.171 | 0.171 | 0.171 | 0.171 | 0.171 | 0.171 | 0.171 | 0.171 | 0.171 | 0.171 | 0.171 | 0.171 | 0.171 | 0.171 | 0.171 | 0.171 | 0.171 | 0.171
F1_Commercial_Healthcare_New_Food Preparation_Natural Gas_Oven_E3 | F1 | Commercial | Healthcare | New | Food Preparation | Natural Gas | Oven | E3 | Participant - Cost of Equipment | 0 | 0 | 0 | 0 | 0 | 0 | 0 | 0 | 0 | 0 | 0 | 0 | 0 | 0 | 0 | 0 | 0 | 0 | 0 | 0 | 0 | 0 | 0 | 0 | 0 | 0 | 0 | 0 | 0 | 0 | 0
F1_Commercial_Healthcare_New_Food Preparation_Natural Gas_Oven_E4 | F1 | Commercial | Healthcare | New | Food Preparation | Natural Gas | Oven | E4 | Participant - Cost of Equipment | 0 | 0 | 0 | 0 | 0 | 0 | 0 | 0 | 0 | 0 | 0 | 0 | 0 | 0 | 0 | 0 | 0 | 0 | 0 | 0 | 0 | 0 | 0 | 0 | 0 | 0 | 0 | 0 | 0 | 0 | 0
F1_Commercial_Healthcare_New_Food Preparation_Natural Gas_Oven_E5 | F1 | Commercial | Healthcare | New | Food Preparation | Natural Gas | Oven | E5 | Participant - Cost of Equipment | 0 | 0 | 0 | 0 | 0 | 0 | 0 | 0 | 0 | 0 | 0 | 0 | 0 | 0 | 0 | 0 | 0 | 0 | 0 | 0 | 0 | 0 | 0 | 0 | 0 | 0 | 0 | 0 | 0 | 0 | 0
F1_Commercial_Healthcare_New_Food Preparation_Natural Gas_Oven_E6 | F1 | Commercial | Healthcare | New | Food Preparation | Natural Gas | Oven | E6 | Participant - Cost of Equipment | 0 | 0 | 0 | 0 | 0 | 0 | 0 | 0 | 0 | 0 | 0 | 0 | 0 | 0 | 0 | 0 | 0 | 0 | 0 | 0 | 0 | 0 | 0 | 0 | 0 | 0 | 0 | 0 | 0 | 0 | 0
F1_Commercial_Healthcare_New_Food Preparation_Natural Gas_Oven_E7 | F1 | Commercial | Healthcare | New | Food Preparation | Natural Gas | Oven | E7 | Participant - Cost of Equipment | 0 | 0 | 0 | 0 | 0 | 0 | 0 | 0 | 0 | 0 | 0 | 0 | 0 | 0 | 0 | 0 | 0 | 0 | 0 | 0 | 0 | 0 | 0 | 0 | 0 | 0 | 0 | 0 | 0 | 0 | 0
F1_Commercial_Healthcare_New_Food Preparation_Natural Gas_Oven_E8 | F1 | Commercial | Healthcare | New | Food Preparation | Natural Gas | Oven | E8 | Participant - Cost of Equipment | 0 | 0 | 0 | 0 | 0 | 0 | 0 | 0 | 0 | 0 | 0 | 0 | 0 | 0 | 0 | 0 | 0 | 0 | 0 | 0 | 0 | 0 | 0 | 0 | 0 | 0 | 0 | 0 | 0 | 0 | 0
F1_Commercial_Healthcare_New_Food Preparation_Natural Gas_Oven_E9 | F1 | Commercial | Healthcare | New | Food Preparation | Natural Gas | Oven | E9 | Participant - Cost of Equipment | 0 | 0 | 0 | 0 | 0 | 0 | 0 | 0 | 0 | 0 | 0 | 0 | 0 | 0 | 0 | 0 | 0 | 0 | 0 | 0 | 0 | 0 | 0 | 0 | 0 | 0 | 0 | 0 | 0 | 0 | 0
F1_Commercial_Healthcare_New_Food Preparation_Natural Gas_Oven_E10 | F1 | Commercial | Healthcare | New | Food Preparation | Natural Gas | Oven | E10 | Participant - Cost of Equipment | 0 | 0 | 0 | 0 | 0 | 0 | 0 | 0 | 0 | 0 | 0 | 0 | 0 | 0 | 0 | 0 | 0 | 0 | 0 | 0 | 0 | 0 | 0 | 0 | 0 | 0 | 0 | 0 | 0 | 0 | 0
F2_Commercial_Healthcare_New_Food Preparation_Natural Gas_Oven_E1 | F2 | Commercial | Healthcare | New | Food Preparation | Natural Gas | Oven | E1 | Participant - Cost of Operation | 0.067026 | 0.068044 | 0.068758 | 0.069496 | 0.070648 | 0.0664 | 0.062892 | 0.061029 | 0.060311 | 0.059243 | 0.061838 | 0.064304 | 0.057358 | 0.060374 | 0.064369 | 0.068154 | 0.068301 | 0.068597 | 0.067286 | 0.068184 | 0.068807 | 0.069656 | 0.070729 | 0.033874 | 0.033202 | 0.032573 | 0.03198 | 0.031417 | 0.030878 | 0.030361 | 0.02986
F2_Commercial_Healthcare_New_Food Preparation_Natural Gas_Oven_E2 | F2 | Commercial | Healthcare | New | Food Preparation | Natural Gas | Oven | E2 | Participant - Cost of Operation | 0.038381 | 0.038964 | 0.039373 | 0.039795 | 0.040455 | 0.038022 | 0.036014 | 0.034947 | 0.034536 | 0.033924 | 0.03541 | 0.036822 | 0.032845 | 0.034572 | 0.03686 | 0.039027 | 0.039111 | 0.03928 | 0.03853 | 0.039044 | 0.039401 | 0.039887 | 0.040501 | 0.019397 | 0.019013 | 0.018652 | 0.018312 | 0.01799 | 0.017682 | 0.017385 | 0.017099
F2_Commercial_Healthcare_New_Food Preparation_Natural Gas_Oven_E3 | F2 | Commercial | Healthcare | New | Food Preparation | Natural Gas | Oven | E3 | Participant - Cost of Operation | 0 | 0 | 0 | 0 | 0 | 0 | 0 | 0 | 0 | 0 | 0 | 0 | 0 | 0 | 0 | 0 | 0 | 0 | 0 | 0 | 0 | 0 | 0 | 0 | 0 | 0 | 0 | 0 | 0 | 0 | 0
F2_Commercial_Healthcare_New_Food Preparation_Natural Gas_Oven_E4 | F2 | Commercial | Healthcare | New | Food Preparation | Natural Gas | Oven | E4 | Participant - Cost of Operation | 0 | 0 | 0 | 0 | 0 | 0 | 0 | 0 | 0 | 0 | 0 | 0 | 0 | 0 | 0 | 0 | 0 | 0 | 0 | 0 | 0 | 0 | 0 | 0 | 0 | 0 | 0 | 0 | 0 | 0 | 0
F2_Commercial_Healthcare_New_Food Preparation_Natural Gas_Oven_E5 | F2 | Commercial | Healthcare | New | Food Preparation | Natural Gas | Oven | E5 | Participant - Cost of Operation | 0 | 0 | 0 | 0 | 0 | 0 | 0 | 0 | 0 | 0 | 0 | 0 | 0 | 0 | 0 | 0 | 0 | 0 | 0 | 0 | 0 | 0 | 0 | 0 | 0 | 0 | 0 | 0 | 0 | 0 | 0
F2_Commercial_Healthcare_New_Food Preparation_Natural Gas_Oven_E6 | F2 | Commercial | Healthcare | New | Food Preparation | Natural Gas | Oven | E6 | Participant - Cost of Operation | 0 | 0 | 0 | 0 | 0 | 0 | 0 | 0 | 0 | 0 | 0 | 0 | 0 | 0 | 0 | 0 | 0 | 0 | 0 | 0 | 0 | 0 | 0 | 0 | 0 | 0 | 0 | 0 | 0 | 0 | 0
F2_Commercial_Healthcare_New_Food Preparation_Natural Gas_Oven_E7 | F2 | Commercial | Healthcare | New | Food Preparation | Natural Gas | Oven | E7 | Participant - Cost of Operation | 0 | 0 | 0 | 0 | 0 | 0 | 0 | 0 | 0 | 0 | 0 | 0 | 0 | 0 | 0 | 0 | 0 | 0 | 0 | 0 | 0 | 0 | 0 | 0 | 0 | 0 | 0 | 0 | 0 | 0 | 0
F2_Commercial_Healthcare_New_Food Preparation_Natural Gas_Oven_E8 | F2 | Commercial | Healthcare | New | Food Preparation | Natural Gas | Oven | E8 | Participant - Cost of Operation | 0 | 0 | 0 | 0 | 0 | 0 | 0 | 0 | 0 | 0 | 0 | 0 | 0 | 0 | 0 | 0 | 0 | 0 | 0 | 0 | 0 | 0 | 0 | 0 | 0 | 0 | 0 | 0 | 0 | 0 | 0
F2_Commercial_Healthcare_New_Food Preparation_Natural Gas_Oven_E9 | F2 | Commercial | Healthcare | New | Food Preparation | Natural Gas | Oven | E9 | Participant - Cost of Operation | 0 | 0 | 0 | 0 | 0 | 0 | 0 | 0 | 0 | 0 | 0 | 0 | 0 | 0 | 0 | 0 | 0 | 0 | 0 | 0 | 0 | 0 | 0 | 0 | 0 | 0 | 0 | 0 | 0 | 0 | 0
F2_Commercial_Healthcare_New_Food Preparation_Natural Gas_Oven_E10 | F2 | Commercial | Healthcare | New | Food Preparation | Natural Gas | Oven | E10 | Participant - Cost of Operation | 0 | 0 | 0 | 0 | 0 | 0 | 0 | 0 | 0 | 0 | 0 | 0 | 0 | 0 | 0 | 0 | 0 | 0 | 0 | 0 | 0 | 0 | 0 | 0 | 0 | 0 | 0 | 0 | 0 | 0 | 0
F3_Commercial_Healthcare_New_Food Preparation_Natural Gas_Oven_E1 | F3 | Commercial | Healthcare | New | Food Preparation | Natural Gas | Oven | E1 | System - kBTUs of Conusmption | 5.5908 | 5.6036 | 5.5955 | 5.5899 | 5.5899 | 5.5899 | 5.5899 | 5.5899 | 5.5899 | 5.5899 | 5.5899 | 5.5899 | 5.5899 | 5.5899 | 5.5899 | 5.5899 | 5.5899 | 5.5899 | 5.5899 | 5.5899 | 5.5899 | 5.5899 | 5.5899 | 5.5899 | 5.5899 | 5.5899 | 5.5899 | 5.5899 | 5.5899 | 5.5899 | 5.5899
F3_Commercial_Healthcare_New_Food Preparation_Natural Gas_Oven_E2 | F3 | Commercial | Healthcare | New | Food Preparation | Natural Gas | Oven | E2 | System - kBTUs of Conusmption | 3.2015 | 3.2088 | 3.2041 | 3.2009 | 3.2009 | 3.2009 | 3.2009 | 3.2009 | 3.2009 | 3.2009 | 3.2009 | 3.2009 | 3.2009 | 3.2009 | 3.2009 | 3.2009 | 3.2009 | 3.2009 | 3.2009 | 3.2009 | 3.2009 | 3.2009 | 3.2009 | 3.2009 | 3.2009 | 3.2009 | 3.2009 | 3.2009 | 3.2009 | 3.2009 | 3.2009
F3_Commercial_Healthcare_New_Food Preparation_Natural Gas_Oven_E3 | F3 | Commercial | Healthcare | New | Food Preparation | Natural Gas | Oven | E3 | System - kBTUs of Conusmption | 0 | 0 | 0 | 0 | 0 | 0 | 0 | 0 | 0 | 0 | 0 | 0 | 0 | 0 | 0 | 0 | 0 | 0 | 0 | 0 | 0 | 0 | 0 | 0 | 0 | 0 | 0 | 0 | 0 | 0 | 0
F3_Commercial_Healthcare_New_Food Preparation_Natural Gas_Oven_E4 | F3 | Commercial | Healthcare | New | Food Preparation | Natural Gas | Oven | E4 | System - kBTUs of Conusmption | 0 | 0 | 0 | 0 | 0 | 0 | 0 | 0 | 0 | 0 | 0 | 0 | 0 | 0 | 0 | 0 | 0 | 0 | 0 | 0 | 0 | 0 | 0 | 0 | 0 | 0 | 0 | 0 | 0 | 0 | 0
F3_Commercial_Healthcare_New_Food Preparation_Natural Gas_Oven_E5 | F3 | Commercial | Healthcare | New | Food Preparation | Natural Gas | Oven | E5 | System - kBTUs of Conusmption | 0 | 0 | 0 | 0 | 0 | 0 | 0 | 0 | 0 | 0 | 0 | 0 | 0 | 0 | 0 | 0 | 0 | 0 | 0 | 0 | 0 | 0 | 0 | 0 | 0 | 0 | 0 | 0 | 0 | 0 | 0
F3_Commercial_Healthcare_New_Food Preparation_Natural Gas_Oven_E6 | F3 | Commercial | Healthcare | New | Food Preparation | Natural Gas | Oven | E6 | System - kBTUs of Conusmption | 0 | 0 | 0 | 0 | 0 | 0 | 0 | 0 | 0 | 0 | 0 | 0 | 0 | 0 | 0 | 0 | 0 | 0 | 0 | 0 | 0 | 0 | 0 | 0 | 0 | 0 | 0 | 0 | 0 | 0 | 0
F3_Commercial_Healthcare_New_Food Preparation_Natural Gas_Oven_E7 | F3 | Commercial | Healthcare | New | Food Preparation | Natural Gas | Oven | E7 | System - kBTUs of Conusmption | 0 | 0 | 0 | 0 | 0 | 0 | 0 | 0 | 0 | 0 | 0 | 0 | 0 | 0 | 0 | 0 | 0 | 0 | 0 | 0 | 0 | 0 | 0 | 0 | 0 | 0 | 0 | 0 | 0 | 0 | 0
F3_Commercial_Healthcare_New_Food Preparation_Natural Gas_Oven_E8 | F3 | Commercial | Healthcare | New | Food Preparation | Natural Gas | Oven | E8 | System - kBTUs of Conusmption | 0 | 0 | 0 | 0 | 0 | 0 | 0 | 0 | 0 | 0 | 0 | 0 | 0 | 0 | 0 | 0 | 0 | 0 | 0 | 0 | 0 | 0 | 0 | 0 | 0 | 0 | 0 | 0 | 0 | 0 | 0
F3_Commercial_Healthcare_New_Food Preparation_Natural Gas_Oven_E9 | F3 | Commercial | Healthcare | New | Food Preparation | Natural Gas | Oven | E9 | System - kBTUs of Conusmption | 0 | 0 | 0 | 0 | 0 | 0 | 0 | 0 | 0 | 0 | 0 | 0 | 0 | 0 | 0 | 0 | 0 | 0 | 0 | 0 | 0 | 0 | 0 | 0 | 0 | 0 | 0 | 0 | 0 | 0 | 0
F3_Commercial_Healthcare_New_Food Preparation_Natural Gas_Oven_E10 | F3 | Commercial | Healthcare | New | Food Preparation | Natural Gas | Oven | E10 | System - kBTUs of Conusmption | 0 | 0 | 0 | 0 | 0 | 0 | 0 | 0 | 0 | 0 | 0 | 0 | 0 | 0 | 0 | 0 | 0 | 0 | 0 | 0 | 0 | 0 | 0 | 0 | 0 | 0 | 0 | 0 | 0 | 0 | 0
F4_Commercial_Healthcare_New_Food Preparation_Natural Gas_Oven_E1 | F4 | Commercial | Healthcare | New | Food Preparation | Natural Gas | Oven | E1 | Utility - Cost of Equipment | 0.1641 | 0.1641 | 0.1641 | 0.1641 | 0.1641 | 0.1641 | 0.1641 | 0.1641 | 0.1641 | 0.1641 | 0.1641 | 0.1641 | 0.1641 | 0.1641 | 0.1641 | 0.1641 | 0.1641 | 0.1641 | 0.1641 | 0.1641 | 0.1641 | 0.1641 | 0.1641 | 0.1641 | 0.1641 | 0.1641 | 0.1641 | 0.1641 | 0.1641 | 0.1641 | 0.1641
F4_Commercial_Healthcare_New_Food Preparation_Natural Gas_Oven_E2 | F4 | Commercial | Healthcare | New | Food Preparation | Natural Gas | Oven | E2 | Utility - Cost of Equipment | 0.171 | 0.171 | 0.171 | 0.171 | 0.171 | 0.171 | 0.171 | 0.171 | 0.171 | 0.171 | 0.171 | 0.171 | 0.171 | 0.171 | 0.171 | 0.171 | 0.171 | 0.171 | 0.171 | 0.171 | 0.171 | 0.171 | 0.171 | 0.171 | 0.171 | 0.171 | 0.171 | 0.171 | 0.171 | 0.171 | 0.171
F4_Commercial_Healthcare_New_Food Preparation_Natural Gas_Oven_E3 | F4 | Commercial | Healthcare | New | Food Preparation | Natural Gas | Oven | E3 | Utility - Cost of Equipment | 0 | 0 | 0 | 0 | 0 | 0 | 0 | 0 | 0 | 0 | 0 | 0 | 0 | 0 | 0 | 0 | 0 | 0 | 0 | 0 | 0 | 0 | 0 | 0 | 0 | 0 | 0 | 0 | 0 | 0 | 0
F4_Commercial_Healthcare_New_Food Preparation_Natural Gas_Oven_E4 | F4 | Commercial | Healthcare | New | Food Preparation | Natural Gas | Oven | E4 | Utility - Cost of Equipment | 0 | 0 | 0 | 0 | 0 | 0 | 0 | 0 | 0 | 0 | 0 | 0 | 0 | 0 | 0 | 0 | 0 | 0 | 0 | 0 | 0 | 0 | 0 | 0 | 0 | 0 | 0 | 0 | 0 | 0 | 0
F4_Commercial_Healthcare_New_Food Preparation_Natural Gas_Oven_E5 | F4 | Commercial | Healthcare | New | Food Preparation | Natural Gas | Oven | E5 | Utility - Cost of Equipment | 0 | 0 | 0 | 0 | 0 | 0 | 0 | 0 | 0 | 0 | 0 | 0 | 0 | 0 | 0 | 0 | 0 | 0 | 0 | 0 | 0 | 0 | 0 | 0 | 0 | 0 | 0 | 0 | 0 | 0 | 0
F4_Commercial_Healthcare_New_Food Preparation_Natural Gas_Oven_E6 | F4 | Commercial | Healthcare | New | Food Preparation | Natural Gas | Oven | E6 | Utility - Cost of Equipment | 0 | 0 | 0 | 0 | 0 | 0 | 0 | 0 | 0 | 0 | 0 | 0 | 0 | 0 | 0 | 0 | 0 | 0 | 0 | 0 | 0 | 0 | 0 | 0 | 0 | 0 | 0 | 0 | 0 | 0 | 0
F4_Commercial_Healthcare_New_Food Preparation_Natural Gas_Oven_E7 | F4 | Commercial | Healthcare | New | Food Preparation | Natural Gas | Oven | E7 | Utility - Cost of Equipment | 0 | 0 | 0 | 0 | 0 | 0 | 0 | 0 | 0 | 0 | 0 | 0 | 0 | 0 | 0 | 0 | 0 | 0 | 0 | 0 | 0 | 0 | 0 | 0 | 0 | 0 | 0 | 0 | 0 | 0 | 0
F4_Commercial_Healthcare_New_Food Preparation_Natural Gas_Oven_E8 | F4 | Commercial | Healthcare | New | Food Preparation | Natural Gas | Oven | E8 | Utility - Cost of Equipment | 0 | 0 | 0 | 0 | 0 | 0 | 0 | 0 | 0 | 0 | 0 | 0 | 0 | 0 | 0 | 0 | 0 | 0 | 0 | 0 | 0 | 0 | 0 | 0 | 0 | 0 | 0 | 0 | 0 | 0 | 0
F4_Commercial_Healthcare_New_Food Preparation_Natural Gas_Oven_E9 | F4 | Commercial | Healthcare | New | Food Preparation | Natural Gas | Oven | E9 | Utility - Cost of Equipment | 0 | 0 | 0 | 0 | 0 | 0 | 0 | 0 | 0 | 0 | 0 | 0 | 0 | 0 | 0 | 0 | 0 | 0 | 0 | 0 | 0 | 0 | 0 | 0 | 0 | 0 | 0 | 0 | 0 | 0 | 0
F4_Commercial_Healthcare_New_Food Preparation_Natural Gas_Oven_E10 | F4 | Commercial | Healthcare | New | Food Preparation | Natural Gas | Oven | E10 | Utility - Cost of Equipment | 0 | 0 | 0 | 0 | 0 | 0 | 0 | 0 | 0 | 0 | 0 | 0 | 0 | 0 | 0 | 0 | 0 | 0 | 0 | 0 | 0 | 0 | 0 | 0 | 0 | 0 | 0 | 0 | 0 | 0 | 0
F5_Commercial_Healthcare_New_Food Preparation_Natural Gas_Oven_E1 | F5 | Commercial | Healthcare | New | Food Preparation | Natural Gas | Oven | E1 | Utility - Cost of Operation | 0.055945 | 0.056795 | 0.057391 | 0.058007 | 0.058969 | 0.055423 | 0.052494 | 0.05094 | 0.05034 | 0.049449 | 0.051615 | 0.053673 | 0.047876 | 0.050393 | 0.053728 | 0.056887 | 0.057009 | 0.057256 | 0.056163 | 0.056912 | 0.057432 | 0.058141 | 0.059036 | 0.028274 | 0.027713 | 0.027188 | 0.026693 | 0.026223 | 0.025774 | 0.025341 | 0.024924
F5_Commercial_Healthcare_New_Food Preparation_Natural Gas_Oven_E2 | F5 | Commercial | Healthcare | New | Food Preparation | Natural Gas | Oven | E2 | Utility - Cost of Operation | 0.032036 | 0.032522 | 0.032864 | 0.033216 | 0.033767 | 0.031736 | 0.03006 | 0.029169 | 0.028826 | 0.028316 | 0.029556 | 0.030735 | 0.027415 | 0.028856 | 0.030766 | 0.032575 | 0.032645 | 0.032787 | 0.03216 | 0.032589 | 0.032887 | 0.033293 | 0.033806 | 0.016191 | 0.015869 | 0.015569 | 0.015285 | 0.015016 | 0.014759 | 0.014511 | 0.014272
F5_Commercial_Healthcare_New_Food Preparation_Natural Gas_Oven_E3 | F5 | Commercial | Healthcare | New | Food Preparation | Natural Gas | Oven | E3 | Utility - Cost of Operation | 0 | 0 | 0 | 0 | 0 | 0 | 0 | 0 | 0 | 0 | 0 | 0 | 0 | 0 | 0 | 0 | 0 | 0 | 0 | 0 | 0 | 0 | 0 | 0 | 0 | 0 | 0 | 0 | 0 | 0 | 0
F5_Commercial_Healthcare_New_Food Preparation_Natural Gas_Oven_E4 | F5 | Commercial | Healthcare | New | Food Preparation | Natural Gas | Oven | E4 | Utility - Cost of Operation | 0 | 0 | 0 | 0 | 0 | 0 | 0 | 0 | 0 | 0 | 0 | 0 | 0 | 0 | 0 | 0 | 0 | 0 | 0 | 0 | 0 | 0 | 0 | 0 | 0 | 0 | 0 | 0 | 0 | 0 | 0
F5_Commercial_Healthcare_New_Food Preparation_Natural Gas_Oven_E5 | F5 | Commercial | Healthcare | New | Food Preparation | Natural Gas | Oven | E5 | Utility - Cost of Operation | 0 | 0 | 0 | 0 | 0 | 0 | 0 | 0 | 0 | 0 | 0 | 0 | 0 | 0 | 0 | 0 | 0 | 0 | 0 | 0 | 0 | 0 | 0 | 0 | 0 | 0 | 0 | 0 | 0 | 0 | 0
F5_Commercial_Healthcare_New_Food Preparation_Natural Gas_Oven_E6 | F5 | Commercial | Healthcare | New | Food Preparation | Natural Gas | Oven | E6 | Utility - Cost of Operation | 0 | 0 | 0 | 0 | 0 | 0 | 0 | 0 | 0 | 0 | 0 | 0 | 0 | 0 | 0 | 0 | 0 | 0 | 0 | 0 | 0 | 0 | 0 | 0 | 0 | 0 | 0 | 0 | 0 | 0 | 0
F5_Commercial_Healthcare_New_Food Preparation_Natural Gas_Oven_E7 | F5 | Commercial | Healthcare | New | Food Preparation | Natural Gas | Oven | E7 | Utility - Cost of Operation | 0 | 0 | 0 | 0 | 0 | 0 | 0 | 0 | 0 | 0 | 0 | 0 | 0 | 0 | 0 | 0 | 0 | 0 | 0 | 0 | 0 | 0 | 0 | 0 | 0 | 0 | 0 | 0 | 0 | 0 | 0
F5_Commercial_Healthcare_New_Food Preparation_Natural Gas_Oven_E8 | F5 | Commercial | Healthcare | New | Food Preparation | Natural Gas | Oven | E8 | Utility - Cost of Operation | 0 | 0 | 0 | 0 | 0 | 0 | 0 | 0 | 0 | 0 | 0 | 0 | 0 | 0 | 0 | 0 | 0 | 0 | 0 | 0 | 0 | 0 | 0 | 0 | 0 | 0 | 0 | 0 | 0 | 0 | 0
F5_Commercial_Healthcare_New_Food Preparation_Natural Gas_Oven_E9 | F5 | Commercial | Healthcare | New | Food Preparation | Natural Gas | Oven | E9 | Utility - Cost of Operation | 0 | 0 | 0 | 0 | 0 | 0 | 0 | 0 | 0 | 0 | 0 | 0 | 0 | 0 | 0 | 0 | 0 | 0 | 0 | 0 | 0 | 0 | 0 | 0 | 0 | 0 | 0 | 0 | 0 | 0 | 0
F5_Commercial_Healthcare_New_Food Preparation_Natural Gas_Oven_E10 | F5 | Commercial | Healthcare | New | Food Preparation | Natural Gas | Oven | E10 | Utility - Cost of Operation | 0 | 0 | 0 | 0 | 0 | 0 | 0 | 0 | 0 | 0 | 0 | 0 | 0 | 0 | 0 | 0 | 0 | 0 | 0 | 0 | 0 | 0 | 0 | 0 | 0 | 0 | 0 | 0 | 0 | 0 | 0
F6_Commercial_Healthcare_New_Food Preparation_Natural Gas_Oven_E1 | F6 | Commercial | Healthcare | New | Food Preparation | Natural Gas | Oven | E1 | Utility - Value of Sales | 0.067026 | 0.068044 | 0.068758 | 0.069496 | 0.070648 | 0.0664 | 0.062892 | 0.061029 | 0.060311 | 0.059243 | 0.061838 | 0.064304 | 0.057358 | 0.060374 | 0.064369 | 0.068154 | 0.068301 | 0.068597 | 0.067286 | 0.068184 | 0.068807 | 0.069656 | 0.070729 | 0.033874 | 0.033202 | 0.032573 | 0.03198 | 0.031417 | 0.030878 | 0.030361 | 0.02986
F6_Commercial_Healthcare_New_Food Preparation_Natural Gas_Oven_E2 | F6 | Commercial | Healthcare | New | Food Preparation | Natural Gas | Oven | E2 | Utility - Value of Sales | 0.038381 | 0.038964 | 0.039373 | 0.039795 | 0.040455 | 0.038022 | 0.036014 | 0.034947 | 0.034536 | 0.033924 | 0.03541 | 0.036822 | 0.032845 | 0.034572 | 0.03686 | 0.039027 | 0.039111 | 0.03928 | 0.03853 | 0.039044 | 0.039401 | 0.039887 | 0.040501 | 0.019397 | 0.019013 | 0.018652 | 0.018312 | 0.01799 | 0.017682 | 0.017385 | 0.017099
F6_Commercial_Healthcare_New_Food Preparation_Natural Gas_Oven_E3 | F6 | Commercial | Healthcare | New | Food Preparation | Natural Gas | Oven | E3 | Utility - Value of Sales | 0 | 0 | 0 | 0 | 0 | 0 | 0 | 0 | 0 | 0 | 0 | 0 | 0 | 0 | 0 | 0 | 0 | 0 | 0 | 0 | 0 | 0 | 0 | 0 | 0 | 0 | 0 | 0 | 0 | 0 | 0
F6_Commercial_Healthcare_New_Food Preparation_Natural Gas_Oven_E4 | F6 | Commercial | Healthcare | New | Food Preparation | Natural Gas | Oven | E4 | Utility - Value of Sales | 0 | 0 | 0 | 0 | 0 | 0 | 0 | 0 | 0 | 0 | 0 | 0 | 0 | 0 | 0 | 0 | 0 | 0 | 0 | 0 | 0 | 0 | 0 | 0 | 0 | 0 | 0 | 0 | 0 | 0 | 0
F6_Commercial_Healthcare_New_Food Preparation_Natural Gas_Oven_E5 | F6 | Commercial | Healthcare | New | Food Preparation | Natural Gas | Oven | E5 | Utility - Value of Sales | 0 | 0 | 0 | 0 | 0 | 0 | 0 | 0 | 0 | 0 | 0 | 0 | 0 | 0 | 0 | 0 | 0 | 0 | 0 | 0 | 0 | 0 | 0 | 0 | 0 | 0 | 0 | 0 | 0 | 0 | 0
F6_Commercial_Healthcare_New_Food Preparation_Natural Gas_Oven_E6 | F6 | Commercial | Healthcare | New | Food Preparation | Natural Gas | Oven | E6 | Utility - Value of Sales | 0 | 0 | 0 | 0 | 0 | 0 | 0 | 0 | 0 | 0 | 0 | 0 | 0 | 0 | 0 | 0 | 0 | 0 | 0 | 0 | 0 | 0 | 0 | 0 | 0 | 0 | 0 | 0 | 0 | 0 | 0
F6_Commercial_Healthcare_New_Food Preparation_Natural Gas_Oven_E7 | F6 | Commercial | Healthcare | New | Food Preparation | Natural Gas | Oven | E7 | Utility - Value of Sales | 0 | 0 | 0 | 0 | 0 | 0 | 0 | 0 | 0 | 0 | 0 | 0 | 0 | 0 | 0 | 0 | 0 | 0 | 0 | 0 | 0 | 0 | 0 | 0 | 0 | 0 | 0 | 0 | 0 | 0 | 0
F6_Commercial_Healthcare_New_Food Preparation_Natural Gas_Oven_E8 | F6 | Commercial | Healthcare | New | Food Preparation | Natural Gas | Oven | E8 | Utility - Value of Sales | 0 | 0 | 0 | 0 | 0 | 0 | 0 | 0 | 0 | 0 | 0 | 0 | 0 | 0 | 0 | 0 | 0 | 0 | 0 | 0 | 0 | 0 | 0 | 0 | 0 | 0 | 0 | 0 | 0 | 0 | 0
F6_Commercial_Healthcare_New_Food Preparation_Natural Gas_Oven_E9 | F6 | Commercial | Healthcare | New | Food Preparation | Natural Gas | Oven | E9 | Utility - Value of Sales | 0 | 0 | 0 | 0 | 0 | 0 | 0 | 0 | 0 | 0 | 0 | 0 | 0 | 0 | 0 | 0 | 0 | 0 | 0 | 0 | 0 | 0 | 0 | 0 | 0 | 0 | 0 | 0 | 0 | 0 | 0
F6_Commercial_Healthcare_New_Food Preparation_Natural Gas_Oven_E10 | F6 | Commercial | Healthcare | New | Food Preparation | Natural Gas | Oven | E10 | Utility - Value of Sales | 0 | 0 | 0 | 0 | 0 | 0 | 0 | 0 | 0 | 0 | 0 | 0 | 0 | 0 | 0 | 0 | 0 | 0 | 0 | 0 | 0 | 0 | 0 | 0 | 0 | 0 | 0 | 0 | 0 | 0 | 0
F1_Commercial_Healthcare_New_Food Preparation_Natural Gas_Conveyor Oven_E1 | F1 | Commercial | Healthcare | New | Food Preparation | Natural Gas | Conveyor Oven | E1 | Participant - Cost of Equipment | 0.027787 | 0.027787 | 0.027787 | 0.027787 | 0.027787 | 0.027787 | 0.027787 | 0.027787 | 0.027787 | 0.027787 | 0.027787 | 0.027787 | 0.027787 | 0.027787 | 0.027787 | 0.027787 | 0.027787 | 0.027787 | 0.027787 | 0.027787 | 0.027787 | 0.027787 | 0.027787 | 0.027787 | 0.027787 | 0.027787 | 0.027787 | 0.027787 | 0.027787 | 0.027787 | 0.027787
F1_Commercial_Healthcare_New_Food Preparation_Natural Gas_Conveyor Oven_E2 | F1 | Commercial | Healthcare | New | Food Preparation | Natural Gas | Conveyor Oven | E2 | Participant - Cost of Equipment | 0.033876 | 0.033876 | 0.033876 | 0.033876 | 0.033876 | 0.033876 | 0.033876 | 0.033876 | 0.033876 | 0.033876 | 0.033876 | 0.033876 | 0.033876 | 0.033876 | 0.033876 | 0.033876 | 0.033876 | 0.033876 | 0.033876 | 0.033876 | 0.033876 | 0.033876 | 0.033876 | 0.033876 | 0.033876 | 0.033876 | 0.033876 | 0.033876 | 0.033876 | 0.033876 | 0.033876
F1_Commercial_Healthcare_New_Food Preparation_Natural Gas_Conveyor Oven_E3 | F1 | Commercial | Healthcare | New | Food Preparation | Natural Gas | Conveyor Oven | E3 | Participant - Cost of Equipment | 0 | 0 | 0 | 0 | 0 | 0 | 0 | 0 | 0 | 0 | 0 | 0 | 0 | 0 | 0 | 0 | 0 | 0 | 0 | 0 | 0 | 0 | 0 | 0 | 0 | 0 | 0 | 0 | 0 | 0 | 0
F1_Commercial_Healthcare_New_Food Preparation_Natural Gas_Conveyor Oven_E4 | F1 | Commercial | Healthcare | New | Food Preparation | Natural Gas | Conveyor Oven | E4 | Participant - Cost of Equipment | 0 | 0 | 0 | 0 | 0 | 0 | 0 | 0 | 0 | 0 | 0 | 0 | 0 | 0 | 0 | 0 | 0 | 0 | 0 | 0 | 0 | 0 | 0 | 0 | 0 | 0 | 0 | 0 | 0 | 0 | 0
F1_Commercial_Healthcare_New_Food Preparation_Natural Gas_Conveyor Oven_E5 | F1 | Commercial | Healthcare | New | Food Preparation | Natural Gas | Conveyor Oven | E5 | Participant - Cost of Equipment | 0 | 0 | 0 | 0 | 0 | 0 | 0 | 0 | 0 | 0 | 0 | 0 | 0 | 0 | 0 | 0 | 0 | 0 | 0 | 0 | 0 | 0 | 0 | 0 | 0 | 0 | 0 | 0 | 0 | 0 | 0
F1_Commercial_Healthcare_New_Food Preparation_Natural Gas_Conveyor Oven_E6 | F1 | Commercial | Healthcare | New | Food Preparation | Natural Gas | Conveyor Oven | E6 | Participant - Cost of Equipment | 0 | 0 | 0 | 0 | 0 | 0 | 0 | 0 | 0 | 0 | 0 | 0 | 0 | 0 | 0 | 0 | 0 | 0 | 0 | 0 | 0 | 0 | 0 | 0 | 0 | 0 | 0 | 0 | 0 | 0 | 0
F1_Commercial_Healthcare_New_Food Preparation_Natural Gas_Conveyor Oven_E7 | F1 | Commercial | Healthcare | New | Food Preparation | Natural Gas | Conveyor Oven | E7 | Participant - Cost of Equipment | 0 | 0 | 0 | 0 | 0 | 0 | 0 | 0 | 0 | 0 | 0 | 0 | 0 | 0 | 0 | 0 | 0 | 0 | 0 | 0 | 0 | 0 | 0 | 0 | 0 | 0 | 0 | 0 | 0 | 0 | 0
F1_Commercial_Healthcare_New_Food Preparation_Natural Gas_Conveyor Oven_E8 | F1 | Commercial | Healthcare | New | Food Preparation | Natural Gas | Conveyor Oven | E8 | Participant - Cost of Equipment | 0 | 0 | 0 | 0 | 0 | 0 | 0 | 0 | 0 | 0 | 0 | 0 | 0 | 0 | 0 | 0 | 0 | 0 | 0 | 0 | 0 | 0 | 0 | 0 | 0 | 0 | 0 | 0 | 0 | 0 | 0
F1_Commercial_Healthcare_New_Food Preparation_Natural Gas_Conveyor Oven_E9 | F1 | Commercial | Healthcare | New | Food Preparation | Natural Gas | Conveyor Oven | E9 | Participant - Cost of Equipment | 0 | 0 | 0 | 0 | 0 | 0 | 0 | 0 | 0 | 0 | 0 | 0 | 0 | 0 | 0 | 0 | 0 | 0 | 0 | 0 | 0 | 0 | 0 | 0 | 0 | 0 | 0 | 0 | 0 | 0 | 0
F1_Commercial_Healthcare_New_Food Preparation_Natural Gas_Conveyor Oven_E10 | F1 | Commercial | Healthcare | New | Food Preparation | Natural Gas | Conveyor Oven | E10 | Participant - Cost of Equipment | 0 | 0 | 0 | 0 | 0 | 0 | 0 | 0 | 0 | 0 | 0 | 0 | 0 | 0 | 0 | 0 | 0 | 0 | 0 | 0 | 0 | 0 | 0 | 0 | 0 | 0 | 0 | 0 | 0 | 0 | 0
F2_Commercial_Healthcare_New_Food Preparation_Natural Gas_Conveyor Oven_E1 | F2 | Commercial | Healthcare | New | Food Preparation | Natural Gas | Conveyor Oven | E1 | Participant - Cost of Operation | 0.097282 | 0.097023 | 0.096355 | 0.095614 | 0.09823 | 0.096474 | 0.0959 | 0.097405 | 0.10059 | 0.099824 | 0.09948 | 0.098929 | 0.088043 | 0.087409 | 0.087454 | 0.086869 | 0.086748 | 0.086803 | 0.085166 | 0.085883 | 0.086318 | 0.087 | 0.087926 | 0.048595 | 0.047679 | 0.046813 | 0.045989 | 0.045201 | 0.044443 | 0.04371 | 0.042748
F2_Commercial_Healthcare_New_Food Preparation_Natural Gas_Conveyor Oven_E2 | F2 | Commercial | Healthcare | New | Food Preparation | Natural Gas | Conveyor Oven | E2 | Participant - Cost of Operation | 0.073949 | 0.073752 | 0.073245 | 0.072682 | 0.07467 | 0.073335 | 0.072899 | 0.074043 | 0.076464 | 0.075882 | 0.07562 | 0.075201 | 0.066926 | 0.066444 | 0.066478 | 0.066034 | 0.065942 | 0.065984 | 0.064739 | 0.065285 | 0.065615 | 0.066134 | 0.066837 | 0.03694 | 0.036244 | 0.035585 | 0.034959 | 0.03436 | 0.033784 | 0.033227 | 0.032495
F2_Commercial_Healthcare_New_Food Preparation_Natural Gas_Conveyor Oven_E3 | F2 | Commercial | Healthcare | New | Food Preparation | Natural Gas | Conveyor Oven | E3 | Participant - Cost of Operation | 0 | 0 | 0 | 0 | 0 | 0 | 0 | 0 | 0 | 0 | 0 | 0 | 0 | 0 | 0 | 0 | 0 | 0 | 0 | 0 | 0 | 0 | 0 | 0 | 0 | 0 | 0 | 0 | 0 | 0 | 0
F2_Commercial_Healthcare_New_Food Preparation_Natural Gas_Conveyor Oven_E4 | F2 | Commercial | Healthcare | New | Food Preparation | Natural Gas | Conveyor Oven | E4 | Participant - Cost of Operation | 0 | 0 | 0 | 0 | 0 | 0 | 0 | 0 | 0 | 0 | 0 | 0 | 0 | 0 | 0 | 0 | 0 | 0 | 0 | 0 | 0 | 0 | 0 | 0 | 0 | 0 | 0 | 0 | 0 | 0 | 0
F2_Commercial_Healthcare_New_Food Preparation_Natural Gas_Conveyor Oven_E5 | F2 | Commercial | Healthcare | New | Food Preparation | Natural Gas | Conveyor Oven | E5 | Participant - Cost of Operation | 0 | 0 | 0 | 0 | 0 | 0 | 0 | 0 | 0 | 0 | 0 | 0 | 0 | 0 | 0 | 0 | 0 | 0 | 0 | 0 | 0 | 0 | 0 | 0 | 0 | 0 | 0 | 0 | 0 | 0 | 0
F2_Commercial_Healthcare_New_Food Preparation_Natural Gas_Conveyor Oven_E6 | F2 | Commercial | Healthcare | New | Food Preparation | Natural Gas | Conveyor Oven | E6 | Participant - Cost of Operation | 0 | 0 | 0 | 0 | 0 | 0 | 0 | 0 | 0 | 0 | 0 | 0 | 0 | 0 | 0 | 0 | 0 | 0 | 0 | 0 | 0 | 0 | 0 | 0 | 0 | 0 | 0 | 0 | 0 | 0 | 0
F2_Commercial_Healthcare_New_Food Preparation_Natural Gas_Conveyor Oven_E7 | F2 | Commercial | Healthcare | New | Food Preparation | Natural Gas | Conveyor Oven | E7 | Participant - Cost of Operation | 0 | 0 | 0 | 0 | 0 | 0 | 0 | 0 | 0 | 0 | 0 | 0 | 0 | 0 | 0 | 0 | 0 | 0 | 0 | 0 | 0 | 0 | 0 | 0 | 0 | 0 | 0 | 0 | 0 | 0 | 0
F2_Commercial_Healthcare_New_Food Preparation_Natural Gas_Conveyor Oven_E8 | F2 | Commercial | Healthcare | New | Food Preparation | Natural Gas | Conveyor Oven | E8 | Participant - Cost of Operation | 0 | 0 | 0 | 0 | 0 | 0 | 0 | 0 | 0 | 0 | 0 | 0 | 0 | 0 | 0 | 0 | 0 | 0 | 0 | 0 | 0 | 0 | 0 | 0 | 0 | 0 | 0 | 0 | 0 | 0 | 0
F2_Commercial_Healthcare_New_Food Preparation_Natural Gas_Conveyor Oven_E9 | F2 | Commercial | Healthcare | New | Food Preparation | Natural Gas | Conveyor Oven | E9 | Participant - Cost of Operation | 0 | 0 | 0 | 0 | 0 | 0 | 0 | 0 | 0 | 0 | 0 | 0 | 0 | 0 | 0 | 0 | 0 | 0 | 0 | 0 | 0 | 0 | 0 | 0 | 0 | 0 | 0 | 0 | 0 | 0 | 0
F2_Commercial_Healthcare_New_Food Preparation_Natural Gas_Conveyor Oven_E10 | F2 | Commercial | Healthcare | New | Food Preparation | Natural Gas | Conveyor Oven | E10 | Participant - Cost of Operation | 0 | 0 | 0 | 0 | 0 | 0 | 0 | 0 | 0 | 0 | 0 | 0 | 0 | 0 | 0 | 0 | 0 | 0 | 0 | 0 | 0 | 0 | 0 | 0 | 0 | 0 | 0 | 0 | 0 | 0 | 0
F3_Commercial_Healthcare_New_Food Preparation_Natural Gas_Conveyor Oven_E1 | F3 | Commercial | Healthcare | New | Food Preparation | Natural Gas | Conveyor Oven | E1 | System - kBTUs of Conusmption | 8.3329 | 8.3446 | 8.3371 | 8.332 | 8.332 | 8.332 | 8.332 | 8.332 | 8.332 | 8.332 | 8.332 | 8.332 | 8.332 | 8.332 | 8.332 | 8.332 | 8.332 | 8.332 | 8.332 | 8.332 | 8.332 | 8.332 | 8.332 | 8.332 | 8.332 | 8.332 | 8.332 | 8.332 | 8.332 | 8.332 | 8.332
F3_Commercial_Healthcare_New_Food Preparation_Natural Gas_Conveyor Oven_E2 | F3 | Commercial | Healthcare | New | Food Preparation | Natural Gas | Conveyor Oven | E2 | System - kBTUs of Conusmption | 6.3343 | 6.3432 | 6.3375 | 6.3336 | 6.3336 | 6.3336 | 6.3336 | 6.3336 | 6.3336 | 6.3336 | 6.3336 | 6.3336 | 6.3336 | 6.3336 | 6.3336 | 6.3336 | 6.3336 | 6.3336 | 6.3336 | 6.3336 | 6.3336 | 6.3336 | 6.3336 | 6.3336 | 6.3336 | 6.3336 | 6.3336 | 6.3336 | 6.3336 | 6.3336 | 6.3336
F3_Commercial_Healthcare_New_Food Preparation_Natural Gas_Conveyor Oven_E3 | F3 | Commercial | Healthcare | New | Food Preparation | Natural Gas | Conveyor Oven | E3 | System - kBTUs of Conusmption | 0 | 0 | 0 | 0 | 0 | 0 | 0 | 0 | 0 | 0 | 0 | 0 | 0 | 0 | 0 | 0 | 0 | 0 | 0 | 0 | 0 | 0 | 0 | 0 | 0 | 0 | 0 | 0 | 0 | 0 | 0
F3_Commercial_Healthcare_New_Food Preparation_Natural Gas_Conveyor Oven_E4 | F3 | Commercial | Healthcare | New | Food Preparation | Natural Gas | Conveyor Oven | E4 | System - kBTUs of Conusmption | 0 | 0 | 0 | 0 | 0 | 0 | 0 | 0 | 0 | 0 | 0 | 0 | 0 | 0 | 0 | 0 | 0 | 0 | 0 | 0 | 0 | 0 | 0 | 0 | 0 | 0 | 0 | 0 | 0 | 0 | 0
F3_Commercial_Healthcare_New_Food Preparation_Natural Gas_Conveyor Oven_E5 | F3 | Commercial | Healthcare | New | Food Preparation | Natural Gas | Conveyor Oven | E5 | System - kBTUs of Conusmption | 0 | 0 | 0 | 0 | 0 | 0 | 0 | 0 | 0 | 0 | 0 | 0 | 0 | 0 | 0 | 0 | 0 | 0 | 0 | 0 | 0 | 0 | 0 | 0 | 0 | 0 | 0 | 0 | 0 | 0 | 0
F3_Commercial_Healthcare_New_Food Preparation_Natural Gas_Conveyor Oven_E6 | F3 | Commercial | Healthcare | New | Food Preparation | Natural Gas | Conveyor Oven | E6 | System - kBTUs of Conusmption | 0 | 0 | 0 | 0 | 0 | 0 | 0 | 0 | 0 | 0 | 0 | 0 | 0 | 0 | 0 | 0 | 0 | 0 | 0 | 0 | 0 | 0 | 0 | 0 | 0 | 0 | 0 | 0 | 0 | 0 | 0
F3_Commercial_Healthcare_New_Food Preparation_Natural Gas_Conveyor Oven_E7 | F3 | Commercial | Healthcare | New | Food Preparation | Natural Gas | Conveyor Oven | E7 | System - kBTUs of Conusmption | 0 | 0 | 0 | 0 | 0 | 0 | 0 | 0 | 0 | 0 | 0 | 0 | 0 | 0 | 0 | 0 | 0 | 0 | 0 | 0 | 0 | 0 | 0 | 0 | 0 | 0 | 0 | 0 | 0 | 0 | 0
F3_Commercial_Healthcare_New_Food Preparation_Natural Gas_Conveyor Oven_E8 | F3 | Commercial | Healthcare | New | Food Preparation | Natural Gas | Conveyor Oven | E8 | System - kBTUs of Conusmption | 0 | 0 | 0 | 0 | 0 | 0 | 0 | 0 | 0 | 0 | 0 | 0 | 0 | 0 | 0 | 0 | 0 | 0 | 0 | 0 | 0 | 0 | 0 | 0 | 0 | 0 | 0 | 0 | 0 | 0 | 0
F3_Commercial_Healthcare_New_Food Preparation_Natural Gas_Conveyor Oven_E9 | F3 | Commercial | Healthcare | New | Food Preparation | Natural Gas | Conveyor Oven | E9 | System - kBTUs of Conusmption | 0 | 0 | 0 | 0 | 0 | 0 | 0 | 0 | 0 | 0 | 0 | 0 | 0 | 0 | 0 | 0 | 0 | 0 | 0 | 0 | 0 | 0 | 0 | 0 | 0 | 0 | 0 | 0 | 0 | 0 | 0
F3_Commercial_Healthcare_New_Food Preparation_Natural Gas_Conveyor Oven_E10 | F3 | Commercial | Healthcare | New | Food Preparation | Natural Gas | Conveyor Oven | E10 | System - kBTUs of Conusmption | 0 | 0 | 0 | 0 | 0 | 0 | 0 | 0 | 0 | 0 | 0 | 0 | 0 | 0 | 0 | 0 | 0 | 0 | 0 | 0 | 0 | 0 | 0 | 0 | 0 | 0 | 0 | 0 | 0 | 0 | 0
F4_Commercial_Healthcare_New_Food Preparation_Natural Gas_Conveyor Oven_E1 | F4 | Commercial | Healthcare | New | Food Preparation | Natural Gas | Conveyor Oven | E1 | Utility - Cost of Equipment | 0.027787 | 0.027787 | 0.027787 | 0.027787 | 0.027787 | 0.027787 | 0.027787 | 0.027787 | 0.027787 | 0.027787 | 0.027787 | 0.027787 | 0.027787 | 0.027787 | 0.027787 | 0.027787 | 0.027787 | 0.027787 | 0.027787 | 0.027787 | 0.027787 | 0.027787 | 0.027787 | 0.027787 | 0.027787 | 0.027787 | 0.027787 | 0.027787 | 0.027787 | 0.027787 | 0.027787
F4_Commercial_Healthcare_New_Food Preparation_Natural Gas_Conveyor Oven_E2 | F4 | Commercial | Healthcare | New | Food Preparation | Natural Gas | Conveyor Oven | E2 | Utility - Cost of Equipment | 0.033876 | 0.033876 | 0.033876 | 0.033876 | 0.033876 | 0.033876 | 0.033876 | 0.033876 | 0.033876 | 0.033876 | 0.033876 | 0.033876 | 0.033876 | 0.033876 | 0.033876 | 0.033876 | 0.033876 | 0.033876 | 0.033876 | 0.033876 | 0.033876 | 0.033876 | 0.033876 | 0.033876 | 0.033876 | 0.033876 | 0.033876 | 0.033876 | 0.033876 | 0.033876 | 0.033876
F4_Commercial_Healthcare_New_Food Preparation_Natural Gas_Conveyor Oven_E3 | F4 | Commercial | Healthcare | New | Food Preparation | Natural Gas | Conveyor Oven | E3 | Utility - Cost of Equipment | 0 | 0 | 0 | 0 | 0 | 0 | 0 | 0 | 0 | 0 | 0 | 0 | 0 | 0 | 0 | 0 | 0 | 0 | 0 | 0 | 0 | 0 | 0 | 0 | 0 | 0 | 0 | 0 | 0 | 0 | 0
F4_Commercial_Healthcare_New_Food Preparation_Natural Gas_Conveyor Oven_E4 | F4 | Commercial | Healthcare | New | Food Preparation | Natural Gas | Conveyor Oven | E4 | Utility - Cost of Equipment | 0 | 0 | 0 | 0 | 0 | 0 | 0 | 0 | 0 | 0 | 0 | 0 | 0 | 0 | 0 | 0 | 0 | 0 | 0 | 0 | 0 | 0 | 0 | 0 | 0 | 0 | 0 | 0 | 0 | 0 | 0
F4_Commercial_Healthcare_New_Food Preparation_Natural Gas_Conveyor Oven_E5 | F4 | Commercial | Healthcare | New | Food Preparation | Natural Gas | Conveyor Oven | E5 | Utility - Cost of Equipment | 0 | 0 | 0 | 0 | 0 | 0 | 0 | 0 | 0 | 0 | 0 | 0 | 0 | 0 | 0 | 0 | 0 | 0 | 0 | 0 | 0 | 0 | 0 | 0 | 0 | 0 | 0 | 0 | 0 | 0 | 0
F4_Commercial_Healthcare_New_Food Preparation_Natural Gas_Conveyor Oven_E6 | F4 | Commercial | Healthcare | New | Food Preparation | Natural Gas | Conveyor Oven | E6 | Utility - Cost of Equipment | 0 | 0 | 0 | 0 | 0 | 0 | 0 | 0 | 0 | 0 | 0 | 0 | 0 | 0 | 0 | 0 | 0 | 0 | 0 | 0 | 0 | 0 | 0 | 0 | 0 | 0 | 0 | 0 | 0 | 0 | 0
F4_Commercial_Healthcare_New_Food Preparation_Natural Gas_Conveyor Oven_E7 | F4 | Commercial | Healthcare | New | Food Preparation | Natural Gas | Conveyor Oven | E7 | Utility - Cost of Equipment | 0 | 0 | 0 | 0 | 0 | 0 | 0 | 0 | 0 | 0 | 0 | 0 | 0 | 0 | 0 | 0 | 0 | 0 | 0 | 0 | 0 | 0 | 0 | 0 | 0 | 0 | 0 | 0 | 0 | 0 | 0
F4_Commercial_Healthcare_New_Food Preparation_Natural Gas_Conveyor Oven_E8 | F4 | Commercial | Healthcare | New | Food Preparation | Natural Gas | Conveyor Oven | E8 | Utility - Cost of Equipment | 0 | 0 | 0 | 0 | 0 | 0 | 0 | 0 | 0 | 0 | 0 | 0 | 0 | 0 | 0 | 0 | 0 | 0 | 0 | 0 | 0 | 0 | 0 | 0 | 0 | 0 | 0 | 0 | 0 | 0 | 0
F4_Commercial_Healthcare_New_Food Preparation_Natural Gas_Conveyor Oven_E9 | F4 | Commercial | Healthcare | New | Food Preparation | Natural Gas | Conveyor Oven | E9 | Utility - Cost of Equipment | 0 | 0 | 0 | 0 | 0 | 0 | 0 | 0 | 0 | 0 | 0 | 0 | 0 | 0 | 0 | 0 | 0 | 0 | 0 | 0 | 0 | 0 | 0 | 0 | 0 | 0 | 0 | 0 | 0 | 0 | 0
F4_Commercial_Healthcare_New_Food Preparation_Natural Gas_Conveyor Oven_E10 | F4 | Commercial | Healthcare | New | Food Preparation | Natural Gas | Conveyor Oven | E10 | Utility - Cost of Equipment | 0 | 0 | 0 | 0 | 0 | 0 | 0 | 0 | 0 | 0 | 0 | 0 | 0 | 0 | 0 | 0 | 0 | 0 | 0 | 0 | 0 | 0 | 0 | 0 | 0 | 0 | 0 | 0 | 0 | 0 | 0
F5_Commercial_Healthcare_New_Food Preparation_Natural Gas_Conveyor Oven_E1 | F5 | Commercial | Healthcare | New | Food Preparation | Natural Gas | Conveyor Oven | E1 | Utility - Cost of Operation | 0.081199 | 0.080983 | 0.080426 | 0.079807 | 0.08199 | 0.080525 | 0.080046 | 0.081302 | 0.083961 | 0.083321 | 0.083033 | 0.082574 | 0.073487 | 0.072958 | 0.072996 | 0.072507 | 0.072407 | 0.072453 | 0.071086 | 0.071685 | 0.072048 | 0.072617 | 0.07339 | 0.040561 | 0.039797 | 0.039074 | 0.038386 | 0.037728 | 0.037096 | 0.036484 | 0.035681
F5_Commercial_Healthcare_New_Food Preparation_Natural Gas_Conveyor Oven_E2 | F5 | Commercial | Healthcare | New | Food Preparation | Natural Gas | Conveyor Oven | E2 | Utility - Cost of Operation | 0.061724 | 0.061559 | 0.061136 | 0.060666 | 0.062325 | 0.061212 | 0.060847 | 0.061802 | 0.063823 | 0.063337 | 0.063118 | 0.062769 | 0.055862 | 0.05546 | 0.055488 | 0.055117 | 0.055041 | 0.055075 | 0.054036 | 0.054492 | 0.054768 | 0.0552 | 0.055788 | 0.030833 | 0.030252 | 0.029702 | 0.029179 | 0.028679 | 0.028198 | 0.027733 | 0.027123
F5_Commercial_Healthcare_New_Food Preparation_Natural Gas_Conveyor Oven_E3 | F5 | Commercial | Healthcare | New | Food Preparation | Natural Gas | Conveyor Oven | E3 | Utility - Cost of Operation | 0 | 0 | 0 | 0 | 0 | 0 | 0 | 0 | 0 | 0 | 0 | 0 | 0 | 0 | 0 | 0 | 0 | 0 | 0 | 0 | 0 | 0 | 0 | 0 | 0 | 0 | 0 | 0 | 0 | 0 | 0
F5_Commercial_Healthcare_New_Food Preparation_Natural Gas_Conveyor Oven_E4 | F5 | Commercial | Healthcare | New | Food Preparation | Natural Gas | Conveyor Oven | E4 | Utility - Cost of Operation | 0 | 0 | 0 | 0 | 0 | 0 | 0 | 0 | 0 | 0 | 0 | 0 | 0 | 0 | 0 | 0 | 0 | 0 | 0 | 0 | 0 | 0 | 0 | 0 | 0 | 0 | 0 | 0 | 0 | 0 | 0
F5_Commercial_Healthcare_New_Food Preparation_Natural Gas_Conveyor Oven_E5 | F5 | Commercial | Healthcare | New | Food Preparation | Natural Gas | Conveyor Oven | E5 | Utility - Cost of Operation | 0 | 0 | 0 | 0 | 0 | 0 | 0 | 0 | 0 | 0 | 0 | 0 | 0 | 0 | 0 | 0 | 0 | 0 | 0 | 0 | 0 | 0 | 0 | 0 | 0 | 0 | 0 | 0 | 0 | 0 | 0
F5_Commercial_Healthcare_New_Food Preparation_Natural Gas_Conveyor Oven_E6 | F5 | Commercial | Healthcare | New | Food Preparation | Natural Gas | Conveyor Oven | E6 | Utility - Cost of Operation | 0 | 0 | 0 | 0 | 0 | 0 | 0 | 0 | 0 | 0 | 0 | 0 | 0 | 0 | 0 | 0 | 0 | 0 | 0 | 0 | 0 | 0 | 0 | 0 | 0 | 0 | 0 | 0 | 0 | 0 | 0
F5_Commercial_Healthcare_New_Food Preparation_Natural Gas_Conveyor Oven_E7 | F5 | Commercial | Healthcare | New | Food Preparation | Natural Gas | Conveyor Oven | E7 | Utility - Cost of Operation | 0 | 0 | 0 | 0 | 0 | 0 | 0 | 0 | 0 | 0 | 0 | 0 | 0 | 0 | 0 | 0 | 0 | 0 | 0 | 0 | 0 | 0 | 0 | 0 | 0 | 0 | 0 | 0 | 0 | 0 | 0
F5_Commercial_Healthcare_New_Food Preparation_Natural Gas_Conveyor Oven_E8 | F5 | Commercial | Healthcare | New | Food Preparation | Natural Gas | Conveyor Oven | E8 | Utility - Cost of Operation | 0 | 0 | 0 | 0 | 0 | 0 | 0 | 0 | 0 | 0 | 0 | 0 | 0 | 0 | 0 | 0 | 0 | 0 | 0 | 0 | 0 | 0 | 0 | 0 | 0 | 0 | 0 | 0 | 0 | 0 | 0
F5_Commercial_Healthcare_New_Food Preparation_Natural Gas_Conveyor Oven_E9 | F5 | Commercial | Healthcare | New | Food Preparation | Natural Gas | Conveyor Oven | E9 | Utility - Cost of Operation | 0 | 0 | 0 | 0 | 0 | 0 | 0 | 0 | 0 | 0 | 0 | 0 | 0 | 0 | 0 | 0 | 0 | 0 | 0 | 0 | 0 | 0 | 0 | 0 | 0 | 0 | 0 | 0 | 0 | 0 | 0
F5_Commercial_Healthcare_New_Food Preparation_Natural Gas_Conveyor Oven_E10 | F5 | Commercial | Healthcare | New | Food Preparation | Natural Gas | Conveyor Oven | E10 | Utility - Cost of Operation | 0 | 0 | 0 | 0 | 0 | 0 | 0 | 0 | 0 | 0 | 0 | 0 | 0 | 0 | 0 | 0 | 0 | 0 | 0 | 0 | 0 | 0 | 0 | 0 | 0 | 0 | 0 | 0 | 0 | 0 | 0
F6_Commercial_Healthcare_New_Food Preparation_Natural Gas_Conveyor Oven_E1 | F6 | Commercial | Healthcare | New | Food Preparation | Natural Gas | Conveyor Oven | E1 | Utility - Value of Sales | 0.097282 | 0.097023 | 0.096355 | 0.095614 | 0.09823 | 0.096474 | 0.0959 | 0.097405 | 0.10059 | 0.099824 | 0.09948 | 0.098929 | 0.088043 | 0.087409 | 0.087454 | 0.086869 | 0.086748 | 0.086803 | 0.085166 | 0.085883 | 0.086318 | 0.087 | 0.087926 | 0.048595 | 0.047679 | 0.046813 | 0.045989 | 0.045201 | 0.044443 | 0.04371 | 0.042748
F6_Commercial_Healthcare_New_Food Preparation_Natural Gas_Conveyor Oven_E2 | F6 | Commercial | Healthcare | New | Food Preparation | Natural Gas | Conveyor Oven | E2 | Utility - Value of Sales | 0.073949 | 0.073752 | 0.073245 | 0.072682 | 0.07467 | 0.073335 | 0.072899 | 0.074043 | 0.076464 | 0.075882 | 0.07562 | 0.075201 | 0.066926 | 0.066444 | 0.066478 | 0.066034 | 0.065942 | 0.065984 | 0.064739 | 0.065285 | 0.065615 | 0.066134 | 0.066837 | 0.03694 | 0.036244 | 0.035585 | 0.034959 | 0.03436 | 0.033784 | 0.033227 | 0.032495
F6_Commercial_Healthcare_New_Food Preparation_Natural Gas_Conveyor Oven_E3 | F6 | Commercial | Healthcare | New | Food Preparation | Natural Gas | Conveyor Oven | E3 | Utility - Value of Sales | 0 | 0 | 0 | 0 | 0 | 0 | 0 | 0 | 0 | 0 | 0 | 0 | 0 | 0 | 0 | 0 | 0 | 0 | 0 | 0 | 0 | 0 | 0 | 0 | 0 | 0 | 0 | 0 | 0 | 0 | 0
F6_Commercial_Healthcare_New_Food Preparation_Natural Gas_Conveyor Oven_E4 | F6 | Commercial | Healthcare | New | Food Preparation | Natural Gas | Conveyor Oven | E4 | Utility - Value of Sales | 0 | 0 | 0 | 0 | 0 | 0 | 0 | 0 | 0 | 0 | 0 | 0 | 0 | 0 | 0 | 0 | 0 | 0 | 0 | 0 | 0 | 0 | 0 | 0 | 0 | 0 | 0 | 0 | 0 | 0 | 0
F6_Commercial_Healthcare_New_Food Preparation_Natural Gas_Conveyor Oven_E5 | F6 | Commercial | Healthcare | New | Food Preparation | Natural Gas | Conveyor Oven | E5 | Utility - Value of Sales | 0 | 0 | 0 | 0 | 0 | 0 | 0 | 0 | 0 | 0 | 0 | 0 | 0 | 0 | 0 | 0 | 0 | 0 | 0 | 0 | 0 | 0 | 0 | 0 | 0 | 0 | 0 | 0 | 0 | 0 | 0
F6_Commercial_Healthcare_New_Food Preparation_Natural Gas_Conveyor Oven_E6 | F6 | Commercial | Healthcare | New | Food Preparation | Natural Gas | Conveyor Oven | E6 | Utility - Value of Sales | 0 | 0 | 0 | 0 | 0 | 0 | 0 | 0 | 0 | 0 | 0 | 0 | 0 | 0 | 0 | 0 | 0 | 0 | 0 | 0 | 0 | 0 | 0 | 0 | 0 | 0 | 0 | 0 | 0 | 0 | 0
F6_Commercial_Healthcare_New_Food Preparation_Natural Gas_Conveyor Oven_E7 | F6 | Commercial | Healthcare | New | Food Preparation | Natural Gas | Conveyor Oven | E7 | Utility - Value of Sales | 0 | 0 | 0 | 0 | 0 | 0 | 0 | 0 | 0 | 0 | 0 | 0 | 0 | 0 | 0 | 0 | 0 | 0 | 0 | 0 | 0 | 0 | 0 | 0 | 0 | 0 | 0 | 0 | 0 | 0 | 0
F6_Commercial_Healthcare_New_Food Preparation_Natural Gas_Conveyor Oven_E8 | F6 | Commercial | Healthcare | New | Food Preparation | Natural Gas | Conveyor Oven | E8 | Utility - Value of Sales | 0 | 0 | 0 | 0 | 0 | 0 | 0 | 0 | 0 | 0 | 0 | 0 | 0 | 0 | 0 | 0 | 0 | 0 | 0 | 0 | 0 | 0 | 0 | 0 | 0 | 0 | 0 | 0 | 0 | 0 | 0
F6_Commercial_Healthcare_New_Food Preparation_Natural Gas_Conveyor Oven_E9 | F6 | Commercial | Healthcare | New | Food Preparation | Natural Gas | Conveyor Oven | E9 | Utility - Value of Sales | 0 | 0 | 0 | 0 | 0 | 0 | 0 | 0 | 0 | 0 | 0 | 0 | 0 | 0 | 0 | 0 | 0 | 0 | 0 | 0 | 0 | 0 | 0 | 0 | 0 | 0 | 0 | 0 | 0 | 0 | 0
F6_Commercial_Healthcare_New_Food Preparation_Natural Gas_Conveyor Oven_E10 | F6 | Commercial | Healthcare | New | Food Preparation | Natural Gas | Conveyor Oven | E10 | Utility - Value of Sales | 0 | 0 | 0 | 0 | 0 | 0 | 0 | 0 | 0 | 0 | 0 | 0 | 0 | 0 | 0 | 0 | 0 | 0 | 0 | 0 | 0 | 0 | 0 | 0 | 0 | 0 | 0 | 0 | 0 | 0 | 0
F1_Commercial_Healthcare_New_Food Preparation_Natural Gas_Double Rack Oven_E1 | F1 | Commercial | Healthcare | New | Food Preparation | Natural Gas | Double Rack Oven | E1 | Participant - Cost of Equipment | 0.05193 | 0.05193 | 0.05193 | 0.05193 | 0.05193 | 0.05193 | 0.05193 | 0.05193 | 0.05193 | 0.05193 | 0.05193 | 0.05193 | 0.05193 | 0.05193 | 0.05193 | 0.05193 | 0.05193 | 0.05193 | 0.05193 | 0.05193 | 0.05193 | 0.05193 | 0.05193 | 0.05193 | 0.05193 | 0.05193 | 0.05193 | 0.05193 | 0.05193 | 0.05193 | 0.05193
F1_Commercial_Healthcare_New_Food Preparation_Natural Gas_Double Rack Oven_E2 | F1 | Commercial | Healthcare | New | Food Preparation | Natural Gas | Double Rack Oven | E2 | Participant - Cost of Equipment | 0.069062 | 0.069062 | 0.069062 | 0.069062 | 0.069062 | 0.069062 | 0.069062 | 0.069062 | 0.069062 | 0.069062 | 0.069062 | 0.069062 | 0.069062 | 0.069062 | 0.069062 | 0.069062 | 0.069062 | 0.069062 | 0.069062 | 0.069062 | 0.069062 | 0.069062 | 0.069062 | 0.069062 | 0.069062 | 0.069062 | 0.069062 | 0.069062 | 0.069062 | 0.069062 | 0.069062
F1_Commercial_Healthcare_New_Food Preparation_Natural Gas_Double Rack Oven_E3 | F1 | Commercial | Healthcare | New | Food Preparation | Natural Gas | Double Rack Oven | E3 | Participant - Cost of Equipment | 0 | 0 | 0 | 0 | 0 | 0 | 0 | 0 | 0 | 0 | 0 | 0 | 0 | 0 | 0 | 0 | 0 | 0 | 0 | 0 | 0 | 0 | 0 | 0 | 0 | 0 | 0 | 0 | 0 | 0 | 0
F1_Commercial_Healthcare_New_Food Preparation_Natural Gas_Double Rack Oven_E4 | F1 | Commercial | Healthcare | New | Food Preparation | Natural Gas | Double Rack Oven | E4 | Participant - Cost of Equipment | 0 | 0 | 0 | 0 | 0 | 0 | 0 | 0 | 0 | 0 | 0 | 0 | 0 | 0 | 0 | 0 | 0 | 0 | 0 | 0 | 0 | 0 | 0 | 0 | 0 | 0 | 0 | 0 | 0 | 0 | 0
F1_Commercial_Healthcare_New_Food Preparation_Natural Gas_Double Rack Oven_E5 | F1 | Commercial | Healthcare | New | Food Preparation | Natural Gas | Double Rack Oven | E5 | Participant - Cost of Equipment | 0 | 0 | 0 | 0 | 0 | 0 | 0 | 0 | 0 | 0 | 0 | 0 | 0 | 0 | 0 | 0 | 0 | 0 | 0 | 0 | 0 | 0 | 0 | 0 | 0 | 0 | 0 | 0 | 0 | 0 | 0
F1_Commercial_Healthcare_New_Food Preparation_Natural Gas_Double Rack Oven_E6 | F1 | Commercial | Healthcare | New | Food Preparation | Natural Gas | Double Rack Oven | E6 | Participant - Cost of Equipment | 0 | 0 | 0 | 0 | 0 | 0 | 0 | 0 | 0 | 0 | 0 | 0 | 0 | 0 | 0 | 0 | 0 | 0 | 0 | 0 | 0 | 0 | 0 | 0 | 0 | 0 | 0 | 0 | 0 | 0 | 0
F1_Commercial_Healthcare_New_Food Preparation_Natural Gas_Double Rack Oven_E7 | F1 | Commercial | Healthcare | New | Food Preparation | Natural Gas | Double Rack Oven | E7 | Participant - Cost of Equipment | 0 | 0 | 0 | 0 | 0 | 0 | 0 | 0 | 0 | 0 | 0 | 0 | 0 | 0 | 0 | 0 | 0 | 0 | 0 | 0 | 0 | 0 | 0 | 0 | 0 | 0 | 0 | 0 | 0 | 0 | 0
F1_Commercial_Healthcare_New_Food Preparation_Natural Gas_Double Rack Oven_E8 | F1 | Commercial | Healthcare | New | Food Preparation | Natural Gas | Double Rack Oven | E8 | Participant - Cost of Equipment | 0 | 0 | 0 | 0 | 0 | 0 | 0 | 0 | 0 | 0 | 0 | 0 | 0 | 0 | 0 | 0 | 0 | 0 | 0 | 0 | 0 | 0 | 0 | 0 | 0 | 0 | 0 | 0 | 0 | 0 | 0
F1_Commercial_Healthcare_New_Food Preparation_Natural Gas_Double Rack Oven_E9 | F1 | Commercial | Healthcare | New | Food Preparation | Natural Gas | Double Rack Oven | E9 | Participant - Cost of Equipment | 0 | 0 | 0 | 0 | 0 | 0 | 0 | 0 | 0 | 0 | 0 | 0 | 0 | 0 | 0 | 0 | 0 | 0 | 0 | 0 | 0 | 0 | 0 | 0 | 0 | 0 | 0 | 0 | 0 | 0 | 0
F1_Commercial_Healthcare_New_Food Preparation_Natural Gas_Double Rack Oven_E10 | F1 | Commercial | Healthcare | New | Food Preparation | Natural Gas | Double Rack Oven | E10 | Participant - Cost of Equipment | 0 | 0 | 0 | 0 | 0 | 0 | 0 | 0 | 0 | 0 | 0 | 0 | 0 | 0 | 0 | 0 | 0 | 0 | 0 | 0 | 0 | 0 | 0 | 0 | 0 | 0 | 0 | 0 | 0 | 0 | 0
F2_Commercial_Healthcare_New_Food Preparation_Natural Gas_Double Rack Oven_E1 | F2 | Commercial | Healthcare | New | Food Preparation | Natural Gas | Double Rack Oven | E1 | Participant - Cost of Operation | 0.17873 | 0.18149 | 0.18349 | 0.18247 | 0.18265 | 0.17216 | 0.16349 | 0.15864 | 0.15663 | 0.16244 | 0.17006 | 0.17803 | 0.1635 | 0.1732 | 0.17379 | 0.17292 | 0.17308 | 0.17362 | 0.1703 | 0.1723 | 0.17365 | 0.17555 | 0.17799 | 0.089269 | 0.087526 | 0.085888 | 0.08434 | 0.082868 | 0.081457 | 0.080098 | 0.078783
F2_Commercial_Healthcare_New_Food Preparation_Natural Gas_Double Rack Oven_E2 | F2 | Commercial | Healthcare | New | Food Preparation | Natural Gas | Double Rack Oven | E2 | Participant - Cost of Operation | 0.097489 | 0.098993 | 0.10009 | 0.099527 | 0.099629 | 0.093907 | 0.089174 | 0.086532 | 0.085436 | 0.088603 | 0.092762 | 0.097108 | 0.089183 | 0.094473 | 0.094795 | 0.094322 | 0.094408 | 0.094699 | 0.09289 | 0.093982 | 0.094718 | 0.095754 | 0.097086 | 0.048692 | 0.047741 | 0.046848 | 0.046004 | 0.0452 | 0.044431 | 0.04369 | 0.042973
F2_Commercial_Healthcare_New_Food Preparation_Natural Gas_Double Rack Oven_E3 | F2 | Commercial | Healthcare | New | Food Preparation | Natural Gas | Double Rack Oven | E3 | Participant - Cost of Operation | 0 | 0 | 0 | 0 | 0 | 0 | 0 | 0 | 0 | 0 | 0 | 0 | 0 | 0 | 0 | 0 | 0 | 0 | 0 | 0 | 0 | 0 | 0 | 0 | 0 | 0 | 0 | 0 | 0 | 0 | 0
F2_Commercial_Healthcare_New_Food Preparation_Natural Gas_Double Rack Oven_E4 | F2 | Commercial | Healthcare | New | Food Preparation | Natural Gas | Double Rack Oven | E4 | Participant - Cost of Operation | 0 | 0 | 0 | 0 | 0 | 0 | 0 | 0 | 0 | 0 | 0 | 0 | 0 | 0 | 0 | 0 | 0 | 0 | 0 | 0 | 0 | 0 | 0 | 0 | 0 | 0 | 0 | 0 | 0 | 0 | 0
F2_Commercial_Healthcare_New_Food Preparation_Natural Gas_Double Rack Oven_E5 | F2 | Commercial | Healthcare | New | Food Preparation | Natural Gas | Double Rack Oven | E5 | Participant - Cost of Operation | 0 | 0 | 0 | 0 | 0 | 0 | 0 | 0 | 0 | 0 | 0 | 0 | 0 | 0 | 0 | 0 | 0 | 0 | 0 | 0 | 0 | 0 | 0 | 0 | 0 | 0 | 0 | 0 | 0 | 0 | 0
F2_Commercial_Healthcare_New_Food Preparation_Natural Gas_Double Rack Oven_E6 | F2 | Commercial | Healthcare | New | Food Preparation | Natural Gas | Double Rack Oven | E6 | Participant - Cost of Operation | 0 | 0 | 0 | 0 | 0 | 0 | 0 | 0 | 0 | 0 | 0 | 0 | 0 | 0 | 0 | 0 | 0 | 0 | 0 | 0 | 0 | 0 | 0 | 0 | 0 | 0 | 0 | 0 | 0 | 0 | 0
F2_Commercial_Healthcare_New_Food Preparation_Natural Gas_Double Rack Oven_E7 | F2 | Commercial | Healthcare | New | Food Preparation | Natural Gas | Double Rack Oven | E7 | Participant - Cost of Operation | 0 | 0 | 0 | 0 | 0 | 0 | 0 | 0 | 0 | 0 | 0 | 0 | 0 | 0 | 0 | 0 | 0 | 0 | 0 | 0 | 0 | 0 | 0 | 0 | 0 | 0 | 0 | 0 | 0 | 0 | 0
F2_Commercial_Healthcare_New_Food Preparation_Natural Gas_Double Rack Oven_E8 | F2 | Commercial | Healthcare | New | Food Preparation | Natural Gas | Double Rack Oven | E8 | Participant - Cost of Operation | 0 | 0 | 0 | 0 | 0 | 0 | 0 | 0 | 0 | 0 | 0 | 0 | 0 | 0 | 0 | 0 | 0 | 0 | 0 | 0 | 0 | 0 | 0 | 0 | 0 | 0 | 0 | 0 | 0 | 0 | 0
F2_Commercial_Healthcare_New_Food Preparation_Natural Gas_Double Rack Oven_E9 | F2 | Commercial | Healthcare | New | Food Preparation | Natural Gas | Double Rack Oven | E9 | Participant - Cost of Operation | 0 | 0 | 0 | 0 | 0 | 0 | 0 | 0 | 0 | 0 | 0 | 0 | 0 | 0 | 0 | 0 | 0 | 0 | 0 | 0 | 0 | 0 | 0 | 0 | 0 | 0 | 0 | 0 | 0 | 0 | 0
F2_Commercial_Healthcare_New_Food Preparation_Natural Gas_Double Rack Oven_E10 | F2 | Commercial | Healthcare | New | Food Preparation | Natural Gas | Double Rack Oven | E10 | Participant - Cost of Operation | 0 | 0 | 0 | 0 | 0 | 0 | 0 | 0 | 0 | 0 | 0 | 0 | 0 | 0 | 0 | 0 | 0 | 0 | 0 | 0 | 0 | 0 | 0 | 0 | 0 | 0 | 0 | 0 | 0 | 0 | 0
F3_Commercial_Healthcare_New_Food Preparation_Natural Gas_Double Rack Oven_E1 | F3 | Commercial | Healthcare | New | Food Preparation | Natural Gas | Double Rack Oven | E1 | System - kBTUs of Conusmption | 14.851 | 14.8807 | 14.8618 | 14.8488 | 14.8488 | 14.8488 | 14.8488 | 14.8488 | 14.8488 | 14.8488 | 14.8488 | 14.8488 | 14.8488 | 14.8488 | 14.8488 | 14.8488 | 14.8488 | 14.8488 | 14.8488 | 14.8488 | 14.8488 | 14.8488 | 14.8488 | 14.8488 | 14.8488 | 14.8488 | 14.8488 | 14.8488 | 14.8488 | 14.8488 | 14.8488
F3_Commercial_Healthcare_New_Food Preparation_Natural Gas_Double Rack Oven_E2 | F3 | Commercial | Healthcare | New | Food Preparation | Natural Gas | Double Rack Oven | E2 | System - kBTUs of Conusmption | 8.1005 | 8.1167 | 8.1064 | 8.0994 | 8.0994 | 8.0994 | 8.0994 | 8.0994 | 8.0994 | 8.0994 | 8.0994 | 8.0994 | 8.0994 | 8.0994 | 8.0994 | 8.0994 | 8.0994 | 8.0994 | 8.0994 | 8.0994 | 8.0994 | 8.0994 | 8.0994 | 8.0994 | 8.0994 | 8.0994 | 8.0994 | 8.0994 | 8.0994 | 8.0994 | 8.0994
F3_Commercial_Healthcare_New_Food Preparation_Natural Gas_Double Rack Oven_E3 | F3 | Commercial | Healthcare | New | Food Preparation | Natural Gas | Double Rack Oven | E3 | System - kBTUs of Conusmption | 0 | 0 | 0 | 0 | 0 | 0 | 0 | 0 | 0 | 0 | 0 | 0 | 0 | 0 | 0 | 0 | 0 | 0 | 0 | 0 | 0 | 0 | 0 | 0 | 0 | 0 | 0 | 0 | 0 | 0 | 0
F3_Commercial_Healthcare_New_Food Preparation_Natural Gas_Double Rack Oven_E4 | F3 | Commercial | Healthcare | New | Food Preparation | Natural Gas | Double Rack Oven | E4 | System - kBTUs of Conusmption | 0 | 0 | 0 | 0 | 0 | 0 | 0 | 0 | 0 | 0 | 0 | 0 | 0 | 0 | 0 | 0 | 0 | 0 | 0 | 0 | 0 | 0 | 0 | 0 | 0 | 0 | 0 | 0 | 0 | 0 | 0
F3_Commercial_Healthcare_New_Food Preparation_Natural Gas_Double Rack Oven_E5 | F3 | Commercial | Healthcare | New | Food Preparation | Natural Gas | Double Rack Oven | E5 | System - kBTUs of Conusmption | 0 | 0 | 0 | 0 | 0 | 0 | 0 | 0 | 0 | 0 | 0 | 0 | 0 | 0 | 0 | 0 | 0 | 0 | 0 | 0 | 0 | 0 | 0 | 0 | 0 | 0 | 0 | 0 | 0 | 0 | 0
F3_Commercial_Healthcare_New_Food Preparation_Natural Gas_Double Rack Oven_E6 | F3 | Commercial | Healthcare | New | Food Preparation | Natural Gas | Double Rack Oven | E6 | System - kBTUs of Conusmption | 0 | 0 | 0 | 0 | 0 | 0 | 0 | 0 | 0 | 0 | 0 | 0 | 0 | 0 | 0 | 0 | 0 | 0 | 0 | 0 | 0 | 0 | 0 | 0 | 0 | 0 | 0 | 0 | 0 | 0 | 0
F3_Commercial_Healthcare_New_Food Preparation_Natural Gas_Double Rack Oven_E7 | F3 | Commercial | Healthcare | New | Food Preparation | Natural Gas | Double Rack Oven | E7 | System - kBTUs of Conusmption | 0 | 0 | 0 | 0 | 0 | 0 | 0 | 0 | 0 | 0 | 0 | 0 | 0 | 0 | 0 | 0 | 0 | 0 | 0 | 0 | 0 | 0 | 0 | 0 | 0 | 0 | 0 | 0 | 0 | 0 | 0
F3_Commercial_Healthcare_New_Food Preparation_Natural Gas_Double Rack Oven_E8 | F3 | Commercial | Healthcare | New | Food Preparation | Natural Gas | Double Rack Oven | E8 | System - kBTUs of Conusmption | 0 | 0 | 0 | 0 | 0 | 0 | 0 | 0 | 0 | 0 | 0 | 0 | 0 | 0 | 0 | 0 | 0 | 0 | 0 | 0 | 0 | 0 | 0 | 0 | 0 | 0 | 0 | 0 | 0 | 0 | 0
F3_Commercial_Healthcare_New_Food Preparation_Natural Gas_Double Rack Oven_E9 | F3 | Commercial | Healthcare | New | Food Preparation | Natural Gas | Double Rack Oven | E9 | System - kBTUs of Conusmption | 0 | 0 | 0 | 0 | 0 | 0 | 0 | 0 | 0 | 0 | 0 | 0 | 0 | 0 | 0 | 0 | 0 | 0 | 0 | 0 | 0 | 0 | 0 | 0 | 0 | 0 | 0 | 0 | 0 | 0 | 0
F3_Commercial_Healthcare_New_Food Preparation_Natural Gas_Double Rack Oven_E10 | F3 | Commercial | Healthcare | New | Food Preparation | Natural Gas | Double Rack Oven | E10 | System - kBTUs of Conusmption | 0 | 0 | 0 | 0 | 0 | 0 | 0 | 0 | 0 | 0 | 0 | 0 | 0 | 0 | 0 | 0 | 0 | 0 | 0 | 0 | 0 | 0 | 0 | 0 | 0 | 0 | 0 | 0 | 0 | 0 | 0
F4_Commercial_Healthcare_New_Food Preparation_Natural Gas_Double Rack Oven_E1 | F4 | Commercial | Healthcare | New | Food Preparation | Natural Gas | Double Rack Oven | E1 | Utility - Cost of Equipment | 0.05193 | 0.05193 | 0.05193 | 0.05193 | 0.05193 | 0.05193 | 0.05193 | 0.05193 | 0.05193 | 0.05193 | 0.05193 | 0.05193 | 0.05193 | 0.05193 | 0.05193 | 0.05193 | 0.05193 | 0.05193 | 0.05193 | 0.05193 | 0.05193 | 0.05193 | 0.05193 | 0.05193 | 0.05193 | 0.05193 | 0.05193 | 0.05193 | 0.05193 | 0.05193 | 0.05193
F4_Commercial_Healthcare_New_Food Preparation_Natural Gas_Double Rack Oven_E2 | F4 | Commercial | Healthcare | New | Food Preparation | Natural Gas | Double Rack Oven | E2 | Utility - Cost of Equipment | 0.069062 | 0.069062 | 0.069062 | 0.069062 | 0.069062 | 0.069062 | 0.069062 | 0.069062 | 0.069062 | 0.069062 | 0.069062 | 0.069062 | 0.069062 | 0.069062 | 0.069062 | 0.069062 | 0.069062 | 0.069062 | 0.069062 | 0.069062 | 0.069062 | 0.069062 | 0.069062 | 0.069062 | 0.069062 | 0.069062 | 0.069062 | 0.069062 | 0.069062 | 0.069062 | 0.069062
F4_Commercial_Healthcare_New_Food Preparation_Natural Gas_Double Rack Oven_E3 | F4 | Commercial | Healthcare | New | Food Preparation | Natural Gas | Double Rack Oven | E3 | Utility - Cost of Equipment | 0 | 0 | 0 | 0 | 0 | 0 | 0 | 0 | 0 | 0 | 0 | 0 | 0 | 0 | 0 | 0 | 0 | 0 | 0 | 0 | 0 | 0 | 0 | 0 | 0 | 0 | 0 | 0 | 0 | 0 | 0
F4_Commercial_Healthcare_New_Food Preparation_Natural Gas_Double Rack Oven_E4 | F4 | Commercial | Healthcare | New | Food Preparation | Natural Gas | Double Rack Oven | E4 | Utility - Cost of Equipment | 0 | 0 | 0 | 0 | 0 | 0 | 0 | 0 | 0 | 0 | 0 | 0 | 0 | 0 | 0 | 0 | 0 | 0 | 0 | 0 | 0 | 0 | 0 | 0 | 0 | 0 | 0 | 0 | 0 | 0 | 0
F4_Commercial_Healthcare_New_Food Preparation_Natural Gas_Double Rack Oven_E5 | F4 | Commercial | Healthcare | New | Food Preparation | Natural Gas | Double Rack Oven | E5 | Utility - Cost of Equipment | 0 | 0 | 0 | 0 | 0 | 0 | 0 | 0 | 0 | 0 | 0 | 0 | 0 | 0 | 0 | 0 | 0 | 0 | 0 | 0 | 0 | 0 | 0 | 0 | 0 | 0 | 0 | 0 | 0 | 0 | 0
F4_Commercial_Healthcare_New_Food Preparation_Natural Gas_Double Rack Oven_E6 | F4 | Commercial | Healthcare | New | Food Preparation | Natural Gas | Double Rack Oven | E6 | Utility - Cost of Equipment | 0 | 0 | 0 | 0 | 0 | 0 | 0 | 0 | 0 | 0 | 0 | 0 | 0 | 0 | 0 | 0 | 0 | 0 | 0 | 0 | 0 | 0 | 0 | 0 | 0 | 0 | 0 | 0 | 0 | 0 | 0
F4_Commercial_Healthcare_New_Food Preparation_Natural Gas_Double Rack Oven_E7 | F4 | Commercial | Healthcare | New | Food Preparation | Natural Gas | Double Rack Oven | E7 | Utility - Cost of Equipment | 0 | 0 | 0 | 0 | 0 | 0 | 0 | 0 | 0 | 0 | 0 | 0 | 0 | 0 | 0 | 0 | 0 | 0 | 0 | 0 | 0 | 0 | 0 | 0 | 0 | 0 | 0 | 0 | 0 | 0 | 0
F4_Commercial_Healthcare_New_Food Preparation_Natural Gas_Double Rack Oven_E8 | F4 | Commercial | Healthcare | New | Food Preparation | Natural Gas | Double Rack Oven | E8 | Utility - Cost of Equipment | 0 | 0 | 0 | 0 | 0 | 0 | 0 | 0 | 0 | 0 | 0 | 0 | 0 | 0 | 0 | 0 | 0 | 0 | 0 | 0 | 0 | 0 | 0 | 0 | 0 | 0 | 0 | 0 | 0 | 0 | 0
F4_Commercial_Healthcare_New_Food Preparation_Natural Gas_Double Rack Oven_E9 | F4 | Commercial | Healthcare | New | Food Preparation | Natural Gas | Double Rack Oven | E9 | Utility - Cost of Equipment | 0 | 0 | 0 | 0 | 0 | 0 | 0 | 0 | 0 | 0 | 0 | 0 | 0 | 0 | 0 | 0 | 0 | 0 | 0 | 0 | 0 | 0 | 0 | 0 | 0 | 0 | 0 | 0 | 0 | 0 | 0
F4_Commercial_Healthcare_New_Food Preparation_Natural Gas_Double Rack Oven_E10 | F4 | Commercial | Healthcare | New | Food Preparation | Natural Gas | Double Rack Oven | E10 | Utility - Cost of Equipment | 0 | 0 | 0 | 0 | 0 | 0 | 0 | 0 | 0 | 0 | 0 | 0 | 0 | 0 | 0 | 0 | 0 | 0 | 0 | 0 | 0 | 0 | 0 | 0 | 0 | 0 | 0 | 0 | 0 | 0 | 0
F5_Commercial_Healthcare_New_Food Preparation_Natural Gas_Double Rack Oven_E1 | F5 | Commercial | Healthcare | New | Food Preparation | Natural Gas | Double Rack Oven | E1 | Utility - Cost of Operation | 0.14918 | 0.15148 | 0.15315 | 0.1523 | 0.15246 | 0.1437 | 0.13646 | 0.13242 | 0.13074 | 0.13558 | 0.14195 | 0.1486 | 0.13647 | 0.14457 | 0.14506 | 0.14434 | 0.14447 | 0.14491 | 0.14214 | 0.14382 | 0.14494 | 0.14653 | 0.14857 | 0.074511 | 0.073056 | 0.071689 | 0.070397 | 0.069168 | 0.067991 | 0.066856 | 0.065759
F5_Commercial_Healthcare_New_Food Preparation_Natural Gas_Double Rack Oven_E2 | F5 | Commercial | Healthcare | New | Food Preparation | Natural Gas | Double Rack Oven | E2 | Utility - Cost of Operation | 0.081372 | 0.082627 | 0.083539 | 0.083073 | 0.083158 | 0.078382 | 0.074432 | 0.072226 | 0.071312 | 0.073955 | 0.077426 | 0.081054 | 0.074439 | 0.078854 | 0.079123 | 0.078729 | 0.078801 | 0.079043 | 0.077533 | 0.078445 | 0.079059 | 0.079924 | 0.081036 | 0.040642 | 0.039849 | 0.039103 | 0.038398 | 0.037728 | 0.037086 | 0.036467 | 0.035868
F5_Commercial_Healthcare_New_Food Preparation_Natural Gas_Double Rack Oven_E3 | F5 | Commercial | Healthcare | New | Food Preparation | Natural Gas | Double Rack Oven | E3 | Utility - Cost of Operation | 0 | 0 | 0 | 0 | 0 | 0 | 0 | 0 | 0 | 0 | 0 | 0 | 0 | 0 | 0 | 0 | 0 | 0 | 0 | 0 | 0 | 0 | 0 | 0 | 0 | 0 | 0 | 0 | 0 | 0 | 0
F5_Commercial_Healthcare_New_Food Preparation_Natural Gas_Double Rack Oven_E4 | F5 | Commercial | Healthcare | New | Food Preparation | Natural Gas | Double Rack Oven | E4 | Utility - Cost of Operation | 0 | 0 | 0 | 0 | 0 | 0 | 0 | 0 | 0 | 0 | 0 | 0 | 0 | 0 | 0 | 0 | 0 | 0 | 0 | 0 | 0 | 0 | 0 | 0 | 0 | 0 | 0 | 0 | 0 | 0 | 0
F5_Commercial_Healthcare_New_Food Preparation_Natural Gas_Double Rack Oven_E5 | F5 | Commercial | Healthcare | New | Food Preparation | Natural Gas | Double Rack Oven | E5 | Utility - Cost of Operation | 0 | 0 | 0 | 0 | 0 | 0 | 0 | 0 | 0 | 0 | 0 | 0 | 0 | 0 | 0 | 0 | 0 | 0 | 0 | 0 | 0 | 0 | 0 | 0 | 0 | 0 | 0 | 0 | 0 | 0 | 0
F5_Commercial_Healthcare_New_Food Preparation_Natural Gas_Double Rack Oven_E6 | F5 | Commercial | Healthcare | New | Food Preparation | Natural Gas | Double Rack Oven | E6 | Utility - Cost of Operation | 0 | 0 | 0 | 0 | 0 | 0 | 0 | 0 | 0 | 0 | 0 | 0 | 0 | 0 | 0 | 0 | 0 | 0 | 0 | 0 | 0 | 0 | 0 | 0 | 0 | 0 | 0 | 0 | 0 | 0 | 0
F5_Commercial_Healthcare_New_Food Preparation_Natural Gas_Double Rack Oven_E7 | F5 | Commercial | Healthcare | New | Food Preparation | Natural Gas | Double Rack Oven | E7 | Utility - Cost of Operation | 0 | 0 | 0 | 0 | 0 | 0 | 0 | 0 | 0 | 0 | 0 | 0 | 0 | 0 | 0 | 0 | 0 | 0 | 0 | 0 | 0 | 0 | 0 | 0 | 0 | 0 | 0 | 0 | 0 | 0 | 0
F5_Commercial_Healthcare_New_Food Preparation_Natural Gas_Double Rack Oven_E8 | F5 | Commercial | Healthcare | New | Food Preparation | Natural Gas | Double Rack Oven | E8 | Utility - Cost of Operation | 0 | 0 | 0 | 0 | 0 | 0 | 0 | 0 | 0 | 0 | 0 | 0 | 0 | 0 | 0 | 0 | 0 | 0 | 0 | 0 | 0 | 0 | 0 | 0 | 0 | 0 | 0 | 0 | 0 | 0 | 0
F5_Commercial_Healthcare_New_Food Preparation_Natural Gas_Double Rack Oven_E9 | F5 | Commercial | Healthcare | New | Food Preparation | Natural Gas | Double Rack Oven | E9 | Utility - Cost of Operation | 0 | 0 | 0 | 0 | 0 | 0 | 0 | 0 | 0 | 0 | 0 | 0 | 0 | 0 | 0 | 0 | 0 | 0 | 0 | 0 | 0 | 0 | 0 | 0 | 0 | 0 | 0 | 0 | 0 | 0 | 0
F5_Commercial_Healthcare_New_Food Preparation_Natural Gas_Double Rack Oven_E10 | F5 | Commercial | Healthcare | New | Food Preparation | Natural Gas | Double Rack Oven | E10 | Utility - Cost of Operation | 0 | 0 | 0 | 0 | 0 | 0 | 0 | 0 | 0 | 0 | 0 | 0 | 0 | 0 | 0 | 0 | 0 | 0 | 0 | 0 | 0 | 0 | 0 | 0 | 0 | 0 | 0 | 0 | 0 | 0 | 0
F6_Commercial_Healthcare_New_Food Preparation_Natural Gas_Double Rack Oven_E1 | F6 | Commercial | Healthcare | New | Food Preparation | Natural Gas | Double Rack Oven | E1 | Utility - Value of Sales | 0.17873 | 0.18149 | 0.18349 | 0.18247 | 0.18265 | 0.17216 | 0.16349 | 0.15864 | 0.15663 | 0.16244 | 0.17006 | 0.17803 | 0.1635 | 0.1732 | 0.17379 | 0.17292 | 0.17308 | 0.17362 | 0.1703 | 0.1723 | 0.17365 | 0.17555 | 0.17799 | 0.089269 | 0.087526 | 0.085888 | 0.08434 | 0.082868 | 0.081457 | 0.080098 | 0.078783
F6_Commercial_Healthcare_New_Food Preparation_Natural Gas_Double Rack Oven_E2 | F6 | Commercial | Healthcare | New | Food Preparation | Natural Gas | Double Rack Oven | E2 | Utility - Value of Sales | 0.097489 | 0.098993 | 0.10009 | 0.099527 | 0.099629 | 0.093907 | 0.089174 | 0.086532 | 0.085436 | 0.088603 | 0.092762 | 0.097108 | 0.089183 | 0.094473 | 0.094795 | 0.094322 | 0.094408 | 0.094699 | 0.09289 | 0.093982 | 0.094718 | 0.095754 | 0.097086 | 0.048692 | 0.047741 | 0.046848 | 0.046004 | 0.0452 | 0.044431 | 0.04369 | 0.042973
F6_Commercial_Healthcare_New_Food Preparation_Natural Gas_Double Rack Oven_E3 | F6 | Commercial | Healthcare | New | Food Preparation | Natural Gas | Double Rack Oven | E3 | Utility - Value of Sales | 0 | 0 | 0 | 0 | 0 | 0 | 0 | 0 | 0 | 0 | 0 | 0 | 0 | 0 | 0 | 0 | 0 | 0 | 0 | 0 | 0 | 0 | 0 | 0 | 0 | 0 | 0 | 0 | 0 | 0 | 0
F6_Commercial_Healthcare_New_Food Preparation_Natural Gas_Double Rack Oven_E4 | F6 | Commercial | Healthcare | New | Food Preparation | Natural Gas | Double Rack Oven | E4 | Utility - Value of Sales | 0 | 0 | 0 | 0 | 0 | 0 | 0 | 0 | 0 | 0 | 0 | 0 | 0 | 0 | 0 | 0 | 0 | 0 | 0 | 0 | 0 | 0 | 0 | 0 | 0 | 0 | 0 | 0 | 0 | 0 | 0
F6_Commercial_Healthcare_New_Food Preparation_Natural Gas_Double Rack Oven_E5 | F6 | Commercial | Healthcare | New | Food Preparation | Natural Gas | Double Rack Oven | E5 | Utility - Value of Sales | 0 | 0 | 0 | 0 | 0 | 0 | 0 | 0 | 0 | 0 | 0 | 0 | 0 | 0 | 0 | 0 | 0 | 0 | 0 | 0 | 0 | 0 | 0 | 0 | 0 | 0 | 0 | 0 | 0 | 0 | 0
F6_Commercial_Healthcare_New_Food Preparation_Natural Gas_Double Rack Oven_E6 | F6 | Commercial | Healthcare | New | Food Preparation | Natural Gas | Double Rack Oven | E6 | Utility - Value of Sales | 0 | 0 | 0 | 0 | 0 | 0 | 0 | 0 | 0 | 0 | 0 | 0 | 0 | 0 | 0 | 0 | 0 | 0 | 0 | 0 | 0 | 0 | 0 | 0 | 0 | 0 | 0 | 0 | 0 | 0 | 0
F6_Commercial_Healthcare_New_Food Preparation_Natural Gas_Double Rack Oven_E7 | F6 | Commercial | Healthcare | New | Food Preparation | Natural Gas | Double Rack Oven | E7 | Utility - Value of Sales | 0 | 0 | 0 | 0 | 0 | 0 | 0 | 0 | 0 | 0 | 0 | 0 | 0 | 0 | 0 | 0 | 0 | 0 | 0 | 0 | 0 | 0 | 0 | 0 | 0 | 0 | 0 | 0 | 0 | 0 | 0
F6_Commercial_Healthcare_New_Food Preparation_Natural Gas_Double Rack Oven_E8 | F6 | Commercial | Healthcare | New | Food Preparation | Natural Gas | Double Rack Oven | E8 | Utility - Value of Sales | 0 | 0 | 0 | 0 | 0 | 0 | 0 | 0 | 0 | 0 | 0 | 0 | 0 | 0 | 0 | 0 | 0 | 0 | 0 | 0 | 0 | 0 | 0 | 0 | 0 | 0 | 0 | 0 | 0 | 0 | 0
F6_Commercial_Healthcare_New_Food Preparation_Natural Gas_Double Rack Oven_E9 | F6 | Commercial | Healthcare | New | Food Preparation | Natural Gas | Double Rack Oven | E9 | Utility - Value of Sales | 0 | 0 | 0 | 0 | 0 | 0 | 0 | 0 | 0 | 0 | 0 | 0 | 0 | 0 | 0 | 0 | 0 | 0 | 0 | 0 | 0 | 0 | 0 | 0 | 0 | 0 | 0 | 0 | 0 | 0 | 0
F6_Commercial_Healthcare_New_Food Preparation_Natural Gas_Double Rack Oven_E10 | F6 | Commercial | Healthcare | New | Food Preparation | Natural Gas | Double Rack Oven | E10 | Utility - Value of Sales | 0 | 0 | 0 | 0 | 0 | 0 | 0 | 0 | 0 | 0 | 0 | 0 | 0 | 0 | 0 | 0 | 0 | 0 | 0 | 0 | 0 | 0 | 0 | 0 | 0 | 0 | 0 | 0 | 0 | 0 | 0
F1_Commercial_Healthcare_New_Food Preparation_Natural Gas_Fryer_E1 | F1 | Commercial | Healthcare | New | Food Preparation | Natural Gas | Fryer | E1 | Participant - Cost of Equipment | 0.040915 | 0.040915 | 0.040915 | 0 | 0 | 0 | 0 | 0 | 0 | 0 | 0 | 0 | 0 | 0 | 0 | 0 | 0 | 0 | 0 | 0 | 0 | 0 | 0 | 0 | 0 | 0 | 0 | 0 | 0 | 0 | 0
F1_Commercial_Healthcare_New_Food Preparation_Natural Gas_Fryer_E2 | F1 | Commercial | Healthcare | New | Food Preparation | Natural Gas | Fryer | E2 | Participant - Cost of Equipment | 0.048797 | 0.048797 | 0.048797 | 0.048797 | 0.048797 | 0.048797 | 0.048797 | 0.048797 | 0.048797 | 0.048797 | 0.048797 | 0.048797 | 0.048797 | 0.048797 | 0.048797 | 0.048797 | 0.048797 | 0.048797 | 0.048797 | 0.048797 | 0.048797 | 0.048797 | 0.048797 | 0.048797 | 0.048797 | 0.048797 | 0.048797 | 0.048797 | 0.048797 | 0.048797 | 0.048797
F1_Commercial_Healthcare_New_Food Preparation_Natural Gas_Fryer_E3 | F1 | Commercial | Healthcare | New | Food Preparation | Natural Gas | Fryer | E3 | Participant - Cost of Equipment | 0 | 0 | 0 | 0 | 0 | 0 | 0 | 0 | 0 | 0 | 0 | 0 | 0 | 0 | 0 | 0 | 0 | 0 | 0 | 0 | 0 | 0 | 0 | 0 | 0 | 0 | 0 | 0 | 0 | 0 | 0
F1_Commercial_Healthcare_New_Food Preparation_Natural Gas_Fryer_E4 | F1 | Commercial | Healthcare | New | Food Preparation | Natural Gas | Fryer | E4 | Participant - Cost of Equipment | 0 | 0 | 0 | 0 | 0 | 0 | 0 | 0 | 0 | 0 | 0 | 0 | 0 | 0 | 0 | 0 | 0 | 0 | 0 | 0 | 0 | 0 | 0 | 0 | 0 | 0 | 0 | 0 | 0 | 0 | 0
F1_Commercial_Healthcare_New_Food Preparation_Natural Gas_Fryer_E5 | F1 | Commercial | Healthcare | New | Food Preparation | Natural Gas | Fryer | E5 | Participant - Cost of Equipment | 0 | 0 | 0 | 0 | 0 | 0 | 0 | 0 | 0 | 0 | 0 | 0 | 0 | 0 | 0 | 0 | 0 | 0 | 0 | 0 | 0 | 0 | 0 | 0 | 0 | 0 | 0 | 0 | 0 | 0 | 0
F1_Commercial_Healthcare_New_Food Preparation_Natural Gas_Fryer_E6 | F1 | Commercial | Healthcare | New | Food Preparation | Natural Gas | Fryer | E6 | Participant - Cost of Equipment | 0 | 0 | 0 | 0 | 0 | 0 | 0 | 0 | 0 | 0 | 0 | 0 | 0 | 0 | 0 | 0 | 0 | 0 | 0 | 0 | 0 | 0 | 0 | 0 | 0 | 0 | 0 | 0 | 0 | 0 | 0
F1_Commercial_Healthcare_New_Food Preparation_Natural Gas_Fryer_E7 | F1 | Commercial | Healthcare | New | Food Preparation | Natural Gas | Fryer | E7 | Participant - Cost of Equipment | 0 | 0 | 0 | 0 | 0 | 0 | 0 | 0 | 0 | 0 | 0 | 0 | 0 | 0 | 0 | 0 | 0 | 0 | 0 | 0 | 0 | 0 | 0 | 0 | 0 | 0 | 0 | 0 | 0 | 0 | 0
F1_Commercial_Healthcare_New_Food Preparation_Natural Gas_Fryer_E8 | F1 | Commercial | Healthcare | New | Food Preparation | Natural Gas | Fryer | E8 | Participant - Cost of Equipment | 0 | 0 | 0 | 0 | 0 | 0 | 0 | 0 | 0 | 0 | 0 | 0 | 0 | 0 | 0 | 0 | 0 | 0 | 0 | 0 | 0 | 0 | 0 | 0 | 0 | 0 | 0 | 0 | 0 | 0 | 0
F1_Commercial_Healthcare_New_Food Preparation_Natural Gas_Fryer_E9 | F1 | Commercial | Healthcare | New | Food Preparation | Natural Gas | Fryer | E9 | Participant - Cost of Equipment | 0 | 0 | 0 | 0 | 0 | 0 | 0 | 0 | 0 | 0 | 0 | 0 | 0 | 0 | 0 | 0 | 0 | 0 | 0 | 0 | 0 | 0 | 0 | 0 | 0 | 0 | 0 | 0 | 0 | 0 | 0
F1_Commercial_Healthcare_New_Food Preparation_Natural Gas_Fryer_E10 | F1 | Commercial | Healthcare | New | Food Preparation | Natural Gas | Fryer | E10 | Participant - Cost of Equipment | 0 | 0 | 0 | 0 | 0 | 0 | 0 | 0 | 0 | 0 | 0 | 0 | 0 | 0 | 0 | 0 | 0 | 0 | 0 | 0 | 0 | 0 | 0 | 0 | 0 | 0 | 0 | 0 | 0 | 0 | 0
F2_Commercial_Healthcare_New_Food Preparation_Natural Gas_Fryer_E1 | F2 | Commercial | Healthcare | New | Food Preparation | Natural Gas | Fryer | E1 | Participant - Cost of Operation | 0.087816 | 0.08975 | 0.091303 | 0 | 0 | 0 | 0 | 0 | 0 | 0 | 0 | 0 | 0 | 0 | 0 | 0 | 0 | 0 | 0 | 0 | 0 | 0 | 0 | 0 | 0 | 0 | 0 | 0 | 0 | 0 | 0
F2_Commercial_Healthcare_New_Food Preparation_Natural Gas_Fryer_E2 | F2 | Commercial | Healthcare | New | Food Preparation | Natural Gas | Fryer | E2 | Participant - Cost of Operation | 0.059011 | 0.060311 | 0.061355 | 0.062352 | 0.063857 | 0.060976 | 0.0575 | 0.055795 | 0.055291 | 0.054407 | 0.053846 | 0.053007 | 0.046499 | 0.05008 | 0.054685 | 0.059127 | 0.064491 | 0.064872 | 0.063636 | 0.064608 | 0.0653 | 0.066215 | 0.067351 | 0.030478 | 0.029862 | 0.029287 | 0.028747 | 0.028235 | 0.027748 | 0.02728 | 0.026828
F2_Commercial_Healthcare_New_Food Preparation_Natural Gas_Fryer_E3 | F2 | Commercial | Healthcare | New | Food Preparation | Natural Gas | Fryer | E3 | Participant - Cost of Operation | 0 | 0 | 0 | 0 | 0 | 0 | 0 | 0 | 0 | 0 | 0 | 0 | 0 | 0 | 0 | 0 | 0 | 0 | 0 | 0 | 0 | 0 | 0 | 0 | 0 | 0 | 0 | 0 | 0 | 0 | 0
F2_Commercial_Healthcare_New_Food Preparation_Natural Gas_Fryer_E4 | F2 | Commercial | Healthcare | New | Food Preparation | Natural Gas | Fryer | E4 | Participant - Cost of Operation | 0 | 0 | 0 | 0 | 0 | 0 | 0 | 0 | 0 | 0 | 0 | 0 | 0 | 0 | 0 | 0 | 0 | 0 | 0 | 0 | 0 | 0 | 0 | 0 | 0 | 0 | 0 | 0 | 0 | 0 | 0
F2_Commercial_Healthcare_New_Food Preparation_Natural Gas_Fryer_E5 | F2 | Commercial | Healthcare | New | Food Preparation | Natural Gas | Fryer | E5 | Participant - Cost of Operation | 0 | 0 | 0 | 0 | 0 | 0 | 0 | 0 | 0 | 0 | 0 | 0 | 0 | 0 | 0 | 0 | 0 | 0 | 0 | 0 | 0 | 0 | 0 | 0 | 0 | 0 | 0 | 0 | 0 | 0 | 0
F2_Commercial_Healthcare_New_Food Preparation_Natural Gas_Fryer_E6 | F2 | Commercial | Healthcare | New | Food Preparation | Natural Gas | Fryer | E6 | Participant - Cost of Operation | 0 | 0 | 0 | 0 | 0 | 0 | 0 | 0 | 0 | 0 | 0 | 0 | 0 | 0 | 0 | 0 | 0 | 0 | 0 | 0 | 0 | 0 | 0 | 0 | 0 | 0 | 0 | 0 | 0 | 0 | 0
F2_Commercial_Healthcare_New_Food Preparation_Natural Gas_Fryer_E7 | F2 | Commercial | Healthcare | New | Food Preparation | Natural Gas | Fryer | E7 | Participant - Cost of Operation | 0 | 0 | 0 | 0 | 0 | 0 | 0 | 0 | 0 | 0 | 0 | 0 | 0 | 0 | 0 | 0 | 0 | 0 | 0 | 0 | 0 | 0 | 0 | 0 | 0 | 0 | 0 | 0 | 0 | 0 | 0
F2_Commercial_Healthcare_New_Food Preparation_Natural Gas_Fryer_E8 | F2 | Commercial | Healthcare | New | Food Preparation | Natural Gas | Fryer | E8 | Participant - Cost of Operation | 0 | 0 | 0 | 0 | 0 | 0 | 0 | 0 | 0 | 0 | 0 | 0 | 0 | 0 | 0 | 0 | 0 | 0 | 0 | 0 | 0 | 0 | 0 | 0 | 0 | 0 | 0 | 0 | 0 | 0 | 0
F2_Commercial_Healthcare_New_Food Preparation_Natural Gas_Fryer_E9 | F2 | Commercial | Healthcare | New | Food Preparation | Natural Gas | Fryer | E9 | Participant - Cost of Operation | 0 | 0 | 0 | 0 | 0 | 0 | 0 | 0 | 0 | 0 | 0 | 0 | 0 | 0 | 0 | 0 | 0 | 0 | 0 | 0 | 0 | 0 | 0 | 0 | 0 | 0 | 0 | 0 | 0 | 0 | 0
F2_Commercial_Healthcare_New_Food Preparation_Natural Gas_Fryer_E10 | F2 | Commercial | Healthcare | New | Food Preparation | Natural Gas | Fryer | E10 | Participant - Cost of Operation | 0 | 0 | 0 | 0 | 0 | 0 | 0 | 0 | 0 | 0 | 0 | 0 | 0 | 0 | 0 | 0 | 0 | 0 | 0 | 0 | 0 | 0 | 0 | 0 | 0 | 0 | 0 | 0 | 0 | 0 | 0
F3_Commercial_Healthcare_New_Food Preparation_Natural Gas_Fryer_E1 | F3 | Commercial | Healthcare | New | Food Preparation | Natural Gas | Fryer | E1 | System - kBTUs of Conusmption | 7.3941 | 7.4138 | 7.4012 | 0 | 0 | 0 | 0 | 0 | 0 | 0 | 0 | 0 | 0 | 0 | 0 | 0 | 0 | 0 | 0 | 0 | 0 | 0 | 0 | 0 | 0 | 0 | 0 | 0 | 0 | 0 | 0
F3_Commercial_Healthcare_New_Food Preparation_Natural Gas_Fryer_E2 | F3 | Commercial | Healthcare | New | Food Preparation | Natural Gas | Fryer | E2 | System - kBTUs of Conusmption | 4.9687 | 4.982 | 4.9735 | 4.9678 | 4.9678 | 4.9678 | 4.9678 | 4.9678 | 4.9678 | 4.9678 | 4.9678 | 4.9678 | 4.9678 | 4.9678 | 4.9678 | 4.9678 | 4.9678 | 4.9678 | 4.9678 | 4.9678 | 4.9678 | 4.9678 | 4.9678 | 4.9678 | 4.9678 | 4.9678 | 4.9678 | 4.9678 | 4.9678 | 4.9678 | 4.9678
F3_Commercial_Healthcare_New_Food Preparation_Natural Gas_Fryer_E3 | F3 | Commercial | Healthcare | New | Food Preparation | Natural Gas | Fryer | E3 | System - kBTUs of Conusmption | 0 | 0 | 0 | 0 | 0 | 0 | 0 | 0 | 0 | 0 | 0 | 0 | 0 | 0 | 0 | 0 | 0 | 0 | 0 | 0 | 0 | 0 | 0 | 0 | 0 | 0 | 0 | 0 | 0 | 0 | 0
F3_Commercial_Healthcare_New_Food Preparation_Natural Gas_Fryer_E4 | F3 | Commercial | Healthcare | New | Food Preparation | Natural Gas | Fryer | E4 | System - kBTUs of Conusmption | 0 | 0 | 0 | 0 | 0 | 0 | 0 | 0 | 0 | 0 | 0 | 0 | 0 | 0 | 0 | 0 | 0 | 0 | 0 | 0 | 0 | 0 | 0 | 0 | 0 | 0 | 0 | 0 | 0 | 0 | 0
F3_Commercial_Healthcare_New_Food Preparation_Natural Gas_Fryer_E5 | F3 | Commercial | Healthcare | New | Food Preparation | Natural Gas | Fryer | E5 | System - kBTUs of Conusmption | 0 | 0 | 0 | 0 | 0 | 0 | 0 | 0 | 0 | 0 | 0 | 0 | 0 | 0 | 0 | 0 | 0 | 0 | 0 | 0 | 0 | 0 | 0 | 0 | 0 | 0 | 0 | 0 | 0 | 0 | 0
F3_Commercial_Healthcare_New_Food Preparation_Natural Gas_Fryer_E6 | F3 | Commercial | Healthcare | New | Food Preparation | Natural Gas | Fryer | E6 | System - kBTUs of Conusmption | 0 | 0 | 0 | 0 | 0 | 0 | 0 | 0 | 0 | 0 | 0 | 0 | 0 | 0 | 0 | 0 | 0 | 0 | 0 | 0 | 0 | 0 | 0 | 0 | 0 | 0 | 0 | 0 | 0 | 0 | 0
F3_Commercial_Healthcare_New_Food Preparation_Natural Gas_Fryer_E7 | F3 | Commercial | Healthcare | New | Food Preparation | Natural Gas | Fryer | E7 | System - kBTUs of Conusmption | 0 | 0 | 0 | 0 | 0 | 0 | 0 | 0 | 0 | 0 | 0 | 0 | 0 | 0 | 0 | 0 | 0 | 0 | 0 | 0 | 0 | 0 | 0 | 0 | 0 | 0 | 0 | 0 | 0 | 0 | 0
F3_Commercial_Healthcare_New_Food Preparation_Natural Gas_Fryer_E8 | F3 | Commercial | Healthcare | New | Food Preparation | Natural Gas | Fryer | E8 | System - kBTUs of Conusmption | 0 | 0 | 0 | 0 | 0 | 0 | 0 | 0 | 0 | 0 | 0 | 0 | 0 | 0 | 0 | 0 | 0 | 0 | 0 | 0 | 0 | 0 | 0 | 0 | 0 | 0 | 0 | 0 | 0 | 0 | 0
F3_Commercial_Healthcare_New_Food Preparation_Natural Gas_Fryer_E9 | F3 | Commercial | Healthcare | New | Food Preparation | Natural Gas | Fryer | E9 | System - kBTUs of Conusmption | 0 | 0 | 0 | 0 | 0 | 0 | 0 | 0 | 0 | 0 | 0 | 0 | 0 | 0 | 0 | 0 | 0 | 0 | 0 | 0 | 0 | 0 | 0 | 0 | 0 | 0 | 0 | 0 | 0 | 0 | 0
F3_Commercial_Healthcare_New_Food Preparation_Natural Gas_Fryer_E10 | F3 | Commercial | Healthcare | New | Food Preparation | Natural Gas | Fryer | E10 | System - kBTUs of Conusmption | 0 | 0 | 0 | 0 | 0 | 0 | 0 | 0 | 0 | 0 | 0 | 0 | 0 | 0 | 0 | 0 | 0 | 0 | 0 | 0 | 0 | 0 | 0 | 0 | 0 | 0 | 0 | 0 | 0 | 0 | 0
F4_Commercial_Healthcare_New_Food Preparation_Natural Gas_Fryer_E1 | F4 | Commercial | Healthcare | New | Food Preparation | Natural Gas | Fryer | E1 | Utility - Cost of Equipment | 0.040915 | 0.040915 | 0.040915 | 0 | 0 | 0 | 0 | 0 | 0 | 0 | 0 | 0 | 0 | 0 | 0 | 0 | 0 | 0 | 0 | 0 | 0 | 0 | 0 | 0 | 0 | 0 | 0 | 0 | 0 | 0 | 0
F4_Commercial_Healthcare_New_Food Preparation_Natural Gas_Fryer_E2 | F4 | Commercial | Healthcare | New | Food Preparation | Natural Gas | Fryer | E2 | Utility - Cost of Equipment | 0.048797 | 0.048797 | 0.048797 | 0.048797 | 0.048797 | 0.048797 | 0.048797 | 0.048797 | 0.048797 | 0.048797 | 0.048797 | 0.048797 | 0.048797 | 0.048797 | 0.048797 | 0.048797 | 0.048797 | 0.048797 | 0.048797 | 0.048797 | 0.048797 | 0.048797 | 0.048797 | 0.048797 | 0.048797 | 0.048797 | 0.048797 | 0.048797 | 0.048797 | 0.048797 | 0.048797
F4_Commercial_Healthcare_New_Food Preparation_Natural Gas_Fryer_E3 | F4 | Commercial | Healthcare | New | Food Preparation | Natural Gas | Fryer | E3 | Utility - Cost of Equipment | 0 | 0 | 0 | 0 | 0 | 0 | 0 | 0 | 0 | 0 | 0 | 0 | 0 | 0 | 0 | 0 | 0 | 0 | 0 | 0 | 0 | 0 | 0 | 0 | 0 | 0 | 0 | 0 | 0 | 0 | 0
F4_Commercial_Healthcare_New_Food Preparation_Natural Gas_Fryer_E4 | F4 | Commercial | Healthcare | New | Food Preparation | Natural Gas | Fryer | E4 | Utility - Cost of Equipment | 0 | 0 | 0 | 0 | 0 | 0 | 0 | 0 | 0 | 0 | 0 | 0 | 0 | 0 | 0 | 0 | 0 | 0 | 0 | 0 | 0 | 0 | 0 | 0 | 0 | 0 | 0 | 0 | 0 | 0 | 0
F4_Commercial_Healthcare_New_Food Preparation_Natural Gas_Fryer_E5 | F4 | Commercial | Healthcare | New | Food Preparation | Natural Gas | Fryer | E5 | Utility - Cost of Equipment | 0 | 0 | 0 | 0 | 0 | 0 | 0 | 0 | 0 | 0 | 0 | 0 | 0 | 0 | 0 | 0 | 0 | 0 | 0 | 0 | 0 | 0 | 0 | 0 | 0 | 0 | 0 | 0 | 0 | 0 | 0
F4_Commercial_Healthcare_New_Food Preparation_Natural Gas_Fryer_E6 | F4 | Commercial | Healthcare | New | Food Preparation | Natural Gas | Fryer | E6 | Utility - Cost of Equipment | 0 | 0 | 0 | 0 | 0 | 0 | 0 | 0 | 0 | 0 | 0 | 0 | 0 | 0 | 0 | 0 | 0 | 0 | 0 | 0 | 0 | 0 | 0 | 0 | 0 | 0 | 0 | 0 | 0 | 0 | 0
F4_Commercial_Healthcare_New_Food Preparation_Natural Gas_Fryer_E7 | F4 | Commercial | Healthcare | New | Food Preparation | Natural Gas | Fryer | E7 | Utility - Cost of Equipment | 0 | 0 | 0 | 0 | 0 | 0 | 0 | 0 | 0 | 0 | 0 | 0 | 0 | 0 | 0 | 0 | 0 | 0 | 0 | 0 | 0 | 0 | 0 | 0 | 0 | 0 | 0 | 0 | 0 | 0 | 0
F4_Commercial_Healthcare_New_Food Preparation_Natural Gas_Fryer_E8 | F4 | Commercial | Healthcare | New | Food Preparation | Natural Gas | Fryer | E8 | Utility - Cost of Equipment | 0 | 0 | 0 | 0 | 0 | 0 | 0 | 0 | 0 | 0 | 0 | 0 | 0 | 0 | 0 | 0 | 0 | 0 | 0 | 0 | 0 | 0 | 0 | 0 | 0 | 0 | 0 | 0 | 0 | 0 | 0
F4_Commercial_Healthcare_New_Food Preparation_Natural Gas_Fryer_E9 | F4 | Commercial | Healthcare | New | Food Preparation | Natural Gas | Fryer | E9 | Utility - Cost of Equipment | 0 | 0 | 0 | 0 | 0 | 0 | 0 | 0 | 0 | 0 | 0 | 0 | 0 | 0 | 0 | 0 | 0 | 0 | 0 | 0 | 0 | 0 | 0 | 0 | 0 | 0 | 0 | 0 | 0 | 0 | 0
F4_Commercial_Healthcare_New_Food Preparation_Natural Gas_Fryer_E10 | F4 | Commercial | Healthcare | New | Food Preparation | Natural Gas | Fryer | E10 | Utility - Cost of Equipment | 0 | 0 | 0 | 0 | 0 | 0 | 0 | 0 | 0 | 0 | 0 | 0 | 0 | 0 | 0 | 0 | 0 | 0 | 0 | 0 | 0 | 0 | 0 | 0 | 0 | 0 | 0 | 0 | 0 | 0 | 0
F5_Commercial_Healthcare_New_Food Preparation_Natural Gas_Fryer_E1 | F5 | Commercial | Healthcare | New | Food Preparation | Natural Gas | Fryer | E1 | Utility - Cost of Operation | 0.073298 | 0.074912 | 0.076209 | 0 | 0 | 0 | 0 | 0 | 0 | 0 | 0 | 0 | 0 | 0 | 0 | 0 | 0 | 0 | 0 | 0 | 0 | 0 | 0 | 0 | 0 | 0 | 0 | 0 | 0 | 0 | 0
F5_Commercial_Healthcare_New_Food Preparation_Natural Gas_Fryer_E2 | F5 | Commercial | Healthcare | New | Food Preparation | Natural Gas | Fryer | E2 | Utility - Cost of Operation | 0.049256 | 0.05034 | 0.051212 | 0.052044 | 0.0533 | 0.050895 | 0.047994 | 0.046571 | 0.046151 | 0.045413 | 0.044944 | 0.044244 | 0.038812 | 0.041801 | 0.045644 | 0.049352 | 0.053829 | 0.054147 | 0.053116 | 0.053927 | 0.054505 | 0.055268 | 0.056217 | 0.025439 | 0.024925 | 0.024445 | 0.023994 | 0.023567 | 0.02316 | 0.02277 | 0.022393
F5_Commercial_Healthcare_New_Food Preparation_Natural Gas_Fryer_E3 | F5 | Commercial | Healthcare | New | Food Preparation | Natural Gas | Fryer | E3 | Utility - Cost of Operation | 0 | 0 | 0 | 0 | 0 | 0 | 0 | 0 | 0 | 0 | 0 | 0 | 0 | 0 | 0 | 0 | 0 | 0 | 0 | 0 | 0 | 0 | 0 | 0 | 0 | 0 | 0 | 0 | 0 | 0 | 0
F5_Commercial_Healthcare_New_Food Preparation_Natural Gas_Fryer_E4 | F5 | Commercial | Healthcare | New | Food Preparation | Natural Gas | Fryer | E4 | Utility - Cost of Operation | 0 | 0 | 0 | 0 | 0 | 0 | 0 | 0 | 0 | 0 | 0 | 0 | 0 | 0 | 0 | 0 | 0 | 0 | 0 | 0 | 0 | 0 | 0 | 0 | 0 | 0 | 0 | 0 | 0 | 0 | 0
F5_Commercial_Healthcare_New_Food Preparation_Natural Gas_Fryer_E5 | F5 | Commercial | Healthcare | New | Food Preparation | Natural Gas | Fryer | E5 | Utility - Cost of Operation | 0 | 0 | 0 | 0 | 0 | 0 | 0 | 0 | 0 | 0 | 0 | 0 | 0 | 0 | 0 | 0 | 0 | 0 | 0 | 0 | 0 | 0 | 0 | 0 | 0 | 0 | 0 | 0 | 0 | 0 | 0
F5_Commercial_Healthcare_New_Food Preparation_Natural Gas_Fryer_E6 | F5 | Commercial | Healthcare | New | Food Preparation | Natural Gas | Fryer | E6 | Utility - Cost of Operation | 0 | 0 | 0 | 0 | 0 | 0 | 0 | 0 | 0 | 0 | 0 | 0 | 0 | 0 | 0 | 0 | 0 | 0 | 0 | 0 | 0 | 0 | 0 | 0 | 0 | 0 | 0 | 0 | 0 | 0 | 0
F5_Commercial_Healthcare_New_Food Preparation_Natural Gas_Fryer_E7 | F5 | Commercial | Healthcare | New | Food Preparation | Natural Gas | Fryer | E7 | Utility - Cost of Operation | 0 | 0 | 0 | 0 | 0 | 0 | 0 | 0 | 0 | 0 | 0 | 0 | 0 | 0 | 0 | 0 | 0 | 0 | 0 | 0 | 0 | 0 | 0 | 0 | 0 | 0 | 0 | 0 | 0 | 0 | 0
F5_Commercial_Healthcare_New_Food Preparation_Natural Gas_Fryer_E8 | F5 | Commercial | Healthcare | New | Food Preparation | Natural Gas | Fryer | E8 | Utility - Cost of Operation | 0 | 0 | 0 | 0 | 0 | 0 | 0 | 0 | 0 | 0 | 0 | 0 | 0 | 0 | 0 | 0 | 0 | 0 | 0 | 0 | 0 | 0 | 0 | 0 | 0 | 0 | 0 | 0 | 0 | 0 | 0
F5_Commercial_Healthcare_New_Food Preparation_Natural Gas_Fryer_E9 | F5 | Commercial | Healthcare | New | Food Preparation | Natural Gas | Fryer | E9 | Utility - Cost of Operation | 0 | 0 | 0 | 0 | 0 | 0 | 0 | 0 | 0 | 0 | 0 | 0 | 0 | 0 | 0 | 0 | 0 | 0 | 0 | 0 | 0 | 0 | 0 | 0 | 0 | 0 | 0 | 0 | 0 | 0 | 0
F5_Commercial_Healthcare_New_Food Preparation_Natural Gas_Fryer_E10 | F5 | Commercial | Healthcare | New | Food Preparation | Natural Gas | Fryer | E10 | Utility - Cost of Operation | 0 | 0 | 0 | 0 | 0 | 0 | 0 | 0 | 0 | 0 | 0 | 0 | 0 | 0 | 0 | 0 | 0 | 0 | 0 | 0 | 0 | 0 | 0 | 0 | 0 | 0 | 0 | 0 | 0 | 0 | 0
F6_Commercial_Healthcare_New_Food Preparation_Natural Gas_Fryer_E1 | F6 | Commercial | Healthcare | New | Food Preparation | Natural Gas | Fryer | E1 | Utility - Value of Sales | 0.087816 | 0.08975 | 0.091303 | 0 | 0 | 0 | 0 | 0 | 0 | 0 | 0 | 0 | 0 | 0 | 0 | 0 | 0 | 0 | 0 | 0 | 0 | 0 | 0 | 0 | 0 | 0 | 0 | 0 | 0 | 0 | 0
F6_Commercial_Healthcare_New_Food Preparation_Natural Gas_Fryer_E2 | F6 | Commercial | Healthcare | New | Food Preparation | Natural Gas | Fryer | E2 | Utility - Value of Sales | 0.059011 | 0.060311 | 0.061355 | 0.062352 | 0.063857 | 0.060976 | 0.0575 | 0.055795 | 0.055291 | 0.054407 | 0.053846 | 0.053007 | 0.046499 | 0.05008 | 0.054685 | 0.059127 | 0.064491 | 0.064872 | 0.063636 | 0.064608 | 0.0653 | 0.066215 | 0.067351 | 0.030478 | 0.029862 | 0.029287 | 0.028747 | 0.028235 | 0.027748 | 0.02728 | 0.026828
F6_Commercial_Healthcare_New_Food Preparation_Natural Gas_Fryer_E3 | F6 | Commercial | Healthcare | New | Food Preparation | Natural Gas | Fryer | E3 | Utility - Value of Sales | 0 | 0 | 0 | 0 | 0 | 0 | 0 | 0 | 0 | 0 | 0 | 0 | 0 | 0 | 0 | 0 | 0 | 0 | 0 | 0 | 0 | 0 | 0 | 0 | 0 | 0 | 0 | 0 | 0 | 0 | 0
F6_Commercial_Healthcare_New_Food Preparation_Natural Gas_Fryer_E4 | F6 | Commercial | Healthcare | New | Food Preparation | Natural Gas | Fryer | E4 | Utility - Value of Sales | 0 | 0 | 0 | 0 | 0 | 0 | 0 | 0 | 0 | 0 | 0 | 0 | 0 | 0 | 0 | 0 | 0 | 0 | 0 | 0 | 0 | 0 | 0 | 0 | 0 | 0 | 0 | 0 | 0 | 0 | 0
F6_Commercial_Healthcare_New_Food Preparation_Natural Gas_Fryer_E5 | F6 | Commercial | Healthcare | New | Food Preparation | Natural Gas | Fryer | E5 | Utility - Value of Sales | 0 | 0 | 0 | 0 | 0 | 0 | 0 | 0 | 0 | 0 | 0 | 0 | 0 | 0 | 0 | 0 | 0 | 0 | 0 | 0 | 0 | 0 | 0 | 0 | 0 | 0 | 0 | 0 | 0 | 0 | 0
F6_Commercial_Healthcare_New_Food Preparation_Natural Gas_Fryer_E6 | F6 | Commercial | Healthcare | New | Food Preparation | Natural Gas | Fryer | E6 | Utility - Value of Sales | 0 | 0 | 0 | 0 | 0 | 0 | 0 | 0 | 0 | 0 | 0 | 0 | 0 | 0 | 0 | 0 | 0 | 0 | 0 | 0 | 0 | 0 | 0 | 0 | 0 | 0 | 0 | 0 | 0 | 0 | 0
F6_Commercial_Healthcare_New_Food Preparation_Natural Gas_Fryer_E7 | F6 | Commercial | Healthcare | New | Food Preparation | Natural Gas | Fryer | E7 | Utility - Value of Sales | 0 | 0 | 0 | 0 | 0 | 0 | 0 | 0 | 0 | 0 | 0 | 0 | 0 | 0 | 0 | 0 | 0 | 0 | 0 | 0 | 0 | 0 | 0 | 0 | 0 | 0 | 0 | 0 | 0 | 0 | 0
F6_Commercial_Healthcare_New_Food Preparation_Natural Gas_Fryer_E8 | F6 | Commercial | Healthcare | New | Food Preparation | Natural Gas | Fryer | E8 | Utility - Value of Sales | 0 | 0 | 0 | 0 | 0 | 0 | 0 | 0 | 0 | 0 | 0 | 0 | 0 | 0 | 0 | 0 | 0 | 0 | 0 | 0 | 0 | 0 | 0 | 0 | 0 | 0 | 0 | 0 | 0 | 0 | 0
F6_Commercial_Healthcare_New_Food Preparation_Natural Gas_Fryer_E9 | F6 | Commercial | Healthcare | New | Food Preparation | Natural Gas | Fryer | E9 | Utility - Value of Sales | 0 | 0 | 0 | 0 | 0 | 0 | 0 | 0 | 0 | 0 | 0 | 0 | 0 | 0 | 0 | 0 | 0 | 0 | 0 | 0 | 0 | 0 | 0 | 0 | 0 | 0 | 0 | 0 | 0 | 0 | 0
F6_Commercial_Healthcare_New_Food Preparation_Natural Gas_Fryer_E10 | F6 | Commercial | Healthcare | New | Food Preparation | Natural Gas | Fryer | E10 | Utility - Value of Sales | 0 | 0 | 0 | 0 | 0 | 0 | 0 | 0 | 0 | 0 | 0 | 0 | 0 | 0 | 0 | 0 | 0 | 0 | 0 | 0 | 0 | 0 | 0 | 0 | 0 | 0 | 0 | 0 | 0 | 0 | 0
F1_Commercial_Healthcare_New_Food Preparation_Natural Gas_Broiler_E1 | F1 | Commercial | Healthcare | New | Food Preparation | Natural Gas | Broiler | E1 | Participant - Cost of Equipment | 0.036686 | 0.036686 | 0.036686 | 0.036686 | 0.036686 | 0.036686 | 0.036686 | 0.036686 | 0.036686 | 0.036686 | 0.036686 | 0.036686 | 0.036686 | 0.036686 | 0.036686 | 0.036686 | 0.036686 | 0.036686 | 0.036686 | 0.036686 | 0.036686 | 0.036686 | 0.036686 | 0.036686 | 0.036686 | 0.036686 | 0.036686 | 0.036686 | 0.036686 | 0.036686 | 0.036686
F1_Commercial_Healthcare_New_Food Preparation_Natural Gas_Broiler_E2 | F1 | Commercial | Healthcare | New | Food Preparation | Natural Gas | Broiler | E2 | Participant - Cost of Equipment | 0.051361 | 0.051361 | 0.051361 | 0.051361 | 0.051361 | 0.051361 | 0.051361 | 0.051361 | 0.051361 | 0.051361 | 0.051361 | 0.051361 | 0.051361 | 0.051361 | 0.051361 | 0.051361 | 0.051361 | 0.051361 | 0.051361 | 0.051361 | 0.051361 | 0.051361 | 0.051361 | 0.051361 | 0.051361 | 0.051361 | 0.051361 | 0.051361 | 0.051361 | 0.051361 | 0.051361
F1_Commercial_Healthcare_New_Food Preparation_Natural Gas_Broiler_E3 | F1 | Commercial | Healthcare | New | Food Preparation | Natural Gas | Broiler | E3 | Participant - Cost of Equipment | 0 | 0 | 0 | 0 | 0 | 0 | 0 | 0 | 0 | 0 | 0 | 0 | 0 | 0 | 0 | 0 | 0 | 0 | 0 | 0 | 0 | 0 | 0 | 0 | 0 | 0 | 0 | 0 | 0 | 0 | 0
F1_Commercial_Healthcare_New_Food Preparation_Natural Gas_Broiler_E4 | F1 | Commercial | Healthcare | New | Food Preparation | Natural Gas | Broiler | E4 | Participant - Cost of Equipment | 0 | 0 | 0 | 0 | 0 | 0 | 0 | 0 | 0 | 0 | 0 | 0 | 0 | 0 | 0 | 0 | 0 | 0 | 0 | 0 | 0 | 0 | 0 | 0 | 0 | 0 | 0 | 0 | 0 | 0 | 0
F1_Commercial_Healthcare_New_Food Preparation_Natural Gas_Broiler_E5 | F1 | Commercial | Healthcare | New | Food Preparation | Natural Gas | Broiler | E5 | Participant - Cost of Equipment | 0 | 0 | 0 | 0 | 0 | 0 | 0 | 0 | 0 | 0 | 0 | 0 | 0 | 0 | 0 | 0 | 0 | 0 | 0 | 0 | 0 | 0 | 0 | 0 | 0 | 0 | 0 | 0 | 0 | 0 | 0
F1_Commercial_Healthcare_New_Food Preparation_Natural Gas_Broiler_E6 | F1 | Commercial | Healthcare | New | Food Preparation | Natural Gas | Broiler | E6 | Participant - Cost of Equipment | 0 | 0 | 0 | 0 | 0 | 0 | 0 | 0 | 0 | 0 | 0 | 0 | 0 | 0 | 0 | 0 | 0 | 0 | 0 | 0 | 0 | 0 | 0 | 0 | 0 | 0 | 0 | 0 | 0 | 0 | 0
F1_Commercial_Healthcare_New_Food Preparation_Natural Gas_Broiler_E7 | F1 | Commercial | Healthcare | New | Food Preparation | Natural Gas | Broiler | E7 | Participant - Cost of Equipment | 0 | 0 | 0 | 0 | 0 | 0 | 0 | 0 | 0 | 0 | 0 | 0 | 0 | 0 | 0 | 0 | 0 | 0 | 0 | 0 | 0 | 0 | 0 | 0 | 0 | 0 | 0 | 0 | 0 | 0 | 0
F1_Commercial_Healthcare_New_Food Preparation_Natural Gas_Broiler_E8 | F1 | Commercial | Healthcare | New | Food Preparation | Natural Gas | Broiler | E8 | Participant - Cost of Equipment | 0 | 0 | 0 | 0 | 0 | 0 | 0 | 0 | 0 | 0 | 0 | 0 | 0 | 0 | 0 | 0 | 0 | 0 | 0 | 0 | 0 | 0 | 0 | 0 | 0 | 0 | 0 | 0 | 0 | 0 | 0
F1_Commercial_Healthcare_New_Food Preparation_Natural Gas_Broiler_E9 | F1 | Commercial | Healthcare | New | Food Preparation | Natural Gas | Broiler | E9 | Participant - Cost of Equipment | 0 | 0 | 0 | 0 | 0 | 0 | 0 | 0 | 0 | 0 | 0 | 0 | 0 | 0 | 0 | 0 | 0 | 0 | 0 | 0 | 0 | 0 | 0 | 0 | 0 | 0 | 0 | 0 | 0 | 0 | 0
F1_Commercial_Healthcare_New_Food Preparation_Natural Gas_Broiler_E10 | F1 | Commercial | Healthcare | New | Food Preparation | Natural Gas | Broiler | E10 | Participant - Cost of Equipment | 0 | 0 | 0 | 0 | 0 | 0 | 0 | 0 | 0 | 0 | 0 | 0 | 0 | 0 | 0 | 0 | 0 | 0 | 0 | 0 | 0 | 0 | 0 | 0 | 0 | 0 | 0 | 0 | 0 | 0 | 0
F2_Commercial_Healthcare_New_Food Preparation_Natural Gas_Broiler_E1 | F2 | Commercial | Healthcare | New | Food Preparation | Natural Gas | Broiler | E1 | Participant - Cost of Operation | 0.092164 | 0.093586 | 0.094618 | 0.094091 | 0.094187 | 0.088777 | 0.084304 | 0.081806 | 0.080769 | 0.083763 | 0.087695 | 0.091804 | 0.084312 | 0.089313 | 0.089617 | 0.08917 | 0.089252 | 0.089527 | 0.087816 | 0.088848 | 0.089544 | 0.090524 | 0.091783 | 0.046033 | 0.045134 | 0.044289 | 0.043491 | 0.042732 | 0.042004 | 0.041304 | 0.040625
F2_Commercial_Healthcare_New_Food Preparation_Natural Gas_Broiler_E2 | F2 | Commercial | Healthcare | New | Food Preparation | Natural Gas | Broiler | E2 | Participant - Cost of Operation | 0.059248 | 0.060162 | 0.060826 | 0.060487 | 0.060549 | 0.057071 | 0.054195 | 0.052589 | 0.051923 | 0.053848 | 0.056375 | 0.059017 | 0.054201 | 0.057415 | 0.057611 | 0.057324 | 0.057376 | 0.057553 | 0.056453 | 0.057117 | 0.057564 | 0.058194 | 0.059003 | 0.029592 | 0.029015 | 0.028472 | 0.027959 | 0.02747 | 0.027003 | 0.026552 | 0.026116
F2_Commercial_Healthcare_New_Food Preparation_Natural Gas_Broiler_E3 | F2 | Commercial | Healthcare | New | Food Preparation | Natural Gas | Broiler | E3 | Participant - Cost of Operation | 0 | 0 | 0 | 0 | 0 | 0 | 0 | 0 | 0 | 0 | 0 | 0 | 0 | 0 | 0 | 0 | 0 | 0 | 0 | 0 | 0 | 0 | 0 | 0 | 0 | 0 | 0 | 0 | 0 | 0 | 0
F2_Commercial_Healthcare_New_Food Preparation_Natural Gas_Broiler_E4 | F2 | Commercial | Healthcare | New | Food Preparation | Natural Gas | Broiler | E4 | Participant - Cost of Operation | 0 | 0 | 0 | 0 | 0 | 0 | 0 | 0 | 0 | 0 | 0 | 0 | 0 | 0 | 0 | 0 | 0 | 0 | 0 | 0 | 0 | 0 | 0 | 0 | 0 | 0 | 0 | 0 | 0 | 0 | 0
F2_Commercial_Healthcare_New_Food Preparation_Natural Gas_Broiler_E5 | F2 | Commercial | Healthcare | New | Food Preparation | Natural Gas | Broiler | E5 | Participant - Cost of Operation | 0 | 0 | 0 | 0 | 0 | 0 | 0 | 0 | 0 | 0 | 0 | 0 | 0 | 0 | 0 | 0 | 0 | 0 | 0 | 0 | 0 | 0 | 0 | 0 | 0 | 0 | 0 | 0 | 0 | 0 | 0
F2_Commercial_Healthcare_New_Food Preparation_Natural Gas_Broiler_E6 | F2 | Commercial | Healthcare | New | Food Preparation | Natural Gas | Broiler | E6 | Participant - Cost of Operation | 0 | 0 | 0 | 0 | 0 | 0 | 0 | 0 | 0 | 0 | 0 | 0 | 0 | 0 | 0 | 0 | 0 | 0 | 0 | 0 | 0 | 0 | 0 | 0 | 0 | 0 | 0 | 0 | 0 | 0 | 0
F2_Commercial_Healthcare_New_Food Preparation_Natural Gas_Broiler_E7 | F2 | Commercial | Healthcare | New | Food Preparation | Natural Gas | Broiler | E7 | Participant - Cost of Operation | 0 | 0 | 0 | 0 | 0 | 0 | 0 | 0 | 0 | 0 | 0 | 0 | 0 | 0 | 0 | 0 | 0 | 0 | 0 | 0 | 0 | 0 | 0 | 0 | 0 | 0 | 0 | 0 | 0 | 0 | 0
F2_Commercial_Healthcare_New_Food Preparation_Natural Gas_Broiler_E8 | F2 | Commercial | Healthcare | New | Food Preparation | Natural Gas | Broiler | E8 | Participant - Cost of Operation | 0 | 0 | 0 | 0 | 0 | 0 | 0 | 0 | 0 | 0 | 0 | 0 | 0 | 0 | 0 | 0 | 0 | 0 | 0 | 0 | 0 | 0 | 0 | 0 | 0 | 0 | 0 | 0 | 0 | 0 | 0
F2_Commercial_Healthcare_New_Food Preparation_Natural Gas_Broiler_E9 | F2 | Commercial | Healthcare | New | Food Preparation | Natural Gas | Broiler | E9 | Participant - Cost of Operation | 0 | 0 | 0 | 0 | 0 | 0 | 0 | 0 | 0 | 0 | 0 | 0 | 0 | 0 | 0 | 0 | 0 | 0 | 0 | 0 | 0 | 0 | 0 | 0 | 0 | 0 | 0 | 0 | 0 | 0 | 0
F2_Commercial_Healthcare_New_Food Preparation_Natural Gas_Broiler_E10 | F2 | Commercial | Healthcare | New | Food Preparation | Natural Gas | Broiler | E10 | Participant - Cost of Operation | 0 | 0 | 0 | 0 | 0 | 0 | 0 | 0 | 0 | 0 | 0 | 0 | 0 | 0 | 0 | 0 | 0 | 0 | 0 | 0 | 0 | 0 | 0 | 0 | 0 | 0 | 0 | 0 | 0 | 0 | 0
F3_Commercial_Healthcare_New_Food Preparation_Natural Gas_Broiler_E1 | F3 | Commercial | Healthcare | New | Food Preparation | Natural Gas | Broiler | E1 | System - kBTUs of Conusmption | 7.6581 | 7.6734 | 7.6636 | 7.657 | 7.657 | 7.657 | 7.657 | 7.657 | 7.657 | 7.657 | 7.657 | 7.657 | 7.657 | 7.657 | 7.657 | 7.657 | 7.657 | 7.657 | 7.657 | 7.657 | 7.657 | 7.657 | 7.657 | 7.657 | 7.657 | 7.657 | 7.657 | 7.657 | 7.657 | 7.657 | 7.657
F3_Commercial_Healthcare_New_Food Preparation_Natural Gas_Broiler_E2 | F3 | Commercial | Healthcare | New | Food Preparation | Natural Gas | Broiler | E2 | System - kBTUs of Conusmption | 4.9231 | 4.9329 | 4.9266 | 4.9223 | 4.9223 | 4.9223 | 4.9223 | 4.9223 | 4.9223 | 4.9223 | 4.9223 | 4.9223 | 4.9223 | 4.9223 | 4.9223 | 4.9223 | 4.9223 | 4.9223 | 4.9223 | 4.9223 | 4.9223 | 4.9223 | 4.9223 | 4.9223 | 4.9223 | 4.9223 | 4.9223 | 4.9223 | 4.9223 | 4.9223 | 4.9223
F3_Commercial_Healthcare_New_Food Preparation_Natural Gas_Broiler_E3 | F3 | Commercial | Healthcare | New | Food Preparation | Natural Gas | Broiler | E3 | System - kBTUs of Conusmption | 0 | 0 | 0 | 0 | 0 | 0 | 0 | 0 | 0 | 0 | 0 | 0 | 0 | 0 | 0 | 0 | 0 | 0 | 0 | 0 | 0 | 0 | 0 | 0 | 0 | 0 | 0 | 0 | 0 | 0 | 0
F3_Commercial_Healthcare_New_Food Preparation_Natural Gas_Broiler_E4 | F3 | Commercial | Healthcare | New | Food Preparation | Natural Gas | Broiler | E4 | System - kBTUs of Conusmption | 0 | 0 | 0 | 0 | 0 | 0 | 0 | 0 | 0 | 0 | 0 | 0 | 0 | 0 | 0 | 0 | 0 | 0 | 0 | 0 | 0 | 0 | 0 | 0 | 0 | 0 | 0 | 0 | 0 | 0 | 0
F3_Commercial_Healthcare_New_Food Preparation_Natural Gas_Broiler_E5 | F3 | Commercial | Healthcare | New | Food Preparation | Natural Gas | Broiler | E5 | System - kBTUs of Conusmption | 0 | 0 | 0 | 0 | 0 | 0 | 0 | 0 | 0 | 0 | 0 | 0 | 0 | 0 | 0 | 0 | 0 | 0 | 0 | 0 | 0 | 0 | 0 | 0 | 0 | 0 | 0 | 0 | 0 | 0 | 0
F3_Commercial_Healthcare_New_Food Preparation_Natural Gas_Broiler_E6 | F3 | Commercial | Healthcare | New | Food Preparation | Natural Gas | Broiler | E6 | System - kBTUs of Conusmption | 0 | 0 | 0 | 0 | 0 | 0 | 0 | 0 | 0 | 0 | 0 | 0 | 0 | 0 | 0 | 0 | 0 | 0 | 0 | 0 | 0 | 0 | 0 | 0 | 0 | 0 | 0 | 0 | 0 | 0 | 0
F3_Commercial_Healthcare_New_Food Preparation_Natural Gas_Broiler_E7 | F3 | Commercial | Healthcare | New | Food Preparation | Natural Gas | Broiler | E7 | System - kBTUs of Conusmption | 0 | 0 | 0 | 0 | 0 | 0 | 0 | 0 | 0 | 0 | 0 | 0 | 0 | 0 | 0 | 0 | 0 | 0 | 0 | 0 | 0 | 0 | 0 | 0 | 0 | 0 | 0 | 0 | 0 | 0 | 0
F3_Commercial_Healthcare_New_Food Preparation_Natural Gas_Broiler_E8 | F3 | Commercial | Healthcare | New | Food Preparation | Natural Gas | Broiler | E8 | System - kBTUs of Conusmption | 0 | 0 | 0 | 0 | 0 | 0 | 0 | 0 | 0 | 0 | 0 | 0 | 0 | 0 | 0 | 0 | 0 | 0 | 0 | 0 | 0 | 0 | 0 | 0 | 0 | 0 | 0 | 0 | 0 | 0 | 0
F3_Commercial_Healthcare_New_Food Preparation_Natural Gas_Broiler_E9 | F3 | Commercial | Healthcare | New | Food Preparation | Natural Gas | Broiler | E9 | System - kBTUs of Conusmption | 0 | 0 | 0 | 0 | 0 | 0 | 0 | 0 | 0 | 0 | 0 | 0 | 0 | 0 | 0 | 0 | 0 | 0 | 0 | 0 | 0 | 0 | 0 | 0 | 0 | 0 | 0 | 0 | 0 | 0 | 0
F3_Commercial_Healthcare_New_Food Preparation_Natural Gas_Broiler_E10 | F3 | Commercial | Healthcare | New | Food Preparation | Natural Gas | Broiler | E10 | System - kBTUs of Conusmption | 0 | 0 | 0 | 0 | 0 | 0 | 0 | 0 | 0 | 0 | 0 | 0 | 0 | 0 | 0 | 0 | 0 | 0 | 0 | 0 | 0 | 0 | 0 | 0 | 0 | 0 | 0 | 0 | 0 | 0 | 0
F4_Commercial_Healthcare_New_Food Preparation_Natural Gas_Broiler_E1 | F4 | Commercial | Healthcare | New | Food Preparation | Natural Gas | Broiler | E1 | Utility - Cost of Equipment | 0.036686 | 0.036686 | 0.036686 | 0.036686 | 0.036686 | 0.036686 | 0.036686 | 0.036686 | 0.036686 | 0.036686 | 0.036686 | 0.036686 | 0.036686 | 0.036686 | 0.036686 | 0.036686 | 0.036686 | 0.036686 | 0.036686 | 0.036686 | 0.036686 | 0.036686 | 0.036686 | 0.036686 | 0.036686 | 0.036686 | 0.036686 | 0.036686 | 0.036686 | 0.036686 | 0.036686
F4_Commercial_Healthcare_New_Food Preparation_Natural Gas_Broiler_E2 | F4 | Commercial | Healthcare | New | Food Preparation | Natural Gas | Broiler | E2 | Utility - Cost of Equipment | 0.051361 | 0.051361 | 0.051361 | 0.051361 | 0.051361 | 0.051361 | 0.051361 | 0.051361 | 0.051361 | 0.051361 | 0.051361 | 0.051361 | 0.051361 | 0.051361 | 0.051361 | 0.051361 | 0.051361 | 0.051361 | 0.051361 | 0.051361 | 0.051361 | 0.051361 | 0.051361 | 0.051361 | 0.051361 | 0.051361 | 0.051361 | 0.051361 | 0.051361 | 0.051361 | 0.051361
F4_Commercial_Healthcare_New_Food Preparation_Natural Gas_Broiler_E3 | F4 | Commercial | Healthcare | New | Food Preparation | Natural Gas | Broiler | E3 | Utility - Cost of Equipment | 0 | 0 | 0 | 0 | 0 | 0 | 0 | 0 | 0 | 0 | 0 | 0 | 0 | 0 | 0 | 0 | 0 | 0 | 0 | 0 | 0 | 0 | 0 | 0 | 0 | 0 | 0 | 0 | 0 | 0 | 0
F4_Commercial_Healthcare_New_Food Preparation_Natural Gas_Broiler_E4 | F4 | Commercial | Healthcare | New | Food Preparation | Natural Gas | Broiler | E4 | Utility - Cost of Equipment | 0 | 0 | 0 | 0 | 0 | 0 | 0 | 0 | 0 | 0 | 0 | 0 | 0 | 0 | 0 | 0 | 0 | 0 | 0 | 0 | 0 | 0 | 0 | 0 | 0 | 0 | 0 | 0 | 0 | 0 | 0
F4_Commercial_Healthcare_New_Food Preparation_Natural Gas_Broiler_E5 | F4 | Commercial | Healthcare | New | Food Preparation | Natural Gas | Broiler | E5 | Utility - Cost of Equipment | 0 | 0 | 0 | 0 | 0 | 0 | 0 | 0 | 0 | 0 | 0 | 0 | 0 | 0 | 0 | 0 | 0 | 0 | 0 | 0 | 0 | 0 | 0 | 0 | 0 | 0 | 0 | 0 | 0 | 0 | 0
F4_Commercial_Healthcare_New_Food Preparation_Natural Gas_Broiler_E6 | F4 | Commercial | Healthcare | New | Food Preparation | Natural Gas | Broiler | E6 | Utility - Cost of Equipment | 0 | 0 | 0 | 0 | 0 | 0 | 0 | 0 | 0 | 0 | 0 | 0 | 0 | 0 | 0 | 0 | 0 | 0 | 0 | 0 | 0 | 0 | 0 | 0 | 0 | 0 | 0 | 0 | 0 | 0 | 0
F4_Commercial_Healthcare_New_Food Preparation_Natural Gas_Broiler_E7 | F4 | Commercial | Healthcare | New | Food Preparation | Natural Gas | Broiler | E7 | Utility - Cost of Equipment | 0 | 0 | 0 | 0 | 0 | 0 | 0 | 0 | 0 | 0 | 0 | 0 | 0 | 0 | 0 | 0 | 0 | 0 | 0 | 0 | 0 | 0 | 0 | 0 | 0 | 0 | 0 | 0 | 0 | 0 | 0
F4_Commercial_Healthcare_New_Food Preparation_Natural Gas_Broiler_E8 | F4 | Commercial | Healthcare | New | Food Preparation | Natural Gas | Broiler | E8 | Utility - Cost of Equipment | 0 | 0 | 0 | 0 | 0 | 0 | 0 | 0 | 0 | 0 | 0 | 0 | 0 | 0 | 0 | 0 | 0 | 0 | 0 | 0 | 0 | 0 | 0 | 0 | 0 | 0 | 0 | 0 | 0 | 0 | 0
F4_Commercial_Healthcare_New_Food Preparation_Natural Gas_Broiler_E9 | F4 | Commercial | Healthcare | New | Food Preparation | Natural Gas | Broiler | E9 | Utility - Cost of Equipment | 0 | 0 | 0 | 0 | 0 | 0 | 0 | 0 | 0 | 0 | 0 | 0 | 0 | 0 | 0 | 0 | 0 | 0 | 0 | 0 | 0 | 0 | 0 | 0 | 0 | 0 | 0 | 0 | 0 | 0 | 0
F4_Commercial_Healthcare_New_Food Preparation_Natural Gas_Broiler_E10 | F4 | Commercial | Healthcare | New | Food Preparation | Natural Gas | Broiler | E10 | Utility - Cost of Equipment | 0 | 0 | 0 | 0 | 0 | 0 | 0 | 0 | 0 | 0 | 0 | 0 | 0 | 0 | 0 | 0 | 0 | 0 | 0 | 0 | 0 | 0 | 0 | 0 | 0 | 0 | 0 | 0 | 0 | 0 | 0
F5_Commercial_Healthcare_New_Food Preparation_Natural Gas_Broiler_E1 | F5 | Commercial | Healthcare | New | Food Preparation | Natural Gas | Broiler | E1 | Utility - Cost of Operation | 0.076927 | 0.078114 | 0.078976 | 0.078536 | 0.078616 | 0.074101 | 0.070366 | 0.068281 | 0.067417 | 0.069915 | 0.073197 | 0.076627 | 0.070374 | 0.074547 | 0.074802 | 0.074428 | 0.074497 | 0.074726 | 0.073298 | 0.07416 | 0.074741 | 0.075558 | 0.07661 | 0.038422 | 0.037672 | 0.036967 | 0.036301 | 0.035667 | 0.03506 | 0.034475 | 0.033909
F5_Commercial_Healthcare_New_Food Preparation_Natural Gas_Broiler_E2 | F5 | Commercial | Healthcare | New | Food Preparation | Natural Gas | Broiler | E2 | Utility - Cost of Operation | 0.049453 | 0.050216 | 0.05077 | 0.050487 | 0.050539 | 0.047636 | 0.045236 | 0.043895 | 0.043339 | 0.044946 | 0.047055 | 0.04926 | 0.04524 | 0.047923 | 0.048087 | 0.047847 | 0.047891 | 0.048038 | 0.04712 | 0.047674 | 0.048048 | 0.048573 | 0.049249 | 0.0247 | 0.024218 | 0.023765 | 0.023336 | 0.022929 | 0.022539 | 0.022163 | 0.021799
F5_Commercial_Healthcare_New_Food Preparation_Natural Gas_Broiler_E3 | F5 | Commercial | Healthcare | New | Food Preparation | Natural Gas | Broiler | E3 | Utility - Cost of Operation | 0 | 0 | 0 | 0 | 0 | 0 | 0 | 0 | 0 | 0 | 0 | 0 | 0 | 0 | 0 | 0 | 0 | 0 | 0 | 0 | 0 | 0 | 0 | 0 | 0 | 0 | 0 | 0 | 0 | 0 | 0
F5_Commercial_Healthcare_New_Food Preparation_Natural Gas_Broiler_E4 | F5 | Commercial | Healthcare | New | Food Preparation | Natural Gas | Broiler | E4 | Utility - Cost of Operation | 0 | 0 | 0 | 0 | 0 | 0 | 0 | 0 | 0 | 0 | 0 | 0 | 0 | 0 | 0 | 0 | 0 | 0 | 0 | 0 | 0 | 0 | 0 | 0 | 0 | 0 | 0 | 0 | 0 | 0 | 0
F5_Commercial_Healthcare_New_Food Preparation_Natural Gas_Broiler_E5 | F5 | Commercial | Healthcare | New | Food Preparation | Natural Gas | Broiler | E5 | Utility - Cost of Operation | 0 | 0 | 0 | 0 | 0 | 0 | 0 | 0 | 0 | 0 | 0 | 0 | 0 | 0 | 0 | 0 | 0 | 0 | 0 | 0 | 0 | 0 | 0 | 0 | 0 | 0 | 0 | 0 | 0 | 0 | 0
F5_Commercial_Healthcare_New_Food Preparation_Natural Gas_Broiler_E6 | F5 | Commercial | Healthcare | New | Food Preparation | Natural Gas | Broiler | E6 | Utility - Cost of Operation | 0 | 0 | 0 | 0 | 0 | 0 | 0 | 0 | 0 | 0 | 0 | 0 | 0 | 0 | 0 | 0 | 0 | 0 | 0 | 0 | 0 | 0 | 0 | 0 | 0 | 0 | 0 | 0 | 0 | 0 | 0
F5_Commercial_Healthcare_New_Food Preparation_Natural Gas_Broiler_E7 | F5 | Commercial | Healthcare | New | Food Preparation | Natural Gas | Broiler | E7 | Utility - Cost of Operation | 0 | 0 | 0 | 0 | 0 | 0 | 0 | 0 | 0 | 0 | 0 | 0 | 0 | 0 | 0 | 0 | 0 | 0 | 0 | 0 | 0 | 0 | 0 | 0 | 0 | 0 | 0 | 0 | 0 | 0 | 0
F5_Commercial_Healthcare_New_Food Preparation_Natural Gas_Broiler_E8 | F5 | Commercial | Healthcare | New | Food Preparation | Natural Gas | Broiler | E8 | Utility - Cost of Operation | 0 | 0 | 0 | 0 | 0 | 0 | 0 | 0 | 0 | 0 | 0 | 0 | 0 | 0 | 0 | 0 | 0 | 0 | 0 | 0 | 0 | 0 | 0 | 0 | 0 | 0 | 0 | 0 | 0 | 0 | 0
F5_Commercial_Healthcare_New_Food Preparation_Natural Gas_Broiler_E9 | F5 | Commercial | Healthcare | New | Food Preparation | Natural Gas | Broiler | E9 | Utility - Cost of Operation | 0 | 0 | 0 | 0 | 0 | 0 | 0 | 0 | 0 | 0 | 0 | 0 | 0 | 0 | 0 | 0 | 0 | 0 | 0 | 0 | 0 | 0 | 0 | 0 | 0 | 0 | 0 | 0 | 0 | 0 | 0
F5_Commercial_Healthcare_New_Food Preparation_Natural Gas_Broiler_E10 | F5 | Commercial | Healthcare | New | Food Preparation | Natural Gas | Broiler | E10 | Utility - Cost of Operation | 0 | 0 | 0 | 0 | 0 | 0 | 0 | 0 | 0 | 0 | 0 | 0 | 0 | 0 | 0 | 0 | 0 | 0 | 0 | 0 | 0 | 0 | 0 | 0 | 0 | 0 | 0 | 0 | 0 | 0 | 0
F6_Commercial_Healthcare_New_Food Preparation_Natural Gas_Broiler_E1 | F6 | Commercial | Healthcare | New | Food Preparation | Natural Gas | Broiler | E1 | Utility - Value of Sales | 0.092164 | 0.093586 | 0.094618 | 0.094091 | 0.094187 | 0.088777 | 0.084304 | 0.081806 | 0.080769 | 0.083763 | 0.087695 | 0.091804 | 0.084312 | 0.089313 | 0.089617 | 0.08917 | 0.089252 | 0.089527 | 0.087816 | 0.088848 | 0.089544 | 0.090524 | 0.091783 | 0.046033 | 0.045134 | 0.044289 | 0.043491 | 0.042732 | 0.042004 | 0.041304 | 0.040625
F6_Commercial_Healthcare_New_Food Preparation_Natural Gas_Broiler_E2 | F6 | Commercial | Healthcare | New | Food Preparation | Natural Gas | Broiler | E2 | Utility - Value of Sales | 0.059248 | 0.060162 | 0.060826 | 0.060487 | 0.060549 | 0.057071 | 0.054195 | 0.052589 | 0.051923 | 0.053848 | 0.056375 | 0.059017 | 0.054201 | 0.057415 | 0.057611 | 0.057324 | 0.057376 | 0.057553 | 0.056453 | 0.057117 | 0.057564 | 0.058194 | 0.059003 | 0.029592 | 0.029015 | 0.028472 | 0.027959 | 0.02747 | 0.027003 | 0.026552 | 0.026116
F6_Commercial_Healthcare_New_Food Preparation_Natural Gas_Broiler_E3 | F6 | Commercial | Healthcare | New | Food Preparation | Natural Gas | Broiler | E3 | Utility - Value of Sales | 0 | 0 | 0 | 0 | 0 | 0 | 0 | 0 | 0 | 0 | 0 | 0 | 0 | 0 | 0 | 0 | 0 | 0 | 0 | 0 | 0 | 0 | 0 | 0 | 0 | 0 | 0 | 0 | 0 | 0 | 0
F6_Commercial_Healthcare_New_Food Preparation_Natural Gas_Broiler_E4 | F6 | Commercial | Healthcare | New | Food Preparation | Natural Gas | Broiler | E4 | Utility - Value of Sales | 0 | 0 | 0 | 0 | 0 | 0 | 0 | 0 | 0 | 0 | 0 | 0 | 0 | 0 | 0 | 0 | 0 | 0 | 0 | 0 | 0 | 0 | 0 | 0 | 0 | 0 | 0 | 0 | 0 | 0 | 0
F6_Commercial_Healthcare_New_Food Preparation_Natural Gas_Broiler_E5 | F6 | Commercial | Healthcare | New | Food Preparation | Natural Gas | Broiler | E5 | Utility - Value of Sales | 0 | 0 | 0 | 0 | 0 | 0 | 0 | 0 | 0 | 0 | 0 | 0 | 0 | 0 | 0 | 0 | 0 | 0 | 0 | 0 | 0 | 0 | 0 | 0 | 0 | 0 | 0 | 0 | 0 | 0 | 0
F6_Commercial_Healthcare_New_Food Preparation_Natural Gas_Broiler_E6 | F6 | Commercial | Healthcare | New | Food Preparation | Natural Gas | Broiler | E6 | Utility - Value of Sales | 0 | 0 | 0 | 0 | 0 | 0 | 0 | 0 | 0 | 0 | 0 | 0 | 0 | 0 | 0 | 0 | 0 | 0 | 0 | 0 | 0 | 0 | 0 | 0 | 0 | 0 | 0 | 0 | 0 | 0 | 0
F6_Commercial_Healthcare_New_Food Preparation_Natural Gas_Broiler_E7 | F6 | Commercial | Healthcare | New | Food Preparation | Natural Gas | Broiler | E7 | Utility - Value of Sales | 0 | 0 | 0 | 0 | 0 | 0 | 0 | 0 | 0 | 0 | 0 | 0 | 0 | 0 | 0 | 0 | 0 | 0 | 0 | 0 | 0 | 0 | 0 | 0 | 0 | 0 | 0 | 0 | 0 | 0 | 0
F6_Commercial_Healthcare_New_Food Preparation_Natural Gas_Broiler_E8 | F6 | Commercial | Healthcare | New | Food Preparation | Natural Gas | Broiler | E8 | Utility - Value of Sales | 0 | 0 | 0 | 0 | 0 | 0 | 0 | 0 | 0 | 0 | 0 | 0 | 0 | 0 | 0 | 0 | 0 | 0 | 0 | 0 | 0 | 0 | 0 | 0 | 0 | 0 | 0 | 0 | 0 | 0 | 0
F6_Commercial_Healthcare_New_Food Preparation_Natural Gas_Broiler_E9 | F6 | Commercial | Healthcare | New | Food Preparation | Natural Gas | Broiler | E9 | Utility - Value of Sales | 0 | 0 | 0 | 0 | 0 | 0 | 0 | 0 | 0 | 0 | 0 | 0 | 0 | 0 | 0 | 0 | 0 | 0 | 0 | 0 | 0 | 0 | 0 | 0 | 0 | 0 | 0 | 0 | 0 | 0 | 0
F6_Commercial_Healthcare_New_Food Preparation_Natural Gas_Broiler_E10 | F6 | Commercial | Healthcare | New | Food Preparation | Natural Gas | Broiler | E10 | Utility - Value of Sales | 0 | 0 | 0 | 0 | 0 | 0 | 0 | 0 | 0 | 0 | 0 | 0 | 0 | 0 | 0 | 0 | 0 | 0 | 0 | 0 | 0 | 0 | 0 | 0 | 0 | 0 | 0 | 0 | 0 | 0 | 0
F1_Commercial_Healthcare_New_Food Preparation_Natural Gas_Griddle_E1 | F1 | Commercial | Healthcare | New | Food Preparation | Natural Gas | Griddle | E1 | Participant - Cost of Equipment | 0.026704 | 0.026704 | 0.026704 | 0.026704 | 0.026704 | 0.026704 | 0.026704 | 0.026704 | 0.026704 | 0.026704 | 0.026704 | 0.026704 | 0.026704 | 0.026704 | 0.026704 | 0.026704 | 0.026704 | 0.026704 | 0.026704 | 0.026704 | 0.026704 | 0.026704 | 0.026704 | 0.026704 | 0.026704 | 0.026704 | 0.026704 | 0.026704 | 0.026704 | 0.026704 | 0.026704
F1_Commercial_Healthcare_New_Food Preparation_Natural Gas_Griddle_E2 | F1 | Commercial | Healthcare | New | Food Preparation | Natural Gas | Griddle | E2 | Participant - Cost of Equipment | 0.028571 | 0.028571 | 0.028571 | 0.028571 | 0.028571 | 0.028571 | 0.028571 | 0.028571 | 0.028571 | 0.028571 | 0.028571 | 0.028571 | 0.028571 | 0.028571 | 0.028571 | 0.028571 | 0.028571 | 0.028571 | 0.028571 | 0.028571 | 0.028571 | 0.028571 | 0.028571 | 0.028571 | 0.028571 | 0.028571 | 0.028571 | 0.028571 | 0.028571 | 0.028571 | 0.028571
F1_Commercial_Healthcare_New_Food Preparation_Natural Gas_Griddle_E3 | F1 | Commercial | Healthcare | New | Food Preparation | Natural Gas | Griddle | E3 | Participant - Cost of Equipment | 0 | 0 | 0 | 0 | 0 | 0 | 0 | 0 | 0 | 0 | 0 | 0 | 0 | 0 | 0 | 0 | 0 | 0 | 0 | 0 | 0 | 0 | 0 | 0 | 0 | 0 | 0 | 0 | 0 | 0 | 0
F1_Commercial_Healthcare_New_Food Preparation_Natural Gas_Griddle_E4 | F1 | Commercial | Healthcare | New | Food Preparation | Natural Gas | Griddle | E4 | Participant - Cost of Equipment | 0 | 0 | 0 | 0 | 0 | 0 | 0 | 0 | 0 | 0 | 0 | 0 | 0 | 0 | 0 | 0 | 0 | 0 | 0 | 0 | 0 | 0 | 0 | 0 | 0 | 0 | 0 | 0 | 0 | 0 | 0
F1_Commercial_Healthcare_New_Food Preparation_Natural Gas_Griddle_E5 | F1 | Commercial | Healthcare | New | Food Preparation | Natural Gas | Griddle | E5 | Participant - Cost of Equipment | 0 | 0 | 0 | 0 | 0 | 0 | 0 | 0 | 0 | 0 | 0 | 0 | 0 | 0 | 0 | 0 | 0 | 0 | 0 | 0 | 0 | 0 | 0 | 0 | 0 | 0 | 0 | 0 | 0 | 0 | 0
F1_Commercial_Healthcare_New_Food Preparation_Natural Gas_Griddle_E6 | F1 | Commercial | Healthcare | New | Food Preparation | Natural Gas | Griddle | E6 | Participant - Cost of Equipment | 0 | 0 | 0 | 0 | 0 | 0 | 0 | 0 | 0 | 0 | 0 | 0 | 0 | 0 | 0 | 0 | 0 | 0 | 0 | 0 | 0 | 0 | 0 | 0 | 0 | 0 | 0 | 0 | 0 | 0 | 0
F1_Commercial_Healthcare_New_Food Preparation_Natural Gas_Griddle_E7 | F1 | Commercial | Healthcare | New | Food Preparation | Natural Gas | Griddle | E7 | Participant - Cost of Equipment | 0 | 0 | 0 | 0 | 0 | 0 | 0 | 0 | 0 | 0 | 0 | 0 | 0 | 0 | 0 | 0 | 0 | 0 | 0 | 0 | 0 | 0 | 0 | 0 | 0 | 0 | 0 | 0 | 0 | 0 | 0
F1_Commercial_Healthcare_New_Food Preparation_Natural Gas_Griddle_E8 | F1 | Commercial | Healthcare | New | Food Preparation | Natural Gas | Griddle | E8 | Participant - Cost of Equipment | 0 | 0 | 0 | 0 | 0 | 0 | 0 | 0 | 0 | 0 | 0 | 0 | 0 | 0 | 0 | 0 | 0 | 0 | 0 | 0 | 0 | 0 | 0 | 0 | 0 | 0 | 0 | 0 | 0 | 0 | 0
F1_Commercial_Healthcare_New_Food Preparation_Natural Gas_Griddle_E9 | F1 | Commercial | Healthcare | New | Food Preparation | Natural Gas | Griddle | E9 | Participant - Cost of Equipment | 0 | 0 | 0 | 0 | 0 | 0 | 0 | 0 | 0 | 0 | 0 | 0 | 0 | 0 | 0 | 0 | 0 | 0 | 0 | 0 | 0 | 0 | 0 | 0 | 0 | 0 | 0 | 0 | 0 | 0 | 0
F1_Commercial_Healthcare_New_Food Preparation_Natural Gas_Griddle_E10 | F1 | Commercial | Healthcare | New | Food Preparation | Natural Gas | Griddle | E10 | Participant - Cost of Equipment | 0 | 0 | 0 | 0 | 0 | 0 | 0 | 0 | 0 | 0 | 0 | 0 | 0 | 0 | 0 | 0 | 0 | 0 | 0 | 0 | 0 | 0 | 0 | 0 | 0 | 0 | 0 | 0 | 0 | 0 | 0
F2_Commercial_Healthcare_New_Food Preparation_Natural Gas_Griddle_E1 | F2 | Commercial | Healthcare | New | Food Preparation | Natural Gas | Griddle | E1 | Participant - Cost of Operation | 0.061871 | 0.062825 | 0.063518 | 0.063164 | 0.063229 | 0.059597 | 0.056594 | 0.054917 | 0.054221 | 0.056231 | 0.058871 | 0.061629 | 0.0566 | 0.059956 | 0.060161 | 0.059861 | 0.059916 | 0.0601 | 0.058952 | 0.059645 | 0.060112 | 0.06077 | 0.061615 | 0.030902 | 0.030299 | 0.029732 | 0.029196 | 0.028686 | 0.028198 | 0.027728 | 0.027272
F2_Commercial_Healthcare_New_Food Preparation_Natural Gas_Griddle_E2 | F2 | Commercial | Healthcare | New | Food Preparation | Natural Gas | Griddle | E2 | Participant - Cost of Operation | 0.053436 | 0.05426 | 0.054859 | 0.054553 | 0.054608 | 0.051472 | 0.048878 | 0.04743 | 0.046829 | 0.048565 | 0.050845 | 0.053227 | 0.048883 | 0.051782 | 0.051959 | 0.0517 | 0.051747 | 0.051907 | 0.050915 | 0.051513 | 0.051917 | 0.052485 | 0.053215 | 0.026689 | 0.026168 | 0.025678 | 0.025216 | 0.024775 | 0.024354 | 0.023947 | 0.023554
F2_Commercial_Healthcare_New_Food Preparation_Natural Gas_Griddle_E3 | F2 | Commercial | Healthcare | New | Food Preparation | Natural Gas | Griddle | E3 | Participant - Cost of Operation | 0 | 0 | 0 | 0 | 0 | 0 | 0 | 0 | 0 | 0 | 0 | 0 | 0 | 0 | 0 | 0 | 0 | 0 | 0 | 0 | 0 | 0 | 0 | 0 | 0 | 0 | 0 | 0 | 0 | 0 | 0
F2_Commercial_Healthcare_New_Food Preparation_Natural Gas_Griddle_E4 | F2 | Commercial | Healthcare | New | Food Preparation | Natural Gas | Griddle | E4 | Participant - Cost of Operation | 0 | 0 | 0 | 0 | 0 | 0 | 0 | 0 | 0 | 0 | 0 | 0 | 0 | 0 | 0 | 0 | 0 | 0 | 0 | 0 | 0 | 0 | 0 | 0 | 0 | 0 | 0 | 0 | 0 | 0 | 0
F2_Commercial_Healthcare_New_Food Preparation_Natural Gas_Griddle_E5 | F2 | Commercial | Healthcare | New | Food Preparation | Natural Gas | Griddle | E5 | Participant - Cost of Operation | 0 | 0 | 0 | 0 | 0 | 0 | 0 | 0 | 0 | 0 | 0 | 0 | 0 | 0 | 0 | 0 | 0 | 0 | 0 | 0 | 0 | 0 | 0 | 0 | 0 | 0 | 0 | 0 | 0 | 0 | 0
F2_Commercial_Healthcare_New_Food Preparation_Natural Gas_Griddle_E6 | F2 | Commercial | Healthcare | New | Food Preparation | Natural Gas | Griddle | E6 | Participant - Cost of Operation | 0 | 0 | 0 | 0 | 0 | 0 | 0 | 0 | 0 | 0 | 0 | 0 | 0 | 0 | 0 | 0 | 0 | 0 | 0 | 0 | 0 | 0 | 0 | 0 | 0 | 0 | 0 | 0 | 0 | 0 | 0
F2_Commercial_Healthcare_New_Food Preparation_Natural Gas_Griddle_E7 | F2 | Commercial | Healthcare | New | Food Preparation | Natural Gas | Griddle | E7 | Participant - Cost of Operation | 0 | 0 | 0 | 0 | 0 | 0 | 0 | 0 | 0 | 0 | 0 | 0 | 0 | 0 | 0 | 0 | 0 | 0 | 0 | 0 | 0 | 0 | 0 | 0 | 0 | 0 | 0 | 0 | 0 | 0 | 0
F2_Commercial_Healthcare_New_Food Preparation_Natural Gas_Griddle_E8 | F2 | Commercial | Healthcare | New | Food Preparation | Natural Gas | Griddle | E8 | Participant - Cost of Operation | 0 | 0 | 0 | 0 | 0 | 0 | 0 | 0 | 0 | 0 | 0 | 0 | 0 | 0 | 0 | 0 | 0 | 0 | 0 | 0 | 0 | 0 | 0 | 0 | 0 | 0 | 0 | 0 | 0 | 0 | 0
F2_Commercial_Healthcare_New_Food Preparation_Natural Gas_Griddle_E9 | F2 | Commercial | Healthcare | New | Food Preparation | Natural Gas | Griddle | E9 | Participant - Cost of Operation | 0 | 0 | 0 | 0 | 0 | 0 | 0 | 0 | 0 | 0 | 0 | 0 | 0 | 0 | 0 | 0 | 0 | 0 | 0 | 0 | 0 | 0 | 0 | 0 | 0 | 0 | 0 | 0 | 0 | 0 | 0
F2_Commercial_Healthcare_New_Food Preparation_Natural Gas_Griddle_E10 | F2 | Commercial | Healthcare | New | Food Preparation | Natural Gas | Griddle | E10 | Participant - Cost of Operation | 0 | 0 | 0 | 0 | 0 | 0 | 0 | 0 | 0 | 0 | 0 | 0 | 0 | 0 | 0 | 0 | 0 | 0 | 0 | 0 | 0 | 0 | 0 | 0 | 0 | 0 | 0 | 0 | 0 | 0 | 0
F3_Commercial_Healthcare_New_Food Preparation_Natural Gas_Griddle_E1 | F3 | Commercial | Healthcare | New | Food Preparation | Natural Gas | Griddle | E1 | System - kBTUs of Conusmption | 5.141 | 5.1512 | 5.1447 | 5.1402 | 5.1402 | 5.1402 | 5.1402 | 5.1402 | 5.1402 | 5.1402 | 5.1402 | 5.1402 | 5.1402 | 5.1402 | 5.1402 | 5.1402 | 5.1402 | 5.1402 | 5.1402 | 5.1402 | 5.1402 | 5.1402 | 5.1402 | 5.1402 | 5.1402 | 5.1402 | 5.1402 | 5.1402 | 5.1402 | 5.1402 | 5.1402
F3_Commercial_Healthcare_New_Food Preparation_Natural Gas_Griddle_E2 | F3 | Commercial | Healthcare | New | Food Preparation | Natural Gas | Griddle | E2 | System - kBTUs of Conusmption | 4.4401 | 4.4489 | 4.4433 | 4.4394 | 4.4394 | 4.4394 | 4.4394 | 4.4394 | 4.4394 | 4.4394 | 4.4394 | 4.4394 | 4.4394 | 4.4394 | 4.4394 | 4.4394 | 4.4394 | 4.4394 | 4.4394 | 4.4394 | 4.4394 | 4.4394 | 4.4394 | 4.4394 | 4.4394 | 4.4394 | 4.4394 | 4.4394 | 4.4394 | 4.4394 | 4.4394
F3_Commercial_Healthcare_New_Food Preparation_Natural Gas_Griddle_E3 | F3 | Commercial | Healthcare | New | Food Preparation | Natural Gas | Griddle | E3 | System - kBTUs of Conusmption | 0 | 0 | 0 | 0 | 0 | 0 | 0 | 0 | 0 | 0 | 0 | 0 | 0 | 0 | 0 | 0 | 0 | 0 | 0 | 0 | 0 | 0 | 0 | 0 | 0 | 0 | 0 | 0 | 0 | 0 | 0
F3_Commercial_Healthcare_New_Food Preparation_Natural Gas_Griddle_E4 | F3 | Commercial | Healthcare | New | Food Preparation | Natural Gas | Griddle | E4 | System - kBTUs of Conusmption | 0 | 0 | 0 | 0 | 0 | 0 | 0 | 0 | 0 | 0 | 0 | 0 | 0 | 0 | 0 | 0 | 0 | 0 | 0 | 0 | 0 | 0 | 0 | 0 | 0 | 0 | 0 | 0 | 0 | 0 | 0
F3_Commercial_Healthcare_New_Food Preparation_Natural Gas_Griddle_E5 | F3 | Commercial | Healthcare | New | Food Preparation | Natural Gas | Griddle | E5 | System - kBTUs of Conusmption | 0 | 0 | 0 | 0 | 0 | 0 | 0 | 0 | 0 | 0 | 0 | 0 | 0 | 0 | 0 | 0 | 0 | 0 | 0 | 0 | 0 | 0 | 0 | 0 | 0 | 0 | 0 | 0 | 0 | 0 | 0
F3_Commercial_Healthcare_New_Food Preparation_Natural Gas_Griddle_E6 | F3 | Commercial | Healthcare | New | Food Preparation | Natural Gas | Griddle | E6 | System - kBTUs of Conusmption | 0 | 0 | 0 | 0 | 0 | 0 | 0 | 0 | 0 | 0 | 0 | 0 | 0 | 0 | 0 | 0 | 0 | 0 | 0 | 0 | 0 | 0 | 0 | 0 | 0 | 0 | 0 | 0 | 0 | 0 | 0
F3_Commercial_Healthcare_New_Food Preparation_Natural Gas_Griddle_E7 | F3 | Commercial | Healthcare | New | Food Preparation | Natural Gas | Griddle | E7 | System - kBTUs of Conusmption | 0 | 0 | 0 | 0 | 0 | 0 | 0 | 0 | 0 | 0 | 0 | 0 | 0 | 0 | 0 | 0 | 0 | 0 | 0 | 0 | 0 | 0 | 0 | 0 | 0 | 0 | 0 | 0 | 0 | 0 | 0
F3_Commercial_Healthcare_New_Food Preparation_Natural Gas_Griddle_E8 | F3 | Commercial | Healthcare | New | Food Preparation | Natural Gas | Griddle | E8 | System - kBTUs of Conusmption | 0 | 0 | 0 | 0 | 0 | 0 | 0 | 0 | 0 | 0 | 0 | 0 | 0 | 0 | 0 | 0 | 0 | 0 | 0 | 0 | 0 | 0 | 0 | 0 | 0 | 0 | 0 | 0 | 0 | 0 | 0
F3_Commercial_Healthcare_New_Food Preparation_Natural Gas_Griddle_E9 | F3 | Commercial | Healthcare | New | Food Preparation | Natural Gas | Griddle | E9 | System - kBTUs of Conusmption | 0 | 0 | 0 | 0 | 0 | 0 | 0 | 0 | 0 | 0 | 0 | 0 | 0 | 0 | 0 | 0 | 0 | 0 | 0 | 0 | 0 | 0 | 0 | 0 | 0 | 0 | 0 | 0 | 0 | 0 | 0
F3_Commercial_Healthcare_New_Food Preparation_Natural Gas_Griddle_E10 | F3 | Commercial | Healthcare | New | Food Preparation | Natural Gas | Griddle | E10 | System - kBTUs of Conusmption | 0 | 0 | 0 | 0 | 0 | 0 | 0 | 0 | 0 | 0 | 0 | 0 | 0 | 0 | 0 | 0 | 0 | 0 | 0 | 0 | 0 | 0 | 0 | 0 | 0 | 0 | 0 | 0 | 0 | 0 | 0
F4_Commercial_Healthcare_New_Food Preparation_Natural Gas_Griddle_E1 | F4 | Commercial | Healthcare | New | Food Preparation | Natural Gas | Griddle | E1 | Utility - Cost of Equipment | 0.026704 | 0.026704 | 0.026704 | 0.026704 | 0.026704 | 0.026704 | 0.026704 | 0.026704 | 0.026704 | 0.026704 | 0.026704 | 0.026704 | 0.026704 | 0.026704 | 0.026704 | 0.026704 | 0.026704 | 0.026704 | 0.026704 | 0.026704 | 0.026704 | 0.026704 | 0.026704 | 0.026704 | 0.026704 | 0.026704 | 0.026704 | 0.026704 | 0.026704 | 0.026704 | 0.026704
F4_Commercial_Healthcare_New_Food Preparation_Natural Gas_Griddle_E2 | F4 | Commercial | Healthcare | New | Food Preparation | Natural Gas | Griddle | E2 | Utility - Cost of Equipment | 0.028571 | 0.028571 | 0.028571 | 0.028571 | 0.028571 | 0.028571 | 0.028571 | 0.028571 | 0.028571 | 0.028571 | 0.028571 | 0.028571 | 0.028571 | 0.028571 | 0.028571 | 0.028571 | 0.028571 | 0.028571 | 0.028571 | 0.028571 | 0.028571 | 0.028571 | 0.028571 | 0.028571 | 0.028571 | 0.028571 | 0.028571 | 0.028571 | 0.028571 | 0.028571 | 0.028571
F4_Commercial_Healthcare_New_Food Preparation_Natural Gas_Griddle_E3 | F4 | Commercial | Healthcare | New | Food Preparation | Natural Gas | Griddle | E3 | Utility - Cost of Equipment | 0 | 0 | 0 | 0 | 0 | 0 | 0 | 0 | 0 | 0 | 0 | 0 | 0 | 0 | 0 | 0 | 0 | 0 | 0 | 0 | 0 | 0 | 0 | 0 | 0 | 0 | 0 | 0 | 0 | 0 | 0
F4_Commercial_Healthcare_New_Food Preparation_Natural Gas_Griddle_E4 | F4 | Commercial | Healthcare | New | Food Preparation | Natural Gas | Griddle | E4 | Utility - Cost of Equipment | 0 | 0 | 0 | 0 | 0 | 0 | 0 | 0 | 0 | 0 | 0 | 0 | 0 | 0 | 0 | 0 | 0 | 0 | 0 | 0 | 0 | 0 | 0 | 0 | 0 | 0 | 0 | 0 | 0 | 0 | 0
F4_Commercial_Healthcare_New_Food Preparation_Natural Gas_Griddle_E5 | F4 | Commercial | Healthcare | New | Food Preparation | Natural Gas | Griddle | E5 | Utility - Cost of Equipment | 0 | 0 | 0 | 0 | 0 | 0 | 0 | 0 | 0 | 0 | 0 | 0 | 0 | 0 | 0 | 0 | 0 | 0 | 0 | 0 | 0 | 0 | 0 | 0 | 0 | 0 | 0 | 0 | 0 | 0 | 0
F4_Commercial_Healthcare_New_Food Preparation_Natural Gas_Griddle_E6 | F4 | Commercial | Healthcare | New | Food Preparation | Natural Gas | Griddle | E6 | Utility - Cost of Equipment | 0 | 0 | 0 | 0 | 0 | 0 | 0 | 0 | 0 | 0 | 0 | 0 | 0 | 0 | 0 | 0 | 0 | 0 | 0 | 0 | 0 | 0 | 0 | 0 | 0 | 0 | 0 | 0 | 0 | 0 | 0
F4_Commercial_Healthcare_New_Food Preparation_Natural Gas_Griddle_E7 | F4 | Commercial | Healthcare | New | Food Preparation | Natural Gas | Griddle | E7 | Utility - Cost of Equipment | 0 | 0 | 0 | 0 | 0 | 0 | 0 | 0 | 0 | 0 | 0 | 0 | 0 | 0 | 0 | 0 | 0 | 0 | 0 | 0 | 0 | 0 | 0 | 0 | 0 | 0 | 0 | 0 | 0 | 0 | 0
F4_Commercial_Healthcare_New_Food Preparation_Natural Gas_Griddle_E8 | F4 | Commercial | Healthcare | New | Food Preparation | Natural Gas | Griddle | E8 | Utility - Cost of Equipment | 0 | 0 | 0 | 0 | 0 | 0 | 0 | 0 | 0 | 0 | 0 | 0 | 0 | 0 | 0 | 0 | 0 | 0 | 0 | 0 | 0 | 0 | 0 | 0 | 0 | 0 | 0 | 0 | 0 | 0 | 0
F4_Commercial_Healthcare_New_Food Preparation_Natural Gas_Griddle_E9 | F4 | Commercial | Healthcare | New | Food Preparation | Natural Gas | Griddle | E9 | Utility - Cost of Equipment | 0 | 0 | 0 | 0 | 0 | 0 | 0 | 0 | 0 | 0 | 0 | 0 | 0 | 0 | 0 | 0 | 0 | 0 | 0 | 0 | 0 | 0 | 0 | 0 | 0 | 0 | 0 | 0 | 0 | 0 | 0
F4_Commercial_Healthcare_New_Food Preparation_Natural Gas_Griddle_E10 | F4 | Commercial | Healthcare | New | Food Preparation | Natural Gas | Griddle | E10 | Utility - Cost of Equipment | 0 | 0 | 0 | 0 | 0 | 0 | 0 | 0 | 0 | 0 | 0 | 0 | 0 | 0 | 0 | 0 | 0 | 0 | 0 | 0 | 0 | 0 | 0 | 0 | 0 | 0 | 0 | 0 | 0 | 0 | 0
F5_Commercial_Healthcare_New_Food Preparation_Natural Gas_Griddle_E1 | F5 | Commercial | Healthcare | New | Food Preparation | Natural Gas | Griddle | E1 | Utility - Cost of Operation | 0.051642 | 0.052439 | 0.053017 | 0.052722 | 0.052776 | 0.049745 | 0.047238 | 0.045838 | 0.045257 | 0.046935 | 0.049138 | 0.05144 | 0.047242 | 0.050044 | 0.050215 | 0.049965 | 0.05001 | 0.050164 | 0.049206 | 0.049784 | 0.050174 | 0.050723 | 0.051429 | 0.025793 | 0.02529 | 0.024816 | 0.024369 | 0.023944 | 0.023536 | 0.023144 | 0.022764
F5_Commercial_Healthcare_New_Food Preparation_Natural Gas_Griddle_E2 | F5 | Commercial | Healthcare | New | Food Preparation | Natural Gas | Griddle | E2 | Utility - Cost of Operation | 0.044602 | 0.04529 | 0.045789 | 0.045534 | 0.045581 | 0.042963 | 0.040798 | 0.039589 | 0.039087 | 0.040536 | 0.042439 | 0.044427 | 0.040802 | 0.043222 | 0.043369 | 0.043153 | 0.043192 | 0.043325 | 0.042498 | 0.042997 | 0.043334 | 0.043808 | 0.044417 | 0.022277 | 0.021842 | 0.021433 | 0.021047 | 0.020679 | 0.020328 | 0.019988 | 0.01966
F5_Commercial_Healthcare_New_Food Preparation_Natural Gas_Griddle_E3 | F5 | Commercial | Healthcare | New | Food Preparation | Natural Gas | Griddle | E3 | Utility - Cost of Operation | 0 | 0 | 0 | 0 | 0 | 0 | 0 | 0 | 0 | 0 | 0 | 0 | 0 | 0 | 0 | 0 | 0 | 0 | 0 | 0 | 0 | 0 | 0 | 0 | 0 | 0 | 0 | 0 | 0 | 0 | 0
F5_Commercial_Healthcare_New_Food Preparation_Natural Gas_Griddle_E4 | F5 | Commercial | Healthcare | New | Food Preparation | Natural Gas | Griddle | E4 | Utility - Cost of Operation | 0 | 0 | 0 | 0 | 0 | 0 | 0 | 0 | 0 | 0 | 0 | 0 | 0 | 0 | 0 | 0 | 0 | 0 | 0 | 0 | 0 | 0 | 0 | 0 | 0 | 0 | 0 | 0 | 0 | 0 | 0
F5_Commercial_Healthcare_New_Food Preparation_Natural Gas_Griddle_E5 | F5 | Commercial | Healthcare | New | Food Preparation | Natural Gas | Griddle | E5 | Utility - Cost of Operation | 0 | 0 | 0 | 0 | 0 | 0 | 0 | 0 | 0 | 0 | 0 | 0 | 0 | 0 | 0 | 0 | 0 | 0 | 0 | 0 | 0 | 0 | 0 | 0 | 0 | 0 | 0 | 0 | 0 | 0 | 0
F5_Commercial_Healthcare_New_Food Preparation_Natural Gas_Griddle_E6 | F5 | Commercial | Healthcare | New | Food Preparation | Natural Gas | Griddle | E6 | Utility - Cost of Operation | 0 | 0 | 0 | 0 | 0 | 0 | 0 | 0 | 0 | 0 | 0 | 0 | 0 | 0 | 0 | 0 | 0 | 0 | 0 | 0 | 0 | 0 | 0 | 0 | 0 | 0 | 0 | 0 | 0 | 0 | 0
F5_Commercial_Healthcare_New_Food Preparation_Natural Gas_Griddle_E7 | F5 | Commercial | Healthcare | New | Food Preparation | Natural Gas | Griddle | E7 | Utility - Cost of Operation | 0 | 0 | 0 | 0 | 0 | 0 | 0 | 0 | 0 | 0 | 0 | 0 | 0 | 0 | 0 | 0 | 0 | 0 | 0 | 0 | 0 | 0 | 0 | 0 | 0 | 0 | 0 | 0 | 0 | 0 | 0
F5_Commercial_Healthcare_New_Food Preparation_Natural Gas_Griddle_E8 | F5 | Commercial | Healthcare | New | Food Preparation | Natural Gas | Griddle | E8 | Utility - Cost of Operation | 0 | 0 | 0 | 0 | 0 | 0 | 0 | 0 | 0 | 0 | 0 | 0 | 0 | 0 | 0 | 0 | 0 | 0 | 0 | 0 | 0 | 0 | 0 | 0 | 0 | 0 | 0 | 0 | 0 | 0 | 0
F5_Commercial_Healthcare_New_Food Preparation_Natural Gas_Griddle_E9 | F5 | Commercial | Healthcare | New | Food Preparation | Natural Gas | Griddle | E9 | Utility - Cost of Operation | 0 | 0 | 0 | 0 | 0 | 0 | 0 | 0 | 0 | 0 | 0 | 0 | 0 | 0 | 0 | 0 | 0 | 0 | 0 | 0 | 0 | 0 | 0 | 0 | 0 | 0 | 0 | 0 | 0 | 0 | 0
F5_Commercial_Healthcare_New_Food Preparation_Natural Gas_Griddle_E10 | F5 | Commercial | Healthcare | New | Food Preparation | Natural Gas | Griddle | E10 | Utility - Cost of Operation | 0 | 0 | 0 | 0 | 0 | 0 | 0 | 0 | 0 | 0 | 0 | 0 | 0 | 0 | 0 | 0 | 0 | 0 | 0 | 0 | 0 | 0 | 0 | 0 | 0 | 0 | 0 | 0 | 0 | 0 | 0
F6_Commercial_Healthcare_New_Food Preparation_Natural Gas_Griddle_E1 | F6 | Commercial | Healthcare | New | Food Preparation | Natural Gas | Griddle | E1 | Utility - Value of Sales | 0.061871 | 0.062825 | 0.063518 | 0.063164 | 0.063229 | 0.059597 | 0.056594 | 0.054917 | 0.054221 | 0.056231 | 0.058871 | 0.061629 | 0.0566 | 0.059956 | 0.060161 | 0.059861 | 0.059916 | 0.0601 | 0.058952 | 0.059645 | 0.060112 | 0.06077 | 0.061615 | 0.030902 | 0.030299 | 0.029732 | 0.029196 | 0.028686 | 0.028198 | 0.027728 | 0.027272
F6_Commercial_Healthcare_New_Food Preparation_Natural Gas_Griddle_E2 | F6 | Commercial | Healthcare | New | Food Preparation | Natural Gas | Griddle | E2 | Utility - Value of Sales | 0.053436 | 0.05426 | 0.054859 | 0.054553 | 0.054608 | 0.051472 | 0.048878 | 0.04743 | 0.046829 | 0.048565 | 0.050845 | 0.053227 | 0.048883 | 0.051782 | 0.051959 | 0.0517 | 0.051747 | 0.051907 | 0.050915 | 0.051513 | 0.051917 | 0.052485 | 0.053215 | 0.026689 | 0.026168 | 0.025678 | 0.025216 | 0.024775 | 0.024354 | 0.023947 | 0.023554
F6_Commercial_Healthcare_New_Food Preparation_Natural Gas_Griddle_E3 | F6 | Commercial | Healthcare | New | Food Preparation | Natural Gas | Griddle | E3 | Utility - Value of Sales | 0 | 0 | 0 | 0 | 0 | 0 | 0 | 0 | 0 | 0 | 0 | 0 | 0 | 0 | 0 | 0 | 0 | 0 | 0 | 0 | 0 | 0 | 0 | 0 | 0 | 0 | 0 | 0 | 0 | 0 | 0
F6_Commercial_Healthcare_New_Food Preparation_Natural Gas_Griddle_E4 | F6 | Commercial | Healthcare | New | Food Preparation | Natural Gas | Griddle | E4 | Utility - Value of Sales | 0 | 0 | 0 | 0 | 0 | 0 | 0 | 0 | 0 | 0 | 0 | 0 | 0 | 0 | 0 | 0 | 0 | 0 | 0 | 0 | 0 | 0 | 0 | 0 | 0 | 0 | 0 | 0 | 0 | 0 | 0
F6_Commercial_Healthcare_New_Food Preparation_Natural Gas_Griddle_E5 | F6 | Commercial | Healthcare | New | Food Preparation | Natural Gas | Griddle | E5 | Utility - Value of Sales | 0 | 0 | 0 | 0 | 0 | 0 | 0 | 0 | 0 | 0 | 0 | 0 | 0 | 0 | 0 | 0 | 0 | 0 | 0 | 0 | 0 | 0 | 0 | 0 | 0 | 0 | 0 | 0 | 0 | 0 | 0
F6_Commercial_Healthcare_New_Food Preparation_Natural Gas_Griddle_E6 | F6 | Commercial | Healthcare | New | Food Preparation | Natural Gas | Griddle | E6 | Utility - Value of Sales | 0 | 0 | 0 | 0 | 0 | 0 | 0 | 0 | 0 | 0 | 0 | 0 | 0 | 0 | 0 | 0 | 0 | 0 | 0 | 0 | 0 | 0 | 0 | 0 | 0 | 0 | 0 | 0 | 0 | 0 | 0
F6_Commercial_Healthcare_New_Food Preparation_Natural Gas_Griddle_E7 | F6 | Commercial | Healthcare | New | Food Preparation | Natural Gas | Griddle | E7 | Utility - Value of Sales | 0 | 0 | 0 | 0 | 0 | 0 | 0 | 0 | 0 | 0 | 0 | 0 | 0 | 0 | 0 | 0 | 0 | 0 | 0 | 0 | 0 | 0 | 0 | 0 | 0 | 0 | 0 | 0 | 0 | 0 | 0
F6_Commercial_Healthcare_New_Food Preparation_Natural Gas_Griddle_E8 | F6 | Commercial | Healthcare | New | Food Preparation | Natural Gas | Griddle | E8 | Utility - Value of Sales | 0 | 0 | 0 | 0 | 0 | 0 | 0 | 0 | 0 | 0 | 0 | 0 | 0 | 0 | 0 | 0 | 0 | 0 | 0 | 0 | 0 | 0 | 0 | 0 | 0 | 0 | 0 | 0 | 0 | 0 | 0
F6_Commercial_Healthcare_New_Food Preparation_Natural Gas_Griddle_E9 | F6 | Commercial | Healthcare | New | Food Preparation | Natural Gas | Griddle | E9 | Utility - Value of Sales | 0 | 0 | 0 | 0 | 0 | 0 | 0 | 0 | 0 | 0 | 0 | 0 | 0 | 0 | 0 | 0 | 0 | 0 | 0 | 0 | 0 | 0 | 0 | 0 | 0 | 0 | 0 | 0 | 0 | 0 | 0
F6_Commercial_Healthcare_New_Food Preparation_Natural Gas_Griddle_E10 | F6 | Commercial | Healthcare | New | Food Preparation | Natural Gas | Griddle | E10 | Utility - Value of Sales | 0 | 0 | 0 | 0 | 0 | 0 | 0 | 0 | 0 | 0 | 0 | 0 | 0 | 0 | 0 | 0 | 0 | 0 | 0 | 0 | 0 | 0 | 0 | 0 | 0 | 0 | 0 | 0 | 0 | 0 | 0
F1_Commercial_Healthcare_New_Food Preparation_Natural Gas_Range_E1 | F1 | Commercial | Healthcare | New | Food Preparation | Natural Gas | Range | E1 | Participant - Cost of Equipment | 0.050262 | 0.050262 | 0.050262 | 0.050262 | 0.050262 | 0.050262 | 0.050262 | 0.050262 | 0.050262 | 0.050262 | 0.050262 | 0.050262 | 0.050262 | 0.050262 | 0.050262 | 0.050262 | 0.050262 | 0.050262 | 0.050262 | 0.050262 | 0.050262 | 0.050262 | 0.050262 | 0.050262 | 0.050262 | 0.050262 | 0.050262 | 0.050262 | 0.050262 | 0.050262 | 0.050262
F1_Commercial_Healthcare_New_Food Preparation_Natural Gas_Range_E2 | F1 | Commercial | Healthcare | New | Food Preparation | Natural Gas | Range | E2 | Participant - Cost of Equipment | 0.050268 | 0.050268 | 0.050268 | 0.050268 | 0.050268 | 0.050268 | 0.050268 | 0.050268 | 0.050268 | 0.050268 | 0.050268 | 0.050268 | 0.050268 | 0.050268 | 0.050268 | 0.050268 | 0.050268 | 0.050268 | 0.050268 | 0.050268 | 0.050268 | 0.050268 | 0.050268 | 0.050268 | 0.050268 | 0.050268 | 0.050268 | 0.050268 | 0.050268 | 0.050268 | 0.050268
F1_Commercial_Healthcare_New_Food Preparation_Natural Gas_Range_E3 | F1 | Commercial | Healthcare | New | Food Preparation | Natural Gas | Range | E3 | Participant - Cost of Equipment | 0 | 0 | 0 | 0 | 0 | 0 | 0 | 0 | 0 | 0 | 0 | 0 | 0 | 0 | 0 | 0 | 0 | 0 | 0 | 0 | 0 | 0 | 0 | 0 | 0 | 0 | 0 | 0 | 0 | 0 | 0
F1_Commercial_Healthcare_New_Food Preparation_Natural Gas_Range_E4 | F1 | Commercial | Healthcare | New | Food Preparation | Natural Gas | Range | E4 | Participant - Cost of Equipment | 0 | 0 | 0 | 0 | 0 | 0 | 0 | 0 | 0 | 0 | 0 | 0 | 0 | 0 | 0 | 0 | 0 | 0 | 0 | 0 | 0 | 0 | 0 | 0 | 0 | 0 | 0 | 0 | 0 | 0 | 0
F1_Commercial_Healthcare_New_Food Preparation_Natural Gas_Range_E5 | F1 | Commercial | Healthcare | New | Food Preparation | Natural Gas | Range | E5 | Participant - Cost of Equipment | 0 | 0 | 0 | 0 | 0 | 0 | 0 | 0 | 0 | 0 | 0 | 0 | 0 | 0 | 0 | 0 | 0 | 0 | 0 | 0 | 0 | 0 | 0 | 0 | 0 | 0 | 0 | 0 | 0 | 0 | 0
F1_Commercial_Healthcare_New_Food Preparation_Natural Gas_Range_E6 | F1 | Commercial | Healthcare | New | Food Preparation | Natural Gas | Range | E6 | Participant - Cost of Equipment | 0 | 0 | 0 | 0 | 0 | 0 | 0 | 0 | 0 | 0 | 0 | 0 | 0 | 0 | 0 | 0 | 0 | 0 | 0 | 0 | 0 | 0 | 0 | 0 | 0 | 0 | 0 | 0 | 0 | 0 | 0
F1_Commercial_Healthcare_New_Food Preparation_Natural Gas_Range_E7 | F1 | Commercial | Healthcare | New | Food Preparation | Natural Gas | Range | E7 | Participant - Cost of Equipment | 0 | 0 | 0 | 0 | 0 | 0 | 0 | 0 | 0 | 0 | 0 | 0 | 0 | 0 | 0 | 0 | 0 | 0 | 0 | 0 | 0 | 0 | 0 | 0 | 0 | 0 | 0 | 0 | 0 | 0 | 0
F1_Commercial_Healthcare_New_Food Preparation_Natural Gas_Range_E8 | F1 | Commercial | Healthcare | New | Food Preparation | Natural Gas | Range | E8 | Participant - Cost of Equipment | 0 | 0 | 0 | 0 | 0 | 0 | 0 | 0 | 0 | 0 | 0 | 0 | 0 | 0 | 0 | 0 | 0 | 0 | 0 | 0 | 0 | 0 | 0 | 0 | 0 | 0 | 0 | 0 | 0 | 0 | 0
F1_Commercial_Healthcare_New_Food Preparation_Natural Gas_Range_E9 | F1 | Commercial | Healthcare | New | Food Preparation | Natural Gas | Range | E9 | Participant - Cost of Equipment | 0 | 0 | 0 | 0 | 0 | 0 | 0 | 0 | 0 | 0 | 0 | 0 | 0 | 0 | 0 | 0 | 0 | 0 | 0 | 0 | 0 | 0 | 0 | 0 | 0 | 0 | 0 | 0 | 0 | 0 | 0
F1_Commercial_Healthcare_New_Food Preparation_Natural Gas_Range_E10 | F1 | Commercial | Healthcare | New | Food Preparation | Natural Gas | Range | E10 | Participant - Cost of Equipment | 0 | 0 | 0 | 0 | 0 | 0 | 0 | 0 | 0 | 0 | 0 | 0 | 0 | 0 | 0 | 0 | 0 | 0 | 0 | 0 | 0 | 0 | 0 | 0 | 0 | 0 | 0 | 0 | 0 | 0 | 0
F2_Commercial_Healthcare_New_Food Preparation_Natural Gas_Range_E1 | F2 | Commercial | Healthcare | New | Food Preparation | Natural Gas | Range | E1 | Participant - Cost of Operation | 0.0718 | 0.073223 | 0.074241 | 0.075345 | 0.076929 | 0.072075 | 0.068281 | 0.066286 | 0.06557 | 0.06447 | 0.063728 | 0.067105 | 0.060056 | 0.064191 | 0.069499 | 0.074658 | 0.07485 | 0.075208 | 0.073771 | 0.074796 | 0.075513 | 0.076482 | 0.077699 | 0.0366 | 0.03587 | 0.035186 | 0.034543 | 0.033933 | 0.03335 | 0.03279 | 0.032249
F2_Commercial_Healthcare_New_Food Preparation_Natural Gas_Range_E2 | F2 | Commercial | Healthcare | New | Food Preparation | Natural Gas | Range | E2 | Participant - Cost of Operation | 0.05385 | 0.054917 | 0.055681 | 0.056508 | 0.057697 | 0.054056 | 0.051211 | 0.049715 | 0.049177 | 0.048353 | 0.047796 | 0.050328 | 0.045042 | 0.048143 | 0.052124 | 0.055993 | 0.056138 | 0.056406 | 0.055328 | 0.056097 | 0.056635 | 0.057361 | 0.058274 | 0.02745 | 0.026902 | 0.02639 | 0.025907 | 0.02545 | 0.025013 | 0.024593 | 0.024187
F2_Commercial_Healthcare_New_Food Preparation_Natural Gas_Range_E3 | F2 | Commercial | Healthcare | New | Food Preparation | Natural Gas | Range | E3 | Participant - Cost of Operation | 0 | 0 | 0 | 0 | 0 | 0 | 0 | 0 | 0 | 0 | 0 | 0 | 0 | 0 | 0 | 0 | 0 | 0 | 0 | 0 | 0 | 0 | 0 | 0 | 0 | 0 | 0 | 0 | 0 | 0 | 0
F2_Commercial_Healthcare_New_Food Preparation_Natural Gas_Range_E4 | F2 | Commercial | Healthcare | New | Food Preparation | Natural Gas | Range | E4 | Participant - Cost of Operation | 0 | 0 | 0 | 0 | 0 | 0 | 0 | 0 | 0 | 0 | 0 | 0 | 0 | 0 | 0 | 0 | 0 | 0 | 0 | 0 | 0 | 0 | 0 | 0 | 0 | 0 | 0 | 0 | 0 | 0 | 0
F2_Commercial_Healthcare_New_Food Preparation_Natural Gas_Range_E5 | F2 | Commercial | Healthcare | New | Food Preparation | Natural Gas | Range | E5 | Participant - Cost of Operation | 0 | 0 | 0 | 0 | 0 | 0 | 0 | 0 | 0 | 0 | 0 | 0 | 0 | 0 | 0 | 0 | 0 | 0 | 0 | 0 | 0 | 0 | 0 | 0 | 0 | 0 | 0 | 0 | 0 | 0 | 0
F2_Commercial_Healthcare_New_Food Preparation_Natural Gas_Range_E6 | F2 | Commercial | Healthcare | New | Food Preparation | Natural Gas | Range | E6 | Participant - Cost of Operation | 0 | 0 | 0 | 0 | 0 | 0 | 0 | 0 | 0 | 0 | 0 | 0 | 0 | 0 | 0 | 0 | 0 | 0 | 0 | 0 | 0 | 0 | 0 | 0 | 0 | 0 | 0 | 0 | 0 | 0 | 0
F2_Commercial_Healthcare_New_Food Preparation_Natural Gas_Range_E7 | F2 | Commercial | Healthcare | New | Food Preparation | Natural Gas | Range | E7 | Participant - Cost of Operation | 0 | 0 | 0 | 0 | 0 | 0 | 0 | 0 | 0 | 0 | 0 | 0 | 0 | 0 | 0 | 0 | 0 | 0 | 0 | 0 | 0 | 0 | 0 | 0 | 0 | 0 | 0 | 0 | 0 | 0 | 0
F2_Commercial_Healthcare_New_Food Preparation_Natural Gas_Range_E8 | F2 | Commercial | Healthcare | New | Food Preparation | Natural Gas | Range | E8 | Participant - Cost of Operation | 0 | 0 | 0 | 0 | 0 | 0 | 0 | 0 | 0 | 0 | 0 | 0 | 0 | 0 | 0 | 0 | 0 | 0 | 0 | 0 | 0 | 0 | 0 | 0 | 0 | 0 | 0 | 0 | 0 | 0 | 0
F2_Commercial_Healthcare_New_Food Preparation_Natural Gas_Range_E9 | F2 | Commercial | Healthcare | New | Food Preparation | Natural Gas | Range | E9 | Participant - Cost of Operation | 0 | 0 | 0 | 0 | 0 | 0 | 0 | 0 | 0 | 0 | 0 | 0 | 0 | 0 | 0 | 0 | 0 | 0 | 0 | 0 | 0 | 0 | 0 | 0 | 0 | 0 | 0 | 0 | 0 | 0 | 0
F2_Commercial_Healthcare_New_Food Preparation_Natural Gas_Range_E10 | F2 | Commercial | Healthcare | New | Food Preparation | Natural Gas | Range | E10 | Participant - Cost of Operation | 0 | 0 | 0 | 0 | 0 | 0 | 0 | 0 | 0 | 0 | 0 | 0 | 0 | 0 | 0 | 0 | 0 | 0 | 0 | 0 | 0 | 0 | 0 | 0 | 0 | 0 | 0 | 0 | 0 | 0 | 0
F3_Commercial_Healthcare_New_Food Preparation_Natural Gas_Range_E1 | F3 | Commercial | Healthcare | New | Food Preparation | Natural Gas | Range | E1 | System - kBTUs of Conusmption | 6.0082 | 6.0226 | 6.0135 | 6.0072 | 6.0072 | 6.0072 | 6.0072 | 6.0072 | 6.0072 | 6.0072 | 6.0072 | 6.0072 | 6.0072 | 6.0072 | 6.0072 | 6.0072 | 6.0072 | 6.0072 | 6.0072 | 6.0072 | 6.0072 | 6.0072 | 6.0072 | 6.0072 | 6.0072 | 6.0072 | 6.0072 | 6.0072 | 6.0072 | 6.0072 | 6.0072
F3_Commercial_Healthcare_New_Food Preparation_Natural Gas_Range_E2 | F3 | Commercial | Healthcare | New | Food Preparation | Natural Gas | Range | E2 | System - kBTUs of Conusmption | 4.5062 | 4.517 | 4.5101 | 4.5054 | 4.5054 | 4.5054 | 4.5054 | 4.5054 | 4.5054 | 4.5054 | 4.5054 | 4.5054 | 4.5054 | 4.5054 | 4.5054 | 4.5054 | 4.5054 | 4.5054 | 4.5054 | 4.5054 | 4.5054 | 4.5054 | 4.5054 | 4.5054 | 4.5054 | 4.5054 | 4.5054 | 4.5054 | 4.5054 | 4.5054 | 4.5054
F3_Commercial_Healthcare_New_Food Preparation_Natural Gas_Range_E3 | F3 | Commercial | Healthcare | New | Food Preparation | Natural Gas | Range | E3 | System - kBTUs of Conusmption | 0 | 0 | 0 | 0 | 0 | 0 | 0 | 0 | 0 | 0 | 0 | 0 | 0 | 0 | 0 | 0 | 0 | 0 | 0 | 0 | 0 | 0 | 0 | 0 | 0 | 0 | 0 | 0 | 0 | 0 | 0
F3_Commercial_Healthcare_New_Food Preparation_Natural Gas_Range_E4 | F3 | Commercial | Healthcare | New | Food Preparation | Natural Gas | Range | E4 | System - kBTUs of Conusmption | 0 | 0 | 0 | 0 | 0 | 0 | 0 | 0 | 0 | 0 | 0 | 0 | 0 | 0 | 0 | 0 | 0 | 0 | 0 | 0 | 0 | 0 | 0 | 0 | 0 | 0 | 0 | 0 | 0 | 0 | 0
F3_Commercial_Healthcare_New_Food Preparation_Natural Gas_Range_E5 | F3 | Commercial | Healthcare | New | Food Preparation | Natural Gas | Range | E5 | System - kBTUs of Conusmption | 0 | 0 | 0 | 0 | 0 | 0 | 0 | 0 | 0 | 0 | 0 | 0 | 0 | 0 | 0 | 0 | 0 | 0 | 0 | 0 | 0 | 0 | 0 | 0 | 0 | 0 | 0 | 0 | 0 | 0 | 0
F3_Commercial_Healthcare_New_Food Preparation_Natural Gas_Range_E6 | F3 | Commercial | Healthcare | New | Food Preparation | Natural Gas | Range | E6 | System - kBTUs of Conusmption | 0 | 0 | 0 | 0 | 0 | 0 | 0 | 0 | 0 | 0 | 0 | 0 | 0 | 0 | 0 | 0 | 0 | 0 | 0 | 0 | 0 | 0 | 0 | 0 | 0 | 0 | 0 | 0 | 0 | 0 | 0
F3_Commercial_Healthcare_New_Food Preparation_Natural Gas_Range_E7 | F3 | Commercial | Healthcare | New | Food Preparation | Natural Gas | Range | E7 | System - kBTUs of Conusmption | 0 | 0 | 0 | 0 | 0 | 0 | 0 | 0 | 0 | 0 | 0 | 0 | 0 | 0 | 0 | 0 | 0 | 0 | 0 | 0 | 0 | 0 | 0 | 0 | 0 | 0 | 0 | 0 | 0 | 0 | 0
F3_Commercial_Healthcare_New_Food Preparation_Natural Gas_Range_E8 | F3 | Commercial | Healthcare | New | Food Preparation | Natural Gas | Range | E8 | System - kBTUs of Conusmption | 0 | 0 | 0 | 0 | 0 | 0 | 0 | 0 | 0 | 0 | 0 | 0 | 0 | 0 | 0 | 0 | 0 | 0 | 0 | 0 | 0 | 0 | 0 | 0 | 0 | 0 | 0 | 0 | 0 | 0 | 0
F3_Commercial_Healthcare_New_Food Preparation_Natural Gas_Range_E9 | F3 | Commercial | Healthcare | New | Food Preparation | Natural Gas | Range | E9 | System - kBTUs of Conusmption | 0 | 0 | 0 | 0 | 0 | 0 | 0 | 0 | 0 | 0 | 0 | 0 | 0 | 0 | 0 | 0 | 0 | 0 | 0 | 0 | 0 | 0 | 0 | 0 | 0 | 0 | 0 | 0 | 0 | 0 | 0
F3_Commercial_Healthcare_New_Food Preparation_Natural Gas_Range_E10 | F3 | Commercial | Healthcare | New | Food Preparation | Natural Gas | Range | E10 | System - kBTUs of Conusmption | 0 | 0 | 0 | 0 | 0 | 0 | 0 | 0 | 0 | 0 | 0 | 0 | 0 | 0 | 0 | 0 | 0 | 0 | 0 | 0 | 0 | 0 | 0 | 0 | 0 | 0 | 0 | 0 | 0 | 0 | 0
F4_Commercial_Healthcare_New_Food Preparation_Natural Gas_Range_E1 | F4 | Commercial | Healthcare | New | Food Preparation | Natural Gas | Range | E1 | Utility - Cost of Equipment | 0.050262 | 0.050262 | 0.050262 | 0.050262 | 0.050262 | 0.050262 | 0.050262 | 0.050262 | 0.050262 | 0.050262 | 0.050262 | 0.050262 | 0.050262 | 0.050262 | 0.050262 | 0.050262 | 0.050262 | 0.050262 | 0.050262 | 0.050262 | 0.050262 | 0.050262 | 0.050262 | 0.050262 | 0.050262 | 0.050262 | 0.050262 | 0.050262 | 0.050262 | 0.050262 | 0.050262
F4_Commercial_Healthcare_New_Food Preparation_Natural Gas_Range_E2 | F4 | Commercial | Healthcare | New | Food Preparation | Natural Gas | Range | E2 | Utility - Cost of Equipment | 0.050268 | 0.050268 | 0.050268 | 0.050268 | 0.050268 | 0.050268 | 0.050268 | 0.050268 | 0.050268 | 0.050268 | 0.050268 | 0.050268 | 0.050268 | 0.050268 | 0.050268 | 0.050268 | 0.050268 | 0.050268 | 0.050268 | 0.050268 | 0.050268 | 0.050268 | 0.050268 | 0.050268 | 0.050268 | 0.050268 | 0.050268 | 0.050268 | 0.050268 | 0.050268 | 0.050268
F4_Commercial_Healthcare_New_Food Preparation_Natural Gas_Range_E3 | F4 | Commercial | Healthcare | New | Food Preparation | Natural Gas | Range | E3 | Utility - Cost of Equipment | 0 | 0 | 0 | 0 | 0 | 0 | 0 | 0 | 0 | 0 | 0 | 0 | 0 | 0 | 0 | 0 | 0 | 0 | 0 | 0 | 0 | 0 | 0 | 0 | 0 | 0 | 0 | 0 | 0 | 0 | 0
F4_Commercial_Healthcare_New_Food Preparation_Natural Gas_Range_E4 | F4 | Commercial | Healthcare | New | Food Preparation | Natural Gas | Range | E4 | Utility - Cost of Equipment | 0 | 0 | 0 | 0 | 0 | 0 | 0 | 0 | 0 | 0 | 0 | 0 | 0 | 0 | 0 | 0 | 0 | 0 | 0 | 0 | 0 | 0 | 0 | 0 | 0 | 0 | 0 | 0 | 0 | 0 | 0
F4_Commercial_Healthcare_New_Food Preparation_Natural Gas_Range_E5 | F4 | Commercial | Healthcare | New | Food Preparation | Natural Gas | Range | E5 | Utility - Cost of Equipment | 0 | 0 | 0 | 0 | 0 | 0 | 0 | 0 | 0 | 0 | 0 | 0 | 0 | 0 | 0 | 0 | 0 | 0 | 0 | 0 | 0 | 0 | 0 | 0 | 0 | 0 | 0 | 0 | 0 | 0 | 0
F4_Commercial_Healthcare_New_Food Preparation_Natural Gas_Range_E6 | F4 | Commercial | Healthcare | New | Food Preparation | Natural Gas | Range | E6 | Utility - Cost of Equipment | 0 | 0 | 0 | 0 | 0 | 0 | 0 | 0 | 0 | 0 | 0 | 0 | 0 | 0 | 0 | 0 | 0 | 0 | 0 | 0 | 0 | 0 | 0 | 0 | 0 | 0 | 0 | 0 | 0 | 0 | 0
F4_Commercial_Healthcare_New_Food Preparation_Natural Gas_Range_E7 | F4 | Commercial | Healthcare | New | Food Preparation | Natural Gas | Range | E7 | Utility - Cost of Equipment | 0 | 0 | 0 | 0 | 0 | 0 | 0 | 0 | 0 | 0 | 0 | 0 | 0 | 0 | 0 | 0 | 0 | 0 | 0 | 0 | 0 | 0 | 0 | 0 | 0 | 0 | 0 | 0 | 0 | 0 | 0
F4_Commercial_Healthcare_New_Food Preparation_Natural Gas_Range_E8 | F4 | Commercial | Healthcare | New | Food Preparation | Natural Gas | Range | E8 | Utility - Cost of Equipment | 0 | 0 | 0 | 0 | 0 | 0 | 0 | 0 | 0 | 0 | 0 | 0 | 0 | 0 | 0 | 0 | 0 | 0 | 0 | 0 | 0 | 0 | 0 | 0 | 0 | 0 | 0 | 0 | 0 | 0 | 0
F4_Commercial_Healthcare_New_Food Preparation_Natural Gas_Range_E9 | F4 | Commercial | Healthcare | New | Food Preparation | Natural Gas | Range | E9 | Utility - Cost of Equipment | 0 | 0 | 0 | 0 | 0 | 0 | 0 | 0 | 0 | 0 | 0 | 0 | 0 | 0 | 0 | 0 | 0 | 0 | 0 | 0 | 0 | 0 | 0 | 0 | 0 | 0 | 0 | 0 | 0 | 0 | 0
F4_Commercial_Healthcare_New_Food Preparation_Natural Gas_Range_E10 | F4 | Commercial | Healthcare | New | Food Preparation | Natural Gas | Range | E10 | Utility - Cost of Equipment | 0 | 0 | 0 | 0 | 0 | 0 | 0 | 0 | 0 | 0 | 0 | 0 | 0 | 0 | 0 | 0 | 0 | 0 | 0 | 0 | 0 | 0 | 0 | 0 | 0 | 0 | 0 | 0 | 0 | 0 | 0
F5_Commercial_Healthcare_New_Food Preparation_Natural Gas_Range_E1 | F5 | Commercial | Healthcare | New | Food Preparation | Natural Gas | Range | E1 | Utility - Cost of Operation | 0.05993 | 0.061118 | 0.061967 | 0.062889 | 0.064211 | 0.06016 | 0.056993 | 0.055328 | 0.05473 | 0.053812 | 0.053192 | 0.056011 | 0.050127 | 0.053579 | 0.058009 | 0.062315 | 0.062476 | 0.062774 | 0.061575 | 0.06243 | 0.063029 | 0.063838 | 0.064854 | 0.030549 | 0.02994 | 0.029369 | 0.028832 | 0.028323 | 0.027837 | 0.027369 | 0.026917
F5_Commercial_Healthcare_New_Food Preparation_Natural Gas_Range_E2 | F5 | Commercial | Healthcare | New | Food Preparation | Natural Gas | Range | E2 | Utility - Cost of Operation | 0.044947 | 0.045838 | 0.046476 | 0.047166 | 0.048159 | 0.04512 | 0.042745 | 0.041496 | 0.041047 | 0.040359 | 0.039894 | 0.042008 | 0.037596 | 0.040184 | 0.043507 | 0.046736 | 0.046857 | 0.047081 | 0.046181 | 0.046823 | 0.047272 | 0.047878 | 0.04864 | 0.022912 | 0.022455 | 0.022027 | 0.021624 | 0.021242 | 0.020878 | 0.020527 | 0.020188
F5_Commercial_Healthcare_New_Food Preparation_Natural Gas_Range_E3 | F5 | Commercial | Healthcare | New | Food Preparation | Natural Gas | Range | E3 | Utility - Cost of Operation | 0 | 0 | 0 | 0 | 0 | 0 | 0 | 0 | 0 | 0 | 0 | 0 | 0 | 0 | 0 | 0 | 0 | 0 | 0 | 0 | 0 | 0 | 0 | 0 | 0 | 0 | 0 | 0 | 0 | 0 | 0
F5_Commercial_Healthcare_New_Food Preparation_Natural Gas_Range_E4 | F5 | Commercial | Healthcare | New | Food Preparation | Natural Gas | Range | E4 | Utility - Cost of Operation | 0 | 0 | 0 | 0 | 0 | 0 | 0 | 0 | 0 | 0 | 0 | 0 | 0 | 0 | 0 | 0 | 0 | 0 | 0 | 0 | 0 | 0 | 0 | 0 | 0 | 0 | 0 | 0 | 0 | 0 | 0
F5_Commercial_Healthcare_New_Food Preparation_Natural Gas_Range_E5 | F5 | Commercial | Healthcare | New | Food Preparation | Natural Gas | Range | E5 | Utility - Cost of Operation | 0 | 0 | 0 | 0 | 0 | 0 | 0 | 0 | 0 | 0 | 0 | 0 | 0 | 0 | 0 | 0 | 0 | 0 | 0 | 0 | 0 | 0 | 0 | 0 | 0 | 0 | 0 | 0 | 0 | 0 | 0
F5_Commercial_Healthcare_New_Food Preparation_Natural Gas_Range_E6 | F5 | Commercial | Healthcare | New | Food Preparation | Natural Gas | Range | E6 | Utility - Cost of Operation | 0 | 0 | 0 | 0 | 0 | 0 | 0 | 0 | 0 | 0 | 0 | 0 | 0 | 0 | 0 | 0 | 0 | 0 | 0 | 0 | 0 | 0 | 0 | 0 | 0 | 0 | 0 | 0 | 0 | 0 | 0
F5_Commercial_Healthcare_New_Food Preparation_Natural Gas_Range_E7 | F5 | Commercial | Healthcare | New | Food Preparation | Natural Gas | Range | E7 | Utility - Cost of Operation | 0 | 0 | 0 | 0 | 0 | 0 | 0 | 0 | 0 | 0 | 0 | 0 | 0 | 0 | 0 | 0 | 0 | 0 | 0 | 0 | 0 | 0 | 0 | 0 | 0 | 0 | 0 | 0 | 0 | 0 | 0
F5_Commercial_Healthcare_New_Food Preparation_Natural Gas_Range_E8 | F5 | Commercial | Healthcare | New | Food Preparation | Natural Gas | Range | E8 | Utility - Cost of Operation | 0 | 0 | 0 | 0 | 0 | 0 | 0 | 0 | 0 | 0 | 0 | 0 | 0 | 0 | 0 | 0 | 0 | 0 | 0 | 0 | 0 | 0 | 0 | 0 | 0 | 0 | 0 | 0 | 0 | 0 | 0
F5_Commercial_Healthcare_New_Food Preparation_Natural Gas_Range_E9 | F5 | Commercial | Healthcare | New | Food Preparation | Natural Gas | Range | E9 | Utility - Cost of Operation | 0 | 0 | 0 | 0 | 0 | 0 | 0 | 0 | 0 | 0 | 0 | 0 | 0 | 0 | 0 | 0 | 0 | 0 | 0 | 0 | 0 | 0 | 0 | 0 | 0 | 0 | 0 | 0 | 0 | 0 | 0
F5_Commercial_Healthcare_New_Food Preparation_Natural Gas_Range_E10 | F5 | Commercial | Healthcare | New | Food Preparation | Natural Gas | Range | E10 | Utility - Cost of Operation | 0 | 0 | 0 | 0 | 0 | 0 | 0 | 0 | 0 | 0 | 0 | 0 | 0 | 0 | 0 | 0 | 0 | 0 | 0 | 0 | 0 | 0 | 0 | 0 | 0 | 0 | 0 | 0 | 0 | 0 | 0
F6_Commercial_Healthcare_New_Food Preparation_Natural Gas_Range_E1 | F6 | Commercial | Healthcare | New | Food Preparation | Natural Gas | Range | E1 | Utility - Value of Sales | 0.0718 | 0.073223 | 0.074241 | 0.075345 | 0.076929 | 0.072075 | 0.068281 | 0.066286 | 0.06557 | 0.06447 | 0.063728 | 0.067105 | 0.060056 | 0.064191 | 0.069499 | 0.074658 | 0.07485 | 0.075208 | 0.073771 | 0.074796 | 0.075513 | 0.076482 | 0.077699 | 0.0366 | 0.03587 | 0.035186 | 0.034543 | 0.033933 | 0.03335 | 0.03279 | 0.032249
F6_Commercial_Healthcare_New_Food Preparation_Natural Gas_Range_E2 | F6 | Commercial | Healthcare | New | Food Preparation | Natural Gas | Range | E2 | Utility - Value of Sales | 0.05385 | 0.054917 | 0.055681 | 0.056508 | 0.057697 | 0.054056 | 0.051211 | 0.049715 | 0.049177 | 0.048353 | 0.047796 | 0.050328 | 0.045042 | 0.048143 | 0.052124 | 0.055993 | 0.056138 | 0.056406 | 0.055328 | 0.056097 | 0.056635 | 0.057361 | 0.058274 | 0.02745 | 0.026902 | 0.02639 | 0.025907 | 0.02545 | 0.025013 | 0.024593 | 0.024187
F6_Commercial_Healthcare_New_Food Preparation_Natural Gas_Range_E3 | F6 | Commercial | Healthcare | New | Food Preparation | Natural Gas | Range | E3 | Utility - Value of Sales | 0 | 0 | 0 | 0 | 0 | 0 | 0 | 0 | 0 | 0 | 0 | 0 | 0 | 0 | 0 | 0 | 0 | 0 | 0 | 0 | 0 | 0 | 0 | 0 | 0 | 0 | 0 | 0 | 0 | 0 | 0
F6_Commercial_Healthcare_New_Food Preparation_Natural Gas_Range_E4 | F6 | Commercial | Healthcare | New | Food Preparation | Natural Gas | Range | E4 | Utility - Value of Sales | 0 | 0 | 0 | 0 | 0 | 0 | 0 | 0 | 0 | 0 | 0 | 0 | 0 | 0 | 0 | 0 | 0 | 0 | 0 | 0 | 0 | 0 | 0 | 0 | 0 | 0 | 0 | 0 | 0 | 0 | 0
F6_Commercial_Healthcare_New_Food Preparation_Natural Gas_Range_E5 | F6 | Commercial | Healthcare | New | Food Preparation | Natural Gas | Range | E5 | Utility - Value of Sales | 0 | 0 | 0 | 0 | 0 | 0 | 0 | 0 | 0 | 0 | 0 | 0 | 0 | 0 | 0 | 0 | 0 | 0 | 0 | 0 | 0 | 0 | 0 | 0 | 0 | 0 | 0 | 0 | 0 | 0 | 0
F6_Commercial_Healthcare_New_Food Preparation_Natural Gas_Range_E6 | F6 | Commercial | Healthcare | New | Food Preparation | Natural Gas | Range | E6 | Utility - Value of Sales | 0 | 0 | 0 | 0 | 0 | 0 | 0 | 0 | 0 | 0 | 0 | 0 | 0 | 0 | 0 | 0 | 0 | 0 | 0 | 0 | 0 | 0 | 0 | 0 | 0 | 0 | 0 | 0 | 0 | 0 | 0
F6_Commercial_Healthcare_New_Food Preparation_Natural Gas_Range_E7 | F6 | Commercial | Healthcare | New | Food Preparation | Natural Gas | Range | E7 | Utility - Value of Sales | 0 | 0 | 0 | 0 | 0 | 0 | 0 | 0 | 0 | 0 | 0 | 0 | 0 | 0 | 0 | 0 | 0 | 0 | 0 | 0 | 0 | 0 | 0 | 0 | 0 | 0 | 0 | 0 | 0 | 0 | 0
F6_Commercial_Healthcare_New_Food Preparation_Natural Gas_Range_E8 | F6 | Commercial | Healthcare | New | Food Preparation | Natural Gas | Range | E8 | Utility - Value of Sales | 0 | 0 | 0 | 0 | 0 | 0 | 0 | 0 | 0 | 0 | 0 | 0 | 0 | 0 | 0 | 0 | 0 | 0 | 0 | 0 | 0 | 0 | 0 | 0 | 0 | 0 | 0 | 0 | 0 | 0 | 0
F6_Commercial_Healthcare_New_Food Preparation_Natural Gas_Range_E9 | F6 | Commercial | Healthcare | New | Food Preparation | Natural Gas | Range | E9 | Utility - Value of Sales | 0 | 0 | 0 | 0 | 0 | 0 | 0 | 0 | 0 | 0 | 0 | 0 | 0 | 0 | 0 | 0 | 0 | 0 | 0 | 0 | 0 | 0 | 0 | 0 | 0 | 0 | 0 | 0 | 0 | 0 | 0
F6_Commercial_Healthcare_New_Food Preparation_Natural Gas_Range_E10 | F6 | Commercial | Healthcare | New | Food Preparation | Natural Gas | Range | E10 | Utility - Value of Sales | 0 | 0 | 0 | 0 | 0 | 0 | 0 | 0 | 0 | 0 | 0 | 0 | 0 | 0 | 0 | 0 | 0 | 0 | 0 | 0 | 0 | 0 | 0 | 0 | 0 | 0 | 0 | 0 | 0 | 0 | 0
F1_Commercial_Healthcare_New_Food Preparation_Natural Gas_Steamer_E1 | F1 | Commercial | Healthcare | New | Food Preparation | Natural Gas | Steamer | E1 | Participant - Cost of Equipment | 0.1538 | 0.1538 | 0.1538 | 0 | 0 | 0 | 0 | 0 | 0 | 0 | 0 | 0 | 0 | 0 | 0 | 0 | 0 | 0 | 0 | 0 | 0 | 0 | 0 | 0 | 0 | 0 | 0 | 0 | 0 | 0 | 0
F1_Commercial_Healthcare_New_Food Preparation_Natural Gas_Steamer_E2 | F1 | Commercial | Healthcare | New | Food Preparation | Natural Gas | Steamer | E2 | Participant - Cost of Equipment | 0.16524 | 0.16524 | 0.16524 | 0.16524 | 0.16524 | 0.16524 | 0.16524 | 0.16524 | 0.16524 | 0.16524 | 0.16524 | 0.16524 | 0.16524 | 0.16524 | 0.16524 | 0.16524 | 0.16524 | 0.16524 | 0.16524 | 0.16524 | 0.16524 | 0.16524 | 0.16524 | 0.16524 | 0.16524 | 0.16524 | 0.16524 | 0.16524 | 0.16524 | 0.16524 | 0.16524
F1_Commercial_Healthcare_New_Food Preparation_Natural Gas_Steamer_E3 | F1 | Commercial | Healthcare | New | Food Preparation | Natural Gas | Steamer | E3 | Participant - Cost of Equipment | 0 | 0 | 0 | 0 | 0 | 0 | 0 | 0 | 0 | 0 | 0 | 0 | 0 | 0 | 0 | 0 | 0 | 0 | 0 | 0 | 0 | 0 | 0 | 0 | 0 | 0 | 0 | 0 | 0 | 0 | 0
F1_Commercial_Healthcare_New_Food Preparation_Natural Gas_Steamer_E4 | F1 | Commercial | Healthcare | New | Food Preparation | Natural Gas | Steamer | E4 | Participant - Cost of Equipment | 0 | 0 | 0 | 0 | 0 | 0 | 0 | 0 | 0 | 0 | 0 | 0 | 0 | 0 | 0 | 0 | 0 | 0 | 0 | 0 | 0 | 0 | 0 | 0 | 0 | 0 | 0 | 0 | 0 | 0 | 0
F1_Commercial_Healthcare_New_Food Preparation_Natural Gas_Steamer_E5 | F1 | Commercial | Healthcare | New | Food Preparation | Natural Gas | Steamer | E5 | Participant - Cost of Equipment | 0 | 0 | 0 | 0 | 0 | 0 | 0 | 0 | 0 | 0 | 0 | 0 | 0 | 0 | 0 | 0 | 0 | 0 | 0 | 0 | 0 | 0 | 0 | 0 | 0 | 0 | 0 | 0 | 0 | 0 | 0
F1_Commercial_Healthcare_New_Food Preparation_Natural Gas_Steamer_E6 | F1 | Commercial | Healthcare | New | Food Preparation | Natural Gas | Steamer | E6 | Participant - Cost of Equipment | 0 | 0 | 0 | 0 | 0 | 0 | 0 | 0 | 0 | 0 | 0 | 0 | 0 | 0 | 0 | 0 | 0 | 0 | 0 | 0 | 0 | 0 | 0 | 0 | 0 | 0 | 0 | 0 | 0 | 0 | 0
F1_Commercial_Healthcare_New_Food Preparation_Natural Gas_Steamer_E7 | F1 | Commercial | Healthcare | New | Food Preparation | Natural Gas | Steamer | E7 | Participant - Cost of Equipment | 0 | 0 | 0 | 0 | 0 | 0 | 0 | 0 | 0 | 0 | 0 | 0 | 0 | 0 | 0 | 0 | 0 | 0 | 0 | 0 | 0 | 0 | 0 | 0 | 0 | 0 | 0 | 0 | 0 | 0 | 0
F1_Commercial_Healthcare_New_Food Preparation_Natural Gas_Steamer_E8 | F1 | Commercial | Healthcare | New | Food Preparation | Natural Gas | Steamer | E8 | Participant - Cost of Equipment | 0 | 0 | 0 | 0 | 0 | 0 | 0 | 0 | 0 | 0 | 0 | 0 | 0 | 0 | 0 | 0 | 0 | 0 | 0 | 0 | 0 | 0 | 0 | 0 | 0 | 0 | 0 | 0 | 0 | 0 | 0
F1_Commercial_Healthcare_New_Food Preparation_Natural Gas_Steamer_E9 | F1 | Commercial | Healthcare | New | Food Preparation | Natural Gas | Steamer | E9 | Participant - Cost of Equipment | 0 | 0 | 0 | 0 | 0 | 0 | 0 | 0 | 0 | 0 | 0 | 0 | 0 | 0 | 0 | 0 | 0 | 0 | 0 | 0 | 0 | 0 | 0 | 0 | 0 | 0 | 0 | 0 | 0 | 0 | 0
F1_Commercial_Healthcare_New_Food Preparation_Natural Gas_Steamer_E10 | F1 | Commercial | Healthcare | New | Food Preparation | Natural Gas | Steamer | E10 | Participant - Cost of Equipment | 0 | 0 | 0 | 0 | 0 | 0 | 0 | 0 | 0 | 0 | 0 | 0 | 0 | 0 | 0 | 0 | 0 | 0 | 0 | 0 | 0 | 0 | 0 | 0 | 0 | 0 | 0 | 0 | 0 | 0 | 0
F2_Commercial_Healthcare_New_Food Preparation_Natural Gas_Steamer_E1 | F2 | Commercial | Healthcare | New | Food Preparation | Natural Gas | Steamer | E1 | Participant - Cost of Operation | 0.16828 | 0.1697 | 0.17052 | 0 | 0 | 0 | 0 | 0 | 0 | 0 | 0 | 0 | 0 | 0 | 0 | 0 | 0 | 0 | 0 | 0 | 0 | 0 | 0 | 0 | 0 | 0 | 0 | 0 | 0 | 0 | 0
F2_Commercial_Healthcare_New_Food Preparation_Natural Gas_Steamer_E2 | F2 | Commercial | Healthcare | New | Food Preparation | Natural Gas | Steamer | E2 | Participant - Cost of Operation | 0.035101 | 0.035398 | 0.035569 | 0.035729 | 0.036081 | 0.033955 | 0.032197 | 0.032132 | 0.032714 | 0.033235 | 0.034024 | 0.03474 | 0.030904 | 0.031781 | 0.033071 | 0.034199 | 0.034237 | 0.034349 | 0.033694 | 0.034096 | 0.034369 | 0.03475 | 0.035238 | 0.017601 | 0.017257 | 0.016934 | 0.016628 | 0.016338 | 0.01606 | 0.015792 | 0.015533
F2_Commercial_Healthcare_New_Food Preparation_Natural Gas_Steamer_E3 | F2 | Commercial | Healthcare | New | Food Preparation | Natural Gas | Steamer | E3 | Participant - Cost of Operation | 0 | 0 | 0 | 0 | 0 | 0 | 0 | 0 | 0 | 0 | 0 | 0 | 0 | 0 | 0 | 0 | 0 | 0 | 0 | 0 | 0 | 0 | 0 | 0 | 0 | 0 | 0 | 0 | 0 | 0 | 0
F2_Commercial_Healthcare_New_Food Preparation_Natural Gas_Steamer_E4 | F2 | Commercial | Healthcare | New | Food Preparation | Natural Gas | Steamer | E4 | Participant - Cost of Operation | 0 | 0 | 0 | 0 | 0 | 0 | 0 | 0 | 0 | 0 | 0 | 0 | 0 | 0 | 0 | 0 | 0 | 0 | 0 | 0 | 0 | 0 | 0 | 0 | 0 | 0 | 0 | 0 | 0 | 0 | 0
F2_Commercial_Healthcare_New_Food Preparation_Natural Gas_Steamer_E5 | F2 | Commercial | Healthcare | New | Food Preparation | Natural Gas | Steamer | E5 | Participant - Cost of Operation | 0 | 0 | 0 | 0 | 0 | 0 | 0 | 0 | 0 | 0 | 0 | 0 | 0 | 0 | 0 | 0 | 0 | 0 | 0 | 0 | 0 | 0 | 0 | 0 | 0 | 0 | 0 | 0 | 0 | 0 | 0
F2_Commercial_Healthcare_New_Food Preparation_Natural Gas_Steamer_E6 | F2 | Commercial | Healthcare | New | Food Preparation | Natural Gas | Steamer | E6 | Participant - Cost of Operation | 0 | 0 | 0 | 0 | 0 | 0 | 0 | 0 | 0 | 0 | 0 | 0 | 0 | 0 | 0 | 0 | 0 | 0 | 0 | 0 | 0 | 0 | 0 | 0 | 0 | 0 | 0 | 0 | 0 | 0 | 0
F2_Commercial_Healthcare_New_Food Preparation_Natural Gas_Steamer_E7 | F2 | Commercial | Healthcare | New | Food Preparation | Natural Gas | Steamer | E7 | Participant - Cost of Operation | 0 | 0 | 0 | 0 | 0 | 0 | 0 | 0 | 0 | 0 | 0 | 0 | 0 | 0 | 0 | 0 | 0 | 0 | 0 | 0 | 0 | 0 | 0 | 0 | 0 | 0 | 0 | 0 | 0 | 0 | 0
F2_Commercial_Healthcare_New_Food Preparation_Natural Gas_Steamer_E8 | F2 | Commercial | Healthcare | New | Food Preparation | Natural Gas | Steamer | E8 | Participant - Cost of Operation | 0 | 0 | 0 | 0 | 0 | 0 | 0 | 0 | 0 | 0 | 0 | 0 | 0 | 0 | 0 | 0 | 0 | 0 | 0 | 0 | 0 | 0 | 0 | 0 | 0 | 0 | 0 | 0 | 0 | 0 | 0
F2_Commercial_Healthcare_New_Food Preparation_Natural Gas_Steamer_E9 | F2 | Commercial | Healthcare | New | Food Preparation | Natural Gas | Steamer | E9 | Participant - Cost of Operation | 0 | 0 | 0 | 0 | 0 | 0 | 0 | 0 | 0 | 0 | 0 | 0 | 0 | 0 | 0 | 0 | 0 | 0 | 0 | 0 | 0 | 0 | 0 | 0 | 0 | 0 | 0 | 0 | 0 | 0 | 0
F2_Commercial_Healthcare_New_Food Preparation_Natural Gas_Steamer_E10 | F2 | Commercial | Healthcare | New | Food Preparation | Natural Gas | Steamer | E10 | Participant - Cost of Operation | 0 | 0 | 0 | 0 | 0 | 0 | 0 | 0 | 0 | 0 | 0 | 0 | 0 | 0 | 0 | 0 | 0 | 0 | 0 | 0 | 0 | 0 | 0 | 0 | 0 | 0 | 0 | 0 | 0 | 0 | 0
F3_Commercial_Healthcare_New_Food Preparation_Natural Gas_Steamer_E1 | F3 | Commercial | Healthcare | New | Food Preparation | Natural Gas | Steamer | E1 | System - kBTUs of Conusmption | 14.156 | 14.1843 | 14.1663 | 0 | 0 | 0 | 0 | 0 | 0 | 0 | 0 | 0 | 0 | 0 | 0 | 0 | 0 | 0 | 0 | 0 | 0 | 0 | 0 | 0 | 0 | 0 | 0 | 0 | 0 | 0 | 0
F3_Commercial_Healthcare_New_Food Preparation_Natural Gas_Steamer_E2 | F3 | Commercial | Healthcare | New | Food Preparation | Natural Gas | Steamer | E2 | System - kBTUs of Conusmption | 2.9528 | 2.9587 | 2.955 | 2.9524 | 2.9524 | 2.9524 | 2.9524 | 2.9524 | 2.9524 | 2.9524 | 2.9524 | 2.9524 | 2.9524 | 2.9524 | 2.9524 | 2.9524 | 2.9524 | 2.9524 | 2.9524 | 2.9524 | 2.9524 | 2.9524 | 2.9524 | 2.9524 | 2.9524 | 2.9524 | 2.9524 | 2.9524 | 2.9524 | 2.9524 | 2.9524
F3_Commercial_Healthcare_New_Food Preparation_Natural Gas_Steamer_E3 | F3 | Commercial | Healthcare | New | Food Preparation | Natural Gas | Steamer | E3 | System - kBTUs of Conusmption | 0 | 0 | 0 | 0 | 0 | 0 | 0 | 0 | 0 | 0 | 0 | 0 | 0 | 0 | 0 | 0 | 0 | 0 | 0 | 0 | 0 | 0 | 0 | 0 | 0 | 0 | 0 | 0 | 0 | 0 | 0
F3_Commercial_Healthcare_New_Food Preparation_Natural Gas_Steamer_E4 | F3 | Commercial | Healthcare | New | Food Preparation | Natural Gas | Steamer | E4 | System - kBTUs of Conusmption | 0 | 0 | 0 | 0 | 0 | 0 | 0 | 0 | 0 | 0 | 0 | 0 | 0 | 0 | 0 | 0 | 0 | 0 | 0 | 0 | 0 | 0 | 0 | 0 | 0 | 0 | 0 | 0 | 0 | 0 | 0
F3_Commercial_Healthcare_New_Food Preparation_Natural Gas_Steamer_E5 | F3 | Commercial | Healthcare | New | Food Preparation | Natural Gas | Steamer | E5 | System - kBTUs of Conusmption | 0 | 0 | 0 | 0 | 0 | 0 | 0 | 0 | 0 | 0 | 0 | 0 | 0 | 0 | 0 | 0 | 0 | 0 | 0 | 0 | 0 | 0 | 0 | 0 | 0 | 0 | 0 | 0 | 0 | 0 | 0
F3_Commercial_Healthcare_New_Food Preparation_Natural Gas_Steamer_E6 | F3 | Commercial | Healthcare | New | Food Preparation | Natural Gas | Steamer | E6 | System - kBTUs of Conusmption | 0 | 0 | 0 | 0 | 0 | 0 | 0 | 0 | 0 | 0 | 0 | 0 | 0 | 0 | 0 | 0 | 0 | 0 | 0 | 0 | 0 | 0 | 0 | 0 | 0 | 0 | 0 | 0 | 0 | 0 | 0
F3_Commercial_Healthcare_New_Food Preparation_Natural Gas_Steamer_E7 | F3 | Commercial | Healthcare | New | Food Preparation | Natural Gas | Steamer | E7 | System - kBTUs of Conusmption | 0 | 0 | 0 | 0 | 0 | 0 | 0 | 0 | 0 | 0 | 0 | 0 | 0 | 0 | 0 | 0 | 0 | 0 | 0 | 0 | 0 | 0 | 0 | 0 | 0 | 0 | 0 | 0 | 0 | 0 | 0
F3_Commercial_Healthcare_New_Food Preparation_Natural Gas_Steamer_E8 | F3 | Commercial | Healthcare | New | Food Preparation | Natural Gas | Steamer | E8 | System - kBTUs of Conusmption | 0 | 0 | 0 | 0 | 0 | 0 | 0 | 0 | 0 | 0 | 0 | 0 | 0 | 0 | 0 | 0 | 0 | 0 | 0 | 0 | 0 | 0 | 0 | 0 | 0 | 0 | 0 | 0 | 0 | 0 | 0
F3_Commercial_Healthcare_New_Food Preparation_Natural Gas_Steamer_E9 | F3 | Commercial | Healthcare | New | Food Preparation | Natural Gas | Steamer | E9 | System - kBTUs of Conusmption | 0 | 0 | 0 | 0 | 0 | 0 | 0 | 0 | 0 | 0 | 0 | 0 | 0 | 0 | 0 | 0 | 0 | 0 | 0 | 0 | 0 | 0 | 0 | 0 | 0 | 0 | 0 | 0 | 0 | 0 | 0
F3_Commercial_Healthcare_New_Food Preparation_Natural Gas_Steamer_E10 | F3 | Commercial | Healthcare | New | Food Preparation | Natural Gas | Steamer | E10 | System - kBTUs of Conusmption | 0 | 0 | 0 | 0 | 0 | 0 | 0 | 0 | 0 | 0 | 0 | 0 | 0 | 0 | 0 | 0 | 0 | 0 | 0 | 0 | 0 | 0 | 0 | 0 | 0 | 0 | 0 | 0 | 0 | 0 | 0
F4_Commercial_Healthcare_New_Food Preparation_Natural Gas_Steamer_E1 | F4 | Commercial | Healthcare | New | Food Preparation | Natural Gas | Steamer | E1 | Utility - Cost of Equipment | 0.1538 | 0.1538 | 0.1538 | 0 | 0 | 0 | 0 | 0 | 0 | 0 | 0 | 0 | 0 | 0 | 0 | 0 | 0 | 0 | 0 | 0 | 0 | 0 | 0 | 0 | 0 | 0 | 0 | 0 | 0 | 0 | 0
F4_Commercial_Healthcare_New_Food Preparation_Natural Gas_Steamer_E2 | F4 | Commercial | Healthcare | New | Food Preparation | Natural Gas | Steamer | E2 | Utility - Cost of Equipment | 0.16524 | 0.16524 | 0.16524 | 0.16524 | 0.16524 | 0.16524 | 0.16524 | 0.16524 | 0.16524 | 0.16524 | 0.16524 | 0.16524 | 0.16524 | 0.16524 | 0.16524 | 0.16524 | 0.16524 | 0.16524 | 0.16524 | 0.16524 | 0.16524 | 0.16524 | 0.16524 | 0.16524 | 0.16524 | 0.16524 | 0.16524 | 0.16524 | 0.16524 | 0.16524 | 0.16524
F4_Commercial_Healthcare_New_Food Preparation_Natural Gas_Steamer_E3 | F4 | Commercial | Healthcare | New | Food Preparation | Natural Gas | Steamer | E3 | Utility - Cost of Equipment | 0 | 0 | 0 | 0 | 0 | 0 | 0 | 0 | 0 | 0 | 0 | 0 | 0 | 0 | 0 | 0 | 0 | 0 | 0 | 0 | 0 | 0 | 0 | 0 | 0 | 0 | 0 | 0 | 0 | 0 | 0
F4_Commercial_Healthcare_New_Food Preparation_Natural Gas_Steamer_E4 | F4 | Commercial | Healthcare | New | Food Preparation | Natural Gas | Steamer | E4 | Utility - Cost of Equipment | 0 | 0 | 0 | 0 | 0 | 0 | 0 | 0 | 0 | 0 | 0 | 0 | 0 | 0 | 0 | 0 | 0 | 0 | 0 | 0 | 0 | 0 | 0 | 0 | 0 | 0 | 0 | 0 | 0 | 0 | 0
F4_Commercial_Healthcare_New_Food Preparation_Natural Gas_Steamer_E5 | F4 | Commercial | Healthcare | New | Food Preparation | Natural Gas | Steamer | E5 | Utility - Cost of Equipment | 0 | 0 | 0 | 0 | 0 | 0 | 0 | 0 | 0 | 0 | 0 | 0 | 0 | 0 | 0 | 0 | 0 | 0 | 0 | 0 | 0 | 0 | 0 | 0 | 0 | 0 | 0 | 0 | 0 | 0 | 0
F4_Commercial_Healthcare_New_Food Preparation_Natural Gas_Steamer_E6 | F4 | Commercial | Healthcare | New | Food Preparation | Natural Gas | Steamer | E6 | Utility - Cost of Equipment | 0 | 0 | 0 | 0 | 0 | 0 | 0 | 0 | 0 | 0 | 0 | 0 | 0 | 0 | 0 | 0 | 0 | 0 | 0 | 0 | 0 | 0 | 0 | 0 | 0 | 0 | 0 | 0 | 0 | 0 | 0
F4_Commercial_Healthcare_New_Food Preparation_Natural Gas_Steamer_E7 | F4 | Commercial | Healthcare | New | Food Preparation | Natural Gas | Steamer | E7 | Utility - Cost of Equipment | 0 | 0 | 0 | 0 | 0 | 0 | 0 | 0 | 0 | 0 | 0 | 0 | 0 | 0 | 0 | 0 | 0 | 0 | 0 | 0 | 0 | 0 | 0 | 0 | 0 | 0 | 0 | 0 | 0 | 0 | 0
F4_Commercial_Healthcare_New_Food Preparation_Natural Gas_Steamer_E8 | F4 | Commercial | Healthcare | New | Food Preparation | Natural Gas | Steamer | E8 | Utility - Cost of Equipment | 0 | 0 | 0 | 0 | 0 | 0 | 0 | 0 | 0 | 0 | 0 | 0 | 0 | 0 | 0 | 0 | 0 | 0 | 0 | 0 | 0 | 0 | 0 | 0 | 0 | 0 | 0 | 0 | 0 | 0 | 0
F4_Commercial_Healthcare_New_Food Preparation_Natural Gas_Steamer_E9 | F4 | Commercial | Healthcare | New | Food Preparation | Natural Gas | Steamer | E9 | Utility - Cost of Equipment | 0 | 0 | 0 | 0 | 0 | 0 | 0 | 0 | 0 | 0 | 0 | 0 | 0 | 0 | 0 | 0 | 0 | 0 | 0 | 0 | 0 | 0 | 0 | 0 | 0 | 0 | 0 | 0 | 0 | 0 | 0
F4_Commercial_Healthcare_New_Food Preparation_Natural Gas_Steamer_E10 | F4 | Commercial | Healthcare | New | Food Preparation | Natural Gas | Steamer | E10 | Utility - Cost of Equipment | 0 | 0 | 0 | 0 | 0 | 0 | 0 | 0 | 0 | 0 | 0 | 0 | 0 | 0 | 0 | 0 | 0 | 0 | 0 | 0 | 0 | 0 | 0 | 0 | 0 | 0 | 0 | 0 | 0 | 0 | 0
F5_Commercial_Healthcare_New_Food Preparation_Natural Gas_Steamer_E1 | F5 | Commercial | Healthcare | New | Food Preparation | Natural Gas | Steamer | E1 | Utility - Cost of Operation | 0.14046 | 0.14165 | 0.14233 | 0 | 0 | 0 | 0 | 0 | 0 | 0 | 0 | 0 | 0 | 0 | 0 | 0 | 0 | 0 | 0 | 0 | 0 | 0 | 0 | 0 | 0 | 0 | 0 | 0 | 0 | 0 | 0
F5_Commercial_Healthcare_New_Food Preparation_Natural Gas_Steamer_E2 | F5 | Commercial | Healthcare | New | Food Preparation | Natural Gas | Steamer | E2 | Utility - Cost of Operation | 0.029298 | 0.029546 | 0.029689 | 0.029823 | 0.030116 | 0.028341 | 0.026874 | 0.02682 | 0.027306 | 0.027741 | 0.028399 | 0.028996 | 0.025795 | 0.026527 | 0.027604 | 0.028545 | 0.028577 | 0.02867 | 0.028124 | 0.02846 | 0.028687 | 0.029005 | 0.029413 | 0.014691 | 0.014404 | 0.014134 | 0.013879 | 0.013637 | 0.013405 | 0.013181 | 0.012965
F5_Commercial_Healthcare_New_Food Preparation_Natural Gas_Steamer_E3 | F5 | Commercial | Healthcare | New | Food Preparation | Natural Gas | Steamer | E3 | Utility - Cost of Operation | 0 | 0 | 0 | 0 | 0 | 0 | 0 | 0 | 0 | 0 | 0 | 0 | 0 | 0 | 0 | 0 | 0 | 0 | 0 | 0 | 0 | 0 | 0 | 0 | 0 | 0 | 0 | 0 | 0 | 0 | 0
F5_Commercial_Healthcare_New_Food Preparation_Natural Gas_Steamer_E4 | F5 | Commercial | Healthcare | New | Food Preparation | Natural Gas | Steamer | E4 | Utility - Cost of Operation | 0 | 0 | 0 | 0 | 0 | 0 | 0 | 0 | 0 | 0 | 0 | 0 | 0 | 0 | 0 | 0 | 0 | 0 | 0 | 0 | 0 | 0 | 0 | 0 | 0 | 0 | 0 | 0 | 0 | 0 | 0
F5_Commercial_Healthcare_New_Food Preparation_Natural Gas_Steamer_E5 | F5 | Commercial | Healthcare | New | Food Preparation | Natural Gas | Steamer | E5 | Utility - Cost of Operation | 0 | 0 | 0 | 0 | 0 | 0 | 0 | 0 | 0 | 0 | 0 | 0 | 0 | 0 | 0 | 0 | 0 | 0 | 0 | 0 | 0 | 0 | 0 | 0 | 0 | 0 | 0 | 0 | 0 | 0 | 0
F5_Commercial_Healthcare_New_Food Preparation_Natural Gas_Steamer_E6 | F5 | Commercial | Healthcare | New | Food Preparation | Natural Gas | Steamer | E6 | Utility - Cost of Operation | 0 | 0 | 0 | 0 | 0 | 0 | 0 | 0 | 0 | 0 | 0 | 0 | 0 | 0 | 0 | 0 | 0 | 0 | 0 | 0 | 0 | 0 | 0 | 0 | 0 | 0 | 0 | 0 | 0 | 0 | 0
F5_Commercial_Healthcare_New_Food Preparation_Natural Gas_Steamer_E7 | F5 | Commercial | Healthcare | New | Food Preparation | Natural Gas | Steamer | E7 | Utility - Cost of Operation | 0 | 0 | 0 | 0 | 0 | 0 | 0 | 0 | 0 | 0 | 0 | 0 | 0 | 0 | 0 | 0 | 0 | 0 | 0 | 0 | 0 | 0 | 0 | 0 | 0 | 0 | 0 | 0 | 0 | 0 | 0
F5_Commercial_Healthcare_New_Food Preparation_Natural Gas_Steamer_E8 | F5 | Commercial | Healthcare | New | Food Preparation | Natural Gas | Steamer | E8 | Utility - Cost of Operation | 0 | 0 | 0 | 0 | 0 | 0 | 0 | 0 | 0 | 0 | 0 | 0 | 0 | 0 | 0 | 0 | 0 | 0 | 0 | 0 | 0 | 0 | 0 | 0 | 0 | 0 | 0 | 0 | 0 | 0 | 0
F5_Commercial_Healthcare_New_Food Preparation_Natural Gas_Steamer_E9 | F5 | Commercial | Healthcare | New | Food Preparation | Natural Gas | Steamer | E9 | Utility - Cost of Operation | 0 | 0 | 0 | 0 | 0 | 0 | 0 | 0 | 0 | 0 | 0 | 0 | 0 | 0 | 0 | 0 | 0 | 0 | 0 | 0 | 0 | 0 | 0 | 0 | 0 | 0 | 0 | 0 | 0 | 0 | 0
F5_Commercial_Healthcare_New_Food Preparation_Natural Gas_Steamer_E10 | F5 | Commercial | Healthcare | New | Food Preparation | Natural Gas | Steamer | E10 | Utility - Cost of Operation | 0 | 0 | 0 | 0 | 0 | 0 | 0 | 0 | 0 | 0 | 0 | 0 | 0 | 0 | 0 | 0 | 0 | 0 | 0 | 0 | 0 | 0 | 0 | 0 | 0 | 0 | 0 | 0 | 0 | 0 | 0
F6_Commercial_Healthcare_New_Food Preparation_Natural Gas_Steamer_E1 | F6 | Commercial | Healthcare | New | Food Preparation | Natural Gas | Steamer | E1 | Utility - Value of Sales | 0.16828 | 0.1697 | 0.17052 | 0 | 0 | 0 | 0 | 0 | 0 | 0 | 0 | 0 | 0 | 0 | 0 | 0 | 0 | 0 | 0 | 0 | 0 | 0 | 0 | 0 | 0 | 0 | 0 | 0 | 0 | 0 | 0
F6_Commercial_Healthcare_New_Food Preparation_Natural Gas_Steamer_E2 | F6 | Commercial | Healthcare | New | Food Preparation | Natural Gas | Steamer | E2 | Utility - Value of Sales | 0.035101 | 0.035398 | 0.035569 | 0.035729 | 0.036081 | 0.033955 | 0.032197 | 0.032132 | 0.032714 | 0.033235 | 0.034024 | 0.03474 | 0.030904 | 0.031781 | 0.033071 | 0.034199 | 0.034237 | 0.034349 | 0.033694 | 0.034096 | 0.034369 | 0.03475 | 0.035238 | 0.017601 | 0.017257 | 0.016934 | 0.016628 | 0.016338 | 0.01606 | 0.015792 | 0.015533
F6_Commercial_Healthcare_New_Food Preparation_Natural Gas_Steamer_E3 | F6 | Commercial | Healthcare | New | Food Preparation | Natural Gas | Steamer | E3 | Utility - Value of Sales | 0 | 0 | 0 | 0 | 0 | 0 | 0 | 0 | 0 | 0 | 0 | 0 | 0 | 0 | 0 | 0 | 0 | 0 | 0 | 0 | 0 | 0 | 0 | 0 | 0 | 0 | 0 | 0 | 0 | 0 | 0
F6_Commercial_Healthcare_New_Food Preparation_Natural Gas_Steamer_E4 | F6 | Commercial | Healthcare | New | Food Preparation | Natural Gas | Steamer | E4 | Utility - Value of Sales | 0 | 0 | 0 | 0 | 0 | 0 | 0 | 0 | 0 | 0 | 0 | 0 | 0 | 0 | 0 | 0 | 0 | 0 | 0 | 0 | 0 | 0 | 0 | 0 | 0 | 0 | 0 | 0 | 0 | 0 | 0
F6_Commercial_Healthcare_New_Food Preparation_Natural Gas_Steamer_E5 | F6 | Commercial | Healthcare | New | Food Preparation | Natural Gas | Steamer | E5 | Utility - Value of Sales | 0 | 0 | 0 | 0 | 0 | 0 | 0 | 0 | 0 | 0 | 0 | 0 | 0 | 0 | 0 | 0 | 0 | 0 | 0 | 0 | 0 | 0 | 0 | 0 | 0 | 0 | 0 | 0 | 0 | 0 | 0
F6_Commercial_Healthcare_New_Food Preparation_Natural Gas_Steamer_E6 | F6 | Commercial | Healthcare | New | Food Preparation | Natural Gas | Steamer | E6 | Utility - Value of Sales | 0 | 0 | 0 | 0 | 0 | 0 | 0 | 0 | 0 | 0 | 0 | 0 | 0 | 0 | 0 | 0 | 0 | 0 | 0 | 0 | 0 | 0 | 0 | 0 | 0 | 0 | 0 | 0 | 0 | 0 | 0
F6_Commercial_Healthcare_New_Food Preparation_Natural Gas_Steamer_E7 | F6 | Commercial | Healthcare | New | Food Preparation | Natural Gas | Steamer | E7 | Utility - Value of Sales | 0 | 0 | 0 | 0 | 0 | 0 | 0 | 0 | 0 | 0 | 0 | 0 | 0 | 0 | 0 | 0 | 0 | 0 | 0 | 0 | 0 | 0 | 0 | 0 | 0 | 0 | 0 | 0 | 0 | 0 | 0
F6_Commercial_Healthcare_New_Food Preparation_Natural Gas_Steamer_E8 | F6 | Commercial | Healthcare | New | Food Preparation | Natural Gas | Steamer | E8 | Utility - Value of Sales | 0 | 0 | 0 | 0 | 0 | 0 | 0 | 0 | 0 | 0 | 0 | 0 | 0 | 0 | 0 | 0 | 0 | 0 | 0 | 0 | 0 | 0 | 0 | 0 | 0 | 0 | 0 | 0 | 0 | 0 | 0
F6_Commercial_Healthcare_New_Food Preparation_Natural Gas_Steamer_E9 | F6 | Commercial | Healthcare | New | Food Preparation | Natural Gas | Steamer | E9 | Utility - Value of Sales | 0 | 0 | 0 | 0 | 0 | 0 | 0 | 0 | 0 | 0 | 0 | 0 | 0 | 0 | 0 | 0 | 0 | 0 | 0 | 0 | 0 | 0 | 0 | 0 | 0 | 0 | 0 | 0 | 0 | 0 | 0
F6_Commercial_Healthcare_New_Food Preparation_Natural Gas_Steamer_E10 | F6 | Commercial | Healthcare | New | Food Preparation | Natural Gas | Steamer | E10 | Utility - Value of Sales | 0 | 0 | 0 | 0 | 0 | 0 | 0 | 0 | 0 | 0 | 0 | 0 | 0 | 0 | 0 | 0 | 0 | 0 | 0 | 0 | 0 | 0 | 0 | 0 | 0 | 0 | 0 | 0 | 0 | 0 | 0
F1_Commercial_Healthcare_New_Food Preparation_Natural Gas_Food Prep Other_E1 | F1 | Commercial | Healthcare | New | Food Preparation | Natural Gas | Food Prep Other | E1 | Participant - Cost of Equipment | 0.006425 | 0.006425 | 0.006425 | 0.006425 | 0.006425 | 0.006425 | 0.006425 | 0.006425 | 0.006425 | 0.006425 | 0.006425 | 0.006425 | 0.006425 | 0.006425 | 0.006425 | 0.006425 | 0.006425 | 0.006425 | 0.006425 | 0.006425 | 0.006425 | 0.006425 | 0.006425 | 0.006425 | 0.006425 | 0.006425 | 0.006425 | 0.006425 | 0.006425 | 0.006425 | 0.006425
F1_Commercial_Healthcare_New_Food Preparation_Natural Gas_Food Prep Other_E2 | F1 | Commercial | Healthcare | New | Food Preparation | Natural Gas | Food Prep Other | E2 | Participant - Cost of Equipment | 0.0064314 | 0.0064314 | 0.0064314 | 0.0064314 | 0.0064314 | 0.0064314 | 0.0064314 | 0.0064314 | 0.0064314 | 0.0064314 | 0.0064314 | 0.0064314 | 0.0064314 | 0.0064314 | 0.0064314 | 0.0064314 | 0.0064314 | 0.0064314 | 0.0064314 | 0.0064314 | 0.0064314 | 0.0064314 | 0.0064314 | 0.0064314 | 0.0064314 | 0.0064314 | 0.0064314 | 0.0064314 | 0.0064314 | 0.0064314 | 0.0064314
F1_Commercial_Healthcare_New_Food Preparation_Natural Gas_Food Prep Other_E3 | F1 | Commercial | Healthcare | New | Food Preparation | Natural Gas | Food Prep Other | E3 | Participant - Cost of Equipment | 0 | 0 | 0 | 0 | 0 | 0 | 0 | 0 | 0 | 0 | 0 | 0 | 0 | 0 | 0 | 0 | 0 | 0 | 0 | 0 | 0 | 0 | 0 | 0 | 0 | 0 | 0 | 0 | 0 | 0 | 0
F1_Commercial_Healthcare_New_Food Preparation_Natural Gas_Food Prep Other_E4 | F1 | Commercial | Healthcare | New | Food Preparation | Natural Gas | Food Prep Other | E4 | Participant - Cost of Equipment | 0 | 0 | 0 | 0 | 0 | 0 | 0 | 0 | 0 | 0 | 0 | 0 | 0 | 0 | 0 | 0 | 0 | 0 | 0 | 0 | 0 | 0 | 0 | 0 | 0 | 0 | 0 | 0 | 0 | 0 | 0
F1_Commercial_Healthcare_New_Food Preparation_Natural Gas_Food Prep Other_E5 | F1 | Commercial | Healthcare | New | Food Preparation | Natural Gas | Food Prep Other | E5 | Participant - Cost of Equipment | 0 | 0 | 0 | 0 | 0 | 0 | 0 | 0 | 0 | 0 | 0 | 0 | 0 | 0 | 0 | 0 | 0 | 0 | 0 | 0 | 0 | 0 | 0 | 0 | 0 | 0 | 0 | 0 | 0 | 0 | 0
F1_Commercial_Healthcare_New_Food Preparation_Natural Gas_Food Prep Other_E6 | F1 | Commercial | Healthcare | New | Food Preparation | Natural Gas | Food Prep Other | E6 | Participant - Cost of Equipment | 0 | 0 | 0 | 0 | 0 | 0 | 0 | 0 | 0 | 0 | 0 | 0 | 0 | 0 | 0 | 0 | 0 | 0 | 0 | 0 | 0 | 0 | 0 | 0 | 0 | 0 | 0 | 0 | 0 | 0 | 0
F1_Commercial_Healthcare_New_Food Preparation_Natural Gas_Food Prep Other_E7 | F1 | Commercial | Healthcare | New | Food Preparation | Natural Gas | Food Prep Other | E7 | Participant - Cost of Equipment | 0 | 0 | 0 | 0 | 0 | 0 | 0 | 0 | 0 | 0 | 0 | 0 | 0 | 0 | 0 | 0 | 0 | 0 | 0 | 0 | 0 | 0 | 0 | 0 | 0 | 0 | 0 | 0 | 0 | 0 | 0
F1_Commercial_Healthcare_New_Food Preparation_Natural Gas_Food Prep Other_E8 | F1 | Commercial | Healthcare | New | Food Preparation | Natural Gas | Food Prep Other | E8 | Participant - Cost of Equipment | 0 | 0 | 0 | 0 | 0 | 0 | 0 | 0 | 0 | 0 | 0 | 0 | 0 | 0 | 0 | 0 | 0 | 0 | 0 | 0 | 0 | 0 | 0 | 0 | 0 | 0 | 0 | 0 | 0 | 0 | 0
F1_Commercial_Healthcare_New_Food Preparation_Natural Gas_Food Prep Other_E9 | F1 | Commercial | Healthcare | New | Food Preparation | Natural Gas | Food Prep Other | E9 | Participant - Cost of Equipment | 0 | 0 | 0 | 0 | 0 | 0 | 0 | 0 | 0 | 0 | 0 | 0 | 0 | 0 | 0 | 0 | 0 | 0 | 0 | 0 | 0 | 0 | 0 | 0 | 0 | 0 | 0 | 0 | 0 | 0 | 0
F1_Commercial_Healthcare_New_Food Preparation_Natural Gas_Food Prep Other_E10 | F1 | Commercial | Healthcare | New | Food Preparation | Natural Gas | Food Prep Other | E10 | Participant - Cost of Equipment | 0 | 0 | 0 | 0 | 0 | 0 | 0 | 0 | 0 | 0 | 0 | 0 | 0 | 0 | 0 | 0 | 0 | 0 | 0 | 0 | 0 | 0 | 0 | 0 | 0 | 0 | 0 | 0 | 0 | 0 | 0
F2_Commercial_Healthcare_New_Food Preparation_Natural Gas_Food Prep Other_E1 | F2 | Commercial | Healthcare | New | Food Preparation | Natural Gas | Food Prep Other | E1 | Participant - Cost of Operation | 0.07271 | 0.074151 | 0.075182 | 0.076299 | 0.077904 | 0.072989 | 0.069147 | 0.067126 | 0.066401 | 0.065287 | 0.064536 | 0.067955 | 0.060817 | 0.065005 | 0.070379 | 0.075604 | 0.075799 | 0.076161 | 0.074705 | 0.075744 | 0.07647 | 0.077451 | 0.078684 | 0.037064 | 0.036324 | 0.035632 | 0.034981 | 0.034363 | 0.033773 | 0.033206 | 0.032658
F2_Commercial_Healthcare_New_Food Preparation_Natural Gas_Food Prep Other_E2 | F2 | Commercial | Healthcare | New | Food Preparation | Natural Gas | Food Prep Other | E2 | Participant - Cost of Operation | 0.072709 | 0.074151 | 0.075181 | 0.076299 | 0.077904 | 0.072988 | 0.069146 | 0.067126 | 0.0664 | 0.065287 | 0.064535 | 0.067955 | 0.060816 | 0.065004 | 0.070379 | 0.075603 | 0.075798 | 0.07616 | 0.074705 | 0.075743 | 0.07647 | 0.07745 | 0.078683 | 0.037064 | 0.036324 | 0.035632 | 0.034981 | 0.034363 | 0.033773 | 0.033205 | 0.032657
F2_Commercial_Healthcare_New_Food Preparation_Natural Gas_Food Prep Other_E3 | F2 | Commercial | Healthcare | New | Food Preparation | Natural Gas | Food Prep Other | E3 | Participant - Cost of Operation | 0 | 0 | 0 | 0 | 0 | 0 | 0 | 0 | 0 | 0 | 0 | 0 | 0 | 0 | 0 | 0 | 0 | 0 | 0 | 0 | 0 | 0 | 0 | 0 | 0 | 0 | 0 | 0 | 0 | 0 | 0
F2_Commercial_Healthcare_New_Food Preparation_Natural Gas_Food Prep Other_E4 | F2 | Commercial | Healthcare | New | Food Preparation | Natural Gas | Food Prep Other | E4 | Participant - Cost of Operation | 0 | 0 | 0 | 0 | 0 | 0 | 0 | 0 | 0 | 0 | 0 | 0 | 0 | 0 | 0 | 0 | 0 | 0 | 0 | 0 | 0 | 0 | 0 | 0 | 0 | 0 | 0 | 0 | 0 | 0 | 0
F2_Commercial_Healthcare_New_Food Preparation_Natural Gas_Food Prep Other_E5 | F2 | Commercial | Healthcare | New | Food Preparation | Natural Gas | Food Prep Other | E5 | Participant - Cost of Operation | 0 | 0 | 0 | 0 | 0 | 0 | 0 | 0 | 0 | 0 | 0 | 0 | 0 | 0 | 0 | 0 | 0 | 0 | 0 | 0 | 0 | 0 | 0 | 0 | 0 | 0 | 0 | 0 | 0 | 0 | 0
F2_Commercial_Healthcare_New_Food Preparation_Natural Gas_Food Prep Other_E6 | F2 | Commercial | Healthcare | New | Food Preparation | Natural Gas | Food Prep Other | E6 | Participant - Cost of Operation | 0 | 0 | 0 | 0 | 0 | 0 | 0 | 0 | 0 | 0 | 0 | 0 | 0 | 0 | 0 | 0 | 0 | 0 | 0 | 0 | 0 | 0 | 0 | 0 | 0 | 0 | 0 | 0 | 0 | 0 | 0
F2_Commercial_Healthcare_New_Food Preparation_Natural Gas_Food Prep Other_E7 | F2 | Commercial | Healthcare | New | Food Preparation | Natural Gas | Food Prep Other | E7 | Participant - Cost of Operation | 0 | 0 | 0 | 0 | 0 | 0 | 0 | 0 | 0 | 0 | 0 | 0 | 0 | 0 | 0 | 0 | 0 | 0 | 0 | 0 | 0 | 0 | 0 | 0 | 0 | 0 | 0 | 0 | 0 | 0 | 0
F2_Commercial_Healthcare_New_Food Preparation_Natural Gas_Food Prep Other_E8 | F2 | Commercial | Healthcare | New | Food Preparation | Natural Gas | Food Prep Other | E8 | Participant - Cost of Operation | 0 | 0 | 0 | 0 | 0 | 0 | 0 | 0 | 0 | 0 | 0 | 0 | 0 | 0 | 0 | 0 | 0 | 0 | 0 | 0 | 0 | 0 | 0 | 0 | 0 | 0 | 0 | 0 | 0 | 0 | 0
F2_Commercial_Healthcare_New_Food Preparation_Natural Gas_Food Prep Other_E9 | F2 | Commercial | Healthcare | New | Food Preparation | Natural Gas | Food Prep Other | E9 | Participant - Cost of Operation | 0 | 0 | 0 | 0 | 0 | 0 | 0 | 0 | 0 | 0 | 0 | 0 | 0 | 0 | 0 | 0 | 0 | 0 | 0 | 0 | 0 | 0 | 0 | 0 | 0 | 0 | 0 | 0 | 0 | 0 | 0
F2_Commercial_Healthcare_New_Food Preparation_Natural Gas_Food Prep Other_E10 | F2 | Commercial | Healthcare | New | Food Preparation | Natural Gas | Food Prep Other | E10 | Participant - Cost of Operation | 0 | 0 | 0 | 0 | 0 | 0 | 0 | 0 | 0 | 0 | 0 | 0 | 0 | 0 | 0 | 0 | 0 | 0 | 0 | 0 | 0 | 0 | 0 | 0 | 0 | 0 | 0 | 0 | 0 | 0 | 0
F3_Commercial_Healthcare_New_Food Preparation_Natural Gas_Food Prep Other_E1 | F3 | Commercial | Healthcare | New | Food Preparation | Natural Gas | Food Prep Other | E1 | System - kBTUs of Conusmption | 6.0844 | 6.099 | 6.0897 | 6.0833 | 6.0833 | 6.0833 | 6.0833 | 6.0833 | 6.0833 | 6.0833 | 6.0833 | 6.0833 | 6.0833 | 6.0833 | 6.0833 | 6.0833 | 6.0833 | 6.0833 | 6.0833 | 6.0833 | 6.0833 | 6.0833 | 6.0833 | 6.0833 | 6.0833 | 6.0833 | 6.0833 | 6.0833 | 6.0833 | 6.0833 | 6.0833
F3_Commercial_Healthcare_New_Food Preparation_Natural Gas_Food Prep Other_E2 | F3 | Commercial | Healthcare | New | Food Preparation | Natural Gas | Food Prep Other | E2 | System - kBTUs of Conusmption | 6.0843 | 6.0989 | 6.0896 | 6.0833 | 6.0833 | 6.0833 | 6.0833 | 6.0833 | 6.0833 | 6.0833 | 6.0833 | 6.0833 | 6.0833 | 6.0833 | 6.0833 | 6.0833 | 6.0833 | 6.0833 | 6.0833 | 6.0833 | 6.0833 | 6.0833 | 6.0833 | 6.0833 | 6.0833 | 6.0833 | 6.0833 | 6.0833 | 6.0833 | 6.0833 | 6.0833
F3_Commercial_Healthcare_New_Food Preparation_Natural Gas_Food Prep Other_E3 | F3 | Commercial | Healthcare | New | Food Preparation | Natural Gas | Food Prep Other | E3 | System - kBTUs of Conusmption | 0 | 0 | 0 | 0 | 0 | 0 | 0 | 0 | 0 | 0 | 0 | 0 | 0 | 0 | 0 | 0 | 0 | 0 | 0 | 0 | 0 | 0 | 0 | 0 | 0 | 0 | 0 | 0 | 0 | 0 | 0
F3_Commercial_Healthcare_New_Food Preparation_Natural Gas_Food Prep Other_E4 | F3 | Commercial | Healthcare | New | Food Preparation | Natural Gas | Food Prep Other | E4 | System - kBTUs of Conusmption | 0 | 0 | 0 | 0 | 0 | 0 | 0 | 0 | 0 | 0 | 0 | 0 | 0 | 0 | 0 | 0 | 0 | 0 | 0 | 0 | 0 | 0 | 0 | 0 | 0 | 0 | 0 | 0 | 0 | 0 | 0
F3_Commercial_Healthcare_New_Food Preparation_Natural Gas_Food Prep Other_E5 | F3 | Commercial | Healthcare | New | Food Preparation | Natural Gas | Food Prep Other | E5 | System - kBTUs of Conusmption | 0 | 0 | 0 | 0 | 0 | 0 | 0 | 0 | 0 | 0 | 0 | 0 | 0 | 0 | 0 | 0 | 0 | 0 | 0 | 0 | 0 | 0 | 0 | 0 | 0 | 0 | 0 | 0 | 0 | 0 | 0
F3_Commercial_Healthcare_New_Food Preparation_Natural Gas_Food Prep Other_E6 | F3 | Commercial | Healthcare | New | Food Preparation | Natural Gas | Food Prep Other | E6 | System - kBTUs of Conusmption | 0 | 0 | 0 | 0 | 0 | 0 | 0 | 0 | 0 | 0 | 0 | 0 | 0 | 0 | 0 | 0 | 0 | 0 | 0 | 0 | 0 | 0 | 0 | 0 | 0 | 0 | 0 | 0 | 0 | 0 | 0
F3_Commercial_Healthcare_New_Food Preparation_Natural Gas_Food Prep Other_E7 | F3 | Commercial | Healthcare | New | Food Preparation | Natural Gas | Food Prep Other | E7 | System - kBTUs of Conusmption | 0 | 0 | 0 | 0 | 0 | 0 | 0 | 0 | 0 | 0 | 0 | 0 | 0 | 0 | 0 | 0 | 0 | 0 | 0 | 0 | 0 | 0 | 0 | 0 | 0 | 0 | 0 | 0 | 0 | 0 | 0
F3_Commercial_Healthcare_New_Food Preparation_Natural Gas_Food Prep Other_E8 | F3 | Commercial | Healthcare | New | Food Preparation | Natural Gas | Food Prep Other | E8 | System - kBTUs of Conusmption | 0 | 0 | 0 | 0 | 0 | 0 | 0 | 0 | 0 | 0 | 0 | 0 | 0 | 0 | 0 | 0 | 0 | 0 | 0 | 0 | 0 | 0 | 0 | 0 | 0 | 0 | 0 | 0 | 0 | 0 | 0
F3_Commercial_Healthcare_New_Food Preparation_Natural Gas_Food Prep Other_E9 | F3 | Commercial | Healthcare | New | Food Preparation | Natural Gas | Food Prep Other | E9 | System - kBTUs of Conusmption | 0 | 0 | 0 | 0 | 0 | 0 | 0 | 0 | 0 | 0 | 0 | 0 | 0 | 0 | 0 | 0 | 0 | 0 | 0 | 0 | 0 | 0 | 0 | 0 | 0 | 0 | 0 | 0 | 0 | 0 | 0
F3_Commercial_Healthcare_New_Food Preparation_Natural Gas_Food Prep Other_E10 | F3 | Commercial | Healthcare | New | Food Preparation | Natural Gas | Food Prep Other | E10 | System - kBTUs of Conusmption | 0 | 0 | 0 | 0 | 0 | 0 | 0 | 0 | 0 | 0 | 0 | 0 | 0 | 0 | 0 | 0 | 0 | 0 | 0 | 0 | 0 | 0 | 0 | 0 | 0 | 0 | 0 | 0 | 0 | 0 | 0
F4_Commercial_Healthcare_New_Food Preparation_Natural Gas_Food Prep Other_E1 | F4 | Commercial | Healthcare | New | Food Preparation | Natural Gas | Food Prep Other | E1 | Utility - Cost of Equipment | 0.006425 | 0.006425 | 0.006425 | 0.006425 | 0.006425 | 0.006425 | 0.006425 | 0.006425 | 0.006425 | 0.006425 | 0.006425 | 0.006425 | 0.006425 | 0.006425 | 0.006425 | 0.006425 | 0.006425 | 0.006425 | 0.006425 | 0.006425 | 0.006425 | 0.006425 | 0.006425 | 0.006425 | 0.006425 | 0.006425 | 0.006425 | 0.006425 | 0.006425 | 0.006425 | 0.006425
F4_Commercial_Healthcare_New_Food Preparation_Natural Gas_Food Prep Other_E2 | F4 | Commercial | Healthcare | New | Food Preparation | Natural Gas | Food Prep Other | E2 | Utility - Cost of Equipment | 0.0064314 | 0.0064314 | 0.0064314 | 0.0064314 | 0.0064314 | 0.0064314 | 0.0064314 | 0.0064314 | 0.0064314 | 0.0064314 | 0.0064314 | 0.0064314 | 0.0064314 | 0.0064314 | 0.0064314 | 0.0064314 | 0.0064314 | 0.0064314 | 0.0064314 | 0.0064314 | 0.0064314 | 0.0064314 | 0.0064314 | 0.0064314 | 0.0064314 | 0.0064314 | 0.0064314 | 0.0064314 | 0.0064314 | 0.0064314 | 0.0064314
F4_Commercial_Healthcare_New_Food Preparation_Natural Gas_Food Prep Other_E3 | F4 | Commercial | Healthcare | New | Food Preparation | Natural Gas | Food Prep Other | E3 | Utility - Cost of Equipment | 0 | 0 | 0 | 0 | 0 | 0 | 0 | 0 | 0 | 0 | 0 | 0 | 0 | 0 | 0 | 0 | 0 | 0 | 0 | 0 | 0 | 0 | 0 | 0 | 0 | 0 | 0 | 0 | 0 | 0 | 0
F4_Commercial_Healthcare_New_Food Preparation_Natural Gas_Food Prep Other_E4 | F4 | Commercial | Healthcare | New | Food Preparation | Natural Gas | Food Prep Other | E4 | Utility - Cost of Equipment | 0 | 0 | 0 | 0 | 0 | 0 | 0 | 0 | 0 | 0 | 0 | 0 | 0 | 0 | 0 | 0 | 0 | 0 | 0 | 0 | 0 | 0 | 0 | 0 | 0 | 0 | 0 | 0 | 0 | 0 | 0
F4_Commercial_Healthcare_New_Food Preparation_Natural Gas_Food Prep Other_E5 | F4 | Commercial | Healthcare | New | Food Preparation | Natural Gas | Food Prep Other | E5 | Utility - Cost of Equipment | 0 | 0 | 0 | 0 | 0 | 0 | 0 | 0 | 0 | 0 | 0 | 0 | 0 | 0 | 0 | 0 | 0 | 0 | 0 | 0 | 0 | 0 | 0 | 0 | 0 | 0 | 0 | 0 | 0 | 0 | 0
F4_Commercial_Healthcare_New_Food Preparation_Natural Gas_Food Prep Other_E6 | F4 | Commercial | Healthcare | New | Food Preparation | Natural Gas | Food Prep Other | E6 | Utility - Cost of Equipment | 0 | 0 | 0 | 0 | 0 | 0 | 0 | 0 | 0 | 0 | 0 | 0 | 0 | 0 | 0 | 0 | 0 | 0 | 0 | 0 | 0 | 0 | 0 | 0 | 0 | 0 | 0 | 0 | 0 | 0 | 0
F4_Commercial_Healthcare_New_Food Preparation_Natural Gas_Food Prep Other_E7 | F4 | Commercial | Healthcare | New | Food Preparation | Natural Gas | Food Prep Other | E7 | Utility - Cost of Equipment | 0 | 0 | 0 | 0 | 0 | 0 | 0 | 0 | 0 | 0 | 0 | 0 | 0 | 0 | 0 | 0 | 0 | 0 | 0 | 0 | 0 | 0 | 0 | 0 | 0 | 0 | 0 | 0 | 0 | 0 | 0
F4_Commercial_Healthcare_New_Food Preparation_Natural Gas_Food Prep Other_E8 | F4 | Commercial | Healthcare | New | Food Preparation | Natural Gas | Food Prep Other | E8 | Utility - Cost of Equipment | 0 | 0 | 0 | 0 | 0 | 0 | 0 | 0 | 0 | 0 | 0 | 0 | 0 | 0 | 0 | 0 | 0 | 0 | 0 | 0 | 0 | 0 | 0 | 0 | 0 | 0 | 0 | 0 | 0 | 0 | 0
F4_Commercial_Healthcare_New_Food Preparation_Natural Gas_Food Prep Other_E9 | F4 | Commercial | Healthcare | New | Food Preparation | Natural Gas | Food Prep Other | E9 | Utility - Cost of Equipment | 0 | 0 | 0 | 0 | 0 | 0 | 0 | 0 | 0 | 0 | 0 | 0 | 0 | 0 | 0 | 0 | 0 | 0 | 0 | 0 | 0 | 0 | 0 | 0 | 0 | 0 | 0 | 0 | 0 | 0 | 0
F4_Commercial_Healthcare_New_Food Preparation_Natural Gas_Food Prep Other_E10 | F4 | Commercial | Healthcare | New | Food Preparation | Natural Gas | Food Prep Other | E10 | Utility - Cost of Equipment | 0 | 0 | 0 | 0 | 0 | 0 | 0 | 0 | 0 | 0 | 0 | 0 | 0 | 0 | 0 | 0 | 0 | 0 | 0 | 0 | 0 | 0 | 0 | 0 | 0 | 0 | 0 | 0 | 0 | 0 | 0
F5_Commercial_Healthcare_New_Food Preparation_Natural Gas_Food Prep Other_E1 | F5 | Commercial | Healthcare | New | Food Preparation | Natural Gas | Food Prep Other | E1 | Utility - Cost of Operation | 0.060689 | 0.061892 | 0.062753 | 0.063685 | 0.065025 | 0.060922 | 0.057715 | 0.056029 | 0.055423 | 0.054494 | 0.053866 | 0.056721 | 0.050763 | 0.054258 | 0.058744 | 0.063105 | 0.063268 | 0.06357 | 0.062355 | 0.063222 | 0.063828 | 0.064647 | 0.065676 | 0.030936 | 0.030319 | 0.029742 | 0.029198 | 0.028682 | 0.02819 | 0.027716 | 0.027259
F5_Commercial_Healthcare_New_Food Preparation_Natural Gas_Food Prep Other_E2 | F5 | Commercial | Healthcare | New | Food Preparation | Natural Gas | Food Prep Other | E2 | Utility - Cost of Operation | 0.060689 | 0.061892 | 0.062752 | 0.063685 | 0.065025 | 0.060922 | 0.057715 | 0.056029 | 0.055423 | 0.054493 | 0.053866 | 0.05672 | 0.050762 | 0.054258 | 0.058744 | 0.063104 | 0.063267 | 0.063569 | 0.062355 | 0.063221 | 0.063828 | 0.064646 | 0.065675 | 0.030936 | 0.030319 | 0.029741 | 0.029198 | 0.028682 | 0.028189 | 0.027716 | 0.027258
F5_Commercial_Healthcare_New_Food Preparation_Natural Gas_Food Prep Other_E3 | F5 | Commercial | Healthcare | New | Food Preparation | Natural Gas | Food Prep Other | E3 | Utility - Cost of Operation | 0 | 0 | 0 | 0 | 0 | 0 | 0 | 0 | 0 | 0 | 0 | 0 | 0 | 0 | 0 | 0 | 0 | 0 | 0 | 0 | 0 | 0 | 0 | 0 | 0 | 0 | 0 | 0 | 0 | 0 | 0
F5_Commercial_Healthcare_New_Food Preparation_Natural Gas_Food Prep Other_E4 | F5 | Commercial | Healthcare | New | Food Preparation | Natural Gas | Food Prep Other | E4 | Utility - Cost of Operation | 0 | 0 | 0 | 0 | 0 | 0 | 0 | 0 | 0 | 0 | 0 | 0 | 0 | 0 | 0 | 0 | 0 | 0 | 0 | 0 | 0 | 0 | 0 | 0 | 0 | 0 | 0 | 0 | 0 | 0 | 0
F5_Commercial_Healthcare_New_Food Preparation_Natural Gas_Food Prep Other_E5 | F5 | Commercial | Healthcare | New | Food Preparation | Natural Gas | Food Prep Other | E5 | Utility - Cost of Operation | 0 | 0 | 0 | 0 | 0 | 0 | 0 | 0 | 0 | 0 | 0 | 0 | 0 | 0 | 0 | 0 | 0 | 0 | 0 | 0 | 0 | 0 | 0 | 0 | 0 | 0 | 0 | 0 | 0 | 0 | 0
F5_Commercial_Healthcare_New_Food Preparation_Natural Gas_Food Prep Other_E6 | F5 | Commercial | Healthcare | New | Food Preparation | Natural Gas | Food Prep Other | E6 | Utility - Cost of Operation | 0 | 0 | 0 | 0 | 0 | 0 | 0 | 0 | 0 | 0 | 0 | 0 | 0 | 0 | 0 | 0 | 0 | 0 | 0 | 0 | 0 | 0 | 0 | 0 | 0 | 0 | 0 | 0 | 0 | 0 | 0
F5_Commercial_Healthcare_New_Food Preparation_Natural Gas_Food Prep Other_E7 | F5 | Commercial | Healthcare | New | Food Preparation | Natural Gas | Food Prep Other | E7 | Utility - Cost of Operation | 0 | 0 | 0 | 0 | 0 | 0 | 0 | 0 | 0 | 0 | 0 | 0 | 0 | 0 | 0 | 0 | 0 | 0 | 0 | 0 | 0 | 0 | 0 | 0 | 0 | 0 | 0 | 0 | 0 | 0 | 0
F5_Commercial_Healthcare_New_Food Preparation_Natural Gas_Food Prep Other_E8 | F5 | Commercial | Healthcare | New | Food Preparation | Natural Gas | Food Prep Other | E8 | Utility - Cost of Operation | 0 | 0 | 0 | 0 | 0 | 0 | 0 | 0 | 0 | 0 | 0 | 0 | 0 | 0 | 0 | 0 | 0 | 0 | 0 | 0 | 0 | 0 | 0 | 0 | 0 | 0 | 0 | 0 | 0 | 0 | 0
F5_Commercial_Healthcare_New_Food Preparation_Natural Gas_Food Prep Other_E9 | F5 | Commercial | Healthcare | New | Food Preparation | Natural Gas | Food Prep Other | E9 | Utility - Cost of Operation | 0 | 0 | 0 | 0 | 0 | 0 | 0 | 0 | 0 | 0 | 0 | 0 | 0 | 0 | 0 | 0 | 0 | 0 | 0 | 0 | 0 | 0 | 0 | 0 | 0 | 0 | 0 | 0 | 0 | 0 | 0
F5_Commercial_Healthcare_New_Food Preparation_Natural Gas_Food Prep Other_E10 | F5 | Commercial | Healthcare | New | Food Preparation | Natural Gas | Food Prep Other | E10 | Utility - Cost of Operation | 0 | 0 | 0 | 0 | 0 | 0 | 0 | 0 | 0 | 0 | 0 | 0 | 0 | 0 | 0 | 0 | 0 | 0 | 0 | 0 | 0 | 0 | 0 | 0 | 0 | 0 | 0 | 0 | 0 | 0 | 0
F6_Commercial_Healthcare_New_Food Preparation_Natural Gas_Food Prep Other_E1 | F6 | Commercial | Healthcare | New | Food Preparation | Natural Gas | Food Prep Other | E1 | Utility - Value of Sales | 0.07271 | 0.074151 | 0.075182 | 0.076299 | 0.077904 | 0.072989 | 0.069147 | 0.067126 | 0.066401 | 0.065287 | 0.064536 | 0.067955 | 0.060817 | 0.065005 | 0.070379 | 0.075604 | 0.075799 | 0.076161 | 0.074705 | 0.075744 | 0.07647 | 0.077451 | 0.078684 | 0.037064 | 0.036324 | 0.035632 | 0.034981 | 0.034363 | 0.033773 | 0.033206 | 0.032658
F6_Commercial_Healthcare_New_Food Preparation_Natural Gas_Food Prep Other_E2 | F6 | Commercial | Healthcare | New | Food Preparation | Natural Gas | Food Prep Other | E2 | Utility - Value of Sales | 0.072709 | 0.074151 | 0.075181 | 0.076299 | 0.077904 | 0.072988 | 0.069146 | 0.067126 | 0.0664 | 0.065287 | 0.064535 | 0.067955 | 0.060816 | 0.065004 | 0.070379 | 0.075603 | 0.075798 | 0.07616 | 0.074705 | 0.075743 | 0.07647 | 0.07745 | 0.078683 | 0.037064 | 0.036324 | 0.035632 | 0.034981 | 0.034363 | 0.033773 | 0.033205 | 0.032657
F6_Commercial_Healthcare_New_Food Preparation_Natural Gas_Food Prep Other_E3 | F6 | Commercial | Healthcare | New | Food Preparation | Natural Gas | Food Prep Other | E3 | Utility - Value of Sales | 0 | 0 | 0 | 0 | 0 | 0 | 0 | 0 | 0 | 0 | 0 | 0 | 0 | 0 | 0 | 0 | 0 | 0 | 0 | 0 | 0 | 0 | 0 | 0 | 0 | 0 | 0 | 0 | 0 | 0 | 0
F6_Commercial_Healthcare_New_Food Preparation_Natural Gas_Food Prep Other_E4 | F6 | Commercial | Healthcare | New | Food Preparation | Natural Gas | Food Prep Other | E4 | Utility - Value of Sales | 0 | 0 | 0 | 0 | 0 | 0 | 0 | 0 | 0 | 0 | 0 | 0 | 0 | 0 | 0 | 0 | 0 | 0 | 0 | 0 | 0 | 0 | 0 | 0 | 0 | 0 | 0 | 0 | 0 | 0 | 0
F6_Commercial_Healthcare_New_Food Preparation_Natural Gas_Food Prep Other_E5 | F6 | Commercial | Healthcare | New | Food Preparation | Natural Gas | Food Prep Other | E5 | Utility - Value of Sales | 0 | 0 | 0 | 0 | 0 | 0 | 0 | 0 | 0 | 0 | 0 | 0 | 0 | 0 | 0 | 0 | 0 | 0 | 0 | 0 | 0 | 0 | 0 | 0 | 0 | 0 | 0 | 0 | 0 | 0 | 0
F6_Commercial_Healthcare_New_Food Preparation_Natural Gas_Food Prep Other_E6 | F6 | Commercial | Healthcare | New | Food Preparation | Natural Gas | Food Prep Other | E6 | Utility - Value of Sales | 0 | 0 | 0 | 0 | 0 | 0 | 0 | 0 | 0 | 0 | 0 | 0 | 0 | 0 | 0 | 0 | 0 | 0 | 0 | 0 | 0 | 0 | 0 | 0 | 0 | 0 | 0 | 0 | 0 | 0 | 0
F6_Commercial_Healthcare_New_Food Preparation_Natural Gas_Food Prep Other_E7 | F6 | Commercial | Healthcare | New | Food Preparation | Natural Gas | Food Prep Other | E7 | Utility - Value of Sales | 0 | 0 | 0 | 0 | 0 | 0 | 0 | 0 | 0 | 0 | 0 | 0 | 0 | 0 | 0 | 0 | 0 | 0 | 0 | 0 | 0 | 0 | 0 | 0 | 0 | 0 | 0 | 0 | 0 | 0 | 0
F6_Commercial_Healthcare_New_Food Preparation_Natural Gas_Food Prep Other_E8 | F6 | Commercial | Healthcare | New | Food Preparation | Natural Gas | Food Prep Other | E8 | Utility - Value of Sales | 0 | 0 | 0 | 0 | 0 | 0 | 0 | 0 | 0 | 0 | 0 | 0 | 0 | 0 | 0 | 0 | 0 | 0 | 0 | 0 | 0 | 0 | 0 | 0 | 0 | 0 | 0 | 0 | 0 | 0 | 0
F6_Commercial_Healthcare_New_Food Preparation_Natural Gas_Food Prep Other_E9 | F6 | Commercial | Healthcare | New | Food Preparation | Natural Gas | Food Prep Other | E9 | Utility - Value of Sales | 0 | 0 | 0 | 0 | 0 | 0 | 0 | 0 | 0 | 0 | 0 | 0 | 0 | 0 | 0 | 0 | 0 | 0 | 0 | 0 | 0 | 0 | 0 | 0 | 0 | 0 | 0 | 0 | 0 | 0 | 0
F6_Commercial_Healthcare_New_Food Preparation_Natural Gas_Food Prep Other_E10 | F6 | Commercial | Healthcare | New | Food Preparation | Natural Gas | Food Prep Other | E10 | Utility - Value of Sales | 0 | 0 | 0 | 0 | 0 | 0 | 0 | 0 | 0 | 0 | 0 | 0 | 0 | 0 | 0 | 0 | 0 | 0 | 0 | 0 | 0 | 0 | 0 | 0 | 0 | 0 | 0 | 0 | 0 | 0 | 0
F1_Commercial_Healthcare_New_Miscellaneous_Natural Gas_Pool Heater_E1 | F1 | Commercial | Healthcare | New | Miscellaneous | Natural Gas | Pool Heater | E1 | Participant - Cost of Equipment | 0.0017436 | 0.0017436 | 0.0017436 | 0.0017436 | 0.0017436 | 0.0017436 | 0.0017436 | 0.0017436 | 0.0017436 | 0.0017436 | 0.0017436 | 0.0017436 | 0.0017436 | 0.0017436 | 0.0017436 | 0.0017436 | 0.0017436 | 0.0017436 | 0.0017436 | 0.0017436 | 0.0017436 | 0.0017436 | 0.0017436 | 0.0017436 | 0.0017436 | 0.0017436 | 0.0017436 | 0.0017436 | 0.0017436 | 0.0017436 | 0.0017436
F1_Commercial_Healthcare_New_Miscellaneous_Natural Gas_Pool Heater_E2 | F1 | Commercial | Healthcare | New | Miscellaneous | Natural Gas | Pool Heater | E2 | Participant - Cost of Equipment | 0.002855 | 0.002855 | 0.002855 | 0.002855 | 0.002855 | 0.002855 | 0.002855 | 0.002855 | 0.002855 | 0.002855 | 0.002855 | 0.002855 | 0.002855 | 0.002855 | 0.002855 | 0.002855 | 0.002855 | 0.002855 | 0.002855 | 0.002855 | 0.002855 | 0.002855 | 0.002855 | 0.002855 | 0.002855 | 0.002855 | 0.002855 | 0.002855 | 0.002855 | 0.002855 | 0.002855
F1_Commercial_Healthcare_New_Miscellaneous_Natural Gas_Pool Heater_E3 | F1 | Commercial | Healthcare | New | Miscellaneous | Natural Gas | Pool Heater | E3 | Participant - Cost of Equipment | 0 | 0 | 0 | 0 | 0 | 0 | 0 | 0 | 0 | 0 | 0 | 0 | 0 | 0 | 0 | 0 | 0 | 0 | 0 | 0 | 0 | 0 | 0 | 0 | 0 | 0 | 0 | 0 | 0 | 0 | 0
F1_Commercial_Healthcare_New_Miscellaneous_Natural Gas_Pool Heater_E4 | F1 | Commercial | Healthcare | New | Miscellaneous | Natural Gas | Pool Heater | E4 | Participant - Cost of Equipment | 0 | 0 | 0 | 0 | 0 | 0 | 0 | 0 | 0 | 0 | 0 | 0 | 0 | 0 | 0 | 0 | 0 | 0 | 0 | 0 | 0 | 0 | 0 | 0 | 0 | 0 | 0 | 0 | 0 | 0 | 0
F1_Commercial_Healthcare_New_Miscellaneous_Natural Gas_Pool Heater_E5 | F1 | Commercial | Healthcare | New | Miscellaneous | Natural Gas | Pool Heater | E5 | Participant - Cost of Equipment | 0 | 0 | 0 | 0 | 0 | 0 | 0 | 0 | 0 | 0 | 0 | 0 | 0 | 0 | 0 | 0 | 0 | 0 | 0 | 0 | 0 | 0 | 0 | 0 | 0 | 0 | 0 | 0 | 0 | 0 | 0
F1_Commercial_Healthcare_New_Miscellaneous_Natural Gas_Pool Heater_E6 | F1 | Commercial | Healthcare | New | Miscellaneous | Natural Gas | Pool Heater | E6 | Participant - Cost of Equipment | 0 | 0 | 0 | 0 | 0 | 0 | 0 | 0 | 0 | 0 | 0 | 0 | 0 | 0 | 0 | 0 | 0 | 0 | 0 | 0 | 0 | 0 | 0 | 0 | 0 | 0 | 0 | 0 | 0 | 0 | 0
F1_Commercial_Healthcare_New_Miscellaneous_Natural Gas_Pool Heater_E7 | F1 | Commercial | Healthcare | New | Miscellaneous | Natural Gas | Pool Heater | E7 | Participant - Cost of Equipment | 0 | 0 | 0 | 0 | 0 | 0 | 0 | 0 | 0 | 0 | 0 | 0 | 0 | 0 | 0 | 0 | 0 | 0 | 0 | 0 | 0 | 0 | 0 | 0 | 0 | 0 | 0 | 0 | 0 | 0 | 0
F1_Commercial_Healthcare_New_Miscellaneous_Natural Gas_Pool Heater_E8 | F1 | Commercial | Healthcare | New | Miscellaneous | Natural Gas | Pool Heater | E8 | Participant - Cost of Equipment | 0 | 0 | 0 | 0 | 0 | 0 | 0 | 0 | 0 | 0 | 0 | 0 | 0 | 0 | 0 | 0 | 0 | 0 | 0 | 0 | 0 | 0 | 0 | 0 | 0 | 0 | 0 | 0 | 0 | 0 | 0
F1_Commercial_Healthcare_New_Miscellaneous_Natural Gas_Pool Heater_E9 | F1 | Commercial | Healthcare | New | Miscellaneous | Natural Gas | Pool Heater | E9 | Participant - Cost of Equipment | 0 | 0 | 0 | 0 | 0 | 0 | 0 | 0 | 0 | 0 | 0 | 0 | 0 | 0 | 0 | 0 | 0 | 0 | 0 | 0 | 0 | 0 | 0 | 0 | 0 | 0 | 0 | 0 | 0 | 0 | 0
F1_Commercial_Healthcare_New_Miscellaneous_Natural Gas_Pool Heater_E10 | F1 | Commercial | Healthcare | New | Miscellaneous | Natural Gas | Pool Heater | E10 | Participant - Cost of Equipment | 0 | 0 | 0 | 0 | 0 | 0 | 0 | 0 | 0 | 0 | 0 | 0 | 0 | 0 | 0 | 0 | 0 | 0 | 0 | 0 | 0 | 0 | 0 | 0 | 0 | 0 | 0 | 0 | 0 | 0 | 0
F2_Commercial_Healthcare_New_Miscellaneous_Natural Gas_Pool Heater_E1 | F2 | Commercial | Healthcare | New | Miscellaneous | Natural Gas | Pool Heater | E1 | Participant - Cost of Operation | 0.0080508 | 0.0083484 | 0.008467 | 0.0084952 | 0.0088166 | 0.0083115 | 0.0079621 | 0.0079525 | 0.0081875 | 0.0080495 | 0.0080118 | 0.0079254 | 0.0059463 | 0.0058015 | 0.0057592 | 0.0065095 | 0.0074338 | 0.0084741 | 0.0093038 | 0.010666 | 0.010834 | 0.011041 | 0.011289 | 0.0042599 | 0.0041693 | 0.0040854 | 0.0040072 | 0.0039339 | 0.0038645 | 0.0037982 | 0.0037345
F2_Commercial_Healthcare_New_Miscellaneous_Natural Gas_Pool Heater_E2 | F2 | Commercial | Healthcare | New | Miscellaneous | Natural Gas | Pool Heater | E2 | Participant - Cost of Operation | 0.0068432 | 0.0070961 | 0.007197 | 0.0072209 | 0.0074941 | 0.0070648 | 0.0067678 | 0.0067596 | 0.0069593 | 0.0068421 | 0.00681 | 0.0067366 | 0.0050543 | 0.0049312 | 0.0048954 | 0.0055331 | 0.0063187 | 0.0072029 | 0.0079082 | 0.009066 | 0.0092085 | 0.0093852 | 0.009596 | 0.0036209 | 0.0035439 | 0.0034726 | 0.0034062 | 0.0033438 | 0.0032848 | 0.0032285 | 0.0031743
F2_Commercial_Healthcare_New_Miscellaneous_Natural Gas_Pool Heater_E3 | F2 | Commercial | Healthcare | New | Miscellaneous | Natural Gas | Pool Heater | E3 | Participant - Cost of Operation | 0 | 0 | 0 | 0 | 0 | 0 | 0 | 0 | 0 | 0 | 0 | 0 | 0 | 0 | 0 | 0 | 0 | 0 | 0 | 0 | 0 | 0 | 0 | 0 | 0 | 0 | 0 | 0 | 0 | 0 | 0
F2_Commercial_Healthcare_New_Miscellaneous_Natural Gas_Pool Heater_E4 | F2 | Commercial | Healthcare | New | Miscellaneous | Natural Gas | Pool Heater | E4 | Participant - Cost of Operation | 0 | 0 | 0 | 0 | 0 | 0 | 0 | 0 | 0 | 0 | 0 | 0 | 0 | 0 | 0 | 0 | 0 | 0 | 0 | 0 | 0 | 0 | 0 | 0 | 0 | 0 | 0 | 0 | 0 | 0 | 0
F2_Commercial_Healthcare_New_Miscellaneous_Natural Gas_Pool Heater_E5 | F2 | Commercial | Healthcare | New | Miscellaneous | Natural Gas | Pool Heater | E5 | Participant - Cost of Operation | 0 | 0 | 0 | 0 | 0 | 0 | 0 | 0 | 0 | 0 | 0 | 0 | 0 | 0 | 0 | 0 | 0 | 0 | 0 | 0 | 0 | 0 | 0 | 0 | 0 | 0 | 0 | 0 | 0 | 0 | 0
F2_Commercial_Healthcare_New_Miscellaneous_Natural Gas_Pool Heater_E6 | F2 | Commercial | Healthcare | New | Miscellaneous | Natural Gas | Pool Heater | E6 | Participant - Cost of Operation | 0 | 0 | 0 | 0 | 0 | 0 | 0 | 0 | 0 | 0 | 0 | 0 | 0 | 0 | 0 | 0 | 0 | 0 | 0 | 0 | 0 | 0 | 0 | 0 | 0 | 0 | 0 | 0 | 0 | 0 | 0
F2_Commercial_Healthcare_New_Miscellaneous_Natural Gas_Pool Heater_E7 | F2 | Commercial | Healthcare | New | Miscellaneous | Natural Gas | Pool Heater | E7 | Participant - Cost of Operation | 0 | 0 | 0 | 0 | 0 | 0 | 0 | 0 | 0 | 0 | 0 | 0 | 0 | 0 | 0 | 0 | 0 | 0 | 0 | 0 | 0 | 0 | 0 | 0 | 0 | 0 | 0 | 0 | 0 | 0 | 0
F2_Commercial_Healthcare_New_Miscellaneous_Natural Gas_Pool Heater_E8 | F2 | Commercial | Healthcare | New | Miscellaneous | Natural Gas | Pool Heater | E8 | Participant - Cost of Operation | 0 | 0 | 0 | 0 | 0 | 0 | 0 | 0 | 0 | 0 | 0 | 0 | 0 | 0 | 0 | 0 | 0 | 0 | 0 | 0 | 0 | 0 | 0 | 0 | 0 | 0 | 0 | 0 | 0 | 0 | 0
F2_Commercial_Healthcare_New_Miscellaneous_Natural Gas_Pool Heater_E9 | F2 | Commercial | Healthcare | New | Miscellaneous | Natural Gas | Pool Heater | E9 | Participant - Cost of Operation | 0 | 0 | 0 | 0 | 0 | 0 | 0 | 0 | 0 | 0 | 0 | 0 | 0 | 0 | 0 | 0 | 0 | 0 | 0 | 0 | 0 | 0 | 0 | 0 | 0 | 0 | 0 | 0 | 0 | 0 | 0
F2_Commercial_Healthcare_New_Miscellaneous_Natural Gas_Pool Heater_E10 | F2 | Commercial | Healthcare | New | Miscellaneous | Natural Gas | Pool Heater | E10 | Participant - Cost of Operation | 0 | 0 | 0 | 0 | 0 | 0 | 0 | 0 | 0 | 0 | 0 | 0 | 0 | 0 | 0 | 0 | 0 | 0 | 0 | 0 | 0 | 0 | 0 | 0 | 0 | 0 | 0 | 0 | 0 | 0 | 0
F3_Commercial_Healthcare_New_Miscellaneous_Natural Gas_Pool Heater_E1 | F3 | Commercial | Healthcare | New | Miscellaneous | Natural Gas | Pool Heater | E1 | System - kBTUs of Conusmption | 0.67977 | 0.68248 | 0.68075 | 0.67957 | 0.67957 | 0.67957 | 0.67957 | 0.67957 | 0.67957 | 0.67957 | 0.67957 | 0.67957 | 0.67957 | 0.67957 | 0.67957 | 0.67957 | 0.67957 | 0.67957 | 0.67957 | 0.67957 | 0.67957 | 0.67957 | 0.67957 | 0.67957 | 0.67957 | 0.67957 | 0.67957 | 0.67957 | 0.67957 | 0.67957 | 0.67957
F3_Commercial_Healthcare_New_Miscellaneous_Natural Gas_Pool Heater_E2 | F3 | Commercial | Healthcare | New | Miscellaneous | Natural Gas | Pool Heater | E2 | System - kBTUs of Conusmption | 0.5778 | 0.58011 | 0.57864 | 0.57763 | 0.57763 | 0.57763 | 0.57763 | 0.57763 | 0.57763 | 0.57763 | 0.57763 | 0.57763 | 0.57763 | 0.57763 | 0.57763 | 0.57763 | 0.57763 | 0.57763 | 0.57763 | 0.57763 | 0.57763 | 0.57763 | 0.57763 | 0.57763 | 0.57763 | 0.57763 | 0.57763 | 0.57763 | 0.57763 | 0.57763 | 0.57763
F3_Commercial_Healthcare_New_Miscellaneous_Natural Gas_Pool Heater_E3 | F3 | Commercial | Healthcare | New | Miscellaneous | Natural Gas | Pool Heater | E3 | System - kBTUs of Conusmption | 0 | 0 | 0 | 0 | 0 | 0 | 0 | 0 | 0 | 0 | 0 | 0 | 0 | 0 | 0 | 0 | 0 | 0 | 0 | 0 | 0 | 0 | 0 | 0 | 0 | 0 | 0 | 0 | 0 | 0 | 0
F3_Commercial_Healthcare_New_Miscellaneous_Natural Gas_Pool Heater_E4 | F3 | Commercial | Healthcare | New | Miscellaneous | Natural Gas | Pool Heater | E4 | System - kBTUs of Conusmption | 0 | 0 | 0 | 0 | 0 | 0 | 0 | 0 | 0 | 0 | 0 | 0 | 0 | 0 | 0 | 0 | 0 | 0 | 0 | 0 | 0 | 0 | 0 | 0 | 0 | 0 | 0 | 0 | 0 | 0 | 0
F3_Commercial_Healthcare_New_Miscellaneous_Natural Gas_Pool Heater_E5 | F3 | Commercial | Healthcare | New | Miscellaneous | Natural Gas | Pool Heater | E5 | System - kBTUs of Conusmption | 0 | 0 | 0 | 0 | 0 | 0 | 0 | 0 | 0 | 0 | 0 | 0 | 0 | 0 | 0 | 0 | 0 | 0 | 0 | 0 | 0 | 0 | 0 | 0 | 0 | 0 | 0 | 0 | 0 | 0 | 0
F3_Commercial_Healthcare_New_Miscellaneous_Natural Gas_Pool Heater_E6 | F3 | Commercial | Healthcare | New | Miscellaneous | Natural Gas | Pool Heater | E6 | System - kBTUs of Conusmption | 0 | 0 | 0 | 0 | 0 | 0 | 0 | 0 | 0 | 0 | 0 | 0 | 0 | 0 | 0 | 0 | 0 | 0 | 0 | 0 | 0 | 0 | 0 | 0 | 0 | 0 | 0 | 0 | 0 | 0 | 0
F3_Commercial_Healthcare_New_Miscellaneous_Natural Gas_Pool Heater_E7 | F3 | Commercial | Healthcare | New | Miscellaneous | Natural Gas | Pool Heater | E7 | System - kBTUs of Conusmption | 0 | 0 | 0 | 0 | 0 | 0 | 0 | 0 | 0 | 0 | 0 | 0 | 0 | 0 | 0 | 0 | 0 | 0 | 0 | 0 | 0 | 0 | 0 | 0 | 0 | 0 | 0 | 0 | 0 | 0 | 0
F3_Commercial_Healthcare_New_Miscellaneous_Natural Gas_Pool Heater_E8 | F3 | Commercial | Healthcare | New | Miscellaneous | Natural Gas | Pool Heater | E8 | System - kBTUs of Conusmption | 0 | 0 | 0 | 0 | 0 | 0 | 0 | 0 | 0 | 0 | 0 | 0 | 0 | 0 | 0 | 0 | 0 | 0 | 0 | 0 | 0 | 0 | 0 | 0 | 0 | 0 | 0 | 0 | 0 | 0 | 0
F3_Commercial_Healthcare_New_Miscellaneous_Natural Gas_Pool Heater_E9 | F3 | Commercial | Healthcare | New | Miscellaneous | Natural Gas | Pool Heater | E9 | System - kBTUs of Conusmption | 0 | 0 | 0 | 0 | 0 | 0 | 0 | 0 | 0 | 0 | 0 | 0 | 0 | 0 | 0 | 0 | 0 | 0 | 0 | 0 | 0 | 0 | 0 | 0 | 0 | 0 | 0 | 0 | 0 | 0 | 0
F3_Commercial_Healthcare_New_Miscellaneous_Natural Gas_Pool Heater_E10 | F3 | Commercial | Healthcare | New | Miscellaneous | Natural Gas | Pool Heater | E10 | System - kBTUs of Conusmption | 0 | 0 | 0 | 0 | 0 | 0 | 0 | 0 | 0 | 0 | 0 | 0 | 0 | 0 | 0 | 0 | 0 | 0 | 0 | 0 | 0 | 0 | 0 | 0 | 0 | 0 | 0 | 0 | 0 | 0 | 0
F4_Commercial_Healthcare_New_Miscellaneous_Natural Gas_Pool Heater_E1 | F4 | Commercial | Healthcare | New | Miscellaneous | Natural Gas | Pool Heater | E1 | Utility - Cost of Equipment | 0.0017436 | 0.0017436 | 0.0017436 | 0.0017436 | 0.0017436 | 0.0017436 | 0.0017436 | 0.0017436 | 0.0017436 | 0.0017436 | 0.0017436 | 0.0017436 | 0.0017436 | 0.0017436 | 0.0017436 | 0.0017436 | 0.0017436 | 0.0017436 | 0.0017436 | 0.0017436 | 0.0017436 | 0.0017436 | 0.0017436 | 0.0017436 | 0.0017436 | 0.0017436 | 0.0017436 | 0.0017436 | 0.0017436 | 0.0017436 | 0.0017436
F4_Commercial_Healthcare_New_Miscellaneous_Natural Gas_Pool Heater_E2 | F4 | Commercial | Healthcare | New | Miscellaneous | Natural Gas | Pool Heater | E2 | Utility - Cost of Equipment | 0.002855 | 0.002855 | 0.002855 | 0.002855 | 0.002855 | 0.002855 | 0.002855 | 0.002855 | 0.002855 | 0.002855 | 0.002855 | 0.002855 | 0.002855 | 0.002855 | 0.002855 | 0.002855 | 0.002855 | 0.002855 | 0.002855 | 0.002855 | 0.002855 | 0.002855 | 0.002855 | 0.002855 | 0.002855 | 0.002855 | 0.002855 | 0.002855 | 0.002855 | 0.002855 | 0.002855
F4_Commercial_Healthcare_New_Miscellaneous_Natural Gas_Pool Heater_E3 | F4 | Commercial | Healthcare | New | Miscellaneous | Natural Gas | Pool Heater | E3 | Utility - Cost of Equipment | 0 | 0 | 0 | 0 | 0 | 0 | 0 | 0 | 0 | 0 | 0 | 0 | 0 | 0 | 0 | 0 | 0 | 0 | 0 | 0 | 0 | 0 | 0 | 0 | 0 | 0 | 0 | 0 | 0 | 0 | 0
F4_Commercial_Healthcare_New_Miscellaneous_Natural Gas_Pool Heater_E4 | F4 | Commercial | Healthcare | New | Miscellaneous | Natural Gas | Pool Heater | E4 | Utility - Cost of Equipment | 0 | 0 | 0 | 0 | 0 | 0 | 0 | 0 | 0 | 0 | 0 | 0 | 0 | 0 | 0 | 0 | 0 | 0 | 0 | 0 | 0 | 0 | 0 | 0 | 0 | 0 | 0 | 0 | 0 | 0 | 0
F4_Commercial_Healthcare_New_Miscellaneous_Natural Gas_Pool Heater_E5 | F4 | Commercial | Healthcare | New | Miscellaneous | Natural Gas | Pool Heater | E5 | Utility - Cost of Equipment | 0 | 0 | 0 | 0 | 0 | 0 | 0 | 0 | 0 | 0 | 0 | 0 | 0 | 0 | 0 | 0 | 0 | 0 | 0 | 0 | 0 | 0 | 0 | 0 | 0 | 0 | 0 | 0 | 0 | 0 | 0
F4_Commercial_Healthcare_New_Miscellaneous_Natural Gas_Pool Heater_E6 | F4 | Commercial | Healthcare | New | Miscellaneous | Natural Gas | Pool Heater | E6 | Utility - Cost of Equipment | 0 | 0 | 0 | 0 | 0 | 0 | 0 | 0 | 0 | 0 | 0 | 0 | 0 | 0 | 0 | 0 | 0 | 0 | 0 | 0 | 0 | 0 | 0 | 0 | 0 | 0 | 0 | 0 | 0 | 0 | 0
F4_Commercial_Healthcare_New_Miscellaneous_Natural Gas_Pool Heater_E7 | F4 | Commercial | Healthcare | New | Miscellaneous | Natural Gas | Pool Heater | E7 | Utility - Cost of Equipment | 0 | 0 | 0 | 0 | 0 | 0 | 0 | 0 | 0 | 0 | 0 | 0 | 0 | 0 | 0 | 0 | 0 | 0 | 0 | 0 | 0 | 0 | 0 | 0 | 0 | 0 | 0 | 0 | 0 | 0 | 0
F4_Commercial_Healthcare_New_Miscellaneous_Natural Gas_Pool Heater_E8 | F4 | Commercial | Healthcare | New | Miscellaneous | Natural Gas | Pool Heater | E8 | Utility - Cost of Equipment | 0 | 0 | 0 | 0 | 0 | 0 | 0 | 0 | 0 | 0 | 0 | 0 | 0 | 0 | 0 | 0 | 0 | 0 | 0 | 0 | 0 | 0 | 0 | 0 | 0 | 0 | 0 | 0 | 0 | 0 | 0
F4_Commercial_Healthcare_New_Miscellaneous_Natural Gas_Pool Heater_E9 | F4 | Commercial | Healthcare | New | Miscellaneous | Natural Gas | Pool Heater | E9 | Utility - Cost of Equipment | 0 | 0 | 0 | 0 | 0 | 0 | 0 | 0 | 0 | 0 | 0 | 0 | 0 | 0 | 0 | 0 | 0 | 0 | 0 | 0 | 0 | 0 | 0 | 0 | 0 | 0 | 0 | 0 | 0 | 0 | 0
F4_Commercial_Healthcare_New_Miscellaneous_Natural Gas_Pool Heater_E10 | F4 | Commercial | Healthcare | New | Miscellaneous | Natural Gas | Pool Heater | E10 | Utility - Cost of Equipment | 0 | 0 | 0 | 0 | 0 | 0 | 0 | 0 | 0 | 0 | 0 | 0 | 0 | 0 | 0 | 0 | 0 | 0 | 0 | 0 | 0 | 0 | 0 | 0 | 0 | 0 | 0 | 0 | 0 | 0 | 0
F5_Commercial_Healthcare_New_Miscellaneous_Natural Gas_Pool Heater_E1 | F5 | Commercial | Healthcare | New | Miscellaneous | Natural Gas | Pool Heater | E1 | Utility - Cost of Operation | 0.0067198 | 0.0069682 | 0.0070673 | 0.0070908 | 0.007359 | 0.0069374 | 0.0066458 | 0.0066378 | 0.0068339 | 0.0067188 | 0.0066873 | 0.0066151 | 0.0049632 | 0.0048424 | 0.0048071 | 0.0054333 | 0.0062048 | 0.0070731 | 0.0077657 | 0.0089026 | 0.0090426 | 0.009216 | 0.009423 | 0.0035556 | 0.00348 | 0.00341 | 0.0033448 | 0.0032835 | 0.0032256 | 0.0031703 | 0.0031171
F5_Commercial_Healthcare_New_Miscellaneous_Natural Gas_Pool Heater_E2 | F5 | Commercial | Healthcare | New | Miscellaneous | Natural Gas | Pool Heater | E2 | Utility - Cost of Operation | 0.0057119 | 0.005923 | 0.0060072 | 0.0060271 | 0.0062551 | 0.0058968 | 0.005649 | 0.0056421 | 0.0058088 | 0.005711 | 0.0056842 | 0.0056229 | 0.0042187 | 0.004116 | 0.004086 | 0.0046183 | 0.0052741 | 0.0060121 | 0.0066008 | 0.0075672 | 0.0076862 | 0.0078336 | 0.0080095 | 0.0030223 | 0.002958 | 0.0028985 | 0.002843 | 0.002791 | 0.0027418 | 0.0026947 | 0.0026495
F5_Commercial_Healthcare_New_Miscellaneous_Natural Gas_Pool Heater_E3 | F5 | Commercial | Healthcare | New | Miscellaneous | Natural Gas | Pool Heater | E3 | Utility - Cost of Operation | 0 | 0 | 0 | 0 | 0 | 0 | 0 | 0 | 0 | 0 | 0 | 0 | 0 | 0 | 0 | 0 | 0 | 0 | 0 | 0 | 0 | 0 | 0 | 0 | 0 | 0 | 0 | 0 | 0 | 0 | 0
F5_Commercial_Healthcare_New_Miscellaneous_Natural Gas_Pool Heater_E4 | F5 | Commercial | Healthcare | New | Miscellaneous | Natural Gas | Pool Heater | E4 | Utility - Cost of Operation | 0 | 0 | 0 | 0 | 0 | 0 | 0 | 0 | 0 | 0 | 0 | 0 | 0 | 0 | 0 | 0 | 0 | 0 | 0 | 0 | 0 | 0 | 0 | 0 | 0 | 0 | 0 | 0 | 0 | 0 | 0
F5_Commercial_Healthcare_New_Miscellaneous_Natural Gas_Pool Heater_E5 | F5 | Commercial | Healthcare | New | Miscellaneous | Natural Gas | Pool Heater | E5 | Utility - Cost of Operation | 0 | 0 | 0 | 0 | 0 | 0 | 0 | 0 | 0 | 0 | 0 | 0 | 0 | 0 | 0 | 0 | 0 | 0 | 0 | 0 | 0 | 0 | 0 | 0 | 0 | 0 | 0 | 0 | 0 | 0 | 0